{"text_format":"1","workbook":"xlsx","n_sheets":3,"sheets":["INPUTS","OUTPUTS","Module2"],"not_rendered":{"charts":0,"images":0,"macros":1,"external_links":1,"defined_names":70,"comments":0,"pivot_tables":0},"unopened":[{"sheet":"Module2","index":2,"reason":"part_missing"}],"bounds":{"document_bytes":16777216,"sheet_cells":100000,"rows_first":2000,"rows_last":500,"rows_between":2000,"halvings":0,"cell_chars":16384,"cell_head_chars":4096},"cells_cut":0,"cells_raw":0,"read":"whole","date_system":"1900"}

{"sheet":"INPUTS","index":0,"n_rows":14128,"n_cols":45,"rows_kept":1125,"cut":true,"hidden":false,"merged":[[3,43,3,44],[2,0,2,27],[7,36,7,41],[3,32,3,33]],"bounds":{"rows_first":500,"rows_last":125,"rows_between":500,"halvings":2}}
["FPL 000617"]
["20240012-EG"]
["I. Inputs: Batch Runs "]
[null,null,null,null,null,null,null,null,null,null,null,null,null,null,null,null,null,null,null,null,null,null,"adjusted for tax credits",null,null,null,null,null,null,null,null,null,"Screening Step # 4",null,null,null,null,null,null,null,null,null,null,"Maximum Incentive "]
[]
[null,null,"Summer","Winter","Annual",null,null,null,"Billing","Billing","Billing","Billing","Billing","Billing","Billing","Billing","Billing","Billing","Billing","Billing",null,null,null,null,null,null,null,null,null,null,null,null,"Maximum Incentive",null,null,null,null,null,null,null,null,null,null,"Minimum","Conversion Factor to"]
[null,null,"kW","kW","kWh",null,null,"Life","kW","kW","kW","kW","kW","kW","kW","kW","kW","kW","kW","kW","Admin.",null,null,null,null,null,"Kwh pct","External",null,null,"(Based on 3-Yrs.)",null,"that does not violate",null,null,null,null,null,null,null,null,null,null,"Incentive Needed","calculate one-time"]
[null,null,"Reduction ","Reduction ","Reduction ",null,null,"(Years)","per","per","per","per","per","per","per","per","per","per","per","per","Non-","Admin.","Part.","Part.","Rebate","Rebate","for rev","non rec",null,null,"with zero incentive",null,"3-Years Payback",null,null,null,"Energy and Demand Charge",null,null,null,null,null,null,"to get Participant ","incentive payment needed"]
[null,"Measure","at","at","at","Load","Rate","of","month","month","month","month","month","month","month","month","month","month","month","month","rec.","Rec.","Equip.","O&M","Non-rec.","Rec.","loss & bill","credit",null,null,"Years",null,"one-time incentive payment","3 Yrs. Payback ",null,null,null,null,null,null,null,null,null,"Test to 1.00","to make Part. Test = 1.00"]
[null,"Name","Meter","Meter","Meter","Shifting %","Class","Measure","Jan.","Feb.","March","April","May","June","July","Aug.","Sep.","Oct.","Nov.","Dec.","Cost","Cost","Cost","Cost","Cost","Cost","savings","per part",null,null,"to Payback",null,"(Nominal $)"," criterion met",null,null,"Egy yr1","Egy yr2","Egy yr3","Dmd yr1","Dmd yr2","Dmd yr3",null,"(NPV $)","(Nominal $)"]
[1,"CasEgs101",1,0.36809815950920244,6134.9693251533736,0,"GS",20,1,1,1,1,1,1,1,1,1,1,1,1,368.09815950920245,0,2803.541488311283,0,0,0,1,0,null,null,3.6548490944314209,null,485.36270843668331,1,null,null,13.708,11.574999999999999,12.50331411195598,0,0,0,null,0,0]
[2,"CasNgs101",1,0.36809815950920244,6134.9693251533736,0,"GS",20,1,1,1,1,1,1,1,1,1,1,1,1,368.09815950920245,0,2803.541488311283,0,0,0,1,0,null,null,3.6548490944314209,null,485.36270843668331,1,null,null,13.708,11.574999999999999,12.50331411195598,0,0,0,null,0,0]
[3,"CcoEgs101",1,0.36809815950920244,6134.9693251533736,0,"GS",20,1,1,1,1,1,1,1,1,1,1,1,1,368.09815950920245,0,2803.541488311283,0,0,0,1,0,null,null,3.6548490944314209,null,485.36270843668331,1,null,null,13.708,11.574999999999999,12.50331411195598,0,0,0,null,0,0]
[4,"CcoNgs101",1,0.36809815950920244,6134.9693251533736,0,"GS",20,1,1,1,1,1,1,1,1,1,1,1,1,368.09815950920245,0,2803.541488311283,0,0,0,1,0,null,null,3.6548490944314209,null,485.36270843668331,1,null,null,13.708,11.574999999999999,12.50331411195598,0,0,0,null,0,0]
[5,"CdaEgs101",1,1.8135593220338981,16949.152542372882,0,"GS",20,1,1,1,1,1,1,1,1,1,1,1,1,1016.9491525423729,0,7745.3773321142226,0,0,0,1,0,null,null,3.6548490944314209,null,1340.9173131386328,1,null,null,13.708,11.574999999999999,12.50331411195598,0,0,0,null,0,0]
[6,"CdaNgs101",1,1.8135593220338981,16949.152542372882,0,"GS",20,1,1,1,1,1,1,1,1,1,1,1,1,1016.9491525423729,0,7745.3773321142226,0,0,0,1,0,null,null,3.6548490944314209,null,1340.9173131386328,1,null,null,13.708,11.574999999999999,12.50331411195598,0,0,0,null,0,0]
[7,"CgrEgs101",1,0.36809815950920244,6134.9693251533736,0,"GS",20,1,1,1,1,1,1,1,1,1,1,1,1,368.09815950920245,0,2803.541488311283,0,0,0,1,0,null,null,3.6548490944314209,null,485.36270843668331,1,null,null,13.708,11.574999999999999,12.50331411195598,0,0,0,null,0,0]
[8,"CgrNgs101",1,0.36809815950920244,6134.9693251533736,0,"GS",20,1,1,1,1,1,1,1,1,1,1,1,1,368.09815950920245,0,2803.541488311283,0,0,0,1,0,null,null,3.6548490944314209,null,485.36270843668331,1,null,null,13.708,11.574999999999999,12.50331411195598,0,0,0,null,0,0]
[9,"CheEgs101",1,1.1186440677966101,8474.5762711864409,0,"GS",20,1,1,1,1,1,1,1,1,1,1,1,1,508.47457627118644,0,3872.6886660571113,0,0,0,1,0,null,null,3.6548490944314209,null,670.45865656931642,1,null,null,13.708,11.574999999999999,12.50331411195598,0,0,0,null,0,0]
[10,"CheNgs101",1,1.1186440677966101,8474.5762711864409,0,"GS",20,1,1,1,1,1,1,1,1,1,1,1,1,508.47457627118644,0,3872.6886660571113,0,0,0,1,0,null,null,3.6548490944314209,null,670.45865656931642,1,null,null,13.708,11.574999999999999,12.50331411195598,0,0,0,null,0,0]
[11,"ChoEgs101",1,0.36809815950920244,6134.9693251533736,0,"GS",20,1,1,1,1,1,1,1,1,1,1,1,1,368.09815950920245,0,2803.541488311283,0,0,0,1,0,null,null,3.6548490944314209,null,485.36270843668331,1,null,null,13.708,11.574999999999999,12.50331411195598,0,0,0,null,0,0]
[12,"ChoNgs101",1,0.36809815950920244,6134.9693251533736,0,"GS",20,1,1,1,1,1,1,1,1,1,1,1,1,368.09815950920245,0,2803.541488311283,0,0,0,1,0,null,null,3.6548490944314209,null,485.36270843668331,1,null,null,13.708,11.574999999999999,12.50331411195598,0,0,0,null,0,0]
[13,"CinEgs101",1,1.8135593220338981,16949.152542372882,0,"GS",20,1,1,1,1,1,1,1,1,1,1,1,1,1016.9491525423729,0,7745.3773321142226,0,0,0,1,0,null,null,3.6548490944314209,null,1340.9173131386328,1,null,null,13.708,11.574999999999999,12.50331411195598,0,0,0,null,0,0]
[14,"CinNgs101",1,1.8135593220338981,16949.152542372882,0,"GS",20,1,1,1,1,1,1,1,1,1,1,1,1,1016.9491525423729,0,7745.3773321142226,0,0,0,1,0,null,null,3.6548490944314209,null,1340.9173131386328,1,null,null,13.708,11.574999999999999,12.50331411195598,0,0,0,null,0,0]
[15,"CloEgs101",1,0.44505494505494508,5494.5054945054944,0,"GS",20,1,1,1,1,1,1,1,1,1,1,1,1,329.67032967032969,0,2510.8640801908746,0,0,0,1,0,null,null,3.6548490944314209,null,434.69297513834829,1,null,null,13.708,11.574999999999999,12.50331411195598,0,0,0,null,0,0]
[16,"CloNgs101",1,0.44505494505494508,5494.5054945054944,0,"GS",20,1,1,1,1,1,1,1,1,1,1,1,1,329.67032967032969,0,2510.8640801908746,0,0,0,1,0,null,null,3.6548490944314209,null,434.69297513834829,1,null,null,13.708,11.574999999999999,12.50331411195598,0,0,0,null,0,0]
[17,"CmiEgs101",1,1.8135593220338981,16949.152542372882,0,"GS",20,1,1,1,1,1,1,1,1,1,1,1,1,1016.9491525423729,0,7745.3773321142226,0,0,0,1,0,null,null,3.6548490944314209,null,1340.9173131386328,1,null,null,13.708,11.574999999999999,12.50331411195598,0,0,0,null,0,0]
[18,"CmiNgs101",1,1.8135593220338981,16949.152542372882,0,"GS",20,1,1,1,1,1,1,1,1,1,1,1,1,1016.9491525423729,0,7745.3773321142226,0,0,0,1,0,null,null,3.6548490944314209,null,1340.9173131386328,1,null,null,13.708,11.574999999999999,12.50331411195598,0,0,0,null,0,0]
[19,"CofEgs101",1,1.8135593220338981,16949.152542372882,0,"GS",20,1,1,1,1,1,1,1,1,1,1,1,1,1016.9491525423729,0,7745.3773321142226,0,0,0,1,0,null,null,3.6548490944314209,null,1340.9173131386328,1,null,null,13.708,11.574999999999999,12.50331411195598,0,0,0,null,0,0]
[20,"CofNgs101",1,1.8135593220338981,16949.152542372882,0,"GS",20,1,1,1,1,1,1,1,1,1,1,1,1,1016.9491525423729,0,7745.3773321142226,0,0,0,1,0,null,null,3.6548490944314209,null,1340.9173131386328,1,null,null,13.708,11.574999999999999,12.50331411195598,0,0,0,null,0,0]
[21,"CreEgs101",1,0.52879581151832455,5235.6020942408377,0,"GS",20,1,1,1,1,1,1,1,1,1,1,1,1,314.13612565445032,0,2392.5511130614618,0,0,0,1,0,null,null,3.6548490944314214,null,414.21006007947346,1,null,null,13.708,11.574999999999999,12.50331411195598,0,0,0,null,0,0]
[22,"CreNgs101",1,0.52879581151832455,5235.6020942408377,0,"GS",20,1,1,1,1,1,1,1,1,1,1,1,1,314.13612565445032,0,2392.5511130614618,0,0,0,1,0,null,null,3.6548490944314214,null,414.21006007947346,1,null,null,13.708,11.574999999999999,12.50331411195598,0,0,0,null,0,0]
[23,"CrtEgs101",1,0.36809815950920244,6134.9693251533736,0,"GS",20,1,1,1,1,1,1,1,1,1,1,1,1,368.09815950920245,0,2803.541488311283,0,0,0,1,0,null,null,3.6548490944314209,null,485.36270843668331,1,null,null,13.708,11.574999999999999,12.50331411195598,0,0,0,null,0,0]
[24,"CrtNgs101",1,0.36809815950920244,6134.9693251533736,0,"GS",20,1,1,1,1,1,1,1,1,1,1,1,1,368.09815950920245,0,2803.541488311283,0,0,0,1,0,null,null,3.6548490944314209,null,485.36270843668331,1,null,null,13.708,11.574999999999999,12.50331411195598,0,0,0,null,0,0]
[25,"CscEgs101",1,1.8135593220338981,16949.152542372882,0,"GS",20,1,1,1,1,1,1,1,1,1,1,1,1,1016.9491525423729,0,7745.3773321142226,0,0,0,1,0,null,null,3.6548490944314209,null,1340.9173131386328,1,null,null,13.708,11.574999999999999,12.50331411195598,0,0,0,null,0,0]
[26,"CscNgs101",1,1.8135593220338981,16949.152542372882,0,"GS",20,1,1,1,1,1,1,1,1,1,1,1,1,1016.9491525423729,0,7745.3773321142226,0,0,0,1,0,null,null,3.6548490944314209,null,1340.9173131386328,1,null,null,13.708,11.574999999999999,12.50331411195598,0,0,0,null,0,0]
[27,"CwaEgs101",1,1.8135593220338981,16949.152542372882,0,"GS",20,1,1,1,1,1,1,1,1,1,1,1,1,1016.9491525423729,0,7745.3773321142226,0,0,0,1,0,null,null,3.6548490944314209,null,1340.9173131386328,1,null,null,13.708,11.574999999999999,12.50331411195598,0,0,0,null,0,0]
[28,"CwaNgs101",1,1.8135593220338981,16949.152542372882,0,"GS",20,1,1,1,1,1,1,1,1,1,1,1,1,1016.9491525423729,0,7745.3773321142226,0,0,0,1,0,null,null,3.6548490944314209,null,1340.9173131386328,1,null,null,13.708,11.574999999999999,12.50331411195598,0,0,0,null,0,0]
[29,"CasTgs102",1,0.36809815950920244,6134.9693251533745,0,"GS",12,0.57723342209516748,0.60437372201316453,0.83705124089372529,1.0970310586362544,1.2026142145897361,1.2026142145897361,1.2889868661351127,1.2890846405144394,1.2453007447106357,1.1191895620457397,0.77552819282287611,0.85362126693691953,368.0981595092025,0,1522.1814594444616,0,0,0,1,0,null,null,1.9843985016116081,null,-795.99732043013853,0,null,null,13.708,11.574999999999999,12.50331411195598,0,0,0,null,0,0]
[30,"CasNgs102",1,0.36809815950920244,6134.9693251533745,0,"GS",12,0.57723342209516748,0.60437372201316453,0.83705124089372529,1.0970310586362544,1.2026142145897361,1.2026142145897361,1.2889868661351127,1.2890846405144394,1.2453007447106357,1.1191895620457397,0.77552819282287611,0.85362126693691953,368.0981595092025,0,1522.1814594444616,0,0,0,1,0,null,null,1.9843985016116081,null,-795.99732043013853,0,null,null,13.708,11.574999999999999,12.50331411195598,0,0,0,null,0,0]
[31,"CcoTgs102",1,0.36809815950920244,6134.9693251533745,0,"GS",12,0.57723342209516748,0.60437372201316453,0.83705124089372529,1.0970310586362544,1.2026142145897361,1.2026142145897361,1.2889868661351127,1.2890846405144394,1.2453007447106357,1.1191895620457397,0.77552819282287611,0.85362126693691953,368.0981595092025,0,1522.1814594444616,0,0,0,1,0,null,null,1.9843985016116081,null,-795.99732043013853,0,null,null,13.708,11.574999999999999,12.50331411195598,0,0,0,null,0,0]
[32,"CcoNgs102",1,0.36809815950920244,6134.9693251533745,0,"GS",12,0.57723342209516748,0.60437372201316453,0.83705124089372529,1.0970310586362544,1.2026142145897361,1.2026142145897361,1.2889868661351127,1.2890846405144394,1.2453007447106357,1.1191895620457397,0.77552819282287611,0.85362126693691953,368.0981595092025,0,1522.1814594444616,0,0,0,1,0,null,null,1.9843985016116081,null,-795.99732043013853,0,null,null,13.708,11.574999999999999,12.50331411195598,0,0,0,null,0,0]
[33,"CdaTgs102",1,1.8135593220338984,16949.152542372882,0,"GS",12,0.57723342209516748,0.60437372201316453,0.83705124089372529,1.0970310586362544,1.2026142145897361,1.2026142145897361,1.2889868661351127,1.2890846405144394,1.2453007447106357,1.1191895620457397,0.77552819282287611,0.85362126693691953,1016.949152542373,0,4205.3487777872415,0,0,0,1,0,null,null,1.9843985016116086,null,-2199.1112411883482,0,null,null,13.708,11.574999999999999,12.50331411195598,0,0,0,null,0,0]
[34,"CdaNgs102",1,1.8135593220338984,16949.152542372882,0,"GS",12,0.57723342209516748,0.60437372201316453,0.83705124089372529,1.0970310586362544,1.2026142145897361,1.2026142145897361,1.2889868661351127,1.2890846405144394,1.2453007447106357,1.1191895620457397,0.77552819282287611,0.85362126693691953,1016.949152542373,0,4205.3487777872415,0,0,0,1,0,null,null,1.9843985016116086,null,-2199.1112411883482,0,null,null,13.708,11.574999999999999,12.50331411195598,0,0,0,null,0,0]
[35,"CgrTgs102",1,0.36809815950920244,6134.9693251533745,0,"GS",12,0.57723342209516748,0.60437372201316453,0.83705124089372529,1.0970310586362544,1.2026142145897361,1.2026142145897361,1.2889868661351127,1.2890846405144394,1.2453007447106357,1.1191895620457397,0.77552819282287611,0.85362126693691953,368.0981595092025,0,1522.1814594444616,0,0,0,1,0,null,null,1.9843985016116081,null,-795.99732043013853,0,null,null,13.708,11.574999999999999,12.50331411195598,0,0,0,null,0,0]
[36,"CgrNgs102",1,0.36809815950920244,6134.9693251533745,0,"GS",12,0.57723342209516748,0.60437372201316453,0.83705124089372529,1.0970310586362544,1.2026142145897361,1.2026142145897361,1.2889868661351127,1.2890846405144394,1.2453007447106357,1.1191895620457397,0.77552819282287611,0.85362126693691953,368.0981595092025,0,1522.1814594444616,0,0,0,1,0,null,null,1.9843985016116081,null,-795.99732043013853,0,null,null,13.708,11.574999999999999,12.50331411195598,0,0,0,null,0,0]
[37,"CheTgs102",1,1.1186440677966101,8474.5762711864409,0,"GS",12,0.57723342209516748,0.60437372201316453,0.83705124089372529,1.0970310586362544,1.2026142145897361,1.2026142145897361,1.2889868661351127,1.2890846405144394,1.2453007447106357,1.1191895620457397,0.77552819282287611,0.85362126693691953,508.47457627118649,0,2102.6743888936207,0,0,0,1,0,null,null,1.9843985016116086,null,-1099.5556205941741,0,null,null,13.708,11.574999999999999,12.50331411195598,0,0,0,null,0,0]
[38,"CheNgs102",1,1.1186440677966101,8474.5762711864409,0,"GS",12,0.57723342209516748,0.60437372201316453,0.83705124089372529,1.0970310586362544,1.2026142145897361,1.2026142145897361,1.2889868661351127,1.2890846405144394,1.2453007447106357,1.1191895620457397,0.77552819282287611,0.85362126693691953,508.47457627118649,0,2102.6743888936207,0,0,0,1,0,null,null,1.9843985016116086,null,-1099.5556205941741,0,null,null,13.708,11.574999999999999,12.50331411195598,0,0,0,null,0,0]
[39,"ChoTgs102",1,0.36809815950920244,6134.9693251533745,0,"GS",12,0.57723342209516748,0.60437372201316453,0.83705124089372529,1.0970310586362544,1.2026142145897361,1.2026142145897361,1.2889868661351127,1.2890846405144394,1.2453007447106357,1.1191895620457397,0.77552819282287611,0.85362126693691953,368.0981595092025,0,1522.1814594444616,0,0,0,1,0,null,null,1.9843985016116081,null,-795.99732043013853,0,null,null,13.708,11.574999999999999,12.50331411195598,0,0,0,null,0,0]
[40,"ChoNgs102",1,0.36809815950920244,6134.9693251533745,0,"GS",12,0.57723342209516748,0.60437372201316453,0.83705124089372529,1.0970310586362544,1.2026142145897361,1.2026142145897361,1.2889868661351127,1.2890846405144394,1.2453007447106357,1.1191895620457397,0.77552819282287611,0.85362126693691953,368.0981595092025,0,1522.1814594444616,0,0,0,1,0,null,null,1.9843985016116081,null,-795.99732043013853,0,null,null,13.708,11.574999999999999,12.50331411195598,0,0,0,null,0,0]
[41,"CinTgs102",1,1.8135593220338984,16949.152542372882,0,"GS",12,0.57723342209516748,0.60437372201316453,0.83705124089372529,1.0970310586362544,1.2026142145897361,1.2026142145897361,1.2889868661351127,1.2890846405144394,1.2453007447106357,1.1191895620457397,0.77552819282287611,0.85362126693691953,1016.949152542373,0,4205.3487777872415,0,0,0,1,0,null,null,1.9843985016116086,null,-2199.1112411883482,0,null,null,13.708,11.574999999999999,12.50331411195598,0,0,0,null,0,0]
[42,"CinNgs102",1,1.8135593220338984,16949.152542372882,0,"GS",12,0.57723342209516748,0.60437372201316453,0.83705124089372529,1.0970310586362544,1.2026142145897361,1.2026142145897361,1.2889868661351127,1.2890846405144394,1.2453007447106357,1.1191895620457397,0.77552819282287611,0.85362126693691953,1016.949152542373,0,4205.3487777872415,0,0,0,1,0,null,null,1.9843985016116086,null,-2199.1112411883482,0,null,null,13.708,11.574999999999999,12.50331411195598,0,0,0,null,0,0]
[43,"CloTgs102",1,0.44505494505494508,5494.5054945054944,0,"GS",12,0.57723342209516748,0.60437372201316453,0.83705124089372529,1.0970310586362544,1.2026142145897361,1.2026142145897361,1.2889868661351127,1.2890846405144394,1.2453007447106357,1.1191895620457397,0.77552819282287611,0.85362126693691953,329.67032967032969,0,1363.2724059859738,0,0,0,1,0,null,null,1.9843985016116084,null,-712.89869906655247,0,null,null,13.708,11.574999999999999,12.50331411195598,0,0,0,null,0,0]
[44,"CloNgs102",1,0.44505494505494508,5494.5054945054944,0,"GS",12,0.57723342209516748,0.60437372201316453,0.83705124089372529,1.0970310586362544,1.2026142145897361,1.2026142145897361,1.2889868661351127,1.2890846405144394,1.2453007447106357,1.1191895620457397,0.77552819282287611,0.85362126693691953,329.67032967032969,0,1363.2724059859738,0,0,0,1,0,null,null,1.9843985016116084,null,-712.89869906655247,0,null,null,13.708,11.574999999999999,12.50331411195598,0,0,0,null,0,0]
[45,"CmiTgs102",1,1.8135593220338984,16949.152542372882,0,"GS",12,0.57723342209516748,0.60437372201316453,0.83705124089372529,1.0970310586362544,1.2026142145897361,1.2026142145897361,1.2889868661351127,1.2890846405144394,1.2453007447106357,1.1191895620457397,0.77552819282287611,0.85362126693691953,1016.949152542373,0,4205.3487777872415,0,0,0,1,0,null,null,1.9843985016116086,null,-2199.1112411883482,0,null,null,13.708,11.574999999999999,12.50331411195598,0,0,0,null,0,0]
[46,"CmiNgs102",1,1.8135593220338984,16949.152542372882,0,"GS",12,0.57723342209516748,0.60437372201316453,0.83705124089372529,1.0970310586362544,1.2026142145897361,1.2026142145897361,1.2889868661351127,1.2890846405144394,1.2453007447106357,1.1191895620457397,0.77552819282287611,0.85362126693691953,1016.949152542373,0,4205.3487777872415,0,0,0,1,0,null,null,1.9843985016116086,null,-2199.1112411883482,0,null,null,13.708,11.574999999999999,12.50331411195598,0,0,0,null,0,0]
[47,"CofTgs102",1,1.8135593220338984,16949.152542372882,0,"GS",12,0.57723342209516748,0.60437372201316453,0.83705124089372529,1.0970310586362544,1.2026142145897361,1.2026142145897361,1.2889868661351127,1.2890846405144394,1.2453007447106357,1.1191895620457397,0.77552819282287611,0.85362126693691953,1016.949152542373,0,4205.3487777872415,0,0,0,1,0,null,null,1.9843985016116086,null,-2199.1112411883482,0,null,null,13.708,11.574999999999999,12.50331411195598,0,0,0,null,0,0]
[48,"CofNgs102",1,1.8135593220338984,16949.152542372882,0,"GS",12,0.57723342209516748,0.60437372201316453,0.83705124089372529,1.0970310586362544,1.2026142145897361,1.2026142145897361,1.2889868661351127,1.2890846405144394,1.2453007447106357,1.1191895620457397,0.77552819282287611,0.85362126693691953,1016.949152542373,0,4205.3487777872415,0,0,0,1,0,null,null,1.9843985016116086,null,-2199.1112411883482,0,null,null,13.708,11.574999999999999,12.50331411195598,0,0,0,null,0,0]
[49,"CreTgs102",1,0.52879581151832455,5235.6020942408377,0,"GS",12,0.57723342209516748,0.60437372201316453,0.83705124089372529,1.0970310586362544,1.2026142145897361,1.2026142145897361,1.2889868661351127,1.2890846405144394,1.2453007447106357,1.1191895620457397,0.77552819282287611,0.85362126693691953,314.13612565445027,0,1299.0344392117656,0,0,0,1,0,null,null,1.9843985016116084,null,-679.30661377022273,0,null,null,13.708,11.574999999999999,12.50331411195598,0,0,0,null,0,0]
[50,"CreNgs102",1,0.52879581151832455,5235.6020942408377,0,"GS",12,0.57723342209516748,0.60437372201316453,0.83705124089372529,1.0970310586362544,1.2026142145897361,1.2026142145897361,1.2889868661351127,1.2890846405144394,1.2453007447106357,1.1191895620457397,0.77552819282287611,0.85362126693691953,314.13612565445027,0,1299.0344392117656,0,0,0,1,0,null,null,1.9843985016116084,null,-679.30661377022273,0,null,null,13.708,11.574999999999999,12.50331411195598,0,0,0,null,0,0]
[51,"CrtTgs102",1,0.36809815950920244,6134.9693251533745,0,"GS",12,0.57723342209516748,0.60437372201316453,0.83705124089372529,1.0970310586362544,1.2026142145897361,1.2026142145897361,1.2889868661351127,1.2890846405144394,1.2453007447106357,1.1191895620457397,0.77552819282287611,0.85362126693691953,368.0981595092025,0,1522.1814594444616,0,0,0,1,0,null,null,1.9843985016116081,null,-795.99732043013853,0,null,null,13.708,11.574999999999999,12.50331411195598,0,0,0,null,0,0]
[52,"CrtNgs102",1,0.36809815950920244,6134.9693251533745,0,"GS",12,0.57723342209516748,0.60437372201316453,0.83705124089372529,1.0970310586362544,1.2026142145897361,1.2026142145897361,1.2889868661351127,1.2890846405144394,1.2453007447106357,1.1191895620457397,0.77552819282287611,0.85362126693691953,368.0981595092025,0,1522.1814594444616,0,0,0,1,0,null,null,1.9843985016116081,null,-795.99732043013853,0,null,null,13.708,11.574999999999999,12.50331411195598,0,0,0,null,0,0]
[53,"CscTgs102",1,1.8135593220338984,16949.152542372882,0,"GS",12,0.57723342209516748,0.60437372201316453,0.83705124089372529,1.0970310586362544,1.2026142145897361,1.2026142145897361,1.2889868661351127,1.2890846405144394,1.2453007447106357,1.1191895620457397,0.77552819282287611,0.85362126693691953,1016.949152542373,0,4205.3487777872415,0,0,0,1,0,null,null,1.9843985016116086,null,-2199.1112411883482,0,null,null,13.708,11.574999999999999,12.50331411195598,0,0,0,null,0,0]
[54,"CscNgs102",1,1.8135593220338984,16949.152542372882,0,"GS",12,0.57723342209516748,0.60437372201316453,0.83705124089372529,1.0970310586362544,1.2026142145897361,1.2026142145897361,1.2889868661351127,1.2890846405144394,1.2453007447106357,1.1191895620457397,0.77552819282287611,0.85362126693691953,1016.949152542373,0,4205.3487777872415,0,0,0,1,0,null,null,1.9843985016116086,null,-2199.1112411883482,0,null,null,13.708,11.574999999999999,12.50331411195598,0,0,0,null,0,0]
[55,"CwaTgs102",1,1.8135593220338984,16949.152542372882,0,"GS",12,0.57723342209516748,0.60437372201316453,0.83705124089372529,1.0970310586362544,1.2026142145897361,1.2026142145897361,1.2889868661351127,1.2890846405144394,1.2453007447106357,1.1191895620457397,0.77552819282287611,0.85362126693691953,1016.949152542373,0,4205.3487777872415,0,0,0,1,0,null,null,1.9843985016116086,null,-2199.1112411883482,0,null,null,13.708,11.574999999999999,12.50331411195598,0,0,0,null,0,0]
[56,"CwaNgs102",1,1.8135593220338984,16949.152542372882,0,"GS",12,0.57723342209516748,0.60437372201316453,0.83705124089372529,1.0970310586362544,1.2026142145897361,1.2026142145897361,1.2889868661351127,1.2890846405144394,1.2453007447106357,1.1191895620457397,0.77552819282287611,0.85362126693691953,1016.949152542373,0,4205.3487777872415,0,0,0,1,0,null,null,1.9843985016116086,null,-2199.1112411883482,0,null,null,13.708,11.574999999999999,12.50331411195598,0,0,0,null,0,0]
[57,"CasTgs103",1,1.5230021874837072,8042.7229438435033,0,"GS",13,0.57723342209516748,0.60437372201316453,0.83705124089372529,1.0970310586362544,1.2026142145897361,1.2026142145897361,1.2889868661351127,1.2890846405144394,1.2453007447106357,1.1191895620457397,0.77552819282287611,0.85362126693691953,482.56337663061026,0,745.59045828745332,0,0,0,1,0,null,null,0.74143330637446436,null,-2293.4580964276056,0,null,null,13.708,11.574999999999999,12.50331411195598,0,0,0,null,0,0]
[58,"CasNgs103",1,1.5230021874837072,8042.7229438435033,0,"GS",13,0.57723342209516748,0.60437372201316453,0.83705124089372529,1.0970310586362544,1.2026142145897361,1.2026142145897361,1.2889868661351127,1.2890846405144394,1.2453007447106357,1.1191895620457397,0.77552819282287611,0.85362126693691953,482.56337663061026,0,745.59045828745332,0,0,0,1,0,null,null,0.74143330637446436,null,-2293.4580964276056,0,null,null,13.708,11.574999999999999,12.50331411195598,0,0,0,null,0,0]
[59,"CcoTgs103",1,1.2144824008532755,10905.422717184669,0,"GS",13,0.57723342209516748,0.60437372201316453,0.83705124089372529,1.0970310586362544,1.2026142145897361,1.2026142145897361,1.2889868661351127,1.2890846405144394,1.2453007447106357,1.1191895620457397,0.77552819282287611,0.85362126693691953,654.3253630310802,0,1010.9734201086928,0,0,0,1,0,null,null,0.74143330637446436,null,-3109.7838630433107,0,null,null,13.708,11.574999999999999,12.50331411195598,0,0,0,null,0,0]
[60,"CcoNgs103",1,1.2144824008532755,10905.422717184669,0,"GS",13,0.57723342209516748,0.60437372201316453,0.83705124089372529,1.0970310586362544,1.2026142145897361,1.2026142145897361,1.2889868661351127,1.2890846405144394,1.2453007447106357,1.1191895620457397,0.77552819282287611,0.85362126693691953,654.3253630310802,0,1010.9734201086928,0,0,0,1,0,null,null,0.74143330637446436,null,-3109.7838630433107,0,null,null,13.708,11.574999999999999,12.50331411195598,0,0,0,null,0,0]
[61,"CdaTgs103",1,1.2144824008532755,10905.422717184669,0,"GS",13,0.57723342209516748,0.60437372201316453,0.83705124089372529,1.0970310586362544,1.2026142145897361,1.2026142145897361,1.2889868661351127,1.2890846405144394,1.2453007447106357,1.1191895620457397,0.77552819282287611,0.85362126693691953,654.3253630310802,0,1010.9734201086928,0,0,0,1,0,null,null,0.74143330637446436,null,-3109.7838630433107,0,null,null,13.708,11.574999999999999,12.50331411195598,0,0,0,null,0,0]
[62,"CdaNgs103",1,1.2144824008532755,10905.422717184669,0,"GS",13,0.57723342209516748,0.60437372201316453,0.83705124089372529,1.0970310586362544,1.2026142145897361,1.2026142145897361,1.2889868661351127,1.2890846405144394,1.2453007447106357,1.1191895620457397,0.77552819282287611,0.85362126693691953,654.3253630310802,0,1010.9734201086928,0,0,0,1,0,null,null,0.74143330637446436,null,-3109.7838630433107,0,null,null,13.708,11.574999999999999,12.50331411195598,0,0,0,null,0,0]
[63,"CgrTgs103",1,1.5230021874837072,8042.7229438435033,0,"GS",13,0.57723342209516748,0.60437372201316453,0.83705124089372529,1.0970310586362544,1.2026142145897361,1.2026142145897361,1.2889868661351127,1.2890846405144394,1.2453007447106357,1.1191895620457397,0.77552819282287611,0.85362126693691953,482.56337663061026,0,745.59045828745332,0,0,0,1,0,null,null,0.74143330637446436,null,-2293.4580964276056,0,null,null,13.708,11.574999999999999,12.50331411195598,0,0,0,null,0,0]
[64,"CgrNgs103",1,1.5230021874837072,8042.7229438435033,0,"GS",13,0.57723342209516748,0.60437372201316453,0.83705124089372529,1.0970310586362544,1.2026142145897361,1.2026142145897361,1.2889868661351127,1.2890846405144394,1.2453007447106357,1.1191895620457397,0.77552819282287611,0.85362126693691953,482.56337663061026,0,745.59045828745332,0,0,0,1,0,null,null,0.74143330637446436,null,-2293.4580964276056,0,null,null,13.708,11.574999999999999,12.50331411195598,0,0,0,null,0,0]
[65,"CheTgs103",1,1.2144824008532755,10905.422717184669,0,"GS",13,0.57723342209516748,0.60437372201316453,0.83705124089372529,1.0970310586362544,1.2026142145897361,1.2026142145897361,1.2889868661351127,1.2890846405144394,1.2453007447106357,1.1191895620457397,0.77552819282287611,0.85362126693691953,654.3253630310802,0,1010.9734201086928,0,0,0,1,0,null,null,0.74143330637446436,null,-3109.7838630433107,0,null,null,13.708,11.574999999999999,12.50331411195598,0,0,0,null,0,0]
[66,"CheNgs103",1,1.2144824008532755,10905.422717184669,0,"GS",13,0.57723342209516748,0.60437372201316453,0.83705124089372529,1.0970310586362544,1.2026142145897361,1.2026142145897361,1.2889868661351127,1.2890846405144394,1.2453007447106357,1.1191895620457397,0.77552819282287611,0.85362126693691953,654.3253630310802,0,1010.9734201086928,0,0,0,1,0,null,null,0.74143330637446436,null,-3109.7838630433107,0,null,null,13.708,11.574999999999999,12.50331411195598,0,0,0,null,0,0]
[67,"ChoTgs103",1,1.2144824008532755,10905.422717184669,0,"GS",13,0.57723342209516748,0.60437372201316453,0.83705124089372529,1.0970310586362544,1.2026142145897361,1.2026142145897361,1.2889868661351127,1.2890846405144394,1.2453007447106357,1.1191895620457397,0.77552819282287611,0.85362126693691953,654.3253630310802,0,1010.9734201086928,0,0,0,1,0,null,null,0.74143330637446436,null,-3109.7838630433107,0,null,null,13.708,11.574999999999999,12.50331411195598,0,0,0,null,0,0]
[68,"ChoNgs103",1,1.2144824008532755,10905.422717184669,0,"GS",13,0.57723342209516748,0.60437372201316453,0.83705124089372529,1.0970310586362544,1.2026142145897361,1.2026142145897361,1.2889868661351127,1.2890846405144394,1.2453007447106357,1.1191895620457397,0.77552819282287611,0.85362126693691953,654.3253630310802,0,1010.9734201086928,0,0,0,1,0,null,null,0.74143330637446436,null,-3109.7838630433107,0,null,null,13.708,11.574999999999999,12.50331411195598,0,0,0,null,0,0]
[69,"CinTgs103",1,1.2144824008532755,10905.422717184669,0,"GS",13,0.57723342209516748,0.60437372201316453,0.83705124089372529,1.0970310586362544,1.2026142145897361,1.2026142145897361,1.2889868661351127,1.2890846405144394,1.2453007447106357,1.1191895620457397,0.77552819282287611,0.85362126693691953,654.3253630310802,0,1010.9734201086928,0,0,0,1,0,null,null,0.74143330637446436,null,-3109.7838630433107,0,null,null,13.708,11.574999999999999,12.50331411195598,0,0,0,null,0,0]
[70,"CinNgs103",1,1.2144824008532755,10905.422717184669,0,"GS",13,0.57723342209516748,0.60437372201316453,0.83705124089372529,1.0970310586362544,1.2026142145897361,1.2026142145897361,1.2889868661351127,1.2890846405144394,1.2453007447106357,1.1191895620457397,0.77552819282287611,0.85362126693691953,654.3253630310802,0,1010.9734201086928,0,0,0,1,0,null,null,0.74143330637446436,null,-3109.7838630433107,0,null,null,13.708,11.574999999999999,12.50331411195598,0,0,0,null,0,0]
[71,"CloTgs103",1,4.0096114999788481,25413.800203910301,0,"GS",13,0.57723342209516748,0.60437372201316453,0.83705124089372529,1.0970310586362544,1.2026142145897361,1.2026142145897361,1.2889868661351127,1.2890846405144394,1.2453007447106357,1.1191895620457397,0.77552819282287611,0.85362126693691953,1524.8280122346182,0,2355.954205206544,0,0,0,1,0,null,null,0.74143330637446436,null,-7246.984167627912,0,null,null,13.708,11.574999999999999,12.50331411195598,0,0,0,null,0,0]
[72,"CloNgs103",1,4.0096114999788481,25413.800203910301,0,"GS",13,0.57723342209516748,0.60437372201316453,0.83705124089372529,1.0970310586362544,1.2026142145897361,1.2026142145897361,1.2889868661351127,1.2890846405144394,1.2453007447106357,1.1191895620457397,0.77552819282287611,0.85362126693691953,1524.8280122346182,0,2355.954205206544,0,0,0,1,0,null,null,0.74143330637446436,null,-7246.984167627912,0,null,null,13.708,11.574999999999999,12.50331411195598,0,0,0,null,0,0]
[73,"CmiTgs103",1,1.5230021874837072,8042.7229438435033,0,"GS",13,0.57723342209516748,0.60437372201316453,0.83705124089372529,1.0970310586362544,1.2026142145897361,1.2026142145897361,1.2889868661351127,1.2890846405144394,1.2453007447106357,1.1191895620457397,0.77552819282287611,0.85362126693691953,482.56337663061026,0,745.59045828745332,0,0,0,1,0,null,null,0.74143330637446436,null,-2293.4580964276056,0,null,null,13.708,11.574999999999999,12.50331411195598,0,0,0,null,0,0]
[74,"CmiNgs103",1,1.5230021874837072,8042.7229438435033,0,"GS",13,0.57723342209516748,0.60437372201316453,0.83705124089372529,1.0970310586362544,1.2026142145897361,1.2026142145897361,1.2889868661351127,1.2890846405144394,1.2453007447106357,1.1191895620457397,0.77552819282287611,0.85362126693691953,482.56337663061026,0,745.59045828745332,0,0,0,1,0,null,null,0.74143330637446436,null,-2293.4580964276056,0,null,null,13.708,11.574999999999999,12.50331411195598,0,0,0,null,0,0]
[75,"CofTgs103",1,1.5230021874837072,8042.7229438435033,0,"GS",13,0.57723342209516748,0.60437372201316453,0.83705124089372529,1.0970310586362544,1.2026142145897361,1.2026142145897361,1.2889868661351127,1.2890846405144394,1.2453007447106357,1.1191895620457397,0.77552819282287611,0.85362126693691953,482.56337663061026,0,745.59045828745332,0,0,0,1,0,null,null,0.74143330637446436,null,-2293.4580964276056,0,null,null,13.708,11.574999999999999,12.50331411195598,0,0,0,null,0,0]
[76,"CofNgs103",1,1.5230021874837072,8042.7229438435033,0,"GS",13,0.57723342209516748,0.60437372201316453,0.83705124089372529,1.0970310586362544,1.2026142145897361,1.2026142145897361,1.2889868661351127,1.2890846405144394,1.2453007447106357,1.1191895620457397,0.77552819282287611,0.85362126693691953,482.56337663061026,0,745.59045828745332,0,0,0,1,0,null,null,0.74143330637446436,null,-2293.4580964276056,0,null,null,13.708,11.574999999999999,12.50331411195598,0,0,0,null,0,0]
[77,"CreTgs103",1,1.5230021874837072,8042.7229438435033,0,"GS",13,0.57723342209516748,0.60437372201316453,0.83705124089372529,1.0970310586362544,1.2026142145897361,1.2026142145897361,1.2889868661351127,1.2890846405144394,1.2453007447106357,1.1191895620457397,0.77552819282287611,0.85362126693691953,482.56337663061026,0,745.59045828745332,0,0,0,1,0,null,null,0.74143330637446436,null,-2293.4580964276056,0,null,null,13.708,11.574999999999999,12.50331411195598,0,0,0,null,0,0]
[78,"CreNgs103",1,1.5230021874837072,8042.7229438435033,0,"GS",13,0.57723342209516748,0.60437372201316453,0.83705124089372529,1.0970310586362544,1.2026142145897361,1.2026142145897361,1.2889868661351127,1.2890846405144394,1.2453007447106357,1.1191895620457397,0.77552819282287611,0.85362126693691953,482.56337663061026,0,745.59045828745332,0,0,0,1,0,null,null,0.74143330637446436,null,-2293.4580964276056,0,null,null,13.708,11.574999999999999,12.50331411195598,0,0,0,null,0,0]
[79,"CrtTgs103",1,1.5230021874837072,8042.7229438435033,0,"GS",13,0.57723342209516748,0.60437372201316453,0.83705124089372529,1.0970310586362544,1.2026142145897361,1.2026142145897361,1.2889868661351127,1.2890846405144394,1.2453007447106357,1.1191895620457397,0.77552819282287611,0.85362126693691953,482.56337663061026,0,745.59045828745332,0,0,0,1,0,null,null,0.74143330637446436,null,-2293.4580964276056,0,null,null,13.708,11.574999999999999,12.50331411195598,0,0,0,null,0,0]
[80,"CrtNgs103",1,1.5230021874837072,8042.7229438435033,0,"GS",13,0.57723342209516748,0.60437372201316453,0.83705124089372529,1.0970310586362544,1.2026142145897361,1.2026142145897361,1.2889868661351127,1.2890846405144394,1.2453007447106357,1.1191895620457397,0.77552819282287611,0.85362126693691953,482.56337663061026,0,745.59045828745332,0,0,0,1,0,null,null,0.74143330637446436,null,-2293.4580964276056,0,null,null,13.708,11.574999999999999,12.50331411195598,0,0,0,null,0,0]
[81,"CscTgs103",1,1.5230021874837072,8042.7229438435033,0,"GS",13,0.57723342209516748,0.60437372201316453,0.83705124089372529,1.0970310586362544,1.2026142145897361,1.2026142145897361,1.2889868661351127,1.2890846405144394,1.2453007447106357,1.1191895620457397,0.77552819282287611,0.85362126693691953,482.56337663061026,0,745.59045828745332,0,0,0,1,0,null,null,0.74143330637446436,null,-2293.4580964276056,0,null,null,13.708,11.574999999999999,12.50331411195598,0,0,0,null,0,0]
[82,"CscNgs103",1,1.5230021874837072,8042.7229438435033,0,"GS",13,0.57723342209516748,0.60437372201316453,0.83705124089372529,1.0970310586362544,1.2026142145897361,1.2026142145897361,1.2889868661351127,1.2890846405144394,1.2453007447106357,1.1191895620457397,0.77552819282287611,0.85362126693691953,482.56337663061026,0,745.59045828745332,0,0,0,1,0,null,null,0.74143330637446436,null,-2293.4580964276056,0,null,null,13.708,11.574999999999999,12.50331411195598,0,0,0,null,0,0]
[83,"CwaTgs103",1,1.5230021874837072,8042.7229438435033,0,"GS",13,0.57723342209516748,0.60437372201316453,0.83705124089372529,1.0970310586362544,1.2026142145897361,1.2026142145897361,1.2889868661351127,1.2890846405144394,1.2453007447106357,1.1191895620457397,0.77552819282287611,0.85362126693691953,482.56337663061026,0,745.59045828745332,0,0,0,1,0,null,null,0.74143330637446436,null,-2293.4580964276056,0,null,null,13.708,11.574999999999999,12.50331411195598,0,0,0,null,0,0]
[84,"CwaNgs103",1,1.5230021874837072,8042.7229438435033,0,"GS",13,0.57723342209516748,0.60437372201316453,0.83705124089372529,1.0970310586362544,1.2026142145897361,1.2026142145897361,1.2889868661351127,1.2890846405144394,1.2453007447106357,1.1191895620457397,0.77552819282287611,0.85362126693691953,482.56337663061026,0,745.59045828745332,0,0,0,1,0,null,null,0.74143330637446436,null,-2293.4580964276056,0,null,null,13.708,11.574999999999999,12.50331411195598,0,0,0,null,0,0]
[85,"CasTgs104",1,0.36809815950920249,6134.9693251533745,0,"GS",17,0.57723342209516748,0.60437372201316453,0.83705124089372529,1.0970310586362544,1.2026142145897361,1.2026142145897361,1.2889868661351127,1.2890846405144394,1.2453007447106357,1.1191895620457397,0.77552819282287611,0.85362126693691953,368.0981595092025,0,1999.708612711454,0,0,0,1,0,null,null,2.6069288586478292,null,-318.47016716314624,0,null,null,13.708,11.574999999999999,12.50331411195598,0,0,0,null,0,{"$error":"#N/A"}]
[86,"CasNgs104",1,0.36809815950920249,6134.9693251533745,0,"GS",17,0.57723342209516748,0.60437372201316453,0.83705124089372529,1.0970310586362544,1.2026142145897361,1.2026142145897361,1.2889868661351127,1.2890846405144394,1.2453007447106357,1.1191895620457397,0.77552819282287611,0.85362126693691953,368.0981595092025,0,1999.708612711454,0,0,0,1,0,null,null,2.6069288586478292,null,-318.47016716314624,0,null,null,13.708,11.574999999999999,12.50331411195598,0,0,0,null,0,{"$error":"#N/A"}]
[87,"CcoTgs104",1,0.36809815950920249,6134.9693251533745,0,"GS",17,0.57723342209516748,0.60437372201316453,0.83705124089372529,1.0970310586362544,1.2026142145897361,1.2026142145897361,1.2889868661351127,1.2890846405144394,1.2453007447106357,1.1191895620457397,0.77552819282287611,0.85362126693691953,368.0981595092025,0,1999.708612711454,0,0,0,1,0,null,null,2.6069288586478292,null,-318.47016716314624,0,null,null,13.708,11.574999999999999,12.50331411195598,0,0,0,null,0,{"$error":"#N/A"}]
[88,"CcoNgs104",1,0.36809815950920249,6134.9693251533745,0,"GS",17,0.57723342209516748,0.60437372201316453,0.83705124089372529,1.0970310586362544,1.2026142145897361,1.2026142145897361,1.2889868661351127,1.2890846405144394,1.2453007447106357,1.1191895620457397,0.77552819282287611,0.85362126693691953,368.0981595092025,0,1999.708612711454,0,0,0,1,0,null,null,2.6069288586478292,null,-318.47016716314624,0,null,null,13.708,11.574999999999999,12.50331411195598,0,0,0,null,0,{"$error":"#N/A"}]
[89,"CdaTgs104",1,1.8135593220338984,16949.152542372882,0,"GS",17,0.57723342209516748,0.60437372201316453,0.83705124089372529,1.0970310586362544,1.2026142145897361,1.2026142145897361,1.2889868661351127,1.2890846405144394,1.2453007447106357,1.1191895620457397,0.77552819282287611,0.85362126693691953,1016.949152542373,0,5524.6187096943559,0,0,0,1,0,null,null,2.6069288586478296,null,-879.84130928123386,0,null,null,13.708,11.574999999999999,12.50331411195598,0,0,0,null,0,{"$error":"#N/A"}]
[90,"CdaNgs104",1,1.8135593220338984,16949.152542372882,0,"GS",17,0.57723342209516748,0.60437372201316453,0.83705124089372529,1.0970310586362544,1.2026142145897361,1.2026142145897361,1.2889868661351127,1.2890846405144394,1.2453007447106357,1.1191895620457397,0.77552819282287611,0.85362126693691953,1016.949152542373,0,5524.6187096943559,0,0,0,1,0,null,null,2.6069288586478296,null,-879.84130928123386,0,null,null,13.708,11.574999999999999,12.50331411195598,0,0,0,null,0,{"$error":"#N/A"}]
[91,"CgrTgs104",1,0.36809815950920249,6134.9693251533745,0,"GS",17,0.57723342209516748,0.60437372201316453,0.83705124089372529,1.0970310586362544,1.2026142145897361,1.2026142145897361,1.2889868661351127,1.2890846405144394,1.2453007447106357,1.1191895620457397,0.77552819282287611,0.85362126693691953,368.0981595092025,0,1999.708612711454,0,0,0,1,0,null,null,2.6069288586478292,null,-318.47016716314624,0,null,null,13.708,11.574999999999999,12.50331411195598,0,0,0,null,0,{"$error":"#N/A"}]
[92,"CgrNgs104",1,0.36809815950920249,6134.9693251533745,0,"GS",17,0.57723342209516748,0.60437372201316453,0.83705124089372529,1.0970310586362544,1.2026142145897361,1.2026142145897361,1.2889868661351127,1.2890846405144394,1.2453007447106357,1.1191895620457397,0.77552819282287611,0.85362126693691953,368.0981595092025,0,1999.708612711454,0,0,0,1,0,null,null,2.6069288586478292,null,-318.47016716314624,0,null,null,13.708,11.574999999999999,12.50331411195598,0,0,0,null,0,{"$error":"#N/A"}]
[93,"CheTgs104",1,1.1186440677966103,8474.5762711864409,0,"GS",17,0.57723342209516748,0.60437372201316453,0.83705124089372529,1.0970310586362544,1.2026142145897361,1.2026142145897361,1.2889868661351127,1.2890846405144394,1.2453007447106357,1.1191895620457397,0.77552819282287611,0.85362126693691953,508.47457627118649,0,2762.3093548471779,0,0,0,1,0,null,null,2.6069288586478296,null,-439.92065464061693,0,null,null,13.708,11.574999999999999,12.50331411195598,0,0,0,null,0,{"$error":"#N/A"}]
[94,"CheNgs104",1,1.1186440677966103,8474.5762711864409,0,"GS",17,0.57723342209516748,0.60437372201316453,0.83705124089372529,1.0970310586362544,1.2026142145897361,1.2026142145897361,1.2889868661351127,1.2890846405144394,1.2453007447106357,1.1191895620457397,0.77552819282287611,0.85362126693691953,508.47457627118649,0,2762.3093548471779,0,0,0,1,0,null,null,2.6069288586478296,null,-439.92065464061693,0,null,null,13.708,11.574999999999999,12.50331411195598,0,0,0,null,0,{"$error":"#N/A"}]
[95,"ChoTgs104",1,0.36809815950920249,6134.9693251533745,0,"GS",17,0.57723342209516748,0.60437372201316453,0.83705124089372529,1.0970310586362544,1.2026142145897361,1.2026142145897361,1.2889868661351127,1.2890846405144394,1.2453007447106357,1.1191895620457397,0.77552819282287611,0.85362126693691953,368.0981595092025,0,1999.708612711454,0,0,0,1,0,null,null,2.6069288586478292,null,-318.47016716314624,0,null,null,13.708,11.574999999999999,12.50331411195598,0,0,0,null,0,{"$error":"#N/A"}]
[96,"ChoNgs104",1,0.36809815950920249,6134.9693251533745,0,"GS",17,0.57723342209516748,0.60437372201316453,0.83705124089372529,1.0970310586362544,1.2026142145897361,1.2026142145897361,1.2889868661351127,1.2890846405144394,1.2453007447106357,1.1191895620457397,0.77552819282287611,0.85362126693691953,368.0981595092025,0,1999.708612711454,0,0,0,1,0,null,null,2.6069288586478292,null,-318.47016716314624,0,null,null,13.708,11.574999999999999,12.50331411195598,0,0,0,null,0,{"$error":"#N/A"}]
[97,"CinTgs104",1,1.8135593220338984,16949.152542372882,0,"GS",17,0.57723342209516748,0.60437372201316453,0.83705124089372529,1.0970310586362544,1.2026142145897361,1.2026142145897361,1.2889868661351127,1.2890846405144394,1.2453007447106357,1.1191895620457397,0.77552819282287611,0.85362126693691953,1016.949152542373,0,5524.6187096943559,0,0,0,1,0,null,null,2.6069288586478296,null,-879.84130928123386,0,null,null,13.708,11.574999999999999,12.50331411195598,0,0,0,null,0,{"$error":"#N/A"}]
[98,"CinNgs104",1,1.8135593220338984,16949.152542372882,0,"GS",17,0.57723342209516748,0.60437372201316453,0.83705124089372529,1.0970310586362544,1.2026142145897361,1.2026142145897361,1.2889868661351127,1.2890846405144394,1.2453007447106357,1.1191895620457397,0.77552819282287611,0.85362126693691953,1016.949152542373,0,5524.6187096943559,0,0,0,1,0,null,null,2.6069288586478296,null,-879.84130928123386,0,null,null,13.708,11.574999999999999,12.50331411195598,0,0,0,null,0,{"$error":"#N/A"}]
[99,"CloTgs104",1,0.44505494505494508,5494.5054945054944,0,"GS",17,0.57723342209516748,0.60437372201316453,0.83705124089372529,1.0970310586362544,1.2026142145897361,1.2026142145897361,1.2889868661351127,1.2890846405144394,1.2453007447106357,1.1191895620457397,0.77552819282287611,0.85362126693691953,329.67032967032969,0,1790.9478234723458,0,0,0,1,0,null,null,2.6069288586478288,null,-285.22328158018047,0,null,null,13.708,11.574999999999999,12.50331411195598,0,0,0,null,0,{"$error":"#N/A"}]
[100,"CloNgs104",1,0.44505494505494508,5494.5054945054944,0,"GS",17,0.57723342209516748,0.60437372201316453,0.83705124089372529,1.0970310586362544,1.2026142145897361,1.2026142145897361,1.2889868661351127,1.2890846405144394,1.2453007447106357,1.1191895620457397,0.77552819282287611,0.85362126693691953,329.67032967032969,0,1790.9478234723458,0,0,0,1,0,null,null,2.6069288586478288,null,-285.22328158018047,0,null,null,13.708,11.574999999999999,12.50331411195598,0,0,0,null,0,{"$error":"#N/A"}]
[101,"CmiTgs104",1,1.8135593220338984,16949.152542372882,0,"GS",17,0.57723342209516748,0.60437372201316453,0.83705124089372529,1.0970310586362544,1.2026142145897361,1.2026142145897361,1.2889868661351127,1.2890846405144394,1.2453007447106357,1.1191895620457397,0.77552819282287611,0.85362126693691953,1016.949152542373,0,5524.6187096943559,0,0,0,1,0,null,null,2.6069288586478296,null,-879.84130928123386,0,null,null,13.708,11.574999999999999,12.50331411195598,0,0,0,null,0,{"$error":"#N/A"}]
[102,"CmiNgs104",1,1.8135593220338984,16949.152542372882,0,"GS",17,0.57723342209516748,0.60437372201316453,0.83705124089372529,1.0970310586362544,1.2026142145897361,1.2026142145897361,1.2889868661351127,1.2890846405144394,1.2453007447106357,1.1191895620457397,0.77552819282287611,0.85362126693691953,1016.949152542373,0,5524.6187096943559,0,0,0,1,0,null,null,2.6069288586478296,null,-879.84130928123386,0,null,null,13.708,11.574999999999999,12.50331411195598,0,0,0,null,0,{"$error":"#N/A"}]
[103,"CofTgs104",1,1.8135593220338984,16949.152542372882,0,"GS",17,0.57723342209516748,0.60437372201316453,0.83705124089372529,1.0970310586362544,1.2026142145897361,1.2026142145897361,1.2889868661351127,1.2890846405144394,1.2453007447106357,1.1191895620457397,0.77552819282287611,0.85362126693691953,1016.949152542373,0,5524.6187096943559,0,0,0,1,0,null,null,2.6069288586478296,null,-879.84130928123386,0,null,null,13.708,11.574999999999999,12.50331411195598,0,0,0,null,0,{"$error":"#N/A"}]
[104,"CofNgs104",1,1.8135593220338984,16949.152542372882,0,"GS",17,0.57723342209516748,0.60437372201316453,0.83705124089372529,1.0970310586362544,1.2026142145897361,1.2026142145897361,1.2889868661351127,1.2890846405144394,1.2453007447106357,1.1191895620457397,0.77552819282287611,0.85362126693691953,1016.949152542373,0,5524.6187096943559,0,0,0,1,0,null,null,2.6069288586478296,null,-879.84130928123386,0,null,null,13.708,11.574999999999999,12.50331411195598,0,0,0,null,0,{"$error":"#N/A"}]
[105,"CreTgs104",1,0.52879581151832467,5235.6020942408377,0,"GS",17,0.57723342209516748,0.60437372201316453,0.83705124089372529,1.0970310586362544,1.2026142145897361,1.2026142145897361,1.2889868661351127,1.2890846405144394,1.2453007447106357,1.1191895620457397,0.77552819282287611,0.85362126693691953,314.13612565445032,0,1706.5576118951151,0,0,0,1,0,null,null,2.6069288586478292,null,-271.78344108687327,0,null,null,13.708,11.574999999999999,12.50331411195598,0,0,0,null,0,{"$error":"#N/A"}]
[106,"CreNgs104",1,0.52879581151832467,5235.6020942408377,0,"GS",17,0.57723342209516748,0.60437372201316453,0.83705124089372529,1.0970310586362544,1.2026142145897361,1.2026142145897361,1.2889868661351127,1.2890846405144394,1.2453007447106357,1.1191895620457397,0.77552819282287611,0.85362126693691953,314.13612565445032,0,1706.5576118951151,0,0,0,1,0,null,null,2.6069288586478292,null,-271.78344108687327,0,null,null,13.708,11.574999999999999,12.50331411195598,0,0,0,null,0,{"$error":"#N/A"}]
[107,"CrtTgs104",1,0.36809815950920249,6134.9693251533745,0,"GS",17,0.57723342209516748,0.60437372201316453,0.83705124089372529,1.0970310586362544,1.2026142145897361,1.2026142145897361,1.2889868661351127,1.2890846405144394,1.2453007447106357,1.1191895620457397,0.77552819282287611,0.85362126693691953,368.0981595092025,0,1999.708612711454,0,0,0,1,0,null,null,2.6069288586478292,null,-318.47016716314624,0,null,null,13.708,11.574999999999999,12.50331411195598,0,0,0,null,0,{"$error":"#N/A"}]
[108,"CrtNgs104",1,0.36809815950920249,6134.9693251533745,0,"GS",17,0.57723342209516748,0.60437372201316453,0.83705124089372529,1.0970310586362544,1.2026142145897361,1.2026142145897361,1.2889868661351127,1.2890846405144394,1.2453007447106357,1.1191895620457397,0.77552819282287611,0.85362126693691953,368.0981595092025,0,1999.708612711454,0,0,0,1,0,null,null,2.6069288586478292,null,-318.47016716314624,0,null,null,13.708,11.574999999999999,12.50331411195598,0,0,0,null,0,{"$error":"#N/A"}]
[109,"CscTgs104",1,1.8135593220338984,16949.152542372882,0,"GS",17,0.57723342209516748,0.60437372201316453,0.83705124089372529,1.0970310586362544,1.2026142145897361,1.2026142145897361,1.2889868661351127,1.2890846405144394,1.2453007447106357,1.1191895620457397,0.77552819282287611,0.85362126693691953,1016.949152542373,0,5524.6187096943559,0,0,0,1,0,null,null,2.6069288586478296,null,-879.84130928123386,0,null,null,13.708,11.574999999999999,12.50331411195598,0,0,0,null,0,{"$error":"#N/A"}]
[110,"CscNgs104",1,1.8135593220338984,16949.152542372882,0,"GS",17,0.57723342209516748,0.60437372201316453,0.83705124089372529,1.0970310586362544,1.2026142145897361,1.2026142145897361,1.2889868661351127,1.2890846405144394,1.2453007447106357,1.1191895620457397,0.77552819282287611,0.85362126693691953,1016.949152542373,0,5524.6187096943559,0,0,0,1,0,null,null,2.6069288586478296,null,-879.84130928123386,0,null,null,13.708,11.574999999999999,12.50331411195598,0,0,0,null,0,{"$error":"#N/A"}]
[111,"CwaTgs104",1,1.8135593220338984,16949.152542372882,0,"GS",17,0.57723342209516748,0.60437372201316453,0.83705124089372529,1.0970310586362544,1.2026142145897361,1.2026142145897361,1.2889868661351127,1.2890846405144394,1.2453007447106357,1.1191895620457397,0.77552819282287611,0.85362126693691953,1016.949152542373,0,5524.6187096943559,0,0,0,1,0,null,null,2.6069288586478296,null,-879.84130928123386,0,null,null,13.708,11.574999999999999,12.50331411195598,0,0,0,null,0,{"$error":"#N/A"}]
[112,"CwaNgs104",1,1.8135593220338984,16949.152542372882,0,"GS",17,0.57723342209516748,0.60437372201316453,0.83705124089372529,1.0970310586362544,1.2026142145897361,1.2026142145897361,1.2889868661351127,1.2890846405144394,1.2453007447106357,1.1191895620457397,0.77552819282287611,0.85362126693691953,1016.949152542373,0,5524.6187096943559,0,0,0,1,0,null,null,2.6069288586478296,null,-879.84130928123386,0,null,null,13.708,11.574999999999999,12.50331411195598,0,0,0,null,0,{"$error":"#N/A"}]
[113,"CasTgs105",1,0.36809815950920244,6134.9693251533736,0,"GS",12,1.0062777414973603,0.98564281026156741,1.0265347938683682,1.0441196275961266,1.0994476760618126,1.0901464119048656,1.0679338408439019,1.0965343851174858,1.0642381511272074,1.0546811027982033,1.0276723440678304,1.0296503063189142,368.09815950920245,0,9954.0038577409632,0,0,0,1,0,null,null,12.976580563230831,null,7635.8250778663632,1,null,null,13.708,11.574999999999999,12.50331411195598,0,0,0,null,34569.345364739609,3999.388111601098]
[114,"CasNgs105",1,0.36809815950920244,6134.9693251533736,0,"GS",12,1.0062777414973603,0.98564281026156741,1.0265347938683682,1.0441196275961266,1.0994476760618126,1.0901464119048656,1.0679338408439019,1.0965343851174858,1.0642381511272074,1.0546811027982033,1.0276723440678304,1.0296503063189142,368.09815950920245,0,9954.0038577409632,0,0,0,1,0,null,null,12.976580563230831,null,7635.8250778663632,1,null,null,13.708,11.574999999999999,12.50331411195598,0,0,0,null,34569.345364739609,3999.388111601098]
[115,"CcoTgs105",1,0.36809815950920244,6134.9693251533736,0,"GS",12,1.0062777414973603,0.98564281026156741,1.0265347938683682,1.0441196275961266,1.0994476760618126,1.0901464119048656,1.0679338408439019,1.0965343851174858,1.0642381511272074,1.0546811027982033,1.0276723440678304,1.0296503063189142,368.09815950920245,0,9954.0038577409632,0,0,0,1,0,null,null,12.976580563230831,null,7635.8250778663632,1,null,null,13.708,11.574999999999999,12.50331411195598,0,0,0,null,34569.345364739609,3999.388111601098]
[116,"CcoNgs105",1,0.36809815950920244,6134.9693251533736,0,"GS",12,1.0062777414973603,0.98564281026156741,1.0265347938683682,1.0441196275961266,1.0994476760618126,1.0901464119048656,1.0679338408439019,1.0965343851174858,1.0642381511272074,1.0546811027982033,1.0276723440678304,1.0296503063189142,368.09815950920245,0,9954.0038577409632,0,0,0,1,0,null,null,12.976580563230831,null,7635.8250778663632,1,null,null,13.708,11.574999999999999,12.50331411195598,0,0,0,null,34569.345364739609,3999.388111601098]
[117,"CdaTgs105",1,1.8135593220338984,16949.152542372882,0,"GS",12,1.0062777414973603,0.98564281026156741,1.0265347938683682,1.0441196275961266,1.0994476760618126,1.0901464119048656,1.0679338408439019,1.0965343851174858,1.0642381511272074,1.0546811027982033,1.0276723440678304,1.0296503063189142,1016.949152542373,0,27500.044556131816,0,0,0,1,0,null,null,12.976580563230831,null,21095.584537156225,1,null,null,13.708,11.574999999999999,12.50331411195598,0,0,0,null,95505.132825371984,11049.156088685268]
[118,"CdaNgs105",1,1.8135593220338984,16949.152542372882,0,"GS",12,1.0062777414973603,0.98564281026156741,1.0265347938683682,1.0441196275961266,1.0994476760618126,1.0901464119048656,1.0679338408439019,1.0965343851174858,1.0642381511272074,1.0546811027982033,1.0276723440678304,1.0296503063189142,1016.949152542373,0,27500.044556131816,0,0,0,1,0,null,null,12.976580563230831,null,21095.584537156225,1,null,null,13.708,11.574999999999999,12.50331411195598,0,0,0,null,95505.132825371984,11049.156088685268]
[119,"CgrTgs105",1,0.36809815950920244,6134.9693251533736,0,"GS",12,1.0062777414973603,0.98564281026156741,1.0265347938683682,1.0441196275961266,1.0994476760618126,1.0901464119048656,1.0679338408439019,1.0965343851174858,1.0642381511272074,1.0546811027982033,1.0276723440678304,1.0296503063189142,368.09815950920245,0,9954.0038577409632,0,0,0,1,0,null,null,12.976580563230831,null,7635.8250778663632,1,null,null,13.708,11.574999999999999,12.50331411195598,0,0,0,null,34569.345364739609,3999.388111601098]
[120,"CgrNgs105",1,0.36809815950920244,6134.9693251533736,0,"GS",12,1.0062777414973603,0.98564281026156741,1.0265347938683682,1.0441196275961266,1.0994476760618126,1.0901464119048656,1.0679338408439019,1.0965343851174858,1.0642381511272074,1.0546811027982033,1.0276723440678304,1.0296503063189142,368.09815950920245,0,9954.0038577409632,0,0,0,1,0,null,null,12.976580563230831,null,7635.8250778663632,1,null,null,13.708,11.574999999999999,12.50331411195598,0,0,0,null,34569.345364739609,3999.388111601098]
[121,"CheTgs105",1,1.1186440677966103,8474.5762711864409,0,"GS",12,1.0062777414973603,0.98564281026156741,1.0265347938683682,1.0441196275961266,1.0994476760618126,1.0901464119048656,1.0679338408439019,1.0965343851174858,1.0642381511272074,1.0546811027982033,1.0276723440678304,1.0296503063189142,508.47457627118649,0,13750.022278065908,0,0,0,1,0,null,null,12.976580563230831,null,10547.792268578112,1,null,null,13.708,11.574999999999999,12.50331411195598,0,0,0,null,47752.566412685992,5524.5780443426338]
[122,"CheNgs105",1,1.1186440677966103,8474.5762711864409,0,"GS",12,1.0062777414973603,0.98564281026156741,1.0265347938683682,1.0441196275961266,1.0994476760618126,1.0901464119048656,1.0679338408439019,1.0965343851174858,1.0642381511272074,1.0546811027982033,1.0276723440678304,1.0296503063189142,508.47457627118649,0,13750.022278065908,0,0,0,1,0,null,null,12.976580563230831,null,10547.792268578112,1,null,null,13.708,11.574999999999999,12.50331411195598,0,0,0,null,47752.566412685992,5524.5780443426338]
[123,"ChoTgs105",1,0.36809815950920244,6134.9693251533736,0,"GS",12,1.0062777414973603,0.98564281026156741,1.0265347938683682,1.0441196275961266,1.0994476760618126,1.0901464119048656,1.0679338408439019,1.0965343851174858,1.0642381511272074,1.0546811027982033,1.0276723440678304,1.0296503063189142,368.09815950920245,0,9954.0038577409632,0,0,0,1,0,null,null,12.976580563230831,null,7635.8250778663632,1,null,null,13.708,11.574999999999999,12.50331411195598,0,0,0,null,34569.345364739609,3999.388111601098]
[124,"ChoNgs105",1,0.36809815950920244,6134.9693251533736,0,"GS",12,1.0062777414973603,0.98564281026156741,1.0265347938683682,1.0441196275961266,1.0994476760618126,1.0901464119048656,1.0679338408439019,1.0965343851174858,1.0642381511272074,1.0546811027982033,1.0276723440678304,1.0296503063189142,368.09815950920245,0,9954.0038577409632,0,0,0,1,0,null,null,12.976580563230831,null,7635.8250778663632,1,null,null,13.708,11.574999999999999,12.50331411195598,0,0,0,null,34569.345364739609,3999.388111601098]
[125,"CinTgs105",1,1.8135593220338984,16949.152542372882,0,"GS",12,1.0062777414973603,0.98564281026156741,1.0265347938683682,1.0441196275961266,1.0994476760618126,1.0901464119048656,1.0679338408439019,1.0965343851174858,1.0642381511272074,1.0546811027982033,1.0276723440678304,1.0296503063189142,1016.949152542373,0,27500.044556131816,0,0,0,1,0,null,null,12.976580563230831,null,21095.584537156225,1,null,null,13.708,11.574999999999999,12.50331411195598,0,0,0,null,95505.132825371984,11049.156088685268]
[126,"CinNgs105",1,1.8135593220338984,16949.152542372882,0,"GS",12,1.0062777414973603,0.98564281026156741,1.0265347938683682,1.0441196275961266,1.0994476760618126,1.0901464119048656,1.0679338408439019,1.0965343851174858,1.0642381511272074,1.0546811027982033,1.0276723440678304,1.0296503063189142,1016.949152542373,0,27500.044556131816,0,0,0,1,0,null,null,12.976580563230831,null,21095.584537156225,1,null,null,13.708,11.574999999999999,12.50331411195598,0,0,0,null,95505.132825371984,11049.156088685268]
[127,"CloTgs105",1,0.44505494505494503,5494.5054945054944,0,"GS",12,1.0062777414973603,0.98564281026156741,1.0265347938683682,1.0441196275961266,1.0994476760618126,1.0901464119048656,1.0679338408439019,1.0965343851174858,1.0642381511272074,1.0546811027982033,1.0276723440678304,1.0296503063189142,329.67032967032964,0,8914.8496088559168,0,0,0,1,0,null,null,12.976580563230828,null,6838.6785038033904,1,null,null,13.708,11.574999999999999,12.50331411195598,0,0,0,null,30960.460656644631,3581.8699189535764]
[128,"CloNgs105",1,0.44505494505494503,5494.5054945054944,0,"GS",12,1.0062777414973603,0.98564281026156741,1.0265347938683682,1.0441196275961266,1.0994476760618126,1.0901464119048656,1.0679338408439019,1.0965343851174858,1.0642381511272074,1.0546811027982033,1.0276723440678304,1.0296503063189142,329.67032967032964,0,8914.8496088559168,0,0,0,1,0,null,null,12.976580563230828,null,6838.6785038033904,1,null,null,13.708,11.574999999999999,12.50331411195598,0,0,0,null,30960.460656644631,3581.8699189535764]
[129,"CmiTgs105",1,1.8135593220338984,16949.152542372882,0,"GS",12,1.0062777414973603,0.98564281026156741,1.0265347938683682,1.0441196275961266,1.0994476760618126,1.0901464119048656,1.0679338408439019,1.0965343851174858,1.0642381511272074,1.0546811027982033,1.0276723440678304,1.0296503063189142,1016.949152542373,0,27500.044556131816,0,0,0,1,0,null,null,12.976580563230831,null,21095.584537156225,1,null,null,13.708,11.574999999999999,12.50331411195598,0,0,0,null,95505.132825371984,11049.156088685268]
[130,"CmiNgs105",1,1.8135593220338984,16949.152542372882,0,"GS",12,1.0062777414973603,0.98564281026156741,1.0265347938683682,1.0441196275961266,1.0994476760618126,1.0901464119048656,1.0679338408439019,1.0965343851174858,1.0642381511272074,1.0546811027982033,1.0276723440678304,1.0296503063189142,1016.949152542373,0,27500.044556131816,0,0,0,1,0,null,null,12.976580563230831,null,21095.584537156225,1,null,null,13.708,11.574999999999999,12.50331411195598,0,0,0,null,95505.132825371984,11049.156088685268]
[131,"CofTgs105",1,1.8135593220338984,16949.152542372882,0,"GS",12,1.0062777414973603,0.98564281026156741,1.0265347938683682,1.0441196275961266,1.0994476760618126,1.0901464119048656,1.0679338408439019,1.0965343851174858,1.0642381511272074,1.0546811027982033,1.0276723440678304,1.0296503063189142,1016.949152542373,0,27500.044556131816,0,0,0,1,0,null,null,12.976580563230831,null,21095.584537156225,1,null,null,13.708,11.574999999999999,12.50331411195598,0,0,0,null,95505.132825371984,11049.156088685268]
[132,"CofNgs105",1,1.8135593220338984,16949.152542372882,0,"GS",12,1.0062777414973603,0.98564281026156741,1.0265347938683682,1.0441196275961266,1.0994476760618126,1.0901464119048656,1.0679338408439019,1.0965343851174858,1.0642381511272074,1.0546811027982033,1.0276723440678304,1.0296503063189142,1016.949152542373,0,27500.044556131816,0,0,0,1,0,null,null,12.976580563230831,null,21095.584537156225,1,null,null,13.708,11.574999999999999,12.50331411195598,0,0,0,null,95505.132825371984,11049.156088685268]
[133,"CreTgs105",1,0.52879581151832455,5235.6020942408377,0,"GS",12,1.0062777414973603,0.98564281026156741,1.0265347938683682,1.0441196275961266,1.0994476760618126,1.0901464119048656,1.0679338408439019,1.0965343851174858,1.0642381511272074,1.0546811027982033,1.0276723440678304,1.0296503063189142,314.13612565445027,0,8494.7781613182051,0,0,0,1,0,null,null,12.976580563230831,null,6516.4371083362175,1,null,null,13.708,11.574999999999999,12.50331411195598,0,0,0,null,29501.590676498483,3413.0906958179412]
[134,"CreNgs105",1,0.52879581151832455,5235.6020942408377,0,"GS",12,1.0062777414973603,0.98564281026156741,1.0265347938683682,1.0441196275961266,1.0994476760618126,1.0901464119048656,1.0679338408439019,1.0965343851174858,1.0642381511272074,1.0546811027982033,1.0276723440678304,1.0296503063189142,314.13612565445027,0,8494.7781613182051,0,0,0,1,0,null,null,12.976580563230831,null,6516.4371083362175,1,null,null,13.708,11.574999999999999,12.50331411195598,0,0,0,null,29501.590676498483,3413.0906958179412]
[135,"CrtTgs105",1,0.36809815950920244,6134.9693251533736,0,"GS",12,1.0062777414973603,0.98564281026156741,1.0265347938683682,1.0441196275961266,1.0994476760618126,1.0901464119048656,1.0679338408439019,1.0965343851174858,1.0642381511272074,1.0546811027982033,1.0276723440678304,1.0296503063189142,368.09815950920245,0,9954.0038577409632,0,0,0,1,0,null,null,12.976580563230831,null,7635.8250778663632,1,null,null,13.708,11.574999999999999,12.50331411195598,0,0,0,null,34569.345364739609,3999.388111601098]
[136,"CrtNgs105",1,0.36809815950920244,6134.9693251533736,0,"GS",12,1.0062777414973603,0.98564281026156741,1.0265347938683682,1.0441196275961266,1.0994476760618126,1.0901464119048656,1.0679338408439019,1.0965343851174858,1.0642381511272074,1.0546811027982033,1.0276723440678304,1.0296503063189142,368.09815950920245,0,9954.0038577409632,0,0,0,1,0,null,null,12.976580563230831,null,7635.8250778663632,1,null,null,13.708,11.574999999999999,12.50331411195598,0,0,0,null,34569.345364739609,3999.388111601098]
[137,"CscTgs105",1,1.8135593220338984,16949.152542372882,0,"GS",12,1.0062777414973603,0.98564281026156741,1.0265347938683682,1.0441196275961266,1.0994476760618126,1.0901464119048656,1.0679338408439019,1.0965343851174858,1.0642381511272074,1.0546811027982033,1.0276723440678304,1.0296503063189142,1016.949152542373,0,27500.044556131816,0,0,0,1,0,null,null,12.976580563230831,null,21095.584537156225,1,null,null,13.708,11.574999999999999,12.50331411195598,0,0,0,null,95505.132825371984,11049.156088685268]
[138,"CscNgs105",1,1.8135593220338984,16949.152542372882,0,"GS",12,1.0062777414973603,0.98564281026156741,1.0265347938683682,1.0441196275961266,1.0994476760618126,1.0901464119048656,1.0679338408439019,1.0965343851174858,1.0642381511272074,1.0546811027982033,1.0276723440678304,1.0296503063189142,1016.949152542373,0,27500.044556131816,0,0,0,1,0,null,null,12.976580563230831,null,21095.584537156225,1,null,null,13.708,11.574999999999999,12.50331411195598,0,0,0,null,95505.132825371984,11049.156088685268]
[139,"CwaTgs105",1,1.8135593220338984,16949.152542372882,0,"GS",12,1.0062777414973603,0.98564281026156741,1.0265347938683682,1.0441196275961266,1.0994476760618126,1.0901464119048656,1.0679338408439019,1.0965343851174858,1.0642381511272074,1.0546811027982033,1.0276723440678304,1.0296503063189142,1016.949152542373,0,27500.044556131816,0,0,0,1,0,null,null,12.976580563230831,null,21095.584537156225,1,null,null,13.708,11.574999999999999,12.50331411195598,0,0,0,null,95505.132825371984,11049.156088685268]
[140,"CwaNgs105",1,1.8135593220338984,16949.152542372882,0,"GS",12,1.0062777414973603,0.98564281026156741,1.0265347938683682,1.0441196275961266,1.0994476760618126,1.0901464119048656,1.0679338408439019,1.0965343851174858,1.0642381511272074,1.0546811027982033,1.0276723440678304,1.0296503063189142,1016.949152542373,0,27500.044556131816,0,0,0,1,0,null,null,12.976580563230831,null,21095.584537156225,1,null,null,13.708,11.574999999999999,12.50331411195598,0,0,0,null,95505.132825371984,11049.156088685268]
[141,"CasTgs106",1,0.36809815950920249,6134.9693251533736,0,"GS",12,1.0062777414973603,0.98564281026156741,1.0265347938683682,1.0441196275961266,1.0994476760618126,1.0901464119048656,1.0679338408439019,1.0965343851174858,1.0642381511272074,1.0546811027982033,1.0276723440678304,1.0296503063189142,368.09815950920245,0,4.2549289628972323E-2,0,0,0,1,0,null,null,5.5469567087741634E-5,null,-2318.1362305849707,0,null,null,13.708,11.574999999999999,12.50331411195598,0,0,0,null,0,0]
[142,"CasNgs106",1,0.36809815950920249,6134.9693251533736,0,"GS",12,1.0062777414973603,0.98564281026156741,1.0265347938683682,1.0441196275961266,1.0994476760618126,1.0901464119048656,1.0679338408439019,1.0965343851174858,1.0642381511272074,1.0546811027982033,1.0276723440678304,1.0296503063189142,368.09815950920245,0,4.2549289628972323E-2,0,0,0,1,0,null,null,5.5469567087741634E-5,null,-2318.1362305849707,0,null,null,13.708,11.574999999999999,12.50331411195598,0,0,0,null,0,0]
[143,"CcoTgs106",1,0.36809815950920249,6134.9693251533736,0,"GS",12,1.0062777414973603,0.98564281026156741,1.0265347938683682,1.0441196275961266,1.0994476760618126,1.0901464119048656,1.0679338408439019,1.0965343851174858,1.0642381511272074,1.0546811027982033,1.0276723440678304,1.0296503063189142,368.09815950920245,0,4.2549289628972323E-2,0,0,0,1,0,null,null,5.5469567087741634E-5,null,-2318.1362305849707,0,null,null,13.708,11.574999999999999,12.50331411195598,0,0,0,null,0,0]
[144,"CcoNgs106",1,0.36809815950920249,6134.9693251533736,0,"GS",12,1.0062777414973603,0.98564281026156741,1.0265347938683682,1.0441196275961266,1.0994476760618126,1.0901464119048656,1.0679338408439019,1.0965343851174858,1.0642381511272074,1.0546811027982033,1.0276723440678304,1.0296503063189142,368.09815950920245,0,4.2549289628972323E-2,0,0,0,1,0,null,null,5.5469567087741634E-5,null,-2318.1362305849707,0,null,null,13.708,11.574999999999999,12.50331411195598,0,0,0,null,0,0]
[145,"CdaTgs106",1,1.8135593220338984,16949.152542372882,0,"GS",12,1.0062777414973603,0.98564281026156741,1.0265347938683682,1.0441196275961266,1.0994476760618126,1.0901464119048656,1.0679338408439019,1.0965343851174858,1.0642381511272074,1.0546811027982033,1.0276723440678304,1.0296503063189142,1016.9491525423729,0,0.11755142728004218,0,0,0,1,0,null,null,5.5469567087741634E-5,null,-6404.3424675483102,0,null,null,13.708,11.574999999999999,12.50331411195598,0,0,0,null,0,0]
[146,"CdaNgs106",1,1.8135593220338984,16949.152542372882,0,"GS",12,1.0062777414973603,0.98564281026156741,1.0265347938683682,1.0441196275961266,1.0994476760618126,1.0901464119048656,1.0679338408439019,1.0965343851174858,1.0642381511272074,1.0546811027982033,1.0276723440678304,1.0296503063189142,1016.9491525423729,0,0.11755142728004218,0,0,0,1,0,null,null,5.5469567087741634E-5,null,-6404.3424675483102,0,null,null,13.708,11.574999999999999,12.50331411195598,0,0,0,null,0,0]
[147,"CgrTgs106",1,0.36809815950920249,6134.9693251533736,0,"GS",12,1.0062777414973603,0.98564281026156741,1.0265347938683682,1.0441196275961266,1.0994476760618126,1.0901464119048656,1.0679338408439019,1.0965343851174858,1.0642381511272074,1.0546811027982033,1.0276723440678304,1.0296503063189142,368.09815950920245,0,4.2549289628972323E-2,0,0,0,1,0,null,null,5.5469567087741634E-5,null,-2318.1362305849707,0,null,null,13.708,11.574999999999999,12.50331411195598,0,0,0,null,0,0]
[148,"CgrNgs106",1,0.36809815950920249,6134.9693251533736,0,"GS",12,1.0062777414973603,0.98564281026156741,1.0265347938683682,1.0441196275961266,1.0994476760618126,1.0901464119048656,1.0679338408439019,1.0965343851174858,1.0642381511272074,1.0546811027982033,1.0276723440678304,1.0296503063189142,368.09815950920245,0,4.2549289628972323E-2,0,0,0,1,0,null,null,5.5469567087741634E-5,null,-2318.1362305849707,0,null,null,13.708,11.574999999999999,12.50331411195598,0,0,0,null,0,0]
[149,"CheTgs106",1,1.1186440677966103,8474.5762711864409,0,"GS",12,1.0062777414973603,0.98564281026156741,1.0265347938683682,1.0441196275961266,1.0994476760618126,1.0901464119048656,1.0679338408439019,1.0965343851174858,1.0642381511272074,1.0546811027982033,1.0276723440678304,1.0296503063189142,508.47457627118644,0,5.8775713640021092E-2,0,0,0,1,0,null,null,5.5469567087741634E-5,null,-3202.1712337741551,0,null,null,13.708,11.574999999999999,12.50331411195598,0,0,0,null,0,0]
[150,"CheNgs106",1,1.1186440677966103,8474.5762711864409,0,"GS",12,1.0062777414973603,0.98564281026156741,1.0265347938683682,1.0441196275961266,1.0994476760618126,1.0901464119048656,1.0679338408439019,1.0965343851174858,1.0642381511272074,1.0546811027982033,1.0276723440678304,1.0296503063189142,508.47457627118644,0,5.8775713640021092E-2,0,0,0,1,0,null,null,5.5469567087741634E-5,null,-3202.1712337741551,0,null,null,13.708,11.574999999999999,12.50331411195598,0,0,0,null,0,0]
[151,"ChoTgs106",1,0.36809815950920249,6134.9693251533736,0,"GS",12,1.0062777414973603,0.98564281026156741,1.0265347938683682,1.0441196275961266,1.0994476760618126,1.0901464119048656,1.0679338408439019,1.0965343851174858,1.0642381511272074,1.0546811027982033,1.0276723440678304,1.0296503063189142,368.09815950920245,0,4.2549289628972323E-2,0,0,0,1,0,null,null,5.5469567087741634E-5,null,-2318.1362305849707,0,null,null,13.708,11.574999999999999,12.50331411195598,0,0,0,null,0,0]
[152,"ChoNgs106",1,0.36809815950920249,6134.9693251533736,0,"GS",12,1.0062777414973603,0.98564281026156741,1.0265347938683682,1.0441196275961266,1.0994476760618126,1.0901464119048656,1.0679338408439019,1.0965343851174858,1.0642381511272074,1.0546811027982033,1.0276723440678304,1.0296503063189142,368.09815950920245,0,4.2549289628972323E-2,0,0,0,1,0,null,null,5.5469567087741634E-5,null,-2318.1362305849707,0,null,null,13.708,11.574999999999999,12.50331411195598,0,0,0,null,0,0]
[153,"CinTgs106",1,1.8135593220338984,16949.152542372882,0,"GS",12,1.0062777414973603,0.98564281026156741,1.0265347938683682,1.0441196275961266,1.0994476760618126,1.0901464119048656,1.0679338408439019,1.0965343851174858,1.0642381511272074,1.0546811027982033,1.0276723440678304,1.0296503063189142,1016.9491525423729,0,0.11755142728004218,0,0,0,1,0,null,null,5.5469567087741634E-5,null,-6404.3424675483102,0,null,null,13.708,11.574999999999999,12.50331411195598,0,0,0,null,0,0]
[154,"CinNgs106",1,1.8135593220338984,16949.152542372882,0,"GS",12,1.0062777414973603,0.98564281026156741,1.0265347938683682,1.0441196275961266,1.0994476760618126,1.0901464119048656,1.0679338408439019,1.0965343851174858,1.0642381511272074,1.0546811027982033,1.0276723440678304,1.0296503063189142,1016.9491525423729,0,0.11755142728004218,0,0,0,1,0,null,null,5.5469567087741634E-5,null,-6404.3424675483102,0,null,null,13.708,11.574999999999999,12.50331411195598,0,0,0,null,0,0]
[155,"CloTgs106",1,0.44505494505494503,5494.5054945054944,0,"GS",12,1.0062777414973603,0.98564281026156741,1.0265347938683682,1.0441196275961266,1.0994476760618126,1.0901464119048656,1.0679338408439019,1.0965343851174858,1.0642381511272074,1.0546811027982033,1.0276723440678304,1.0296503063189142,329.67032967032964,0,3.8107330821552134E-2,0,0,0,1,0,null,null,5.5469567087741627E-5,null,-2076.1329977217047,0,null,null,13.708,11.574999999999999,12.50331411195598,0,0,0,null,0,0]
[156,"CloNgs106",1,0.44505494505494503,5494.5054945054944,0,"GS",12,1.0062777414973603,0.98564281026156741,1.0265347938683682,1.0441196275961266,1.0994476760618126,1.0901464119048656,1.0679338408439019,1.0965343851174858,1.0642381511272074,1.0546811027982033,1.0276723440678304,1.0296503063189142,329.67032967032964,0,3.8107330821552134E-2,0,0,0,1,0,null,null,5.5469567087741627E-5,null,-2076.1329977217047,0,null,null,13.708,11.574999999999999,12.50331411195598,0,0,0,null,0,0]
[157,"CmiTgs106",1,1.8135593220338984,16949.152542372882,0,"GS",12,1.0062777414973603,0.98564281026156741,1.0265347938683682,1.0441196275961266,1.0994476760618126,1.0901464119048656,1.0679338408439019,1.0965343851174858,1.0642381511272074,1.0546811027982033,1.0276723440678304,1.0296503063189142,1016.9491525423729,0,0.11755142728004218,0,0,0,1,0,null,null,5.5469567087741634E-5,null,-6404.3424675483102,0,null,null,13.708,11.574999999999999,12.50331411195598,0,0,0,null,0,0]
[158,"CmiNgs106",1,1.8135593220338984,16949.152542372882,0,"GS",12,1.0062777414973603,0.98564281026156741,1.0265347938683682,1.0441196275961266,1.0994476760618126,1.0901464119048656,1.0679338408439019,1.0965343851174858,1.0642381511272074,1.0546811027982033,1.0276723440678304,1.0296503063189142,1016.9491525423729,0,0.11755142728004218,0,0,0,1,0,null,null,5.5469567087741634E-5,null,-6404.3424675483102,0,null,null,13.708,11.574999999999999,12.50331411195598,0,0,0,null,0,0]
[159,"CofTgs106",1,1.8135593220338984,16949.152542372882,0,"GS",12,1.0062777414973603,0.98564281026156741,1.0265347938683682,1.0441196275961266,1.0994476760618126,1.0901464119048656,1.0679338408439019,1.0965343851174858,1.0642381511272074,1.0546811027982033,1.0276723440678304,1.0296503063189142,1016.9491525423729,0,0.11755142728004218,0,0,0,1,0,null,null,5.5469567087741634E-5,null,-6404.3424675483102,0,null,null,13.708,11.574999999999999,12.50331411195598,0,0,0,null,0,0]
[160,"CofNgs106",1,1.8135593220338984,16949.152542372882,0,"GS",12,1.0062777414973603,0.98564281026156741,1.0265347938683682,1.0441196275961266,1.0994476760618126,1.0901464119048656,1.0679338408439019,1.0965343851174858,1.0642381511272074,1.0546811027982033,1.0276723440678304,1.0296503063189142,1016.9491525423729,0,0.11755142728004218,0,0,0,1,0,null,null,5.5469567087741634E-5,null,-6404.3424675483102,0,null,null,13.708,11.574999999999999,12.50331411195598,0,0,0,null,0,0]
[161,"CreTgs106",1,0.52879581151832467,5235.6020942408377,0,"GS",12,1.0062777414973603,0.98564281026156741,1.0265347938683682,1.0441196275961266,1.0994476760618126,1.0901464119048656,1.0679338408439019,1.0965343851174858,1.0642381511272074,1.0546811027982033,1.0276723440678304,1.0296503063189142,314.13612565445027,0,3.6311697432054917E-2,0,0,0,1,0,null,null,5.5469567087741634E-5,null,-1978.3047412845563,0,null,null,13.708,11.574999999999999,12.50331411195598,0,0,0,null,0,0]
[162,"CreNgs106",1,0.52879581151832467,5235.6020942408377,0,"GS",12,1.0062777414973603,0.98564281026156741,1.0265347938683682,1.0441196275961266,1.0994476760618126,1.0901464119048656,1.0679338408439019,1.0965343851174858,1.0642381511272074,1.0546811027982033,1.0276723440678304,1.0296503063189142,314.13612565445027,0,3.6311697432054917E-2,0,0,0,1,0,null,null,5.5469567087741634E-5,null,-1978.3047412845563,0,null,null,13.708,11.574999999999999,12.50331411195598,0,0,0,null,0,0]
[163,"CrtTgs106",1,0.36809815950920249,6134.9693251533736,0,"GS",12,1.0062777414973603,0.98564281026156741,1.0265347938683682,1.0441196275961266,1.0994476760618126,1.0901464119048656,1.0679338408439019,1.0965343851174858,1.0642381511272074,1.0546811027982033,1.0276723440678304,1.0296503063189142,368.09815950920245,0,4.2549289628972323E-2,0,0,0,1,0,null,null,5.5469567087741634E-5,null,-2318.1362305849707,0,null,null,13.708,11.574999999999999,12.50331411195598,0,0,0,null,0,0]
[164,"CrtNgs106",1,0.36809815950920249,6134.9693251533736,0,"GS",12,1.0062777414973603,0.98564281026156741,1.0265347938683682,1.0441196275961266,1.0994476760618126,1.0901464119048656,1.0679338408439019,1.0965343851174858,1.0642381511272074,1.0546811027982033,1.0276723440678304,1.0296503063189142,368.09815950920245,0,4.2549289628972323E-2,0,0,0,1,0,null,null,5.5469567087741634E-5,null,-2318.1362305849707,0,null,null,13.708,11.574999999999999,12.50331411195598,0,0,0,null,0,0]
[165,"CscTgs106",1,1.8135593220338984,16949.152542372882,0,"GS",12,1.0062777414973603,0.98564281026156741,1.0265347938683682,1.0441196275961266,1.0994476760618126,1.0901464119048656,1.0679338408439019,1.0965343851174858,1.0642381511272074,1.0546811027982033,1.0276723440678304,1.0296503063189142,1016.9491525423729,0,0.11755142728004218,0,0,0,1,0,null,null,5.5469567087741634E-5,null,-6404.3424675483102,0,null,null,13.708,11.574999999999999,12.50331411195598,0,0,0,null,0,0]
[166,"CscNgs106",1,1.8135593220338984,16949.152542372882,0,"GS",12,1.0062777414973603,0.98564281026156741,1.0265347938683682,1.0441196275961266,1.0994476760618126,1.0901464119048656,1.0679338408439019,1.0965343851174858,1.0642381511272074,1.0546811027982033,1.0276723440678304,1.0296503063189142,1016.9491525423729,0,0.11755142728004218,0,0,0,1,0,null,null,5.5469567087741634E-5,null,-6404.3424675483102,0,null,null,13.708,11.574999999999999,12.50331411195598,0,0,0,null,0,0]
[167,"CwaTgs106",1,1.8135593220338984,16949.152542372882,0,"GS",12,1.0062777414973603,0.98564281026156741,1.0265347938683682,1.0441196275961266,1.0994476760618126,1.0901464119048656,1.0679338408439019,1.0965343851174858,1.0642381511272074,1.0546811027982033,1.0276723440678304,1.0296503063189142,1016.9491525423729,0,0.11755142728004218,0,0,0,1,0,null,null,5.5469567087741634E-5,null,-6404.3424675483102,0,null,null,13.708,11.574999999999999,12.50331411195598,0,0,0,null,0,0]
[168,"CwaNgs106",1,1.8135593220338984,16949.152542372882,0,"GS",12,1.0062777414973603,0.98564281026156741,1.0265347938683682,1.0441196275961266,1.0994476760618126,1.0901464119048656,1.0679338408439019,1.0965343851174858,1.0642381511272074,1.0546811027982033,1.0276723440678304,1.0296503063189142,1016.9491525423729,0,0.11755142728004218,0,0,0,1,0,null,null,5.5469567087741634E-5,null,-6404.3424675483102,0,null,null,13.708,11.574999999999999,12.50331411195598,0,0,0,null,0,0]
[169,"CasTgs107",1,0.36809815950920244,6134.9693251533745,0,"GS",12,1,1,1,1,1,1,1,1,1,1,1,1,368.09815950920245,0,9886.3039584576654,0,0,0,1,0,null,null,12.888323294123069,null,7568.1251785830655,1,null,null,13.708,11.574999999999999,12.50331411195598,0,0,0,null,33741.186941751454,3903.5770131705367]
[170,"CasNgs107",1,0.36809815950920244,6134.9693251533745,0,"GS",12,1,1,1,1,1,1,1,1,1,1,1,1,368.09815950920245,0,9886.3039584576654,0,0,0,1,0,null,null,12.888323294123069,null,7568.1251785830655,1,null,null,13.708,11.574999999999999,12.50331411195598,0,0,0,null,33741.186941751454,3903.5770131705367]
[171,"CcoTgs107",1,0.36809815950920244,6134.9693251533745,0,"GS",12,1,1,1,1,1,1,1,1,1,1,1,1,368.09815950920245,0,9886.3039584576654,0,0,0,1,0,null,null,12.888323294123069,null,7568.1251785830655,1,null,null,13.708,11.574999999999999,12.50331411195598,0,0,0,null,33741.186941751454,3903.5770131705367]
[172,"CcoNgs107",1,0.36809815950920244,6134.9693251533745,0,"GS",12,1,1,1,1,1,1,1,1,1,1,1,1,368.09815950920245,0,9886.3039584576654,0,0,0,1,0,null,null,12.888323294123069,null,7568.1251785830655,1,null,null,13.708,11.574999999999999,12.50331411195598,0,0,0,null,33741.186941751454,3903.5770131705367]
[173,"CdaTgs107",1,1.8135593220338984,16949.152542372882,0,"GS",12,1,1,1,1,1,1,1,1,1,1,1,1,1016.9491525423729,0,27313.009241162705,0,0,0,1,0,null,null,12.888323294123071,null,20908.549222187117,1,null,null,13.708,11.574999999999999,12.50331411195598,0,0,0,null,93217.18167060276,10784.459012366277]
[174,"CdaNgs107",1,1.8135593220338984,16949.152542372882,0,"GS",12,1,1,1,1,1,1,1,1,1,1,1,1,1016.9491525423729,0,27313.009241162705,0,0,0,1,0,null,null,12.888323294123071,null,20908.549222187117,1,null,null,13.708,11.574999999999999,12.50331411195598,0,0,0,null,93217.18167060276,10784.459012366277]
[175,"CgrTgs107",1,0.36809815950920244,6134.9693251533745,0,"GS",12,1,1,1,1,1,1,1,1,1,1,1,1,368.09815950920245,0,9886.3039584576654,0,0,0,1,0,null,null,12.888323294123069,null,7568.1251785830655,1,null,null,13.708,11.574999999999999,12.50331411195598,0,0,0,null,33741.186941751454,3903.5770131705367]
[176,"CgrNgs107",1,0.36809815950920244,6134.9693251533745,0,"GS",12,1,1,1,1,1,1,1,1,1,1,1,1,368.09815950920245,0,9886.3039584576654,0,0,0,1,0,null,null,12.888323294123069,null,7568.1251785830655,1,null,null,13.708,11.574999999999999,12.50331411195598,0,0,0,null,33741.186941751454,3903.5770131705367]
[177,"CheTgs107",1,1.1186440677966103,8474.5762711864409,0,"GS",12,1,1,1,1,1,1,1,1,1,1,1,1,508.47457627118644,0,13656.504620581352,0,0,0,1,0,null,null,12.888323294123071,null,10454.274611093559,1,null,null,13.708,11.574999999999999,12.50331411195598,0,0,0,null,46608.59083530138,5392.2295061831383]
[178,"CheNgs107",1,1.1186440677966103,8474.5762711864409,0,"GS",12,1,1,1,1,1,1,1,1,1,1,1,1,508.47457627118644,0,13656.504620581352,0,0,0,1,0,null,null,12.888323294123071,null,10454.274611093559,1,null,null,13.708,11.574999999999999,12.50331411195598,0,0,0,null,46608.59083530138,5392.2295061831383]
[179,"ChoTgs107",1,0.36809815950920244,6134.9693251533745,0,"GS",12,1,1,1,1,1,1,1,1,1,1,1,1,368.09815950920245,0,9886.3039584576654,0,0,0,1,0,null,null,12.888323294123069,null,7568.1251785830655,1,null,null,13.708,11.574999999999999,12.50331411195598,0,0,0,null,33741.186941751454,3903.5770131705367]
[180,"ChoNgs107",1,0.36809815950920244,6134.9693251533745,0,"GS",12,1,1,1,1,1,1,1,1,1,1,1,1,368.09815950920245,0,9886.3039584576654,0,0,0,1,0,null,null,12.888323294123069,null,7568.1251785830655,1,null,null,13.708,11.574999999999999,12.50331411195598,0,0,0,null,33741.186941751454,3903.5770131705367]
[181,"CinTgs107",1,1.8135593220338984,16949.152542372882,0,"GS",12,1,1,1,1,1,1,1,1,1,1,1,1,1016.9491525423729,0,27313.009241162705,0,0,0,1,0,null,null,12.888323294123071,null,20908.549222187117,1,null,null,13.708,11.574999999999999,12.50331411195598,0,0,0,null,93217.18167060276,10784.459012366277]
[182,"CinNgs107",1,1.8135593220338984,16949.152542372882,0,"GS",12,1,1,1,1,1,1,1,1,1,1,1,1,1016.9491525423729,0,27313.009241162705,0,0,0,1,0,null,null,12.888323294123071,null,20908.549222187117,1,null,null,13.708,11.574999999999999,12.50331411195598,0,0,0,null,93217.18167060276,10784.459012366277]
[183,"CloTgs107",1,0.44505494505494503,5494.5054945054944,0,"GS",12,1,1,1,1,1,1,1,1,1,1,1,1,329.67032967032969,0,8854.2172814758214,0,0,0,1,0,null,null,12.888323294123069,null,6778.046176423295,1,null,null,13.708,11.574999999999999,12.50331411195598,0,0,0,null,30218.755641621348,3496.0607667089785]
[184,"CloNgs107",1,0.44505494505494503,5494.5054945054944,0,"GS",12,1,1,1,1,1,1,1,1,1,1,1,1,329.67032967032969,0,8854.2172814758214,0,0,0,1,0,null,null,12.888323294123069,null,6778.046176423295,1,null,null,13.708,11.574999999999999,12.50331411195598,0,0,0,null,30218.755641621348,3496.0607667089785]
[185,"CmiTgs107",1,1.8135593220338984,16949.152542372882,0,"GS",12,1,1,1,1,1,1,1,1,1,1,1,1,1016.9491525423729,0,27313.009241162705,0,0,0,1,0,null,null,12.888323294123071,null,20908.549222187117,1,null,null,13.708,11.574999999999999,12.50331411195598,0,0,0,null,93217.18167060276,10784.459012366277]
[186,"CmiNgs107",1,1.8135593220338984,16949.152542372882,0,"GS",12,1,1,1,1,1,1,1,1,1,1,1,1,1016.9491525423729,0,27313.009241162705,0,0,0,1,0,null,null,12.888323294123071,null,20908.549222187117,1,null,null,13.708,11.574999999999999,12.50331411195598,0,0,0,null,93217.18167060276,10784.459012366277]
[187,"CofTgs107",1,1.8135593220338984,16949.152542372882,0,"GS",12,1,1,1,1,1,1,1,1,1,1,1,1,1016.9491525423729,0,27313.009241162705,0,0,0,1,0,null,null,12.888323294123071,null,20908.549222187117,1,null,null,13.708,11.574999999999999,12.50331411195598,0,0,0,null,93217.18167060276,10784.459012366277]
[188,"CofNgs107",1,1.8135593220338984,16949.152542372882,0,"GS",12,1,1,1,1,1,1,1,1,1,1,1,1,1016.9491525423729,0,27313.009241162705,0,0,0,1,0,null,null,12.888323294123071,null,20908.549222187117,1,null,null,13.708,11.574999999999999,12.50331411195598,0,0,0,null,93217.18167060276,10784.459012366277]
[189,"CreTgs107",1,0.52879581151832467,5235.6020942408377,0,"GS",12,1,1,1,1,1,1,1,1,1,1,1,1,314.13612565445027,0,8437.0028545999976,0,0,0,1,0,null,null,12.888323294123071,null,6458.66180161801,1,null,null,13.708,11.574999999999999,12.50331411195598,0,0,0,null,28794.839740749085,3331.3254422247337]
[190,"CreNgs107",1,0.52879581151832467,5235.6020942408377,0,"GS",12,1,1,1,1,1,1,1,1,1,1,1,1,314.13612565445027,0,8437.0028545999976,0,0,0,1,0,null,null,12.888323294123071,null,6458.66180161801,1,null,null,13.708,11.574999999999999,12.50331411195598,0,0,0,null,28794.839740749085,3331.3254422247337]
[191,"CrtTgs107",1,0.36809815950920244,6134.9693251533745,0,"GS",12,1,1,1,1,1,1,1,1,1,1,1,1,368.09815950920245,0,9886.3039584576654,0,0,0,1,0,null,null,12.888323294123069,null,7568.1251785830655,1,null,null,13.708,11.574999999999999,12.50331411195598,0,0,0,null,33741.186941751454,3903.5770131705367]
[192,"CrtNgs107",1,0.36809815950920244,6134.9693251533745,0,"GS",12,1,1,1,1,1,1,1,1,1,1,1,1,368.09815950920245,0,9886.3039584576654,0,0,0,1,0,null,null,12.888323294123069,null,7568.1251785830655,1,null,null,13.708,11.574999999999999,12.50331411195598,0,0,0,null,33741.186941751454,3903.5770131705367]
[193,"CscTgs107",1,1.8135593220338984,16949.152542372882,0,"GS",12,1,1,1,1,1,1,1,1,1,1,1,1,1016.9491525423729,0,27313.009241162705,0,0,0,1,0,null,null,12.888323294123071,null,20908.549222187117,1,null,null,13.708,11.574999999999999,12.50331411195598,0,0,0,null,93217.18167060276,10784.459012366277]
[194,"CscNgs107",1,1.8135593220338984,16949.152542372882,0,"GS",12,1,1,1,1,1,1,1,1,1,1,1,1,1016.9491525423729,0,27313.009241162705,0,0,0,1,0,null,null,12.888323294123071,null,20908.549222187117,1,null,null,13.708,11.574999999999999,12.50331411195598,0,0,0,null,93217.18167060276,10784.459012366277]
[195,"CwaTgs107",1,1.8135593220338984,16949.152542372882,0,"GS",12,1,1,1,1,1,1,1,1,1,1,1,1,1016.9491525423729,0,27313.009241162705,0,0,0,1,0,null,null,12.888323294123071,null,20908.549222187117,1,null,null,13.708,11.574999999999999,12.50331411195598,0,0,0,null,93217.18167060276,10784.459012366277]
[196,"CwaNgs107",1,1.8135593220338984,16949.152542372882,0,"GS",12,1,1,1,1,1,1,1,1,1,1,1,1,1016.9491525423729,0,27313.009241162705,0,0,0,1,0,null,null,12.888323294123071,null,20908.549222187117,1,null,null,13.708,11.574999999999999,12.50331411195598,0,0,0,null,93217.18167060276,10784.459012366277]
[197,"CasTgs108",1,0.36809815950920249,6134.9693251533745,0,"GS",12,1,1,1,1,1,1,1,1,1,1,1,1,368.0981595092025,0,1568.7117321166818,0,0,0,1,0,null,null,2.0450578946146161,null,-749.46704775791829,0,null,null,13.708,11.574999999999999,12.50331411195598,0,0,0,null,0,0]
[198,"CasNgs108",1,0.36809815950920249,6134.9693251533745,0,"GS",12,1,1,1,1,1,1,1,1,1,1,1,1,368.0981595092025,0,1568.7117321166818,0,0,0,1,0,null,null,2.0450578946146161,null,-749.46704775791829,0,null,null,13.708,11.574999999999999,12.50331411195598,0,0,0,null,0,0]
[199,"CcoTgs108",1,0.36809815950920249,6134.9693251533745,0,"GS",12,1,1,1,1,1,1,1,1,1,1,1,1,368.0981595092025,0,1568.7117321166818,0,0,0,1,0,null,null,2.0450578946146161,null,-749.46704775791829,0,null,null,13.708,11.574999999999999,12.50331411195598,0,0,0,null,0,0]
[200,"CcoNgs108",1,0.36809815950920249,6134.9693251533745,0,"GS",12,1,1,1,1,1,1,1,1,1,1,1,1,368.0981595092025,0,1568.7117321166818,0,0,0,1,0,null,null,2.0450578946146161,null,-749.46704775791829,0,null,null,13.708,11.574999999999999,12.50331411195598,0,0,0,null,0,0]
[201,"CdaTgs108",1,1.8135593220338984,16949.152542372882,0,"GS",12,1,1,1,1,1,1,1,1,1,1,1,1,1016.9491525423731,0,4333.8985141528665,0,0,0,1,0,null,null,2.0450578946146161,null,-2070.5615048227232,0,null,null,13.708,11.574999999999999,12.50331411195598,0,0,0,null,0,0]
[202,"CdaNgs108",1,1.8135593220338984,16949.152542372882,0,"GS",12,1,1,1,1,1,1,1,1,1,1,1,1,1016.9491525423731,0,4333.8985141528665,0,0,0,1,0,null,null,2.0450578946146161,null,-2070.5615048227232,0,null,null,13.708,11.574999999999999,12.50331411195598,0,0,0,null,0,0]
[203,"CgrTgs108",1,0.36809815950920249,6134.9693251533745,0,"GS",12,1,1,1,1,1,1,1,1,1,1,1,1,368.0981595092025,0,1568.7117321166818,0,0,0,1,0,null,null,2.0450578946146161,null,-749.46704775791829,0,null,null,13.708,11.574999999999999,12.50331411195598,0,0,0,null,0,0]
[204,"CgrNgs108",1,0.36809815950920249,6134.9693251533745,0,"GS",12,1,1,1,1,1,1,1,1,1,1,1,1,368.0981595092025,0,1568.7117321166818,0,0,0,1,0,null,null,2.0450578946146161,null,-749.46704775791829,0,null,null,13.708,11.574999999999999,12.50331411195598,0,0,0,null,0,0]
[205,"CheTgs108",1,1.1186440677966103,8474.5762711864409,0,"GS",12,1,1,1,1,1,1,1,1,1,1,1,1,508.47457627118655,0,2166.9492570764332,0,0,0,1,0,null,null,2.0450578946146161,null,-1035.2807524113616,0,null,null,13.708,11.574999999999999,12.50331411195598,0,0,0,null,0,0]
[206,"CheNgs108",1,1.1186440677966103,8474.5762711864409,0,"GS",12,1,1,1,1,1,1,1,1,1,1,1,1,508.47457627118655,0,2166.9492570764332,0,0,0,1,0,null,null,2.0450578946146161,null,-1035.2807524113616,0,null,null,13.708,11.574999999999999,12.50331411195598,0,0,0,null,0,0]
[207,"ChoTgs108",1,0.36809815950920249,6134.9693251533745,0,"GS",12,1,1,1,1,1,1,1,1,1,1,1,1,368.0981595092025,0,1568.7117321166818,0,0,0,1,0,null,null,2.0450578946146161,null,-749.46704775791829,0,null,null,13.708,11.574999999999999,12.50331411195598,0,0,0,null,0,0]
[208,"ChoNgs108",1,0.36809815950920249,6134.9693251533745,0,"GS",12,1,1,1,1,1,1,1,1,1,1,1,1,368.0981595092025,0,1568.7117321166818,0,0,0,1,0,null,null,2.0450578946146161,null,-749.46704775791829,0,null,null,13.708,11.574999999999999,12.50331411195598,0,0,0,null,0,0]
[209,"CinTgs108",1,1.8135593220338984,16949.152542372882,0,"GS",12,1,1,1,1,1,1,1,1,1,1,1,1,1016.9491525423731,0,4333.8985141528665,0,0,0,1,0,null,null,2.0450578946146161,null,-2070.5615048227232,0,null,null,13.708,11.574999999999999,12.50331411195598,0,0,0,null,0,0]
[210,"CinNgs108",1,1.8135593220338984,16949.152542372882,0,"GS",12,1,1,1,1,1,1,1,1,1,1,1,1,1016.9491525423731,0,4333.8985141528665,0,0,0,1,0,null,null,2.0450578946146161,null,-2070.5615048227232,0,null,null,13.708,11.574999999999999,12.50331411195598,0,0,0,null,0,0]
[211,"CloTgs108",1,0.44505494505494508,5494.5054945054953,0,"GS",12,1,1,1,1,1,1,1,1,1,1,1,1,329.67032967032975,0,1404.9451227198854,0,0,0,1,0,null,null,2.0450578946146156,null,-671.22598233264125,0,null,null,13.708,11.574999999999999,12.50331411195598,0,0,0,null,0,0]
[212,"CloNgs108",1,0.44505494505494508,5494.5054945054953,0,"GS",12,1,1,1,1,1,1,1,1,1,1,1,1,329.67032967032975,0,1404.9451227198854,0,0,0,1,0,null,null,2.0450578946146156,null,-671.22598233264125,0,null,null,13.708,11.574999999999999,12.50331411195598,0,0,0,null,0,0]
[213,"CmiTgs108",1,1.8135593220338984,16949.152542372882,0,"GS",12,1,1,1,1,1,1,1,1,1,1,1,1,1016.9491525423731,0,4333.8985141528665,0,0,0,1,0,null,null,2.0450578946146161,null,-2070.5615048227232,0,null,null,13.708,11.574999999999999,12.50331411195598,0,0,0,null,0,0]
[214,"CmiNgs108",1,1.8135593220338984,16949.152542372882,0,"GS",12,1,1,1,1,1,1,1,1,1,1,1,1,1016.9491525423731,0,4333.8985141528665,0,0,0,1,0,null,null,2.0450578946146161,null,-2070.5615048227232,0,null,null,13.708,11.574999999999999,12.50331411195598,0,0,0,null,0,0]
[215,"CofTgs108",1,1.8135593220338984,16949.152542372882,0,"GS",12,1,1,1,1,1,1,1,1,1,1,1,1,1016.9491525423731,0,4333.8985141528665,0,0,0,1,0,null,null,2.0450578946146161,null,-2070.5615048227232,0,null,null,13.708,11.574999999999999,12.50331411195598,0,0,0,null,0,0]
[216,"CofNgs108",1,1.8135593220338984,16949.152542372882,0,"GS",12,1,1,1,1,1,1,1,1,1,1,1,1,1016.9491525423731,0,4333.8985141528665,0,0,0,1,0,null,null,2.0450578946146161,null,-2070.5615048227232,0,null,null,13.708,11.574999999999999,12.50331411195598,0,0,0,null,0,0]
[217,"CreTgs108",1,0.52879581151832455,5235.6020942408368,0,"GS",12,1,1,1,1,1,1,1,1,1,1,1,1,314.13612565445027,0,1338.743520078634,0,0,0,1,0,null,null,2.0450578946146161,null,-639.59753290335414,0,null,null,13.708,11.574999999999999,12.50331411195598,0,0,0,null,0,0]
[218,"CreNgs108",1,0.52879581151832455,5235.6020942408368,0,"GS",12,1,1,1,1,1,1,1,1,1,1,1,1,314.13612565445027,0,1338.743520078634,0,0,0,1,0,null,null,2.0450578946146161,null,-639.59753290335414,0,null,null,13.708,11.574999999999999,12.50331411195598,0,0,0,null,0,0]
[219,"CrtTgs108",1,0.36809815950920249,6134.9693251533745,0,"GS",12,1,1,1,1,1,1,1,1,1,1,1,1,368.0981595092025,0,1568.7117321166818,0,0,0,1,0,null,null,2.0450578946146161,null,-749.46704775791829,0,null,null,13.708,11.574999999999999,12.50331411195598,0,0,0,null,0,0]
[220,"CrtNgs108",1,0.36809815950920249,6134.9693251533745,0,"GS",12,1,1,1,1,1,1,1,1,1,1,1,1,368.0981595092025,0,1568.7117321166818,0,0,0,1,0,null,null,2.0450578946146161,null,-749.46704775791829,0,null,null,13.708,11.574999999999999,12.50331411195598,0,0,0,null,0,0]
[221,"CscTgs108",1,1.8135593220338984,16949.152542372882,0,"GS",12,1,1,1,1,1,1,1,1,1,1,1,1,1016.9491525423731,0,4333.8985141528665,0,0,0,1,0,null,null,2.0450578946146161,null,-2070.5615048227232,0,null,null,13.708,11.574999999999999,12.50331411195598,0,0,0,null,0,0]
[222,"CscNgs108",1,1.8135593220338984,16949.152542372882,0,"GS",12,1,1,1,1,1,1,1,1,1,1,1,1,1016.9491525423731,0,4333.8985141528665,0,0,0,1,0,null,null,2.0450578946146161,null,-2070.5615048227232,0,null,null,13.708,11.574999999999999,12.50331411195598,0,0,0,null,0,0]
[223,"CwaTgs108",1,1.8135593220338984,16949.152542372882,0,"GS",12,1,1,1,1,1,1,1,1,1,1,1,1,1016.9491525423731,0,4333.8985141528665,0,0,0,1,0,null,null,2.0450578946146161,null,-2070.5615048227232,0,null,null,13.708,11.574999999999999,12.50331411195598,0,0,0,null,0,0]
[224,"CwaNgs108",1,1.8135593220338984,16949.152542372882,0,"GS",12,1,1,1,1,1,1,1,1,1,1,1,1,1016.9491525423731,0,4333.8985141528665,0,0,0,1,0,null,null,2.0450578946146161,null,-2070.5615048227232,0,null,null,13.708,11.574999999999999,12.50331411195598,0,0,0,null,0,0]
[225,"CasTgs109",1,0.36809815950920244,6134.9693251533563,0,"GS",16,0.57723342209516748,0.60437372201316453,0.83705124089372529,1.0970310586362544,1.2026142145897361,1.2026142145897361,1.2889868661351127,1.2890846405144394,1.2453007447106357,1.1191895620457397,0.77552819282287611,0.85362126693691953,368.09815950920137,0,798.31850282119797,0,0,0,1,0,null,null,1.0407313996488821,null,-1519.8602770533953,0,null,null,13.708,11.574999999999999,12.50331411195598,0,0,0,null,0,0]
[226,"CasNgs109",1,0.36809815950920244,6134.9693251533563,0,"GS",16,0.57723342209516748,0.60437372201316453,0.83705124089372529,1.0970310586362544,1.2026142145897361,1.2026142145897361,1.2889868661351127,1.2890846405144394,1.2453007447106357,1.1191895620457397,0.77552819282287611,0.85362126693691953,368.09815950920137,0,798.31850282119797,0,0,0,1,0,null,null,1.0407313996488821,null,-1519.8602770533953,0,null,null,13.708,11.574999999999999,12.50331411195598,0,0,0,null,0,0]
[227,"CcoTgs109",1,0.36809815950920244,6134.9693251533563,0,"GS",16,0.57723342209516748,0.60437372201316453,0.83705124089372529,1.0970310586362544,1.2026142145897361,1.2026142145897361,1.2889868661351127,1.2890846405144394,1.2453007447106357,1.1191895620457397,0.77552819282287611,0.85362126693691953,368.09815950920137,0,798.31850282119797,0,0,0,1,0,null,null,1.0407313996488821,null,-1519.8602770533953,0,null,null,13.708,11.574999999999999,12.50331411195598,0,0,0,null,0,0]
[228,"CcoNgs109",1,0.36809815950920244,6134.9693251533563,0,"GS",16,0.57723342209516748,0.60437372201316453,0.83705124089372529,1.0970310586362544,1.2026142145897361,1.2026142145897361,1.2889868661351127,1.2890846405144394,1.2453007447106357,1.1191895620457397,0.77552819282287611,0.85362126693691953,368.09815950920137,0,798.31850282119797,0,0,0,1,0,null,null,1.0407313996488821,null,-1519.8602770533953,0,null,null,13.708,11.574999999999999,12.50331411195598,0,0,0,null,0,0]
[229,"CdaTgs109",1,1.8135593220338984,16949.152542372831,0,"GS",16,0.57723342209516748,0.60437372201316453,0.83705124089372529,1.0970310586362544,1.2026142145897361,1.2026142145897361,1.2889868661351127,1.2890846405144394,1.2453007447106357,1.1191895620457397,0.77552819282287611,0.85362126693691953,1016.9491525423699,0,2205.523999319581,0,0,0,1,0,null,null,1.0407313996488823,null,-4198.9360196559892,0,null,null,13.708,11.574999999999999,12.50331411195598,0,0,0,null,0,0]
[230,"CdaNgs109",1,1.8135593220338984,16949.152542372831,0,"GS",16,0.57723342209516748,0.60437372201316453,0.83705124089372529,1.0970310586362544,1.2026142145897361,1.2026142145897361,1.2889868661351127,1.2890846405144394,1.2453007447106357,1.1191895620457397,0.77552819282287611,0.85362126693691953,1016.9491525423699,0,2205.523999319581,0,0,0,1,0,null,null,1.0407313996488823,null,-4198.9360196559892,0,null,null,13.708,11.574999999999999,12.50331411195598,0,0,0,null,0,0]
[231,"CgrTgs109",1,0.36809815950920244,6134.9693251533563,0,"GS",16,0.57723342209516748,0.60437372201316453,0.83705124089372529,1.0970310586362544,1.2026142145897361,1.2026142145897361,1.2889868661351127,1.2890846405144394,1.2453007447106357,1.1191895620457397,0.77552819282287611,0.85362126693691953,368.09815950920137,0,798.31850282119797,0,0,0,1,0,null,null,1.0407313996488821,null,-1519.8602770533953,0,null,null,13.708,11.574999999999999,12.50331411195598,0,0,0,null,0,0]
[232,"CgrNgs109",1,0.36809815950920244,6134.9693251533563,0,"GS",16,0.57723342209516748,0.60437372201316453,0.83705124089372529,1.0970310586362544,1.2026142145897361,1.2026142145897361,1.2889868661351127,1.2890846405144394,1.2453007447106357,1.1191895620457397,0.77552819282287611,0.85362126693691953,368.09815950920137,0,798.31850282119797,0,0,0,1,0,null,null,1.0407313996488821,null,-1519.8602770533953,0,null,null,13.708,11.574999999999999,12.50331411195598,0,0,0,null,0,0]
[233,"CheTgs109",1,1.1186440677966103,8474.5762711864154,0,"GS",16,0.57723342209516748,0.60437372201316453,0.83705124089372529,1.0970310586362544,1.2026142145897361,1.2026142145897361,1.2889868661351127,1.2890846405144394,1.2453007447106357,1.1191895620457397,0.77552819282287611,0.85362126693691953,508.47457627118496,0,1102.7619996597905,0,0,0,1,0,null,null,1.0407313996488823,null,-2099.4680098279946,0,null,null,13.708,11.574999999999999,12.50331411195598,0,0,0,null,0,0]
[234,"CheNgs109",1,1.1186440677966103,8474.5762711864154,0,"GS",16,0.57723342209516748,0.60437372201316453,0.83705124089372529,1.0970310586362544,1.2026142145897361,1.2026142145897361,1.2889868661351127,1.2890846405144394,1.2453007447106357,1.1191895620457397,0.77552819282287611,0.85362126693691953,508.47457627118496,0,1102.7619996597905,0,0,0,1,0,null,null,1.0407313996488823,null,-2099.4680098279946,0,null,null,13.708,11.574999999999999,12.50331411195598,0,0,0,null,0,0]
[235,"ChoTgs109",1,0.36809815950920244,6134.9693251533563,0,"GS",16,0.57723342209516748,0.60437372201316453,0.83705124089372529,1.0970310586362544,1.2026142145897361,1.2026142145897361,1.2889868661351127,1.2890846405144394,1.2453007447106357,1.1191895620457397,0.77552819282287611,0.85362126693691953,368.09815950920137,0,798.31850282119797,0,0,0,1,0,null,null,1.0407313996488821,null,-1519.8602770533953,0,null,null,13.708,11.574999999999999,12.50331411195598,0,0,0,null,0,0]
[236,"ChoNgs109",1,0.36809815950920244,6134.9693251533563,0,"GS",16,0.57723342209516748,0.60437372201316453,0.83705124089372529,1.0970310586362544,1.2026142145897361,1.2026142145897361,1.2889868661351127,1.2890846405144394,1.2453007447106357,1.1191895620457397,0.77552819282287611,0.85362126693691953,368.09815950920137,0,798.31850282119797,0,0,0,1,0,null,null,1.0407313996488821,null,-1519.8602770533953,0,null,null,13.708,11.574999999999999,12.50331411195598,0,0,0,null,0,0]
[237,"CinTgs109",1,1.8135593220338984,16949.152542372831,0,"GS",16,0.57723342209516748,0.60437372201316453,0.83705124089372529,1.0970310586362544,1.2026142145897361,1.2026142145897361,1.2889868661351127,1.2890846405144394,1.2453007447106357,1.1191895620457397,0.77552819282287611,0.85362126693691953,1016.9491525423699,0,2205.523999319581,0,0,0,1,0,null,null,1.0407313996488823,null,-4198.9360196559892,0,null,null,13.708,11.574999999999999,12.50331411195598,0,0,0,null,0,0]
[238,"CinNgs109",1,1.8135593220338984,16949.152542372831,0,"GS",16,0.57723342209516748,0.60437372201316453,0.83705124089372529,1.0970310586362544,1.2026142145897361,1.2026142145897361,1.2889868661351127,1.2890846405144394,1.2453007447106357,1.1191895620457397,0.77552819282287611,0.85362126693691953,1016.9491525423699,0,2205.523999319581,0,0,0,1,0,null,null,1.0407313996488823,null,-4198.9360196559892,0,null,null,13.708,11.574999999999999,12.50331411195598,0,0,0,null,0,0]
[239,"CloTgs109",1,0.44505494505494508,5494.5054945054781,0,"GS",16,0.57723342209516748,0.60437372201316453,0.83705124089372529,1.0970310586362544,1.2026142145897361,1.2026142145897361,1.2889868661351127,1.2890846405144394,1.2453007447106357,1.1191895620457397,0.77552819282287611,0.85362126693691953,329.67032967032873,0,714.97756021898499,0,0,0,1,0,null,null,1.0407313996488821,null,-1361.193544833535,0,null,null,13.708,11.574999999999999,12.50331411195598,0,0,0,null,0,0]
[240,"CloNgs109",1,0.44505494505494508,5494.5054945054781,0,"GS",16,0.57723342209516748,0.60437372201316453,0.83705124089372529,1.0970310586362544,1.2026142145897361,1.2026142145897361,1.2889868661351127,1.2890846405144394,1.2453007447106357,1.1191895620457397,0.77552819282287611,0.85362126693691953,329.67032967032873,0,714.97756021898499,0,0,0,1,0,null,null,1.0407313996488821,null,-1361.193544833535,0,null,null,13.708,11.574999999999999,12.50331411195598,0,0,0,null,0,0]
[241,"CmiTgs109",1,1.8135593220338984,16949.152542372831,0,"GS",16,0.57723342209516748,0.60437372201316453,0.83705124089372529,1.0970310586362544,1.2026142145897361,1.2026142145897361,1.2889868661351127,1.2890846405144394,1.2453007447106357,1.1191895620457397,0.77552819282287611,0.85362126693691953,1016.9491525423699,0,2205.523999319581,0,0,0,1,0,null,null,1.0407313996488823,null,-4198.9360196559892,0,null,null,13.708,11.574999999999999,12.50331411195598,0,0,0,null,0,0]
[242,"CmiNgs109",1,1.8135593220338984,16949.152542372831,0,"GS",16,0.57723342209516748,0.60437372201316453,0.83705124089372529,1.0970310586362544,1.2026142145897361,1.2026142145897361,1.2889868661351127,1.2890846405144394,1.2453007447106357,1.1191895620457397,0.77552819282287611,0.85362126693691953,1016.9491525423699,0,2205.523999319581,0,0,0,1,0,null,null,1.0407313996488823,null,-4198.9360196559892,0,null,null,13.708,11.574999999999999,12.50331411195598,0,0,0,null,0,0]
[243,"CofTgs109",1,1.8135593220338984,16949.152542372831,0,"GS",16,0.57723342209516748,0.60437372201316453,0.83705124089372529,1.0970310586362544,1.2026142145897361,1.2026142145897361,1.2889868661351127,1.2890846405144394,1.2453007447106357,1.1191895620457397,0.77552819282287611,0.85362126693691953,1016.9491525423699,0,2205.523999319581,0,0,0,1,0,null,null,1.0407313996488823,null,-4198.9360196559892,0,null,null,13.708,11.574999999999999,12.50331411195598,0,0,0,null,0,0]
[244,"CofNgs109",1,1.8135593220338984,16949.152542372831,0,"GS",16,0.57723342209516748,0.60437372201316453,0.83705124089372529,1.0970310586362544,1.2026142145897361,1.2026142145897361,1.2889868661351127,1.2890846405144394,1.2453007447106357,1.1191895620457397,0.77552819282287611,0.85362126693691953,1016.9491525423699,0,2205.523999319581,0,0,0,1,0,null,null,1.0407313996488823,null,-4198.9360196559892,0,null,null,13.708,11.574999999999999,12.50331411195598,0,0,0,null,0,0]
[245,"CreTgs109",1,0.52879581151832455,5235.6020942408222,0,"GS",16,0.57723342209516748,0.60437372201316453,0.83705124089372529,1.0970310586362544,1.2026142145897361,1.2026142145897361,1.2889868661351127,1.2890846405144394,1.2453007447106357,1.1191895620457397,0.77552819282287611,0.85362126693691953,314.13612565444936,0,681.28751811442544,0,0,0,1,0,null,null,1.0407313996488821,null,-1297.0535348675571,0,null,null,13.708,11.574999999999999,12.50331411195598,0,0,0,null,0,0]
[246,"CreNgs109",1,0.52879581151832455,5235.6020942408222,0,"GS",16,0.57723342209516748,0.60437372201316453,0.83705124089372529,1.0970310586362544,1.2026142145897361,1.2026142145897361,1.2889868661351127,1.2890846405144394,1.2453007447106357,1.1191895620457397,0.77552819282287611,0.85362126693691953,314.13612565444936,0,681.28751811442544,0,0,0,1,0,null,null,1.0407313996488821,null,-1297.0535348675571,0,null,null,13.708,11.574999999999999,12.50331411195598,0,0,0,null,0,0]
[247,"CrtTgs109",1,0.36809815950920244,6134.9693251533563,0,"GS",16,0.57723342209516748,0.60437372201316453,0.83705124089372529,1.0970310586362544,1.2026142145897361,1.2026142145897361,1.2889868661351127,1.2890846405144394,1.2453007447106357,1.1191895620457397,0.77552819282287611,0.85362126693691953,368.09815950920137,0,798.31850282119797,0,0,0,1,0,null,null,1.0407313996488821,null,-1519.8602770533953,0,null,null,13.708,11.574999999999999,12.50331411195598,0,0,0,null,0,0]
[248,"CrtNgs109",1,0.36809815950920244,6134.9693251533563,0,"GS",16,0.57723342209516748,0.60437372201316453,0.83705124089372529,1.0970310586362544,1.2026142145897361,1.2026142145897361,1.2889868661351127,1.2890846405144394,1.2453007447106357,1.1191895620457397,0.77552819282287611,0.85362126693691953,368.09815950920137,0,798.31850282119797,0,0,0,1,0,null,null,1.0407313996488821,null,-1519.8602770533953,0,null,null,13.708,11.574999999999999,12.50331411195598,0,0,0,null,0,0]
[249,"CscTgs109",1,1.8135593220338984,16949.152542372831,0,"GS",16,0.57723342209516748,0.60437372201316453,0.83705124089372529,1.0970310586362544,1.2026142145897361,1.2026142145897361,1.2889868661351127,1.2890846405144394,1.2453007447106357,1.1191895620457397,0.77552819282287611,0.85362126693691953,1016.9491525423699,0,2205.523999319581,0,0,0,1,0,null,null,1.0407313996488823,null,-4198.9360196559892,0,null,null,13.708,11.574999999999999,12.50331411195598,0,0,0,null,0,0]
[250,"CscNgs109",1,1.8135593220338984,16949.152542372831,0,"GS",16,0.57723342209516748,0.60437372201316453,0.83705124089372529,1.0970310586362544,1.2026142145897361,1.2026142145897361,1.2889868661351127,1.2890846405144394,1.2453007447106357,1.1191895620457397,0.77552819282287611,0.85362126693691953,1016.9491525423699,0,2205.523999319581,0,0,0,1,0,null,null,1.0407313996488823,null,-4198.9360196559892,0,null,null,13.708,11.574999999999999,12.50331411195598,0,0,0,null,0,0]
[251,"CwaTgs109",1,1.8135593220338984,16949.152542372831,0,"GS",16,0.57723342209516748,0.60437372201316453,0.83705124089372529,1.0970310586362544,1.2026142145897361,1.2026142145897361,1.2889868661351127,1.2890846405144394,1.2453007447106357,1.1191895620457397,0.77552819282287611,0.85362126693691953,1016.9491525423699,0,2205.523999319581,0,0,0,1,0,null,null,1.0407313996488823,null,-4198.9360196559892,0,null,null,13.708,11.574999999999999,12.50331411195598,0,0,0,null,0,0]
[252,"CwaNgs109",1,1.8135593220338984,16949.152542372831,0,"GS",16,0.57723342209516748,0.60437372201316453,0.83705124089372529,1.0970310586362544,1.2026142145897361,1.2026142145897361,1.2889868661351127,1.2890846405144394,1.2453007447106357,1.1191895620457397,0.77552819282287611,0.85362126693691953,1016.9491525423699,0,2205.523999319581,0,0,0,1,0,null,null,1.0407313996488823,null,-4198.9360196559892,0,null,null,13.708,11.574999999999999,12.50331411195598,0,0,0,null,0,0]
[253,"CasEgs110",1,1.5230021384457662,8042.7227875223252,0,"GS",5,0.57723342209516748,0.60437372201316453,0.83705124089372529,1.0970310586362544,1.2026142145897361,1.2026142145897361,1.2889868661351127,1.2890846405144394,1.2453007447106357,1.1191895620457397,0.77552819282287611,0.85362126693691953,482.56336725133957,0,2273.9055692495203,0,0,0,1,0,null,null,2.2612271101660006,null,-765.14292639752739,0,null,null,13.708,11.574999999999999,12.50331411195598,0,0,0,null,0,0]
[254,"CasNgs110",1,1.5230021384457662,8042.7227875223252,0,"GS",5,0.57723342209516748,0.60437372201316453,0.83705124089372529,1.0970310586362544,1.2026142145897361,1.2026142145897361,1.2889868661351127,1.2890846405144394,1.2453007447106357,1.1191895620457397,0.77552819282287611,0.85362126693691953,482.56336725133957,0,2273.9055692495203,0,0,0,1,0,null,null,2.2612271101660006,null,-765.14292639752739,0,null,null,13.708,11.574999999999999,12.50331411195598,0,0,0,null,0,0]
[255,"CcoEgs110",1,1.2144824144485646,10905.422616371987,0,"GS",5,0.57723342209516748,0.60437372201316453,0.83705124089372529,1.0970310586362544,1.2026142145897361,1.2026142145897361,1.2889868661351127,1.2890846405144394,1.2453007447106357,1.1191895620457397,0.77552819282287611,0.85362126693691953,654.32535698231925,0,3083.2719064817202,0,0,0,1,0,null,null,2.2612271101660006,null,-1037.4853385768868,0,null,null,13.708,11.574999999999999,12.50331411195598,0,0,0,null,0,0]
[256,"CcoNgs110",1,1.2144824144485646,10905.422616371987,0,"GS",5,0.57723342209516748,0.60437372201316453,0.83705124089372529,1.0970310586362544,1.2026142145897361,1.2026142145897361,1.2889868661351127,1.2890846405144394,1.2453007447106357,1.1191895620457397,0.77552819282287611,0.85362126693691953,654.32535698231925,0,3083.2719064817202,0,0,0,1,0,null,null,2.2612271101660006,null,-1037.4853385768868,0,null,null,13.708,11.574999999999999,12.50331411195598,0,0,0,null,0,0]
[257,"CdaEgs110",1,1.2144824144485646,10905.422616371987,0,"GS",5,0.57723342209516748,0.60437372201316453,0.83705124089372529,1.0970310586362544,1.2026142145897361,1.2026142145897361,1.2889868661351127,1.2890846405144394,1.2453007447106357,1.1191895620457397,0.77552819282287611,0.85362126693691953,654.32535698231925,0,3083.2719064817202,0,0,0,1,0,null,null,2.2612271101660006,null,-1037.4853385768868,0,null,null,13.708,11.574999999999999,12.50331411195598,0,0,0,null,0,0]
[258,"CdaNgs110",1,1.2144824144485646,10905.422616371987,0,"GS",5,0.57723342209516748,0.60437372201316453,0.83705124089372529,1.0970310586362544,1.2026142145897361,1.2026142145897361,1.2889868661351127,1.2890846405144394,1.2453007447106357,1.1191895620457397,0.77552819282287611,0.85362126693691953,654.32535698231925,0,3083.2719064817202,0,0,0,1,0,null,null,2.2612271101660006,null,-1037.4853385768868,0,null,null,13.708,11.574999999999999,12.50331411195598,0,0,0,null,0,0]
[259,"CgrEgs110",1,1.5230021384457662,8042.7227875223252,0,"GS",5,0.57723342209516748,0.60437372201316453,0.83705124089372529,1.0970310586362544,1.2026142145897361,1.2026142145897361,1.2889868661351127,1.2890846405144394,1.2453007447106357,1.1191895620457397,0.77552819282287611,0.85362126693691953,482.56336725133957,0,2273.9055692495203,0,0,0,1,0,null,null,2.2612271101660006,null,-765.14292639752739,0,null,null,13.708,11.574999999999999,12.50331411195598,0,0,0,null,0,0]
[260,"CgrNgs110",1,1.5230021384457662,8042.7227875223252,0,"GS",5,0.57723342209516748,0.60437372201316453,0.83705124089372529,1.0970310586362544,1.2026142145897361,1.2026142145897361,1.2889868661351127,1.2890846405144394,1.2453007447106357,1.1191895620457397,0.77552819282287611,0.85362126693691953,482.56336725133957,0,2273.9055692495203,0,0,0,1,0,null,null,2.2612271101660006,null,-765.14292639752739,0,null,null,13.708,11.574999999999999,12.50331411195598,0,0,0,null,0,0]
[261,"CheEgs110",1,1.2144824144485646,10905.422616371987,0,"GS",5,0.57723342209516748,0.60437372201316453,0.83705124089372529,1.0970310586362544,1.2026142145897361,1.2026142145897361,1.2889868661351127,1.2890846405144394,1.2453007447106357,1.1191895620457397,0.77552819282287611,0.85362126693691953,654.32535698231925,0,3083.2719064817202,0,0,0,1,0,null,null,2.2612271101660006,null,-1037.4853385768868,0,null,null,13.708,11.574999999999999,12.50331411195598,0,0,0,null,0,0]
[262,"CheNgs110",1,1.2144824144485646,10905.422616371987,0,"GS",5,0.57723342209516748,0.60437372201316453,0.83705124089372529,1.0970310586362544,1.2026142145897361,1.2026142145897361,1.2889868661351127,1.2890846405144394,1.2453007447106357,1.1191895620457397,0.77552819282287611,0.85362126693691953,654.32535698231925,0,3083.2719064817202,0,0,0,1,0,null,null,2.2612271101660006,null,-1037.4853385768868,0,null,null,13.708,11.574999999999999,12.50331411195598,0,0,0,null,0,0]
[263,"ChoEgs110",1,1.2144824144485646,10905.422616371987,0,"GS",5,0.57723342209516748,0.60437372201316453,0.83705124089372529,1.0970310586362544,1.2026142145897361,1.2026142145897361,1.2889868661351127,1.2890846405144394,1.2453007447106357,1.1191895620457397,0.77552819282287611,0.85362126693691953,654.32535698231925,0,3083.2719064817202,0,0,0,1,0,null,null,2.2612271101660006,null,-1037.4853385768868,0,null,null,13.708,11.574999999999999,12.50331411195598,0,0,0,null,0,0]
[264,"ChoNgs110",1,1.2144824144485646,10905.422616371987,0,"GS",5,0.57723342209516748,0.60437372201316453,0.83705124089372529,1.0970310586362544,1.2026142145897361,1.2026142145897361,1.2889868661351127,1.2890846405144394,1.2453007447106357,1.1191895620457397,0.77552819282287611,0.85362126693691953,654.32535698231925,0,3083.2719064817202,0,0,0,1,0,null,null,2.2612271101660006,null,-1037.4853385768868,0,null,null,13.708,11.574999999999999,12.50331411195598,0,0,0,null,0,0]
[265,"CinEgs110",1,1.2144824144485646,10905.422616371987,0,"GS",5,0.57723342209516748,0.60437372201316453,0.83705124089372529,1.0970310586362544,1.2026142145897361,1.2026142145897361,1.2889868661351127,1.2890846405144394,1.2453007447106357,1.1191895620457397,0.77552819282287611,0.85362126693691953,654.32535698231925,0,3083.2719064817202,0,0,0,1,0,null,null,2.2612271101660006,null,-1037.4853385768868,0,null,null,13.708,11.574999999999999,12.50331411195598,0,0,0,null,0,0]
[266,"CinNgs110",1,1.2144824144485646,10905.422616371987,0,"GS",5,0.57723342209516748,0.60437372201316453,0.83705124089372529,1.0970310586362544,1.2026142145897361,1.2026142145897361,1.2889868661351127,1.2890846405144394,1.2453007447106357,1.1191895620457397,0.77552819282287611,0.85362126693691953,654.32535698231925,0,3083.2719064817202,0,0,0,1,0,null,null,2.2612271101660006,null,-1037.4853385768868,0,null,null,13.708,11.574999999999999,12.50331411195598,0,0,0,null,0,0]
[267,"CloEgs110",1,4.0096114897526833,25413.800231132398,0,"GS",5,0.57723342209516748,0.60437372201316453,0.83705124089372529,1.0970310586362544,1.2026142145897361,1.2026142145897361,1.2889868661351127,1.2890846405144394,1.2453007447106357,1.1191895620457397,0.77552819282287611,0.85362126693691953,1524.828013867944,0,7185.2012568456685,0,0,0,1,0,null,null,2.2612271101660006,null,-2417.7371262750144,0,null,null,13.708,11.574999999999999,12.50331411195598,0,0,0,null,0,0]
[268,"CloNgs110",1,4.0096114897526833,25413.800231132398,0,"GS",5,0.57723342209516748,0.60437372201316453,0.83705124089372529,1.0970310586362544,1.2026142145897361,1.2026142145897361,1.2889868661351127,1.2890846405144394,1.2453007447106357,1.1191895620457397,0.77552819282287611,0.85362126693691953,1524.828013867944,0,7185.2012568456685,0,0,0,1,0,null,null,2.2612271101660006,null,-2417.7371262750144,0,null,null,13.708,11.574999999999999,12.50331411195598,0,0,0,null,0,0]
[269,"CmiEgs110",1,1.5230021384457662,8042.7227875223252,0,"GS",5,0.57723342209516748,0.60437372201316453,0.83705124089372529,1.0970310586362544,1.2026142145897361,1.2026142145897361,1.2889868661351127,1.2890846405144394,1.2453007447106357,1.1191895620457397,0.77552819282287611,0.85362126693691953,482.56336725133957,0,2273.9055692495203,0,0,0,1,0,null,null,2.2612271101660006,null,-765.14292639752739,0,null,null,13.708,11.574999999999999,12.50331411195598,0,0,0,null,0,0]
[270,"CmiNgs110",1,1.5230021384457662,8042.7227875223252,0,"GS",5,0.57723342209516748,0.60437372201316453,0.83705124089372529,1.0970310586362544,1.2026142145897361,1.2026142145897361,1.2889868661351127,1.2890846405144394,1.2453007447106357,1.1191895620457397,0.77552819282287611,0.85362126693691953,482.56336725133957,0,2273.9055692495203,0,0,0,1,0,null,null,2.2612271101660006,null,-765.14292639752739,0,null,null,13.708,11.574999999999999,12.50331411195598,0,0,0,null,0,0]
[271,"CofEgs110",1,1.5230021384457662,8042.7227875223252,0,"GS",5,0.57723342209516748,0.60437372201316453,0.83705124089372529,1.0970310586362544,1.2026142145897361,1.2026142145897361,1.2889868661351127,1.2890846405144394,1.2453007447106357,1.1191895620457397,0.77552819282287611,0.85362126693691953,482.56336725133957,0,2273.9055692495203,0,0,0,1,0,null,null,2.2612271101660006,null,-765.14292639752739,0,null,null,13.708,11.574999999999999,12.50331411195598,0,0,0,null,0,0]
[272,"CofNgs110",1,1.5230021384457662,8042.7227875223252,0,"GS",5,0.57723342209516748,0.60437372201316453,0.83705124089372529,1.0970310586362544,1.2026142145897361,1.2026142145897361,1.2889868661351127,1.2890846405144394,1.2453007447106357,1.1191895620457397,0.77552819282287611,0.85362126693691953,482.56336725133957,0,2273.9055692495203,0,0,0,1,0,null,null,2.2612271101660006,null,-765.14292639752739,0,null,null,13.708,11.574999999999999,12.50331411195598,0,0,0,null,0,0]
[273,"CreEgs110",1,1.5230021384457662,8042.7227875223252,0,"GS",5,0.57723342209516748,0.60437372201316453,0.83705124089372529,1.0970310586362544,1.2026142145897361,1.2026142145897361,1.2889868661351127,1.2890846405144394,1.2453007447106357,1.1191895620457397,0.77552819282287611,0.85362126693691953,482.56336725133957,0,2273.9055692495203,0,0,0,1,0,null,null,2.2612271101660006,null,-765.14292639752739,0,null,null,13.708,11.574999999999999,12.50331411195598,0,0,0,null,0,0]
[274,"CreNgs110",1,1.5230021384457662,8042.7227875223252,0,"GS",5,0.57723342209516748,0.60437372201316453,0.83705124089372529,1.0970310586362544,1.2026142145897361,1.2026142145897361,1.2889868661351127,1.2890846405144394,1.2453007447106357,1.1191895620457397,0.77552819282287611,0.85362126693691953,482.56336725133957,0,2273.9055692495203,0,0,0,1,0,null,null,2.2612271101660006,null,-765.14292639752739,0,null,null,13.708,11.574999999999999,12.50331411195598,0,0,0,null,0,0]
[275,"CrtEgs110",1,1.5230021384457662,8042.7227875223252,0,"GS",5,0.57723342209516748,0.60437372201316453,0.83705124089372529,1.0970310586362544,1.2026142145897361,1.2026142145897361,1.2889868661351127,1.2890846405144394,1.2453007447106357,1.1191895620457397,0.77552819282287611,0.85362126693691953,482.56336725133957,0,2273.9055692495203,0,0,0,1,0,null,null,2.2612271101660006,null,-765.14292639752739,0,null,null,13.708,11.574999999999999,12.50331411195598,0,0,0,null,0,0]
[276,"CrtNgs110",1,1.5230021384457662,8042.7227875223252,0,"GS",5,0.57723342209516748,0.60437372201316453,0.83705124089372529,1.0970310586362544,1.2026142145897361,1.2026142145897361,1.2889868661351127,1.2890846405144394,1.2453007447106357,1.1191895620457397,0.77552819282287611,0.85362126693691953,482.56336725133957,0,2273.9055692495203,0,0,0,1,0,null,null,2.2612271101660006,null,-765.14292639752739,0,null,null,13.708,11.574999999999999,12.50331411195598,0,0,0,null,0,0]
[277,"CscEgs110",1,1.5230021384457662,8042.7227875223252,0,"GS",5,0.57723342209516748,0.60437372201316453,0.83705124089372529,1.0970310586362544,1.2026142145897361,1.2026142145897361,1.2889868661351127,1.2890846405144394,1.2453007447106357,1.1191895620457397,0.77552819282287611,0.85362126693691953,482.56336725133957,0,2273.9055692495203,0,0,0,1,0,null,null,2.2612271101660006,null,-765.14292639752739,0,null,null,13.708,11.574999999999999,12.50331411195598,0,0,0,null,0,0]
[278,"CscNgs110",1,1.5230021384457662,8042.7227875223252,0,"GS",5,0.57723342209516748,0.60437372201316453,0.83705124089372529,1.0970310586362544,1.2026142145897361,1.2026142145897361,1.2889868661351127,1.2890846405144394,1.2453007447106357,1.1191895620457397,0.77552819282287611,0.85362126693691953,482.56336725133957,0,2273.9055692495203,0,0,0,1,0,null,null,2.2612271101660006,null,-765.14292639752739,0,null,null,13.708,11.574999999999999,12.50331411195598,0,0,0,null,0,0]
[279,"CwaEgs110",1,1.5230021384457662,8042.7227875223252,0,"GS",5,0.57723342209516748,0.60437372201316453,0.83705124089372529,1.0970310586362544,1.2026142145897361,1.2026142145897361,1.2889868661351127,1.2890846405144394,1.2453007447106357,1.1191895620457397,0.77552819282287611,0.85362126693691953,482.56336725133957,0,2273.9055692495203,0,0,0,1,0,null,null,2.2612271101660006,null,-765.14292639752739,0,null,null,13.708,11.574999999999999,12.50331411195598,0,0,0,null,0,0]
[280,"CwaNgs110",1,1.5230021384457662,8042.7227875223252,0,"GS",5,0.57723342209516748,0.60437372201316453,0.83705124089372529,1.0970310586362544,1.2026142145897361,1.2026142145897361,1.2889868661351127,1.2890846405144394,1.2453007447106357,1.1191895620457397,0.77552819282287611,0.85362126693691953,482.56336725133957,0,2273.9055692495203,0,0,0,1,0,null,null,2.2612271101660006,null,-765.14292639752739,0,null,null,13.708,11.574999999999999,12.50331411195598,0,0,0,null,0,0]
[281,"CasEgs111",1,0.43274853801169588,5847.9532163742688,0,"GS",3,1,1,1,1,1,1,1,1,1,1,1,1,294.05380555225247,0,1982.4262758066436,0,0,0,1,0,null,null,2.7112403169874839,null,-227.29969565277031,0,null,null,13.708,11.574999999999999,12.50331411195598,0,0,0,null,0,0]
[282,"CasNgs111",1,0.43274853801169588,5847.9532163742688,0,"GS",3,1,1,1,1,1,1,1,1,1,1,1,1,294.05380555225247,0,1982.4262758066436,0,0,0,1,0,null,null,2.7112403169874839,null,-227.29969565277031,0,null,null,13.708,11.574999999999999,12.50331411195598,0,0,0,null,0,0]
[283,"CcoEgs111",1,1.0099009900990099,9900.9900990098813,0,"GS",3,1,1,1,1,1,1,1,1,1,1,1,1,497.85347276668398,0,2475.3031808105034,0,0,0,1,0,null,null,1.9995148408116832,null,-1265.9160381950317,0,null,null,13.708,11.574999999999999,12.50331411195598,0,0,0,null,0,0]
[284,"CcoNgs111",1,1.0099009900990099,9900.9900990098813,0,"GS",3,1,1,1,1,1,1,1,1,1,1,1,1,497.85347276668398,0,2475.3031808105034,0,0,0,1,0,null,null,1.9995148408116832,null,-1265.9160381950317,0,null,null,13.708,11.574999999999999,12.50331411195598,0,0,0,null,0,0]
[285,"CdaEgs111",1,1.0630630630630631,9009.0090090089943,0,"GS",3,1,1,1,1,1,1,1,1,1,1,1,1,453.00180855346929,0,2155.8702687191103,0,0,0,1,0,null,null,1.9139053668898514,null,-1248.3021737994409,0,null,null,13.708,11.574999999999999,12.50331411195598,0,0,0,null,0,0]
[286,"CdaNgs111",1,1.0630630630630631,9009.0090090089943,0,"GS",3,1,1,1,1,1,1,1,1,1,1,1,1,453.00180855346929,0,2155.8702687191103,0,0,0,1,0,null,null,1.9139053668898514,null,-1248.3021737994409,0,null,null,13.708,11.574999999999999,12.50331411195598,0,0,0,null,0,0]
[287,"CgrEgs111",1,0.6,7407.407407407406,0,"GS",3,1,1,1,1,1,1,1,1,1,1,1,1,372.46815369951975,0,960.03160171478146,0,0,0,1,0,null,null,1.0365593079643156,null,-1838.9546288004758,0,null,null,13.708,11.574999999999999,12.50331411195598,0,0,0,null,0,0]
[288,"CgrNgs111",1,0.6,7407.407407407406,0,"GS",3,1,1,1,1,1,1,1,1,1,1,1,1,372.46815369951975,0,960.03160171478146,0,0,0,1,0,null,null,1.0365593079643156,null,-1838.9546288004758,0,null,null,13.708,11.574999999999999,12.50331411195598,0,0,0,null,0,0]
[289,"CheEgs111",1,1.0347222222222223,6944.4444444444443,0,"GS",3,1,1,1,1,1,1,1,1,1,1,1,1,349.18889409329978,0,1834.0835446395522,0,0,0,1,0,null,null,2.1123042104136922,null,-789.96604646850187,0,null,null,13.708,11.574999999999999,12.50331411195598,0,0,0,null,0,0]
[290,"CheNgs111",1,1.0347222222222223,6944.4444444444443,0,"GS",3,1,1,1,1,1,1,1,1,1,1,1,1,349.18889409329978,0,1834.0835446395522,0,0,0,1,0,null,null,2.1123042104136922,null,-789.96604646850187,0,null,null,13.708,11.574999999999999,12.50331411195598,0,0,0,null,0,0]
[291,"ChoEgs111",1,1.0099009900990099,9900.9900990099013,0,"GS",3,1,1,1,1,1,1,1,1,1,1,1,1,497.85347276668494,0,1545.2273719995837,0,0,0,1,0,null,null,1.2482127792240449,null,-2195.9918470059592,0,null,null,13.708,11.574999999999999,12.50331411195598,0,0,0,null,0,0]
[292,"ChoNgs111",1,1.0099009900990099,9900.9900990099013,0,"GS",3,1,1,1,1,1,1,1,1,1,1,1,1,497.85347276668494,0,1545.2273719995837,0,0,0,1,0,null,null,1.2482127792240449,null,-2195.9918470059592,0,null,null,13.708,11.574999999999999,12.50331411195598,0,0,0,null,0,0]
[293,"CinEgs111",1,1.0810810810810811,9009.0090090090107,0,"GS",3,1,1,1,1,1,1,1,1,1,1,1,1,453.00180855347003,0,2320.4169456645222,0,0,0,1,0,null,null,2.0599840863189276,null,-1083.7554968540348,0,null,null,13.708,11.574999999999999,12.50331411195598,0,0,0,null,0,0]
[294,"CinNgs111",1,1.0810810810810811,9009.0090090090107,0,"GS",3,1,1,1,1,1,1,1,1,1,1,1,1,453.00180855347003,0,2320.4169456645222,0,0,0,1,0,null,null,2.0599840863189276,null,-1083.7554968540348,0,null,null,13.708,11.574999999999999,12.50331411195598,0,0,0,null,0,0]
[295,"CloEgs111",1,1.1682242990654206,9345.7943925233649,0,"GS",3,1,1,1,1,1,1,1,1,1,1,1,1,469.9364556021979,0,1726.0766041399811,0,0,0,1,0,null,null,1.477129943223394,null,-1805.3546212764657,0,null,null,13.708,11.574999999999999,12.50331411195598,0,0,0,null,0,0]
[296,"CloNgs111",1,1.1682242990654206,9345.7943925233649,0,"GS",3,1,1,1,1,1,1,1,1,1,1,1,1,469.9364556021979,0,1726.0766041399811,0,0,0,1,0,null,null,1.477129943223394,null,-1805.3546212764657,0,null,null,13.708,11.574999999999999,12.50331411195598,0,0,0,null,0,0]
[297,"CmiEgs111",1,1.0630630630630631,9009.0090090089943,0,"GS",3,1,1,1,1,1,1,1,1,1,1,1,1,453.00180855346935,0,1961.6475952030914,0,0,0,1,0,null,null,1.7414813474079833,null,-1442.5248473154597,0,null,null,13.708,11.574999999999999,12.50331411195598,0,0,0,null,0,0]
[298,"CmiNgs111",1,1.0630630630630631,9009.0090090089943,0,"GS",3,1,1,1,1,1,1,1,1,1,1,1,1,453.00180855346935,0,1961.6475952030914,0,0,0,1,0,null,null,1.7414813474079833,null,-1442.5248473154597,0,null,null,13.708,11.574999999999999,12.50331411195598,0,0,0,null,0,0]
[299,"CofEgs111",1,1.0630630630630631,9009.0090090090089,0,"GS",3,1,1,1,1,1,1,1,1,1,1,1,1,453.00180855347003,0,2154.1394156123692,0,0,0,1,0,null,null,1.912368776725609,null,-1250.0330269061872,0,null,null,13.708,11.574999999999999,12.50331411195598,0,0,0,null,0,0]
[300,"CofNgs111",1,1.0630630630630631,9009.0090090090089,0,"GS",3,1,1,1,1,1,1,1,1,1,1,1,1,453.00180855347003,0,2154.1394156123692,0,0,0,1,0,null,null,1.912368776725609,null,-1250.0330269061872,0,null,null,13.708,11.574999999999999,12.50331411195598,0,0,0,null,0,0]
[301,"CreEgs111",1,0.37313432835820898,7462.686567164169,0,"GS",3,1,1,1,1,1,1,1,1,1,1,1,1,375.24776678682917,0,1264.4276477868341,0,0,0,1,0,null,null,1.3551071602801665,null,-1555.4465396725636,0,null,null,13.708,11.574999999999999,12.50331411195598,0,0,0,null,0,0]
[302,"CreNgs111",1,0.37313432835820898,7462.686567164169,0,"GS",3,1,1,1,1,1,1,1,1,1,1,1,1,375.24776678682917,0,1264.4276477868341,0,0,0,1,0,null,null,1.3551071602801665,null,-1555.4465396725636,0,null,null,13.708,11.574999999999999,12.50331411195598,0,0,0,null,0,0]
[303,"CrtEgs111",1,0.55244755244755239,6993.0069930069794,0,"GS",3,1,1,1,1,1,1,1,1,1,1,1,1,351.63077447157394,0,1704.9149006917257,0,0,0,1,0,null,null,1.9499056699358368,null,-937.48468755693898,0,null,null,13.708,11.574999999999999,12.50331411195598,0,0,0,null,0,0]
[304,"CrtNgs111",1,0.55244755244755239,6993.0069930069794,0,"GS",3,1,1,1,1,1,1,1,1,1,1,1,1,351.63077447157394,0,1704.9149006917257,0,0,0,1,0,null,null,1.9499056699358368,null,-937.48468755693898,0,null,null,13.708,11.574999999999999,12.50331411195598,0,0,0,null,0,0]
[305,"CscEgs111",1,1.0388349514563107,9708.737864077646,0,"GS",3,1,1,1,1,1,1,1,1,1,1,1,1,488.18641504305873,0,3126.4803477306941,0,0,0,1,0,null,null,2.5755369571042901,null,-542.09383789609092,0,null,null,13.708,11.574999999999999,12.50331411195598,0,0,0,null,0,0]
[306,"CscNgs111",1,1.0388349514563107,9708.737864077646,0,"GS",3,1,1,1,1,1,1,1,1,1,1,1,1,488.18641504305873,0,3126.4803477306941,0,0,0,1,0,null,null,2.5755369571042901,null,-542.09383789609092,0,null,null,13.708,11.574999999999999,12.50331411195598,0,0,0,null,0,0]
[307,"CwaEgs111",1,0.72549019607843135,6535.9477124183013,0,"GS",3,1,1,1,1,1,1,1,1,1,1,1,1,328.64837091134103,0,1601.7802504438796,0,0,0,1,0,null,null,1.9600593580510726,null,-867.91348236370095,0,null,null,13.708,11.574999999999999,12.50331411195598,0,0,0,null,0,0]
[308,"CwaNgs111",1,0.72549019607843135,6535.9477124183013,0,"GS",3,1,1,1,1,1,1,1,1,1,1,1,1,328.64837091134103,0,1601.7802504438796,0,0,0,1,0,null,null,1.9600593580510726,null,-867.91348236370095,0,null,null,13.708,11.574999999999999,12.50331411195598,0,0,0,null,0,0]
[309,"CasTgs112",1,0.43274853801169594,5847.9532163742688,0,"GS",10,1,1,1,1,1,1,1,1,1,1,1,1,350.87719298245622,0,11392.823143129142,0,0,0,1,4882.6384899124887,null,null,15.58125101897738,null,9183.0971716697295,1,null,null,13.708,11.574999999999999,12.50331411195598,0,0,0,null,28915.310177150648,2980.5097339985309]
[310,"CasNgs112",1,0.43274853801169594,5847.9532163742688,0,"GS",10,1,1,1,1,1,1,1,1,1,1,1,1,350.87719298245622,0,11392.823143129142,0,0,0,1,4882.6384899124887,null,null,15.58125101897738,null,9183.0971716697295,1,null,null,13.708,11.574999999999999,12.50331411195598,0,0,0,null,28915.310177150648,2980.5097339985309]
[311,"CcoTgs112",1,1.0099009900990097,9900.9900990099013,0,"GS",10,1,1,1,1,1,1,1,1,1,1,1,1,594.05940594059416,0,19288.839182921613,0,0,0,1,8266.645364109263,null,null,15.581251018977373,null,15547.619963916071,1,null,null,13.708,11.574999999999999,12.50331411195598,0,0,0,null,48955.63276236254,5046.2104362131859]
[312,"CcoNgs112",1,1.0099009900990097,9900.9900990099013,0,"GS",10,1,1,1,1,1,1,1,1,1,1,1,1,594.05940594059416,0,19288.839182921613,0,0,0,1,8266.645364109263,null,null,15.581251018977373,null,15547.619963916071,1,null,null,13.708,11.574999999999999,12.50331411195598,0,0,0,null,48955.63276236254,5046.2104362131859]
[313,"CdaTgs112",1,1.0630630630630631,9009.0090090090089,0,"GS",10,1,1,1,1,1,1,1,1,1,1,1,1,540.54054054054063,0,17551.105923198946,0,0,0,1,7521.9025385138339,null,null,15.581251018977376,null,14146.933480680389,1,null,null,13.708,11.574999999999999,12.50331411195598,0,0,0,null,44545.207945014146,4591.596115334718]
[314,"CdaNgs112",1,1.0630630630630631,9009.0090090090089,0,"GS",10,1,1,1,1,1,1,1,1,1,1,1,1,540.54054054054063,0,17551.105923198946,0,0,0,1,7521.9025385138339,null,null,15.581251018977376,null,14146.933480680389,1,null,null,13.708,11.574999999999999,12.50331411195598,0,0,0,null,44545.207945014146,4591.596115334718]
[315,"CgrTgs112",1,0.6,7407.4074074074069,0,"GS",10,1,1,1,1,1,1,1,1,1,1,1,1,444.44444444444451,0,14430.909314630246,0,0,0,1,6184.6754205558191,null,null,15.581251018977378,null,11631.923084114989,1,null,null,13.708,11.574999999999999,12.50331411195598,0,0,0,null,36626.071539163997,3775.3135647449603]
[316,"CgrNgs112",1,0.6,7407.4074074074069,0,"GS",10,1,1,1,1,1,1,1,1,1,1,1,1,444.44444444444451,0,14430.909314630246,0,0,0,1,6184.6754205558191,null,null,15.581251018977378,null,11631.923084114989,1,null,null,13.708,11.574999999999999,12.50331411195598,0,0,0,null,36626.071539163997,3775.3135647449603]
[317,"CheTgs112",1,1.0347222222222221,6944.4444444444443,0,"GS",10,1,1,1,1,1,1,1,1,1,1,1,1,416.66666666666669,0,13528.977482465856,0,0,0,1,5798.13320677108,null,null,15.581251018977376,null,10904.9278913578,1,null,null,13.708,11.574999999999999,12.50331411195598,0,0,0,null,34336.932911094365,3539.35552308352]
[318,"CheNgs112",1,1.0347222222222221,6944.4444444444443,0,"GS",10,1,1,1,1,1,1,1,1,1,1,1,1,416.66666666666669,0,13528.977482465856,0,0,0,1,5798.13320677108,null,null,15.581251018977376,null,10904.9278913578,1,null,null,13.708,11.574999999999999,12.50331411195598,0,0,0,null,34336.932911094365,3539.35552308352]
[319,"ChoTgs112",1,1.0099009900990097,9900.9900990099013,0,"GS",10,1,1,1,1,1,1,1,1,1,1,1,1,594.05940594059416,0,19288.839182921613,0,0,0,1,8266.645364109263,null,null,15.581251018977373,null,15547.619963916071,1,null,null,13.708,11.574999999999999,12.50331411195598,0,0,0,null,48955.63276236254,5046.2104362131859]
[320,"ChoNgs112",1,1.0099009900990097,9900.9900990099013,0,"GS",10,1,1,1,1,1,1,1,1,1,1,1,1,594.05940594059416,0,19288.839182921613,0,0,0,1,8266.645364109263,null,null,15.581251018977373,null,15547.619963916071,1,null,null,13.708,11.574999999999999,12.50331411195598,0,0,0,null,48955.63276236254,5046.2104362131859]
[321,"CinTgs112",1,1.0810810810810811,9009.0090090090089,0,"GS",10,1,1,1,1,1,1,1,1,1,1,1,1,540.54054054054063,0,17551.105923198946,0,0,0,1,7521.9025385138339,null,null,15.581251018977376,null,14146.933480680389,1,null,null,13.708,11.574999999999999,12.50331411195598,0,0,0,null,44545.207945014146,4591.596115334718]
[322,"CinNgs112",1,1.0810810810810811,9009.0090090090089,0,"GS",10,1,1,1,1,1,1,1,1,1,1,1,1,540.54054054054063,0,17551.105923198946,0,0,0,1,7521.9025385138339,null,null,15.581251018977376,null,14146.933480680389,1,null,null,13.708,11.574999999999999,12.50331411195598,0,0,0,null,44545.207945014146,4591.596115334718]
[323,"CloTgs112",1,1.1682242990654204,9345.7943925233649,0,"GS",10,1,1,1,1,1,1,1,1,1,1,1,1,560.74766355140196,0,18207.22203247741,0,0,0,1,7803.095156776033,null,null,15.581251018977373,null,14675.790807060963,1,null,null,13.708,11.574999999999999,12.50331411195598,0,0,0,null,46210.464978959004,4763.2461778405068]
[324,"CloNgs112",1,1.1682242990654204,9345.7943925233649,0,"GS",10,1,1,1,1,1,1,1,1,1,1,1,1,560.74766355140196,0,18207.22203247741,0,0,0,1,7803.095156776033,null,null,15.581251018977373,null,14675.790807060963,1,null,null,13.708,11.574999999999999,12.50331411195598,0,0,0,null,46210.464978959004,4763.2461778405068]
[325,"CmiTgs112",1,1.0630630630630631,9009.0090090090089,0,"GS",10,1,1,1,1,1,1,1,1,1,1,1,1,540.54054054054063,0,17551.105923198946,0,0,0,1,7521.9025385138339,null,null,15.581251018977376,null,14146.933480680389,1,null,null,13.708,11.574999999999999,12.50331411195598,0,0,0,null,44545.207945014146,4591.596115334718]
[326,"CmiNgs112",1,1.0630630630630631,9009.0090090090089,0,"GS",10,1,1,1,1,1,1,1,1,1,1,1,1,540.54054054054063,0,17551.105923198946,0,0,0,1,7521.9025385138339,null,null,15.581251018977376,null,14146.933480680389,1,null,null,13.708,11.574999999999999,12.50331411195598,0,0,0,null,44545.207945014146,4591.596115334718]
[327,"CofTgs112",1,1.0630630630630631,9009.0090090090089,0,"GS",10,1,1,1,1,1,1,1,1,1,1,1,1,540.54054054054063,0,17551.105923198946,0,0,0,1,7521.9025385138339,null,null,15.581251018977376,null,14146.933480680389,1,null,null,13.708,11.574999999999999,12.50331411195598,0,0,0,null,44545.207945014146,4591.596115334718]
[328,"CofNgs112",1,1.0630630630630631,9009.0090090090089,0,"GS",10,1,1,1,1,1,1,1,1,1,1,1,1,540.54054054054063,0,17551.105923198946,0,0,0,1,7521.9025385138339,null,null,15.581251018977376,null,14146.933480680389,1,null,null,13.708,11.574999999999999,12.50331411195598,0,0,0,null,44545.207945014146,4591.596115334718]
[329,"CreTgs112",1,0.37313432835820898,7462.6865671641799,0,"GS",10,1,1,1,1,1,1,1,1,1,1,1,1,447.76119402985086,0,14538.602667724501,0,0,0,1,6230.8297147390713,null,null,15.581251018977374,null,11718.728480265099,1,null,null,13.708,11.574999999999999,12.50331411195598,0,0,0,null,36899.385374630452,3803.4859945772355]
[330,"CreNgs112",1,0.37313432835820898,7462.6865671641799,0,"GS",10,1,1,1,1,1,1,1,1,1,1,1,1,447.76119402985086,0,14538.602667724501,0,0,0,1,6230.8297147390713,null,null,15.581251018977374,null,11718.728480265099,1,null,null,13.708,11.574999999999999,12.50331411195598,0,0,0,null,36899.385374630452,3803.4859945772355]
[331,"CrtTgs112",1,0.5524475524475525,6993.0069930069931,0,"GS",10,1,1,1,1,1,1,1,1,1,1,1,1,419.58041958041963,0,13623.585716608974,0,0,0,1,5838.6795928324173,null,null,15.581251018977376,null,10981.186128360303,1,null,null,13.708,11.574999999999999,12.50331411195598,0,0,0,null,34577.062138937035,3564.1073758776911]
[332,"CrtNgs112",1,0.5524475524475525,6993.0069930069931,0,"GS",10,1,1,1,1,1,1,1,1,1,1,1,1,419.58041958041963,0,13623.585716608974,0,0,0,1,5838.6795928324173,null,null,15.581251018977376,null,10981.186128360303,1,null,null,13.708,11.574999999999999,12.50331411195598,0,0,0,null,34577.062138937035,3564.1073758776911]
[333,"CscTgs112",1,1.0388349514563107,9708.7378640776697,0,"GS",10,1,1,1,1,1,1,1,1,1,1,1,1,582.52427184466023,0,18914.298616262942,0,0,0,1,8106.1279783984028,null,null,15.581251018977378,null,15245.724430636148,1,null,null,13.708,11.574999999999999,12.50331411195598,0,0,0,null,48005.031090869044,4948.2250603799866]
[334,"CscNgs112",1,1.0388349514563107,9708.7378640776697,0,"GS",10,1,1,1,1,1,1,1,1,1,1,1,1,582.52427184466023,0,18914.298616262942,0,0,0,1,8106.1279783984028,null,null,15.581251018977378,null,15245.724430636148,1,null,null,13.708,11.574999999999999,12.50331411195598,0,0,0,null,48005.031090869044,4948.2250603799866]
[335,"CwaTgs112",1,0.72549019607843146,6535.9477124183013,0,"GS",10,1,1,1,1,1,1,1,1,1,1,1,1,392.15686274509812,0,12733.155277614922,0,0,0,1,5457.0665475492524,null,null,15.581251018977374,null,10263.46154480734,1,null,null,13.708,11.574999999999999,12.50331411195598,0,0,0,null,32317.118039068329,3331.1586249673878]
[336,"CwaNgs112",1,0.72549019607843146,6535.9477124183013,0,"GS",10,1,1,1,1,1,1,1,1,1,1,1,1,392.15686274509812,0,12733.155277614922,0,0,0,1,5457.0665475492524,null,null,15.581251018977374,null,10263.46154480734,1,null,null,13.708,11.574999999999999,12.50331411195598,0,0,0,null,32317.118039068329,3331.1586249673878]
[337,"CasTgs113",1,0.43274853801169594,5847.9532163742551,0,"GS",6,0.57723342209516748,0.60437372201316453,0.83705124089372529,1.0970310586362544,1.2026142145897361,1.2026142145897361,1.2889868661351127,1.2890846405144394,1.2453007447106357,1.1191895620457397,0.77552819282287611,0.85362126693691953,350.87719298245537,0,2301.0180601856528,0,0,0,1,0,null,null,3.1469583565488279,null,91.292088726244174,1,null,null,13.708,11.574999999999999,12.50331411195598,0,0,0,null,0,0]
[338,"CasNgs113",1,0.43274853801169594,5847.9532163742551,0,"GS",6,0.57723342209516748,0.60437372201316453,0.83705124089372529,1.0970310586362544,1.2026142145897361,1.2026142145897361,1.2889868661351127,1.2890846405144394,1.2453007447106357,1.1191895620457397,0.77552819282287611,0.85362126693691953,350.87719298245537,0,2301.0180601856528,0,0,0,1,0,null,null,3.1469583565488279,null,91.292088726244174,1,null,null,13.708,11.574999999999999,12.50331411195598,0,0,0,null,0,0]
[339,"CcoTgs113",1,1.0099009900990099,9900.9900990098777,0,"GS",6,0.57723342209516748,0.60437372201316453,0.83705124089372529,1.0970310586362544,1.2026142145897361,1.2026142145897361,1.2889868661351127,1.2890846405144394,1.2453007447106357,1.1191895620457397,0.77552819282287611,0.85362126693691953,594.05940594059268,0,3895.7830523935313,0,0,0,1,0,null,null,3.1469583565488279,null,154.56383338799787,1,null,null,13.708,11.574999999999999,12.50331411195598,0,0,0,null,0,0]
[340,"CcoNgs113",1,1.0099009900990099,9900.9900990098777,0,"GS",6,0.57723342209516748,0.60437372201316453,0.83705124089372529,1.0970310586362544,1.2026142145897361,1.2026142145897361,1.2889868661351127,1.2890846405144394,1.2453007447106357,1.1191895620457397,0.77552819282287611,0.85362126693691953,594.05940594059268,0,3895.7830523935313,0,0,0,1,0,null,null,3.1469583565488279,null,154.56383338799787,1,null,null,13.708,11.574999999999999,12.50331411195598,0,0,0,null,0,0]
[341,"CdaTgs113",1,1.0630630630630631,9009.0090090089871,0,"GS",6,0.57723342209516748,0.60437372201316453,0.83705124089372529,1.0970310586362544,1.2026142145897361,1.2026142145897361,1.2889868661351127,1.2890846405144394,1.2453007447106357,1.1191895620457397,0.77552819282287611,0.85362126693691953,540.54054054053927,0,3544.8116062319514,0,0,0,1,0,null,null,3.1469583565488279,null,140.63916371340315,1,null,null,13.708,11.574999999999999,12.50331411195598,0,0,0,null,0,0]
[342,"CdaNgs113",1,1.0630630630630631,9009.0090090089871,0,"GS",6,0.57723342209516748,0.60437372201316453,0.83705124089372529,1.0970310586362544,1.2026142145897361,1.2026142145897361,1.2889868661351127,1.2890846405144394,1.2453007447106357,1.1191895620457397,0.77552819282287611,0.85362126693691953,540.54054054053927,0,3544.8116062319514,0,0,0,1,0,null,null,3.1469583565488279,null,140.63916371340315,1,null,null,13.708,11.574999999999999,12.50331411195598,0,0,0,null,0,0]
[343,"CgrTgs113",1,0.6,7407.4074074073897,0,"GS",6,0.57723342209516748,0.60437372201316453,0.83705124089372529,1.0970310586362544,1.2026142145897361,1.2026142145897361,1.2889868661351127,1.2890846405144394,1.2453007447106357,1.1191895620457397,0.77552819282287611,0.85362126693691953,444.44444444444343,0,2914.6228762351602,0,0,0,1,0,null,null,3.1469583565488279,null,115.6366457199091,1,null,null,13.708,11.574999999999999,12.50331411195598,0,0,0,null,0,0]
[344,"CgrNgs113",1,0.6,7407.4074074073897,0,"GS",6,0.57723342209516748,0.60437372201316453,0.83705124089372529,1.0970310586362544,1.2026142145897361,1.2026142145897361,1.2889868661351127,1.2890846405144394,1.2453007447106357,1.1191895620457397,0.77552819282287611,0.85362126693691953,444.44444444444343,0,2914.6228762351602,0,0,0,1,0,null,null,3.1469583565488279,null,115.6366457199091,1,null,null,13.708,11.574999999999999,12.50331411195598,0,0,0,null,0,0]
[345,"CheTgs113",1,1.0347222222222221,6944.4444444444271,0,"GS",6,0.57723342209516748,0.60437372201316453,0.83705124089372529,1.0970310586362544,1.2026142145897361,1.2026142145897361,1.2889868661351127,1.2890846405144394,1.2453007447106357,1.1191895620457397,0.77552819282287611,0.85362126693691953,416.66666666666572,0,2732.4589464704627,0,0,0,1,0,null,null,3.1469583565488284,null,108.40935536241523,1,null,null,13.708,11.574999999999999,12.50331411195598,0,0,0,null,0,0]
[346,"CheNgs113",1,1.0347222222222221,6944.4444444444271,0,"GS",6,0.57723342209516748,0.60437372201316453,0.83705124089372529,1.0970310586362544,1.2026142145897361,1.2026142145897361,1.2889868661351127,1.2890846405144394,1.2453007447106357,1.1191895620457397,0.77552819282287611,0.85362126693691953,416.66666666666572,0,2732.4589464704627,0,0,0,1,0,null,null,3.1469583565488284,null,108.40935536241523,1,null,null,13.708,11.574999999999999,12.50331411195598,0,0,0,null,0,0]
[347,"ChoTgs113",1,1.0099009900990099,9900.9900990098777,0,"GS",6,0.57723342209516748,0.60437372201316453,0.83705124089372529,1.0970310586362544,1.2026142145897361,1.2026142145897361,1.2889868661351127,1.2890846405144394,1.2453007447106357,1.1191895620457397,0.77552819282287611,0.85362126693691953,594.05940594059268,0,3895.7830523935313,0,0,0,1,0,null,null,3.1469583565488279,null,154.56383338799787,1,null,null,13.708,11.574999999999999,12.50331411195598,0,0,0,null,0,0]
[348,"ChoNgs113",1,1.0099009900990099,9900.9900990098777,0,"GS",6,0.57723342209516748,0.60437372201316453,0.83705124089372529,1.0970310586362544,1.2026142145897361,1.2026142145897361,1.2889868661351127,1.2890846405144394,1.2453007447106357,1.1191895620457397,0.77552819282287611,0.85362126693691953,594.05940594059268,0,3895.7830523935313,0,0,0,1,0,null,null,3.1469583565488279,null,154.56383338799787,1,null,null,13.708,11.574999999999999,12.50331411195598,0,0,0,null,0,0]
[349,"CinTgs113",1,1.0810810810810809,9009.0090090089871,0,"GS",6,0.57723342209516748,0.60437372201316453,0.83705124089372529,1.0970310586362544,1.2026142145897361,1.2026142145897361,1.2889868661351127,1.2890846405144394,1.2453007447106357,1.1191895620457397,0.77552819282287611,0.85362126693691953,540.54054054053927,0,3544.8116062319514,0,0,0,1,0,null,null,3.1469583565488279,null,140.63916371340315,1,null,null,13.708,11.574999999999999,12.50331411195598,0,0,0,null,0,0]
[350,"CinNgs113",1,1.0810810810810809,9009.0090090089871,0,"GS",6,0.57723342209516748,0.60437372201316453,0.83705124089372529,1.0970310586362544,1.2026142145897361,1.2026142145897361,1.2889868661351127,1.2890846405144394,1.2453007447106357,1.1191895620457397,0.77552819282287611,0.85362126693691953,540.54054054053927,0,3544.8116062319514,0,0,0,1,0,null,null,3.1469583565488279,null,140.63916371340315,1,null,null,13.708,11.574999999999999,12.50331411195598,0,0,0,null,0,0]
[351,"CloTgs113",1,1.1682242990654206,9345.7943925233412,0,"GS",6,0.57723342209516748,0.60437372201316453,0.83705124089372529,1.0970310586362544,1.2026142145897361,1.2026142145897361,1.2889868661351127,1.2890846405144394,1.2453007447106357,1.1191895620457397,0.77552819282287611,0.85362126693691953,560.74766355140059,0,3677.3279279602489,0,0,0,1,0,null,null,3.1469583565488279,null,145.89670254381099,1,null,null,13.708,11.574999999999999,12.50331411195598,0,0,0,null,0,0]
[352,"CloNgs113",1,1.1682242990654206,9345.7943925233412,0,"GS",6,0.57723342209516748,0.60437372201316453,0.83705124089372529,1.0970310586362544,1.2026142145897361,1.2026142145897361,1.2889868661351127,1.2890846405144394,1.2453007447106357,1.1191895620457397,0.77552819282287611,0.85362126693691953,560.74766355140059,0,3677.3279279602489,0,0,0,1,0,null,null,3.1469583565488279,null,145.89670254381099,1,null,null,13.708,11.574999999999999,12.50331411195598,0,0,0,null,0,0]
[353,"CmiTgs113",1,1.0630630630630631,9009.0090090089871,0,"GS",6,0.57723342209516748,0.60437372201316453,0.83705124089372529,1.0970310586362544,1.2026142145897361,1.2026142145897361,1.2889868661351127,1.2890846405144394,1.2453007447106357,1.1191895620457397,0.77552819282287611,0.85362126693691953,540.54054054053927,0,3544.8116062319514,0,0,0,1,0,null,null,3.1469583565488279,null,140.63916371340315,1,null,null,13.708,11.574999999999999,12.50331411195598,0,0,0,null,0,0]
[354,"CmiNgs113",1,1.0630630630630631,9009.0090090089871,0,"GS",6,0.57723342209516748,0.60437372201316453,0.83705124089372529,1.0970310586362544,1.2026142145897361,1.2026142145897361,1.2889868661351127,1.2890846405144394,1.2453007447106357,1.1191895620457397,0.77552819282287611,0.85362126693691953,540.54054054053927,0,3544.8116062319514,0,0,0,1,0,null,null,3.1469583565488279,null,140.63916371340315,1,null,null,13.708,11.574999999999999,12.50331411195598,0,0,0,null,0,0]
[355,"CofTgs113",1,1.0630630630630631,9009.0090090089871,0,"GS",6,0.57723342209516748,0.60437372201316453,0.83705124089372529,1.0970310586362544,1.2026142145897361,1.2026142145897361,1.2889868661351127,1.2890846405144394,1.2453007447106357,1.1191895620457397,0.77552819282287611,0.85362126693691953,540.54054054053927,0,3544.8116062319514,0,0,0,1,0,null,null,3.1469583565488279,null,140.63916371340315,1,null,null,13.708,11.574999999999999,12.50331411195598,0,0,0,null,0,0]
[356,"CofNgs113",1,1.0630630630630631,9009.0090090089871,0,"GS",6,0.57723342209516748,0.60437372201316453,0.83705124089372529,1.0970310586362544,1.2026142145897361,1.2026142145897361,1.2889868661351127,1.2890846405144394,1.2453007447106357,1.1191895620457397,0.77552819282287611,0.85362126693691953,540.54054054053927,0,3544.8116062319514,0,0,0,1,0,null,null,3.1469583565488279,null,140.63916371340315,1,null,null,13.708,11.574999999999999,12.50331411195598,0,0,0,null,0,0]
[357,"CreTgs113",1,0.37313432835820898,7462.6865671641617,0,"GS",6,0.57723342209516748,0.60437372201316453,0.83705124089372529,1.0970310586362544,1.2026142145897361,1.2026142145897361,1.2889868661351127,1.2890846405144394,1.2453007447106357,1.1191895620457397,0.77552819282287611,0.85362126693691953,447.76119402984972,0,2936.3737932219901,0,0,0,1,0,null,null,3.1469583565488279,null,116.49960576259514,1,null,null,13.708,11.574999999999999,12.50331411195598,0,0,0,null,0,0]
[358,"CreNgs113",1,0.37313432835820898,7462.6865671641617,0,"GS",6,0.57723342209516748,0.60437372201316453,0.83705124089372529,1.0970310586362544,1.2026142145897361,1.2026142145897361,1.2889868661351127,1.2890846405144394,1.2453007447106357,1.1191895620457397,0.77552819282287611,0.85362126693691953,447.76119402984972,0,2936.3737932219901,0,0,0,1,0,null,null,3.1469583565488279,null,116.49960576259514,1,null,null,13.708,11.574999999999999,12.50331411195598,0,0,0,null,0,0]
[359,"CrtTgs113",1,0.55244755244755239,6993.0069930069758,0,"GS",6,0.57723342209516748,0.60437372201316453,0.83705124089372529,1.0970310586362544,1.2026142145897361,1.2026142145897361,1.2889868661351127,1.2890846405144394,1.2453007447106357,1.1191895620457397,0.77552819282287611,0.85362126693691953,419.58041958041861,0,2751.5670509912352,0,0,0,1,0,null,null,3.1469583565488284,null,109.16746274257173,1,null,null,13.708,11.574999999999999,12.50331411195598,0,0,0,null,0,0]
[360,"CrtNgs113",1,0.55244755244755239,6993.0069930069758,0,"GS",6,0.57723342209516748,0.60437372201316453,0.83705124089372529,1.0970310586362544,1.2026142145897361,1.2026142145897361,1.2889868661351127,1.2890846405144394,1.2453007447106357,1.1191895620457397,0.77552819282287611,0.85362126693691953,419.58041958041861,0,2751.5670509912352,0,0,0,1,0,null,null,3.1469583565488284,null,109.16746274257173,1,null,null,13.708,11.574999999999999,12.50331411195598,0,0,0,null,0,0]
[361,"CscTgs113",1,1.0388349514563107,9708.737864077646,0,"GS",6,0.57723342209516748,0.60437372201316453,0.83705124089372529,1.0970310586362544,1.2026142145897361,1.2026142145897361,1.2889868661351127,1.2890846405144394,1.2453007447106357,1.1191895620457397,0.77552819282287611,0.85362126693691953,582.52427184465887,0,3820.1367795315209,0,0,0,1,0,null,null,3.1469583565488284,null,151.56259390473588,1,null,null,13.708,11.574999999999999,12.50331411195598,0,0,0,null,0,0]
[362,"CscNgs113",1,1.0388349514563107,9708.737864077646,0,"GS",6,0.57723342209516748,0.60437372201316453,0.83705124089372529,1.0970310586362544,1.2026142145897361,1.2026142145897361,1.2889868661351127,1.2890846405144394,1.2453007447106357,1.1191895620457397,0.77552819282287611,0.85362126693691953,582.52427184465887,0,3820.1367795315209,0,0,0,1,0,null,null,3.1469583565488284,null,151.56259390473588,1,null,null,13.708,11.574999999999999,12.50331411195598,0,0,0,null,0,0]
[363,"CwaTgs113",1,0.72549019607843135,6535.947712418284,0,"GS",6,0.57723342209516748,0.60437372201316453,0.83705124089372529,1.0970310586362544,1.2026142145897361,1.2026142145897361,1.2889868661351127,1.2890846405144394,1.2453007447106357,1.1191895620457397,0.77552819282287611,0.85362126693691953,392.1568627450971,0,2571.7260672663178,0,0,0,1,0,null,null,3.1469583565488284,null,102.03233445874355,1,null,null,13.708,11.574999999999999,12.50331411195598,0,0,0,null,0,0]
[364,"CwaNgs113",1,0.72549019607843135,6535.947712418284,0,"GS",6,0.57723342209516748,0.60437372201316453,0.83705124089372529,1.0970310586362544,1.2026142145897361,1.2026142145897361,1.2889868661351127,1.2890846405144394,1.2453007447106357,1.1191895620457397,0.77552819282287611,0.85362126693691953,392.1568627450971,0,2571.7260672663178,0,0,0,1,0,null,null,3.1469583565488284,null,102.03233445874355,1,null,null,13.708,11.574999999999999,12.50331411195598,0,0,0,null,0,0]
[365,"CasTgs114",1,0.43274853801169588,5847.9532163742615,0,"GS",4,0.57723342209516748,0.60437372201316453,0.83705124089372529,1.0970310586362544,1.2026142145897361,1.2026142145897361,1.2889868661351127,1.2890846405144394,1.2453007447106357,1.1191895620457397,0.77552819282287611,0.85362126693691953,350.87719298245571,0,1637.4269005847955,0,0,0,1,0,null,null,2.2394062685528908,null,-572.29907087461561,0,null,null,13.708,11.574999999999999,12.50331411195598,0,0,0,null,0,0]
[366,"CasNgs114",1,0.43274853801169588,5847.9532163742615,0,"GS",4,0.57723342209516748,0.60437372201316453,0.83705124089372529,1.0970310586362544,1.2026142145897361,1.2026142145897361,1.2889868661351127,1.2890846405144394,1.2453007447106357,1.1191895620457397,0.77552819282287611,0.85362126693691953,350.87719298245571,0,1637.4269005847955,0,0,0,1,0,null,null,2.2394062685528908,null,-572.29907087461561,0,null,null,13.708,11.574999999999999,12.50331411195598,0,0,0,null,0,0]
[367,"CcoTgs114",1,1.0099009900990099,9900.9900990098886,0,"GS",4,0.57723342209516748,0.60437372201316453,0.83705124089372529,1.0970310586362544,1.2026142145897361,1.2026142145897361,1.2889868661351127,1.2890846405144394,1.2453007447106357,1.1191895620457397,0.77552819282287611,0.85362126693691953,594.05940594059336,0,2772.2772277227723,0,0,0,1,0,null,null,2.2394062685528904,null,-968.94199128276568,0,null,null,13.708,11.574999999999999,12.50331411195598,0,0,0,null,0,0]
[368,"CcoNgs114",1,1.0099009900990099,9900.9900990098886,0,"GS",4,0.57723342209516748,0.60437372201316453,0.83705124089372529,1.0970310586362544,1.2026142145897361,1.2026142145897361,1.2889868661351127,1.2890846405144394,1.2453007447106357,1.1191895620457397,0.77552819282287611,0.85362126693691953,594.05940594059336,0,2772.2772277227723,0,0,0,1,0,null,null,2.2394062685528904,null,-968.94199128276568,0,null,null,13.708,11.574999999999999,12.50331411195598,0,0,0,null,0,0]
[369,"CdaTgs114",1,1.0630630630630631,9009.009009008998,0,"GS",4,0.57723342209516748,0.60437372201316453,0.83705124089372529,1.0970310586362544,1.2026142145897361,1.2026142145897361,1.2889868661351127,1.2890846405144394,1.2453007447106357,1.1191895620457397,0.77552819282287611,0.85362126693691953,540.54054054053984,0,2522.5225225225226,0,0,0,1,0,null,null,2.2394062685528904,null,-881.64991999602989,0,null,null,13.708,11.574999999999999,12.50331411195598,0,0,0,null,0,0]
[370,"CdaNgs114",1,1.0630630630630631,9009.009009008998,0,"GS",4,0.57723342209516748,0.60437372201316453,0.83705124089372529,1.0970310586362544,1.2026142145897361,1.2026142145897361,1.2889868661351127,1.2890846405144394,1.2453007447106357,1.1191895620457397,0.77552819282287611,0.85362126693691953,540.54054054053984,0,2522.5225225225226,0,0,0,1,0,null,null,2.2394062685528904,null,-881.64991999602989,0,null,null,13.708,11.574999999999999,12.50331411195598,0,0,0,null,0,0]
[371,"CgrTgs114",1,0.6,7407.4074074073978,0,"GS",4,0.57723342209516748,0.60437372201316453,0.83705124089372529,1.0970310586362544,1.2026142145897361,1.2026142145897361,1.2889868661351127,1.2890846405144394,1.2453007447106357,1.1191895620457397,0.77552819282287611,0.85362126693691953,444.44444444444389,0,2074.0740740740744,0,0,0,1,0,null,null,2.2394062685528908,null,-724.9121564411796,0,null,null,13.708,11.574999999999999,12.50331411195598,0,0,0,null,0,0]
[372,"CgrNgs114",1,0.6,7407.4074074073978,0,"GS",4,0.57723342209516748,0.60437372201316453,0.83705124089372529,1.0970310586362544,1.2026142145897361,1.2026142145897361,1.2889868661351127,1.2890846405144394,1.2453007447106357,1.1191895620457397,0.77552819282287611,0.85362126693691953,444.44444444444389,0,2074.0740740740744,0,0,0,1,0,null,null,2.2394062685528908,null,-724.9121564411796,0,null,null,13.708,11.574999999999999,12.50331411195598,0,0,0,null,0,0]
[373,"CheTgs114",1,1.0347222222222221,6944.4444444444362,0,"GS",4,0.57723342209516748,0.60437372201316453,0.83705124089372529,1.0970310586362544,1.2026142145897361,1.2026142145897361,1.2889868661351127,1.2890846405144394,1.2453007447106357,1.1191895620457397,0.77552819282287611,0.85362126693691953,416.66666666666617,0,1944.4444444444446,0,0,0,1,0,null,null,2.2394062685528904,null,-679.60514666360643,0,null,null,13.708,11.574999999999999,12.50331411195598,0,0,0,null,0,0]
[374,"CheNgs114",1,1.0347222222222221,6944.4444444444362,0,"GS",4,0.57723342209516748,0.60437372201316453,0.83705124089372529,1.0970310586362544,1.2026142145897361,1.2026142145897361,1.2889868661351127,1.2890846405144394,1.2453007447106357,1.1191895620457397,0.77552819282287611,0.85362126693691953,416.66666666666617,0,1944.4444444444446,0,0,0,1,0,null,null,2.2394062685528904,null,-679.60514666360643,0,null,null,13.708,11.574999999999999,12.50331411195598,0,0,0,null,0,0]
[375,"ChoTgs114",1,1.0099009900990099,9900.9900990098886,0,"GS",4,0.57723342209516748,0.60437372201316453,0.83705124089372529,1.0970310586362544,1.2026142145897361,1.2026142145897361,1.2889868661351127,1.2890846405144394,1.2453007447106357,1.1191895620457397,0.77552819282287611,0.85362126693691953,594.05940594059336,0,2772.2772277227723,0,0,0,1,0,null,null,2.2394062685528904,null,-968.94199128276568,0,null,null,13.708,11.574999999999999,12.50331411195598,0,0,0,null,0,0]
[376,"ChoNgs114",1,1.0099009900990099,9900.9900990098886,0,"GS",4,0.57723342209516748,0.60437372201316453,0.83705124089372529,1.0970310586362544,1.2026142145897361,1.2026142145897361,1.2889868661351127,1.2890846405144394,1.2453007447106357,1.1191895620457397,0.77552819282287611,0.85362126693691953,594.05940594059336,0,2772.2772277227723,0,0,0,1,0,null,null,2.2394062685528904,null,-968.94199128276568,0,null,null,13.708,11.574999999999999,12.50331411195598,0,0,0,null,0,0]
[377,"CinTgs114",1,1.0810810810810811,9009.009009008998,0,"GS",4,0.57723342209516748,0.60437372201316453,0.83705124089372529,1.0970310586362544,1.2026142145897361,1.2026142145897361,1.2889868661351127,1.2890846405144394,1.2453007447106357,1.1191895620457397,0.77552819282287611,0.85362126693691953,540.54054054053984,0,2522.5225225225226,0,0,0,1,0,null,null,2.2394062685528904,null,-881.64991999602989,0,null,null,13.708,11.574999999999999,12.50331411195598,0,0,0,null,0,0]
[378,"CinNgs114",1,1.0810810810810811,9009.009009008998,0,"GS",4,0.57723342209516748,0.60437372201316453,0.83705124089372529,1.0970310586362544,1.2026142145897361,1.2026142145897361,1.2889868661351127,1.2890846405144394,1.2453007447106357,1.1191895620457397,0.77552819282287611,0.85362126693691953,540.54054054053984,0,2522.5225225225226,0,0,0,1,0,null,null,2.2394062685528904,null,-881.64991999602989,0,null,null,13.708,11.574999999999999,12.50331411195598,0,0,0,null,0,0]
[379,"CloTgs114",1,1.1682242990654206,9345.794392523354,0,"GS",4,0.57723342209516748,0.60437372201316453,0.83705124089372529,1.0970310586362544,1.2026142145897361,1.2026142145897361,1.2889868661351127,1.2890846405144394,1.2453007447106357,1.1191895620457397,0.77552819282287611,0.85362126693691953,560.74766355140116,0,2616.8224299065423,0,0,0,1,0,null,null,2.2394062685528899,null,-914.60879550990057,0,null,null,13.708,11.574999999999999,12.50331411195598,0,0,0,null,0,0]
[380,"CloNgs114",1,1.1682242990654206,9345.794392523354,0,"GS",4,0.57723342209516748,0.60437372201316453,0.83705124089372529,1.0970310586362544,1.2026142145897361,1.2026142145897361,1.2889868661351127,1.2890846405144394,1.2453007447106357,1.1191895620457397,0.77552819282287611,0.85362126693691953,560.74766355140116,0,2616.8224299065423,0,0,0,1,0,null,null,2.2394062685528899,null,-914.60879550990057,0,null,null,13.708,11.574999999999999,12.50331411195598,0,0,0,null,0,0]
[381,"CmiTgs114",1,1.0630630630630631,9009.009009008998,0,"GS",4,0.57723342209516748,0.60437372201316453,0.83705124089372529,1.0970310586362544,1.2026142145897361,1.2026142145897361,1.2889868661351127,1.2890846405144394,1.2453007447106357,1.1191895620457397,0.77552819282287611,0.85362126693691953,540.54054054053984,0,2522.5225225225226,0,0,0,1,0,null,null,2.2394062685528904,null,-881.64991999602989,0,null,null,13.708,11.574999999999999,12.50331411195598,0,0,0,null,0,0]
[382,"CmiNgs114",1,1.0630630630630631,9009.009009008998,0,"GS",4,0.57723342209516748,0.60437372201316453,0.83705124089372529,1.0970310586362544,1.2026142145897361,1.2026142145897361,1.2889868661351127,1.2890846405144394,1.2453007447106357,1.1191895620457397,0.77552819282287611,0.85362126693691953,540.54054054053984,0,2522.5225225225226,0,0,0,1,0,null,null,2.2394062685528904,null,-881.64991999602989,0,null,null,13.708,11.574999999999999,12.50331411195598,0,0,0,null,0,0]
[383,"CofTgs114",1,1.0630630630630631,9009.009009008998,0,"GS",4,0.57723342209516748,0.60437372201316453,0.83705124089372529,1.0970310586362544,1.2026142145897361,1.2026142145897361,1.2889868661351127,1.2890846405144394,1.2453007447106357,1.1191895620457397,0.77552819282287611,0.85362126693691953,540.54054054053984,0,2522.5225225225226,0,0,0,1,0,null,null,2.2394062685528904,null,-881.64991999602989,0,null,null,13.708,11.574999999999999,12.50331411195598,0,0,0,null,0,0]
[384,"CofNgs114",1,1.0630630630630631,9009.009009008998,0,"GS",4,0.57723342209516748,0.60437372201316453,0.83705124089372529,1.0970310586362544,1.2026142145897361,1.2026142145897361,1.2889868661351127,1.2890846405144394,1.2453007447106357,1.1191895620457397,0.77552819282287611,0.85362126693691953,540.54054054053984,0,2522.5225225225226,0,0,0,1,0,null,null,2.2394062685528904,null,-881.64991999602989,0,null,null,13.708,11.574999999999999,12.50331411195598,0,0,0,null,0,0]
[385,"CreTgs114",1,0.37313432835820898,7462.6865671641699,0,"GS",4,0.57723342209516748,0.60437372201316453,0.83705124089372529,1.0970310586362544,1.2026142145897361,1.2026142145897361,1.2889868661351127,1.2890846405144394,1.2453007447106357,1.1191895620457397,0.77552819282287611,0.85362126693691953,447.76119402985017,0,2089.5522388059703,0,0,0,1,0,null,null,2.2394062685528904,null,-730.32194865342763,0,null,null,13.708,11.574999999999999,12.50331411195598,0,0,0,null,0,0]
[386,"CreNgs114",1,0.37313432835820898,7462.6865671641699,0,"GS",4,0.57723342209516748,0.60437372201316453,0.83705124089372529,1.0970310586362544,1.2026142145897361,1.2026142145897361,1.2889868661351127,1.2890846405144394,1.2453007447106357,1.1191895620457397,0.77552819282287611,0.85362126693691953,447.76119402985017,0,2089.5522388059703,0,0,0,1,0,null,null,2.2394062685528904,null,-730.32194865342763,0,null,null,13.708,11.574999999999999,12.50331411195598,0,0,0,null,0,0]
[387,"CrtTgs114",1,0.55244755244755239,6993.006993006984,0,"GS",4,0.57723342209516748,0.60437372201316453,0.83705124089372529,1.0970310586362544,1.2026142145897361,1.2026142145897361,1.2889868661351127,1.2890846405144394,1.2453007447106357,1.1191895620457397,0.77552819282287611,0.85362126693691953,419.58041958041906,0,1958.0419580419582,0,0,0,1,0,null,null,2.2394062685528904,null,-684.35763020670822,0,null,null,13.708,11.574999999999999,12.50331411195598,0,0,0,null,0,0]
[388,"CrtNgs114",1,0.55244755244755239,6993.006993006984,0,"GS",4,0.57723342209516748,0.60437372201316453,0.83705124089372529,1.0970310586362544,1.2026142145897361,1.2026142145897361,1.2889868661351127,1.2890846405144394,1.2453007447106357,1.1191895620457397,0.77552819282287611,0.85362126693691953,419.58041958041906,0,1958.0419580419582,0,0,0,1,0,null,null,2.2394062685528904,null,-684.35763020670822,0,null,null,13.708,11.574999999999999,12.50331411195598,0,0,0,null,0,0]
[389,"CscTgs114",1,1.0388349514563107,9708.7378640776587,0,"GS",4,0.57723342209516748,0.60437372201316453,0.83705124089372529,1.0970310586362544,1.2026142145897361,1.2026142145897361,1.2889868661351127,1.2890846405144394,1.2453007447106357,1.1191895620457397,0.77552819282287611,0.85362126693691953,582.52427184465955,0,2718.4466019417478,0,0,0,1,0,null,null,2.2394062685528904,null,-950.12758368504205,0,null,null,13.708,11.574999999999999,12.50331411195598,0,0,0,null,0,0]
[390,"CscNgs114",1,1.0388349514563107,9708.7378640776587,0,"GS",4,0.57723342209516748,0.60437372201316453,0.83705124089372529,1.0970310586362544,1.2026142145897361,1.2026142145897361,1.2889868661351127,1.2890846405144394,1.2453007447106357,1.1191895620457397,0.77552819282287611,0.85362126693691953,582.52427184465955,0,2718.4466019417478,0,0,0,1,0,null,null,2.2394062685528904,null,-950.12758368504205,0,null,null,13.708,11.574999999999999,12.50331411195598,0,0,0,null,0,0]
[391,"CwaTgs114",1,0.72549019607843135,6535.9477124182922,0,"GS",4,0.57723342209516748,0.60437372201316453,0.83705124089372529,1.0970310586362544,1.2026142145897361,1.2026142145897361,1.2889868661351127,1.2890846405144394,1.2453007447106357,1.1191895620457397,0.77552819282287611,0.85362126693691953,392.15686274509756,0,1830.0653594771243,0,0,0,1,0,null,null,2.2394062685528904,null,-639.62837333045286,0,null,null,13.708,11.574999999999999,12.50331411195598,0,0,0,null,0,0]
[392,"CwaNgs114",1,0.72549019607843135,6535.9477124182922,0,"GS",4,0.57723342209516748,0.60437372201316453,0.83705124089372529,1.0970310586362544,1.2026142145897361,1.2026142145897361,1.2889868661351127,1.2890846405144394,1.2453007447106357,1.1191895620457397,0.77552819282287611,0.85362126693691953,392.15686274509756,0,1830.0653594771243,0,0,0,1,0,null,null,2.2394062685528904,null,-639.62837333045286,0,null,null,13.708,11.574999999999999,12.50331411195598,0,0,0,null,0,0]
[393,"CasTgs115",1,0.43274853801169588,5847.9532163742688,0,"GS",4,0.57723342209516748,0.60437372201316453,0.83705124089372529,1.0970310586362544,1.2026142145897361,1.2026142145897361,1.2889868661351127,1.2890846405144394,1.2453007447106357,1.1191895620457397,0.77552819282287611,0.85362126693691953,350.87719298245617,0,994.22779747295704,0,0,0,1,0,null,null,1.3597431196686089,null,-1215.498173986457,0,null,null,13.708,11.574999999999999,12.50331411195598,0,0,0,null,0,0]
[394,"CasNgs115",1,0.43274853801169588,5847.9532163742688,0,"GS",4,0.57723342209516748,0.60437372201316453,0.83705124089372529,1.0970310586362544,1.2026142145897361,1.2026142145897361,1.2889868661351127,1.2890846405144394,1.2453007447106357,1.1191895620457397,0.77552819282287611,0.85362126693691953,350.87719298245617,0,994.22779747295704,0,0,0,1,0,null,null,1.3597431196686089,null,-1215.498173986457,0,null,null,13.708,11.574999999999999,12.50331411195598,0,0,0,null,0,0]
[395,"CcoTgs115",1,1.0099009900990099,9900.9900990098995,0,"GS",4,0.57723342209516748,0.60437372201316453,0.83705124089372529,1.0970310586362544,1.2026142145897361,1.2026142145897361,1.2889868661351127,1.2890846405144394,1.2453007447106357,1.1191895620457397,0.77552819282287611,0.85362126693691953,594.05940594059405,0,1683.2965679987688,0,0,0,1,0,null,null,1.3597431196686089,null,-2057.9226510067733,0,null,null,13.708,11.574999999999999,12.50331411195598,0,0,0,null,0,0]
[396,"CcoNgs115",1,1.0099009900990099,9900.9900990098995,0,"GS",4,0.57723342209516748,0.60437372201316453,0.83705124089372529,1.0970310586362544,1.2026142145897361,1.2026142145897361,1.2889868661351127,1.2890846405144394,1.2453007447106357,1.1191895620457397,0.77552819282287611,0.85362126693691953,594.05940594059405,0,1683.2965679987688,0,0,0,1,0,null,null,1.3597431196686089,null,-2057.9226510067733,0,null,null,13.708,11.574999999999999,12.50331411195598,0,0,0,null,0,0]
[397,"CdaTgs115",1,1.0630630630630631,9009.0090090090089,0,"GS",4,0.57723342209516748,0.60437372201316453,0.83705124089372529,1.0970310586362544,1.2026142145897361,1.2026142145897361,1.2889868661351127,1.2890846405144394,1.2453007447106357,1.1191895620457397,0.77552819282287611,0.85362126693691953,540.54054054054052,0,1531.6482285394204,0,0,0,1,0,null,null,1.3597431196686092,null,-1872.524213979136,0,null,null,13.708,11.574999999999999,12.50331411195598,0,0,0,null,0,0]
[398,"CdaNgs115",1,1.0630630630630631,9009.0090090090089,0,"GS",4,0.57723342209516748,0.60437372201316453,0.83705124089372529,1.0970310586362544,1.2026142145897361,1.2026142145897361,1.2889868661351127,1.2890846405144394,1.2453007447106357,1.1191895620457397,0.77552819282287611,0.85362126693691953,540.54054054054052,0,1531.6482285394204,0,0,0,1,0,null,null,1.3597431196686092,null,-1872.524213979136,0,null,null,13.708,11.574999999999999,12.50331411195598,0,0,0,null,0,0]
[399,"CgrTgs115",1,0.59999999999999987,7407.4074074074069,0,"GS",4,0.57723342209516748,0.60437372201316453,0.83705124089372529,1.0970310586362544,1.2026142145897361,1.2026142145897361,1.2889868661351127,1.2890846405144394,1.2453007447106357,1.1191895620457397,0.77552819282287611,0.85362126693691953,444.4444444444444,0,1259.3552101324121,0,0,0,1,0,null,null,1.3597431196686089,null,-1539.6310203828452,0,null,null,13.708,11.574999999999999,12.50331411195598,0,0,0,null,0,0]
[400,"CgrNgs115",1,0.59999999999999987,7407.4074074074069,0,"GS",4,0.57723342209516748,0.60437372201316453,0.83705124089372529,1.0970310586362544,1.2026142145897361,1.2026142145897361,1.2889868661351127,1.2890846405144394,1.2453007447106357,1.1191895620457397,0.77552819282287611,0.85362126693691953,444.4444444444444,0,1259.3552101324121,0,0,0,1,0,null,null,1.3597431196686089,null,-1539.6310203828452,0,null,null,13.708,11.574999999999999,12.50331411195598,0,0,0,null,0,0]
[401,"CheTgs115",1,1.0347222222222221,6944.4444444444434,0,"GS",4,0.57723342209516748,0.60437372201316453,0.83705124089372529,1.0970310586362544,1.2026142145897361,1.2026142145897361,1.2889868661351127,1.2890846405144394,1.2453007447106357,1.1191895620457397,0.77552819282287611,0.85362126693691953,416.66666666666663,0,1180.6455094991363,0,0,0,1,0,null,null,1.3597431196686087,null,-1443.4040816089173,0,null,null,13.708,11.574999999999999,12.50331411195598,0,0,0,null,0,0]
[402,"CheNgs115",1,1.0347222222222221,6944.4444444444434,0,"GS",4,0.57723342209516748,0.60437372201316453,0.83705124089372529,1.0970310586362544,1.2026142145897361,1.2026142145897361,1.2889868661351127,1.2890846405144394,1.2453007447106357,1.1191895620457397,0.77552819282287611,0.85362126693691953,416.66666666666663,0,1180.6455094991363,0,0,0,1,0,null,null,1.3597431196686087,null,-1443.4040816089173,0,null,null,13.708,11.574999999999999,12.50331411195598,0,0,0,null,0,0]
[403,"ChoTgs115",1,1.0099009900990099,9900.9900990098995,0,"GS",4,0.57723342209516748,0.60437372201316453,0.83705124089372529,1.0970310586362544,1.2026142145897361,1.2026142145897361,1.2889868661351127,1.2890846405144394,1.2453007447106357,1.1191895620457397,0.77552819282287611,0.85362126693691953,594.05940594059405,0,1683.2965679987688,0,0,0,1,0,null,null,1.3597431196686089,null,-2057.9226510067733,0,null,null,13.708,11.574999999999999,12.50331411195598,0,0,0,null,0,0]
[404,"ChoNgs115",1,1.0099009900990099,9900.9900990098995,0,"GS",4,0.57723342209516748,0.60437372201316453,0.83705124089372529,1.0970310586362544,1.2026142145897361,1.2026142145897361,1.2889868661351127,1.2890846405144394,1.2453007447106357,1.1191895620457397,0.77552819282287611,0.85362126693691953,594.05940594059405,0,1683.2965679987688,0,0,0,1,0,null,null,1.3597431196686089,null,-2057.9226510067733,0,null,null,13.708,11.574999999999999,12.50331411195598,0,0,0,null,0,0]
[405,"CinTgs115",1,1.0810810810810811,9009.0090090090089,0,"GS",4,0.57723342209516748,0.60437372201316453,0.83705124089372529,1.0970310586362544,1.2026142145897361,1.2026142145897361,1.2889868661351127,1.2890846405144394,1.2453007447106357,1.1191895620457397,0.77552819282287611,0.85362126693691953,540.54054054054052,0,1531.6482285394204,0,0,0,1,0,null,null,1.3597431196686092,null,-1872.524213979136,0,null,null,13.708,11.574999999999999,12.50331411195598,0,0,0,null,0,0]
[406,"CinNgs115",1,1.0810810810810811,9009.0090090090089,0,"GS",4,0.57723342209516748,0.60437372201316453,0.83705124089372529,1.0970310586362544,1.2026142145897361,1.2026142145897361,1.2889868661351127,1.2890846405144394,1.2453007447106357,1.1191895620457397,0.77552819282287611,0.85362126693691953,540.54054054054052,0,1531.6482285394204,0,0,0,1,0,null,null,1.3597431196686092,null,-1872.524213979136,0,null,null,13.708,11.574999999999999,12.50331411195598,0,0,0,null,0,0]
[407,"CloTgs115",1,1.1682242990654206,9345.7943925233649,0,"GS",4,0.57723342209516748,0.60437372201316453,0.83705124089372529,1.0970310586362544,1.2026142145897361,1.2026142145897361,1.2889868661351127,1.2890846405144394,1.2453007447106357,1.1191895620457397,0.77552819282287611,0.85362126693691953,560.74766355140184,0,1588.9061062418284,0,0,0,1,0,null,null,1.3597431196686087,null,-1942.5251191746183,0,null,null,13.708,11.574999999999999,12.50331411195598,0,0,0,null,0,0]
[408,"CloNgs115",1,1.1682242990654206,9345.7943925233649,0,"GS",4,0.57723342209516748,0.60437372201316453,0.83705124089372529,1.0970310586362544,1.2026142145897361,1.2026142145897361,1.2889868661351127,1.2890846405144394,1.2453007447106357,1.1191895620457397,0.77552819282287611,0.85362126693691953,560.74766355140184,0,1588.9061062418284,0,0,0,1,0,null,null,1.3597431196686087,null,-1942.5251191746183,0,null,null,13.708,11.574999999999999,12.50331411195598,0,0,0,null,0,0]
[409,"CmiTgs115",1,1.0630630630630631,9009.0090090090089,0,"GS",4,0.57723342209516748,0.60437372201316453,0.83705124089372529,1.0970310586362544,1.2026142145897361,1.2026142145897361,1.2889868661351127,1.2890846405144394,1.2453007447106357,1.1191895620457397,0.77552819282287611,0.85362126693691953,540.54054054054052,0,1531.6482285394204,0,0,0,1,0,null,null,1.3597431196686092,null,-1872.524213979136,0,null,null,13.708,11.574999999999999,12.50331411195598,0,0,0,null,0,0]
[410,"CmiNgs115",1,1.0630630630630631,9009.0090090090089,0,"GS",4,0.57723342209516748,0.60437372201316453,0.83705124089372529,1.0970310586362544,1.2026142145897361,1.2026142145897361,1.2889868661351127,1.2890846405144394,1.2453007447106357,1.1191895620457397,0.77552819282287611,0.85362126693691953,540.54054054054052,0,1531.6482285394204,0,0,0,1,0,null,null,1.3597431196686092,null,-1872.524213979136,0,null,null,13.708,11.574999999999999,12.50331411195598,0,0,0,null,0,0]
[411,"CofTgs115",1,1.0630630630630631,9009.0090090090089,0,"GS",4,0.57723342209516748,0.60437372201316453,0.83705124089372529,1.0970310586362544,1.2026142145897361,1.2026142145897361,1.2889868661351127,1.2890846405144394,1.2453007447106357,1.1191895620457397,0.77552819282287611,0.85362126693691953,540.54054054054052,0,1531.6482285394204,0,0,0,1,0,null,null,1.3597431196686092,null,-1872.524213979136,0,null,null,13.708,11.574999999999999,12.50331411195598,0,0,0,null,0,0]
[412,"CofNgs115",1,1.0630630630630631,9009.0090090090089,0,"GS",4,0.57723342209516748,0.60437372201316453,0.83705124089372529,1.0970310586362544,1.2026142145897361,1.2026142145897361,1.2889868661351127,1.2890846405144394,1.2453007447106357,1.1191895620457397,0.77552819282287611,0.85362126693691953,540.54054054054052,0,1531.6482285394204,0,0,0,1,0,null,null,1.3597431196686092,null,-1872.524213979136,0,null,null,13.708,11.574999999999999,12.50331411195598,0,0,0,null,0,0]
[413,"CreTgs115",1,0.37313432835820898,7462.686567164179,0,"GS",4,0.57723342209516748,0.60437372201316453,0.83705124089372529,1.0970310586362544,1.2026142145897361,1.2026142145897361,1.2889868661351127,1.2890846405144394,1.2453007447106357,1.1191895620457397,0.77552819282287611,0.85362126693691953,447.76119402985074,0,1268.7533833423556,0,0,0,1,0,null,null,1.3597431196686089,null,-1551.1208041170457,0,null,null,13.708,11.574999999999999,12.50331411195598,0,0,0,null,0,0]
[414,"CreNgs115",1,0.37313432835820898,7462.686567164179,0,"GS",4,0.57723342209516748,0.60437372201316453,0.83705124089372529,1.0970310586362544,1.2026142145897361,1.2026142145897361,1.2889868661351127,1.2890846405144394,1.2453007447106357,1.1191895620457397,0.77552819282287611,0.85362126693691953,447.76119402985074,0,1268.7533833423556,0,0,0,1,0,null,null,1.3597431196686089,null,-1551.1208041170457,0,null,null,13.708,11.574999999999999,12.50331411195598,0,0,0,null,0,0]
[415,"CrtTgs115",1,0.5524475524475525,6993.0069930069931,0,"GS",4,0.57723342209516748,0.60437372201316453,0.83705124089372529,1.0970310586362544,1.2026142145897361,1.2026142145897361,1.2889868661351127,1.2890846405144394,1.2453007447106357,1.1191895620457397,0.77552819282287611,0.85362126693691953,419.58041958041957,0,1188.9017718033263,0,0,0,1,0,null,null,1.3597431196686089,null,-1453.4978164453437,0,null,null,13.708,11.574999999999999,12.50331411195598,0,0,0,null,0,0]
[416,"CrtNgs115",1,0.5524475524475525,6993.0069930069931,0,"GS",4,0.57723342209516748,0.60437372201316453,0.83705124089372529,1.0970310586362544,1.2026142145897361,1.2026142145897361,1.2889868661351127,1.2890846405144394,1.2453007447106357,1.1191895620457397,0.77552819282287611,0.85362126693691953,419.58041958041957,0,1188.9017718033263,0,0,0,1,0,null,null,1.3597431196686089,null,-1453.4978164453437,0,null,null,13.708,11.574999999999999,12.50331411195598,0,0,0,null,0,0]
[417,"CscTgs115",1,1.0388349514563107,9708.7378640776697,0,"GS",4,0.57723342209516748,0.60437372201316453,0.83705124089372529,1.0970310586362544,1.2026142145897361,1.2026142145897361,1.2889868661351127,1.2890846405144394,1.2453007447106357,1.1191895620457397,0.77552819282287611,0.85362126693691953,582.52427184466012,0,1650.6111977463654,0,0,0,1,0,null,null,1.3597431196686089,null,-2017.9629878804285,0,null,null,13.708,11.574999999999999,12.50331411195598,0,0,0,null,0,0]
[418,"CscNgs115",1,1.0388349514563107,9708.7378640776697,0,"GS",4,0.57723342209516748,0.60437372201316453,0.83705124089372529,1.0970310586362544,1.2026142145897361,1.2026142145897361,1.2889868661351127,1.2890846405144394,1.2453007447106357,1.1191895620457397,0.77552819282287611,0.85362126693691953,582.52427184466012,0,1650.6111977463654,0,0,0,1,0,null,null,1.3597431196686089,null,-2017.9629878804285,0,null,null,13.708,11.574999999999999,12.50331411195598,0,0,0,null,0,0]
[419,"CwaTgs115",1,0.72549019607843135,6535.9477124183013,0,"GS",4,0.57723342209516748,0.60437372201316453,0.83705124089372529,1.0970310586362544,1.2026142145897361,1.2026142145897361,1.2889868661351127,1.2890846405144394,1.2453007447106357,1.1191895620457397,0.77552819282287611,0.85362126693691953,392.15686274509807,0,1111.1957736462462,0,0,0,1,0,null,null,1.3597431196686087,null,-1358.4979591613344,0,null,null,13.708,11.574999999999999,12.50331411195598,0,0,0,null,0,0]
[420,"CwaNgs115",1,0.72549019607843135,6535.9477124183013,0,"GS",4,0.57723342209516748,0.60437372201316453,0.83705124089372529,1.0970310586362544,1.2026142145897361,1.2026142145897361,1.2889868661351127,1.2890846405144394,1.2453007447106357,1.1191895620457397,0.77552819282287611,0.85362126693691953,392.15686274509807,0,1111.1957736462462,0,0,0,1,0,null,null,1.3597431196686087,null,-1358.4979591613344,0,null,null,13.708,11.574999999999999,12.50331411195598,0,0,0,null,0,0]
[421,"CasTgs116",1,0.43274853801169594,5847.9532163742178,0,"GS",4,1,1,1,1,1,1,1,1,1,1,1,1,350.8771929824531,0,2112.0257412877145,0,0,0,1,0,null,null,2.8884853929635796,null,-97.700230171680118,0,null,null,13.708,11.574999999999999,12.50331411195598,0,0,0,null,0,0]
[422,"CasNgs116",1,0.43274853801169594,5847.9532163742178,0,"GS",4,1,1,1,1,1,1,1,1,1,1,1,1,350.8771929824531,0,2112.0257412877145,0,0,0,1,0,null,null,2.8884853929635796,null,-97.700230171680118,0,null,null,13.708,11.574999999999999,12.50331411195598,0,0,0,null,0,0]
[423,"CcoTgs116",1,1.0099009900990099,9900.990099009814,0,"GS",4,1,1,1,1,1,1,1,1,1,1,1,1,594.05940594058882,0,3575.8059580217737,0,0,0,1,0,null,null,2.8884853929635788,null,-165.41326098373634,0,null,null,13.708,11.574999999999999,12.50331411195598,0,0,0,null,0,0]
[424,"CcoNgs116",1,1.0099009900990099,9900.990099009814,0,"GS",4,1,1,1,1,1,1,1,1,1,1,1,1,594.05940594058882,0,3575.8059580217737,0,0,0,1,0,null,null,2.8884853929635788,null,-165.41326098373634,0,null,null,13.708,11.574999999999999,12.50331411195598,0,0,0,null,0,0]
[425,"CdaTgs116",1,1.0630630630630631,9009.0090090089307,0,"GS",4,1,1,1,1,1,1,1,1,1,1,1,1,540.54054054053586,0,3253.6612771189116,0,0,0,1,0,null,null,2.8884853929635796,null,-150.51116539961549,0,null,null,13.708,11.574999999999999,12.50331411195598,0,0,0,null,0,0]
[426,"CdaNgs116",1,1.0630630630630631,9009.0090090089307,0,"GS",4,1,1,1,1,1,1,1,1,1,1,1,1,540.54054054053586,0,3253.6612771189116,0,0,0,1,0,null,null,2.8884853929635796,null,-150.51116539961549,0,null,null,13.708,11.574999999999999,12.50331411195598,0,0,0,null,0,0]
[427,"CgrTgs116",1,0.6,7407.4074074073415,0,"GS",4,1,1,1,1,1,1,1,1,1,1,1,1,444.44444444444053,0,2675.2326056311049,0,0,0,1,0,null,null,2.8884853929635796,null,-123.7536248841277,0,null,null,13.708,11.574999999999999,12.50331411195598,0,0,0,null,0,0]
[428,"CgrNgs116",1,0.6,7407.4074074073415,0,"GS",4,1,1,1,1,1,1,1,1,1,1,1,1,444.44444444444053,0,2675.2326056311049,0,0,0,1,0,null,null,2.8884853929635796,null,-123.7536248841277,0,null,null,13.708,11.574999999999999,12.50331411195598,0,0,0,null,0,0]
[429,"CheTgs116",1,1.0347222222222223,6944.4444444443834,0,"GS",4,1,1,1,1,1,1,1,1,1,1,1,1,416.66666666666299,0,2508.0305677791607,0,0,0,1,0,null,null,2.8884853929635792,null,-116.01902332887028,0,null,null,13.708,11.574999999999999,12.50331411195598,0,0,0,null,0,0]
[430,"CheNgs116",1,1.0347222222222223,6944.4444444443834,0,"GS",4,1,1,1,1,1,1,1,1,1,1,1,1,416.66666666666299,0,2508.0305677791607,0,0,0,1,0,null,null,2.8884853929635792,null,-116.01902332887028,0,null,null,13.708,11.574999999999999,12.50331411195598,0,0,0,null,0,0]
[431,"ChoTgs116",1,1.0099009900990099,9900.990099009814,0,"GS",4,1,1,1,1,1,1,1,1,1,1,1,1,594.05940594058882,0,3575.8059580217737,0,0,0,1,0,null,null,2.8884853929635788,null,-165.41326098373634,0,null,null,13.708,11.574999999999999,12.50331411195598,0,0,0,null,0,0]
[432,"ChoNgs116",1,1.0099009900990099,9900.990099009814,0,"GS",4,1,1,1,1,1,1,1,1,1,1,1,1,594.05940594058882,0,3575.8059580217737,0,0,0,1,0,null,null,2.8884853929635788,null,-165.41326098373634,0,null,null,13.708,11.574999999999999,12.50331411195598,0,0,0,null,0,0]
[433,"CinTgs116",1,1.0810810810810811,9009.0090090089307,0,"GS",4,1,1,1,1,1,1,1,1,1,1,1,1,540.54054054053586,0,3253.6612771189116,0,0,0,1,0,null,null,2.8884853929635796,null,-150.51116539961549,0,null,null,13.708,11.574999999999999,12.50331411195598,0,0,0,null,0,0]
[434,"CinNgs116",1,1.0810810810810811,9009.0090090089307,0,"GS",4,1,1,1,1,1,1,1,1,1,1,1,1,540.54054054053586,0,3253.6612771189116,0,0,0,1,0,null,null,2.8884853929635796,null,-150.51116539961549,0,null,null,13.708,11.574999999999999,12.50331411195598,0,0,0,null,0,0]
[435,"CloTgs116",1,1.1682242990654206,9345.794392523283,0,"GS",4,1,1,1,1,1,1,1,1,1,1,1,1,560.74766355139695,0,3375.2934743943847,0,0,0,1,0,null,null,2.8884853929635788,null,-156.1377510220309,0,null,null,13.708,11.574999999999999,12.50331411195598,0,0,0,null,0,0]
[436,"CloNgs116",1,1.1682242990654206,9345.794392523283,0,"GS",4,1,1,1,1,1,1,1,1,1,1,1,1,560.74766355139695,0,3375.2934743943847,0,0,0,1,0,null,null,2.8884853929635788,null,-156.1377510220309,0,null,null,13.708,11.574999999999999,12.50331411195598,0,0,0,null,0,0]
[437,"CmiTgs116",1,1.0630630630630631,9009.0090090089307,0,"GS",4,1,1,1,1,1,1,1,1,1,1,1,1,540.54054054053586,0,3253.6612771189116,0,0,0,1,0,null,null,2.8884853929635796,null,-150.51116539961549,0,null,null,13.708,11.574999999999999,12.50331411195598,0,0,0,null,0,0]
[438,"CmiNgs116",1,1.0630630630630631,9009.0090090089307,0,"GS",4,1,1,1,1,1,1,1,1,1,1,1,1,540.54054054053586,0,3253.6612771189116,0,0,0,1,0,null,null,2.8884853929635796,null,-150.51116539961549,0,null,null,13.708,11.574999999999999,12.50331411195598,0,0,0,null,0,0]
[439,"CofTgs116",1,1.0630630630630631,9009.0090090089307,0,"GS",4,1,1,1,1,1,1,1,1,1,1,1,1,540.54054054053586,0,3253.6612771189116,0,0,0,1,0,null,null,2.8884853929635796,null,-150.51116539961549,0,null,null,13.708,11.574999999999999,12.50331411195598,0,0,0,null,0,0]
[440,"CofNgs116",1,1.0630630630630631,9009.0090090089307,0,"GS",4,1,1,1,1,1,1,1,1,1,1,1,1,540.54054054053586,0,3253.6612771189116,0,0,0,1,0,null,null,2.8884853929635796,null,-150.51116539961549,0,null,null,13.708,11.574999999999999,12.50331411195598,0,0,0,null,0,0]
[441,"CreTgs116",1,0.37313432835820892,7462.6865671641135,0,"GS",4,1,1,1,1,1,1,1,1,1,1,1,1,447.76119402984682,0,2695.1970280611877,0,0,0,1,0,null,null,2.8884853929635792,null,-124.67715939818891,0,null,null,13.708,11.574999999999999,12.50331411195598,0,0,0,null,0,0]
[442,"CreNgs116",1,0.37313432835820892,7462.6865671641135,0,"GS",4,1,1,1,1,1,1,1,1,1,1,1,1,447.76119402984682,0,2695.1970280611877,0,0,0,1,0,null,null,2.8884853929635792,null,-124.67715939818891,0,null,null,13.708,11.574999999999999,12.50331411195598,0,0,0,null,0,0]
[443,"CrtTgs116",1,0.5524475524475525,6993.0069930069321,0,"GS",4,1,1,1,1,1,1,1,1,1,1,1,1,419.58041958041593,0,2525.569243078316,0,0,0,1,0,null,null,2.8884853929635792,null,-116.83034517033093,0,null,null,13.708,11.574999999999999,12.50331411195598,0,0,0,null,0,0]
[444,"CrtNgs116",1,0.5524475524475525,6993.0069930069321,0,"GS",4,1,1,1,1,1,1,1,1,1,1,1,1,419.58041958041593,0,2525.569243078316,0,0,0,1,0,null,null,2.8884853929635792,null,-116.83034517033093,0,null,null,13.708,11.574999999999999,12.50331411195598,0,0,0,null,0,0]
[445,"CscTgs116",1,1.0388349514563107,9708.7378640775842,0,"GS",4,1,1,1,1,1,1,1,1,1,1,1,1,582.52427184465512,0,3506.3728326232931,0,0,0,1,0,null,null,2.8884853929635796,null,-162.20135300346851,0,null,null,13.708,11.574999999999999,12.50331411195598,0,0,0,null,0,0]
[446,"CscNgs116",1,1.0388349514563107,9708.7378640775842,0,"GS",4,1,1,1,1,1,1,1,1,1,1,1,1,582.52427184465512,0,3506.3728326232931,0,0,0,1,0,null,null,2.8884853929635796,null,-162.20135300346851,0,null,null,13.708,11.574999999999999,12.50331411195598,0,0,0,null,0,0]
[447,"CwaTgs116",1,0.72549019607843135,6535.947712418244,0,"GS",4,1,1,1,1,1,1,1,1,1,1,1,1,392.1568627450946,0,2360.4993579097986,0,0,0,1,0,null,null,2.8884853929635792,null,-109.19437489776033,0,null,null,13.708,11.574999999999999,12.50331411195598,0,0,0,null,0,0]
[448,"CwaNgs116",1,0.72549019607843135,6535.947712418244,0,"GS",4,1,1,1,1,1,1,1,1,1,1,1,1,392.1568627450946,0,2360.4993579097986,0,0,0,1,0,null,null,2.8884853929635792,null,-109.19437489776033,0,null,null,13.708,11.574999999999999,12.50331411195598,0,0,0,null,0,0]
[449,"CasTgs117",1,0.43274853801169594,5847.9532163742479,0,"GS",15,1,1,1,1,1,1,1,1,1,1,1,1,350.87719298245491,0,62583.358982250946,0,0,0,1,0,null,null,85.59134234444025,null,60373.633010791542,1,null,null,13.708,11.574999999999999,12.50331411195598,0,0,0,null,573926.02454169677,75348.97863212321]
[450,"CasNgs117",1,0.43274853801169594,5847.9532163742479,0,"GS",15,1,1,1,1,1,1,1,1,1,1,1,1,350.87719298245491,0,62583.358982250946,0,0,0,1,0,null,null,85.59134234444025,null,60373.633010791542,1,null,null,13.708,11.574999999999999,12.50331411195598,0,0,0,null,573926.02454169677,75348.97863212321]
[451,"CcoTgs117",1,1.0099009900990101,9900.9900990098668,0,"GS",15,1,1,1,1,1,1,1,1,1,1,1,1,594.059405940592,0,105957.96421747439,0,0,0,1,0,null,null,85.591342344440235,null,102216.74499846887,1,null,null,13.708,11.574999999999999,12.50331411195598,0,0,0,null,971696.49827788398,127571.03799939278]
[452,"CcoNgs117",1,1.0099009900990101,9900.9900990098668,0,"GS",15,1,1,1,1,1,1,1,1,1,1,1,1,594.059405940592,0,105957.96421747439,0,0,0,1,0,null,null,85.591342344440235,null,102216.74499846887,1,null,null,13.708,11.574999999999999,12.50331411195598,0,0,0,null,971696.49827788398,127571.03799939278]
[453,"CdaTgs117",1,1.0630630630630629,9009.0090090089761,0,"GS",15,1,1,1,1,1,1,1,1,1,1,1,1,540.54054054053859,0,96412.201675359567,0,0,0,1,0,null,null,85.59134234444025,null,93008.029232841014,1,null,null,13.708,11.574999999999999,12.50331411195598,0,0,0,null,884156.31483338226,116078.157158035]
[454,"CdaNgs117",1,1.0630630630630629,9009.0090090089761,0,"GS",15,1,1,1,1,1,1,1,1,1,1,1,1,540.54054054053859,0,96412.201675359567,0,0,0,1,0,null,null,85.59134234444025,null,93008.029232841014,1,null,null,13.708,11.574999999999999,12.50331411195598,0,0,0,null,884156.31483338226,116078.157158035]
[455,"CgrTgs117",1,0.6,7407.4074074073815,0,"GS",15,1,1,1,1,1,1,1,1,1,1,1,1,444.44444444444287,0,79272.254710851208,0,0,0,1,0,null,null,85.59134234444025,null,76473.268480335959,1,null,null,13.708,11.574999999999999,12.50331411195598,0,0,0,null,726972.98915560218,95442.042848218305]
[456,"CgrNgs117",1,0.6,7407.4074074073815,0,"GS",15,1,1,1,1,1,1,1,1,1,1,1,1,444.44444444444287,0,79272.254710851208,0,0,0,1,0,null,null,85.59134234444025,null,76473.268480335959,1,null,null,13.708,11.574999999999999,12.50331411195598,0,0,0,null,726972.98915560218,95442.042848218305]
[457,"CheTgs117",1,1.0347222222222221,6944.4444444444198,0,"GS",15,1,1,1,1,1,1,1,1,1,1,1,1,416.66666666666521,0,74317.738791423006,0,0,0,1,0,null,null,85.59134234444025,null,71693.68920031497,1,null,null,13.708,11.574999999999999,12.50331411195598,0,0,0,null,681537.18783077458,89476.916548375622]
[458,"CheNgs117",1,1.0347222222222221,6944.4444444444198,0,"GS",15,1,1,1,1,1,1,1,1,1,1,1,1,416.66666666666521,0,74317.738791423006,0,0,0,1,0,null,null,85.59134234444025,null,71693.68920031497,1,null,null,13.708,11.574999999999999,12.50331411195598,0,0,0,null,681537.18783077458,89476.916548375622]
[459,"ChoTgs117",1,1.0099009900990101,9900.9900990098668,0,"GS",15,1,1,1,1,1,1,1,1,1,1,1,1,594.059405940592,0,105957.96421747439,0,0,0,1,0,null,null,85.591342344440235,null,102216.74499846887,1,null,null,13.708,11.574999999999999,12.50331411195598,0,0,0,null,971696.49827788398,127571.03799939278]
[460,"ChoNgs117",1,1.0099009900990101,9900.9900990098668,0,"GS",15,1,1,1,1,1,1,1,1,1,1,1,1,594.059405940592,0,105957.96421747439,0,0,0,1,0,null,null,85.591342344440235,null,102216.74499846887,1,null,null,13.708,11.574999999999999,12.50331411195598,0,0,0,null,971696.49827788398,127571.03799939278]
[461,"CinTgs117",1,1.0810810810810811,9009.0090090089761,0,"GS",15,1,1,1,1,1,1,1,1,1,1,1,1,540.54054054053859,0,96412.201675359567,0,0,0,1,0,null,null,85.59134234444025,null,93008.029232841014,1,null,null,13.708,11.574999999999999,12.50331411195598,0,0,0,null,884156.31483338226,116078.157158035]
[462,"CinNgs117",1,1.0810810810810811,9009.0090090089761,0,"GS",15,1,1,1,1,1,1,1,1,1,1,1,1,540.54054054053859,0,96412.201675359567,0,0,0,1,0,null,null,85.59134234444025,null,93008.029232841014,1,null,null,13.708,11.574999999999999,12.50331411195598,0,0,0,null,884156.31483338226,116078.157158035]
[463,"CloTgs117",1,1.1682242990654206,9345.7943925233303,0,"GS",15,1,1,1,1,1,1,1,1,1,1,1,1,560.74766355139991,0,100016.3961305132,0,0,0,1,0,null,null,85.591342344440235,null,96484.964905096756,1,null,null,13.708,11.574999999999999,12.50331411195598,0,0,0,null,917208.90030943882,120417.52922041979]
[464,"CloNgs117",1,1.1682242990654206,9345.7943925233303,0,"GS",15,1,1,1,1,1,1,1,1,1,1,1,1,560.74766355139991,0,100016.3961305132,0,0,0,1,0,null,null,85.591342344440235,null,96484.964905096756,1,null,null,13.708,11.574999999999999,12.50331411195598,0,0,0,null,917208.90030943882,120417.52922041979]
[465,"CmiTgs117",1,1.0630630630630629,9009.0090090089761,0,"GS",15,1,1,1,1,1,1,1,1,1,1,1,1,540.54054054053859,0,96412.201675359567,0,0,0,1,0,null,null,85.59134234444025,null,93008.029232841014,1,null,null,13.708,11.574999999999999,12.50331411195598,0,0,0,null,884156.31483338226,116078.157158035]
[466,"CmiNgs117",1,1.0630630630630629,9009.0090090089761,0,"GS",15,1,1,1,1,1,1,1,1,1,1,1,1,540.54054054053859,0,96412.201675359567,0,0,0,1,0,null,null,85.59134234444025,null,93008.029232841014,1,null,null,13.708,11.574999999999999,12.50331411195598,0,0,0,null,884156.31483338226,116078.157158035]
[467,"CofTgs117",1,1.0630630630630629,9009.0090090089761,0,"GS",15,1,1,1,1,1,1,1,1,1,1,1,1,540.54054054053859,0,96412.201675359567,0,0,0,1,0,null,null,85.59134234444025,null,93008.029232841014,1,null,null,13.708,11.574999999999999,12.50331411195598,0,0,0,null,884156.31483338226,116078.157158035]
[468,"CofNgs117",1,1.0630630630630629,9009.0090090089761,0,"GS",15,1,1,1,1,1,1,1,1,1,1,1,1,540.54054054053859,0,96412.201675359567,0,0,0,1,0,null,null,85.59134234444025,null,93008.029232841014,1,null,null,13.708,11.574999999999999,12.50331411195598,0,0,0,null,884156.31483338226,116078.157158035]
[469,"CreTgs117",1,0.37313432835820892,7462.6865671641526,0,"GS",15,1,1,1,1,1,1,1,1,1,1,1,1,447.76119402984915,0,79863.838701230692,0,0,0,1,0,null,null,85.591342344440235,null,77043.964513771309,1,null,null,13.708,11.574999999999999,12.50331411195598,0,0,0,null,732398.10081874591,96154.289035537513]
[470,"CreNgs117",1,0.37313432835820892,7462.6865671641526,0,"GS",15,1,1,1,1,1,1,1,1,1,1,1,1,447.76119402984915,0,79863.838701230692,0,0,0,1,0,null,null,85.591342344440235,null,77043.964513771309,1,null,null,13.708,11.574999999999999,12.50331411195598,0,0,0,null,732398.10081874591,96154.289035537513]
[471,"CrtTgs117",1,0.55244755244755239,6993.0069930069676,0,"GS",15,1,1,1,1,1,1,1,1,1,1,1,1,419.58041958041809,0,74837.443258495885,0,0,0,1,0,null,null,85.591342344440235,null,72195.043670247222,1,null,null,13.708,11.574999999999999,12.50331411195598,0,0,0,null,686303.16852218576,90102.627462190721]
[472,"CrtNgs117",1,0.55244755244755239,6993.0069930069676,0,"GS",15,1,1,1,1,1,1,1,1,1,1,1,1,419.58041958041809,0,74837.443258495885,0,0,0,1,0,null,null,85.591342344440235,null,72195.043670247222,1,null,null,13.708,11.574999999999999,12.50331411195598,0,0,0,null,686303.16852218576,90102.627462190721]
[473,"CscTgs117",1,1.0388349514563107,9708.7378640776351,0,"GS",15,1,1,1,1,1,1,1,1,1,1,1,1,582.52427184465819,0,103900.52801907681,0,0,0,1,0,null,null,85.591342344440235,null,100231.95383345004,1,null,null,13.708,11.574999999999999,12.50331411195598,0,0,0,null,952828.66035523615,125093.9377187369]
[474,"CscNgs117",1,1.0388349514563107,9708.7378640776351,0,"GS",15,1,1,1,1,1,1,1,1,1,1,1,1,582.52427184465819,0,103900.52801907681,0,0,0,1,0,null,null,85.591342344440235,null,100231.95383345004,1,null,null,13.708,11.574999999999999,12.50331411195598,0,0,0,null,952828.66035523615,125093.9377187369]
[475,"CwaTgs117",1,0.72549019607843146,6535.9477124182777,0,"GS",15,1,1,1,1,1,1,1,1,1,1,1,1,392.15686274509665,0,69946.107097809887,0,0,0,1,0,null,null,85.591342344440235,null,67476.413365002314,1,null,null,13.708,11.574999999999999,12.50331411195598,0,0,0,null,641446.74801474542,84213.566283918437]
[476,"CwaNgs117",1,0.72549019607843146,6535.9477124182777,0,"GS",15,1,1,1,1,1,1,1,1,1,1,1,1,392.15686274509665,0,69946.107097809887,0,0,0,1,0,null,null,85.591342344440235,null,67476.413365002314,1,null,null,13.708,11.574999999999999,12.50331411195598,0,0,0,null,641446.74801474542,84213.566283918437]
[477,"CasEgs118",1,0.43274853801169588,5847.9532163742688,0,"GS",5,0.57723342209516748,0.60437372201316453,0.83705124089372529,1.0970310586362544,1.2026142145897361,1.2026142145897361,1.2889868661351127,1.2890846405144394,1.2453007447106357,1.1191895620457397,0.77552819282287611,0.85362126693691953,294.05380555225247,0,1089.6807235480005,0,0,0,1,0,null,null,1.4902881112818687,null,-1120.0452479114133,0,null,null,13.708,11.574999999999999,12.50331411195598,0,0,0,null,0,0]
[478,"CasNgs118",1,0.43274853801169588,5847.9532163742688,0,"GS",5,0.57723342209516748,0.60437372201316453,0.83705124089372529,1.0970310586362544,1.2026142145897361,1.2026142145897361,1.2889868661351127,1.2890846405144394,1.2453007447106357,1.1191895620457397,0.77552819282287611,0.85362126693691953,294.05380555225247,0,1089.6807235480005,0,0,0,1,0,null,null,1.4902881112818687,null,-1120.0452479114133,0,null,null,13.708,11.574999999999999,12.50331411195598,0,0,0,null,0,0]
[479,"CcoEgs118",1,1.0099009900990097,9900.9900990098995,0,"GS",5,0.57723342209516748,0.60437372201316453,0.83705124089372529,1.0970310586362544,1.2026142145897361,1.2026142145897361,1.2889868661351127,1.2890846405144394,1.2453007447106357,1.1191895620457397,0.77552819282287611,0.85362126693691953,497.85347276668489,0,1844.9049873931492,0,0,0,1,0,null,null,1.4902881112818684,null,-1896.3142316123929,0,null,null,13.708,11.574999999999999,12.50331411195598,0,0,0,null,0,0]
[480,"CcoNgs118",1,1.0099009900990097,9900.9900990098995,0,"GS",5,0.57723342209516748,0.60437372201316453,0.83705124089372529,1.0970310586362544,1.2026142145897361,1.2026142145897361,1.2889868661351127,1.2890846405144394,1.2453007447106357,1.1191895620457397,0.77552819282287611,0.85362126693691953,497.85347276668489,0,1844.9049873931492,0,0,0,1,0,null,null,1.4902881112818684,null,-1896.3142316123929,0,null,null,13.708,11.574999999999999,12.50331411195598,0,0,0,null,0,0]
[481,"CdaEgs118",1,1.0630630630630631,9009.0090090090089,0,"GS",5,0.57723342209516748,0.60437372201316453,0.83705124089372529,1.0970310586362544,1.2026142145897361,1.2026142145897361,1.2889868661351127,1.2890846405144394,1.2453007447106357,1.1191895620457397,0.77552819282287611,0.85362126693691953,453.00180855347003,0,1678.6973308712438,0,0,0,1,0,null,null,1.4902881112818684,null,-1725.4751116473126,0,null,null,13.708,11.574999999999999,12.50331411195598,0,0,0,null,0,0]
[482,"CdaNgs118",1,1.0630630630630631,9009.0090090090089,0,"GS",5,0.57723342209516748,0.60437372201316453,0.83705124089372529,1.0970310586362544,1.2026142145897361,1.2026142145897361,1.2889868661351127,1.2890846405144394,1.2453007447106357,1.1191895620457397,0.77552819282287611,0.85362126693691953,453.00180855347003,0,1678.6973308712438,0,0,0,1,0,null,null,1.4902881112818684,null,-1725.4751116473126,0,null,null,13.708,11.574999999999999,12.50331411195598,0,0,0,null,0,0]
[483,"CgrEgs118",1,0.6,7407.4074074074069,0,"GS",5,0.57723342209516748,0.60437372201316453,0.83705124089372529,1.0970310586362544,1.2026142145897361,1.2026142145897361,1.2889868661351127,1.2890846405144394,1.2453007447106357,1.1191895620457397,0.77552819282287611,0.85362126693691953,372.4681536995198,0,1380.2622498274673,0,0,0,1,0,null,null,1.4902881112818684,null,-1418.7239806877901,0,null,null,13.708,11.574999999999999,12.50331411195598,0,0,0,null,0,0]
[484,"CgrNgs118",1,0.6,7407.4074074074069,0,"GS",5,0.57723342209516748,0.60437372201316453,0.83705124089372529,1.0970310586362544,1.2026142145897361,1.2026142145897361,1.2889868661351127,1.2890846405144394,1.2453007447106357,1.1191895620457397,0.77552819282287611,0.85362126693691953,372.4681536995198,0,1380.2622498274673,0,0,0,1,0,null,null,1.4902881112818684,null,-1418.7239806877901,0,null,null,13.708,11.574999999999999,12.50331411195598,0,0,0,null,0,0]
[485,"CheEgs118",1,1.0347222222222223,6944.4444444444443,0,"GS",5,0.57723342209516748,0.60437372201316453,0.83705124089372529,1.0970310586362544,1.2026142145897361,1.2026142145897361,1.2889868661351127,1.2890846405144394,1.2453007447106357,1.1191895620457397,0.77552819282287611,0.85362126693691953,349.18889409329984,0,1293.9958592132505,0,0,0,1,0,null,null,1.4902881112818682,null,-1330.0537318948036,0,null,null,13.708,11.574999999999999,12.50331411195598,0,0,0,null,0,0]
[486,"CheNgs118",1,1.0347222222222223,6944.4444444444443,0,"GS",5,0.57723342209516748,0.60437372201316453,0.83705124089372529,1.0970310586362544,1.2026142145897361,1.2026142145897361,1.2889868661351127,1.2890846405144394,1.2453007447106357,1.1191895620457397,0.77552819282287611,0.85362126693691953,349.18889409329984,0,1293.9958592132505,0,0,0,1,0,null,null,1.4902881112818682,null,-1330.0537318948036,0,null,null,13.708,11.574999999999999,12.50331411195598,0,0,0,null,0,0]
[487,"ChoEgs118",1,1.0099009900990097,9900.9900990098995,0,"GS",5,0.57723342209516748,0.60437372201316453,0.83705124089372529,1.0970310586362544,1.2026142145897361,1.2026142145897361,1.2889868661351127,1.2890846405144394,1.2453007447106357,1.1191895620457397,0.77552819282287611,0.85362126693691953,497.85347276668489,0,1844.9049873931492,0,0,0,1,0,null,null,1.4902881112818684,null,-1896.3142316123929,0,null,null,13.708,11.574999999999999,12.50331411195598,0,0,0,null,0,0]
[488,"ChoNgs118",1,1.0099009900990097,9900.9900990098995,0,"GS",5,0.57723342209516748,0.60437372201316453,0.83705124089372529,1.0970310586362544,1.2026142145897361,1.2026142145897361,1.2889868661351127,1.2890846405144394,1.2453007447106357,1.1191895620457397,0.77552819282287611,0.85362126693691953,497.85347276668489,0,1844.9049873931492,0,0,0,1,0,null,null,1.4902881112818684,null,-1896.3142316123929,0,null,null,13.708,11.574999999999999,12.50331411195598,0,0,0,null,0,0]
[489,"CinEgs118",1,1.0810810810810809,9009.0090090090089,0,"GS",5,0.57723342209516748,0.60437372201316453,0.83705124089372529,1.0970310586362544,1.2026142145897361,1.2026142145897361,1.2889868661351127,1.2890846405144394,1.2453007447106357,1.1191895620457397,0.77552819282287611,0.85362126693691953,453.00180855347003,0,1678.6973308712438,0,0,0,1,0,null,null,1.4902881112818684,null,-1725.4751116473126,0,null,null,13.708,11.574999999999999,12.50331411195598,0,0,0,null,0,0]
[490,"CinNgs118",1,1.0810810810810809,9009.0090090090089,0,"GS",5,0.57723342209516748,0.60437372201316453,0.83705124089372529,1.0970310586362544,1.2026142145897361,1.2026142145897361,1.2889868661351127,1.2890846405144394,1.2453007447106357,1.1191895620457397,0.77552819282287611,0.85362126693691953,453.00180855347003,0,1678.6973308712438,0,0,0,1,0,null,null,1.4902881112818684,null,-1725.4751116473126,0,null,null,13.708,11.574999999999999,12.50331411195598,0,0,0,null,0,0]
[497,"CreEgs118",1,0.37313432835820898,7462.686567164179,0,"GS",5,0.57723342209516748,0.60437372201316453,0.83705124089372529,1.0970310586362544,1.2026142145897361,1.2026142145897361,1.2889868661351127,1.2890846405144394,1.2453007447106357,1.1191895620457397,0.77552819282287611,0.85362126693691953,375.24776678682969,0,1390.5627143784186,0,0,0,1,0,null,null,1.4902881112818684,null,-1429.311473080983,0,null,null,13.708,11.574999999999999,12.50331411195598,0,0,0,null,0,0]
[540,"CgrNgs120",1,0.6,7407.407407407447,0,"GS",8,1,1,1,1,1,1,1,1,1,1,1,1,444.44444444444684,0,31271.376917814912,0,0,0,1,0,null,null,33.764135221302311,null,28472.390687299641,1,null,null,13.708,11.574999999999999,12.50331411195598,0,0,0,null,413000.22874894715,36541.62806079899]
[561,"CasTgs121",1,0.43274853801169594,5847.9532163742624,0,"GS",7,0.53600000000000003,0.63800000000000001,0.81100000000000005,0.88200000000000001,1.0329999999999999,1.022,1.038,1.0509999999999999,1.0349999999999999,1.0169999999999999,0.878,0.56200000000000006,350.87719298245577,0,1617.0121225377563,0,0,0,1,0,null,null,2.2114862545887082,null,-592.71384892165509,0,null,null,13.708,11.574999999999999,12.50331411195598,0,0,0,null,0,0]
[577,"CmiTgs121",1,1.0630630630630631,9009.009009008998,0,"GS",7,0.53600000000000003,0.63800000000000001,0.81100000000000005,0.88200000000000001,1.0329999999999999,1.022,1.038,1.0509999999999999,1.0349999999999999,1.0169999999999999,0.878,0.56200000000000006,540.54054054053995,0,2491.0727293149216,0,0,0,1,0,null,null,2.2114862545887077,null,-913.09971320363093,0,null,null,13.708,11.574999999999999,12.50331411195598,0,0,0,null,0,0]
[625,"CheTgs123",1,1.0347222222222221,6944.4444444444443,0,"GS",10,0.57723342209516748,0.60437372201316453,0.83705124089372529,1.0970310586362544,1.2026142145897361,1.2026142145897361,1.2889868661351127,1.2890846405144394,1.2453007447106357,1.1191895620457397,0.77552819282287611,0.85362126693691953,416.66666666666669,0,6038.6473429951684,0,0,0,1,0,null,null,6.9546778526487181,null,3414.5977518871146,1,null,null,13.708,11.574999999999999,12.50331411195598,0,0,0,null,0,0]
[646,"CasNgs124",1,0.43274853801169594,5847.9532163742697,0,"GS",15,1,1,1,1,1,1,1,1,1,1,1,1,294.05380555225247,0,3427.8002311295127,0,0,0,1,0,null,null,4.687987794873135,null,1218.0742596700984,1,null,null,13.708,11.574999999999999,12.50331411195598,0,0,0,null,0,0]
[662,"CmiNgs124",1,1.0630630630630631,9009.0090090090089,0,"GS",15,1,1,1,1,1,1,1,1,1,1,1,1,453.00180855347003,0,3391.8663468984669,0,0,0,1,0,null,null,3.0111789653089969,null,-12.306095620089309,0,null,null,13.708,11.574999999999999,12.50331411195598,0,0,0,null,0,0]
[683,"ChoTgs125",1,1.0099009900990101,9900.9900990099013,0,"GS",10,0.53600000000000003,0.63800000000000001,0.81100000000000005,0.88200000000000001,1.0329999999999999,1.022,1.038,1.0509999999999999,1.0349999999999999,1.0169999999999999,0.878,0.56200000000000006,594.05940594059416,0,3096.1165821676004,0,0,0,1,0,null,null,2.5009991111069398,null,-645.10263683794233,0,null,null,13.708,11.574999999999999,12.50331411195598,0,0,0,null,0,0]
[726,"CscNgs201",1,0.32414687439359158,3144.7290567543528,0,"GS",30,1,1,1,1,1,1,1,1,1,1,1,1,188.68374340526117,0,23237.342389500274,0,0,0,1,0,null,null,59.098720966787312,null,22049.06519014512,1,null,null,13.708,11.574999999999999,12.50331411195598,0,0,0,null,123490.65070080027,21256.220842420604]
[747,"CofEgs202",1,8.795576894181327E-2,3041.0523915306303,0,"GS",30,1,1,1,1,1,1,1,1,1,1,1,1,182.46314349183783,0,24349.733344100863,0,0,0,1,0,null,null,64.039092002955641,null,23200.63173512795,1,null,null,13.708,11.574999999999999,12.50331411195598,0,0,0,null,133015.40015331566,22895.698622175147]
[768,"ChoNgs203",1,2.0246303962564546E-2,5037.3695790306147,0,"GS",30,1,1,1,1,1,1,1,1,1,1,1,1,302.24217474183689,0,18478.138128568229,0,0,0,1,0,null,null,29.337915430361903,null,16574.701836455606,1,null,null,13.708,11.574999999999999,12.50331411195598,0,0,0,null,62144.913306553528,10696.890768497864]
[811,"CwaEgs204",1,0.37724104187235785,3168.0348742440056,0,"GS",30,1,1,1,1,1,1,1,1,1,1,1,1,159.29893356282292,0,17213.734719791413,0,0,0,1,0,null,null,43.457026839871027,null,16016.651111033265,1,null,null,13.708,11.574999999999999,12.50331411195598,0,0,0,null,79562.016041232535,13694.864947615746]
[832,"CofNgs205",1,8.7978167076477917E-2,3041.0622226714063,0,"GS",30,1,1,1,1,1,1,1,1,1,1,1,1,152.91434223410985,0,4533.9081424026608,0,0,0,1,0,null,null,11.924008280779052,null,3384.8028186040133,1,null,null,13.708,11.574999999999999,12.50331411195598,0,0,0,null,0,0]
[853,"CinEgs206",1,3.7144930534218426E-2,5125.2048437646872,0,"GS",30,1,1,1,1,1,1,1,1,1,1,1,1,257.71170404099729,0,15439.826157223779,0,0,0,1,0,null,null,24.093840800974387,null,13503.200156077672,1,null,null,13.708,11.574999999999999,12.50331411195598,0,0,0,null,38905.962334900483,6696.8124532862585]
[869,"CasEgs207",1,1.3128370172539261,3578.7170380333832,0,"GS",20,0.57723342209516748,0.60437372201316453,0.83705124089372529,1.0970310586362544,1.2026142145897361,1.2026142145897361,1.2889868661351127,1.2890846405144394,1.2453007447106357,1.1191895620457397,0.77552819282287611,0.85362126693691953,214.723022282003,0,46743.87258919634,0,0,0,1,0,null,null,104.4653315102633,null,45391.607328026956,1,null,null,13.708,11.574999999999999,12.50331411195598,0,0,0,null,361056.25766607496,54303.289496402096]
[917,"CreEgs208",1,0.45737697640551017,4121.4794675995072,0,"GS",30,0.57723342209516748,0.60437372201316453,0.83705124089372529,0,0,0,0,0,0,0,0.77552819282287611,0.85362126693691953,247.28876805597045,0,24625.790991291604,0,0,0,1,0,null,null,47.787235443263967,null,23068.435813604683,1,null,null,13.708,11.574999999999999,12.50331411195598,0,0,0,null,119657.50701678114,20596.428799817721]
[933,"CheEgs209",1,0.14342106015858147,5677.6042896857516,0,"GS",25,1,1,1,1,1,1,1,1,1,1,1,1,285.48811627412289,0,10719.210999910143,0,0,0,1,0,null,null,15.099847376741053,null,8573.8536089755962,1,null,null,13.708,11.574999999999999,12.50331411195598,0,0,0,null,5395.0831565503904,875.59828086152731]
[954,"CasNgs210",1,0.87101407191942815,3384.7777650002904,0,"GS",20,1,1,1,1,1,1,1,1,1,1,1,1,170.19745984973412,0,12081.594432152848,0,0,0,1,0,null,null,28.547557185121672,null,10802.611673878195,1,null,null,13.708,11.574999999999999,12.50331411195598,0,0,0,null,58359.070958355544,8777.2735071208881]
[1002,"CreNgs211",1,0,3526.354208738177,0,"GS",15,1,1,1,1,1,1,1,1,1,1,1,1,211.58125252429062,0,2026.5082541679053,0,0,0,1,0,null,null,4.5961828917610701,null,694.02897615391771,1,null,null,13.708,11.574999999999999,12.50331411195598,0,0,0,null,0,0]
[1018,"CheNgs212",1,0.48088362477317909,7431.658893423506,0,"GS",20,0.57723342209516748,0.60437372201316453,0.83705124089372529,1.0970310586362544,1.2026142145897361,1.2026142145897361,1.2889868661351127,1.2890846405144394,1.2453007447106357,1.1191895620457397,0.77552819282287611,0.85362126693691953,373.68759603933938,0,7739.1302381829964,0,0,0,1,0,null,null,8.3287772224002019,null,4930.980264984878,1,null,null,13.708,11.574999999999999,12.50331411195598,0,0,0,null,0,0]
[1039,"CcoEgs213",1,0.16014083074905633,5764.5099134740813,0,"GS",10,1,1,1,1,1,1,1,1,1,1,1,1,345.87059480844488,0,55594.854820936358,0,0,0,1,0,null,null,77.134215752970135,null,53416.658998016195,1,null,null,13.708,11.574999999999999,12.50331411195598,0,0,0,null,695912.63421857811,71732.738386464815]
[1082,"CmiNgs214",1,12.363787952135546,8429.5591988774486,0,"GS",20,1,1,1,1,1,1,1,1,1,1,1,1,505.77355193264691,0,86304.180605680012,0,0,0,1,0,null,null,81.884523636613793,null,83118.960888538903,1,null,null,13.708,11.574999999999999,12.50331411195598,0,0,0,null,640728.45754555694,96366.320150746935]
[1103,"ChoEgs215",1,0,4932.1338336334702,0,"GS",10,1,1,1,1,1,1,1,1,1,1,1,1,295.92803001800826,0,198169.10658442107,0,0,0,1,0,null,null,321.34826316554472,null,196305.43500162227,1,null,null,13.708,11.574999999999999,12.50331411195598,0,0,0,null,2702538.059665293,278570.10504072177]
[1124,"CcoNgs301",1,0,4932.1338393812839,0,"GS",10,1.0062777414973603,0.98564281026156741,1.0265347938683682,1.0441196275961266,1.0994476760618126,1.0901464119048656,1.0679338408439019,1.0965343851174858,1.0642381511272074,1.0546811027982033,1.0276723440678304,1.0296503063189142,248.00347596869156,0,750.29590553159755,0,0,0,1,0,null,null,1.2166693889751443,null,-1113.3756794390888,0,null,null,13.708,11.574999999999999,12.50331411195598,0,0,0,null,0,0]
[1140,"CofNgs301",1,0,3002.4439883901418,0,"GS",10,1.0062777414973603,0.98564281026156741,1.0265347938683682,1.0441196275961266,1.0994476760618126,1.0901464119048656,1.0679338408439019,1.0965343851174858,1.0642381511272074,1.0546811027982033,1.0276723440678304,1.0296503063189142,150.97249380715633,0,628.47366265670598,0,0,0,1,0,null,null,1.6741217026814399,null,-506.03925383193211,0,null,null,13.708,11.574999999999999,12.50331411195598,0,0,0,null,0,0]
[1188,"CscNgs303",1,0,3002.4439895124242,0,"GS",23,1,1,1,1,1,1,1,1,1,1,1,1,180.14663937074545,0,5504.4226597717943,0,0,0,1,0,null,null,14.662624672379547,null,4369.9097428590867,1,null,null,13.708,11.574999999999999,12.50331411195598,0,0,0,null,3068.4309523466072,484.85768069649816]
[1209,"CofTgs304",1,0,3002.4439893026747,0,"GS",23,1.0062777414973603,0.98564281026156741,1.0265347938683682,1.0441196275961266,1.0994476760618126,1.0901464119048656,1.0679338408439019,1.0965343851174858,1.0642381511272074,1.0546811027982033,1.0276723440678304,1.0296503063189142,180.14663935816051,0,1984.9630285094095,0,0,0,1,0,null,null,5.2875241740290315,null,850.45011167595885,1,null,null,13.708,11.574999999999999,12.50331411195598,0,0,0,null,0,0]
[1225,"CgrTgs305",1,0,3526.3542081747942,0,"GS",23,1.0062777414973603,0.98564281026156741,1.0265347938683682,1.0441196275961266,1.0994476760618126,1.0901464119048656,1.0679338408439019,1.0965343851174858,1.0642381511272074,1.0546811027982033,1.0276723440678304,1.0296503063189142,211.58125249048769,0,3799.9440395598463,0,0,0,1,0,null,null,8.6183896616972042,null,2467.4647617587407,1,null,null,13.708,11.574999999999999,12.50331411195598,0,0,0,null,0,0]
[1273,"CwaTgs306",1,0,3002.4439894073776,0,"GS",23,1.0062777414973603,0.98564281026156741,1.0265347938683682,1.0441196275961266,1.0994476760618126,1.0901464119048656,1.0679338408439019,1.0965343851174858,1.0642381511272074,1.0546811027982033,1.0276723440678304,1.0296503063189142,180.14663936444268,0,17534.656052990624,0,0,0,1,0,null,null,46.70863710235583,null,16400.143136117611,1,null,null,13.708,11.574999999999999,12.50331411195598,0,0,0,null,103039.51960707945,16281.775041593475]
[1289,"CloTgs307",1,0,5221.6594433711034,0,"GS",23,1.0062777414973603,0.98564281026156741,1.0265347938683682,1.0441196275961266,1.0994476760618126,1.0901464119048656,1.0679338408439019,1.0965343851174858,1.0642381511272074,1.0546811027982033,1.0276723440678304,1.0296503063189142,313.29956660226622,0,9058.7303929031441,0,0,0,1,0,null,null,13.875020990522716,null,7085.657753774326,1,null,null,13.708,11.574999999999999,12.50331411195598,0,0,0,null,1063.3272033840185,168.02149686959334]
[1310,"CgrNgs308",1,0,3526.354207869972,0,"GS",15,1.0062777414973603,0.98564281026156741,1.0265347938683682,1.0441196275961266,1.0994476760618126,1.0901464119048656,1.0679338408439019,1.0965343851174858,1.0642381511272074,1.0546811027982033,1.0276723440678304,1.0296503063189142,177.31637654794125,0,412.16758276357285,0,0,0,1,0,null,null,0.93480872283972394,null,-920.31169492235176,0,null,null,13.708,11.574999999999999,12.50331411195598,0,0,0,null,0,0]
[1331,"CasEgs309",1,15.550574776285483,9828.4071399584464,0,"GS",15,1.0062777414973603,0.98564281026156741,1.0265347938683682,1.0441196275961266,1.0994476760618126,1.0901464119048656,1.0679338408439019,1.0965343851174858,1.0642381511272074,1.0546811027982033,1.0276723440678304,1.0296503063189142,494.20376926571254,0,5524.5896256872611,0,0,0,1,0,null,null,4.4956422391490278,null,1810.7968315806538,1,null,null,13.708,11.574999999999999,12.50331411195598,0,0,0,null,0,0]
[1374,"CloNgs310",1,0.41053695838630505,5522.7015531978532,0,"GS",15,1,1,1,1,1,1,1,1,1,1,1,1,277.69911087866507,0,6150.4436035757362,0,0,0,1,0,null,null,8.9069645583750514,null,4063.6182472185242,1,null,null,13.708,11.574999999999999,12.50331411195598,0,0,0,null,0,0]
[1395,"CheEgs311",1,0,4932.1338406936102,0,"GS",10,1,1,1,1,1,1,1,1,1,1,1,1,248.00347603467952,0,7386.2469480306036,0,0,0,1,0,null,null,11.977435159161121,null,5522.5753625640373,1,null,null,13.708,11.574999999999999,12.50331411195598,0,0,0,null,33243.358374080839,3426.6329020065591]
[1416,"CasNgs312",0,5.7944087240000002,2543.4699999999998,0,"GS",10,1,1,1,1,1,1,1,1,1,1,1,1,127.89381261016587,0,2849.8724740932639,0,0,0,1,0,null,null,8.9613546553397843,null,1888.7889105498973,1,null,null,13.708,11.574999999999999,12.50331411195598,0,0,0,null,3723.4091864110815,383.79866083979721]
[1459,"CmiEgs313",1,0.71209699109639468,3545.5611216245493,0,"GS",10,1,1,1,1,1,1,1,1,1,1,1,1,178.28216164803973,0,14251.444199736219,0,0,0,1,0,null,null,32.147614985569284,null,12911.707337287779,1,null,null,13.708,11.574999999999999,12.50331411195598,0,0,0,null,149003.3295197807,15358.848696799965]
[1480,"CheNgs314",1,0,4932.1338349961625,0,"GS",15,1,1,1,1,1,1,1,1,1,1,1,1,248.00347574819361,0,5237.2576766069278,0,0,0,1,0,null,null,8.4926641022429141,null,3373.5860932932173,1,null,null,13.708,11.574999999999999,12.50331411195598,0,0,0,null,0,0]
[1496,"CscNgs314",1,0,3002.4439895121541,0,"GS",15,1,1,1,1,1,1,1,1,1,1,1,1,150.97249386357467,0,2993.3337646676778,0,0,0,1,0,null,null,7.973611806965895,null,1858.8208477550725,1,null,null,13.708,11.574999999999999,12.50331411195598,0,0,0,null,0,0]
[1517,"CofEgs315",0,9.811836886,4306.93,0,"GS",15,1,1,1,1,1,1,1,1,1,1,1,1,216.56622580376484,0,4385.1009112729016,0,0,0,1,0,null,null,8.1430412887249783,null,2757.6708128908358,1,null,null,13.708,11.574999999999999,12.50331411195598,0,0,0,null,0,0]
[1565,"ChoEgs317",1,0.18074637223928422,5871.6128929884808,0,"GS",8,1,1,1,1,1,1,1,1,1,1,1,1,352.29677357930888,0,2104.311821192573,0,0,0,1,0,null,null,2.8663388999468102,null,-114.35426999015988,0,null,null,13.708,11.574999999999999,12.50331411195598,0,0,0,null,0,0]
[1581,"CwaEgs317",1,1.3028957492164264,3574.3532960007383,0,"GS",8,1,1,1,1,1,1,1,1,1,1,1,1,214.46119776004429,0,1281.0030277837218,0,0,0,1,0,null,null,2.8663388999465025,null,-69.613336114168817,0,null,null,13.708,11.574999999999999,12.50331411195598,0,0,0,null,0,0]
[1602,"CofNgs318",1,6.2524923963854073,5746.9909466193267,0,"GS",11,1,1,1,1,1,1,1,1,1,1,1,1,344.8194567971596,0,172.24112486183407,0,0,0,1,0,null,null,0.23970174646978318,null,-1999.334926213417,0,null,null,13.708,11.574999999999999,12.50331411195598,0,0,0,null,0,0]
[1645,"CgrEgs320",1,0,3526.354129512642,0,"GS",3,1.0062777414973603,0.98564281026156741,1.0265347938683682,1.0441196275961266,1.0994476760618126,1.0901464119048656,1.0679338408439019,1.0965343851174858,1.0642381511272074,1.0546811027982033,1.0276723440678304,1.0296503063189142,177.31637260788389,0,2439.8206615631811,0,0,0,1,0,null,null,5.5335882360789075,null,1107.3414134856032,1,null,null,13.708,11.574999999999999,12.50331411195598,0,0,0,null,44290.529105425972,3918.7582197933443]
[1666,"CwaNgs320",1,0,3002.443918959093,0,"GS",3,1.0062777414973603,0.98564281026156741,1.0265347938683682,1.0441196275961266,1.0994476760618126,1.0901464119048656,1.0679338408439019,1.0965343851174858,1.0642381511272074,1.0546811027982033,1.0276723440678304,1.0296503063189142,150.97249031594095,0,4737.8510894305045,0,0,0,1,0,null,null,12.620639475613698,null,3603.3381991773003,1,null,null,13.708,11.574999999999999,12.50331411195598,0,0,0,null,140660.18208538354,12445.397602558711]
[1687,"CreTgs321",1,0.114348411884937,3675.140947537479,0,"GS",15,1,1,1,1,1,1,1,1,1,1,1,1,220.50845685224874,0,3612.5780813250281,0,0,0,1,0,null,null,7.8617295776066376,null,2223.8777788314005,1,null,null,13.708,11.574999999999999,12.50331411195598,0,0,0,null,0,0]
[1730,"CgrNgs323",1,9.8371415564119297E-2,3654.3521633834216,0,"GS",15,1,1,1,1,1,1,1,1,1,1,1,1,219.2611298030053,0,7037.3801927207878,0,0,0,1,0,null,null,15.401941705563589,null,5656.5352055076701,1,null,null,13.708,11.574999999999999,12.50331411195598,0,0,0,null,21944.415722637117,2881.0146964494097]
[1751,"CasTgs324",1,0,3002.4439912287444,0,"GS",15,1,1,1,1,1,1,1,1,1,1,1,1,180.14663947372469,0,3311.1845697922804,0,0,0,1,0,null,null,8.8202995193138101,null,2176.6716522310389,1,null,null,13.708,11.574999999999999,12.50331411195598,0,0,0,null,0,0]
[1772,"CreNgs324",1,0,3526.3542073999047,0,"GS",15,1,1,1,1,1,1,1,1,1,1,1,1,211.58125244399429,0,2398.8554990828757,0,0,0,1,0,null,null,5.4406778685454249,null,1066.3762215745721,1,null,null,13.708,11.574999999999999,12.50331411195598,0,0,0,null,0,0]
[1788,"CheNgs325",1,3.7930913725576748E-2,5129.2902049364993,0,"GS",15,1,1,1,1,1,1,1,1,1,1,1,1,307.75741229618995,0,1869.1188638661147,0,0,0,1,0,null,null,2.914435897404505,null,-69.050844684981485,0,null,null,13.708,11.574999999999999,12.50331411195598,0,0,0,null,0,0]
[1836,"CasNgs327",1,0,3002.4418096247109,0,"GS",10,1,1,1,1,1,1,1,1,1,1,1,1,150.97238425185674,0,3099.9310237081631,0,0,0,1,0,null,null,8.2575704885081809,null,1965.4189304946749,1,null,null,13.708,11.574999999999999,12.50331411195598,0,0,0,null,698.75031698567182,72.025238831990251]
[1852,"CmiNgs327",1,0,3002.4418096247109,0,"GS",10,1,1,1,1,1,1,1,1,1,1,1,1,150.97238425185677,0,8672.3616199295775,0,0,0,1,0,null,null,23.101364782219523,null,7537.8495267160888,1,null,null,13.708,11.574999999999999,12.50331411195598,0,0,0,null,78664.133651345881,8108.4800622222374]
[1873,"ChoEgs328",1,0.789595172663209,6851.7404375853421,0,"GS",10,1,1,1,1,1,1,1,1,1,1,1,1,344.52743990612652,0,2945.1284734692158,0,0,0,1,0,null,null,3.4377809473892995,null,356.1083095873114,1,null,null,13.708,11.574999999999999,12.50331411195598,0,0,0,null,0,0]
[1921,"CcoEgs330",0,7.6186439999999994E-2,396,0,"GS",15,1,1,1,1,1,1,1,1,1,1,1,1,23.76,0,313,0,0,0,1,0,null,null,6.3215562956083495,null,163.36619611665432,1,null,null,13.708,11.574999999999999,12.50331411195598,0,0,0,null,0,0]
[1937,"CofEgs330",0,0.53308733399999997,234,0,"GS",15,1,1,1,1,1,1,1,1,1,1,1,1,14.040000000000001,0,313,0,0,0,1,0,null,null,10.698018346414131,null,224.580024978023,1,null,null,13.708,11.574999999999999,12.50331411195598,0,0,0,null,0,0]
[1958,"ChoNgs331",1,8.546185169019822E-3,4976.5549908813528,0,"GS",25,1,1,1,1,1,1,1,1,1,1,1,1,298.59329945288118,0,172230.95958213645,0,0,0,1,0,null,null,276.79438259845602,null,170350.50288132779,1,null,null,13.708,11.574999999999999,12.50331411195598,0,0,0,null,1312519.6781962507,213016.1742604881]
[2001,"CwaTgs332",1,3.0414573883073975E-2,3015.7945265045842,0,"GS",15,1,1,1,1,1,1,1,1,1,1,1,1,180.94767159027506,0,3844.244011058212,0,0,0,1,0,null,null,10.194925488541864,null,2704.6864183020143,1,null,null,13.708,11.574999999999999,12.50331411195598,0,0,0,null,0,0]
[2022,"CofNgs333",1,3.4736185684845791,4527.197426292485,0,"GS",20,0.57723342209516748,0.60437372201316453,0.83705124089372529,1.0970310586362544,1.2026142145897361,1.2026142145897361,1.2889868661351127,1.2890846405144394,1.2453007447106357,1.1191895620457397,0.77552819282287611,0.85362126693691953,227.64197701859129,0,3137.348745730153,0,0,0,1,0,null,null,5.5425321564137011,null,1426.6877057628881,1,null,null,13.708,11.574999999999999,12.50331411195598,0,0,0,null,0,0]
[2043,"CinEgs334",1,0.28275840015362114,6401.8484805943181,0,"GS",20,1,1,1,1,1,1,1,1,1,1,1,1,321.90543231719062,0,184332.57370227666,0,0,0,1,0,null,null,230.28813045094765,null,181913.5511264278,1,null,null,13.708,11.574999999999999,12.50331411195598,0,0,0,null,1533401.4825525915,230625.40214516135]
[2059,"CasEgs335",1,0,-309.19999999999698,0,"GS",30,0.57723342209516748,0.60437372201316453,0.83705124089372529,1.0970310586362544,1.2026142145897361,1.2026142145897361,1.2889868661351127,1.2890846405144394,1.2453007447106357,1.1191895620457397,0.77552819282287611,0.85362126693691953,15.547565671725204,0,2781.66,0,0,0,1,0,null,null,-71.95142812075963,null,2898.4952832341664,1,null,null,13.708,11.574999999999999,12.50331411195598,0,0,0,null,24527.581755114894,4221.8879855158939]
[2107,"CreTgs336",1,0,3526.3542078519231,0,"GS",18,0.57723342209516748,0.60437372201316453,0.83705124089372529,1.0970310586362544,1.2026142145897361,1.2026142145897361,1.2889868661351127,1.2890846405144394,1.2453007447106357,1.1191895620457397,0.77552819282287611,0.85362126693691953,211.58125247111542,0,4590.1843717138145,0,0,0,1,0,null,null,10.410678980069086,null,3257.7050940347103,1,null,null,13.708,11.574999999999999,12.50331411195598,0,0,0,null,0,0]
[2128,"CinNgs337",1,0.28275455258646226,6401.8284823131135,0,"GS",15,1,1,1,1,1,1,1,1,1,1,1,1,384.10970893878687,0,2432.7084308215371,0,0,0,1,0,null,null,3.039211221670262,null,13.693411586039929,1,null,null,13.708,11.574999999999999,12.50331411195598,0,0,0,null,0,0]
[2144,"CasNgs338",1,0.87101324845240924,3384.777402862851,0,"GS",15,1.4642934035850563,1.390983597018502,1.4252994685226312,1.4319034391640282,1.4237894031075788,1.3901451134910312,1.2503752648303077,1.3782245597891407,1.4308728765503533,1.4735364224775085,1.411655598241391,1.4937785463243058,203.08664417177107,0,11951.946021846743,0,0,0,1,0,null,null,28.241214431846743,null,10672.963400410481,1,null,null,13.708,11.574999999999999,12.50331411195598,0,0,0,null,77372.243567589161,10157.963357645502]
[2165,"CrtTgs338",1,2.4285415952302718,4068.458312451723,0,"GS",15,1.4642934035850563,1.390983597018502,1.4252994685226312,1.4319034391640282,1.4237894031075788,1.3901451134910312,1.2503752648303077,1.3782245597891407,1.4308728765503533,1.4735364224775085,1.411655598241391,1.4937785463243058,244.10749874710339,0,31184.066011434301,0,0,0,1,0,null,null,61.302435487350465,null,29646.74557397731,1,null,null,13.708,11.574999999999999,12.50331411195598,0,0,0,null,269566.88390767161,35390.605246916304]
[2208,"CheNgs340",1,0,4932.1338415377268,0,"GS",12,0.57723342209516748,0.60437372201316453,0.83705124089372529,1.0970310586362544,1.2026142145897361,1.2026142145897361,1.2889868661351127,1.2890846405144394,1.2453007447106357,1.1191895620457397,0.77552819282287611,0.85362126693691953,295.92803049226359,0,657.84165557914389,0,0,0,1,0,null,null,1.0667468646504894,null,-1205.8299302063829,0,null,null,13.708,11.574999999999999,12.50331411195598,0,0,0,null,0,0]
[2229,"CcoTgs341",1,0,4932.1338311724121,0,"GS",8,0.57723342209516748,0.60437372201316453,0.83705124089372529,1.0970310586362544,1.2026142145897361,1.2026142145897361,1.2889868661351127,1.2890846405144394,1.2453007447106357,1.1191895620457397,0.77552819282287611,0.85362126693691953,295.92802987034474,0,943.07457825723145,0,0,0,1,0,null,null,1.5292766018534611,null,-920.59700361162481,0,null,null,13.708,11.574999999999999,12.50331411195598,0,0,0,null,0,0]
[2250,"CrtNgs341",1,0,3002.4439929075406,0,"GS",8,0.57723342209516748,0.60437372201316453,0.83705124089372529,1.0970310586362544,1.2026142145897361,1.2026142145897361,1.2889868661351127,1.2890846405144394,1.2453007447106357,1.1191895620457397,0.77552819282287611,0.85362126693691953,180.14663957445245,0,501.28166062909821,0,0,0,1,0,null,null,1.3353089489942891,null,-633.23125756649836,0,null,null,13.708,11.574999999999999,12.50331411195598,0,0,0,null,0,0]
[2293,"ChoTgs343",1,2.8351967453110416E-2,5079.5010000726961,0,"GS",15,0.57723342209516748,0.60437372201316453,0.83705124089372529,1.0970310586362544,1.2026142145897361,1.2026142145897361,1.2889868661351127,1.2890846405144394,1.2453007447106357,1.1191895620457397,0.77552819282287611,0.85362126693691953,304.77006000436177,0,3164.2203783809477,0,0,0,1,0,null,null,4.9821928165832432,null,1244.8641751735336,1,null,null,13.708,11.574999999999999,12.50331411195598,0,0,0,null,0,0]
[2314,"CcoNgs344",1,24.030419103376271,129836.85521941875,0,"GS",15,0.53600000000000003,0.63800000000000001,0.81100000000000005,0.88200000000000001,1.0329999999999999,1.022,1.038,1.0509999999999999,1.0349999999999999,1.0169999999999999,0.878,0.56200000000000006,7790.2113131651267,0,5931372.8630083436,0,0,0,1,0,null,null,365.3693362252323,null,5882312.3010620484,1,null,null,13.708,11.574999999999999,12.50331411195598,0,0,0,null,60426177.77005779,7933166.6154235806]
[2335,"CscEgs344",1,173.22129863496033,79038.360119734338,0,"GS",15,0.53600000000000003,0.63800000000000001,0.81100000000000005,0.88200000000000001,1.0329999999999999,1.022,1.038,1.0509999999999999,1.0349999999999999,1.0169999999999999,0.878,0.56200000000000006,4742.3016071840611,0,3610731.2023130506,0,0,0,1,0,null,null,365.3693362252979,null,3580865.5192892691,1,null,null,13.708,11.574999999999999,12.50331411195598,0,0,0,null,36784516.502280287,4829325.7831209116]
[2378,"CheNgs347",1,0.789595172663209,6851.7404375853421,0,"GS",10,1,1,1,1,1,1,1,1,1,1,1,1,344.52743990612657,0,5642.9144632616972,0,0,0,1,0,null,null,6.5868446841293107,null,3053.8942993797928,1,null,null,13.708,11.574999999999999,12.50331411195598,0,0,0,null,0,0]
[2399,"CcoEgs348",0,1.845014328,9589.9699999999993,0,"GS",10,1,1,1,1,1,1,1,1,1,1,1,1,482.21438669106078,0,6919,0,0,0,1,0,null,null,5.7703338458668751,null,3295.303812557655,1,null,null,13.708,11.574999999999999,12.50331411195598,0,0,0,null,0,0]
[2415,"CofEgs348",0,21.847399750000001,9589.9699999999993,0,"GS",10,1,1,1,1,1,1,1,1,1,1,1,1,482.21438669106078,0,6919,0,0,0,1,0,null,null,5.7703338458668751,null,3295.303812557655,1,null,null,13.708,11.574999999999999,12.50331411195598,0,0,0,null,0,0]
[2436,"ChoNgs349",1,0,4932.1455142563218,0,"GS",15,1.4642934035850563,1.390983597018502,1.4252994685226312,1.4319034391640282,1.4237894031075788,1.3901451134910312,1.2503752648303077,1.3782245597891407,1.4308728765503533,1.4735364224775085,1.411655598241391,1.4937785463243058,248.00406301877683,0,12251.017815334237,0,0,0,1,0,null,null,19.866032810751392,null,10387.341818858595,1,null,null,13.708,11.574999999999999,12.50331411195598,0,0,0,null,58519.6021628421,7682.8581809814596]
[2484,"CcoNgs401",0,6.1656210000000003E-2,622.79,0,"GS",8,1,1,1,1,1,1,1,1,1,1,1,1,37.367400000000004,0,400,0,0,0,1,0,null,null,5.1368066478562771,null,164.67061434214938,1,null,null,13.708,11.574999999999999,12.50331411195598,0,0,0,null,0,0]
[2500,"CofNgs401",0,5.6673889999999998E-2,622.79,0,"GS",8,1,1,1,1,1,1,1,1,1,1,1,1,37.367400000000004,0,400,0,0,0,1,0,null,null,5.1368066478562771,null,164.67061434214938,1,null,null,13.708,11.574999999999999,12.50331411195598,0,0,0,null,0,0]
[2521,"CinEgs402",0,5.2920000000000002E-2,441,0,"GS",10,0.57723342209516748,0.60437372201316453,0.83705124089372529,1.0970310586362544,1.2026142145897361,1.2026142145897361,1.2889868661351127,1.2890846405144394,1.2453007447106357,1.1191895620457397,0.77552819282287611,0.85362126693691953,26.46,0,57.62,0,0,0,1,0,null,null,1.0449837155330204,null,-109.01764523372587,0,null,null,13.708,11.574999999999999,12.50331411195598,0,0,0,null,0,0]
[2564,"CwaNgs403",0,4.628736E-2,482.16,0,"GS",10,0.57723342209516748,0.60437372201316453,0.83705124089372529,1.0970310586362544,1.2026142145897361,1.2026142145897361,1.2889868661351127,1.2890846405144394,1.2453007447106357,1.1191895620457397,0.77552819282287611,0.85362126693691953,28.929600000000004,0,84,0,0,0,1,0,null,null,1.3933588032310149,null,-98.190492122206962,0,null,null,13.708,11.574999999999999,12.50331411195598,0,0,0,null,0,0]
[2585,"CreTgs404",0,1.8081E-3,20.09,0,"GS",10,0.57723342209516748,0.60437372201316453,0.83705124089372529,1.0970310586362544,1.2026142145897361,1.2026142145897361,1.2889868661351127,1.2890846405144394,1.2453007447106357,1.1191895620457397,0.77552819282287611,0.85362126693691953,1.2054,0,0.5,0,0,0,1,0,null,null,0.19905125760443074,null,-7.0912705050919556,0,null,null,13.708,11.574999999999999,12.50331411195598,0,0,0,null,0,0]
[2606,"CinNgs405",0,6.3500399999999999E-2,529.16999999999996,0,"GS",13,0.57723342209516748,0.60437372201316453,0.83705124089372529,1.0970310586362544,1.2026142145897361,1.2026142145897361,1.2889868661351127,1.2890846405144394,1.2453007447106357,1.1191895620457397,0.77552819282287611,0.85362126693691953,31.7502,0,255,0,0,0,1,0,null,null,3.8540720000930455,null,55.046161613762564,1,null,null,13.708,11.574999999999999,12.50331411195598,0,0,0,null,0,0]
[2649,"CasTgs407",0,5.3439399999999998E-2,562.52,0,"GS",15,0.57723342209516748,0.60437372201316453,0.83705124089372529,1.0970310586362544,1.2026142145897361,1.2026142145897361,1.2889868661351127,1.2890846405144394,1.2453007447106357,1.1191895620457397,0.77552819282287611,0.85362126693691953,33.751200000000004,0,169,0,0,0,1,0,null,null,2.4028330382249137,null,-43.55557414257477,0,null,null,13.708,11.574999999999999,12.50331411195598,0,0,0,null,0,0]
[2670,"CreNgs407",0,5.06268E-2,562.52,0,"GS",15,0.57723342209516748,0.60437372201316453,0.83705124089372529,1.0970310586362544,1.2026142145897361,1.2026142145897361,1.2889868661351127,1.2890846405144394,1.2453007447106357,1.1191895620457397,0.77552819282287611,0.85362126693691953,33.751200000000004,0,169,0,0,0,1,0,null,null,2.4028330382249137,null,-43.55557414257477,0,null,null,13.708,11.574999999999999,12.50331411195598,0,0,0,null,0,0]
[2691,"CloTgs408",0,5.324922E-2,612.05999999999995,0,"GS",15,1,1,1,1,1,1,1,1,1,1,1,1,36.723599999999998,0,255,0,0,0,1,0,null,null,3.332123125656369,null,23.725085846362248,1,null,null,13.708,11.574999999999999,12.50331411195598,0,0,0,null,0,0]
[2707,"CcoEgs501",1,0.77586206896551735,8620.6896551724149,0,"GS",10,1.0062777414973603,0.98564281026156741,1.0265347938683682,1.0441196275961266,1.0994476760618126,1.0901464119048656,1.0679338408439019,1.0965343851174858,1.0642381511272074,1.0546811027982033,1.0276723440678304,1.0296503063189142,517.24137931034488,0,5663.5786104711133,0,0,0,1,0,null,null,5.2544078548457254,null,2406.13773875077,1,null,null,13.708,11.574999999999999,12.50331411195598,0,0,0,null,0,0]
[2755,"CrtEgs502",1,0.4642857142857143,5952.3809523809523,0,"GS",8,1.0062777414973603,0.98564281026156741,1.0265347938683682,1.0441196275961266,1.0994476760618126,1.0901464119048656,1.0679338408439019,1.0965343851174858,1.0642381511272074,1.0546811027982033,1.0276723440678304,1.0296503063189142,299.30476636568551,0,6941.3384659453541,0,0,0,1,0,null,null,9.3266861236711858,null,4692.1531021384508,1,null,null,13.708,11.574999999999999,12.50331411195598,0,0,0,null,30443.011051138034,2693.5510187276504]
[2771,"ChoEgs503",1,0.77586206896551724,8620.6896551724021,0,"GS",10,1.0062777414973603,0.98564281026156741,1.0265347938683682,1.0441196275961266,1.0994476760618126,1.0901464119048656,1.0679338408439019,1.0965343851174858,1.0642381511272074,1.0546811027982033,1.0276723440678304,1.0296503063189142,517.2413793103442,0,548.06179557939799,0,0,0,1,0,null,null,0.50846653709529777,null,-2709.3790761409409,0,null,null,13.708,11.574999999999999,12.50331411195598,0,0,0,null,0,0]
[2792,"CcoNgs504",1,0.77586206896551724,8620.6896551724149,0,"GS",15,1,1,1,1,1,1,1,1,1,1,1,1,433.47586852961359,0,155883.89758154191,0,0,0,1,0,null,null,144.62191349866106,null,152626.45670982156,1,null,null,13.708,11.574999999999999,12.50331411195598,0,0,0,null,1514049.0637070402,198774.83450998249]
[2813,"CscEgs504",1,1.1226415094339621,9433.9622641509432,0,"GS",15,1,1,1,1,1,1,1,1,1,1,1,1,474.36981839089793,0,298354.02312975773,0,0,0,1,0,null,null,252.9371506512278,null,294789.27651542221,1,null,null,13.708,11.574999999999999,12.50331411195598,0,0,0,null,2998237.15464492,393629.31395170582]
[2856,"ChoNgs506",1,0.77586206896551724,8620.6896551724003,0,"GS",10,1,1,1,1,1,1,1,1,1,1,1,1,517.24137931034409,0,709.48927804858477,0,0,0,1,0,null,null,0.6582315337894129,null,-2547.951593671753,0,null,null,13.708,11.574999999999999,12.50331411195598,0,0,0,null,0,0]
[2877,"CdaEgs507",1,1.1140350877192984,8771.9298245614027,0,"GS",8,1,1,1,1,1,1,1,1,1,1,1,1,526.31578947368428,0,508.5857092110349,0,0,0,1,0,null,null,0.46370722458789743,null,-2806.0032479780857,0,null,null,13.708,11.574999999999999,12.50331411195598,0,0,0,null,0,0]
[2898,"CscNgs507",1,1.1226415094339623,9433.962264150945,0,"GS",8,1,1,1,1,1,1,1,1,1,1,1,1,566.03773584905673,0,736.05515204634662,0,0,0,1,0,null,null,0.62400932599386838,null,-2828.6914622891236,0,null,null,13.708,11.574999999999999,12.50331411195598,0,0,0,null,0,0]
[2941,"CinTgs509",1,1.361904761904762,9523.8095238095248,0,"GS",10,0.57723342209516748,0.60437372201316453,0.83705124089372529,1.0970310586362544,1.2026142145897361,1.2026142145897361,1.2889868661351127,1.2890846405144394,1.2453007447106357,1.1191895620457397,0.77552819282287611,0.85362126693691953,571.42857142857156,0,265.14285714285717,0,0,0,1,0,null,null,0.2226609661304014,null,-3333.5537249481886,0,null,null,13.708,11.574999999999999,12.50331411195598,0,0,0,null,0,0]
[2962,"CdaNgs510",1,1.1140350877192984,8771.9298245614045,0,"GS",11,1,1,1,1,1,1,1,1,1,1,1,1,526.31578947368428,0,8567.7131013243579,0,0,0,1,0,null,null,7.811683244980733,null,5253.1241441352358,1,null,null,13.708,11.574999999999999,12.50331411195598,0,0,0,null,0,0]
[2978,"CreNgs510",1,0.57999999999999996,6666.6666666666661,0,"GS",11,1,1,1,1,1,1,1,1,1,1,1,1,399.99999999999994,0,4610.3321965390933,0,0,0,1,0,null,null,5.5309322255575983,null,2091.2445890753615,1,null,null,13.708,11.574999999999999,12.50331411195598,0,0,0,null,0,0]
[3026,"CinNgs512",1,1.361904761904762,9523.8095238095229,0,"GS",15,0.57723342209516748,0.60437372201316453,0.83705124089372529,1.0970310586362544,1.2026142145897361,1.2026142145897361,1.2889868661351127,1.2890846405144394,1.2453007447106357,1.1191895620457397,0.77552819282287611,0.85362126693691953,571.42857142857144,0,1903.1033342583053,0,0,0,1,0,null,null,1.5981830761657316,null,-1695.59324783274,0,null,null,13.708,11.574999999999999,12.50331411195598,0,0,0,null,0,0]
[3047,"CgrTgs513",1,0.44705882352941179,5882.3529411764703,0,"GS",15,0.57723342209516748,0.60437372201316453,0.83705124089372529,1.0970310586362544,1.2026142145897361,1.2026142145897361,1.2889868661351127,1.2890846405144394,1.2453007447106357,1.1191895620457397,0.77552819282287611,0.85362126693691953,352.94117647058823,0,990.91019807132341,0,0,0,1,0,null,null,1.3472806662598711,null,-1231.8141614554988,0,null,null,13.708,11.574999999999999,12.50331411195598,0,0,0,null,0,0]
[3063,"CrtTgs513",1,0.4642857142857143,5952.3809523809523,0,"GS",15,0.57723342209516748,0.60437372201316453,0.83705124089372529,1.0970310586362544,1.2026142145897361,1.2026142145897361,1.2889868661351127,1.2890846405144394,1.2453007447106357,1.1191895620457397,0.77552819282287611,0.85362126693691953,357.14285714285717,0,1886.2325676282871,0,0,0,1,0,null,null,2.5344246215372368,null,-362.95279617861638,0,null,null,13.708,11.574999999999999,12.50331411195598,0,0,0,null,0,0]
[3084,"CloNgs514",1,1.4146341463414633,12195.12195121946,0,"GS",15,0.57723342209516748,0.60437372201316453,0.83705124089372529,1.0970310586362544,1.2026142145897361,1.2026142145897361,1.2889868661351127,1.2890846405144394,1.2453007447106357,1.1191895620457397,0.77552819282287611,0.85362126693691953,731.7073170731677,0,5563.0808900929424,0,0,0,1,0,null,null,3.6484137637669973,null,954.99380326906203,1,null,null,13.708,11.574999999999999,12.50331411195598,0,0,0,null,0,0]
[3127,"CdaNgs516",1,1.1140350877192984,8771.9298245613845,0,"GS",15,0.57723342209516748,0.60437372201316453,0.83705124089372529,1.0970310586362544,1.2026142145897361,1.2026142145897361,1.2889868661351127,1.2890846405144394,1.2453007447106357,1.1191895620457397,0.77552819282287611,0.85362126693691953,526.31578947368314,0,18421.993893908988,0,0,0,1,0,null,null,16.796405217857036,null,15107.404936719873,1,null,null,13.708,11.574999999999999,12.50331411195598,0,0,0,null,68732.414551355265,9023.6668384220393]
[3148,"CheNgs517",1,0.82550335570469802,6711.4093959731354,0,"GS",10,1,1,1,1,1,1,1,1,1,1,1,1,402.68456375838815,0,14440.379190889842,0,0,0,1,0,null,null,17.20836955847701,null,11904.384955188105,1,null,null,13.708,11.574999999999999,12.50331411195598,0,0,0,null,106651.07286093727,10993.295899505853]
[3169,"CcoTgs601",1,1.0099009900990099,9900.9900990099013,0,"GS",4,1,1,1,1,1,1,1,1,1,1,1,1,594.05940594059416,0,8892.9686867427899,0,0,0,1,0,null,null,7.1836141147741799,null,5151.749467737247,1,null,null,13.708,11.574999999999999,12.50331411195598,0,0,0,null,124471.07855803362,11013.010503098303]
[3212,"CmiNgs602",1,1.0630630630630631,9009.0090090090089,0,"GS",5,1,1,1,1,1,1,1,1,1,1,1,1,540.54054054054052,0,4627.0507488083313,0,0,0,1,0,null,null,4.107731986246792,null,1222.8783062897751,1,null,null,13.708,11.574999999999999,12.50331411195598,0,0,0,null,0,0]
[3233,"ChoEgs603",1,1.0099009900990099,9900.9900990099013,0,"GS",15,1,1,1,1,1,1,1,1,1,1,1,1,594.05940594059405,0,2769.6369636963695,0,0,0,1,0,null,null,2.2372735006780751,null,-971.58225530917321,0,null,null,13.708,11.574999999999999,12.50331411195598,0,0,0,null,0,0]
[3254,"CcoNgs604",1,1,8620.6896551724712,0,"GS",15,1,1,1,1,1,1,1,1,1,1,1,1,517.24137931034829,0,244433.30218565537,0,0,0,1,0,null,null,226.77398007959172,null,241175.86131393502,1,null,null,13.708,11.574999999999999,12.50331411195598,0,0,0,null,2443700.062296465,320825.84846074897]
[3297,"CofTgs605",1,0.7103825136612022,5464.4808743168342,0,"GS",15,1,1,1,1,1,1,1,1,1,1,1,1,327.8688524590101,0,36319.918474942417,0,0,0,1,0,null,null,53.15826685149819,null,34255.092567185304,1,null,null,13.708,11.574999999999999,12.50331411195598,0,0,0,null,303645.04562572751,39864.622052769097]
[3318,"ChoNgs606",1,1,8620.6896551722657,0,"GS",15,1,1,1,1,1,1,1,1,1,1,1,1,517.24137931033601,0,81549.731028957307,0,0,0,1,0,null,null,75.658091244092986,null,78292.290157237017,1,null,null,13.708,11.574999999999999,12.50331411195598,0,0,0,null,733639.28442503745,96317.240205252616]
[3334,"CwaNgs606",1,0.7103825136612022,5464.480874316846,0,"GS",15,1,1,1,1,1,1,1,1,1,1,1,1,327.86885245901084,0,51692.72567955764,0,0,0,1,0,null,null,75.658091244093001,null,49627.899771800519,1,null,null,13.708,11.574999999999999,12.50331411195598,0,0,0,null,465039.09066263342,61053.548727681089]
[3355,"CreTgs607",1,0.76470588235294112,6535.9477124183004,0,"GS",7,1,1,1,1,1,1,1,1,1,1,1,1,392.15686274509807,0,1979.1881935512392,0,0,0,1,0,null,null,2.4218842372661791,null,-490.50553925634097,0,null,null,13.708,11.574999999999999,12.50331411195598,0,0,0,null,0,0]
[3403,"CinTgs609",1,1.0810810810810811,9009.0090090090089,0,"GS",15,1,1,1,1,1,1,1,1,1,1,1,1,540.54054054054052,0,54162.260182447644,0,0,0,1,0,null,null,48.083338756584986,null,50758.087739929084,1,null,null,13.708,11.574999999999999,12.50331411195598,0,0,0,null,440588.12073648488,57843.456256319034]
[3419,"CasTgs701",1,0.43274853801169588,5847.9532163742688,0,"GS",15,1,1,1,1,1,1,1,1,1,1,1,1,350.87719298245611,0,2168.2280803324293,0,0,0,1,0,null,null,2.9653498137930394,null,-41.497891126984655,0,null,null,13.708,11.574999999999999,12.50331411195598,0,0,0,null,0,0]
[3440,"CreNgs701",1,0.37313432835820898,7462.6865671641799,0,"GS",15,1,1,1,1,1,1,1,1,1,1,1,1,447.7611940298508,0,2766.9179234092944,0,0,0,1,0,null,null,2.965349813793039,null,-52.956264050107279,0,null,null,13.708,11.574999999999999,12.50331411195598,0,0,0,null,0,0]
[3483,"CheEgs801",1,0.79333333333333322,6666.6666666666915,0,"GS",12,1,1,1,1,1,1,1,1,1,1,1,1,400.00000000000153,0,1712.6178932387775,0,0,0,1,0,null,null,2.0545967387971844,null,-806.46971422496381,0,null,null,13.708,11.574999999999999,12.50331411195598,0,0,0,null,0,0]
[3504,"CasNgs802",1,0.79333333333333322,6666.6666666666497,0,"GS",8,1,1,1,1,1,1,1,1,1,1,1,1,399.99999999999903,0,27500.213510974463,0,0,0,1,0,null,null,32.991509208760277,null,24981.125903510736,1,null,null,13.708,11.574999999999999,12.50331411195598,0,0,0,null,361026.34759533929,31943.058612679404]
[3525,"CrtEgs802",1,0.79333333333333322,6666.6666666666497,0,"GS",8,1,1,1,1,1,1,1,1,1,1,1,1,399.99999999999903,0,27500.213510974463,0,0,0,1,0,null,null,32.991509208760277,null,24981.125903510736,1,null,null,13.708,11.574999999999999,12.50331411195598,0,0,0,null,361026.34759533929,31943.058612679404]
[3568,"CheNgs804",1,0.79333333333333322,6666.666666666667,0,"GS",10,0.57723342209516748,0.60437372201316453,0.83705124089372529,1.0970310586362544,1.2026142145897361,1.2026142145897361,1.2889868661351127,1.2890846405144394,1.2453007447106357,1.1191895620457397,0.77552819282287611,0.85362126693691953,400,0,3908.4670157903297,0,0,0,1,0,null,null,4.6889172512105688,null,1389.3794083265977,1,null,null,13.708,11.574999999999999,12.50331411195598,0,0,0,null,0,0]
[3589,"CcoEgs805",1,0.79333333333333322,6666.6666666666661,0,"GS",10,1,1,1,1,1,1,1,1,1,1,1,1,335.2213383295678,0,1784.1497411389885,0,0,0,1,0,null,null,2.1404122041126765,null,-734.93786632474325,0,null,null,13.708,11.574999999999999,12.50331411195598,0,0,0,null,0,0]
[3610,"CrtNgs805",1,0.79333333333333345,6666.6666666666579,0,"GS",10,1,1,1,1,1,1,1,1,1,1,1,1,335.2213383295674,0,260.7487867033019,0,0,0,1,0,null,null,0.31281560756835797,null,-2258.3388207604266,0,null,null,13.708,11.574999999999999,12.50331411195598,0,0,0,null,0,0]
[3626,"ChoNgs806",1,0.79333333333333322,6666.6666666667006,0,"GS",10,1,1,1,1,1,1,1,1,1,1,1,1,400.0000000000021,0,14860.895109728701,0,0,0,1,0,null,null,17.828347320553519,null,12341.807502264957,1,null,null,13.708,11.574999999999999,12.50331411195598,0,0,0,null,113170.55640807064,11665.306127092112]
[3674,"CcoNgs808",1,0.79333333333333333,6666.666666666667,0,"GS",13,1,1,1,1,1,1,1,1,1,1,1,1,335.2213383295678,0,5069.5573083632789,0,0,0,1,0,null,null,6.0818562938233018,null,2550.4697008995472,1,null,null,13.708,11.574999999999999,12.50331411195598,0,0,0,null,0,0]
[3690,"CofNgs808",1,0.81118881118881114,6993.0069930069922,0,"GS",13,1,1,1,1,1,1,1,1,1,1,1,1,351.63077447157463,0,4643.5518546346111,0,0,0,1,0,null,null,5.3108152707912017,null,2001.1522663859414,1,null,null,13.708,11.574999999999999,12.50331411195598,0,0,0,null,0,0]
[3711,"CinEgs809",1,0.81118881118881114,6993.0069930069931,0,"GS",15,0.57723342209516748,0.60437372201316453,0.83705124089372529,1.0970310586362544,1.2026142145897361,1.2026142145897361,1.2889868661351127,1.2890846405144394,1.2453007447106357,1.1191895620457397,0.77552819282287611,0.85362126693691953,419.58041958041957,0,7072.3832088079762,0,0,0,1,0,null,null,8.0886618524000919,null,4429.9836205593056,1,null,null,13.708,11.574999999999999,12.50331411195598,0,0,0,null,0,0]
[3732,"CdaNgs810",1,0.81118881118881125,6993.0069930069931,0,"GS",15,1,1,1,1,1,1,1,1,1,1,1,1,419.58041958041963,0,361.50983519404576,0,0,0,1,0,null,null,0.41345763187150225,null,-2280.8897530546242,0,null,null,13.708,11.574999999999999,12.50331411195598,0,0,0,null,0,0]
[3775,"CreEgs811",1,0.8014184397163121,7092.1985815602839,0,"GS",15,1,1,1,1,1,1,1,1,1,1,1,1,425.53191489361706,0,1264.0128117135669,0,0,0,1,0,null,null,1.4254285292344129,null,-1415.8676217584884,0,null,null,13.708,11.574999999999999,12.50331411195598,0,0,0,null,0,0]
[3796,"CinNgs812",1,0.81118881118881125,6993.0069930069931,0,"GS",16,1,1,1,1,1,1,1,1,1,1,1,1,419.58041958041963,0,2609.8127113556366,0,0,0,1,0,null,null,2.9848343757675404,null,-32.586876893033264,0,null,null,13.708,11.574999999999999,12.50331411195598,0,0,0,null,0,0]
[3817,"CgrEgs813",1,0.79333333333333345,6666.666666666667,0,"GS",15,1,1,1,1,1,1,1,1,1,1,1,1,400,0,3726.7228651712153,0,0,0,1,0,null,null,4.4708820779056051,null,1207.6352577074833,1,null,null,13.708,11.574999999999999,12.50331411195598,0,0,0,null,0,0]
[3860,"CreNgs814",1,0.80141843971631199,7092.1985815602629,0,"GS",15,0.57723342209516748,0.60437372201316453,0.83705124089372529,1.0970310586362544,1.2026142145897361,1.2026142145897361,1.2889868661351127,1.2890846405144394,1.2453007447106357,1.1191895620457397,0.77552819282287611,0.85362126693691953,425.53191489361586,0,6410.2170257821799,0,0,0,1,0,null,null,7.228808238697412,null,3730.3365923101323,1,null,null,13.708,11.574999999999999,12.50331411195598,0,0,0,null,0,0]
[3881,"CloEgs815",1,0.79333333333333333,6666.6666666666661,0,"GS",10,0.57723342209516748,0.60437372201316453,0.83705124089372529,1.0970310586362544,1.2026142145897361,1.2026142145897361,1.2889868661351127,1.2890846405144394,1.2453007447106357,1.1191895620457397,0.77552819282287611,0.85362126693691953,400,0,3552.4820007578628,0,0,0,1,0,null,null,4.2618484614741767,null,1033.3943932941311,1,null,null,13.708,11.574999999999999,12.50331411195598,0,0,0,null,0,0]
[3897,"CcoEgs816",1,0.79333333333333333,6666.6666666666233,0,"GS",4,1.0062777414973603,0.98564281026156741,1.0265347938683682,1.0441196275961266,1.0994476760618126,1.0901464119048656,1.0679338408439019,1.0965343851174858,1.0642381511272074,1.0546811027982033,1.0276723440678304,1.0296503063189142,399.99999999999744,0,3587.21414387291,0,0,0,1,0,null,null,4.3035159859449781,null,1068.1265364091944,1,null,null,13.708,11.574999999999999,12.50331411195598,0,0,0,null,12220.049153971675,1081.2112439302193]
[3945,"CrtEgs817",1,0.79333333333333333,6666.6666666666233,0,"GS",4,1.0062777414973603,0.98564281026156741,1.0265347938683682,1.0441196275961266,1.0994476760618126,1.0901464119048656,1.0679338408439019,1.0965343851174858,1.0642381511272074,1.0546811027982033,1.0276723440678304,1.0296503063189142,399.99999999999744,0,5039.1817735357545,0,0,0,1,0,null,null,6.0454153135893742,null,2520.0941660720391,1,null,null,13.708,11.574999999999999,12.50331411195598,0,0,0,null,55518.361278359778,4912.179624026563]
[3966,"CloNgs818",1,0.79333333333333333,6666.6666666666069,0,"GS",5,1.0062777414973603,0.98564281026156741,1.0265347938683682,1.0441196275961266,1.0994476760618126,1.0901464119048656,1.0679338408439019,1.0965343851174858,1.0642381511272074,1.0546811027982033,1.0276723440678304,1.0296503063189142,399.99999999999642,0,44270.833333333336,0,0,0,1,0,null,null,53.110918757532687,null,41751.745725869623,1,null,null,13.708,11.574999999999999,12.50331411195598,0,0,0,null,991275.53199955123,87706.541727165051]
[3982,"CcoNgs819",1,0.79333333333333333,6666.666666666667,0,"GS",4,1,1,1,1,1,1,1,1,1,1,1,1,400.00000000000006,0,2595.0617283950619,0,0,0,1,0,null,null,3.1132486617051387,null,75.974120931329821,1,null,null,13.708,11.574999999999999,12.50331411195598,0,0,0,null,0,0]
[4003,"CscEgs819",1,0.81118881118881114,6993.0069930069931,0,"GS",4,1,1,1,1,1,1,1,1,1,1,1,1,419.58041958041963,0,2722.0927220927224,0,0,0,1,0,null,null,3.1132486617051387,null,79.693133844052568,1,null,null,13.708,11.574999999999999,12.50331411195598,0,0,0,null,0,0]
[4046,"ChoNgs821",1,0.79333333333333333,6666.666666666667,0,"GS",12,1,1,1,1,1,1,1,1,1,1,1,1,400.00000000000006,0,1634.8306254645854,0,0,0,1,0,null,null,1.9612767592969449,null,-884.25698199914666,0,null,null,13.708,11.574999999999999,12.50331411195598,0,0,0,null,0,0]
[4067,"CdaTgs822",1,0.81118881118881125,6993.006993006994,0,"GS",12,1,1,1,1,1,1,1,1,1,1,1,1,419.58041958041963,0,7119.1365711913659,0,0,0,1,0,null,null,8.142133522078705,null,4476.7369829426952,1,null,null,13.708,11.574999999999999,12.50331411195598,0,0,0,null,0,0]
[4088,"CscNgs822",1,0.81118881118881125,6993.006993006994,0,"GS",12,1,1,1,1,1,1,1,1,1,1,1,1,419.58041958041963,0,7119.1365711913659,0,0,0,1,0,null,null,8.142133522078705,null,4476.7369829426952,1,null,null,13.708,11.574999999999999,12.50331411195598,0,0,0,null,0,0]
[4131,"CinTgs824",1,0.81118881118881114,6993.0069930069931,0,"GS",12,0.57723342209516748,0.60437372201316453,0.83705124089372529,1.0970310586362544,1.2026142145897361,1.2026142145897361,1.2889868661351127,1.2890846405144394,1.2453007447106357,1.1191895620457397,0.77552819282287611,0.85362126693691953,419.58041958041963,0,7592.594205296572,0,0,0,1,0,null,null,8.6836254902945882,null,4950.1946170479023,1,null,null,13.708,11.574999999999999,12.50331411195598,0,0,0,null,0,0]
[4152,"CdaNgs825",1,0.81118881118881114,6993.0069930069931,0,"GS",9,1,1,1,1,1,1,1,1,1,1,1,1,419.58041958041963,0,0.64750064750064751,0,0,0,1,0,null,null,7.4054440097648399E-4,null,-2641.752087601169,0,null,null,13.708,11.574999999999999,12.50331411195598,0,0,0,null,0,0]
[4173,"CwaTgs825",1,0.81118881118881114,6993.0069930069931,0,"GS",9,1,1,1,1,1,1,1,1,1,1,1,1,419.58041958041963,0,0.64750064750064751,0,0,0,1,0,null,null,7.4054440097648399E-4,null,-2641.752087601169,0,null,null,13.708,11.574999999999999,12.50331411195598,0,0,0,null,0,0]
[4216,"CinNgs827",1,0.81118881118881114,6993.0069930069922,0,"GS",16,0.57723342209516748,0.60437372201316453,0.83705124089372529,1.0970310586362544,1.2026142145897361,1.2026142145897361,1.2889868661351127,1.2890846405144394,1.2453007447106357,1.1191895620457397,0.77552819282287611,0.85362126693691953,351.63077447157457,0,16232.846004400904,0,0,0,1,0,null,null,18.565453589697853,null,13590.446416152234,1,null,null,13.708,11.574999999999999,12.50331411195598,0,0,0,null,65439.133181238198,8859.4371413602294]
[4237,"CgrEgs828",1,1.5230020272111051,8042.7224329330729,0,"GS",15,1,1,1,1,1,1,1,1,1,1,1,1,404.41382666715941,0,643.73568880195546,0,0,0,1,0,null,null,0.64014648416425712,null,-2395.3126728588836,0,null,null,13.708,11.574999999999999,12.50331411195598,0,0,0,null,0,0]
[4253,"CrtEgs828",1,1.5230021894044772,8042.7229499664554,0,"GS",15,1,1,1,1,1,1,1,1,1,1,1,1,404.4138526652527,0,643.39662511956521,0,0,0,1,0,null,null,0.63980926983039099,null,-2395.6519319091321,0,null,null,13.708,11.574999999999999,12.50331411195598,0,0,0,null,0,0]
[4274,"CloNgs829",1,0.79333333333333333,6666.6666666666315,0,"GS",11,1,1,1,1,1,1,1,1,1,1,1,1,399.9999999999979,0,602.93309216009641,0,0,0,1,0,null,null,0.72332793541141227,null,-1916.1545153036222,0,null,null,13.708,11.574999999999999,12.50331411195598,0,0,0,null,0,0]
[4322,"CgrNgs902",1,1.5230021937689751,8042.7229638794224,0,"GS",10,1.4642934035850563,1.390983597018502,1.4252994685226312,1.4319034391640282,1.4237894031075788,1.3901451134910312,1.2503752648303077,1.3782245597891407,1.4308728765503533,1.4735364224775085,1.411655598241391,1.4937785463243058,482.56337783276535,0,282.37716121335546,0,0,0,1,0,null,null,0.28080272411529622,null,-2756.6714010725391,0,null,null,13.708,11.574999999999999,12.50331411195598,0,0,0,null,0,0]
[4338,"CrtNgs902",1,1.5230021937689751,8042.7229638794224,0,"GS",10,1.4642934035850563,1.390983597018502,1.4252994685226312,1.4319034391640282,1.4237894031075788,1.3901451134910312,1.2503752648303077,1.3782245597891407,1.4308728765503533,1.4735364224775085,1.411655598241391,1.4937785463243058,482.56337783276535,0,188.25144080890365,0,0,0,1,0,null,null,0.18720181607686417,null,-2850.7971214769909,0,null,null,13.708,11.574999999999999,12.50331411195598,0,0,0,null,0,0]
[4359,"CmiEgs903",1,1.5230019612127661,8042.7222225462738,0,"GS",10,1,1,1,1,1,1,1,1,1,1,1,1,482.56333335277645,0,47062.824765572033,0,0,0,1,0,null,null,46.800423093945483,null,44023.776483408612,1,null,null,13.708,11.574999999999999,12.50331411195598,0,0,0,null,544158.80685584876,56090.376023581877]
[4402,"CcoNgs905",1,1.214482466251694,10905.4231930649,0,"GS",2,1,1,1,1,1,1,1,1,1,1,1,1,654.3253915838942,0,635.09942456779572,0,0,0,1,0,null,null,0.4657727258894927,null,-3485.6580384018071,0,null,null,13.708,11.574999999999999,12.50331411195598,0,0,0,null,0,0]
[4423,"CscEgs905",1,1.5230022703880437,8042.7232081225411,0,"GS",2,1,1,1,1,1,1,1,1,1,1,1,1,482.56339248735253,0,468.38428834976094,0,0,0,1,0,null,null,0.46577272588949259,null,-2570.6643662266056,0,null,null,13.708,11.574999999999999,12.50331411195598,0,0,0,null,0,0]
[4444,"CmiNgs906",1,1.5230020115529084,8042.7223830185158,0,"GS",15,1,1,1,1,1,1,1,1,1,1,1,1,482.56334298111096,0,3524777.405643926,0,0,0,1,0,null,null,3505.1247226751111,null,3521738.3573011262,1,null,null,13.708,11.574999999999999,12.50331411195598,0,0,0,null,36891166.02813828,4843327.470623089]
[4460,"CdaNgs907",1,1.2144824026598817,10905.422747044759,0,"GS",10,1,1,1,1,1,1,1,1,1,1,1,1,654.32536482268563,0,6843.0768830191255,0,0,0,1,0,null,null,5.0186137482366364,null,2722.3195885840951,1,null,null,13.708,11.574999999999999,12.50331411195598,0,0,0,null,0,0]
[4508,"CscNgs908",1,1.0388349514563109,9708.7378640776387,0,"GS",15,0.57723342209516748,0.60437372201316453,0.83705124089372529,1.0970310586362544,1.2026142145897361,1.2026142145897361,1.2889868661351127,1.2890846405144394,1.2453007447106357,1.1191895620457397,0.77552819282287611,0.85362126693691953,582.52427184465841,0,10436.856462488666,0,0,0,1,0,null,null,8.5976902284522954,null,6768.2822768618835,1,null,null,13.708,11.574999999999999,12.50331411195598,0,0,0,null,0,0]
[4529,"CofTgs909",1,1.5230021878912803,8042.7229451427493,0,"GS",20,1,1,1,1,1,1,1,1,1,1,1,1,482.56337670856499,0,14465.235814455496,0,0,0,1,0,null,null,14.384582710862174,null,11426.1872592495,1,null,null,13.708,11.574999999999999,12.50331411195598,0,0,0,null,13161.745955978666,1979.5422063744641]
[4545,"CgrTgs910",1,0.6,7407.4074074073815,0,"GS",15,0.57723342209516748,0.60437372201316453,0.83705124089372529,1.0970310586362544,1.2026142145897361,1.2026142145897361,1.2889868661351127,1.2890846405144394,1.2453007447106357,1.1191895620457397,0.77552819282287611,0.85362126693691953,444.44444444444292,0,8274.0924120332165,0,0,0,1,0,null,null,8.933651235366332,null,5475.1061815179683,1,null,null,13.708,11.574999999999999,12.50331411195598,0,0,0,null,0,0]
[4593,"CwaTgs911",1,1.5230021868124921,8042.7229417038116,0,"GS",15,0.57723342209516748,0.60437372201316453,0.83705124089372529,1.0970310586362544,1.2026142145897361,1.2026142145897361,1.2889868661351127,1.2890846405144394,1.2453007447106357,1.1191895620457397,0.77552819282287611,0.85362126693691953,482.56337650222872,0,2781.7126148735201,0,0,0,1,0,null,null,2.7662027578989936,null,-257.33593903302824,0,null,null,13.708,11.574999999999999,12.50331411195598,0,0,0,null,0,0]
[4609,"CloTgs912",1,4.0096115303643218,25413.800415061942,0,"GS",5,1.0062777414973603,0.98564281026156741,1.0265347938683682,1.0441196275961266,1.0994476760618126,1.0901464119048656,1.0679338408439019,1.0965343851174858,1.0642381511272074,1.0546811027982033,1.0276723440678304,1.0296503063189142,1524.8280249037166,0,336964.54000639461,0,0,0,1,0,null,null,106.04481632112608,null,327361.60155377374,1,null,null,13.708,11.574999999999999,12.50331411195598,0,0,0,null,7905026.9652126674,699424.68566762086]
[4630,"CgrNgs1001",1,0.83144294175415878,6522.1439489043423,0,"GS",10,1,1,1,1,1,1,1,1,1,1,1,1,327.9542734994709,0,39594.69623025602,0,0,0,1,0,null,null,48.55360644889641,null,37130.218430889094,1,null,null,13.708,11.574999999999999,12.50331411195598,0,0,0,null,461281.92691193568,47547.657792896731]
[4651,"CasEgs1002",1,0,3002.443989353219,0,"GS",5,0.57723342209516748,0.60437372201316453,0.83705124089372529,1.0970310586362544,1.2026142145897361,1.2026142145897361,1.2889868661351127,1.2890846405144394,1.2453007447106357,1.1191895620457397,0.77552819282287611,0.85362126693691953,150.97249385558291,0,875.06463420268676,0,0,0,1,0,null,null,2.3309882051461863,null,-259.44828264986268,0,null,null,13.708,11.574999999999999,12.50331411195598,0,0,0,null,0,0]
[4694,"CcoNgs1005",1,0.147401088946711,5698.2915859741934,0,"GS",20,0.57723342209516748,0.60437372201316453,0.83705124089372529,1.0970310586362544,1.2026142145897361,1.2026142145897361,1.2889868661351127,1.2890846405144394,1.2453007447106357,1.1191895620457397,0.77552819282287611,0.85362126693691953,286.52833974635774,0,35267.614475601251,0,0,0,1,0,null,null,49.500122563029095,null,33114.440117909879,1,null,null,13.708,11.574999999999999,12.50331411195598,0,0,0,null,229799.11514442432,34562.059542659554]
[4715,"CheEgsd101",1,1.1186440677966101,8474.5762711864409,0,"GSD",20,1,1,1,1,1,1,1,1,1,1,1,1,508.47457627118644,0,3872.6886660571113,0,0,0,1,0,null,null,5.4723667759935317,null,1712.4594338521613,1,null,null,7.4389999999999992,5.9600000000000009,6.2474711356919013,13.13,13.290000000000001,14.852837601175882,null,0,0]
[4736,"CasNgsd102",1,0.36809815950920244,6134.9693251533745,0,"GSD",12,0.57723342209516748,0.60437372201316453,0.83705124089372529,1.0970310586362544,1.2026142145897361,1.2026142145897361,1.2889868661351127,1.2890846405144394,1.2453007447106357,1.1191895620457397,0.77552819282287611,0.85362126693691953,368.0981595092025,0,1522.1814594444616,0,0,0,1,0,null,null,2.7042240271588147,null,-182.22063711877189,0,null,null,7.4389999999999992,5.9600000000000009,6.2474711356919013,13.13,13.290000000000001,14.852837601175882,null,0,0]
[4779,"CmiTgsd103",1,1.5230021874837072,8042.7229438435033,0,"GSD",13,0.57723342209516748,0.60437372201316453,0.83705124089372529,1.0970310586362544,1.2026142145897361,1.2026142145897361,1.2889868661351127,1.2890846405144394,1.2453007447106357,1.1191895620457397,0.77552819282287611,0.85362126693691953,482.56337663061026,0,745.59045828745332,0,0,0,1,0,null,null,1.0931182834773778,null,-1333.6179023118539,0,null,null,7.4389999999999992,5.9600000000000009,6.2474711356919013,13.13,13.290000000000001,14.852837601175882,null,0,0]
[4800,"CheNgsd104",1,1.1186440677966103,8474.5762711864409,0,"GSD",17,0.57723342209516748,0.60437372201316453,0.83705124089372529,1.0970310586362544,1.2026142145897361,1.2026142145897361,1.2889868661351127,1.2890846405144394,1.2453007447106357,1.1191895620457397,0.77552819282287611,0.85362126693691953,508.47457627118649,0,2762.3093548471779,0,0,0,1,0,null,null,3.8957531709823505,null,598.2570549429156,1,null,null,7.4389999999999992,5.9600000000000009,6.2474711356919013,13.13,13.290000000000001,14.852837601175882,null,0,{"$error":"#N/A"}]
[4816,"CscNgsd104",1,1.8135593220338984,16949.152542372882,0,"GSD",17,0.57723342209516748,0.60437372201316453,0.83705124089372529,1.0970310586362544,1.2026142145897361,1.2026142145897361,1.2889868661351127,1.2890846405144394,1.2453007447106357,1.1191895620457397,0.77552819282287611,0.85362126693691953,1016.949152542373,0,5524.6187096943559,0,0,0,1,0,null,null,4.4607219414182557,null,1695.6112287992546,1,null,null,7.4389999999999992,5.9600000000000009,6.2474711356919013,13.13,13.290000000000001,14.852837601175882,null,0,{"$error":"#N/A"}]
[4864,"CmiNgsd106",1,1.8135593220338984,16949.152542372882,0,"GSD",12,1.0062777414973603,0.98564281026156741,1.0265347938683682,1.0441196275961266,1.0994476760618126,1.0901464119048656,1.0679338408439019,1.0965343851174858,1.0642381511272074,1.0546811027982033,1.0276723440678304,1.0296503063189142,1016.9491525423729,0,0.11755142728004218,0,0,0,1,0,null,null,9.4348082372974068E-5,null,-3849.5366683549046,0,null,null,7.4389999999999992,5.9600000000000009,6.2474711356919013,13.13,13.290000000000001,14.852837601175882,null,0,0]
[4885,"ChoTgsd107",1,0.36809815950920244,6134.9693251533745,0,"GSD",12,1,1,1,1,1,1,1,1,1,1,1,1,368.09815950920245,0,9886.3039584576654,0,0,0,1,0,null,null,17.606498411643376,null,8185.7249295937454,1,null,null,7.4389999999999992,5.9600000000000009,6.2474711356919013,13.13,13.290000000000001,14.852837601175882,null,62046.319754251454,7178.2474031707134]
[4901,"CwaTgsd107",1,1.8135593220338984,16949.152542372882,0,"GSD",12,1,1,1,1,1,1,1,1,1,1,1,1,1016.9491525423729,0,27313.009241162705,0,0,0,1,0,null,null,22.077764850435752,null,23487.824827966917,1,null,null,7.4389999999999992,5.9600000000000009,6.2474711356919013,13.13,13.290000000000001,14.852837601175882,null,201965.02542060276,23365.687521819709]
[4922,"CofNgsd108",1,1.8135593220338984,16949.152542372882,0,"GSD",12,1,1,1,1,1,1,1,1,1,1,1,1,1016.9491525423731,0,4333.8985141528665,0,0,0,1,0,null,null,3.5031948122698582,null,508.71410095707762,1,null,null,7.4389999999999992,5.9600000000000009,6.2474711356919013,13.13,13.290000000000001,14.852837601175882,null,0,0]
[4965,"CgrEgsd110",1,1.5230021384457662,8042.7227875223252,0,"GSD",5,0.57723342209516748,0.60437372201316453,0.83705124089372529,1.0970310586362544,1.2026142145897361,1.2026142145897361,1.2889868661351127,1.2890846405144394,1.2453007447106357,1.1191895620457397,0.77552819282287611,0.85362126693691953,482.56336725133957,0,2273.9055692495203,0,0,0,1,0,null,null,3.3337977446050076,null,194.69723936180833,1,null,null,7.4389999999999992,5.9600000000000009,6.2474711356919013,13.13,13.290000000000001,14.852837601175882,null,0,0]
[5000,"CinNgsd111",1,1.0810810810810811,9009.0090090090107,0,"GSD",3,1,1,1,1,1,1,1,1,1,1,1,1,453.00180855347003,0,2320.4169456645222,0,0,0,1,0,null,null,3.1311740766484855,null,55.190539883573479,1,null,null,7.4389999999999992,5.9600000000000009,6.2474711356919013,13.13,13.290000000000001,14.852837601175882,null,11430.115441810281,1011.3191182286753]
[5008,"CreNgsd111",1,0.37313432835820898,7462.686567164169,0,"GSD",3,1,1,1,1,1,1,1,1,1,1,1,1,375.24776678682917,0,1264.4276477868341,0,0,0,1,0,null,null,1.9619856780567453,null,-697.00096579234173,0,null,null,7.4389999999999992,5.9600000000000009,6.2474711356919013,13.13,13.290000000000001,14.852837601175882,null,0,0]
[5051,"CheTgsd113",1,1.0347222222222221,6944.4444444444271,0,"GSD",6,0.57723342209516748,0.60437372201316453,0.83705124089372529,1.0970310586362544,1.2026142145897361,1.2026142145897361,1.2889868661351127,1.2890846405144394,1.2453007447106357,1.1191895620457397,0.77552819282287611,0.85362126693691953,416.66666666666572,0,2732.4589464704627,0,0,0,1,0,null,null,4.4541615641992474,null,869.02355424510529,1,null,null,7.4389999999999992,5.9600000000000009,6.2474711356919013,13.13,13.290000000000001,14.852837601175882,null,0,0]
[5072,"CasNgsd114",1,0.43274853801169588,5847.9532163742615,0,"GSD",4,0.57723342209516748,0.60437372201316453,0.83705124089372529,1.0970310586362544,1.2026142145897361,1.2026142145897361,1.2889868661351127,1.2890846405144394,1.2453007447106357,1.1191895620457397,0.77552819282287611,0.85362126693691953,350.87719298245571,0,1637.4269005847955,0,0,0,1,0,null,null,3.0046788145057666,null,-10.586659012363356,0,null,null,7.4389999999999992,5.9600000000000009,6.2474711356919013,13.13,13.290000000000001,14.852837601175882,null,0,0]
[5093,"CrtTgsd114",1,0.55244755244755239,6993.006993006984,0,"GSD",4,0.57723342209516748,0.60437372201316453,0.83705124089372529,1.0970310586362544,1.2026142145897361,1.2026142145897361,1.2889868661351127,1.2890846405144394,1.2453007447106357,1.1191895620457397,0.77552819282287611,0.85362126693691953,419.58041958041906,0,1958.0419580419582,0,0,0,1,0,null,null,3.1760824335466911,null,85.06573873050138,1,null,null,7.4389999999999992,5.9600000000000009,6.2474711356919013,13.13,13.290000000000001,14.852837601175882,null,0,0]
[5109,"ChoTgsd115",1,1.0099009900990099,9900.9900990098995,0,"GSD",4,0.57723342209516748,0.60437372201316453,0.83705124089372529,1.0970310586362544,1.2026142145897361,1.2026142145897361,1.2889868661351127,1.2890846405144394,1.2453007447106357,1.1191895620457397,0.77552819282287611,0.85362126693691953,594.05940594059405,0,1683.2965679987688,0,0,0,1,0,null,null,2.1089413400821382,null,-760.99571286434752,0,null,null,7.4389999999999992,5.9600000000000009,6.2474711356919013,13.13,13.290000000000001,14.852837601175882,null,0,0]
[5157,"CcoTgsd117",1,1.0099009900990101,9900.9900990098668,0,"GSD",15,1,1,1,1,1,1,1,1,1,1,1,1,594.059405940592,0,105957.96421747439,0,0,0,1,0,null,null,132.98011546927884,null,103517.49500431059,1,null,null,7.4389999999999992,5.9600000000000009,6.2474711356919013,13.13,13.290000000000001,14.852837601175882,null,1028015.662340384,134965.00744504223]
[5173,"CofTgsd117",1,1.0630630630630629,9009.0090090089761,0,"GSD",15,1,1,1,1,1,1,1,1,1,1,1,1,540.54054054053859,0,96412.201675359567,0,0,0,1,0,null,null,130.09876829357444,null,94146.97526957863,1,null,null,7.4389999999999992,5.9600000000000009,6.2474711356919013,13.13,13.290000000000001,14.852837601175882,null,933840.36952088226,122601.02354659984]
[5194,"ChoNgsd118",1,1.0099009900990097,9900.9900990098995,0,"GSD",5,0.57723342209516748,0.60437372201316453,0.83705124089372529,1.0970310586362544,1.2026142145897361,1.2026142145897361,1.2889868661351127,1.2890846405144394,1.2453007447106357,1.1191895620457397,0.77552819282287611,0.85362126693691953,497.85347276668489,0,1844.9049873931492,0,0,0,1,0,null,null,2.3114146790323487,null,-599.38729346996718,0,null,null,7.4389999999999992,5.9600000000000009,6.2474711356919013,13.13,13.290000000000001,14.852837601175882,null,0,0]
[5242,"CcoNgsd120",1,1.0099009900990099,9900.9900990099832,0,"GSD",8,1,1,1,1,1,1,1,1,1,1,1,1,594.05940594059905,0,1318.7034178320021,0,0,0,1,0,null,null,1.6550085127448155,null,-1121.765795331818,0,null,null,7.4389999999999992,5.9600000000000009,6.2474711356919013,13.13,13.290000000000001,14.852837601175882,null,0,0]
[5258,"CofNgsd120",1,1.0630630630630631,9009.0090090090853,0,"GSD",8,1,1,1,1,1,1,1,1,1,1,1,1,540.54054054054518,0,611.7653176476706,0,0,0,1,0,null,null,0.82551702925201031,null,-1653.4610881332931,0,null,null,7.4389999999999992,5.9600000000000009,6.2474711356919013,13.13,13.290000000000001,14.852837601175882,null,0,0]
[5279,"CinTgsd121",1,1.0810810810810811,9009.009009008998,0,"GSD",7,0.53600000000000003,0.63800000000000001,0.81100000000000005,0.88200000000000001,1.0329999999999999,1.022,1.038,1.0509999999999999,1.0349999999999999,1.0169999999999999,0.878,0.56200000000000006,540.54054054053995,0,2491.0727293149216,0,0,0,1,0,null,null,3.4654324670570746,null,287.63176142293543,1,null,null,7.4389999999999992,5.9600000000000009,6.2474711356919013,13.13,13.290000000000001,14.852837601175882,null,0,0]
[5300,"CdaNgsd122",1,0.81118881118881125,6993.0069930069803,0,"GSD",14,0.57723342209516748,0.60437372201316453,0.83705124089372529,1.0970310586362544,1.2026142145897361,1.2026142145897361,1.2889868661351127,1.2890846405144394,1.2453007447106357,1.1191895620457397,0.77552819282287611,0.85362126693691953,419.58041958041883,0,6836.8501434275395,0,0,0,1,0,null,null,11.089854102537103,null,4963.8739241160838,1,null,null,7.4389999999999992,5.9600000000000009,6.2474711356919013,13.13,13.290000000000001,14.852837601175882,null,10123.025484130791,1281.4477154927015]
[5343,"CreTgsd123",1,0.37313432835820892,7462.6865671641781,0,"GSD",10,0.57723342209516748,0.60437372201316453,0.83705124089372529,1.0970310586362544,1.2026142145897361,1.2026142145897361,1.2889868661351127,1.2890846405144394,1.2453007447106357,1.1191895620457397,0.77552819282287611,0.85362126693691953,447.7611940298508,0,6489.2926670992856,0,0,0,1,0,null,null,10.047848153828365,null,4524.040985820795,1,null,null,7.4389999999999992,5.9600000000000009,6.2474711356919013,13.13,13.290000000000001,14.852837601175882,null,22747.948761558597,2344.7952761683418]
[5364,"CinNgsd124",1,1.0810810810810811,9009.0090090090089,0,"GSD",15,1,1,1,1,1,1,1,1,1,1,1,1,453.00180855347003,0,4012.2087085771814,0,0,0,1,0,null,null,5.4140803970048541,null,1746.9823027962327,1,null,null,7.4389999999999992,5.9600000000000009,6.2474711356919013,13.13,13.290000000000001,14.852837601175882,null,0,0]
[5380,"CasNgsd125",1,0.43274853801169588,5847.9532163742688,0,"GSD",10,0.53600000000000003,0.63800000000000001,0.81100000000000005,0.88200000000000001,1.0329999999999999,1.022,1.038,1.0509999999999999,1.0349999999999999,1.0169999999999999,0.878,0.56200000000000006,350.87719298245617,0,1828.7004374206292,0,0,0,1,0,null,null,3.5076350812971246,null,246.29538341174185,1,null,null,7.4389999999999992,5.9600000000000009,6.2474711356919013,13.13,13.290000000000001,14.852837601175882,null,0,0]
[5428,"CreNgsd201",1,0.15079619155928109,3722.5656968638632,0,"GSD",30,1,1,1,1,1,1,1,1,1,1,1,1,223.35394181183179,0,18596.560833145046,0,0,0,1,0,null,null,45.269105823700578,null,17369.933986789409,1,null,null,7.4389999999999992,5.9600000000000009,6.2474711356919013,13.13,13.290000000000001,14.852837601175882,null,92049.271779941715,15844.273540019141]
[5449,"CloEgsd202",1,5.3317730316543042E-2,5302.6027046431882,0,"GSD",30,1,1,1,1,1,1,1,1,1,1,1,1,318.1561622785913,0,28848.142087780914,0,0,0,1,0,null,null,56.619091840743891,null,27311.09372675866,1,null,null,7.4389999999999992,5.9600000000000009,6.2474711356919013,13.13,13.290000000000001,14.852837601175882,null,155544.20703203219,26773.541127762819]
[5465,"CcoEgsd203",1,2.0957610814670926E-2,5041.0667901066909,0,"GSD",30,1,1,1,1,1,1,1,1,1,1,1,1,302.46400740640149,0,34342.301278977742,0,0,0,1,0,null,null,69.635369936932847,null,32856.635495914372,1,null,null,7.4389999999999992,5.9600000000000009,6.2474711356919013,13.13,13.290000000000001,14.852837601175882,null,197081.27128531065,33923.240363316196]
[5513,"CrtEgsd204",1,0.30579431809917423,3136.6731597939147,0,"GSD",30,1,1,1,1,1,1,1,1,1,1,1,1,157.72196617928256,0,3283.071038595313,0,0,0,1,0,null,null,8.773648052292895,null,2171.551400421296,1,null,null,7.4389999999999992,5.9600000000000009,6.2474711356919013,13.13,13.290000000000001,14.852837601175882,null,0,0]
[5529,"ChoEgsd205",1,2.0246338937350495E-2,5037.3697594124096,0,"GSD",30,1,1,1,1,1,1,1,1,1,1,1,1,253.29507486166816,0,4066.0335084210551,0,0,0,1,0,null,null,8.2484983165286305,null,2581.094061425913,1,null,null,7.4389999999999992,5.9600000000000009,6.2474711356919013,13.13,13.290000000000001,14.852837601175882,null,0,0]
[5550,"CcoNgsd206",1,2.0957897267913063E-2,5041.0682795406719,0,"GSD",30,1,1,1,1,1,1,1,1,1,1,1,1,253.48104829175341,0,7523.2436505887008,0,0,0,1,0,null,null,15.254765591631903,null,6037.5775749041113,1,null,null,7.4389999999999992,5.9600000000000009,6.2474711356919013,13.13,13.290000000000001,14.852837601175882,null,2971.5087212674043,511.4803854056417]
[5571,"CscEgsd206",1,0.32414894536858591,3144.7299685135572,0,"GSD",30,1,1,1,1,1,1,1,1,1,1,1,1,158.12708830953216,0,4599.7277581159105,0,0,0,1,0,null,null,12.275756439055073,null,3486.6252413423308,1,null,null,7.4389999999999992,5.9600000000000009,6.2474711356919013,13.13,13.290000000000001,14.852837601175882,null,0,0]
[5614,"ChoNgsd208",1,0.1601425394591178,5764.5187834614699,0,"GSD",30,0.57723342209516748,0.60437372201316453,0.83705124089372529,0,0,0,0,0,0,0,0.77552819282287611,0.85362126693691953,345.87112700768824,0,34443.001824705942,0,0,0,1,0,null,null,83.132013477575185,null,33159.921925024501,1,null,null,7.4389999999999992,5.9600000000000009,6.2474711356919013,13.13,13.290000000000001,14.852837601175882,null,204976.25986522227,35282.190371682314]
[5635,"CdaEgsd209",1,0.14342169861097573,5677.6076086342973,0,"GSD",25,1,1,1,1,1,1,1,1,1,1,1,1,285.48828316147893,0,43961.440672541859,0,0,0,1,0,null,null,82.488389862331942,null,42350.717081299568,1,null,null,7.4389999999999992,5.9600000000000009,6.2474711356919013,13.13,13.290000000000001,14.852837601175882,null,297278.70502252685,48247.027061747642]
[5656,"CscNgsd209",1,1.0338442884761756,3456.252489759027,0,"GSD",25,1,1,1,1,1,1,1,1,1,1,1,1,173.7914377832883,0,11995.182900582324,0,0,0,1,0,null,null,30.432080918624166,null,10820.877201591074,1,null,null,7.4389999999999992,5.9600000000000009,6.2474711356919013,13.13,13.290000000000001,14.852837601175882,null,55593.752085589731,9022.6215871543372]
[5699,"CinEgsd211",1,0,4932.1338381481291,0,"GSD",15,1,1,1,1,1,1,1,1,1,1,1,1,295.92803028888778,0,2775.2471639912851,0,0,0,1,0,null,null,5.7060681168557306,null,1310.9828618917093,1,null,null,7.4389999999999992,5.9600000000000009,6.2474711356919013,13.13,13.290000000000001,14.852837601175882,null,0,0]
[5720,"CdaNgsd212",1,0.22918169427075266,6123.3688003468833,0,"GSD",20,0.57723342209516748,0.60437372201316453,0.83705124089372529,1.0970310586362544,1.2026142145897361,1.2026142145897361,1.2889868661351127,1.2890846405144394,1.2453007447106357,1.1191895620457397,0.77552819282287611,0.85362126693691953,307.90258265067035,0,6527.6572581215778,0,0,0,1,0,null,null,11.611627922812016,null,4825.5342553160408,1,null,null,7.4389999999999992,5.9600000000000009,6.2474711356919013,13.13,13.290000000000001,14.852837601175882,null,0,0]
[5736,"CreNgsd212",1,0.98981833271678854,4814.2762683983574,0,"GSD",20,0.57723342209516748,0.60437372201316453,0.83705124089372529,1.0970310586362544,1.2026142145897361,1.2026142145897361,1.2889868661351127,1.2890846405144394,1.2453007447106357,1.1191895620457397,0.77552819282287611,0.85362126693691953,242.07722006711626,0,1383.1726020506567,0,0,0,1,0,null,null,2.8793278574233616,null,-61.759914326115194,0,null,null,7.4389999999999992,5.9600000000000009,6.2474711356919013,13.13,13.290000000000001,14.852837601175882,null,0,0]
[5757,"CloEgsd213",1,0.5804759555289315,6102.8975781974332,0,"GSD",10,1,1,1,1,1,1,1,1,1,1,1,1,366.17385469184603,0,104819.5045233016,0,0,0,1,0,null,null,187.34133738510539,null,103125.2264609461,1,null,null,7.4389999999999992,5.9600000000000009,6.2474711356919013,13.13,13.290000000000001,14.852837601175882,null,1407885.1873540923,145120.88853804293]
[5805,"CgrEgsd215",1,0,3526.3542142607944,0,"GSD",10,1,1,1,1,1,1,1,1,1,1,1,1,211.58125285564768,0,6079.2177297770149,0,0,0,1,0,null,null,15.253643362863478,null,4891.1395157159022,1,null,null,7.4389999999999992,5.9600000000000009,6.2474711356919013,13.13,13.290000000000001,14.852837601175882,null,43837.091839067361,4518.6054770311621]
[5821,"CrtEgsd215",1,0,3002.4439883581845,0,"GSD",10,1,1,1,1,1,1,1,1,1,1,1,1,180.14663930149106,0,17796.067696802103,0,0,0,1,0,null,null,48.648274347115361,null,16710.919354049885,1,null,null,7.4389999999999992,5.9600000000000009,6.2474711356919013,13.13,13.290000000000001,14.852837601175882,null,211319.79619129977,21782.256724068106]
[5842,"CloNgsd301",1,0,5221.659443371098,0,"GSD",10,1.0062777414973603,0.98564281026156741,1.0265347938683682,1.0441196275961266,1.0994476760618126,1.0901464119048656,1.0679338408439019,1.0965343851174858,1.0642381511272074,1.0546811027982033,1.0276723440678304,1.0296503063189142,262.56175003621286,0,446.03878557070345,0,0,0,1,0,null,null,0.86902806838899394,null,-1099.5768875758358,0,null,null,7.4389999999999992,5.9600000000000009,6.2474711356919013,13.13,13.290000000000001,14.852837601175882,null,0,0]
[5885,"CmiTgsd303",1,0,3002.4439892688988,0,"GSD",23,1,1,1,1,1,1,1,1,1,1,1,1,180.14663935613393,0,10884.413886292419,0,0,0,1,0,null,null,29.754210974410896,null,9799.2655433612799,1,null,null,7.4389999999999992,5.9600000000000009,6.2474711356919013,13.13,13.290000000000001,14.852837601175882,null,52779.527938003142,8339.9496034628537]
[5906,"CheNgsd304",1,0,4932.1338383838383,0,"GSD",23,1.0062777414973603,0.98564281026156741,1.0265347938683682,1.0441196275961266,1.0994476760618126,1.0901464119048656,1.0679338408439019,1.0965343851174858,1.0642381511272074,1.0546811027982033,1.0276723440678304,1.0296503063189142,295.92803030303037,0,1686.2021343934177,0,0,0,1,0,null,null,3.4052745154156931,null,197.46802566113774,1,null,null,7.4389999999999992,5.9600000000000009,6.2474711356919013,13.13,13.290000000000001,14.852837601175882,null,0,0]
[5927,"CcoTgsd305",1,0,4932.1338383838383,0,"GSD",23,1.0062777414973603,0.98564281026156741,1.0265347938683682,1.0441196275961266,1.0994476760618126,1.0901464119048656,1.0679338408439019,1.0965343851174858,1.0642381511272074,1.0546811027982033,1.0276723440678304,1.0296503063189142,295.92803030303031,0,2647.3128130902523,0,0,0,1,0,null,null,5.3462314350542517,null,1158.5787043579726,1,null,null,7.4389999999999992,5.9600000000000009,6.2474711356919013,13.13,13.290000000000001,14.852837601175882,null,0,0]
[5970,"CmiNgsd306",1,0,3002.443989407378,0,"GSD",23,1.0062777414973603,0.98564281026156741,1.0265347938683682,1.0441196275961266,1.0994476760618126,1.0901464119048656,1.0679338408439019,1.0965343851174858,1.0642381511272074,1.0546811027982033,1.0276723440678304,1.0296503063189142,180.14663936444268,0,7606.5300208344688,0,0,0,1,0,null,null,20.304828278174675,null,6496.9118712897262,1,null,null,7.4389999999999992,5.9600000000000009,6.2474711356919013,13.13,13.290000000000001,14.852837601175882,null,24680.881955344608,3899.9460532950229]
[5991,"ChoTgsd307",1,0,4932.1338383838392,0,"GSD",23,1.0062777414973603,0.98564281026156741,1.0265347938683682,1.0441196275961266,1.0994476760618126,1.0901464119048656,1.0679338408439019,1.0965343851174858,1.0642381511272074,1.0546811027982033,1.0276723440678304,1.0296503063189142,295.92803030303037,0,6857.1379563104565,0,0,0,1,0,null,null,13.847946610335399,null,5368.4038475781772,1,null,null,7.4389999999999992,5.9600000000000009,6.2474711356919013,13.13,13.290000000000001,14.852837601175882,null,5381.3260516725204,850.32947099239527]
[6012,"CcoNgsd308",1,0,4932.1338389340126,0,"GSD",15,1.0062777414973603,0.98564281026156741,1.0265347938683682,1.0441196275961266,1.0994476760618126,1.0901464119048656,1.0679338408439019,1.0965343851174858,1.0642381511272074,1.0546811027982033,1.0276723440678304,1.0296503063189142,248.00347594620129,0,775.72805822116379,0,0,0,1,0,null,null,1.56657789329648,null,-713.00605061920601,0,null,null,7.4389999999999992,5.9600000000000009,6.2474711356919013,13.13,13.290000000000001,14.852837601175882,null,0,0]
[6028,"CofNgsd308",1,0,3002.443989316037,0,"GSD",15,1.0062777414973603,0.98564281026156741,1.0265347938683682,1.0441196275961266,1.0994476760618126,1.0901464119048656,1.0679338408439019,1.0965343851174858,1.0642381511272074,1.0546811027982033,1.0276723440678304,1.0296503063189142,150.97249385371327,0,317.34127918426441,0,0,0,1,0,null,null,0.84710901841731556,null,-792.27687034253336,0,null,null,7.4389999999999992,5.9600000000000009,6.2474711356919013,13.13,13.290000000000001,14.852837601175882,null,0,0]
[6076,"ChoNgsd310",1,0.789595172663209,6851.7404375853421,0,"GSD",15,1,1,1,1,1,1,1,1,1,1,1,1,344.52743990612657,0,7630.5829640763232,0,0,0,1,0,null,null,12.585603600820381,null,5789.1837054994776,1,null,null,7.4389999999999992,5.9600000000000009,6.2474711356919013,13.13,13.290000000000001,14.852837601175882,null,16365.219317044684,2148.5391982611218]
[6092,"CwaNgsd310",1,0.71209699109639457,3545.5611216245493,0,"GSD",15,1,1,1,1,1,1,1,1,1,1,1,1,178.28216164803973,0,3948.5700089941624,0,0,0,1,0,null,null,9.8777972169817634,null,2756.7183154217705,1,null,null,7.4389999999999992,5.9600000000000009,6.2474711356919013,13.13,13.290000000000001,14.852837601175882,null,105.7303771953957,13.881015307545798]
[6113,"CreEgsd311",1,0,3526.354207453724,0,"GSD",10,1,1,1,1,1,1,1,1,1,1,1,1,177.31637652701099,0,2022.7429638245844,0,0,0,1,0,null,null,5.0753569273750623,null,834.66475110082092,1,null,null,7.4389999999999992,5.9600000000000009,6.2474711356919013,13.13,13.290000000000001,14.852837601175882,null,0,0]
[6161,"CinEgsd313",1,0.78959517266320889,6851.7404375853421,0,"GSD",10,1,1,1,1,1,1,1,1,1,1,1,1,344.52743990612652,0,23444.439669609474,0,0,0,1,0,null,null,38.668398694328367,null,21603.040411032627,1,null,null,7.4389999999999992,5.9600000000000009,6.2474711356919013,13.13,13.290000000000001,14.852837601175882,null,264271.74856221781,27240.396668230376]
[6177,"CasEgsd314",1,0,3002.4439891955553,0,"GSD",15,1,1,1,1,1,1,1,1,1,1,1,1,150.9724938476551,0,2385.3611087651534,0,0,0,1,0,null,null,6.5207496170855634,null,1300.2127658484217,1,null,null,7.4389999999999992,5.9600000000000009,6.2474711356919013,13.13,13.290000000000001,14.852837601175882,null,0,0]
[6198,"CreNgsd314",1,0,3526.3542084824512,0,"GSD",15,1,1,1,1,1,1,1,1,1,1,1,1,177.31637657873867,0,1434.2372776811028,0,0,0,1,0,null,null,3.5987103807993974,null,246.15906475523076,1,null,null,7.4389999999999992,5.9600000000000009,6.2474711356919013,13.13,13.290000000000001,14.852837601175882,null,0,0]
[6219,"CloEgsd315",0,2.2744029719999999,3452.84,0,"GSD",15,1,1,1,1,1,1,1,1,1,1,1,1,173.61984687567974,0,3308.9716666666736,0,0,0,1,0,null,null,8.3994875091704913,null,2135.3364014909389,1,null,null,7.4389999999999992,5.9600000000000009,6.2474711356919013,13.13,13.290000000000001,14.852837601175882,null,0,0]
[6262,"CasNgsd317",1,1.3028957492164264,3574.3532960007738,0,"GSD",8,1,1,1,1,1,1,1,1,1,1,1,1,214.46119776004645,0,1281.0030277837229,0,0,0,1,0,null,null,3.1902193098960159,null,83.494687983168205,1,null,null,7.4389999999999992,5.9600000000000009,6.2474711356919013,13.13,13.290000000000001,14.852837601175882,null,0,0]
[6283,"CrtEgsd317",1,1.3028957492164264,3574.3532960007774,0,"GSD",8,1,1,1,1,1,1,1,1,1,1,1,1,214.46119776004664,0,1281.0030277837216,0,0,0,1,0,null,null,3.190219309896011,null,83.494687983166045,1,null,null,7.4389999999999992,5.9600000000000009,6.2474711356919013,13.13,13.290000000000001,14.852837601175882,null,0,0]
[6299,"ChoEgsd318",1,0.20155547833798046,5979.773935793789,0,"GSD",11,1,1,1,1,1,1,1,1,1,1,1,1,358.78643614762734,0,111.54517736332369,0,0,0,1,0,null,null,0.20214098759775517,null,-1558.5434341261412,0,null,null,7.4389999999999992,5.9600000000000009,6.2474711356919013,13.13,13.290000000000001,14.852837601175882,null,0,0]
[6347,"CcoEgsd320",1,0,4932.1337872856238,0,"GSD",3,1.0062777414973603,0.98564281026156741,1.0265347938683682,1.0441196275961266,1.0994476760618126,1.0901464119048656,1.0679338408439019,1.0965343851174858,1.0642381511272074,1.0546811027982033,1.0276723440678304,1.0296503063189142,248.00347334915503,0,1699.7310216128085,0,0,0,1,0,null,null,3.4325960394759232,null,210.99692291952442,1,null,null,7.4389999999999992,5.9600000000000009,6.2474711356919013,13.13,13.290000000000001,14.852837601175882,null,14170.507529553855,1253.7848154376563]
[6368,"CrtNgsd320",1,0,3002.4439966410209,0,"GSD",3,1.0062777414973603,0.98564281026156741,1.0265347938683682,1.0441196275961266,1.0994476760618126,1.0901464119048656,1.0679338408439019,1.0965343851174858,1.0642381511272074,1.0546811027982033,1.0276723440678304,1.0296503063189142,150.97249422203691,0,903.46942066632437,0,0,0,1,0,null,null,2.4117161660881599,null,-206.14873029957423,0,null,null,7.4389999999999992,5.9600000000000009,6.2474711356919013,13.13,13.290000000000001,14.852837601175882,null,0,0]
[6384,"ChoNgsd321",1,1.5351967836812913E-2,5011.9299187735514,0,"GSD",15,1,1,1,1,1,1,1,1,1,1,1,1,300.71579512641307,0,3972.6197986309394,0,0,0,1,0,null,null,8.0850638849488945,null,2492.6783825838766,1,null,null,7.4389999999999992,5.9600000000000009,6.2474711356919013,13.13,13.290000000000001,14.852837601175882,null,0,0]
[6405,"CdaTgsd322",1,0,4932.1338355918906,0,"GSD",15,1,1,1,1,1,1,1,1,1,1,1,1,295.9280301355135,0,3972.6197986309553,0,0,0,1,0,null,null,8.1679352653406507,null,2508.3554970335904,1,null,null,7.4389999999999992,5.9600000000000009,6.2474711356919013,13.13,13.290000000000001,14.852837601175882,null,0,0]
[6448,"CofNgsd323",1,4.1673342398666775E-2,3020.7366081951932,0,"GSD",15,1,1,1,1,1,1,1,1,1,1,1,1,181.24419649171159,0,2941.4885651226255,0,0,0,1,0,null,null,8.0159665210329702,null,1852.7463680941676,1,null,null,7.4389999999999992,5.9600000000000009,6.2474711356919013,13.13,13.290000000000001,14.852837601175882,null,0,0]
[6469,"CinTgsd324",1,0,4932.1338242411312,0,"GSD",15,1,1,1,1,1,1,1,1,1,1,1,1,295.92802945446789,0,10061.712759944605,0,0,0,1,0,null,null,20.687461364872355,null,8597.4484605772632,1,null,null,7.4389999999999992,5.9600000000000009,6.2474711356919013,13.13,13.290000000000001,14.852837601175882,null,54892.66619097197,7206.6889372836304]
[6490,"CdaNgsd325",1,4.5845572575089651E-2,5170.4288308688492,0,"GSD",15,1,1,1,1,1,1,1,1,1,1,1,1,310.225729852131,0,1973.2391475861125,0,0,0,1,0,null,null,3.9365966501497383,null,462.15828852386113,1,null,null,7.4389999999999992,5.9600000000000009,6.2474711356919013,13.13,13.290000000000001,14.852837601175882,null,0,0]
[6533,"CreTgsd326",1,0,3526.3542118457526,0,"GSD",15,1,1,1,1,1,1,1,1,1,1,1,1,211.58125271074519,0,1794.3801438440871,0,0,0,1,0,null,null,4.5023613232170439,null,606.30193025744506,1,null,null,7.4389999999999992,5.9600000000000009,6.2474711356919013,13.13,13.290000000000001,14.852837601175882,null,0,0]
[6554,"CinNgsd327",1,0,4932.1455142563218,0,"GSD",10,1,1,1,1,1,1,1,1,1,1,1,1,248.00406301877683,0,25792.187571382539,0,0,0,1,0,null,null,53.030144609887429,null,24327.920975339737,1,null,null,7.4389999999999992,5.9600000000000009,6.2474711356919013,13.13,13.290000000000001,14.852837601175882,null,310123.46567021293,31966.664113527178]
[6575,"CgrEgsd328",1,0.7448128422279483,4506.7038218164244,0,"GSD",10,1,1,1,1,1,1,1,1,1,1,1,1,226.61149299064198,0,288074.90995515953,0,0,0,1,0,null,null,626.53709649809366,null,286694.22763842117,1,null,null,7.4389999999999992,5.9600000000000009,6.2474711356919013,13.13,13.290000000000001,14.852837601175882,null,3982674.0559416506,410522.96234600595]
[6618,"CreNgsd329",1,0,3526.3551142996257,0,"GSD",10,1,1,1,1,1,1,1,1,1,1,1,1,177.3164221261255,0,1404.8891509277778,0,0,0,1,0,null,null,3.5250711525206833,null,216.81076004079597,1,null,null,7.4389999999999992,5.9600000000000009,6.2474711356919013,13.13,13.290000000000001,14.852837601175882,null,0,0]
[6639,"CloEgsd330",0,0.27270387000000001,414,0,"GSD",15,1,1,1,1,1,1,1,1,1,1,1,1,24.840000000000003,0,313,0,0,0,1,0,null,null,1.533572636167194,null,-263.61044171587508,0,null,null,7.4389999999999992,5.9600000000000009,6.2474711356919013,13.13,13.290000000000001,14.852837601175882,null,0,0]
[6655,"CcoTgsd331",1,8.8490961599309529E-3,4978.1294409592783,0,"GSD",25,1,1,1,1,1,1,1,1,1,1,1,1,298.68776645755673,0,320095.96094894822,0,0,0,1,0,null,null,654.27017898853671,null,318622.66013401869,1,null,null,7.4389999999999992,5.9600000000000009,6.2474711356919013,13.13,13.290000000000001,14.852837601175882,null,2519755.9100474343,408945.30797907262]
[6676,"CrtNgsd331",1,0.12905623165482924,3059.0935382291286,0,"GSD",25,1,1,1,1,1,1,1,1,1,1,1,1,183.54561229374775,0,170144.24172347071,0,0,0,1,0,null,null,460.65852082264087,null,169047.96374325457,1,null,null,7.4389999999999992,5.9600000000000009,6.2474711356919013,13.13,13.290000000000001,14.852837601175882,null,1328437.8723251871,215599.62719518365]
[6724,"CloNgsd333",1,0.39457918078768178,5820.6820420676513,0,"GSD",20,0.57723342209516748,0.60437372201316453,0.83705124089372529,1.0970310586362544,1.2026142145897361,1.2026142145897361,1.2889868661351127,1.2890846405144394,1.2453007447106357,1.1191895620457397,0.77552819282287611,0.85362126693691953,292.68252361991995,0,3767.4311809938781,0,0,0,1,0,null,null,6.9349185708544541,null,2124.7754447852317,1,null,null,7.4389999999999992,5.9600000000000009,6.2474711356919013,13.13,13.290000000000001,14.852837601175882,null,0,0]
[6740,"CcoNgsd334",1,0.14739722158865554,5698.2714907722138,0,"GSD",20,1,1,1,1,1,1,1,1,1,1,1,1,286.52732929528247,0,177172.96404687004,0,0,0,1,0,null,null,331.64054436391746,null,175558.18073198799,1,null,null,7.4389999999999992,5.9600000000000009,6.2474711356919013,13.13,13.290000000000001,14.852837601175882,null,1505365.5454256129,226408.76394049331]
[6761,"CscEgsd334",1,2.1295661898697698,3937.2223197800863,0,"GSD",20,1,1,1,1,1,1,1,1,1,1,1,1,197.97614030065893,0,45810.457075533057,0,0,0,1,0,null,null,107.9898213901601,null,44541.657777715329,1,null,null,7.4389999999999992,5.9600000000000009,6.2474711356919013,13.13,13.290000000000001,14.852837601175882,null,359692.2846830443,54098.146341588566]
[6809,"CmiTgsd336",1,0,3002.443982161943,0,"GSD",18,0.57723342209516748,0.60437372201316453,0.83705124089372529,1.0970310586362544,1.2026142145897361,1.2026142145897361,1.2889868661351127,1.2890846405144394,1.2453007447106357,1.1191895620457397,0.77552819282287611,0.85362126693691953,180.1466389297166,0,11341.929344380302,0,0,0,1,0,null,null,30.88872778639637,null,10252.957935146114,1,null,null,7.4389999999999992,5.9600000000000009,6.2474711356919013,13.13,13.290000000000001,14.852837601175882,null,68828.301539155189,9876.8677544088478]
[6825,"CdaTgsd337",1,0.22918180333637725,6123.3693682107469,0,"GSD",15,1,1,1,1,1,1,1,1,1,1,1,1,367.40216209264486,0,2326.8791598359321,0,0,0,1,0,null,null,4.1492894877404236,null,628.57911316449736,1,null,null,7.4389999999999992,5.9600000000000009,6.2474711356919013,13.13,13.290000000000001,14.852837601175882,null,0,0]
[6846,"CscNgsd337",1,2.1295747087732617,3937.2260602159722,0,"GSD",15,1,1,1,1,1,1,1,1,1,1,1,1,236.23356361295836,0,1496.1463515577213,0,0,0,1,0,null,null,3.5268909893114593,null,227.34631887634038,1,null,null,7.4389999999999992,5.9600000000000009,6.2474711356919013,13.13,13.290000000000001,14.852837601175882,null,0,0]
[6889,"CinTgsd339",1,1.1328892155614511E-2,4991.0188798483732,0,"GSD",18,0.57723342209516748,0.60437372201316453,0.83705124089372529,1.0970310586362544,1.2026142145897361,1.2026142145897361,1.2889868661351127,1.2890846405144394,1.2453007447106357,1.1191895620457397,0.77552819282287611,0.85362126693691953,299.46113279090241,0,19252.846688276051,0,0,0,1,0,null,null,39.177802624086759,null,17773.190485756284,1,null,null,7.4389999999999992,5.9600000000000009,6.2474711356919013,13.13,13.290000000000001,14.852837601175882,null,129751.3285119374,18619.32786387618]
[6910,"CdaNgsd340",1,0,4932.1338383838383,0,"GSD",12,0.57723342209516748,0.60437372201316453,0.83705124089372529,1.0970310586362544,1.2026142145897361,1.2026142145897361,1.2889868661351127,1.2890846405144394,1.2453007447106357,1.1191895620457397,0.77552819282287611,0.85362126693691953,295.92803030303031,0,694.4646961488279,0,0,0,1,0,null,null,1.4238317959093416,null,-773.62267369636936,0,null,null,7.4389999999999992,5.9600000000000009,6.2474711356919013,13.13,13.290000000000001,14.852837601175882,null,0,0]
[6931,"CwaTgsd340",1,0,3002.4440104083469,0,"GSD",12,0.57723342209516748,0.60437372201316453,0.83705124089372529,1.0970310586362544,1.2026142145897361,1.2026142145897361,1.2889868661351127,1.2890846405144394,1.2453007447106357,1.1191895620457397,0.77552819282287611,0.85362126693691953,180.14664062450083,0,3597.8617072889879,0,0,0,1,0,null,null,9.7984537710517667,null,2508.8902925053781,1,null,null,7.4389999999999992,5.9600000000000009,6.2474711356919013,13.13,13.290000000000001,14.852837601175882,null,6180.7967668105557,715.06720328635993]
[6947,"CloTgsd341",1,0,5221.6594542248104,0,"GSD",8,0.57723342209516748,0.60437372201316453,0.83705124089372529,1.0970310586362544,1.2026142145897361,1.2026142145897361,1.2889868661351127,1.2890846405144394,1.2453007447106357,1.1191895620457397,0.77552819282287611,0.85362126693691953,313.29956725348865,0,670.3495776392333,0,0,0,1,0,null,null,1.3252427848462032,null,-854.61935875259485,0,null,null,7.4389999999999992,5.9600000000000009,6.2474711356919013,13.13,13.290000000000001,14.852837601175882,null,0,0]
[6995,"CgrTgsd343",1,0.29066550424177484,3904.5594856501075,0,"GSD",15,0.57723342209516748,0.60437372201316453,0.83705124089372529,1.0970310586362544,1.2026142145897361,1.2026142145897361,1.2889868661351127,1.2890846405144394,1.2453007447106357,1.1191895620457397,0.77552819282287611,0.85362126693691953,234.27356913900644,0,8441.3368352489542,0,0,0,1,0,null,null,19.93014965724554,null,7175.1315640113626,1,null,null,7.4389999999999992,5.9600000000000009,6.2474711356919013,13.13,13.290000000000001,14.852837601175882,null,44680.807063620043,5866.0054305624772]
[7011,"CrtTgsd343",1,0.4282101487817141,3190.4078896513497,0,"GSD",15,0.57723342209516748,0.60437372201316453,0.83705124089372529,1.0970310586362544,1.2026142145897361,1.2026142145897361,1.2889868661351127,1.2890846405144394,1.2453007447106357,1.1191895620457397,0.77552819282287611,0.85362126693691953,191.42447337908098,0,3125.8991848377291,0,0,0,1,0,null,null,8.2492859267706518,null,1999.9995007731159,1,null,null,7.4389999999999992,5.9600000000000009,6.2474711356919013,13.13,13.290000000000001,14.852837601175882,null,0,0]
[7032,"CloNgsd344",1,87.10503160967771,137458.44289487888,0,"GSD",15,0.53600000000000003,0.63800000000000001,0.81100000000000005,0.88200000000000001,1.0329999999999999,1.022,1.038,1.0509999999999999,1.0349999999999999,1.0169999999999999,0.878,0.56200000000000006,8247.5065736927336,0,6279551.954646172,0,0,0,1,0,null,null,718.18215002424961,null,6252112.7327259323,1,null,null,7.4389999999999992,5.9600000000000009,6.2474711356919013,13.13,13.290000000000001,14.852837601175882,null,64980586.706436947,8531100.9256915618]
[7053,"CgrTgsd346",1,0,3526.3542076600338,0,"GSD",15,1,1,1,1,1,1,1,1,1,1,1,1,211.58125245960201,0,5712.6964578678735,0,0,0,1,0,null,null,14.333988084018079,null,4524.6182451035766,1,null,null,7.4389999999999992,5.9600000000000009,6.2474711356919013,13.13,13.290000000000001,14.852837601175882,null,18756.822761164665,2462.5254423095766]
[7096,"CreNgsd347",1,0.74481284222794841,4506.7038218164244,0,"GSD",10,1,1,1,1,1,1,1,1,1,1,1,1,226.61149299064198,0,3711.6033741341489,0,0,0,1,0,null,null,8.0724045066767793,null,2330.9210573957512,1,null,null,7.4389999999999992,5.9600000000000009,6.2474711356919013,13.13,13.290000000000001,14.852837601175882,null,4070.0623083647297,419.53070030172501]
[7117,"CloEgsd348",0,6.3169611889999997,9589.9699999999993,0,"GSD",10,1,1,1,1,1,1,1,1,1,1,1,1,482.21438669106078,0,6919,0,0,0,1,0,null,null,8.9005847138955421,null,4539.635260814377,1,null,null,7.4389999999999992,5.9600000000000009,6.2474711356919013,13.13,13.290000000000001,14.852837601175882,null,14510.509306413063,1495.7029327396338]
[7138,"CgrNgsd349",1,0,3526.3551142996262,0,"GSD",15,1.4642934035850563,1.390983597018502,1.4252994685226312,1.4319034391640282,1.4237894031075788,1.3901451134910312,1.2503752648303077,1.3782245597891407,1.4308728765503533,1.4735364224775085,1.411655598241391,1.4937785463243058,177.3164221261255,0,8759.1574911174757,0,0,0,1,0,null,null,18.546366245084236,null,7366.1653349501521,1,null,null,7.4389999999999992,5.9600000000000009,6.2474711356919013,13.13,13.290000000000001,14.852837601175882,null,43568.235938293772,5719.939397024672]
[7181,"CrtEgsd350",1,0.71209699109639446,3545.5611216245488,0,"GSD",10,1.4642934035850563,1.390983597018502,1.4252994685226312,1.4319034391640282,1.4237894031075788,1.3901451134910312,1.2503752648303077,1.3782245597891407,1.4308728765503533,1.4735364224775085,1.411655598241391,1.4937785463243058,178.28216164803973,0,1351.6227480226196,0,0,0,1,0,null,null,2.8546312505058586,null,-45.142710830112605,0,null,null,7.4389999999999992,5.9600000000000009,6.2474711356919013,13.13,13.290000000000001,14.852837601175882,null,0,0]
[7202,"CloNgsd401",0,5.4182729999999998E-2,622.79,0,"GSD",8,1,1,1,1,1,1,1,1,1,1,1,1,37.367400000000004,0,400,0,0,0,1,0,null,null,1.842106793923671,null,-217.63030880008625,0,null,null,7.4389999999999992,5.9600000000000009,6.2474711356919013,13.13,13.290000000000001,14.852837601175882,null,0,0]
[7218,"CcoNgsd402",0,4.3659000000000003E-2,441,0,"GSD",10,0.57723342209516748,0.60437372201316453,0.83705124089372529,1.0970310586362544,1.2026142145897361,1.2026142145897361,1.2889868661351127,1.2890846405144394,1.2453007447106357,1.1191895620457397,0.77552819282287611,0.85362126693691953,26.46,0,57.62,0,0,0,1,0,null,null,0.27814088123036845,null,-528.11805662182473,0,null,null,7.4389999999999992,5.9600000000000009,6.2474711356919013,13.13,13.290000000000001,14.852837601175882,null,0,0]
[7266,"CrtNgsd403",0,4.628736E-2,482.16,0,"GSD",10,0.57723342209516748,0.60437372201316453,0.83705124089372529,1.0970310586362544,1.2026142145897361,1.2026142145897361,1.2889868661351127,1.2890846405144394,1.2453007447106357,1.1191895620457397,0.77552819282287611,0.85362126693691953,28.929600000000004,0,84,0,0,0,1,0,null,null,0.40050986106005032,null,-509.82454414127551,0,null,null,7.4389999999999992,5.9600000000000009,6.2474711356919013,13.13,13.290000000000001,14.852837601175882,null,0,0]
[7287,"CmiTgsd404",0,1.8281899999999999E-3,20.09,0,"GSD",10,0.57723342209516748,0.60437372201316453,0.83705124089372529,1.0970310586362544,1.2026142145897361,1.2026142145897361,1.2889868661351127,1.2890846405144394,1.2453007447106357,1.1191895620457397,0.77552819282287611,0.85362126693691953,1.2054,0,0.5,0,0,0,1,0,null,null,2.7644932538254917E-3,null,-502.54409496458391,0,null,null,7.4389999999999992,5.9600000000000009,6.2474711356919013,13.13,13.290000000000001,14.852837601175882,null,0,0]
[7303,"CdaTgsd405",0,4.8154469999999998E-2,529.16999999999996,0,"GSD",13,0.57723342209516748,0.60437372201316453,0.83705124089372529,1.0970310586362544,1.2026142145897361,1.2026142145897361,1.2889868661351127,1.2890846405144394,1.2453007447106357,1.1191895620457397,0.77552819282287611,0.85362126693691953,31.7502,0,255,0,0,0,1,0,null,null,1.1990430232508744,null,-348.06035022216423,0,null,null,7.4389999999999992,5.9600000000000009,6.2474711356919013,13.13,13.290000000000001,14.852837601175882,null,0,0]
[7324,"CscNgsd405",0,5.5033680000000001E-2,529.16999999999996,0,"GSD",13,0.57723342209516748,0.60437372201316453,0.83705124089372529,1.0970310586362544,1.2026142145897361,1.2026142145897361,1.2889868661351127,1.2890846405144394,1.2453007447106357,1.1191895620457397,0.77552819282287611,0.85362126693691953,31.7502,0,255,0,0,0,1,0,null,null,1.1990430232508744,null,-348.06035022216423,0,null,null,7.4389999999999992,5.9600000000000009,6.2474711356919013,13.13,13.290000000000001,14.852837601175882,null,0,0]
[7367,"CinTgsd407",0,6.7502400000000004E-2,562.52,0,"GSD",15,0.57723342209516748,0.60437372201316453,0.83705124089372529,1.0970310586362544,1.2026142145897361,1.2026142145897361,1.2889868661351127,1.2890846405144394,1.2453007447106357,1.1191895620457397,0.77552819282287611,0.85362126693691953,33.751200000000004,0,169,0,0,0,1,0,null,null,0.78695010783994679,null,-440.61244834591747,0,null,null,7.4389999999999992,5.9600000000000009,6.2474711356919013,13.13,13.290000000000001,14.852837601175882,null,0,0]
[7388,"CdaNgsd408",0,5.5697459999999997E-2,612.05999999999995,0,"GSD",15,1,1,1,1,1,1,1,1,1,1,1,1,36.723599999999998,0,255,0,0,0,1,0,null,null,1.1779796900150059,null,-360.52224244722646,0,null,null,7.4389999999999992,5.9600000000000009,6.2474711356919013,13.13,13.290000000000001,14.852837601175882,null,0,0]
[7409,"CwaTgsd408",0,5.8757759999999999E-2,612.05999999999995,0,"GSD",15,1,1,1,1,1,1,1,1,1,1,1,1,36.723599999999998,0,255,0,0,0,1,0,null,null,1.1779796900150059,null,-360.52224244722646,0,null,null,7.4389999999999992,5.9600000000000009,6.2474711356919013,13.13,13.290000000000001,14.852837601175882,null,0,0]
[7452,"CinNgsd502",1,1.361904761904762,9523.8095238095229,0,"GSD",8,1.0062777414973603,0.98564281026156741,1.0265347938683682,1.0441196275961266,1.0994476760618126,1.0901464119048656,1.0679338408439019,1.0965343851174858,1.0642381511272074,1.0546811027982033,1.0276723440678304,1.0296503063189142,478.88762618509685,0,11733.101148888274,0,0,0,1,0,null,null,15.003251175329829,null,9342.2648019742537,1,null,null,7.4389999999999992,5.9600000000000009,6.2474711356919013,13.13,13.290000000000001,14.852837601175882,null,111753.80876979342,9887.8059385429769]
[7473,"CgrEgsd503",1,0.44705882352941173,5882.3529411764703,0,"GSD",10,1.0062777414973603,0.98564281026156741,1.0265347938683682,1.0441196275961266,1.0994476760618126,1.0901464119048656,1.0679338408439019,1.0965343851174858,1.0642381511272074,1.0546811027982033,1.0276723440678304,1.0296503063189142,352.94117647058829,0,310.55900621118013,0,0,0,1,0,null,null,0.56003167117757335,null,-1364.859624277085,0,null,null,7.4389999999999992,5.9600000000000009,6.2474711356919013,13.13,13.290000000000001,14.852837601175882,null,0,0]
[7494,"CwaNgsd503",1,0.7142857142857143,5952.3809523809414,0,"GSD",10,1.0062777414973603,0.98564281026156741,1.0265347938683682,1.0441196275961266,1.0994476760618126,1.0901464119048656,1.0679338408439019,1.0965343851174858,1.0642381511272074,1.0546811027982033,1.0276723440678304,1.0296503063189142,357.14285714285649,0,594.23605013394786,0,0,0,1,0,null,null,1.0631990337140289,null,-1094.9406133625025,0,null,null,7.4389999999999992,5.9600000000000009,6.2474711356919013,13.13,13.290000000000001,14.852837601175882,null,0,0]
[7537,"CloEgsd505",1,1.4146341463414633,12195.121951219511,0,"GSD",10,1,1,1,1,1,1,1,1,1,1,1,1,731.70731707317077,0,2707.5084877242825,0,0,0,1,0,null,null,2.879958149522686,null,-183.67667759859637,0,null,null,7.4389999999999992,5.9600000000000009,6.2474711356919013,13.13,13.290000000000001,14.852837601175882,null,0,0]
[7558,"CgrNgsd506",1,0.44705882352941179,5882.3529411764712,0,"GSD",10,1,1,1,1,1,1,1,1,1,1,1,1,352.94117647058829,0,402.03182722364312,0,0,0,1,0,null,null,0.73668314656909129,null,-1248.9169966782265,0,null,null,7.4389999999999992,5.9600000000000009,6.2474711356919013,13.13,13.290000000000001,14.852837601175882,null,0,0]
[7574,"CrtNgsd506",1,0.46428571428571425,5952.3809523809523,0,"GSD",10,1,1,1,1,1,1,1,1,1,1,1,1,357.14285714285717,0,765.27907600699314,0,0,0,1,0,null,null,1.3911450183616019,null,-899.4277809030641,0,null,null,7.4389999999999992,5.9600000000000009,6.2474711356919013,13.13,13.290000000000001,14.852837601175882,null,0,0]
[7595,"CmiEgsd507",1,1.1140350877192982,8771.9298245613863,0,"GSD",8,1,1,1,1,1,1,1,1,1,1,1,1,526.31578947368314,0,462.76717684968042,0,0,0,1,0,null,null,0.63719405769977377,null,-1755.8815353900322,0,null,null,7.4389999999999992,5.9600000000000009,6.2474711356919013,13.13,13.290000000000001,14.852837601175882,null,0,0]
[7643,"CheTgsd509",1,0.82550335570469791,6711.4093959731317,0,"GSD",10,0.57723342209516748,0.60437372201316453,0.83705124089372529,1.0970310586362544,1.2026142145897361,1.2026142145897361,1.2889868661351127,1.2890846405144394,1.2453007447106357,1.1191895620457397,0.77552819282287611,0.85362126693691953,402.68456375838798,0,191.56581937324947,0,0,0,1,0,null,null,0.31986106007795395,null,-1626.0864093181494,0,null,null,7.4389999999999992,5.9600000000000009,6.2474711356919013,13.13,13.290000000000001,14.852837601175882,null,0,0]
[7659,"CscTgsd509",1,1.1226415094339623,9433.9622641509068,0,"GSD",10,0.57723342209516748,0.60437372201316453,0.83705124089372529,1.0970310586362544,1.2026142145897361,1.2026142145897361,1.2889868661351127,1.2890846405144394,1.2453007447106357,1.1191895620457397,0.77552819282287611,0.85362126693691953,566.03773584905446,0,328.43326009649144,0,0,0,1,0,null,null,0.42709473881630217,null,-2024.104531995406,0,null,null,7.4389999999999992,5.9600000000000009,6.2474711356919013,13.13,13.290000000000001,14.852837601175882,null,0,0]
[7680,"CmiNgsd510",1,1.1140350877192984,8771.9298245614027,0,"GSD",11,1,1,1,1,1,1,1,1,1,1,1,1,526.31578947368428,0,7795.8470561600006,0,0,0,1,0,null,null,10.734269125865406,null,5577.1983439202832,1,null,null,7.4389999999999992,5.9600000000000009,6.2474711356919013,13.13,13.290000000000001,14.852837601175882,null,24568.812048050939,2695.8807027319558]
[7701,"ChoTgsd511",1,0.77586206896551735,8620.6896551724149,0,"GSD",15,1,1,1,1,1,1,1,1,1,1,1,1,517.241379310345,0,8227.0508581325776,0,0,0,1,0,null,null,11.477324010510838,null,6038.11550211744,1,null,null,7.4389999999999992,5.9600000000000009,6.2474711356919013,13.13,13.290000000000001,14.852837601175882,null,10644.107192002732,1397.4320227222497]
[7744,"CscNgsd512",1,1.1226415094339623,9433.962264150945,0,"GSD",15,0.57723342209516748,0.60437372201316453,0.83705124089372529,1.0970310586362544,1.2026142145897361,1.2026142145897361,1.2889868661351127,1.2890846405144394,1.2453007447106357,1.1191895620457397,0.77552819282287611,0.85362126693691953,566.03773584905673,0,2356.9434104470793,0,0,0,1,0,null,null,3.0649701251144701,null,4.4056183551741981,1,null,null,7.4389999999999992,5.9600000000000009,6.2474711356919013,13.13,13.290000000000001,14.852837601175882,null,0,0]
[7765,"CofTgsd513",1,1.1140350877192984,8771.9298245613882,0,"GSD",15,0.57723342209516748,0.60437372201316453,0.83705124089372529,1.0970310586362544,1.2026142145897361,1.2026142145897361,1.2889868661351127,1.2890846405144394,1.2453007447106357,1.1191895620457397,0.77552819282287611,0.85362126693691953,526.31578947368337,0,2726.1883439761291,0,0,0,1,0,null,null,3.7466496756790284,null,503.71656403710324,1,null,null,7.4389999999999992,5.9600000000000009,6.2474711356919013,13.13,13.290000000000001,14.852837601175882,null,0,0]
[7808,"CdaNgsd515",1,1.1140350877192982,8771.9298245614045,0,"GSD",12,1.4642934035850563,1.390983597018502,1.4252994685226312,1.4319034391640282,1.4237894031075788,1.3901451134910312,1.2503752648303077,1.3782245597891407,1.4308728765503533,1.4735364224775085,1.411655598241391,1.4937785463243058,526.31578947368416,0,1227.718771139165,0,0,0,1,0,null,null,1.5346483486808358,null,-1195.8437063808919,0,null,null,7.4389999999999992,5.9600000000000009,6.2474711356919013,13.13,13.290000000000001,14.852837601175882,null,0,0]
[7829,"CwaTgsd515",1,0.7142857142857143,5952.3809523809523,0,"GSD",12,1.4642934035850563,1.390983597018502,1.4252994685226312,1.4319034391640282,1.4237894031075788,1.3901451134910312,1.2503752648303077,1.3782245597891407,1.4308728765503533,1.4735364224775085,1.411655598241391,1.4937785463243058,357.14285714285717,0,852.95589653446609,0,0,0,1,0,null,null,1.3672461339756572,null,-1016.6647256559318,0,null,null,7.4389999999999992,5.9600000000000009,6.2474711356919013,13.13,13.290000000000001,14.852837601175882,null,0,0]
[7850,"CdaNgsd517",1,1.1140350877192982,8771.9298245614045,0,"GSD",10,1,1,1,1,1,1,1,1,1,1,1,1,526.31578947368428,0,18873.828942478827,0,0,0,1,0,null,null,25.987780140457041,null,16655.180230239115,1,null,null,7.4389999999999992,5.9600000000000009,6.2474711356919013,13.13,13.290000000000001,14.852837601175882,null,187315.32577169233,19307.942690886601]
[7866,"CreNgsd517",1,0.57999999999999996,6666.6666666666479,0,"GSD",10,1,1,1,1,1,1,1,1,1,1,1,1,399.99999999999892,0,14344.109996283909,0,0,0,1,0,null,null,24.118606254554855,null,12539.071202690342,1,null,null,7.4389999999999992,5.9600000000000009,6.2474711356919013,13.13,13.290000000000001,14.852837601175882,null,138200.3096873367,14245.303465228411]
[7914,"CinNgsd602",1,1.0810810810810811,9009.0090090090089,0,"GSD",5,1,1,1,1,1,1,1,1,1,1,1,1,540.54054054054052,0,4627.0507488083313,0,0,0,1,0,null,null,6.2437491602857174,null,2361.8243430273828,1,null,null,7.4389999999999992,5.9600000000000009,6.2474711356919013,13.13,13.290000000000001,14.852837601175882,null,35148.734957783367,3109.9062669422246]
[7930,"CasNgsd603",1,0.43274853801169588,5847.9532163742688,0,"GSD",15,1,1,1,1,1,1,1,1,1,1,1,1,350.87719298245611,0,1635.8674463937621,0,0,0,1,0,null,null,3.0094147955740524,null,-8.3230455040854849,0,null,null,7.4389999999999992,5.9600000000000009,6.2474711356919013,13.13,13.290000000000001,14.852837601175882,null,0,0]
[7951,"CrtEgsd603",1,0.5524475524475525,6993.0069930069931,0,"GSD",15,1,1,1,1,1,1,1,1,1,1,1,1,419.58041958041963,0,1956.1771561771563,0,0,0,1,0,null,null,3.1801545979092496,null,87.024004565010728,1,null,null,7.4389999999999992,5.9600000000000009,6.2474711356919013,13.13,13.290000000000001,14.852837601175882,null,0,0]
[7972,"CloNgsd604",1,0.82089552238805985,7462.686567164229,0,"GSD",15,1,1,1,1,1,1,1,1,1,1,1,1,447.76119402985375,0,211598.97801146287,0,0,0,1,0,null,null,328.33366549409834,null,209637.54939788365,1,null,null,7.4389999999999992,5.9600000000000009,6.2474711356919013,13.13,13.290000000000001,14.852837601175882,null,2153623.4883819898,282742.58923406556]
[8015,"CcoTgsd606",1,1,8620.6896551722657,0,"GSD",15,1,1,1,1,1,1,1,1,1,1,1,1,517.24137931033601,0,81549.731028957307,0,0,0,1,0,null,null,113.76770389891779,null,79360.795672942215,1,null,null,7.4389999999999992,5.9600000000000009,6.2474711356919013,13.13,13.290000000000001,14.852837601175882,null,780434.76880003745,102460.87510152235]
[8036,"CrtNgsd606",1,1,8620.6896551722657,0,"GSD",15,1,1,1,1,1,1,1,1,1,1,1,1,517.24137931033601,0,81549.731028957307,0,0,0,1,0,null,null,113.76770389891779,null,79360.795672942215,1,null,null,7.4389999999999992,5.9600000000000009,6.2474711356919013,13.13,13.290000000000001,14.852837601175882,null,780434.76880003745,102460.87510152235]
[8057,"CmiTgsd607",1,0.7103825136612022,5464.4808743169406,0,"GSD",7,1,1,1,1,1,1,1,1,1,1,1,1,327.86885245901647,0,1654.7311126412003,0,0,0,1,0,null,null,3.1844660936462823,null,85.879403739007557,1,null,null,7.4389999999999992,5.9600000000000009,6.2474711356919013,13.13,13.290000000000001,14.852837601175882,null,0,0]
[8100,"CcoNgsd609",1,1.0099009900990099,9900.9900990099013,0,"GSD",15,1,1,1,1,1,1,1,1,1,1,1,1,594.05940594059405,0,59524.860200511765,0,0,0,1,0,null,null,74.705312066115383,null,57084.390987347964,1,null,null,7.4389999999999992,5.9600000000000009,6.2474711356919013,13.13,13.290000000000001,14.852837601175882,null,540529.85003227089,70964.497824662336]
[8121,"CscTgsd609",1,1.0388349514563107,9708.7378640776697,0,"GSD",15,1,1,1,1,1,1,1,1,1,1,1,1,582.52427184466012,0,58369.037672346487,0,0,0,1,0,null,null,74.375865916838308,null,55966.339239026362,1,null,null,7.4389999999999992,5.9600000000000009,6.2474711356919013,13.13,13.290000000000001,14.852837601175882,null,529697.6255065708,69542.368457071629]
[8137,"CinTgsd701",1,1.0810810810810811,9009.0090090090089,0,"GSD",15,1,1,1,1,1,1,1,1,1,1,1,1,540.54054054054052,0,3340.2432588904994,0,0,0,1,0,null,null,4.5073292200693551,null,1075.0168531095508,1,null,null,7.4389999999999992,5.9600000000000009,6.2474711356919013,13.13,13.290000000000001,14.852837601175882,null,0,0]
[8185,"CdaEgsd801",1,0.81118881118881103,6993.0069930070185,0,"GSD",12,1,1,1,1,1,1,1,1,1,1,1,1,419.58041958042116,0,1796.4523355651511,0,0,0,1,0,null,null,2.9204901697333425,null,-72.700816046999591,0,null,null,7.4389999999999992,5.9600000000000009,6.2474711356919013,13.13,13.290000000000001,14.852837601175882,null,0,0]
[8206,"CscNgsd801",1,0.81118881118881103,6993.0069930070185,0,"GSD",12,1,1,1,1,1,1,1,1,1,1,1,1,419.58041958042116,0,1796.4523355651511,0,0,0,1,0,null,null,2.9204901697333425,null,-72.700816046999591,0,null,null,7.4389999999999992,5.9600000000000009,6.2474711356919013,13.13,13.290000000000001,14.852837601175882,null,0,0]
[8222,"CinNgsd802",1,0.81118881118881125,6993.0069930069758,0,"GSD",8,1,1,1,1,1,1,1,1,1,1,1,1,419.58041958041855,0,28846.377808714471,0,0,0,1,0,null,null,46.895517991164489,null,26977.224657102328,1,null,null,7.4389999999999992,5.9600000000000009,6.2474711356919013,13.13,13.290000000000001,14.852837601175882,null,413386.72018025391,36575.824231039085]
[8243,"CgrEgsd803",1,0.79333333333333333,6666.6666666666533,0,"GSD",14,1,1,1,1,1,1,1,1,1,1,1,1,399.99999999999926,0,6517.7971367342543,0,0,0,1,0,null,null,10.959214815606115,null,4712.7583431406856,1,null,null,7.4389999999999992,5.9600000000000009,6.2474711356919013,13.13,13.290000000000001,14.852837601175882,null,8995.4131176155061,1138.7061711493106]
[8286,"CreNgsd804",1,0.80141843971631221,7092.1985815602839,0,"GSD",10,0.57723342209516748,0.60437372201316453,0.83705124089372529,1.0970310586362544,1.2026142145897361,1.2026142145897361,1.2889868661351127,1.2890846405144394,1.2453007447106357,1.1191895620457397,0.77552819282287611,0.85362126693691953,425.53191489361706,0,227.76272023059457,0,0,0,1,0,null,null,0.36577053363713952,null,-1664.7011458950205,0,null,null,7.4389999999999992,5.9600000000000009,6.2474711356919013,13.13,13.290000000000001,14.852837601175882,null,0,0]
[8307,"CloEgsd805",1,0.79333333333333322,6666.666666666667,0,"GSD",10,1,1,1,1,1,1,1,1,1,1,1,1,335.22133832956786,0,148.25475037341664,0,0,0,1,0,null,null,0.24927987519268149,null,-1656.7840432201542,0,null,null,7.4389999999999992,5.9600000000000009,6.2474711356919013,13.13,13.290000000000001,14.852837601175882,null,0,0]
[8328,"CgrNgsd806",1,0.79333333333333322,6666.6666666667006,0,"GSD",10,1,1,1,1,1,1,1,1,1,1,1,1,400.0000000000021,0,14860.895109728701,0,0,0,1,0,null,null,24.987543865366359,null,13055.856316135123,1,null,null,7.4389999999999992,5.9600000000000009,6.2474711356919013,13.13,13.290000000000001,14.852837601175882,null,145430.79078307064,14990.601342211137]
[8371,"CrtEgsd807",1,0.79333333333333333,6666.666666666657,0,"GSD",5,1,1,1,1,1,1,1,1,1,1,1,1,335.22133832956735,0,5603.0231448270069,0,0,0,1,0,null,null,9.4210870594445897,null,3797.9843512334382,1,null,null,7.4389999999999992,5.9600000000000009,6.2474711356919013,13.13,13.290000000000001,14.852837601175882,null,74958.264949014178,6632.1925441710409]
[8392,"CloNgsd808",1,0.79333333333333322,6666.6666666666661,0,"GSD",13,1,1,1,1,1,1,1,1,1,1,1,1,335.22133832956774,0,2729.3014593735447,0,0,0,1,0,null,null,4.5891273327983377,null,924.26266577997399,1,null,null,7.4389999999999992,5.9600000000000009,6.2474711356919013,13.13,13.290000000000001,14.852837601175882,null,0,0]
[8413,"CheEgsd809",1,0.79333333333333333,6666.666666666667,0,"GSD",15,0.57723342209516748,0.60437372201316453,0.83705124089372529,1.0970310586362544,1.2026142145897361,1.2026142145897361,1.2889868661351127,1.2890846405144394,1.2453007447106357,1.1191895620457397,0.77552819282287611,0.85362126693691953,400,0,11123.163396114782,0,0,0,1,0,null,null,18.659646664654751,null,9314.3015348218978,1,null,null,7.4389999999999992,5.9600000000000009,6.2474711356919013,13.13,13.290000000000001,14.852837601175882,null,54125.321400792891,7105.9466051253266]
[8456,"CrtNgsd810",1,0.79333333333333333,6666.666666666667,0,"GSD",15,1,1,1,1,1,1,1,1,1,1,1,1,400,0,344.6393762183236,0,0,0,1,0,null,null,0.57948673127705741,null,-1460.3994173752471,0,null,null,7.4389999999999992,5.9600000000000009,6.2474711356919013,13.13,13.290000000000001,14.852837601175882,null,0,0]
[8477,"CmiEgsd811",1,0.81118881118881114,6993.0069930069922,0,"GSD",15,1,1,1,1,1,1,1,1,1,1,1,1,419.58041958041957,0,1246.3343108504398,0,0,0,1,0,null,null,2.0261640295037444,null,-622.81884076170581,0,null,null,7.4389999999999992,5.9600000000000009,6.2474711356919013,13.13,13.290000000000001,14.852837601175882,null,0,0]
[8493,"CdaTgsd812",1,0.81118881118881125,6993.0069930069931,0,"GSD",16,1,1,1,1,1,1,1,1,1,1,1,1,419.58041958041963,0,2609.8127113556366,0,0,0,1,0,null,null,4.2427690495676149,null,740.65955974349072,1,null,null,7.4389999999999992,5.9600000000000009,6.2474711356919013,13.13,13.290000000000001,14.852837601175882,null,0,0]
[8514,"CscNgsd812",1,0.81118881118881125,6993.0069930069931,0,"GSD",16,1,1,1,1,1,1,1,1,1,1,1,1,419.58041958041963,0,2609.8127113556366,0,0,0,1,0,null,null,4.2427690495676149,null,740.65955974349072,1,null,null,7.4389999999999992,5.9600000000000009,6.2474711356919013,13.13,13.290000000000001,14.852837601175882,null,0,0]
[8562,"CmiNgsd814",1,0.81118881118881114,6993.0069930069731,0,"GSD",15,0.57723342209516748,0.60437372201316453,0.83705124089372529,1.0970310586362544,1.2026142145897361,1.2026142145897361,1.2889868661351127,1.2890846405144394,1.2453007447106357,1.1191895620457397,0.77552819282287611,0.85362126693691953,419.58041958041844,0,6320.5636408062055,0,0,0,1,0,null,null,10.25240090858582,null,4447.5874214947507,1,null,null,7.4389999999999992,5.9600000000000009,6.2474711356919013,13.13,13.290000000000001,14.852837601175882,null,1493.7174480313406,196.10555936023098]
[8578,"CdaNgsd815",1,0.81118881118881114,6993.0069930069931,0,"GSD",10,0.57723342209516748,0.60437372201316453,0.83705124089372529,1.0970310586362544,1.2026142145897361,1.2026142145897361,1.2889868661351127,1.2890846405144394,1.2453007447106357,1.1191895620457397,0.77552819282287611,0.85362126693691953,419.58041958041963,0,3726.3797210746811,0,0,0,1,0,null,null,6.0444512561238426,null,1853.4035017632225,1,null,null,7.4389999999999992,5.9600000000000009,6.2474711356919013,13.13,13.290000000000001,14.852837601175882,null,0,0]
[8599,"CwaEgsd815",1,0.81118881118881114,6993.0069930069931,0,"GSD",10,0.57723342209516748,0.60437372201316453,0.83705124089372529,1.0970310586362544,1.2026142145897361,1.2026142145897361,1.2889868661351127,1.2890846405144394,1.2453007447106357,1.1191895620457397,0.77552819282287611,0.85362126693691953,419.58041958041963,0,3726.3797210746811,0,0,0,1,0,null,null,6.0444512561238426,null,1853.4035017632225,1,null,null,7.4389999999999992,5.9600000000000009,6.2474711356919013,13.13,13.290000000000001,14.852837601175882,null,0,0]
[8620,"CofNgsd816",1,0.81118881118881125,6993.0069930069476,0,"GSD",4,1.0062777414973603,0.98564281026156741,1.0265347938683682,1.0441196275961266,1.0994476760618126,1.0901464119048656,1.0679338408439019,1.0965343851174858,1.0642381511272074,1.0546811027982033,1.0276723440678304,1.0296503063189142,419.5804195804169,0,3762.812039027528,0,0,0,1,0,null,null,6.0308618949436896,null,1869.1890808289959,1,null,null,7.4389999999999992,5.9600000000000009,6.2474711356919013,13.13,13.290000000000001,14.852837601175882,null,46646.5184923411,4127.2125544377332]
[8663,"CgrEgsd818",1,0.79333333333333333,6666.6666666666069,0,"GSD",5,1.0062777414973603,0.98564281026156741,1.0265347938683682,1.0441196275961266,1.0994476760618126,1.0901464119048656,1.0679338408439019,1.0965343851174858,1.0642381511272074,1.0546811027982033,1.0276723440678304,1.0296503063189142,399.99999999999642,0,44270.833333333336,0,0,0,1,0,null,null,73.352180882202063,null,42441.324733153378,1,null,null,7.4389999999999992,5.9600000000000009,6.2474711356919013,13.13,13.290000000000001,14.852837601175882,null,1022676.2937183012,90484.833058935328]
[8684,"CwaNgsd818",1,0.81118881118881114,6993.0069930069303,0,"GSD",5,1.0062777414973603,0.98564281026156741,1.0265347938683682,1.0441196275961266,1.0994476760618126,1.0901464119048656,1.0679338408439019,1.0965343851174858,1.0642381511272074,1.0546811027982033,1.0276723440678304,1.0296503063189142,419.58041958041582,0,46437.937062937068,0,0,0,1,0,null,null,74.42858750527455,null,44544.314104738529,1,null,null,7.4389999999999992,5.9600000000000009,6.2474711356919013,13.13,13.290000000000001,14.852837601175882,null,1073627.8382282185,94992.947725710532]
[8700,"CloNgsd819",1,0.79333333333333333,6666.666666666667,0,"GSD",4,1,1,1,1,1,1,1,1,1,1,1,1,400.00000000000006,0,2595.0617283950619,0,0,0,1,0,null,null,4.3634127212939511,null,790.02293480149092,1,null,null,7.4389999999999992,5.9600000000000009,6.2474711356919013,13.13,13.290000000000001,14.852837601175882,null,14893.863042396682,1317.7862039746558]
[8748,"CgrNgsd821",1,0.79333333333333333,6666.666666666667,0,"GSD",12,1,1,1,1,1,1,1,1,1,1,1,1,400.00000000000006,0,1634.8306254645854,0,0,0,1,0,null,null,2.7488520485887848,null,-170.20816812898539,0,null,null,7.4389999999999992,5.9600000000000009,6.2474711356919013,13.13,13.290000000000001,14.852837601175882,null,0,0]
[8769,"CasTgsd822",1,0.79333333333333345,6666.666666666667,0,"GSD",12,1,1,1,1,1,1,1,1,1,1,1,1,400.00000000000006,0,6786.9101978691024,0,0,0,1,0,null,null,11.411709390811593,null,4981.8714042755309,1,null,null,7.4389999999999992,5.9600000000000009,6.2474711356919013,13.13,13.290000000000001,14.852837601175882,null,20530.437369561609,2375.2022572445408]
[8785,"CmiTgsd822",1,0.81118881118881125,6993.006993006994,0,"GSD",12,1,1,1,1,1,1,1,1,1,1,1,1,419.58041958041963,0,7119.1365711913659,0,0,0,1,0,null,null,11.573570843789046,null,5249.9834195792191,1,null,null,7.4389999999999992,5.9600000000000009,6.2474711356919013,13.13,13.290000000000001,14.852837601175882,null,22383.777032897138,2589.6183689208497]
[8833,"CheTgsd824",1,0.79333333333333333,6666.666666666667,0,"GSD",12,0.57723342209516748,0.60437372201316453,0.83705124089372529,1.0970310586362544,1.2026142145897361,1.2026142145897361,1.2889868661351127,1.2890846405144394,1.2453007447106357,1.1191895620457397,0.77552819282287611,0.85362126693691953,400.00000000000006,0,7238.2731423827317,0,0,0,1,0,null,null,12.142554639294294,null,5429.4112810898487,1,null,null,7.4389999999999992,5.9600000000000009,6.2474711356919013,13.13,13.290000000000001,14.852837601175882,null,25890.763747886755,2995.3478042771417]
[8849,"CscTgsd824",1,0.81118881118881114,6993.0069930069931,0,"GSD",12,0.57723342209516748,0.60437372201316453,0.83705124089372529,1.0970310586362544,1.2026142145897361,1.2026142145897361,1.2889868661351127,1.2890846405144394,1.2453007447106357,1.1191895620457397,0.77552819282287611,0.85362126693691953,419.58041958041963,0,7592.594205296572,0,0,0,1,0,null,null,12.315724380393524,null,5719.6179859851136,1,null,null,7.4389999999999992,5.9600000000000009,6.2474711356919013,13.13,13.290000000000001,14.852837601175882,null,28014.3862113793,3241.0334064894446]
[8870,"CmiNgsd825",1,0.81118881118881114,6993.0069930069931,0,"GSD",9,1,1,1,1,1,1,1,1,1,1,1,1,419.58041958041963,0,0.64750064750064751,0,0,0,1,0,null,null,1.0526409404158887E-3,null,-1868.5056509646449,0,null,null,7.4389999999999992,5.9600000000000009,6.2474711356919013,13.13,13.290000000000001,14.852837601175882,null,0,0]
[8891,"ChoEgsd826",1,0.79333333333333333,6666.666666666667,0,"GSD",16,0.57723342209516748,0.60437372201316453,0.83705124089372529,1.0970310586362544,1.2026142145897361,1.2026142145897361,1.2889868661351127,1.2890846405144394,1.2453007447106357,1.1191895620457397,0.77552819282287611,0.85362126693691953,335.22133832956786,0,15498.154981549817,0,0,0,1,0,null,null,25.998907470044887,null,13689.293120256933,1,null,null,7.4389999999999992,5.9600000000000009,6.2474711356919013,13.13,13.290000000000001,14.852837601175882,null,94716.406877189904,12823.122987584875]
[8934,"CscNgsd827",1,0.81118881118881114,6993.0069930069922,0,"GSD",16,0.57723342209516748,0.60437372201316453,0.83705124089372529,1.0970310586362544,1.2026142145897361,1.2026142145897361,1.2889868661351127,1.2890846405144394,1.2453007447106357,1.1191895620457397,0.77552819282287611,0.85362126693691953,351.63077447157457,0,16232.846004400904,0,0,0,1,0,null,null,26.330823417391482,null,14359.869785089446,1,null,null,7.4389999999999992,5.9600000000000009,6.2474711356919013,13.13,13.290000000000001,14.852837601175882,null,99965.816774988198,13533.811145540367]
[8955,"CofEgsd828",1,1.5230021418246049,8042.7227982932891,0,"GSD",15,1,1,1,1,1,1,1,1,1,1,1,1,404.41384503864049,0,643.54983408583973,0,0,0,1,0,null,null,0.9454224227738024,null,-1431.835430218674,0,null,null,7.4389999999999992,5.9600000000000009,6.2474711356919013,13.13,13.290000000000001,14.852837601175882,null,0,0]
[8976,"ChoNgsd829",1,0.79333333333333333,6666.6666666666315,0,"GSD",11,1,1,1,1,1,1,1,1,1,1,1,1,399.9999999999979,0,602.93309216009641,0,0,0,1,0,null,null,1.0137893429022753,null,-1202.1057014334674,0,null,null,7.4389999999999992,5.9600000000000009,6.2474711356919013,13.13,13.290000000000001,14.852837601175882,null,0,0]
[9019,"CwaEgsd901",1,1.5230021932323132,8042.7229621686647,0,"GSD",30,1.0062777414973603,0.98564281026156741,1.0265347938683682,1.0441196275961266,1.0994476760618126,1.0901464119048656,1.0679338408439019,1.0965343851174858,1.0642381511272074,1.0546811027982033,1.0276723440678304,1.0296503063189142,404.41385327881881,0,8489.8992485469971,0,0,0,1,0,null,null,12.313003195080471,null,6390.0441454603597,1,null,null,7.4389999999999992,5.9600000000000009,6.2474711356919013,13.13,13.290000000000001,14.852837601175882,null,0,0]
[9040,"CofNgsd902",1,1.5230021937689751,8042.7229638794224,0,"GSD",10,1.4642934035850563,1.390983597018502,1.4252994685226312,1.4319034391640282,1.4237894031075788,1.3901451134910312,1.2503752648303077,1.3782245597891407,1.4308728765503533,1.4735364224775085,1.411655598241391,1.4937785463243058,482.56337783276535,0,282.37716121335546,0,0,0,1,0,null,null,0.37428557795515732,null,-1997.9219009033307,0,null,null,7.4389999999999992,5.9600000000000009,6.2474711356919013,13.13,13.290000000000001,14.852837601175882,null,0,0]
[9056,"CgrNgsd903",1,1.5230019612127661,8042.7222225462738,0,"GSD",10,1,1,1,1,1,1,1,1,1,1,1,1,482.56333335277645,0,2768.4014567983545,0,0,0,1,0,null,null,4.066987220218425,null,693.01630560781223,1,null,null,7.4389999999999992,5.9600000000000009,6.2474711356919013,13.13,13.290000000000001,14.852837601175882,null,0,0]
[9104,"CwaNgsd904",1,1.5230021449235189,8042.7228081718804,0,"GSD",20,1,1,1,1,1,1,1,1,1,1,1,1,404.41384553536767,0,96208.057158247539,0,0,0,1,0,null,null,141.3367692583563,null,94132.671892002225,1,null,null,7.4389999999999992,5.9600000000000009,6.2474711356919013,13.13,13.290000000000001,14.852837601175882,null,775998.40758988319,116711.08111654225]
[9125,"CreEgsd905",1,1.5230022703880437,8042.7232081225411,0,"GSD",2,1,1,1,1,1,1,1,1,1,1,1,1,482.56339248735253,0,468.38428834976094,0,0,0,1,0,null,null,0.68809122242027621,null,-1607.0010564717384,0,null,null,7.4389999999999992,5.9600000000000009,6.2474711356919013,13.13,13.290000000000001,14.852837601175882,null,0,0]
[9141,"CheEgsd906",1,1.2144824726081405,10905.424139511755,0,"GSD",15,1,1,1,1,1,1,1,1,1,1,1,1,654.32544837070532,0,385313.42778459343,0,0,0,1,0,null,null,448.27485153458008,null,382675.62272758532,1,null,null,7.4389999999999992,5.9600000000000009,6.2474711356919013,13.13,13.290000000000001,14.852837601175882,null,3954072.3850558605,519117.97498528834]
[9162,"CasNgsd907",1,1.52300220829229,8042.7230101762416,0,"GSD",10,1,1,1,1,1,1,1,1,1,1,1,1,482.5633806105746,0,5269.2996163704083,0,0,0,1,0,null,null,7.7409916822199465,null,3193.9143104383716,1,null,null,7.4389999999999992,5.9600000000000009,6.2474711356919013,13.13,13.290000000000001,14.852837601175882,null,1910.4820417058654,196.92717411806902]
[9210,"CreNgsd908",1,0.37313432835820892,7462.6865671641544,0,"GSD",15,0.57723342209516748,0.60437372201316453,0.83705124089372529,1.0970310586362544,1.2026142145897361,1.2026142145897361,1.2889868661351127,1.2890846405144394,1.2453007447106357,1.1191895620457397,0.77552819282287611,0.85362126693691953,447.76119402984932,0,8022.3598181815851,0,0,0,1,0,null,null,12.421608551752131,null,6057.108136903099,1,null,null,7.4389999999999992,5.9600000000000009,6.2474711356919013,13.13,13.290000000000001,14.852837601175882,null,16178.609158757245,2124.0397258063472]
[9226,"CheNgsd909",1,1.2144824015897595,10905.422724545246,0,"GSD",20,1,1,1,1,1,1,1,1,1,1,1,1,654.3253634727148,0,540.32911919169442,0,0,0,1,0,null,null,0.62862065822277435,null,-2097.475659825383,0,null,null,7.4389999999999992,5.9600000000000009,6.2474711356919013,13.13,13.290000000000001,14.852837601175882,null,0,0]
[9247,"CcoTgsd910",1,1.0099009900990099,9900.9900990098668,0,"GSD",15,0.57723342209516748,0.60437372201316453,0.83705124089372529,1.0970310586362544,1.2026142145897361,1.2026142145897361,1.2889868661351127,1.2890846405144394,1.2453007447106357,1.1191895620457397,0.77552819282287611,0.85362126693691953,594.05940594059211,0,11059.430451727567,0,0,0,1,0,null,null,13.855960096883331,null,8615.1381708644567,1,null,null,7.4389999999999992,5.9600000000000009,6.2474711356919013,13.13,13.290000000000001,14.852837601175882,null,31546.227451331579,4141.6069606751043]
[9290,"CmiNgsd911",1,1.523002187691354,8042.7229445054318,0,"GSD",15,0.57723342209516748,0.60437372201316453,0.83705124089372529,1.0970310586362544,1.2026142145897361,1.2026142145897361,1.2889868661351127,1.2890846405144394,1.2453007447106357,1.1191895620457397,0.77552819282287611,0.85362126693691953,482.56337667032591,0,19472.005274938903,0,0,0,1,0,null,null,28.548118801846176,null,17392.796914209554,1,null,null,7.4389999999999992,5.9600000000000009,6.2474711356919013,13.13,13.290000000000001,14.852837601175882,null,132455.37550121898,17389.657955171038]
[9311,"ChoTgsd912",1,1.2144824013987994,10905.422721940264,0,"GSD",5,1.0062777414973603,0.98564281026156741,1.0265347938683682,1.0441196275961266,1.0994476760618126,1.0901464119048656,1.0679338408439019,1.0965343851174858,1.0642381511272074,1.0546811027982033,1.0276723440678304,1.0296503063189142,654.32536331641586,0,28139.783740929866,0,0,0,1,0,null,null,32.405922069424989,null,25477.509155838179,1,null,null,7.4389999999999992,5.9600000000000009,6.2474711356919013,13.13,13.290000000000001,14.852837601175882,null,598244.02144887298,52931.715286458173]
[9332,"CcoNgsd1001",1,0.70334276033992116,8192.0077254360531,0,"GSD",10,1,1,1,1,1,1,1,1,1,1,1,1,411.92036899902484,0,29877.556569030181,0,0,0,1,0,null,null,43.299089135526522,null,27772.842084604625,1,null,null,7.4389999999999992,5.9600000000000009,6.2474711356919013,13.13,13.290000000000001,14.852837601175882,null,345199.97967815498,35582.25359864434]
[9348,"CofNgsd1001",1,2.050645781497423,6285.4713808106271,0,"GSD",10,1,1,1,1,1,1,1,1,1,1,1,1,316.05361924613027,0,21815.362674095548,0,0,0,1,0,null,null,38.211089046511255,null,20085.215302308301,1,null,null,7.4389999999999992,5.9600000000000009,6.2474711356919013,13.13,13.290000000000001,14.852837601175882,null,245314.92993932619,25286.380540268481]
[9396,"CrtEgsd1004",1,0.71209699109639468,3545.5611216245493,0,"GSD",5,0.57723342209516748,0.60437372201316453,0.83705124089372529,1.0970310586362544,1.2026142145897361,1.2026142145897361,1.2889868661351127,1.2890846405144394,1.2453007447106357,1.1191895620457397,0.77552819282287611,0.85362126693691953,178.28216164803976,0,1565.4461269419305,0,0,0,1,0,null,null,3.9027095414350477,null,369.77136567022603,1,null,null,7.4389999999999992,5.9600000000000009,6.2474711356919013,13.13,13.290000000000001,14.852837601175882,null,0,0]
[9412,"CwaNgsd1005",1,3.0012308310062492,4319.8416640236446,0,"GSD",20,0.57723342209516748,0.60437372201316453,0.83705124089372529,1.0970310586362544,1.2026142145897361,1.2026142145897361,1.2889868661351127,1.2890846405144394,1.2453007447106357,1.1191895620457397,0.77552819282287611,0.85362126693691953,217.21546559787504,0,55580.725887621993,0,0,0,1,0,null,null,123.65266660421989,null,54232.932323078574,1,null,null,7.4389999999999992,5.9600000000000009,6.2474711356919013,13.13,13.290000000000001,14.852837601175882,null,443037.60056582268,66633.380728074175]
[9433,"CreEgsld101",1,0.52879581151832455,5235.6020942408377,0,"GSLD",20,1,1,1,1,1,1,1,1,1,1,1,1,314.13612565445032,0,2392.5511130614618,0,0,0,1,0,null,null,4.7747610047834765,null,881.22653306591315,1,null,null,6.8320000000000007,5.3630000000000004,5.5847964346769574,15.4,15.58,17.390432125820322,null,0,0]
[9481,"CinTgsld103",1,1.2144824008532755,10905.422717184669,0,"GSLD",13,0.57723342209516748,0.60437372201316453,0.83705124089372529,1.0970310586362544,1.2026142145897361,1.2026142145897361,1.2889868661351127,1.2890846405144394,1.2453007447106357,1.1191895620457397,0.77552819282287611,0.85362126693691953,654.3253630310802,0,1010.9734201086928,0,0,0,1,0,null,null,1.2338849753953414,null,-1512.9142366762694,0,null,null,6.8320000000000007,5.3630000000000004,5.5847964346769574,15.4,15.58,17.390432125820322,null,0,0]
[9485,"CmiTgsld103",1,1.5230021874837072,8042.7229438435033,0,"GSLD",13,0.57723342209516748,0.60437372201316453,0.83705124089372529,1.0970310586362544,1.2026142145897361,1.2026142145897361,1.2889868661351127,1.2890846405144394,1.2453007447106357,1.1191895620457397,0.77552819282287611,0.85362126693691953,482.56337663061026,0,745.59045828745332,0,0,0,1,0,null,null,1.130597696095401,null,-1269.3150062614914,0,null,null,6.8320000000000007,5.3630000000000004,5.5847964346769574,15.4,15.58,17.390432125820322,null,0,0]
[9519,"CrtTgsld104",1,0.36809815950920249,6134.9693251533745,0,"GSLD",17,0.57723342209516748,0.60437372201316453,0.83705124089372529,1.0970310586362544,1.2026142145897361,1.2026142145897361,1.2889868661351127,1.2890846405144394,1.2453007447106357,1.1191895620457397,0.77552819282287611,0.85362126693691953,368.0981595092025,0,1999.708612711454,0,0,0,1,0,null,null,3.6166223792128416,null,323.99785804079755,1,null,null,6.8320000000000007,5.3630000000000004,5.5847964346769574,15.4,15.58,17.390432125820322,null,0,{"$error":"#N/A"}]
[9540,"CloNgsld105",1,0.44505494505494503,5494.5054945054944,0,"GSLD",12,1.0062777414973603,0.98564281026156741,1.0265347938683682,1.0441196275961266,1.0994476760618126,1.0901464119048656,1.0679338408439019,1.0965343851174858,1.0642381511272074,1.0546811027982033,1.0276723440678304,1.0296503063189142,329.67032967032964,0,8914.8496088559168,0,0,0,1,0,null,null,16.953135392201762,null,7328.8147086413528,1,null,null,6.8320000000000007,5.3630000000000004,5.5847964346769574,15.4,15.58,17.390432125820322,null,37962.187219144631,4391.9119281177573]
[9583,"CcoTgsld107",1,0.36809815950920244,6134.9693251533745,0,"GSLD",12,1,1,1,1,1,1,1,1,1,1,1,1,368.09815950920245,0,9886.3039584576654,0,0,0,1,0,null,null,17.932362558974482,null,8215.0737156056784,1,null,null,6.8320000000000007,5.3630000000000004,5.5847964346769574,15.4,15.58,17.390432125820322,null,44355.843191751454,5131.6051857341699]
[9604,"CrtNgsld107",1,0.36809815950920244,6134.9693251533745,0,"GSLD",12,1,1,1,1,1,1,1,1,1,1,1,1,368.09815950920245,0,9886.3039584576654,0,0,0,1,0,null,null,17.932362558974482,null,8215.0737156056784,1,null,null,6.8320000000000007,5.3630000000000004,5.5847964346769574,15.4,15.58,17.390432125820322,null,44355.843191751454,5131.6051857341699]
[9620,"ChoNgsld108",1,0.36809815950920249,6134.9693251533745,0,"GSLD",12,1,1,1,1,1,1,1,1,1,1,1,1,368.0981595092025,0,1568.7117321166818,0,0,0,1,0,null,null,2.8454220757361561,null,-102.51851073530676,0,null,null,6.8320000000000007,5.3630000000000004,5.5847964346769574,15.4,15.58,17.390432125820322,null,0,0]
[9668,"CcoNgsld110",1,1.2144824144485646,10905.422616371987,0,"GSLD",5,0.57723342209516748,0.60437372201316453,0.83705124089372529,1.0970310586362544,1.2026142145897361,1.2026142145897361,1.2889868661351127,1.2890846405144394,1.2453007447106357,1.1191895620457397,0.77552819282287611,0.85362126693691953,654.32535698231925,0,3083.2719064817202,0,0,0,1,0,null,null,3.7631087335606028,null,559.38426762104723,1,null,null,6.8320000000000007,5.3630000000000004,5.5847964346769574,15.4,15.58,17.390432125820322,null,0,0]
[9689,"CscEgsld110",1,1.5230021384457662,8042.7227875223252,0,"GSLD",5,0.57723342209516748,0.60437372201316453,0.83705124089372529,1.0970310586362544,1.2026142145897361,1.2026142145897361,1.2889868661351127,1.2890846405144394,1.2453007447106357,1.1191895620457397,0.77552819282287611,0.85362126693691953,482.56336725133957,0,2273.9055692495203,0,0,0,1,0,null,null,3.4481026456147008,null,259.0001324941631,1,null,null,6.8320000000000007,5.3630000000000004,5.5847964346769574,15.4,15.58,17.390432125820322,null,0,0]
[9705,"CinEgsld111",1,1.0810810810810811,9009.0090090090107,0,"GSLD",3,1,1,1,1,1,1,1,1,1,1,1,1,453.00180855347003,0,2320.4169456645222,0,0,0,1,0,null,null,3.2598366826932277,null,138.18829757116856,1,null,null,6.8320000000000007,5.3630000000000004,5.5847964346769574,15.4,15.58,17.390432125820322,null,0,0]
[9753,"CdaTgsld113",1,1.0630630630630631,9009.0090090089871,0,"GSLD",6,0.57723342209516748,0.60437372201316453,0.83705124089372529,1.0970310586362544,1.2026142145897361,1.2026142145897361,1.2889868661351127,1.2890846405144394,1.2453007447106357,1.1191895620457397,0.77552819282287611,0.85362126693691953,540.54054054053927,0,3544.8116062319514,0,0,0,1,0,null,null,4.9686827461290157,null,1358.1024463199342,1,null,null,6.8320000000000007,5.3630000000000004,5.5847964346769574,15.4,15.58,17.390432125820322,null,0,0]
[9769,"CreTgsld113",1,0.37313432835820898,7462.6865671641617,0,"GSLD",6,0.57723342209516748,0.60437372201316453,0.83705124089372529,1.0970310586362544,1.2026142145897361,1.2026142145897361,1.2889868661351127,1.2890846405144394,1.2453007447106357,1.1191895620457397,0.77552819282287611,0.85362126693691953,447.76119402984972,0,2936.3737932219901,0,0,0,1,0,null,null,4.6826748169275927,null,1024.5976156937086,1,null,null,6.8320000000000007,5.3630000000000004,5.5847964346769574,15.4,15.58,17.390432125820322,null,0,0]
[9790,"CinNgsld114",1,1.0810810810810811,9009.009009008998,0,"GSLD",4,0.57723342209516748,0.60437372201316453,0.83705124089372529,1.0970310586362544,1.2026142145897361,1.2026142145897361,1.2889868661351127,1.2890846405144394,1.2453007447106357,1.1191895620457397,0.77552819282287611,0.85362126693691953,540.54054054053984,0,2522.5225225225226,0,0,0,1,0,null,null,3.5357631170990262,null,335.81336261050336,1,null,null,6.8320000000000007,5.3630000000000004,5.5847964346769574,15.4,15.58,17.390432125820322,null,0,0]
[9811,"CgrTgsld115",1,0.59999999999999987,7407.4074074074069,0,"GSLD",4,0.57723342209516748,0.60437372201316453,0.83705124089372529,1.0970310586362544,1.2026142145897361,1.2026142145897361,1.2889868661351127,1.2890846405144394,1.2453007447106357,1.1191895620457397,0.77552819282287611,0.85362126693691953,444.4444444444444,0,1259.3552101324121,0,0,0,1,0,null,null,2.0182470312247922,null,-642.59244532031857,0,null,null,6.8320000000000007,5.3630000000000004,5.5847964346769574,15.4,15.58,17.390432125820322,null,0,0]
[9854,"CreNgsld116",1,0.37313432835820892,7462.6865671641135,0,"GSLD",4,1,1,1,1,1,1,1,1,1,1,1,1,447.76119402984682,0,2695.1970280611877,0,0,0,1,0,null,null,4.3091365579585927,null,787.90136235158275,1,null,null,6.8320000000000007,5.3630000000000004,5.5847964346769574,15.4,15.58,17.390432125820322,null,0,0]
[9875,"CloTgsld117",1,1.1682242990654206,9345.7943925233303,0,"GSLD",15,1,1,1,1,1,1,1,1,1,1,1,1,560.74766355139991,0,100016.3961305132,0,0,0,1,0,null,null,136.89085238039735,null,97774.287726809227,1,null,null,6.8320000000000007,5.3630000000000004,5.5847964346769574,15.4,15.58,17.390432125820322,null,941891.71280943882,123658.05958864687]
[9896,"CgrNgsld118",1,0.6,7407.4074074074069,0,"GSLD",5,0.57723342209516748,0.60437372201316453,0.83705124089372529,1.0970310586362544,1.2026142145897361,1.2026142145897361,1.2889868661351127,1.2890846405144394,1.2453007447106357,1.1191895620457397,0.77552819282287611,0.85362126693691953,372.4681536995198,0,1380.2622498274673,0,0,0,1,0,null,null,2.2120130727319109,null,-521.68540562526346,0,null,null,6.8320000000000007,5.3630000000000004,5.5847964346769574,15.4,15.58,17.390432125820322,null,0,0]
[9939,"CrtTgsld119",1,0.55244755244755239,6993.0069930069922,0,"GSLD",5,0.57723342209516748,0.60437372201316453,0.83705124089372529,1.0970310586362544,1.2026142145897361,1.2026142145897361,1.2889868661351127,1.2890846405144394,1.2453007447106357,1.1191895620457397,0.77552819282287611,0.85362126693691953,419.58041958041957,0,162.65127566497429,0,0,0,1,0,null,null,0.27070590647637804,null,-1665.6168296829046,0,null,null,6.8320000000000007,5.3630000000000004,5.5847964346769574,15.4,15.58,17.390432125820322,null,0,0]
[9960,"CloNgsld120",1,1.1682242990654204,9345.7943925234467,0,"GSLD",8,1,1,1,1,1,1,1,1,1,1,1,1,560.74766355140684,0,1318.5143310146709,0,0,0,1,0,null,null,1.804629617056368,null,-923.59407268929567,0,null,null,6.8320000000000007,5.3630000000000004,5.5847964346769574,15.4,15.58,17.390432125820322,null,0,0]
[9976,"CcoNgsld121",1,1.0099009900990099,9900.9900990098886,0,"GSLD",7,0.53600000000000003,0.63800000000000001,0.81100000000000005,0.88200000000000001,1.0329999999999999,1.022,1.038,1.0509999999999999,1.0349999999999999,1.0169999999999999,0.878,0.56200000000000006,594.05940594059336,0,2737.7135936035274,0,0,0,1,0,null,null,3.7217328791786493,null,469.30306036455772,1,null,null,6.8320000000000007,5.3630000000000004,5.5847964346769574,15.4,15.58,17.390432125820322,null,0,0]
[9997,"CscTgsld121",1,1.0388349514563107,9708.7378640776587,0,"GSLD",7,0.53600000000000003,0.63800000000000001,0.81100000000000005,0.88200000000000001,1.0329999999999999,1.022,1.038,1.0509999999999999,1.0349999999999999,1.0169999999999999,0.878,0.56200000000000006,582.52427184465955,0,2684.5541063490905,0,0,0,1,0,null,null,3.7035231030729037,null,450.32562912218827,1,null,null,6.8320000000000007,5.3630000000000004,5.5847964346769574,15.4,15.58,17.390432125820322,null,0,0]
[10045,"CmiTgsld123",1,1.0630630630630631,9009.0090090090089,0,"GSLD",10,0.57723342209516748,0.60437372201316453,0.83705124089372529,1.0970310586362544,1.2026142145897361,1.2026142145897361,1.2889868661351127,1.2890846405144394,1.2453007447106357,1.1191895620457397,0.77552819282287611,0.85362126693691953,540.54054054054063,0,7833.9208773991386,0,0,0,1,0,null,null,10.980630798444171,null,5647.2117174871164,1,null,null,6.8320000000000007,5.3630000000000004,5.5847964346769574,15.4,15.58,17.390432125820322,null,4618.1341587626666,476.02442196798893]
[10061,"CdaEgsld124",1,1.0630630630630633,9009.0090090090107,0,"GSLD",15,1,1,1,1,1,1,1,1,1,1,1,1,453.00180855347008,0,3727.6947236201136,0,0,0,1,0,null,null,5.2368502241129926,null,1545.4660755267598,1,null,null,6.8320000000000007,5.3630000000000004,5.5847964346769574,15.4,15.58,17.390432125820322,null,0,0]
[10082,"CscNgsld124",1,1.0388349514563107,9708.7378640776606,0,"GSLD",15,1,1,1,1,1,1,1,1,1,1,1,1,488.18641504305941,0,5405.9663066392486,0,0,0,1,0,null,null,7.1993309336875644,null,3099.3272925199935,1,null,null,6.8320000000000007,5.3630000000000004,5.5847964346769574,15.4,15.58,17.390432125820322,null,0,0]
[10130,"CmiNgsld201",1,0.1636730420603249,3074.2886758936215,0,"GSLD",30,1,1,1,1,1,1,1,1,1,1,1,1,184.45732055361731,0,45949.426934467192,0,0,0,1,0,null,null,120.7993968888824,null,44822.379480569136,1,null,null,6.8320000000000007,5.3630000000000004,5.5847964346769574,15.4,15.58,17.390432125820322,null,286080.65330277925,49242.541932030093]
[10146,"CdaNgsld202",1,2.0246406338096531E-2,5037.3701121392342,0,"GSLD",30,1,1,1,1,1,1,1,1,1,1,1,1,302.24220672835406,0,21836.989029814005,0,0,0,1,0,null,null,44.564187643188305,null,20360.90969270455,1,null,null,6.8320000000000007,5.3630000000000004,5.5847964346769574,15.4,15.58,17.390432125820322,null,92260.981661314581,15880.71477639976]
[10167,"CwaEgsld202",1,0.37720933124040629,3168.0209501631648,0,"GSLD",30,1,1,1,1,1,1,1,1,1,1,1,1,190.08125700978991,0,113108.9287373585,0,0,0,1,0,null,null,293.32261827997957,null,111965.21587590172,1,null,null,6.8320000000000007,5.3630000000000004,5.5847964346769574,15.4,15.58,17.390432125820322,null,771243.14763451403,132752.6786545355]
[10210,"CinNgsld204",1,3.7146177959942121E-2,5125.211328297517,0,"GSLD",30,1,1,1,1,1,1,1,1,1,1,1,1,257.71203010406333,0,12675.947281401573,0,0,0,1,0,null,null,25.612227226941496,null,11184.249954873432,1,null,null,6.8320000000000007,5.3630000000000004,5.5847964346769574,15.4,15.58,17.390432125820322,null,25092.013125448531,4319.0425295248206]
[10231,"CgrEgsld205",1,0.20756828555701257,3796.4358600745272,0,"GSLD",30,1,1,1,1,1,1,1,1,1,1,1,1,190.89694648448204,0,10847.06091981009,0,0,0,1,0,null,null,25.782848448128689,null,9591.6171666059199,1,null,null,6.8320000000000007,5.3630000000000004,5.5847964346769574,15.4,15.58,17.390432125820322,null,24918.655600919679,4289.2028144923952]
[10252,"CwaNgsld205",1,0.37725778671272014,3168.0422236698637,0,"GSLD",30,1,1,1,1,1,1,1,1,1,1,1,1,159.29930311547875,0,21060.695150690241,0,0,0,1,0,null,null,54.616017321961664,null,19916.978506847285,1,null,null,6.8320000000000007,5.3630000000000004,5.5847964346769574,15.4,15.58,17.390432125820322,null,105020.40269950687,18076.970686220513]
[10268,"CloNgsld206",1,5.3321474951287716E-2,5302.608388435955,0,"GSLD",30,1,1,1,1,1,1,1,1,1,1,1,1,266.63212209136401,0,5347.5911051509893,0,0,0,1,0,null,null,10.592958681685285,null,3824.352942449128,1,null,null,6.8320000000000007,5.3630000000000004,5.5847964346769574,15.4,15.58,17.390432125820322,null,0,0]
[10316,"CgrNgsld208",1,0.457387609078451,4121.4933171310631,0,"GSLD",30,0.57723342209516748,0.60437372201316453,0.83705124089372529,0,0,0,0,0,0,0,0.77552819282287611,0.85362126693691953,247.28959902786383,0,24626.027711812141,0,0,0,1,0,null,null,83.872126384465929,null,23716.788548194338,1,null,null,6.8320000000000007,5.3630000000000004,5.5847964346769574,15.4,15.58,17.390432125820322,null,132777.19797051064,22854.697314188539]
[10332,"CrtNgsld208",1,1.1543690273942122,3509.1571202282616,0,"GSLD",30,0.57723342209516748,0.60437372201316453,0.83705124089372529,0,0,0,0,0,0,0,0.77552819282287611,0.85362126693691953,210.54942721369571,0,20967.240391667689,0,0,0,1,0,null,null,80.824703484145417,null,20166.873357355045,1,null,null,6.8320000000000007,5.3630000000000004,5.5847964346769574,15.4,15.58,17.390432125820322,null,112315.89230690233,19332.730028068221]
[10353,"CmiEgsld209",1,1.0338442963799743,3456.2524933474465,0,"GSLD",25,1,1,1,1,1,1,1,1,1,1,1,1,173.79143796372551,0,12864.923040315021,0,0,0,1,0,null,null,32.025410856269126,null,11669.963197219557,1,null,null,6.8320000000000007,5.3630000000000004,5.5847964346769574,15.4,15.58,17.390432125820322,null,53077.727974004199,8614.2819336615721]
[10401,"CheEgsld211",1,0,4932.1338380413154,0,"GSLD",15,1,1,1,1,1,1,1,1,1,1,1,1,295.92803028247897,0,2574.4155191631303,0,0,0,1,0,null,null,5.3175591002363749,null,1117.046977363721,1,null,null,6.8320000000000007,5.3630000000000004,5.5847964346769574,15.4,15.58,17.390432125820322,null,0,0]
[10417,"CscEgsld211",1,0,3002.4439896667436,0,"GSLD",15,1,1,1,1,1,1,1,1,1,1,1,1,180.14663938000461,0,759.00686094621017,0,0,0,1,0,null,null,2.0166745330709328,null,-355.26675399157409,0,null,null,6.8320000000000007,5.3630000000000004,5.5847964346769574,15.4,15.58,17.390432125820322,null,0,0]
[10438,"CmiNgsld212",1,3.8345558115867551,4685.6317196340106,0,"GSLD",20,0.57723342209516748,0.60437372201316453,0.83705124089372529,1.0970310586362544,1.2026142145897361,1.2026142145897361,1.2889868661351127,1.2890846405144394,1.2453007447106357,1.1191895620457397,0.77552819282287611,0.85362126693691953,235.60856039627808,0,7268.9029695282898,0,0,0,1,0,null,null,15.400902073095978,null,5850.8814907701981,1,null,null,6.8320000000000007,5.3630000000000004,5.5847964346769574,15.4,15.58,17.390432125820322,null,1571.9052068662277,236.41640796128769]
[10459,"ChoEgsld213",1,0.16014083074905633,5764.5099134730126,0,"GSLD",10,1,1,1,1,1,1,1,1,1,1,1,1,345.87059480838082,0,429802.51293059776,0,0,0,1,0,null,null,809.99856004090304,null,428197.14961701562,1,null,null,6.8320000000000007,5.3630000000000004,5.5847964346769574,15.4,15.58,17.390432125820322,null,5940544.6376313288,612334.81533614686]
[10502,"CscNgsld214",1,6.8663069933937404,6016.4263742588955,0,"GSLD",20,1,1,1,1,1,1,1,1,1,1,1,1,360.98558245553374,0,23488.690731270839,0,0,0,1,0,null,null,43.123016006229633,null,21838.537183775548,1,null,null,6.8320000000000007,5.3630000000000004,5.5847964346769574,15.4,15.58,17.390432125820322,null,131573.64478650241,19788.832269862505]
[10523,"CofEgsld215",1,0,3002.4439891048669,0,"GSLD",10,1,1,1,1,1,1,1,1,1,1,1,1,180.14663934629201,0,19485.687198031734,0,0,0,1,0,null,null,51.773298973799562,null,18371.413583193851,1,null,null,6.8320000000000007,5.3630000000000004,5.5847964346769574,15.4,15.58,17.390432125820322,null,226845.84804468183,23382.638957426916]
[10539,"CgrEgsld301",1,0,3526.3542175140165,0,"GSLD",10,1.0062777414973603,0.98564281026156741,1.0265347938683682,1.0441196275961266,1.0994476760618126,1.0901464119048656,1.0679338408439019,1.0965343851174858,1.0642381511272074,1.0546811027982033,1.0276723440678304,1.0296503063189142,177.31637703287467,0,4912.7953987897108,0,0,0,1,0,null,null,11.811440904789409,null,3676.6937891507255,1,null,null,6.8320000000000007,5.3630000000000004,5.5847964346769574,15.4,15.58,17.390432125820322,null,16995.071558771684,1751.8046979467711]
[10587,"CinTgsld303",1,0,4932.1338397997333,0,"GSLD",23,1,1,1,1,1,1,1,1,1,1,1,1,295.92803038798399,0,18476.572856204024,0,0,0,1,0,null,null,38.164106524923753,null,17019.204314091974,1,null,null,6.8320000000000007,5.3630000000000004,5.5847964346769574,15.4,15.58,17.390432125820322,null,88784.919726920052,14029.336468105264]
[10608,"CdaNgsld304",1,0,4932.1338380753805,0,"GSLD",23,1.0062777414973603,0.98564281026156741,1.0265347938683682,1.0441196275961266,1.0994476760618126,1.0901464119048656,1.0679338408439019,1.0965343851174858,1.0642381511272074,1.0546811027982033,1.0276723440678304,1.0296503063189142,295.92803028452289,0,1780.1259043809978,0,0,0,1,0,null,null,3.6002488046100458,null,294.07953988602821,1,null,null,6.8320000000000007,5.3630000000000004,5.5847964346769574,15.4,15.58,17.390432125820322,null,0,0]
[10624,"CreNgsld304",1,0,3526.3542080745237,0,"GSLD",23,1.0062777414973603,0.98564281026156741,1.0265347938683682,1.0441196275961266,1.0994476760618126,1.0901464119048656,1.0679338408439019,1.0965343851174858,1.0642381511272074,1.0546811027982033,1.0276723440678304,1.0296503063189142,211.58125248447143,0,1618.7858426790303,0,0,0,1,0,null,null,3.8919172875095289,null,382.68423471836809,1,null,null,6.8320000000000007,5.3630000000000004,5.5847964346769574,15.4,15.58,17.390432125820322,null,0,0]
[10645,"CloTgsld305",1,0,5221.6594433711034,0,"GSLD",23,1.0062777414973603,0.98564281026156741,1.0265347938683682,1.0441196275961266,1.0994476760618126,1.0901464119048656,1.0679338408439019,1.0965343851174858,1.0642381511272074,1.0546811027982033,1.0276723440678304,1.0296503063189142,313.29956660226622,0,1881.7355701493461,0,0,0,1,0,null,null,3.6852360750102933,null,344.21214240653057,1,null,null,6.8320000000000007,5.3630000000000004,5.5847964346769574,15.4,15.58,17.390432125820322,null,0,0]
[10688,"CasNgsld307",1,0,3002.4439894073776,0,"GSLD",23,1.0062777414973603,0.98564281026156741,1.0265347938683682,1.0441196275961266,1.0994476760618126,1.0901464119048656,1.0679338408439019,1.0965343851174858,1.0642381511272074,1.0546811027982033,1.0276723440678304,1.0296503063189142,180.14663936444268,0,8607.1264655250179,0,0,0,1,0,null,null,22.259272778149032,null,7464.1750279438456,1,null,null,6.8320000000000007,5.3630000000000004,5.5847964346769574,15.4,15.58,17.390432125820322,null,24934.687340167759,3940.0510750943645]
[10709,"CrtTgsld307",1,0,3002.4439894073776,0,"GSLD",23,1.0062777414973603,0.98564281026156741,1.0265347938683682,1.0441196275961266,1.0994476760618126,1.0901464119048656,1.0679338408439019,1.0965343851174858,1.0642381511272074,1.0546811027982033,1.0276723440678304,1.0296503063189142,180.14663936444268,0,6774.0895940218197,0,0,0,1,0,null,null,17.518774552797844,null,5631.1381564406474,1,null,null,6.8320000000000007,5.3630000000000004,5.5847964346769574,15.4,15.58,17.390432125820322,null,9702.1678940735364,1533.0866804256978]
[10730,"CloNgsld308",1,0,5221.6594430356381,0,"GSLD",15,1.0062777414973603,0.98564281026156741,1.0265347938683682,1.0441196275961266,1.0994476760618126,1.0901464119048656,1.0679338408439019,1.0965343851174858,1.0642381511272074,1.0546811027982033,1.0276723440678304,1.0296503063189142,262.56175001934486,0,536.12379397141649,0,0,0,1,0,null,null,1.0499576973668703,null,-1001.3996337117539,0,null,null,6.8320000000000007,5.3630000000000004,5.5847964346769574,15.4,15.58,17.390432125820322,null,0,0]
[10773,"CcoEgsld310",1,0.78959517266320889,6851.7404375853421,0,"GSLD",15,1,1,1,1,1,1,1,1,1,1,1,1,344.52743990612657,0,7630.5829640759111,0,0,0,1,0,null,null,12.903863799504407,null,5831.9122765309494,1,null,null,6.8320000000000007,5.3630000000000004,5.5847964346769574,15.4,15.58,17.390432125820322,null,0,0]
[10794,"CrtNgsld310",1,0.71209699109639457,3545.5611216245493,0,"GSLD",15,1,1,1,1,1,1,1,1,1,1,1,1,178.28216164803973,0,3948.5700089941624,0,0,0,1,0,null,null,9.7088609083707382,null,2737.7312735924243,1,null,null,6.8320000000000007,5.3630000000000004,5.5847964346769574,15.4,15.58,17.390432125820322,null,0,0]
[10815,"CmiEgsld311",1,0,3002.4439899629288,0,"GSLD",10,1,1,1,1,1,1,1,1,1,1,1,1,150.9724938862411,0,12068.375503334826,0,0,0,1,0,null,null,32.06556723571908,null,10954.101888344381,1,null,null,6.8320000000000007,5.3630000000000004,5.5847964346769574,15.4,15.58,17.390432125820322,null,123068.23349291875,12685.531146800718]
[10858,"CcoNgsld313",1,0.78959517266320911,6851.740437585343,0,"GSLD",10,1,1,1,1,1,1,1,1,1,1,1,1,344.52743990612663,0,19915.169686138539,0,0,0,1,0,null,null,33.677982191374035,null,18116.498998593579,1,null,null,6.8320000000000007,5.3630000000000004,5.5847964346769574,15.4,15.58,17.390432125820322,null,195011.02871850861,20101.194342085295]
[10879,"CscEgsld313",1,0.71209699109639468,3545.5611216245493,0,"GSLD",10,1,1,1,1,1,1,1,1,1,1,1,1,178.28216164803973,0,4985.2256042553299,0,0,0,1,0,null,null,12.257820395311374,null,3774.3868688535913,1,null,null,6.8320000000000007,5.3630000000000004,5.5847964346769574,15.4,15.58,17.390432125820322,null,18626.375828814082,1919.9550040021722]
[10895,"CinEgsld314",1,0,4932.1338391734153,0,"GSLD",15,1,1,1,1,1,1,1,1,1,1,1,1,248.00347595823925,0,11966.131275809528,0,0,0,1,0,null,null,24.716526830400227,null,10508.762733808837,1,null,null,6.8320000000000007,5.3630000000000004,5.5847964346769574,15.4,15.58,17.390432125820322,null,60873.295503480505,7991.8673244019092]
[10916,"CdaNgsld315",0,1.7187429999999999,8933.64,0,"GSLD",15,1,1,1,1,1,1,1,1,1,1,1,1,449.21201354318401,0,13920.983017714274,0,0,0,1,0,null,null,19.673220280593032,null,11752.154825997557,1,null,null,6.8320000000000007,5.3630000000000004,5.5847964346769574,15.4,15.58,17.390432125820322,null,42056.397290884866,5521.4547612568522]
[10964,"CscNgsld316",1,0.7103825136612022,5464.4808743169397,0,"GSLD",15,1,1,1,1,1,1,1,1,1,1,1,1,274.77158879472768,0,5447.9001655352722,0,0,0,1,0,null,null,10.601805509824054,null,3895.8814043600205,1,null,null,6.8320000000000007,5.3630000000000004,5.5847964346769574,15.4,15.58,17.390432125820322,null,0,0]
[10980,"CinNgsld317",1,0.18074637223928422,5871.6128929891329,0,"GSLD",8,1,1,1,1,1,1,1,1,1,1,1,1,352.29677357934804,0,2104.311821192573,0,0,0,1,0,null,null,3.9215445207359689,null,479.90581587701473,1,null,null,6.8320000000000007,5.3630000000000004,5.5847964346769574,15.4,15.58,17.390432125820322,null,0,0]
[11001,"CgrEgsld318",1,3.3162228575908137,7841.3243493210075,0,"GSLD",11,1,1,1,1,1,1,1,1,1,1,1,1,470.47946095926051,0,346.86590579417356,0,0,0,1,0,null,null,0.53643991610825759,null,-1627.750786807703,0,null,null,6.8320000000000007,5.3630000000000004,5.5847964346769574,15.4,15.58,17.390432125820322,null,0,0]
[11049,"CwaEgsld319",1,3.0012248888833053,4319.8365890071736,0,"GSLD",11,1,1,1,1,1,1,1,1,1,1,1,1,259.19019534043042,0,5171.9746724296256,0,0,0,1,0,null,null,11.494828460437901,null,3823.4713350836137,1,null,null,6.8320000000000007,5.3630000000000004,5.5847964346769574,15.4,15.58,17.390432125820322,null,8484.5110048752831,930.98638409644798]
[11065,"CloEgsld320",1,0,5221.6594433710807,0,"GSLD",3,1.0062777414973603,0.98564281026156741,1.0265347938683682,1.0441196275961266,1.0994476760618126,1.0901464119048656,1.0679338408439019,1.0965343851174858,1.0642381511272074,1.0546811027982033,1.0276723440678304,1.0296503063189142,262.561750036212,0,1208.1847544159671,0,0,0,1,0,null,null,2.3661380020030185,null,-329.3386733268444,0,null,null,6.8320000000000007,5.3630000000000004,5.5847964346769574,15.4,15.58,17.390432125820322,null,0,0]
[11086,"CgrNgsld321",1,0.15738654411237027,3731.1408708038325,0,"GSLD",15,1,1,1,1,1,1,1,1,1,1,1,1,223.86845224822997,0,10597.993366767147,0,0,0,1,0,null,null,25.411085761545177,null,9354.1589297373503,1,null,null,6.8320000000000007,5.3630000000000004,5.5847964346769574,15.4,15.58,17.390432125820322,null,58317.067706557282,7656.2680565293404]
[11129,"CrtTgsld322",1,0,3002.4439884479166,0,"GSLD",15,1,1,1,1,1,1,1,1,1,1,1,1,180.14663930687502,0,3924.5153641940474,0,0,0,1,0,null,null,10.427402699865743,null,2810.2417494729675,1,null,null,6.8320000000000007,5.3630000000000004,5.5847964346769574,15.4,15.58,17.390432125820322,null,0,0]
[11150,"CloNgsld323",1,2.5280033541431313E-2,5260.0378354830445,0,"GSLD",15,1,1,1,1,1,1,1,1,1,1,1,1,315.60227012898275,0,3484.9133984477826,0,0,0,1,0,null,null,6.9358744291171499,null,1969.2441934020649,1,null,null,6.8320000000000007,5.3630000000000004,5.5847964346769574,15.4,15.58,17.390432125820322,null,0,0]
[11171,"CheTgsld324",1,0,4932.1338393873375,0,"GSLD",15,1,1,1,1,1,1,1,1,1,1,1,1,295.92803036324028,0,2498.7606274451264,0,0,0,1,0,null,null,5.1612908688646222,null,1041.392085406397,1,null,null,6.8320000000000007,5.3630000000000004,5.5847964346769574,15.4,15.58,17.390432125820322,null,0,0]
[11187,"CscTgsld324",1,0,3002.4439877585369,0,"GSLD",15,1,1,1,1,1,1,1,1,1,1,1,1,180.14663926551222,0,2997.5320014762196,0,0,0,1,0,null,null,7.9644160839572669,null,1883.2583868777106,1,null,null,6.8320000000000007,5.3630000000000004,5.5847964346769574,15.4,15.58,17.390432125820322,null,0,0]
[11235,"CmiTgsld326",1,0,3002.4439914397617,0,"GSLD",15,1,1,1,1,1,1,1,1,1,1,1,1,180.14663948638574,0,4433.7748041777668,0,0,0,1,0,null,null,11.780500533891862,null,3319.501188924743,1,null,null,6.8320000000000007,5.3630000000000004,5.5847964346769574,15.4,15.58,17.390432125820322,null,765.0561442377948,100.44186288743572]
[11251,"CdaEgsld327",1,0,4932.1455142563218,0,"GSLD",10,1,1,1,1,1,1,1,1,1,1,1,1,248.00406301877683,0,2577.9742775595942,0,0,0,1,0,null,null,5.324902687016011,null,1120.6036597529253,1,null,null,6.8320000000000007,5.3630000000000004,5.5847964346769574,15.4,15.58,17.390432125820322,null,0,0]
[11272,"CscNgsld327",1,0,3002.4418096247109,0,"GSLD",10,1,1,1,1,1,1,1,1,1,1,1,1,150.97238425185677,0,2409.5638861664643,0,0,0,1,0,null,null,6.402192057821817,null,1295.2906588357159,1,null,null,6.8320000000000007,5.3630000000000004,5.5847964346769574,15.4,15.58,17.390432125820322,null,0,0]
[11293,"CofEgsld328",1,0.71209699109639457,3545.5611216245488,0,"GSLD",10,1,1,1,1,1,1,1,1,1,1,1,1,178.28216164803973,0,46860.564113330336,0,0,0,1,0,null,null,115.2221432133119,null,45649.725377928597,1,null,null,6.8320000000000007,5.3630000000000004,5.5847964346769574,15.4,15.58,17.390432125820322,null,604515.55680240807,62311.781902547351]
[11336,"CdaNgsld330",0,0.13678929000000001,711,0,"GSLD",15,1,1,1,1,1,1,1,1,1,1,1,1,42.660000000000004,0,313,0,0,0,1,0,null,null,1.2600994750622199,null,-393.85953816039705,0,null,null,6.8320000000000007,5.3630000000000004,5.5847964346769574,15.4,15.58,17.390432125820322,null,0,0]
[11357,"CwaEgsld330",0,0.49208061600000003,216,0,"GSLD",15,1,1,1,1,1,1,1,1,1,1,1,1,12.96,0,313,0,0,0,1,0,null,null,1.4179041698060095,null,-305.84954580874603,0,null,null,6.8320000000000007,5.3630000000000004,5.5847964346769574,15.4,15.58,17.390432125820322,null,0,0]
[11378,"CofNgsld331",1,3.7126563941332652E-2,3018.7407886093483,0,"GSLD",25,1,1,1,1,1,1,1,1,1,1,1,1,181.12444731656089,0,192049.32223177064,0,0,0,1,0,null,null,509.04236712855879,null,190932.1510791555,1,null,null,6.8320000000000007,5.3630000000000004,5.5847964346769574,15.4,15.58,17.390432125820322,null,1496475.4714959923,242871.39088902308]
[11421,"CgrEgsld333",1,1.8423312008456021,5923.5405587965724,0,"GSLD",20,0.57723342209516748,0.60437372201316453,0.83705124089372529,1.0970310586362544,1.2026142145897361,1.2026142145897361,1.2889868661351127,1.2890846405144394,1.2453007447106357,1.1191895620457397,0.77552819282287611,0.85362126693691953,297.85457906538949,0,3085.1834084188704,0,0,0,1,0,null,null,5.701543403816415,null,1447.0642580108024,1,null,null,6.8320000000000007,5.3630000000000004,5.5847964346769574,15.4,15.58,17.390432125820322,null,0,0]
[11442,"CwaNgsld333",1,3.0012180197061653,4319.8360394723995,0,"GSLD",20,0.57723342209516748,0.60437372201316453,0.83705124089372529,1.0970310586362544,1.2026142145897361,1.2026142145897361,1.2889868661351127,1.2890846405144394,1.2453007447106357,1.1191895620457397,0.77552819282287611,0.85362126693691953,217.21518277743561,0,10212.373467080448,0,0,0,1,0,null,null,22.616258016113544,null,8859.3897156219318,1,null,null,6.8320000000000007,5.3630000000000004,5.5847964346769574,15.4,15.58,17.390432125820322,null,31106.852635415329,4678.5075403544115]
[11458,"CloNgsld334",1,0.39457885336622706,5820.6815460288472,0,"GSLD",20,1,1,1,1,1,1,1,1,1,1,1,1,292.6824986775012,0,83636.902770212502,0,0,0,1,0,null,null,156.6943070475125,null,82021.552254707916,1,null,null,6.8320000000000007,5.3630000000000004,5.5847964346769574,15.4,15.58,17.390432125820322,null,663540.87431536324,99797.334696710212]
[11506,"CgrNgsld336",1,0,3526.3542062804399,0,"GSLD",18,0.57723342209516748,0.60437372201316453,0.83705124089372529,1.0970310586362544,1.2026142145897361,1.2026142145897361,1.2889868661351127,1.2890846405144394,1.2453007447106357,1.1191895620457397,0.77552819282287611,0.85362126693691953,211.58125237682643,0,13465.791718493327,0,0,0,1,0,null,null,33.066330021812419,null,12253.887421722484,1,null,null,6.8320000000000007,5.3630000000000004,5.5847964346769574,15.4,15.58,17.390432125820322,null,75545.51956902571,10840.789174448821]
[11527,"CasTgsld337",1,0.87101970985072308,3384.7802391590203,0,"GSLD",15,1,1,1,1,1,1,1,1,1,1,1,1,203.08681434954124,0,1286.2167794941729,0,0,0,1,0,null,null,3.2339896636608767,null,103.96455770068332,1,null,null,6.8320000000000007,5.3630000000000004,5.5847964346769574,15.4,15.58,17.390432125820322,null,0,0]
[11543,"CmiTgsld337",1,3.8345417742120884,4685.6255583500342,0,"GSLD",15,1,1,1,1,1,1,1,1,1,1,1,1,281.13753350100205,0,1780.5433641362624,0,0,0,1,0,null,null,3.7854275590897162,null,367.00349266058703,1,null,null,6.8320000000000007,5.3630000000000004,5.5847964346769574,15.4,15.58,17.390432125820322,null,0,0]
[11564,"CheNgsld338",1,0.48088865006500997,7431.6850103632123,0,"GSLD",15,1.4642934035850563,1.390983597018502,1.4252994685226312,1.4319034391640282,1.4237894031075788,1.3901451134910312,1.2503752648303077,1.3782245597891407,1.4308728765503533,1.4735364224775085,1.411655598241391,1.4937785463243058,445.90110062179281,0,71160.539209578084,0,0,0,1,0,null,null,100.21613430822393,null,69018.603245500723,1,null,null,6.8320000000000007,5.3630000000000004,5.5847964346769574,15.4,15.58,17.390432125820322,null,651030.21490490902,85471.750110841473]
[11612,"CasNgsld340",1,0,3002.4440059445551,0,"GSLD",12,0.57723342209516748,0.60437372201316453,0.83705124089372529,1.0970310586362544,1.2026142145897361,1.2026142145897361,1.2889868661351127,1.2890846405144394,1.2453007447106357,1.1191895620457397,0.77552819282287611,0.85362126693691953,180.14664035667332,0,871.73196108529203,0,0,0,1,0,null,null,2.3063130048886005,null,-247.02216856532166,0,null,null,6.8320000000000007,5.3630000000000004,5.5847964346769574,15.4,15.58,17.390432125820322,null,0,0]
[11628,"CmiNgsld340",1,0,3002.4440076234323,0,"GSLD",12,0.57723342209516748,0.60437372201316453,0.83705124089372529,1.0970310586362544,1.2026142145897361,1.2026142145897361,1.2889868661351127,1.2890846405144394,1.2453007447106357,1.1191895620457397,0.77552819282287611,0.85362126693691953,180.14664045740597,0,1560.3759903221044,0,0,0,1,0,null,null,4.1282361996028563,null,441.6218603729896,1,null,null,6.8320000000000007,5.3630000000000004,5.5847964346769574,15.4,15.58,17.390432125820322,null,0,0]
[11649,"ChoTgsld341",1,0,4932.133832951562,0,"GSLD",8,0.57723342209516748,0.60437372201316453,0.83705124089372529,1.0970310586362544,1.2026142145897361,1.2026142145897361,1.2889868661351127,1.2890846405144394,1.2453007447106357,1.1191895620457397,0.77552819282287611,0.85362126693691953,295.92802997709379,0,507.42926997492276,0,0,0,1,0,null,null,1.0446397981248403,null,-954.41978273820678,0,null,null,6.8320000000000007,5.3630000000000004,5.5847964346769574,15.4,15.58,17.390432125820322,null,0,0]
[11692,"CscNgsld342",1,0.53464388584186318,3237.1272439462209,0,"GSLD",8,1.0062777414973603,0.98564281026156741,1.0265347938683682,1.0441196275961266,1.0994476760618126,1.0901464119048656,1.0679338408439019,1.0965343851174858,1.0642381511272074,1.0546811027982033,1.0276723440678304,1.0296503063189142,194.22763463677327,0,553.45775996217378,0,0,0,1,0,null,null,1.3843968966131239,null,-631.21988254228017,0,null,null,6.8320000000000007,5.3630000000000004,5.5847964346769574,15.4,15.58,17.390432125820322,null,0,0]
[11713,"CofTgsld343",1,0.12320097937315405,3056.5233631510414,0,"GSLD",15,0.57723342209516748,0.60437372201316453,0.83705124089372529,1.0970310586362544,1.2026142145897361,1.2026142145897361,1.2889868661351127,1.2890846405144394,1.2453007447106357,1.1191895620457397,0.77552819282287611,0.85362126693691953,183.39140178906248,0,3528.3290606860587,0,0,0,1,0,null,null,9.2607875209015376,null,2399.9597314109496,1,null,null,6.8320000000000007,5.3630000000000004,5.5847964346769574,15.4,15.58,17.390432125820322,null,0,0]
[11734,"ChoNgsld344",1,24.030419103376271,129836.85521916242,0,"GSLD",15,0.53600000000000003,0.63800000000000001,0.81100000000000005,0.88200000000000001,1.0329999999999999,1.022,1.038,1.0509999999999999,1.0349999999999999,1.0169999999999999,0.878,0.56200000000000006,7790.2113131497463,0,5931372.8630083352,0,0,0,1,0,null,null,797.89504643247221,null,5907780.0998045644,1,null,null,6.8320000000000007,5.3630000000000004,5.5847964346769574,15.4,15.58,17.390432125820322,null,60980802.14505779,8005981.5399848092]
[11777,"CscTgsld346",1,0,3002.4439894073776,0,"GSLD",15,1,1,1,1,1,1,1,1,1,1,1,1,180.14663936444265,0,4863.9592628399514,0,0,0,1,0,null,null,12.923496848780749,null,3749.6856479482822,1,null,null,6.8320000000000007,5.3630000000000004,5.5847964346769574,15.4,15.58,17.390432125820322,null,5281.4220048928692,693.38161501158129]
[11798,"CmiNgsld347",1,0.71209699109639457,3545.5611216245493,0,"GSLD",10,1,1,1,1,1,1,1,1,1,1,1,1,178.28216164803976,0,4181.3239815064253,0,0,0,1,0,null,null,10.281163270958947,null,2970.4852461046871,1,null,null,6.8320000000000007,5.3630000000000004,5.5847964346769574,15.4,15.58,17.390432125820322,null,7378.7740585495121,760.58350305581382]
[11814,"CdaNgsld348",0,1.845014328,9589.9699999999993,0,"GSLD",10,1,1,1,1,1,1,1,1,1,1,1,1,482.21438669106078,0,6919,0,0,0,1,0,null,null,9.29641386051442,null,4633.4776703435655,1,null,null,6.8320000000000007,5.3630000000000004,5.5847964346769574,15.4,15.58,17.390432125820322,null,0,0]
[11835,"CwaEgsld348",0,21.847399750000001,9589.9699999999993,0,"GSLD",10,1,1,1,1,1,1,1,1,1,1,1,1,482.21438669106078,0,6919,0,0,0,1,0,null,null,9.29641386051442,null,4633.4776703435655,1,null,null,6.8320000000000007,5.3630000000000004,5.5847964346769574,15.4,15.58,17.390432125820322,null,0,0]
[11883,"CofEgsld350",1,0.71209699109639457,3545.5611216245488,0,"GSLD",10,1.4642934035850563,1.390983597018502,1.4252994685226312,1.4319034391640282,1.4237894031075788,1.3901451134910312,1.2503752648303077,1.3782245597891407,1.4308728765503533,1.4735364224775085,1.411655598241391,1.4937785463243058,178.28216164803973,0,1351.622748022618,0,0,0,1,0,null,null,2.7414137759740651,null,-99.368299437658777,0,null,null,6.8320000000000007,5.3630000000000004,5.5847964346769574,15.4,15.58,17.390432125820322,null,0,0]
[11899,"CgrEgsld401",0,6.041063E-2,622.79,0,"GSLD",8,1,1,1,1,1,1,1,1,1,1,1,1,37.367400000000004,0,400,0,0,0,1,0,null,null,1.6429348882425139,null,-291.17597972536851,0,null,null,6.8320000000000007,5.3630000000000004,5.5847964346769574,15.4,15.58,17.390432125820322,null,0,0]
[11920,"CwaNgsld401",0,5.9787840000000002E-2,622.79,0,"GSLD",8,1,1,1,1,1,1,1,1,1,1,1,1,37.367400000000004,0,400,0,0,0,1,0,null,null,1.6429348882425139,null,-291.17597972536851,0,null,null,6.8320000000000007,5.3630000000000004,5.5847964346769574,15.4,15.58,17.390432125820322,null,0,0]
[11941,"CreEgsld402",0,3.9690000000000003E-2,441,0,"GSLD",10,0.57723342209516748,0.60437372201316453,0.83705124089372529,1.0970310586362544,1.2026142145897361,1.2026142145897361,1.2889868661351127,1.2890846405144394,1.2453007447106357,1.1191895620457397,0.77552819282287611,0.85362126693691953,26.46,0,57.62,0,0,0,1,0,null,null,0.24526976834290956,null,-605.71459960543712,0,null,null,6.8320000000000007,5.3630000000000004,5.5847964346769574,15.4,15.58,17.390432125820322,null,0,0]
[11984,"CgrNgsld404",0,1.9487300000000001E-3,20.09,0,"GSLD",10,0.57723342209516748,0.60437372201316453,0.83705124089372529,1.0970310586362544,1.2026142145897361,1.2026142145897361,1.2889868661351127,1.2890846405144394,1.2453007447106357,1.1191895620457397,0.77552819282287611,0.85362126693691953,1.2054,0,0.5,0,0,0,1,0,null,null,2.3649827561748938E-3,null,-587.99765843223827,0,null,null,6.8320000000000007,5.3630000000000004,5.5847964346769574,15.4,15.58,17.390432125820322,null,0,0]
[12005,"CasTgsld405",0,5.0271150000000001E-2,529.16999999999996,0,"GSLD",13,0.57723342209516748,0.60437372201316453,0.83705124089372529,1.0970310586362544,1.2026142145897361,1.2026142145897361,1.2889868661351127,1.2890846405144394,1.2453007447106357,1.1191895620457397,0.77552819282287611,0.85362126693691953,31.7502,0,255,0,0,0,1,0,null,null,1.0631684065380118,null,-424.01104612189175,0,null,null,6.8320000000000007,5.3630000000000004,5.5847964346769574,15.4,15.58,17.390432125820322,null,0,0]
[12048,"CloNgsld406",0,0.32859203999999997,3776.9199999999901,0,"GSLD",11,0.57723342209516748,0.60437372201316453,0.83705124089372529,1.0970310586362544,1.2026142145897361,1.2026142145897361,1.2889868661351127,1.2890846405144394,1.2453007447106357,1.1191895620457397,0.77552819282287611,0.85362126693691953,226.61519999999942,0,2274.8000000000002,0,0,0,1,0,null,null,5.4003835549838746,null,1018.3456151708897,1,null,null,6.8320000000000007,5.3630000000000004,5.5847964346769574,15.4,15.58,17.390432125820322,null,0,0]
[12069,"CheTgsld407",0,5.4564439999999999E-2,562.52,0,"GSLD",15,0.57723342209516748,0.60437372201316453,0.83705124089372529,1.0970310586362544,1.2026142145897361,1.2026142145897361,1.2889868661351127,1.2890846405144394,1.2453007447106357,1.1191895620457397,0.77552819282287611,0.85362126693691953,33.751200000000004,0,169,0,0,0,1,0,null,null,0.69918022028023163,null,-515.94060823285645,0,null,null,6.8320000000000007,5.3630000000000004,5.5847964346769574,15.4,15.58,17.390432125820322,null,0,0]
[12090,"CasNgsld408",0,5.8145700000000002E-2,612.05999999999995,0,"GSLD",15,1,1,1,1,1,1,1,1,1,1,1,1,36.723599999999998,0,255,0,0,0,1,0,null,null,1.0499552632742299,null,-434.26820756792767,0,null,null,6.8320000000000007,5.3630000000000004,5.5847964346769574,15.4,15.58,17.390432125820322,null,0,0]
[12106,"CmiNgsld408",0,5.5697459999999997E-2,612.05999999999995,0,"GSLD",15,1,1,1,1,1,1,1,1,1,1,1,1,36.723599999999998,0,255,0,0,0,1,0,null,null,1.0499552632742299,null,-434.26820756792767,0,null,null,6.8320000000000007,5.3630000000000004,5.5847964346769574,15.4,15.58,17.390432125820322,null,0,0]
[12154,"CheNgsld502",1,0.82550335570469791,6711.4093959731417,0,"GSLD",8,1.0062777414973603,0.98564281026156741,1.0265347938683682,1.0441196275961266,1.0994476760618126,1.0901464119048656,1.0679338408439019,1.0965343851174858,1.0642381511272074,1.0546811027982033,1.0276723440678304,1.0296503063189142,337.47114596936296,0,8478.2966475433968,0,0,0,1,0,null,null,14.277693542065245,null,6675.8987108422425,1,null,null,6.8320000000000007,5.3630000000000004,5.5847964346769574,15.4,15.58,17.390432125820322,null,57461.623764361691,5084.1165142386762]
[12170,"CscNgsld502",1,1.1226415094339621,9433.9622641509432,0,"GSLD",8,1.0062777414973603,0.98564281026156741,1.0265347938683682,1.0441196275961266,1.0994476760618126,1.0901464119048656,1.0679338408439019,1.0965343851174858,1.0642381511272074,1.0546811027982033,1.0276723440678304,1.0296503063189142,474.36981839089788,0,14530.984530090314,0,0,0,1,0,null,null,19.482104156751266,null,12244.522235600687,1,null,null,6.8320000000000007,5.3630000000000004,5.5847964346769574,15.4,15.58,17.390432125820322,null,131010.283929914,11591.589384849203]
[12191,"CofEgsld503",1,1.1140350877192984,8771.9298245613863,0,"GSLD",10,1.0062777414973603,0.98564281026156741,1.0265347938683682,1.0441196275961266,1.0994476760618126,1.0901464119048656,1.0679338408439019,1.0965343851174858,1.0642381511272074,1.0546811027982033,1.0276723440678304,1.0296503063189142,526.31578947368325,0,854.40874914559129,0,0,0,1,0,null,null,1.2052768511764576,null,-1314.3455252534861,0,null,null,6.8320000000000007,5.3630000000000004,5.5847964346769574,15.4,15.58,17.390432125820322,null,0,0]
[12212,"ChoNgsld504",1,0.77586206896551724,8620.6896551724149,0,"GSLD",15,1,1,1,1,1,1,1,1,1,1,1,1,433.47586852961359,0,752315.13824239711,0,0,0,1,0,null,null,1090.1014302298456,null,750201.95198493241,1,null,null,6.8320000000000007,5.3630000000000004,5.5847964346769574,15.4,15.58,17.390432125820322,null,7797289.5771043003,1023682.1133923414]
[12255,"CwaEgsld505",1,0.71428571428571419,5952.3809523809523,0,"GSLD",10,1,1,1,1,1,1,1,1,1,1,1,1,357.14285714285711,0,1753.5789322580224,0,0,0,1,0,null,null,3.2406857107518285,null,114.8125303983598,1,null,null,6.8320000000000007,5.3630000000000004,5.5847964346769574,15.4,15.58,17.390432125820322,null,0,0]
[12276,"CofNgsld506",1,1.1140350877192984,8771.9298245613845,0,"GSLD",10,1,1,1,1,1,1,1,1,1,1,1,1,526.31578947368303,0,1106.0684241798795,0,0,0,1,0,null,null,1.5833104902766562,null,-1034.0080275296943,0,null,null,6.8320000000000007,5.3630000000000004,5.5847964346769574,15.4,15.58,17.390432125820322,null,0,0]
[12297,"CinEgsld507",1,1.3619047619047617,9523.8095238095229,0,"GSLD",8,1,1,1,1,1,1,1,1,1,1,1,1,571.42857142857144,0,594.3237510057786,0,0,0,1,0,null,null,0.80252143808199039,null,-1679.4353806637753,0,null,null,6.8320000000000007,5.3630000000000004,5.5847964346769574,15.4,15.58,17.390432125820322,null,0,0]
[12340,"CwaNgsld508",1,0.71428571428571419,5952.3809523809523,0,"GSLD",5,1,1,1,1,1,1,1,1,1,1,1,1,357.14285714285717,0,66.660392747349263,0,0,0,1,0,null,null,0.1231911368661753,null,-1572.1060091123136,0,null,null,6.8320000000000007,5.3630000000000004,5.5847964346769574,15.4,15.58,17.390432125820322,null,0,0]
[12361,"CreTgsld509",1,0.57999999999999996,6666.6666666666661,0,"GSLD",10,0.57723342209516748,0.60437372201316453,0.83705124089372529,1.0970310586362544,1.2026142145897361,1.2026142145897361,1.2889868661351127,1.2890846405144394,1.2453007447106357,1.1191895620457397,0.77552819282287611,0.85362126693691953,400,0,122.10526315789473,0,0,0,1,0,null,null,0.2095811018771081,null,-1648.140196482414,0,null,null,6.8320000000000007,5.3630000000000004,5.5847964346769574,15.4,15.58,17.390432125820322,null,0,0]
[12377,"CheTgsld510",1,0.82550335570469791,6711.4093959731545,0,"GSLD",11,1,1,1,1,1,1,1,1,1,1,1,1,402.68456375838929,0,7234.6852614595437,0,0,0,1,0,null,null,12.398695652088447,null,5460.9651474478896,1,null,null,6.8320000000000007,5.3630000000000004,5.5847964346769574,15.4,15.58,17.390432125820322,null,11781.057998466378,1292.709100208654]
[12425,"CasTgsld512",1,0.48502994011976047,5988.0239520958085,0,"GSLD",15,0.57723342209516748,0.60437372201316453,0.83705124089372529,1.0970310586362544,1.2026142145897361,1.2026142145897361,1.2889868661351127,1.2890846405144394,1.2453007447106357,1.1191895620457397,0.77552819282287611,0.85362126693691953,359.28143712574854,0,1574.8696553410957,0,0,0,1,0,null,null,2.8911810231766233,null,-74.714511129748814,0,null,null,6.8320000000000007,5.3630000000000004,5.5847964346769574,15.4,15.58,17.390432125820322,null,0,0]
[12446,"CreNgsld512",1,0.58000000000000007,6666.6666666666179,0,"GSLD",15,0.57723342209516748,0.60437372201316453,0.83705124089372529,1.0970310586362544,1.2026142145897361,1.2026142145897361,1.2889868661351127,1.2890846405144394,1.2453007447106357,1.1191895620457397,0.77552819282287611,0.85362126693691953,399.99999999999716,0,876.34266466919291,0,0,0,1,0,null,null,1.504151881199369,null,-893.90279497110737,0,null,null,6.8320000000000007,5.3630000000000004,5.5847964346769574,15.4,15.58,17.390432125820322,null,0,0]
[12462,"CheNgsld513",1,0.82550335570469813,6711.4093959731554,0,"GSLD",15,0.57723342209516748,0.60437372201316453,0.83705124089372529,1.0970310586362544,1.2026142145897361,1.2026142145897361,1.2889868661351127,1.2890846405144394,1.2453007447106357,1.1191895620457397,0.77552819282287611,0.85362126693691953,402.68456375838934,0,2303.8936059358598,0,0,0,1,0,null,null,3.9375083268835134,null,525.69298010553848,1,null,null,6.8320000000000007,5.3630000000000004,5.5847964346769574,15.4,15.58,17.390432125820322,null,0,0]
[12483,"CcoTgsld514",1,0.77586206896551724,8620.6896551724149,0,"GSLD",15,0.57723342209516748,0.60437372201316453,0.83705124089372529,1.0970310586362544,1.2026142145897361,1.2026142145897361,1.2889868661351127,1.2890846405144394,1.2453007447106357,1.1191895620457397,0.77552819282287611,0.85362126693691953,517.24137931034488,0,5200.7346252209882,0,0,0,1,0,null,null,7.5182936364525323,null,3083.067855937566,1,null,null,6.8320000000000007,5.3630000000000004,5.5847964346769574,15.4,15.58,17.390432125820322,null,0,0]
[12531,"CrtTgsld515",1,0.46428571428571425,5952.3809523809523,0,"GSLD",12,1.4642934035850563,1.390983597018502,1.4252994685226312,1.4319034391640282,1.4237894031075788,1.3901451134910312,1.2503752648303077,1.3782245597891407,1.4308728765503533,1.4735364224775085,1.411655598241391,1.4937785463243058,357.14285714285717,0,848.60519060978129,0,0,0,1,0,null,null,1.352456795035949,null,-1030.3135233084206,0,null,null,6.8320000000000007,5.3630000000000004,5.5847964346769574,15.4,15.58,17.390432125820322,null,0,0]
[12547,"CreNgsld516",1,0.58000000000000007,6666.6666666666479,0,"GSLD",15,0.57723342209516748,0.60437372201316453,0.83705124089372529,1.0970310586362544,1.2026142145897361,1.2026142145897361,1.2889868661351127,1.2890846405144394,1.2453007447106357,1.1191895620457397,0.77552819282287611,0.85362126693691953,399.99999999999892,0,8701.3750411331075,0,0,0,1,0,null,null,14.935013625157884,null,6931.1295814928026,1,null,null,6.8320000000000007,5.3630000000000004,5.5847964346769574,15.4,15.58,17.390432125820322,null,9392.9040948509064,1233.1654249372423]
[12568,"CmiNgsld517",1,1.1140350877192982,8771.9298245614027,0,"GSLD",10,1,1,1,1,1,1,1,1,1,1,1,1,526.31578947368416,0,20064.977257959712,0,0,0,1,0,null,null,28.722534958220191,null,17924.900806250138,1,null,null,6.8320000000000007,5.3630000000000004,5.5847964346769574,15.4,15.58,17.390432125820322,null,178228.93587860151,18371.342897996823]
[12611,"CdaEgsld602",1,1.0630630630630631,9009.0090090090089,0,"GSLD",5,1,1,1,1,1,1,1,1,1,1,1,1,540.54054054054052,0,4627.0507488083313,0,0,0,1,0,null,null,6.5003101239329082,null,2444.8221007149773,1,null,null,6.8320000000000007,5.3630000000000004,5.5847964346769574,15.4,15.58,17.390432125820322,null,8671.8755827833666,767.27427753610436]
[12632,"CscNgsld602",1,1.0388349514563107,9708.7378640776697,0,"GSLD",5,1,1,1,1,1,1,1,1,1,1,1,1,582.52427184466023,0,4986.4333312400458,0,0,0,1,0,null,null,6.6406229144044815,null,2679.794317120788,1,null,null,6.8320000000000007,5.3630000000000004,5.5847964346769574,15.4,15.58,17.390432125820322,null,10608.748934566131,938.64586693234696]
[12653,"CofEgsld603",1,1.0630630630630629,9009.0090090090089,0,"GSLD",15,1,1,1,1,1,1,1,1,1,1,1,1,540.54054054054052,0,2520.1201201201202,0,0,0,1,0,null,null,3.5403895958052338,null,337.89147202676651,1,null,null,6.8320000000000007,5.3630000000000004,5.5847964346769574,15.4,15.58,17.390432125820322,null,0,0]
[12696,"CdaNgsld605",1,0.7103825136612022,5464.4808743168342,0,"GSLD",15,1,1,1,1,1,1,1,1,1,1,1,1,327.8688524590101,0,36319.918474942417,0,0,0,1,0,null,null,70.679839957415297,null,34767.899713767183,1,null,null,6.8320000000000007,5.3630000000000004,5.5847964346769574,15.4,15.58,17.390432125820322,null,311321.97531322751,40872.502487265272]
[12717,"CwaTgsld605",1,0.7103825136612022,5464.4808743168342,0,"GSLD",15,1,1,1,1,1,1,1,1,1,1,1,1,327.8688524590101,0,36319.918474942417,0,0,0,1,0,null,null,70.679839957415297,null,34767.899713767183,1,null,null,6.8320000000000007,5.3630000000000004,5.5847964346769574,15.4,15.58,17.390432125820322,null,311321.97531322751,40872.502487265272]
[12733,"CloTgsld606",1,0.82089552238805963,7462.6865671640508,0,"GSLD",15,1,1,1,1,1,1,1,1,1,1,1,1,447.76119402984313,0,70595.289547455584,0,0,0,1,0,null,null,112.86920393625059,null,68687.993881745962,1,null,null,6.8320000000000007,5.3630000000000004,5.5847964346769574,15.4,15.58,17.390432125820322,null,651522.70103895175,85536.407097288873]
[12754,"CgrNgsld607",1,0.53409090909090917,5681.818181818182,0,"GSLD",7,1,1,1,1,1,1,1,1,1,1,1,1,340.90909090909093,0,1720.5442818939753,0,0,0,1,0,null,null,3.2709770533460345,null,129.88338986839523,1,null,null,6.8320000000000007,5.3630000000000004,5.5847964346769574,15.4,15.58,17.390432125820322,null,0,0]
[12802,"CwaNgsld608",1,0.72549019607843135,6535.9477124183004,0,"GSLD",15,1,1,1,1,1,1,1,1,1,1,1,1,392.15686274509807,0,31656.75066437231,0,0,0,1,0,null,null,55.17953464832263,null,29914.227280517567,1,null,null,6.8320000000000007,5.3630000000000004,5.5847964346769574,15.4,15.58,17.390432125820322,null,251830.93689873302,33062.107435261671]
[12818,"CloNgsld609",1,1.1682242990654206,9345.7943925233631,0,"GSLD",15,1,1,1,1,1,1,1,1,1,1,1,1,560.74766355140184,0,56187.017572445679,0,0,0,1,0,null,null,76.902278284129252,null,53944.909168741731,1,null,null,6.8320000000000007,5.3630000000000004,5.5847964346769574,15.4,15.58,17.390432125820322,null,481741.48453844024,63246.354534419763]
[12839,"CheTgsld701",1,1.0347222222222223,6944.4444444444443,0,"GSLD",15,1,1,1,1,1,1,1,1,1,1,1,1,416.66666666666669,0,2574.7708453947598,0,0,0,1,0,null,null,4.3163319037885248,null,759.61757414346062,1,null,null,6.8320000000000007,5.3630000000000004,5.5847964346769574,15.4,15.58,17.390432125820322,null,0,0]
[12860,"CasNgsld702",1,0.43274853801169594,5847.9532163742688,0,"GSLD",3,1,1,1,1,1,1,1,1,1,1,1,1,294.05380555225247,0,106.40025990903185,0,0,0,1,0,null,null,0.19877441350431224,null,-1513.7991030673008,0,null,null,6.8320000000000007,5.3630000000000004,5.5847964346769574,15.4,15.58,17.390432125820322,null,0,0]
[12903,"CmiEgsld801",1,0.81118881118881103,6993.0069930070185,0,"GSLD",12,1,1,1,1,1,1,1,1,1,1,1,1,419.58041958042116,0,1796.4523355651511,0,0,0,1,0,null,null,2.9979326204911501,null,-27.335257964064994,0,null,null,6.8320000000000007,5.3630000000000004,5.5847964346769574,15.4,15.58,17.390432125820322,null,0,0]
[12924,"CheNgsld802",1,0.79333333333333322,6666.6666666666497,0,"GSLD",8,1,1,1,1,1,1,1,1,1,1,1,1,399.99999999999903,0,27500.213510974463,0,0,0,1,0,null,null,47.332150292490496,null,25734.448563152826,1,null,null,6.8320000000000007,5.3630000000000004,5.5847964346769574,15.4,15.58,17.390432125820322,null,373970.62103283929,33088.348112647051]
[12940,"CscNgsld802",1,0.81118881118881125,6993.0069930069758,0,"GSLD",8,1,1,1,1,1,1,1,1,1,1,1,1,419.58041958041855,0,28846.377808714471,0,0,0,1,0,null,null,48.139043437827517,null,27022.590215185268,1,null,null,6.8320000000000007,5.3630000000000004,5.5847964346769574,15.4,15.58,17.390432125820322,null,393073.09127400391,34778.505439459179]
[12988,"CmiNgsld804",1,0.81118881118881114,6993.0069930069931,0,"GSLD",10,0.57723342209516748,0.60437372201316453,0.83705124089372529,1.0970310586362544,1.2026142145897361,1.2026142145897361,1.2889868661351127,1.2890846405144394,1.2453007447106357,1.1191895620457397,0.77552819282287611,0.85362126693691953,419.58041958041963,0,43921.765475699613,0,0,0,1,0,null,null,73.100449341895597,null,42093.497370351732,1,null,null,6.8320000000000007,5.3630000000000004,5.5847964346769574,15.4,15.58,17.390432125820322,null,529352.99123192439,54564.233737141338]
[13009,"ChoEgsld805",1,0.79333333333333333,6666.6666666666661,0,"GSLD",10,1,1,1,1,1,1,1,1,1,1,1,1,335.2213383295678,0,51.112453421495012,0,0,0,1,0,null,null,8.7972492511691494E-2,null,-1714.652494400146,0,null,null,6.8320000000000007,5.3630000000000004,5.5847964346769574,15.4,15.58,17.390432125820322,null,0,0]
[13025,"CwaEgsld805",1,0.81118881118881125,6993.0069930069931,0,"GSLD",10,1,1,1,1,1,1,1,1,1,1,1,1,351.63077447157468,0,5432.9688069976637,0,0,0,1,0,null,null,9.0665775485132691,null,3609.1812134684524,1,null,null,6.8320000000000007,5.3630000000000004,5.5847964346769574,15.4,15.58,17.390432125820322,null,0,0]
[13073,"CofEgsld807",1,0.81118881118881125,6993.0069930069312,0,"GSLD",5,1,1,1,1,1,1,1,1,1,1,1,1,351.63077447157156,0,26673.995845168472,0,0,0,1,0,null,null,44.513756741516687,null,24850.208251639273,1,null,null,6.8320000000000007,5.3630000000000004,5.5847964346769574,15.4,15.58,17.390432125820322,null,569335.50255901529,50373.933785315472]
[13094,"ChoNgsld808",1,0.79333333333333322,6666.6666666666661,0,"GSLD",13,1,1,1,1,1,1,1,1,1,1,1,1,335.22133832956774,0,2729.3014593735447,0,0,0,1,0,null,null,4.6975528687087804,null,963.53651155190369,1,null,null,6.8320000000000007,5.3630000000000004,5.5847964346769574,15.4,15.58,17.390432125820322,null,0,0]
[13110,"CwaNgsld808",1,0.81118881118881125,6993.006993006994,0,"GSLD",13,1,1,1,1,1,1,1,1,1,1,1,1,351.63077447157468,0,15437.547000015438,0,0,0,1,0,null,null,25.762289828386734,null,13613.75940648623,1,null,null,6.8320000000000007,5.3630000000000004,5.5847964346769574,15.4,15.58,17.390432125820322,null,94024.216012086486,11395.291133056058]
[13131,"CreEgsld809",1,0.80141843971631199,7092.1985815602839,0,"GSLD",15,0.57723342209516748,0.60437372201316453,0.83705124089372529,1.0970310586362544,1.2026142145897361,1.2026142145897361,1.2889868661351127,1.2890846405144394,1.2453007447106357,1.1191895620457397,0.77552819282287611,0.85362126693691953,425.53191489361706,0,648.19666286751396,0,0,0,1,0,null,null,1.0689595647960697,null,-1197.707505005463,0,null,null,6.8320000000000007,5.3630000000000004,5.5847964346769574,15.4,15.58,17.390432125820322,null,0,0]
[13174,"CgrNgsld811",1,0.79333333333333345,6666.666666666667,0,"GSLD",15,1,1,1,1,1,1,1,1,1,1,1,1,400.00000000000006,0,1188.1720430107528,0,0,0,1,0,null,null,2.0450291300711987,null,-577.59290481088829,0,null,null,6.8320000000000007,5.3630000000000004,5.5847964346769574,15.4,15.58,17.390432125820322,null,0,0]
[13195,"CasTgsld812",1,0.79333333333333345,6666.666666666667,0,"GSLD",16,1,1,1,1,1,1,1,1,1,1,1,1,400.00000000000006,0,2488.0214514923737,0,0,0,1,0,null,null,4.2822723985754338,null,722.25650367073263,1,null,null,6.8320000000000007,5.3630000000000004,5.5847964346769574,15.4,15.58,17.390432125820322,null,0,0]
[13216,"CreNgsld812",1,0.80141843971631199,7092.1985815602839,0,"GSLD",16,1,1,1,1,1,1,1,1,1,1,1,1,425.53191489361706,0,2646.8313313748654,0,0,0,1,0,null,null,4.3765913662106799,null,805.40767532055656,1,null,null,6.8320000000000007,5.3630000000000004,5.5847964346769574,15.4,15.58,17.390432125820322,null,0,0]
[13259,"CheEgsld814",1,0.79333333333333345,6666.6666666666479,0,"GSLD",15,0.57723342209516748,0.60437372201316453,0.83705124089372529,1.0970310586362544,1.2026142145897361,1.2026142145897361,1.2889868661351127,1.2890846405144394,1.2453007447106357,1.1191895620457397,0.77552819282287611,0.85362126693691953,399.99999999999892,0,6025.6040042352488,0,0,0,1,0,null,null,10.342328365074168,null,4255.3585445949439,1,null,null,6.8320000000000007,5.3630000000000004,5.5847964346769574,15.4,15.58,17.390432125820322,null,0,0]
[13280,"CasNgsld815",1,0.79333333333333333,6666.6666666666661,0,"GSLD",10,0.57723342209516748,0.60437372201316453,0.83705124089372529,1.0970310586362544,1.2026142145897361,1.2026142145897361,1.2889868661351127,1.2890846405144394,1.2453007447106357,1.1191895620457397,0.77552819282287611,0.85362126693691953,400,0,3552.4820007578628,0,0,0,1,0,null,null,6.0974692888927171,null,1782.2365411175542,1,null,null,6.8320000000000007,5.3630000000000004,5.5847964346769574,15.4,15.58,17.390432125820322,null,0,0]
[13296,"CmiNgsld815",1,0.81118881118881114,6993.0069930069931,0,"GSLD",10,0.57723342209516748,0.60437372201316453,0.83705124089372529,1.0970310586362544,1.2026142145897361,1.2026142145897361,1.2889868661351127,1.2890846405144394,1.2453007447106357,1.1191895620457397,0.77552819282287611,0.85362126693691953,419.58041958041963,0,3726.3797210746811,0,0,0,1,0,null,null,6.2019372190263224,null,1898.111615726802,1,null,null,6.8320000000000007,5.3630000000000004,5.5847964346769574,15.4,15.58,17.390432125820322,null,0,0]
[13344,"CheNgsld817",1,0.79333333333333333,6666.6666666666233,0,"GSLD",4,1.0062777414973603,0.98564281026156741,1.0265347938683682,1.0441196275961266,1.0994476760618126,1.0901464119048656,1.0679338408439019,1.0965343851174858,1.0642381511272074,1.0546811027982033,1.0276723440678304,1.0296503063189142,399.99999999999744,0,5039.1817735357545,0,0,0,1,0,null,null,8.5219867472913826,null,3244.7390030246174,1,null,null,6.8320000000000007,5.3630000000000004,5.5847964346769574,15.4,15.58,17.390432125820322,null,67655.892528359778,5986.0898101234161]
[13365,"CcoEgsld818",1,0.79333333333333333,6666.6666666666069,0,"GSLD",5,1.0062777414973603,0.98564281026156741,1.0265347938683682,1.0441196275961266,1.0994476760618126,1.0901464119048656,1.0679338408439019,1.0965343851174858,1.0642381511272074,1.0546811027982033,1.0276723440678304,1.0296503063189142,399.99999999999642,0,44270.833333333336,0,0,0,1,0,null,null,74.86839568668637,null,42476.390562822198,1,null,null,6.8320000000000007,5.3630000000000004,5.5847964346769574,15.4,15.58,17.390432125820322,null,1003413.0632495512,88780.451913261903]
[13381,"CofEgsld818",1,0.81118881118881114,6993.0069930069303,0,"GSLD",5,1.0062777414973603,0.98564281026156741,1.0265347938683682,1.0441196275961266,1.0994476760618126,1.0901464119048656,1.0679338408439019,1.0965343851174858,1.0642381511272074,1.0546811027982033,1.0276723440678304,1.0296503063189142,419.58041958041582,0,46437.937062937068,0,0,0,1,0,null,null,76.185114825201111,null,44585.471646718375,1,null,null,6.8320000000000007,5.3630000000000004,5.5847964346769574,15.4,15.58,17.390432125820322,null,1053366.9397907185,93200.294445291162]
[13402,"ChoNgsld819",1,0.79333333333333333,6666.666666666667,0,"GSLD",4,1,1,1,1,1,1,1,1,1,1,1,1,400.00000000000006,0,2595.0617283950619,0,0,0,1,0,null,null,4.466505385409735,null,829.29678057342085,1,null,null,6.8320000000000007,5.3630000000000004,5.5847964346769574,15.4,15.58,17.390432125820322,null,0,0]
[13450,"CcoNgsld821",1,0.79333333333333333,6666.666666666667,0,"GSLD",12,1,1,1,1,1,1,1,1,1,1,1,1,400.00000000000006,0,1634.8306254645854,0,0,0,1,0,null,null,2.8137981123810523,null,-130.93432235705561,0,null,null,6.8320000000000007,5.3630000000000004,5.5847964346769574,15.4,15.58,17.390432125820322,null,0,0]
[13466,"CofNgsld821",1,0.81118881118881114,6993.0069930069931,0,"GSLD",12,1,1,1,1,1,1,1,1,1,1,1,1,419.58041958041969,0,1714.8572994383765,0,0,0,1,0,null,null,2.8617662354266424,null,-108.93029409083525,0,null,null,6.8320000000000007,5.3630000000000004,5.5847964346769574,15.4,15.58,17.390432125820322,null,0,0]
[13487,"CinTgsld822",1,0.81118881118881125,6993.006993006994,0,"GSLD",12,1,1,1,1,1,1,1,1,1,1,1,1,419.58041958041963,0,7119.1365711913659,0,0,0,1,0,null,null,11.880466480504701,null,5295.3489776621545,1,null,null,6.8320000000000007,5.3630000000000004,5.5847964346769574,15.4,15.58,17.390432125820322,null,2070.1481266471383,239.49906252522445]
[13530,"CwaNgsld823",1,0.81118881118881125,6993.006993006994,0,"GSLD",12,0.57723342209516748,0.60437372201316453,0.83705124089372529,1.0970310586362544,1.2026142145897361,1.2026142145897361,1.2889868661351127,1.2890846405144394,1.2453007447106357,1.1191895620457397,0.77552819282287611,0.85362126693691953,419.58041958041963,0,3617.5680719847001,0,0,0,1,0,null,null,6.0208383866829127,null,1789.2999666368205,1,null,null,6.8320000000000007,5.3630000000000004,5.5847964346769574,15.4,15.58,17.390432125820322,null,0,0]
[13551,"CreTgsld824",1,0.80141843971631199,7092.1985815602839,0,"GSLD",12,0.57723342209516748,0.60437372201316453,0.83705124089372529,1.0970310586362544,1.2026142145897361,1.2026142145897361,1.2889868661351127,1.2890846405144394,1.2453007447106357,1.1191895620457397,0.77552819282287611,0.85362126693691953,425.53191489361706,0,7700.2905770029056,0,0,0,1,0,null,null,12.698768345369764,null,5854.3864091299292,1,null,null,6.8320000000000007,5.3630000000000004,5.5847964346769574,15.4,15.58,17.390432125820322,null,8052.0757072244596,931.55874134754754]
[13572,"CinNgsld825",1,0.81118881118881114,6993.0069930069931,0,"GSLD",9,1,1,1,1,1,1,1,1,1,1,1,1,419.58041958041963,0,0.64750064750064751,0,0,0,1,0,null,null,1.0805537528056157E-3,null,-1823.1400928817111,0,null,null,6.8320000000000007,5.3630000000000004,5.5847964346769574,15.4,15.58,17.390432125820322,null,0,0]
[13588,"CasNgsld826",1,0.79333333333333333,6666.666666666667,0,"GSLD",16,0.57723342209516748,0.60437372201316453,0.83705124089372529,1.0970310586362544,1.2026142145897361,1.2026142145897361,1.2889868661351127,1.2890846405144394,1.2453007447106357,1.1191895620457397,0.77552819282287611,0.85362126693691953,335.22133832956786,0,15498.154981549817,0,0,0,1,0,null,null,26.600986018884765,null,13727.909521909507,1,null,null,6.8320000000000007,5.3630000000000004,5.5847964346769574,15.4,15.58,17.390432125820322,null,75409.543595939904,10209.275075459555]
[13636,"CreNgsld827",1,0.80141843971631199,7092.1985815602829,0,"GSLD",16,0.57723342209516748,0.60437372201316453,0.83705124089372529,1.0970310586362544,1.2026142145897361,1.2026142145897361,1.2889868661351127,1.2890846405144394,1.2453007447106357,1.1191895620457397,0.77552819282287611,0.85362126693691953,356.61844503145511,0,16463.099139215101,0,0,0,1,0,null,null,27.149765340039849,null,14617.194971342124,1,null,null,6.8320000000000007,5.3630000000000004,5.5847964346769574,15.4,15.58,17.390432125820322,null,81024.102831698721,10969.398753869005]
[13652,"CheNgsld828",1,1.2144824303489463,10905.422608010389,0,"GSLD",15,1,1,1,1,1,1,1,1,1,1,1,1,548.35955425601526,0,872.72506372765326,0,0,0,1,0,null,null,1.067252233411546,null,-1646.6820618276768,0,null,null,6.8320000000000007,5.3630000000000004,5.5847964346769574,15.4,15.58,17.390432125820322,null,0,0]
[13673,"CcoEgsld829",1,0.79333333333333333,6666.6666666666315,0,"GSLD",11,1,1,1,1,1,1,1,1,1,1,1,1,399.9999999999979,0,602.93309216009641,0,0,0,1,0,null,null,1.0377417514612786,null,-1162.8318556615384,0,null,null,6.8320000000000007,5.3630000000000004,5.5847964346769574,15.4,15.58,17.390432125820322,null,0,0]
[13721,"CrtEgsld901",1,1.5230022037819,8042.7229957981972,0,"GSLD",30,1.0062777414973603,0.98564281026156741,1.0265347938683682,1.0441196275961266,1.0994476760618126,1.0901464119048656,1.0679338408439019,1.0965343851174858,1.0642381511272074,1.0546811027982033,1.0276723440678304,1.0296503063189142,404.41385496981945,0,40750.615001143662,0,0,0,1,0,null,null,60.988821037685341,null,38711.512216486444,1,null,null,6.8320000000000007,5.3630000000000004,5.5847964346769574,15.4,15.58,17.390432125820322,null,198799.69752803259,34219.029943413312]
[13737,"ChoEgsld902",1,1.2144823996770711,10905.422687665645,0,"GSLD",10,1.4642934035850563,1.390983597018502,1.4252994685226312,1.4319034391640282,1.4237894031075788,1.3901451134910312,1.2503752648303077,1.3782245597891407,1.4308728765503533,1.4735364224775085,1.411655598241391,1.4937785463243058,654.32536125993875,0,4977.5119800423699,0,0,0,1,0,null,null,5.5056596494037784,null,2217.9525282659592,1,null,null,6.8320000000000007,5.3630000000000004,5.5847964346769574,15.4,15.58,17.390432125820322,null,0,0]
[13758,"CcoNgsld903",1,1.2144824044992988,10905.422783662221,0,"GSLD",10,1,1,1,1,1,1,1,1,1,1,1,1,654.32536701973333,0,18303.493648829182,0,0,0,1,0,null,null,22.383274015493029,null,15784.086492043318,1,null,null,6.8320000000000007,5.3630000000000004,5.5847964346769574,15.4,15.58,17.390432125820322,null,132608.40976761098,13668.90597752453]
[13779,"CscEgsld903",1,1.5230019612127661,8042.7222225462738,0,"GSLD",10,1,1,1,1,1,1,1,1,1,1,1,1,482.56333335277645,0,2768.4014567983545,0,0,0,1,0,null,null,4.2082253541666237,null,757.97663231325691,1,null,null,6.8320000000000007,5.3630000000000004,5.5847964346769574,15.4,15.58,17.390432125820322,null,0,0]
[13822,"ChoNgsld905",1,1.214482466251694,10905.4231930649,0,"GSLD",2,1,1,1,1,1,1,1,1,1,1,1,1,654.3253915838942,0,635.09942456779572,0,0,0,1,0,null,null,0.77666069234899127,null,-1884.3078050090353,0,null,null,6.8320000000000007,5.3630000000000004,5.5847964346769574,15.4,15.58,17.390432125820322,null,0,0]
[13843,"CdaEgsld906",1,1.214482400016887,10905.422716843796,0,"GSLD",15,1,1,1,1,1,1,1,1,1,1,1,1,654.32536301062783,0,37533.042364322122,0,0,0,1,0,null,null,45.899017522443295,null,35013.635219416428,1,null,null,6.8320000000000007,5.3630000000000004,5.5847964346769574,15.4,15.58,17.390432125820322,null,270566.29940732114,35521.815427161811]
[13859,"CreEgsld906",1,1.5230021760103949,8042.7229072693262,0,"GSLD",15,1,1,1,1,1,1,1,1,1,1,1,1,482.56337443615962,0,25567.368601223578,0,0,0,1,0,null,null,38.864754339908998,null,23556.943654996117,1,null,null,6.8320000000000007,5.3630000000000004,5.5847964346769574,15.4,15.58,17.390432125820322,null,173086.88024913322,22724.042966699952]
[13907,"CinTgsld908",1,1.0810810810810809,9009.0090090089798,0,"GSLD",15,0.57723342209516748,0.60437372201316453,0.83705124089372529,1.0970310586362544,1.2026142145897361,1.2026142145897361,1.2889868661351127,1.2890846405144394,1.2453007447106357,1.1191895620457397,0.77552819282287611,0.85362126693691953,540.54054054053881,0,9684.65059131831,0,0,0,1,0,null,null,13.574757036671359,null,7497.9414314062942,1,null,null,6.8320000000000007,5.3630000000000004,5.5847964346769574,15.4,15.58,17.390432125820322,null,0,0]
[13928,"CdaNgsld909",1,1.2144824016619109,10905.422719135046,0,"GSLD",20,1,1,1,1,1,1,1,1,1,1,1,1,654.32536314810272,0,217932.70259418344,0,0,0,1,0,null,null,266.50908914932614,null,215413.29544887037,1,null,null,6.8320000000000007,5.3630000000000004,5.5847964346769574,15.4,15.58,17.390432125820322,null,1797002.8367309319,270271.35854021384]
[13944,"CreNgsld909",1,1.5230021876510156,8042.722944376842,0,"GSLD",20,1,1,1,1,1,1,1,1,1,1,1,1,482.56337666261055,0,5411.6112389061327,0,0,0,1,0,null,null,8.2261473208688969,null,3401.1862860810293,1,null,null,6.8320000000000007,5.3630000000000004,5.5847964346769574,15.4,15.58,17.390432125820322,null,0,0]
[13966,"CloNgsld910",1,1.1682242990654206,9345.7943925233321,0,"GSLD",15,0.57723342209516748,0.60437372201316453,0.83705124089372529,1.0970310586362544,1.2026142145897361,1.2026142145897361,1.2889868661351127,1.2890846405144394,1.2453007447106357,1.1191895620457397,0.77552819282287611,0.85362126693691953,560.74766355140002,0,10439.275473126021,0,0,0,1,0,null,null,14.256638025999333,null,8192.686557603407,1,null,null,6.8320000000000007,5.3630000000000004,5.5847964346769574,15.4,15.58,17.390432125820322,null,1299.0781110155367,170.55196078019495]
[13994,"CloNgsld911",1,4.009611495576709,25413.800180317343,0,"GSLD",15,0.57723342209516748,0.60437372201316453,0.83705124089372529,1.0970310586362544,1.2026142145897361,1.2026142145897361,1.2889868661351127,1.2890846405144394,1.2453007447106357,1.1191895620457397,0.77552819282287611,0.85362126693691953,1524.8280108190409,0,14198.90014845983,0,0,0,1,0,null,null,8.7130928590980492,null,9095.4525127553297,1,null,null,6.8320000000000007,5.3630000000000004,5.5847964346769574,15.4,15.58,17.390432125820322,null,0,0]
[13995,"CmiTgsld911",1,1.523002187691354,8042.7229445054318,0,"GSLD",15,0.57723342209516748,0.60437372201316453,0.83705124089372529,1.0970310586362544,1.2026142145897361,1.2026142145897361,1.2889868661351127,1.2890846405144394,1.2453007447106357,1.1191895620457397,0.77552819282287611,0.85362126693691953,482.56337667032591,0,19472.005274938903,0,0,0,1,0,null,null,29.526939429369307,null,17457.09981027227,1,null,null,6.8320000000000007,5.3630000000000004,5.5847964346769574,15.4,15.58,17.390432125820322,null,108941.69581371898,14302.619430039116]
[13996,"CmiNgsld911",1,1.523002187691354,8042.7229445054318,0,"GSLD",15,0.57723342209516748,0.60437372201316453,0.83705124089372529,1.0970310586362544,1.2026142145897361,1.2026142145897361,1.2889868661351127,1.2890846405144394,1.2453007447106357,1.1191895620457397,0.77552819282287611,0.85362126693691953,482.56337667032591,0,19472.005274938903,0,0,0,1,0,null,null,29.526939429369307,null,17457.09981027227,1,null,null,6.8320000000000007,5.3630000000000004,5.5847964346769574,15.4,15.58,17.390432125820322,null,108941.69581371898,14302.619430039116]
[13997,"CofTgsld911",1,1.523002187822678,8042.7229449240613,0,"GSLD",15,0.57723342209516748,0.60437372201316453,0.83705124089372529,1.0970310586362544,1.2026142145897361,1.2026142145897361,1.2889868661351127,1.2890846405144394,1.2453007447106357,1.1191895620457397,0.77552819282287611,0.85362126693691953,482.56337669544376,0,1669.0275695923747,0,0,0,1,0,null,null,2.5308783176523151,null,-345.87789514869087,0,null,null,6.8320000000000007,5.3630000000000004,5.5847964346769574,15.4,15.58,17.390432125820322,null,0,0]
[13998,"CofNgsld911",1,1.523002187822678,8042.7229449240613,0,"GSLD",15,0.57723342209516748,0.60437372201316453,0.83705124089372529,1.0970310586362544,1.2026142145897361,1.2026142145897361,1.2889868661351127,1.2890846405144394,1.2453007447106357,1.1191895620457397,0.77552819282287611,0.85362126693691953,482.56337669544376,0,1669.0275695923747,0,0,0,1,0,null,null,2.5308783176523151,null,-345.87789514869087,0,null,null,6.8320000000000007,5.3630000000000004,5.5847964346769574,15.4,15.58,17.390432125820322,null,0,0]
[13999,"CreTgsld911",1,1.5230021889170462,8042.7229484126428,0,"GSLD",15,0.57723342209516748,0.60437372201316453,0.83705124089372529,1.0970310586362544,1.2026142145897361,1.2026142145897361,1.2889868661351127,1.2890846405144394,1.2453007447106357,1.1191895620457397,0.77552819282287611,0.85362126693691953,482.56337690475863,0,3245.3313867261895,0,0,0,1,0,null,null,4.9211522850046396,null,1230.4259213648616,1,null,null,6.8320000000000007,5.3630000000000004,5.5847964346769574,15.4,15.58,17.390432125820322,null,0,0]
[14000,"CreNgsld911",1,1.5230021889170462,8042.7229484126428,0,"GSLD",15,0.57723342209516748,0.60437372201316453,0.83705124089372529,1.0970310586362544,1.2026142145897361,1.2026142145897361,1.2889868661351127,1.2890846405144394,1.2453007447106357,1.1191895620457397,0.77552819282287611,0.85362126693691953,482.56337690475863,0,3245.3313867261895,0,0,0,1,0,null,null,4.9211522850046396,null,1230.4259213648616,1,null,null,6.8320000000000007,5.3630000000000004,5.5847964346769574,15.4,15.58,17.390432125820322,null,0,0]
[14001,"CrtTgsld911",1,1.5230021879349209,8042.7229452818638,0,"GSLD",15,0.57723342209516748,0.60437372201316453,0.83705124089372529,1.0970310586362544,1.2026142145897361,1.2026142145897361,1.2889868661351127,1.2890846405144394,1.2453007447106357,1.1191895620457397,0.77552819282287611,0.85362126693691953,482.56337671691193,0,3245.3313854628841,0,0,0,1,0,null,null,4.9211522843937603,null,1230.4259206582024,1,null,null,6.8320000000000007,5.3630000000000004,5.5847964346769574,15.4,15.58,17.390432125820322,null,0,0]
[14002,"CrtNgsld911",1,1.5230021879349209,8042.7229452818638,0,"GSLD",15,0.57723342209516748,0.60437372201316453,0.83705124089372529,1.0970310586362544,1.2026142145897361,1.2026142145897361,1.2889868661351127,1.2890846405144394,1.2453007447106357,1.1191895620457397,0.77552819282287611,0.85362126693691953,482.56337671691193,0,3245.3313854628841,0,0,0,1,0,null,null,4.9211522843937603,null,1230.4259206582024,1,null,null,6.8320000000000007,5.3630000000000004,5.5847964346769574,15.4,15.58,17.390432125820322,null,0,0]
[14003,"CscTgsld911",1,1.5230021873012916,8042.722943262007,0,"GSLD",15,0.57723342209516748,0.60437372201316453,0.83705124089372529,1.0970310586362544,1.2026142145897361,1.2026142145897361,1.2889868661351127,1.2890846405144394,1.2453007447106357,1.1191895620457397,0.77552819282287611,0.85362126693691953,482.56337659572046,0,628.1286550931319,0,0,0,1,0,null,null,0.95248108722573777,null,-1386.7768093524237,0,null,null,6.8320000000000007,5.3630000000000004,5.5847964346769574,15.4,15.58,17.390432125820322,null,0,0]
[14004,"CscNgsld911",1,1.5230021873012916,8042.722943262007,0,"GSLD",15,0.57723342209516748,0.60437372201316453,0.83705124089372529,1.0970310586362544,1.2026142145897361,1.2026142145897361,1.2889868661351127,1.2890846405144394,1.2453007447106357,1.1191895620457397,0.77552819282287611,0.85362126693691953,482.56337659572046,0,628.1286550931319,0,0,0,1,0,null,null,0.95248108722573777,null,-1386.7768093524237,0,null,null,6.8320000000000007,5.3630000000000004,5.5847964346769574,15.4,15.58,17.390432125820322,null,0,0]
[14005,"CwaTgsld911",1,1.5230021868124921,8042.7229417038116,0,"GSLD",15,0.57723342209516748,0.60437372201316453,0.83705124089372529,1.0970310586362544,1.2026142145897361,1.2026142145897361,1.2889868661351127,1.2890846405144394,1.2453007447106357,1.1191895620457397,0.77552819282287611,0.85362126693691953,482.56337650222872,0,2781.7126148735201,0,0,0,1,0,null,null,4.2181305288819626,null,766.80715070500833,1,null,null,6.8320000000000007,5.3630000000000004,5.5847964346769574,15.4,15.58,17.390432125820322,null,0,0]
[14006,"CwaNgsld911",1,1.5230021868124921,8042.7229417038116,0,"GSLD",15,0.57723342209516748,0.60437372201316453,0.83705124089372529,1.0970310586362544,1.2026142145897361,1.2026142145897361,1.2889868661351127,1.2890846405144394,1.2453007447106357,1.1191895620457397,0.77552819282287611,0.85362126693691953,482.56337650222872,0,2781.7126148735201,0,0,0,1,0,null,null,4.2181305288819626,null,766.80715070500833,1,null,null,6.8320000000000007,5.3630000000000004,5.5847964346769574,15.4,15.58,17.390432125820322,null,0,0]
[14007,"CasTgsld912",1,1.5230021838821106,8042.7229323624824,0,"GSLD",5,1.0062777414973603,0.98564281026156741,1.0265347938683682,1.0441196275961266,1.0994476760618126,1.0901464119048656,1.0679338408439019,1.0965343851174858,1.0642381511272074,1.0546811027982033,1.0276723440678304,1.0296503063189142,482.56337594174903,0,57761.5758476634,0,0,0,1,0,null,null,86.448031049535288,null,55722.473074284921,1,null,null,6.8320000000000007,5.3630000000000004,5.5847964346769574,15.4,15.58,17.390432125820322,null,1320832.0416872951,116865.19725261998]
[14008,"CasNgsld912",1,1.5230021838821106,8042.7229323624824,0,"GSLD",5,1.0062777414973603,0.98564281026156741,1.0265347938683682,1.0441196275961266,1.0994476760618126,1.0901464119048656,1.0679338408439019,1.0965343851174858,1.0642381511272074,1.0546811027982033,1.0276723440678304,1.0296503063189142,482.56337594174903,0,57761.5758476634,0,0,0,1,0,null,null,86.448031049535288,null,55722.473074284921,1,null,null,6.8320000000000007,5.3630000000000004,5.5847964346769574,15.4,15.58,17.390432125820322,null,1320832.0416872951,116865.19725261998]
[14009,"CcoTgsld912",1,1.2144824102422356,10905.422771009838,0,"GSLD",5,1.0062777414973603,0.98564281026156741,1.0265347938683682,1.0441196275961266,1.0994476760618126,1.0901464119048656,1.0679338408439019,1.0965343851174858,1.0642381511272074,1.0546811027982033,1.0276723440678304,1.0296503063189142,654.32536626059039,0,298370.43815543363,0,0,0,1,0,null,null,360.33280936902139,null,295822.35317820782,1,null,null,6.8320000000000007,5.3630000000000004,5.5847964346769574,15.4,15.58,17.390432125820322,null,7195172.5813520839,636617.85635680973]
[14010,"CcoNgsld912",1,1.2144824102422356,10905.422771009838,0,"GSLD",5,1.0062777414973603,0.98564281026156741,1.0265347938683682,1.0441196275961266,1.0994476760618126,1.0901464119048656,1.0679338408439019,1.0965343851174858,1.0642381511272074,1.0546811027982033,1.0276723440678304,1.0296503063189142,654.32536626059039,0,298370.43815543363,0,0,0,1,0,null,null,360.33280936902139,null,295822.35317820782,1,null,null,6.8320000000000007,5.3630000000000004,5.5847964346769574,15.4,15.58,17.390432125820322,null,7195172.5813520839,636617.85635680973]
[14011,"CdaTgsld912",1,1.2144824012578133,10905.422719133639,0,"GSLD",5,1.0062777414973603,0.98564281026156741,1.0265347938683682,1.0441196275961266,1.0994476760618126,1.0901464119048656,1.0679338408439019,1.0965343851174858,1.0642381511272074,1.0546811027982033,1.0276723440678304,1.0296503063189142,654.32536314801837,0,88250.71620684459,0,0,0,1,0,null,null,106.57767843051678,null,85702.631238842281,1,null,null,6.8320000000000007,5.3630000000000004,5.5847964346769574,15.4,15.58,17.390432125820322,null,2040630.7921010242,180551.8888942246]
[14012,"CdaNgsld912",1,1.2144824012578133,10905.422719133639,0,"GSLD",5,1.0062777414973603,0.98564281026156741,1.0265347938683682,1.0441196275961266,1.0994476760618126,1.0901464119048656,1.0679338408439019,1.0965343851174858,1.0642381511272074,1.0546811027982033,1.0276723440678304,1.0296503063189142,654.32536314801837,0,88250.71620684459,0,0,0,1,0,null,null,106.57767843051678,null,85702.631238842281,1,null,null,6.8320000000000007,5.3630000000000004,5.5847964346769574,15.4,15.58,17.390432125820322,null,2040630.7921010242,180551.8888942246]
[14013,"CgrTgsld912",1,1.5230021502336168,8042.7228250991557,0,"GSLD",5,1.0062777414973603,0.98564281026156741,1.0265347938683682,1.0441196275961266,1.0994476760618126,1.0901464119048656,1.0679338408439019,1.0965343851174858,1.0642381511272074,1.0546811027982033,1.0276723440678304,1.0296503063189142,482.56336950594937,0,115528.47134993934,0,0,0,1,0,null,null,172.90402523374487,null,113489.36859563207,1,null,null,6.8320000000000007,5.3630000000000004,5.5847964346769574,15.4,15.58,17.390432125820322,null,2737937.8483651686,242248.54986548069]
[14014,"CgrNgsld912",1,1.5230021502336168,8042.7228250991557,0,"GSLD",5,1.0062777414973603,0.98564281026156741,1.0265347938683682,1.0441196275961266,1.0994476760618126,1.0901464119048656,1.0679338408439019,1.0965343851174858,1.0642381511272074,1.0546811027982033,1.0276723440678304,1.0296503063189142,482.56336950594937,0,115528.47134993934,0,0,0,1,0,null,null,172.90402523374487,null,113489.36859563207,1,null,null,6.8320000000000007,5.3630000000000004,5.5847964346769574,15.4,15.58,17.390432125820322,null,2737937.8483651686,242248.54986548069]
[14015,"CheTgsld912",1,1.2144823971249574,10905.422707032696,0,"GSLD",5,1.0062777414973603,0.98564281026156741,1.0265347938683682,1.0441196275961266,1.0994476760618126,1.0901464119048656,1.0679338408439019,1.0965343851174858,1.0642381511272074,1.0546811027982033,1.0276723440678304,1.0296503063189142,654.32536242196181,0,32977.998266066868,0,0,0,1,0,null,null,39.82651527851268,null,30429.913300216071,1,null,null,6.8320000000000007,5.3630000000000004,5.5847964346769574,15.4,15.58,17.390432125820322,null,684710.7466274465,60582.158775755663]
[14016,"CheNgsld912",1,1.2144823971249574,10905.422707032696,0,"GSLD",5,1.0062777414973603,0.98564281026156741,1.0265347938683682,1.0441196275961266,1.0994476760618126,1.0901464119048656,1.0679338408439019,1.0965343851174858,1.0642381511272074,1.0546811027982033,1.0276723440678304,1.0296503063189142,654.32536242196181,0,32977.998266066868,0,0,0,1,0,null,null,39.82651527851268,null,30429.913300216071,1,null,null,6.8320000000000007,5.3630000000000004,5.5847964346769574,15.4,15.58,17.390432125820322,null,684710.7466274465,60582.158775755663]
[14017,"ChoTgsld912",1,1.2144824013987994,10905.422721940264,0,"GSLD",5,1.0062777414973603,0.98564281026156741,1.0265347938683682,1.0441196275961266,1.0994476760618126,1.0901464119048656,1.0679338408439019,1.0965343851174858,1.0642381511272074,1.0546811027982033,1.0276723440678304,1.0296503063189142,654.32536331641586,0,28139.783740929866,0,0,0,1,0,null,null,33.983552213311036,null,25591.698772428532,1,null,null,6.8320000000000007,5.3630000000000004,5.5847964346769574,15.4,15.58,17.390432125820322,null,566022.26363637298,50080.783477010547]
[14018,"ChoNgsld912",1,1.2144824013987994,10905.422721940264,0,"GSLD",5,1.0062777414973603,0.98564281026156741,1.0265347938683682,1.0441196275961266,1.0994476760618126,1.0901464119048656,1.0679338408439019,1.0965343851174858,1.0642381511272074,1.0546811027982033,1.0276723440678304,1.0296503063189142,654.32536331641586,0,28139.783740929866,0,0,0,1,0,null,null,33.983552213311036,null,25591.698772428532,1,null,null,6.8320000000000007,5.3630000000000004,5.5847964346769574,15.4,15.58,17.390432125820322,null,566022.26363637298,50080.783477010547]
[14019,"CinTgsld912",1,1.2144823641287588,10905.422513294196,0,"GSLD",5,1.0062777414973603,0.98564281026156741,1.0265347938683682,1.0441196275961266,1.0994476760618126,1.0901464119048656,1.0679338408439019,1.0965343851174858,1.0642381511272074,1.0546811027982033,1.0276723440678304,1.0296503063189142,654.32535079765182,0,3132812.5674958616,0,0,0,1,0,null,null,3783.4015335858794,null,3130264.4825644572,1,null,null,6.8320000000000007,5.3630000000000004,5.5847964346769574,15.4,15.58,17.390432125820322,null,76728151.909915015,6788789.4333079001]
[14020,"CinNgsld912",1,1.2144823641287588,10905.422513294196,0,"GSLD",5,1.0062777414973603,0.98564281026156741,1.0265347938683682,1.0441196275961266,1.0994476760618126,1.0901464119048656,1.0679338408439019,1.0965343851174858,1.0642381511272074,1.0546811027982033,1.0276723440678304,1.0296503063189142,654.32535079765182,0,3132812.5674958616,0,0,0,1,0,null,null,3783.4015335858794,null,3130264.4825644572,1,null,null,6.8320000000000007,5.3630000000000004,5.5847964346769574,15.4,15.58,17.390432125820322,null,76728151.909915015,6788789.4333079001]
[14021,"CloTgsld912",1,4.0096115303643218,25413.800415061942,0,"GSLD",5,1.0062777414973603,0.98564281026156741,1.0265347938683682,1.0441196275961266,1.0994476760618126,1.0901464119048656,1.0679338408439019,1.0965343851174858,1.0642381511272074,1.0546811027982033,1.0276723440678304,1.0296503063189142,1524.8280249037166,0,336964.54000639461,0,0,0,1,0,null,null,205.67880586141078,null,331836.89501808217,1,null,null,6.8320000000000007,5.3630000000000004,5.5847964346769574,15.4,15.58,17.390432125820322,null,7999304.6214626674,707766.22838193621]
[14022,"CloNgsld912",1,4.0096115303643218,25413.800415061942,0,"GSLD",5,1.0062777414973603,0.98564281026156741,1.0265347938683682,1.0441196275961266,1.0994476760618126,1.0901464119048656,1.0679338408439019,1.0965343851174858,1.0642381511272074,1.0546811027982033,1.0276723440678304,1.0296503063189142,1524.8280249037166,0,336964.54000639461,0,0,0,1,0,null,null,205.67880586141078,null,331836.89501808217,1,null,null,6.8320000000000007,5.3630000000000004,5.5847964346769574,15.4,15.58,17.390432125820322,null,7999304.6214626674,707766.22838193621]
[14023,"CmiTgsld912",1,1.5230021891160805,8042.7229490471173,0,"GSLD",5,1.0062777414973603,0.98564281026156741,1.0265347938683682,1.0441196275961266,1.0994476760618126,1.0901464119048656,1.0679338408439019,1.0965343851174858,1.0642381511272074,1.0546811027982033,1.0276723440678304,1.0296503063189142,482.56337694282701,0,462101.12141725124,0,0,0,1,0,null,null,691.59699073912498,null,460062.01864090626,1,null,null,6.8320000000000007,5.3630000000000004,5.5847964346769574,15.4,15.58,17.390432125820322,null,11239868.31276051,994486.34346138209]
[14024,"CmiNgsld912",1,1.5230021891160805,8042.7229490471173,0,"GSLD",5,1.0062777414973603,0.98564281026156741,1.0265347938683682,1.0441196275961266,1.0994476760618126,1.0901464119048656,1.0679338408439019,1.0965343851174858,1.0642381511272074,1.0546811027982033,1.0276723440678304,1.0296503063189142,482.56337694282701,0,462101.12141725124,0,0,0,1,0,null,null,691.59699073912498,null,460062.01864090626,1,null,null,6.8320000000000007,5.3630000000000004,5.5847964346769574,15.4,15.58,17.390432125820322,null,11239868.31276051,994486.34346138209]
[14025,"CofTgsld912",1,1.5230021927478559,8042.7229606243409,0,"GSLD",5,1.0062777414973603,0.98564281026156741,1.0265347938683682,1.0441196275961266,1.0994476760618126,1.0901464119048656,1.0679338408439019,1.0965343851174858,1.0642381511272074,1.0546811027982033,1.0276723440678304,1.0296503063189142,482.56337763746052,0,39608.615481618494,0,0,0,1,0,null,null,59.279664078521769,null,37569.512703215121,1,null,null,6.8320000000000007,5.3630000000000004,5.5847964346769574,15.4,15.58,17.390432125820322,null,875513.64809384791,77464.107435752114]
[14026,"CofNgsld912",1,1.5230021927478559,8042.7229606243409,0,"GSLD",5,1.0062777414973603,0.98564281026156741,1.0265347938683682,1.0441196275961266,1.0994476760618126,1.0901464119048656,1.0679338408439019,1.0965343851174858,1.0642381511272074,1.0546811027982033,1.0276723440678304,1.0296503063189142,482.56337763746052,0,39608.615481618494,0,0,0,1,0,null,null,59.279664078521769,null,37569.512703215121,1,null,null,6.8320000000000007,5.3630000000000004,5.5847964346769574,15.4,15.58,17.390432125820322,null,875513.64809384791,77464.107435752114]
[14027,"CreTgsld912",1,1.5230021726662903,8042.7228966091379,0,"GSLD",5,1.0062777414973603,0.98564281026156741,1.0265347938683682,1.0441196275961266,1.0994476760618126,1.0901464119048656,1.0679338408439019,1.0965343851174858,1.0642381511272074,1.0546811027982033,1.0276723440678304,1.0296503063189142,482.56337379654832,0,77016.616572731175,0,0,0,1,0,null,null,115.26581093053028,null,74977.513805709576,1,null,null,6.8320000000000007,5.3630000000000004,5.5847964346769574,15.4,15.58,17.390432125820322,null,1793186.2113399564,158658.37115158018]
[14028,"CreNgsld912",1,1.5230021726662903,8042.7228966091379,0,"GSLD",5,1.0062777414973603,0.98564281026156741,1.0265347938683682,1.0441196275961266,1.0994476760618126,1.0901464119048656,1.0679338408439019,1.0965343851174858,1.0642381511272074,1.0546811027982033,1.0276723440678304,1.0296503063189142,482.56337379654832,0,77016.616572731175,0,0,0,1,0,null,null,115.26581093053028,null,74977.513805709576,1,null,null,6.8320000000000007,5.3630000000000004,5.5847964346769574,15.4,15.58,17.390432125820322,null,1793186.2113399564,158658.37115158018]
[14029,"CrtTgsld912",1,1.5230021934362217,8042.7229628186769,0,"GSLD",5,1.0062777414973603,0.98564281026156741,1.0265347938683682,1.0441196275961266,1.0994476760618126,1.0901464119048656,1.0679338408439019,1.0965343851174858,1.0642381511272074,1.0546811027982033,1.0276723440678304,1.0296503063189142,482.56337776912068,0,77016.617206749594,0,0,0,1,0,null,null,115.26581124153674,null,74977.514427956063,1,null,null,6.8320000000000007,5.3630000000000004,5.5847964346769574,15.4,15.58,17.390432125820322,null,1793186.2035274564,158658.37046034215]
[14030,"CrtNgsld912",1,1.5230021934362217,8042.7229628186769,0,"GSLD",5,1.0062777414973603,0.98564281026156741,1.0265347938683682,1.0441196275961266,1.0994476760618126,1.0901464119048656,1.0679338408439019,1.0965343851174858,1.0642381511272074,1.0546811027982033,1.0276723440678304,1.0296503063189142,482.56337776912068,0,77016.617206749594,0,0,0,1,0,null,null,115.26581124153674,null,74977.514427956063,1,null,null,6.8320000000000007,5.3630000000000004,5.5847964346769574,15.4,15.58,17.390432125820322,null,1793186.2035274564,158658.37046034215]
[14031,"CscTgsld912",1,1.5230021861734484,8042.7229396667144,0,"GSLD",5,1.0062777414973603,0.98564281026156741,1.0265347938683682,1.0441196275961266,1.0994476760618126,1.0901464119048656,1.0679338408439019,1.0965343851174858,1.0642381511272074,1.0546811027982033,1.0276723440678304,1.0296503063189142,482.56337638000292,0,14906.412466183272,0,0,0,1,0,null,null,22.309467635121468,null,12867.309691506118,1,null,null,6.8320000000000007,5.3630000000000004,5.5847964346769574,15.4,15.58,17.390432125820322,null,269532.69057438627,23847.839888686147]
[14032,"CscNgsld912",1,1.5230021861734484,8042.7229396667144,0,"GSLD",5,1.0062777414973603,0.98564281026156741,1.0265347938683682,1.0441196275961266,1.0994476760618126,1.0901464119048656,1.0679338408439019,1.0965343851174858,1.0642381511272074,1.0546811027982033,1.0276723440678304,1.0296503063189142,482.56337638000292,0,14906.412466183272,0,0,0,1,0,null,null,22.309467635121468,null,12867.309691506118,1,null,null,6.8320000000000007,5.3630000000000004,5.5847964346769574,15.4,15.58,17.390432125820322,null,269532.69057438627,23847.839888686147]
[14033,"CwaTgsld912",1,1.5230022132571206,8042.7230260029346,0,"GSLD",5,1.0062777414973603,0.98564281026156741,1.0265347938683682,1.0441196275961266,1.0994476760618126,1.0901464119048656,1.0679338408439019,1.0965343851174858,1.0642381511272074,1.0546811027982033,1.0276723440678304,1.0296503063189142,482.56338156017614,0,66015.402196694529,0,0,0,1,0,null,null,98.801000672685319,null,63976.299406666978,1,null,null,6.8320000000000007,5.3630000000000004,5.5847964346769574,15.4,15.58,17.390432125820322,null,1523310.3341092397,134780.16663285729]
[14034,"CwaNgsld912",1,1.5230022132571206,8042.7230260029346,0,"GSLD",5,1.0062777414973603,0.98564281026156741,1.0265347938683682,1.0441196275961266,1.0994476760618126,1.0901464119048656,1.0679338408439019,1.0965343851174858,1.0642381511272074,1.0546811027982033,1.0276723440678304,1.0296503063189142,482.56338156017614,0,66015.402196694529,0,0,0,1,0,null,null,98.801000672685319,null,63976.299406666978,1,null,null,6.8320000000000007,5.3630000000000004,5.5847964346769574,15.4,15.58,17.390432125820322,null,1523310.3341092397,134780.16663285729]
[14035,"CasEgsld1001",1,0.77279789048028524,4213.4042787350008,0,"GSLD",10,1,1,1,1,1,1,1,1,1,1,1,1,211.86345318616117,0,16051.512342192433,0,0,0,1,0,null,null,36.15244261286167,null,14721.932452953541,1,null,null,6.8320000000000007,5.3630000000000004,5.5847964346769574,15.4,15.58,17.390432125820322,null,166891.98755858737,17202.761803254089]
[14036,"CasNgsld1001",1,0.77279789048028524,4213.4042787350008,0,"GSLD",10,1,1,1,1,1,1,1,1,1,1,1,1,211.86345318616117,0,16051.512342192433,0,0,0,1,0,null,null,36.15244261286167,null,14721.932452953541,1,null,null,6.8320000000000007,5.3630000000000004,5.5847964346769574,15.4,15.58,17.390432125820322,null,166891.98755858737,17202.761803254089]
[14037,"CcoEgsld1001",1,0.70334276033992116,8192.0077254360531,0,"GSLD",10,1,1,1,1,1,1,1,1,1,1,1,1,411.92036899902484,0,29877.556569030181,0,0,0,1,0,null,null,44.848257334864996,null,27840.5890860248,1,null,null,6.8320000000000007,5.3630000000000004,5.5847964346769574,15.4,15.58,17.390432125820322,null,321220.82342815498,33110.54887964487]
[14038,"CcoNgsld1001",1,0.70334276033992116,8192.0077254360531,0,"GSLD",10,1,1,1,1,1,1,1,1,1,1,1,1,411.92036899902484,0,29877.556569030181,0,0,0,1,0,null,null,44.848257334864996,null,27840.5890860248,1,null,null,6.8320000000000007,5.3630000000000004,5.5847964346769574,15.4,15.58,17.390432125820322,null,321220.82342815498,33110.54887964487]
[14039,"CdaEgsld1001",1,0.7409889999972129,7322.6205474674143,0,"GSLD",10,1,1,1,1,1,1,1,1,1,1,1,1,368.20479900024287,0,5434.3692481243324,0,0,0,1,0,null,null,8.7986225676332221,null,3551.977035590955,1,null,null,6.8320000000000007,5.3630000000000004,5.5847964346769574,15.4,15.58,17.390432125820322,null,0,0]
[14040,"CdaNgsld1001",1,0.7409889999972129,7322.6205474674143,0,"GSLD",10,1,1,1,1,1,1,1,1,1,1,1,1,368.20479900024287,0,5434.3692481243324,0,0,0,1,0,null,null,8.7986225676332221,null,3551.977035590955,1,null,null,6.8320000000000007,5.3630000000000004,5.5847964346769574,15.4,15.58,17.390432125820322,null,0,0]
[14041,"CgrEgsld1001",1,0.83144294175415878,6522.1439489043423,0,"GSLD",10,1,1,1,1,1,1,1,1,1,1,1,1,327.9542734994709,0,39594.69623025602,0,0,0,1,0,null,null,69.108694091171287,null,37854.627127454383,1,null,null,6.8320000000000007,5.3630000000000004,5.5847964346769574,15.4,15.58,17.390432125820322,null,473592.97378693568,48816.646256857435]
[14042,"CgrNgsld1001",1,0.83144294175415878,6522.1439489043423,0,"GSLD",10,1,1,1,1,1,1,1,1,1,1,1,1,327.9542734994709,0,39594.69623025602,0,0,0,1,0,null,null,69.108694091171287,null,37854.627127454383,1,null,null,6.8320000000000007,5.3630000000000004,5.5847964346769574,15.4,15.58,17.390432125820322,null,473592.97378693568,48816.646256857435]
[14043,"CheEgsld1001",1,0.85651274397211563,7059.300276170884,0,"GSLD",10,1,1,1,1,1,1,1,1,1,1,1,1,354.9642129372437,0,40183.787571225221,0,0,0,1,0,null,null,66.647214847494936,null,38348.213166899608,1,null,null,6.8320000000000007,5.3630000000000004,5.5847964346769574,15.4,15.58,17.390432125820322,null,476554.16744058137,49121.877860975583]
[14044,"CheNgsld1001",1,0.85651274397211563,7059.300276170884,0,"GSLD",10,1,1,1,1,1,1,1,1,1,1,1,1,354.9642129372437,0,40183.787571225221,0,0,0,1,0,null,null,66.647214847494936,null,38348.213166899608,1,null,null,6.8320000000000007,5.3630000000000004,5.5847964346769574,15.4,15.58,17.390432125820322,null,476554.16744058137,49121.877860975583]
[14045,"ChoEgsld1001",1,0.59810533380994735,7566.3977577149135,0,"GSLD",10,1,1,1,1,1,1,1,1,1,1,1,1,380.46269740125518,0,1033.3069552926672,0,0,0,1,0,null,null,1.6369138765909872,null,-892.4283489768502,0,null,null,6.8320000000000007,5.3630000000000004,5.5847964346769574,15.4,15.58,17.390432125820322,null,0,0]
[14046,"ChoNgsld1001",1,0.59810533380994735,7566.3977577149135,0,"GSLD",10,1,1,1,1,1,1,1,1,1,1,1,1,380.46269740125518,0,1033.3069552926672,0,0,0,1,0,null,null,1.6369138765909872,null,-892.4283489768502,0,null,null,6.8320000000000007,5.3630000000000004,5.5847964346769574,15.4,15.58,17.390432125820322,null,0,0]
[14047,"CinEgsld1001",1,0.69175834922180812,7468.5534610340428,0,"GSLD",10,1,1,1,1,1,1,1,1,1,1,1,1,375.54277298906362,0,90431.46051525767,0,0,0,1,0,null,null,144.50798094924323,null,88523.121727760939,1,null,null,6.8320000000000007,5.3630000000000004,5.5847964346769574,15.4,15.58,17.390432125820322,null,1175559.4389293469,121173.39669389068]
[14048,"CinNgsld1001",1,0.69175834922180812,7468.5534610340428,0,"GSLD",10,1,1,1,1,1,1,1,1,1,1,1,1,375.54277298906362,0,90431.46051525767,0,0,0,1,0,null,null,144.50798094924323,null,88523.121727760939,1,null,null,6.8320000000000007,5.3630000000000004,5.5847964346769574,15.4,15.58,17.390432125820322,null,1175559.4389293469,121173.39669389068]
[14049,"CloEgsld1001",1,0.81562882408346304,7700.5006261153048,0,"GSLD",10,1,1,1,1,1,1,1,1,1,1,1,1,387.20581885410712,0,8855.5609607643091,0,0,0,1,0,null,null,13.864055355115182,null,6905.982439480139,1,null,null,6.8320000000000007,5.3630000000000004,5.5847964346769574,15.4,15.58,17.390432125820322,null,31928.569635333988,3291.1081364073543]
[14050,"CloNgsld1001",1,0.81562882408346304,7700.5006261153048,0,"GSLD",10,1,1,1,1,1,1,1,1,1,1,1,1,387.20581885410712,0,8855.5609607643091,0,0,0,1,0,null,null,13.864055355115182,null,6905.982439480139,1,null,null,6.8320000000000007,5.3630000000000004,5.5847964346769574,15.4,15.58,17.390432125820322,null,31928.569635333988,3291.1081364073543]
[14051,"CmiEgsld1001",1,1.8323334544417493,7557.6125122123503,0,"GSLD",10,1,1,1,1,1,1,1,1,1,1,1,1,380.02094713801671,0,17837.627520035894,0,0,0,1,0,null,null,28.279469152708764,null,15913.45421453302,1,null,null,6.8320000000000007,5.3630000000000004,5.5847964346769574,15.4,15.58,17.390432125820322,null,159003.87482662321,16389.677086664211]
[14052,"CmiNgsld1001",1,1.8323334544417493,7557.6125122123503,0,"GSLD",10,1,1,1,1,1,1,1,1,1,1,1,1,380.02094713801671,0,17837.627520035894,0,0,0,1,0,null,null,28.279469152708764,null,15913.45421453302,1,null,null,6.8320000000000007,5.3630000000000004,5.5847964346769574,15.4,15.58,17.390432125820322,null,159003.87482662321,16389.677086664211]
[14053,"CofEgsld1001",1,2.050645781497423,6285.4713808106271,0,"GSLD",10,1,1,1,1,1,1,1,1,1,1,1,1,316.05361924613027,0,21815.362674095548,0,0,0,1,0,null,null,38.975773350889284,null,20117.373472117699,1,null,null,6.8320000000000007,5.3630000000000004,5.5847964346769574,15.4,15.58,17.390432125820322,null,227164.34400182619,23415.468634670295]
[14054,"CofNgsld1001",1,2.050645781497423,6285.4713808106271,0,"GSLD",10,1,1,1,1,1,1,1,1,1,1,1,1,316.05361924613027,0,21815.362674095548,0,0,0,1,0,null,null,38.975773350889284,null,20117.373472117699,1,null,null,6.8320000000000007,5.3630000000000004,5.5847964346769574,15.4,15.58,17.390432125820322,null,227164.34400182619,23415.468634670295]
[14055,"CreEgsld1001",1,0.77717765460363619,6134.0578488093724,0,"GSLD",10,1,1,1,1,1,1,1,1,1,1,1,1,308.44006222033011,0,19268.363561993829,0,0,0,1,0,null,null,34.953324238557101,null,17597.295377780356,1,null,null,6.8320000000000007,5.3630000000000004,5.5847964346769574,15.4,15.58,17.390432125820322,null,193017.17869271425,19895.673828087514]
[14056,"CreNgsld1001",1,0.77717765460363619,6134.0578488093724,0,"GSLD",10,1,1,1,1,1,1,1,1,1,1,1,1,308.44006222033011,0,19268.363561993829,0,0,0,1,0,null,null,34.953324238557101,null,17597.295377780356,1,null,null,6.8320000000000007,5.3630000000000004,5.5847964346769574,15.4,15.58,17.390432125820322,null,193017.17869271425,19895.673828087514]
[14057,"CrtEgsld1001",1,1.3161048381911264,5933.2815133286085,0,"GSLD",10,1,1,1,1,1,1,1,1,1,1,1,1,298.34438543761496,0,14300.188105341682,0,0,0,1,0,null,null,26.479531012775468,null,12664.817544865693,1,null,null,6.8320000000000007,5.3630000000000004,5.5847964346769574,15.4,15.58,17.390432125820322,null,125479.99777518449,12934.129099766249]
[14058,"CrtNgsld1001",1,1.3161048381911264,5933.2815133286085,0,"GSLD",10,1,1,1,1,1,1,1,1,1,1,1,1,298.34438543761496,0,14300.188105341682,0,0,0,1,0,null,null,26.479531012775468,null,12664.817544865693,1,null,null,6.8320000000000007,5.3630000000000004,5.5847964346769574,15.4,15.58,17.390432125820322,null,125479.99777518449,12934.129099766249]
[14059,"CscEgsld1001",1,1.7181205628469154,5583.3430535907837,0,"GSLD",10,1,1,1,1,1,1,1,1,1,1,1,1,280.74835961666975,0,11069.437409724724,0,0,0,1,0,null,null,21.266786460712215,null,9496.285195036764,1,null,null,6.8320000000000007,5.3630000000000004,5.5847964346769574,15.4,15.58,17.390432125820322,null,83718.060792061471,8629.4248124440564]
[14060,"CscNgsld1001",1,1.7181205628469154,5583.3430535907837,0,"GSLD",10,1,1,1,1,1,1,1,1,1,1,1,1,280.74835961666975,0,11069.437409724724,0,0,0,1,0,null,null,21.266786460712215,null,9496.285195036764,1,null,null,6.8320000000000007,5.3630000000000004,5.5847964346769574,15.4,15.58,17.390432125820322,null,83718.060792061471,8629.4248124440564]
[14061,"CwaEgsld1001",1,1.6317967668544151,5606.370506650288,0,"GSLD",10,1,1,1,1,1,1,1,1,1,1,1,1,281.90625366160901,0,56594.181191538111,0,0,0,1,0,null,null,108.46169589033646,null,55016.934742572077,1,null,null,6.8320000000000007,5.3630000000000004,5.5847964346769574,15.4,15.58,17.390432125820322,null,720440.66878661141,74261.019955570911]
[14062,"CwaNgsld1001",1,1.6317967668544151,5606.370506650288,0,"GSLD",10,1,1,1,1,1,1,1,1,1,1,1,1,281.90625366160901,0,56594.181191538111,0,0,0,1,0,null,null,108.46169589033646,null,55016.934742572077,1,null,null,6.8320000000000007,5.3630000000000004,5.5847964346769574,15.4,15.58,17.390432125820322,null,720440.66878661141,74261.019955570911]
[14063,"CasEgsld1002",1,0,3002.443989353219,0,"GSLD",5,0.57723342209516748,0.60437372201316453,0.83705124089372529,1.0970310586362544,1.2026142145897361,1.2026142145897361,1.2889868661351127,1.2890846405144394,1.2453007447106357,1.1191895620457397,0.77552819282287611,0.85362126693691953,150.97249385558291,0,875.06463420268676,0,0,0,1,0,null,null,2.3151301558504418,null,-243.68949249802117,0,null,null,6.8320000000000007,5.3630000000000004,5.5847964346769574,15.4,15.58,17.390432125820322,null,0,0]
[14064,"CcoEgsld1002",1,0,4932.1338370522762,0,"GSLD",5,0.57723342209516748,0.60437372201316453,0.83705124089372529,1.0970310586362544,1.2026142145897361,1.2026142145897361,1.2889868661351127,1.2890846405144394,1.2453007447106357,1.1191895620457397,0.77552819282287611,0.85362126693691953,248.00347585158161,0,3728.9312159155497,0,0,0,1,0,null,null,7.6767151232158337,null,2267.0821624733221,1,null,null,6.8320000000000007,5.3630000000000004,5.5847964346769574,15.4,15.58,17.390432125820322,null,26568.954852097915,2350.7804562493179]
[14065,"CdaEgsld1002",1,0,4932.133838433163,0,"GSLD",5,0.57723342209516748,0.60437372201316453,0.83705124089372529,1.0970310586362544,1.2026142145897361,1.2026142145897361,1.2889868661351127,1.2890846405144394,1.2453007447106357,1.1191895620457397,0.77552819282287611,0.85362126693691953,248.00347592101699,0,2819.4364837271705,0,0,0,1,0,null,null,5.804346992982639,null,1357.5874300394235,1,null,null,6.8320000000000007,5.3630000000000004,5.5847964346769574,15.4,15.58,17.390432125820322,null,4257.7310427111661,376.71752535576752]
[14066,"CgrEgsld1002",1,0,3526.3542115452583,0,"GSLD",5,0.57723342209516748,0.60437372201316453,0.83705124089372529,1.0970310586362544,1.2026142145897361,1.2026142145897361,1.2889868661351127,1.2890846405144394,1.2453007447106357,1.1191895620457397,0.77552819282287611,0.85362126693691953,177.31637673274642,0,955.47900934161862,0,0,0,1,0,null,null,2.346255228766303,null,-256.42528836529766,0,null,null,6.8320000000000007,5.3630000000000004,5.5847964346769574,15.4,15.58,17.390432125820322,null,0,0]
[14067,"CheEgsld1002",1,0,4932.1338406936102,0,"GSLD",5,0.57723342209516748,0.60437372201316453,0.83705124089372529,1.0970310586362544,1.2026142145897361,1.2026142145897361,1.2889868661351127,1.2890846405144394,1.2453007447106357,1.1191895620457397,0.77552819282287611,0.85362126693691953,248.00347603467952,0,1921.2781078692326,0,0,0,1,0,null,null,3.9553169115743874,null,459.42905377958249,1,null,null,6.8320000000000007,5.3630000000000004,5.5847964346769574,15.4,15.58,17.390432125820322,null,0,0]
[14068,"ChoEgsld1002",1,0,4932.1338386594507,0,"GSLD",5,0.57723342209516748,0.60437372201316453,0.83705124089372529,1.0970310586362544,1.2026142145897361,1.2026142145897361,1.2889868661351127,1.2890846405144394,1.2453007447106357,1.1191895620457397,0.77552819282287611,0.85362126693691953,248.0034759323955,0,752.66556599618309,0,0,0,1,0,null,null,1.54950542060894,null,-709.18348773179741,0,null,null,6.8320000000000007,5.3630000000000004,5.5847964346769574,15.4,15.58,17.390432125820322,null,0,0]
[14069,"CinEgsld1002",1,0,4932.133835669667,0,"GSLD",5,0.57723342209516748,0.60437372201316453,0.83705124089372529,1.0970310586362544,1.2026142145897361,1.2026142145897361,1.2889868661351127,1.2890846405144394,1.2453007447106357,1.1191895620457397,0.77552819282287611,0.85362126693691953,248.00347578205961,0,4389.7543569511799,0,0,0,1,0,null,null,9.037145421383876,null,2927.9053037547774,1,null,null,6.8320000000000007,5.3630000000000004,5.5847964346769574,15.4,15.58,17.390432125820322,null,42779.908480950689,3785.1008192447775]
[14070,"CloEgsld1002",1,0,5221.6594436258674,0,"GSLD",5,0.57723342209516748,0.60437372201316453,0.83705124089372529,1.0970310586362544,1.2026142145897361,1.2026142145897361,1.2889868661351127,1.2890846405144394,1.2453007447106357,1.1191895620457397,0.77552819282287611,0.85362126693691953,262.56175004902343,0,1835.7399783605981,0,0,0,1,0,null,null,3.6574711340120625,null,322.41386144332165,1,null,null,6.8320000000000007,5.3630000000000004,5.5847964346769574,15.4,15.58,17.390432125820322,null,0,0]
[14071,"CmiEgsld1002",1,0,3002.4439899629288,0,"GSLD",5,0.57723342209516748,0.60437372201316453,0.83705124089372529,1.0970310586362544,1.2026142145897361,1.2026142145897361,1.2889868661351127,1.2890846405144394,1.2453007447106357,1.1191895620457397,0.77552819282287611,0.85362126693691953,150.9724938862411,0,3139.1728187865156,0,0,0,1,0,null,null,8.3052078354941479,null,2020.4186919774029,1,null,null,6.8320000000000007,5.3630000000000004,5.5847964346769574,15.4,15.58,17.390432125820322,null,31072.807889119096,2749.2744789230219]
[14072,"CofEgsld1002",1,0,3002.4439898657647,0,"GSLD",5,0.57723342209516748,0.60437372201316453,0.83705124089372529,1.0970310586362544,1.2026142145897361,1.2026142145897361,1.2889868661351127,1.2890846405144394,1.2453007447106357,1.1191895620457397,0.77552819282287611,0.85362126693691953,150.97249388135535,0,1121.431046193097,0,0,0,1,0,null,null,2.9669337910307689,null,2.6769194012594539,1,null,null,6.8320000000000007,5.3630000000000004,5.5847964346769574,15.4,15.58,17.390432125820322,null,0,0]
[14073,"CreEgsld1002",1,0,3526.354207453724,0,"GSLD",5,0.57723342209516748,0.60437372201316453,0.83705124089372529,1.0970310586362544,1.2026142145897361,1.2026142145897361,1.2889868661351127,1.2890846405144394,1.2453007447106357,1.1191895620457397,0.77552819282287611,0.85362126693691953,177.31637652701099,0,526.14701371159708,0,0,0,1,0,null,null,1.2919961303638816,null,-685.7572832678527,0,null,null,6.8320000000000007,5.3630000000000004,5.5847964346769574,15.4,15.58,17.390432125820322,null,0,0]
[14074,"CrtEgsld1002",1,0,3002.4439893444569,0,"GSLD",5,0.57723342209516748,0.60437372201316453,0.83705124089372529,1.0970310586362544,1.2026142145897361,1.2026142145897361,1.2889868661351127,1.2890846405144394,1.2453007447106357,1.1191895620457397,0.77552819282287611,0.85362126693691953,150.97249385514235,0,1325.6475218584806,0,0,0,1,0,null,null,3.5072227055356939,null,206.89339515933051,1,null,null,6.8320000000000007,5.3630000000000004,5.5847964346769574,15.4,15.58,17.390432125820322,null,0,0]
[14075,"CscEgsld1002",1,0,3002.4439892389755,0,"GSLD",5,0.57723342209516748,0.60437372201316453,0.83705124089372529,1.0970310586362544,1.2026142145897361,1.2026142145897361,1.2889868661351127,1.2890846405144394,1.2453007447106357,1.1191895620457397,0.77552819282287611,0.85362126693691953,150.97249384983837,0,1098.0981638978835,0,0,0,1,0,null,null,2.9052027404618643,null,-20.65596278251229,0,null,null,6.8320000000000007,5.3630000000000004,5.5847964346769574,15.4,15.58,17.390432125820322,null,0,0]
[14076,"CwaEgsld1002",1,0,3002.4439891170359,0,"GSLD",5,0.57723342209516748,0.60437372201316453,0.83705124089372529,1.0970310586362544,1.2026142145897361,1.2026142145897361,1.2889868661351127,1.2890846405144394,1.2453007447106357,1.1191895620457397,0.77552819282287611,0.85362126693691953,150.97249384370687,0,5117.800296232409,0,0,0,1,0,null,null,13.53999845809912,null,3999.0461695736931,1,null,null,6.8320000000000007,5.3630000000000004,5.5847964346769574,15.4,15.58,17.390432125820322,null,79611.411941897502,7043.8958675353651]
[14077,"CasEgsld1003",0,5.7944087240000002,2543.4699999999998,0,"GSLD",5,0.57723342209516748,0.60437372201316453,0.83705124089372529,1.0970310586362544,1.2026142145897361,1.2026142145897361,1.2889868661351127,1.2890846405144394,1.2453007447106357,1.1191895620457397,0.77552819282287611,0.85362126693691953,127.89381261016587,0,741.29630829015537,0,0,0,1,0,null,null,2.1039013186886213,null,-295.85317741543417,0,null,null,6.8320000000000007,5.3630000000000004,5.5847964346769574,15.4,15.58,17.390432125820322,null,0,0]
[14078,"CcoEgsld1003",0,0.24023162100000001,1248.67,0,"GSLD",5,0.57723342209516748,0.60437372201316453,0.83705124089372529,1.0970310586362544,1.2026142145897361,1.2026142145897361,1.2889868661351127,1.2890846405144394,1.2453007447106357,1.1191895620457397,0.77552819282287611,0.85362126693691953,62.787124279797219,0,944.05478342819731,0,0,0,1,0,null,null,3.3712422644577549,null,137.11810195880474,1,null,null,6.8320000000000007,5.3630000000000004,5.5847964346769574,15.4,15.58,17.390432125820322,null,0,0]
[14079,"CdaEgsld1003",0,1.833324712,9529.2099999999991,0,"GSLD",5,0.57723342209516748,0.60437372201316453,0.83705124089372529,1.0970310586362544,1.2026142145897361,1.2026142145897361,1.2889868661351127,1.2890846405144394,1.2453007447106357,1.1191895620457397,0.77552819282287611,0.85362126693691953,479.15917941352512,0,5447.3384573912699,0,0,0,1,0,null,null,7.3366504840711597,null,3168.1386202298786,1,null,null,6.8320000000000007,5.3630000000000004,5.5847964346769574,15.4,15.58,17.390432125820322,null,23528.463576840935,2081.7624422905828]
[14080,"CgrEgsld1003",0,0.84812121299999998,1103.55,0,"GSLD",5,0.57723342209516748,0.60437372201316453,0.83705124089372529,1.0970310586362544,1.2026142145897361,1.2026142145897361,1.2889868661351127,1.2890846405144394,1.2453007447106357,1.1191895620457397,0.77552819282287611,0.85362126693691953,55.490026187039184,0,299.01104582936767,0,0,0,1,0,null,null,1.0996001561868853,null,-482.12359505402156,0,null,null,6.8320000000000007,5.3630000000000004,5.5847964346769574,15.4,15.58,17.390432125820322,null,0,0]
[14081,"CheEgsld1003",0,0.328594424,1707.95999999999,0,"GSLD",5,0.57723342209516748,0.60437372201316453,0.83705124089372529,1.0970310586362544,1.2026142145897361,1.2026142145897361,1.2889868661351127,1.2890846405144394,1.2453007447106357,1.1191895620457397,0.77552819282287611,0.85362126693691953,85.8816955520048,0,665.32382597606875,0,0,0,1,0,null,null,2.1765217804823909,null,-223.27368253814976,0,null,null,6.8320000000000007,5.3630000000000004,5.5847964346769574,15.4,15.58,17.390432125820322,null,0,0]
[14082,"ChoEgsld1003",0,6.7324148560000001,34993.58,0,"GSLD",5,0.57723342209516748,0.60437372201316453,0.83705124089372529,1.0970310586362544,1.2026142145897361,1.2026142145897361,1.2889868661351127,1.2890846405144394,1.2453007447106357,1.1191895620457397,0.77552819282287611,0.85362126693691953,1759.5892080814199,0,5340.1759884300882,0,0,0,1,0,null,null,2.4670312703704615,null,-1466.5369981042527,0,null,null,6.8320000000000007,5.3630000000000004,5.5847964346769574,15.4,15.58,17.390432125820322,null,0,0]
[14083,"CinEgsld1003",0,0.22607556500000001,1175.0899999999999,0,"GSLD",5,0.57723342209516748,0.60437372201316453,0.83705124089372529,1.0970310586362544,1.2026142145897361,1.2026142145897361,1.2889868661351127,1.2890846405144394,1.2453007447106357,1.1191895620457397,0.77552819282287611,0.85362126693691953,59.087286368653771,0,1045.8670869804932,0,0,0,1,0,null,null,3.790438797996686,null,252.01277972773613,1,null,null,6.8320000000000007,5.3630000000000004,5.5847964346769574,15.4,15.58,17.390432125820322,null,0,0]
[14084,"CloEgsld1003",0,2.4260302760000001,3683.0299999999902,0,"GSLD",5,0.57723342209516748,0.60437372201316453,0.83705124089372529,1.0970310586362544,1.2026142145897361,1.2026142145897361,1.2889868661351127,1.2890846405144394,1.2453007447106357,1.1191895620457397,0.77552819282287611,0.85362126693691953,185.19453685619175,0,1294.8154672849721,0,0,0,1,0,null,null,3.1126436205604371,null,55.054533328379478,1,null,null,6.8320000000000007,5.3630000000000004,5.5847964346769574,15.4,15.58,17.390432125820322,null,0,0]
[14085,"CmiEgsld1003",0,9.1183221589999999,4002.51,0,"GSLD",5,0.57723342209516748,0.60437372201316453,0.83705124089372529,1.0970310586362544,1.2026142145897361,1.2026142145897361,1.2889868661351127,1.2890846405144394,1.2453007447106357,1.1191895620457397,0.77552819282287611,0.85362126693691953,201.25901383162179,0,4184.7810120435761,0,0,0,1,0,null,null,9.6461736436557466,null,2888.2171844374761,1,null,null,6.8320000000000007,5.3630000000000004,5.5847964346769574,15.4,15.58,17.390432125820322,null,46891.08837997615,4148.851723732877]
[14086,"CofEgsld1003",0,10.465962380000001,4594.0600000000004,0,"GSLD",5,0.57723342209516748,0.60437372201316453,0.83705124089372529,1.0970310586362544,1.2026142145897361,1.2026142145897361,1.2889868661351127,1.2890846405144394,1.2453007447106357,1.1191895620457397,0.77552819282287611,0.85362126693691953,231.00404123495017,0,1715.9092823923736,0,0,0,1,0,null,null,3.6753868523035487,null,314.16906897694156,1,null,null,6.8320000000000007,5.3630000000000004,5.5847964346769574,15.4,15.58,17.390432125820322,null,0,0]
[14087,"CreEgsld1003",0,2.178285458,2834.3199999999902,0,"GSLD",5,0.57723342209516748,0.60437372201316453,0.83705124089372529,1.0970310586362544,1.2026142145897361,1.2026142145897361,1.2889868661351127,1.2890846405144394,1.2453007447106357,1.1191895620457397,0.77552819282287611,0.85362126693691953,142.5186815481386,0,422.89257294429586,0,0,0,1,0,null,null,1.1473343256187181,null,-665.96945069155004,0,null,null,6.8320000000000007,5.3630000000000004,5.5847964346769574,15.4,15.58,17.390432125820322,null,0,0]
[14088,"CrtEgsld1003",0,9.2708215870000004,4069.45,0,"GSLD",5,0.57723342209516748,0.60437372201316453,0.83705124089372529,1.0970310586362544,1.2026142145897361,1.2026142145897361,1.2889868661351127,1.2890846405144394,1.2453007447106357,1.1191895620457397,0.77552819282287611,0.85362126693691953,204.62497128978896,0,1796.7550192351277,0,0,0,1,0,null,null,4.1062440449108477,null,488.28939589565442,1,null,null,6.8320000000000007,5.3630000000000004,5.5847964346769574,15.4,15.58,17.390432125820322,null,0,0]
[14089,"CscEgsld1003",0,18.225982569999999,8000.3399999999901,0,"GSLD",5,0.57723342209516748,0.60437372201316453,0.83705124089372529,1.0970310586362544,1.2026142145897361,1.2026142145897361,1.2889868661351127,1.2890846405144394,1.2453007447106357,1.1191895620457397,0.77552819282287611,0.85362126693691953,402.28270228373572,0,2926.0025152993921,0,0,0,1,0,null,null,4.4529114043641771,null,918.6326518888477,1,null,null,6.8320000000000007,5.3630000000000004,5.5847964346769574,15.4,15.58,17.390432125820322,null,0,0]
[14090,"CwaEgsld1003",0,3.1037073589999999,1362.38,0,"GSLD",5,0.57723342209516748,0.60437372201316453,0.83705124089372529,1.0970310586362544,1.2026142145897361,1.2026142145897361,1.2889868661351127,1.2890846405144394,1.2453007447106357,1.1191895620457397,0.77552819282287611,0.85362126693691953,68.504827037015502,0,2322.2377479326647,0,0,0,1,0,null,null,8.1088761101104563,null,1495.0836599374011,1,null,null,6.8320000000000007,5.3630000000000004,5.5847964346769574,15.4,15.58,17.390432125820322,null,27156.26723356326,2402.7449567630802]
[14091,"CasEgsld1004",1,0.71209699109639457,3545.5611216245493,0,"GSLD",5,0.57723342209516748,0.60437372201316453,0.83705124089372529,1.0970310586362544,1.2026142145897361,1.2026142145897361,1.2889868661351127,1.2890846405144394,1.2453007447106357,1.1191895620457397,0.77552819282287611,0.85362126693691953,178.28216164803976,0,1033.3565445149268,0,0,0,1,0,null,null,2.5308235153534433,null,-181.96270270547885,0,null,null,6.8320000000000007,5.3630000000000004,5.5847964346769574,15.4,15.58,17.390432125820322,null,0,0]
[14092,"CcoEgsld1004",1,0.78959517266320911,6851.740437585343,0,"GSLD",5,0.57723342209516748,0.60437372201316453,0.83705124089372529,1.0970310586362544,1.2026142145897361,1.2026142145897361,1.2889868661351127,1.2890846405144394,1.2453007447106357,1.1191895620457397,0.77552819282287611,0.85362126693691953,344.52743990612663,0,5180.2464501516433,0,0,0,1,0,null,null,8.7363701942996279,null,3377.0952507880138,1,null,null,6.8320000000000007,5.3630000000000004,5.5847964346769574,15.4,15.58,17.390432125820322,null,43299.485864222399,3831.07223080024]
[14093,"CdaEgsld1004",1,0.78959517266320911,6851.740437585343,0,"GSLD",5,0.57723342209516748,0.60437372201316453,0.83705124089372529,1.0970310586362544,1.2026142145897361,1.2026142145897361,1.2889868661351127,1.2890846405144394,1.2453007447106357,1.1191895620457397,0.77552819282287611,0.85362126693691953,344.52743990612657,0,3916.772658564722,0,0,0,1,0,null,null,6.6055498018112369,null,2113.6214592010924,1,null,null,6.8320000000000007,5.3630000000000004,5.5847964346769574,15.4,15.58,17.390432125820322,null,12304.637131673691,1088.6954587185874]
[14094,"CgrEgsld1004",1,0.7448128422279483,4506.7038218164244,0,"GSLD",5,0.57723342209516748,0.60437372201316453,0.83705124089372529,1.0970310586362544,1.2026142145897361,1.2026142145897361,1.2889868661351127,1.2890846405144394,1.2453007447106357,1.1191895620457397,0.77552819282287611,0.85362126693691953,226.61149299064198,0,1221.108443663212,0,0,0,1,0,null,null,2.6431703592704117,null,-165.1000190980665,0,null,null,6.8320000000000007,5.3630000000000004,5.5847964346769574,15.4,15.58,17.390432125820322,null,0,0]
[14095,"CheEgsld1004",1,0.78959517266320911,6851.7404375853421,0,"GSLD",5,0.57723342209516748,0.60437372201316453,0.83705124089372529,1.0970310586362544,1.2026142145897361,1.2026142145897361,1.2889868661351127,1.2890846405144394,1.2453007447106357,1.1191895620457397,0.77552819282287611,0.85362126693691953,344.52743990612657,0,2669.0473796395991,0,0,0,1,0,null,null,4.5012889249650136,null,865.89618027596953,1,null,null,6.8320000000000007,5.3630000000000004,5.5847964346769574,15.4,15.58,17.390432125820322,null,0,0]
[14096,"ChoEgsld1004",1,0.78959517266320889,6851.7404375853412,0,"GSLD",5,0.57723342209516748,0.60437372201316453,0.83705124089372529,1.0970310586362544,1.2026142145897361,1.2026142145897361,1.2889868661351127,1.2890846405144394,1.2453007447106357,1.1191895620457397,0.77552819282287611,0.85362126693691953,344.52743990612652,0,1045.6060729924945,0,0,0,1,0,null,null,1.7633913403488566,null,-757.54512637113498,0,null,null,6.8320000000000007,5.3630000000000004,5.5847964346769574,15.4,15.58,17.390432125820322,null,0,0]
[14097,"CinEgsld1004",1,0.78959517266320889,6851.7404375853421,0,"GSLD",5,0.57723342209516748,0.60437372201316453,0.83705124089372529,1.0970310586362544,1.2026142145897361,1.2026142145897361,1.2889868661351127,1.2890846405144394,1.2453007447106357,1.1191895620457397,0.77552819282287611,0.85362126693691953,344.52743990612652,0,6098.2646539446614,0,0,0,1,0,null,null,10.284587436590684,null,4295.1134545810319,1,null,null,6.8320000000000007,5.3630000000000004,5.5847964346769574,15.4,15.58,17.390432125820322,null,65819.801971291541,5823.6353281354232]
[14098,"CloEgsld1004",1,0.41053695838630511,5522.7015531978532,0,"GSLD",5,0.57723342209516748,0.60437372201316453,0.83705124089372529,1.0970310586362544,1.2026142145897361,1.2026142145897361,1.2889868661351127,1.2890846405144394,1.2453007447106357,1.1191895620457397,0.77552819282287611,0.85362126693691953,277.69911087866507,0,1941.5751140445061,0,0,0,1,0,null,null,3.7429564048618009,null,374.72432286267343,1,null,null,6.8320000000000007,5.3630000000000004,5.5847964346769574,15.4,15.58,17.390432125820322,null,0,0]
[14099,"CmiEgsld1004",1,0.71209699109639468,3545.5611216245493,0,"GSLD",5,0.57723342209516748,0.60437372201316453,0.83705124089372529,1.0970310586362544,1.2026142145897361,1.2026142145897361,1.2889868661351127,1.2890846405144394,1.2453007447106357,1.1191895620457397,0.77552819282287611,0.85362126693691953,178.28216164803973,0,3707.0230577348552,0,0,0,1,0,null,null,9.0789777993584639,null,2491.7038105144497,1,null,null,6.8320000000000007,5.3630000000000004,5.5847964346769574,15.4,15.58,17.390432125820322,null,39663.41325680606,3509.3580922276083]
[14100,"CofEgsld1004",1,0.71209699109639457,3545.5611216245488,0,"GSLD",5,0.57723342209516748,0.60437372201316453,0.83705124089372529,1.0970310586362544,1.2026142145897361,1.2026142145897361,1.2889868661351127,1.2890846405144394,1.2453007447106357,1.1191895620457397,0.77552819282287611,0.85362126693691953,178.28216164803973,0,1324.2885900238739,0,0,0,1,0,null,null,3.2433536348482117,null,108.96934280346835,1,null,null,6.8320000000000007,5.3630000000000004,5.5847964346769574,15.4,15.58,17.390432125820322,null,0,0]
[14101,"CreEgsld1004",1,0.7448128422279483,4506.7038218164234,0,"GSLD",5,0.57723342209516748,0.60437372201316453,0.83705124089372529,1.0970310586362544,1.2026142145897361,1.2026142145897361,1.2889868661351127,1.2890846405144394,1.2453007447106357,1.1191895620457397,0.77552819282287611,0.85362126693691953,226.61149299064198,0,672.41933680948011,0,0,0,1,0,null,null,1.455496331450542,null,-713.78912595179827,0,null,null,6.8320000000000007,5.3630000000000004,5.5847964346769574,15.4,15.58,17.390432125820322,null,0,0]
[14102,"CrtEgsld1004",1,0.71209699109639468,3545.5611216245493,0,"GSLD",5,0.57723342209516748,0.60437372201316453,0.83705124089372529,1.0970310586362544,1.2026142145897361,1.2026142145897361,1.2889868661351127,1.2890846405144394,1.2453007447106357,1.1191895620457397,0.77552819282287611,0.85362126693691953,178.28216164803976,0,1565.4461269419305,0,0,0,1,0,null,null,3.833979560214011,null,350.12687972152497,1,null,null,6.8320000000000007,5.3630000000000004,5.5847964346769574,15.4,15.58,17.390432125820322,null,0,0]
[14103,"CscEgsld1004",1,0.71209699109639468,3545.5611216245493,0,"GSLD",5,0.57723342209516748,0.60437372201316453,0.83705124089372529,1.0970310586362544,1.2026142145897361,1.2026142145897361,1.2889868661351127,1.2890846405144394,1.2453007447106357,1.1191895620457397,0.77552819282287611,0.85362126693691953,178.28216164803973,0,1296.7349837658376,0,0,0,1,0,null,null,3.1758712977780359,null,81.415736545431912,1,null,null,6.8320000000000007,5.3630000000000004,5.5847964346769574,15.4,15.58,17.390432125820322,null,0,0]
[14104,"CwaEgsld1004",1,0.71209699109639468,3545.5611216245493,0,"GSLD",5,0.57723342209516748,0.60437372201316453,0.83705124089372529,1.0970310586362544,1.2026142145897361,1.2026142145897361,1.2889868661351127,1.2890846405144394,1.2453007447106357,1.1191895620457397,0.77552819282287611,0.85362126693691953,178.28216164803976,0,6043.567781558012,0,0,0,1,0,null,null,14.801477321053072,null,4828.2485343376056,1,null,null,6.8320000000000007,5.3630000000000004,5.5847964346769574,15.4,15.58,17.390432125820322,null,96982.252792265033,8580.8412764526038]
[14105,"CasNgsld1005",1,0.87101304901929266,3384.7773150364701,0,"GSLD",20,0.57723342209516748,0.60437372201316453,0.83705124089372529,1.0970310586362544,1.2026142145897361,1.2026142145897361,1.2889868661351127,1.2890846405144394,1.2453007447106357,1.1191895620457397,0.77552819282287611,0.85362126693691953,170.197437224113,0,8640.1295533187804,0,0,0,1,0,null,null,21.636620981128697,null,7453.3973396096617,1,null,null,6.8320000000000007,5.3630000000000004,5.5847964346769574,15.4,15.58,17.390432125820322,null,26444.707185198436,3977.3153336495843]
[14106,"CcoNgsld1005",1,0.147401088946711,5698.2915859741934,0,"GSLD",20,0.57723342209516748,0.60437372201316453,0.83705124089372529,1.0970310586362544,1.2026142145897361,1.2026142145897361,1.2889868661351127,1.2890846405144394,1.2453007447106357,1.1191895620457397,0.77552819282287611,0.85362126693691953,286.52833974635774,0,35267.614475601251,0,0,0,1,0,null,null,66.727234878396558,null,33669.544134032207,1,null,null,6.8320000000000007,5.3630000000000004,5.5847964346769574,15.4,15.58,17.390432125820322,null,238348.49795692432,35847.896860322457]
[14107,"CdaNgsld1005",1,0.22918188298415079,6123.3697803378236,0,"GSLD",20,0.57723342209516748,0.60437372201316453,0.83705124089372529,1.0970310586362544,1.2026142145897361,1.2026142145897361,1.2889868661351127,1.2890846405144394,1.2453007447106357,1.1191895620457397,0.77552819282287611,0.85362126693691953,307.90263192775154,0,7185.3063259543978,0,0,0,1,0,null,null,13.010406323532115,null,5511.6579467392949,1,null,null,6.8320000000000007,5.3630000000000004,5.5847964346769574,15.4,15.58,17.390432125820322,null,0,0]
[14108,"CgrNgsld1005",1,1.8423272826369048,5923.5354601215395,0,"GSLD",20,0.57723342209516748,0.60437372201316453,0.83705124089372529,1.0970310586362544,1.2026142145897361,1.2026142145897361,1.2889868661351127,1.2890846405144394,1.2453007447106357,1.1191895620457397,0.77552819282287611,0.85362126693691953,297.8543226876892,0,124857.47269844053,0,0,0,1,0,null,null,230.74176807505737,null,123219.35445456649,1,null,null,6.8320000000000007,5.3630000000000004,5.5847964346769574,15.4,15.58,17.390432125820322,null,1025624.8284642501,154255.19096334727]
[14109,"CheNgsld1005",1,0.48088671074967865,7431.6749323013528,0,"GSLD",20,0.57723342209516748,0.60437372201316453,0.83705124089372529,1.0970310586362544,1.2026142145897361,1.2026142145897361,1.2889868661351127,1.2890846405144394,1.2453007447106357,1.1191895620457397,0.77552819282287611,0.85362126693691953,373.68840252545402,0,84117.95562791155,0,0,0,1,0,null,null,134.51556049405517,null,82211.693255932914,1,null,null,6.8320000000000007,5.3630000000000004,5.5847964346769574,15.4,15.58,17.390432125820322,null,651789.7587468666,98029.952974131331]
[14110,"ChoNgsld1005",1,0.11197519603991103,5514.155751896451,0,"GSLD",20,0.57723342209516748,0.60437372201316453,0.83705124089372529,1.0970310586362544,1.2026142145897361,1.2026142145897361,1.2889868661351127,1.2890846405144394,1.2453007447106357,1.1191895620457397,0.77552819282287611,0.85362126693691953,277.26940063626188,0,955.99497802381688,0,0,0,1,0,null,null,1.8446583750328127,null,-609.33638708291437,0,null,null,6.8320000000000007,5.3630000000000004,5.5847964346769574,15.4,15.58,17.390432125820322,null,0,0]
[14111,"CinNgsld1005",1,0.28275092388846135,6401.8096208459401,0,"GSLD",20,0.57723342209516748,0.60437372201316453,0.83705124089372529,1.0970310586362544,1.2026142145897361,1.2026142145897361,1.2889868661351127,1.2890846405144394,1.2453007447106357,1.1191895620457397,0.77552819282287611,0.85362126693691953,321.90347832466188,0,71887.763463458788,0,0,0,1,0,null,null,126.60217444420888,null,70164.609047408303,1,null,null,6.8320000000000007,5.3630000000000004,5.5847964346769574,15.4,15.58,17.390432125820322,null,554138.92273743171,83343.151389071092]
[14112,"CloNgsld1005",1,0.39457870033273507,5820.6813107794706,0,"GSLD",20,0.57723342209516748,0.60437372201316453,0.83705124089372529,1.0970310586362544,1.2026142145897361,1.2026142145897361,1.2889868661351127,1.2890846405144394,1.2453007447106357,1.1191895620457397,0.77552819282287611,0.85362126693691953,292.68248684840955,0,9348.489655895155,0,0,0,1,0,null,null,17.461760604519242,null,7728.6586703987668,1,null,null,6.8320000000000007,5.3630000000000004,5.5847964346769574,15.4,15.58,17.390432125820322,null,8738.7130344569305,1314.3128076594064]
[14113,"CmiNgsld1005",1,3.8345549129119552,4685.6313256594822,0,"GSLD",20,0.57723342209516748,0.60437372201316453,0.83705124089372529,1.0970310586362544,1.2026142145897361,1.2026142145897361,1.2889868661351127,1.2890846405144394,1.2453007447106357,1.1191895620457397,0.77552819282287611,0.85362126693691953,235.60854058597778,0,24171.562814398865,0,0,0,1,0,null,null,51.213214810125152,null,22753.54140568864,1,null,null,6.8320000000000007,5.3630000000000004,5.5847964346769574,15.4,15.58,17.390432125820322,null,150522.84550245645,22638.814538153678]
[14114,"CofNgsld1005",1,3.4736155565704903,4527.1961044575974,0,"GSLD",20,0.57723342209516748,0.60437372201316453,0.83705124089372529,1.0970310586362544,1.2026142145897361,1.2026142145897361,1.2889868661351127,1.2890846405144394,1.2453007447106357,1.1191895620457397,0.77552819282287611,0.85362126693691953,227.64191055250225,0,19076.868668313924,0,0,0,1,0,null,null,41.191109352595852,null,17687.016719414227,1,null,null,6.8320000000000007,5.3630000000000004,5.5847964346769574,15.4,15.58,17.390432125820322,null,107184.62397000208,16120.694604853312]
[14115,"CreNgsld1005",1,0.989813977184684,4814.2706019622847,0,"GSLD",20,0.57723342209516748,0.60437372201316453,0.83705124089372529,1.0970310586362544,1.2026142145897361,1.2026142145897361,1.2889868661351127,1.2890846405144394,1.2453007447106357,1.1191895620457397,0.77552819282287611,0.85362126693691953,242.07693514057368,0,26118.234119581459,0,0,0,1,0,null,null,54.508006637748252,null,24677.340909409555,1,null,null,6.8320000000000007,5.3630000000000004,5.5847964346769574,15.4,15.58,17.390432125820322,null,166412.76007348331,25028.676540826968]
[14116,"CrtNgsld1005",1,2.4285415964277823,4068.458312451723,0,"GSLD",20,0.57723342209516748,0.60437372201316453,0.83705124089372529,1.0970310586362544,1.2026142145897361,1.2026142145897361,1.2889868661351127,1.2890846405144394,1.2453007447106357,1.1191895620457397,0.77552819282287611,0.85362126693691953,204.57510606571824,0,15056.779314299481,0,0,0,1,0,null,null,34.414617616085053,null,13748.490010987362,1,null,null,6.8320000000000007,5.3630000000000004,5.5847964346769574,15.4,15.58,17.390432125820322,null,76268.494104741229,11470.871995396381]
[14117,"CscNgsld1005",1,2.1295734114504263,3937.2254910759448,0,"GSLD",20,0.57723342209516748,0.60437372201316453,0.83705124089372529,1.0970310586362544,1.2026142145897361,1.2026142145897361,1.2889868661351127,1.2890846405144394,1.2453007447106357,1.1191895620457397,0.77552819282287611,0.85362126693691953,197.97629976356521,0,6715.9303038706503,0,0,0,1,0,null,null,15.611832036875635,null,5430.9739290546258,1,null,null,6.8320000000000007,5.3630000000000004,5.5847964346769574,15.4,15.58,17.390432125820322,null,4056.8079811808857,610.14873321244056]
[14118,"CwaNgsld1005",1,3.0012308310062492,4319.8416640236446,0,"GSLD",20,0.57723342209516748,0.60437372201316453,0.83705124089372529,1.0970310586362544,1.2026142145897361,1.2026142145897361,1.2889868661351127,1.2890846405144394,1.2453007447106357,1.1191895620457397,0.77552819282287611,0.85362126693691953,217.21546559787504,0,55580.725887621993,0,0,0,1,0,null,null,123.088640167875,null,54227.74113612972,1,null,null,6.8320000000000007,5.3630000000000004,5.5847964346769574,15.4,15.58,17.390432125820322,null,430905.33884707268,64808.674172319887]

{"sheet":"OUTPUTS","index":1,"n_rows":14146,"n_cols":81,"rows_kept":1125,"cut":true,"hidden":false,"merged":[[1,0,1,44],[2,0,2,44],[3,0,3,44],[22,60,22,65],[16,46,16,51],[16,54,16,57],[14,67,14,78],[17,28,17,30]],"bounds":{"rows_first":500,"rows_last":125,"rows_between":500,"halvings":2}}
[]
["II. Outputs: Batch Runs"]
[]
["All values are Net Present Value (NPV) dollars unless otherwise noted."]
["FPL 000618"]
["20240012-EG"]
[]
[]
[null,"DSM",null,null,null,"DSM",null,null,null,null,"DSM",null,null,null,"Total DSM Costs",null,null,null,"DSM",null,null,null,"DSM",null,null,"DSM Total",null,null,"DSM Net",null,null,null,"Step 1",null,null,null,"Step 2"]
[null,"Measure",null,null,null,"Utility Costs",null,null,null,null,"Participant",null,null,null,"Accounted",null,null,null,"Utility",null,null,null,"Participant",null,null,"Benefits",null,null,"Benefits"]
[null,null,null,null,null,null,null,null,null,null,"Costs",null,null,null,"for in",null,null,null,"Benefits",null,null,null,"Benefits",null,null,"Accounted for",null,null,"Accounted for"]
[null,null,null,null,null,null,null,null,null,null,null,null,null,null,"Tests",null,null,null,null,null,null,null,null,null,null,"In Tests",null,null,"In Tests"]
[null,"<---------->",null,null,null,"<-------------","--------------","--------------","--------------","----------->","<-------------","----------->",null,null,"<--------","------------","------------",null,"<-----------------","-----------------",null,"----------->","<------------","--------->",null,"<------------","------------->",null,"<----------","------------","----------->"]
[]
["E-RIM :",null,null,null,null,"X","X","X","X","X",null,null,null,null,null,null,null,null,"X","X","X","X",null,null,null,null,null,null,null,null,null,null,"E-RIM","E-TRC",null,null,"E-RIM","E-TRC",null,null,null,null,"PART.",null,null,null,null,null,null,null,null,null,null,null,null,null,null,null,null,null,null,null,null,null,null,null,null,"E-RIM Maximum Incentive Based on 3 Years Payback"]
["Part :",null,null,null,null,null,"X",null,null,null,"X","X","X",null,null,null,null,null,null,null,null,null,"X","X",null,null,null,null,null,null,null,null,"Cut-off","Cut-off",null,null,"Cut-off","Cut-off",null,null,null,null,"Cut-off"]
["E-TRC :",null,null,null,null,"X",null,"X",null,null,"X","X","X",null,null,null,null,null,"X","X",null,"X",null,null,null,null,null,null,null,null,null,null,1.0049999999999999,1.0049999999999999,null,null,1.0049999999999999,1.0049999999999999,null,null,null,null,1.0049999999999999,null,null,null,"Screening Step # 3",null,null,null,null,null,null,null,"Screening Step # 4",null,null,null,null,null,null,null,null,null,null,null,null,null,null,"[A]",null,"[B]",null,"[C]",null,"[D]",null,"[E]","[F]"]
[null,null,null,null,null,null,null,null,null,null,null,null,null,null,null,null,null,null,null,null,null,null,null,null,null,null,null,null,"Formulas"]
["Page :",1,1,1,1,2,2,2,2,2,2,2,2,null,11,10,9,null,11,11,11,11,10,10,null,11,10,null,11,9,10,null,null,null,null,null,null,null,null,null,null,null,null,null,null,null,null,null,null,null,null,null,null,null,null,null,null,null,null,null,null,null,null,null,null,null,null,null,null,null,null,null,null,"Maximum Incentive"]
[null,null,null,null,null,"Utility",null,"Other","Energy ","Demand",null,null,null,null,null,null,null,null,null,null,null,null,null,null,null,"Total ",null,null,null,null,null,null,null,null,null,null,null,null,null,null,null,null,null,null,null,null,null,null,null,null,null,null,null,null,null,null,null,null,null,null,null,null,null,null,null,null,null,"E-RIM",null,null,null,null,null,"that passes E-RIM and",null,"Maximum Incentive",null,"Maximum Incentive"]
[null,null,null,null,null,null,null,null,null,null,null,null,null,null,null,null,null,null,null,null,null,null,null,null,null,null,null,null,null,null,null,null,"E-RIM","E-TRC",null,null,"E-RIM","E-TRC",null,null,null,null,null,null,null,null,null,null,null,null,null,null,null,null,null,null,"Maximum Incentive"]
[null,null,null,null,"Cust.","Program","Utility","Utility","Charge","Charge","Part.","Part.","Other",null,"Total ","Total ","Total ",null,"Avoided gen","Avoided",null,"Env /","Savings in","Part.",null,"E-RIM /","Total ",null,"Net","Net","Net",null,"Accounting","Accounting",null,null,"Accounting","Accounting",null,null,null,null,null,null,null,null,"Net","Incentive ",null,null,null,null,null,null,"(Based on 3-Yrs.)",null,"that does not violate",null,null,null,null,null,null,null,null,null,null,"Maximum",null,"Maximum One-time",null,"Incentive ",null,"has a Part. Test >= 1.00",null,"that does not violate",null,"that can be offered","Percentage of the maximum"]
[null,null,"Cust.","Gen.","kwh","Costs w/o","Incentives","Program","Revenue","Revenue","Equipment","O&M","Part.",null,"E-RIM","Part","E-TRC",null,"Unit $ & Fuel","T&D","Revenue","Other","Part.","Tax",null,"E-TRC","Part",null,"E-RIM","E-TRC","Part",null,"for","for",null,null,"for","for",null,null,null,null,null,null,null,null,"Part","Amount Needed","E-RIM",null,null,null,null,null,"with zero incentive",null,"3-Years Payback",null,null,null,"Energy and Demand Charge",null,null,null,null,null,null,"Incentive",null,"Incentive Payment ",null,"needed to make",null,"Larger of",null,"3-Years Payback",null,"Smaller of","incentive based on the"]
[null,"Measure","kw red at","kwh red.","increase","Incentives","to Part.","Costs","Loss","Loss","Cost","Cost","Costs",null,"Costs","Costs","Costs",null,"Benefits","Benefits","Gains","Benefits","Bills","Credits",null,"Benefits","Benefits",null,"Benefits","Benefits","Benefits",null,"Unrecovered","Participant",null,null,"Admin","Admin",null,null,"Part.","PASS /","PASS",null,"Measure",null,"Benefits","to pass Part. Test","Test","PASS /","PASS","FAIL",null,null,"Years",null,"one-time incentive payment","3 Yrs. Payback ",null,null,null,null,null,null,null,null,null,"for E-RIM = 1.005",null,"for RIM =1.005",null,"Part. Test = 1.00",null,"[A] and [B]",null,"one-time incentive payment",null,"[C] and [D]","participant costs",null,"Measure"]
[null,"Name","meter","per cust.","at meter","(000$)","(000$)","(000$)","(000$)","(000$)","(000$)","(000$)","(000$)",null,"(000$)","(000$)","(000$)",null,"(000$)","(000$)",null,"(000$)","(000$)","(000$)",null,"(000$)","(000$)",null,"(000$)","(000$)","(000$)",null,"Revenue Req.","Cost","Pass RIM?","Pass TRC?","Cost","Cost","Pass RIM?","Pass TRC?","Test","FAIL","Cnt.",null,"Name",null,"(000$)","(000$)","w/Incentive","FAIL","Cnt.","Cnt.",null,null,"to Payback",null,"(Nominal $)"," criterion met",null,null,"Egy yr1","Egy yr2","Egy yr3","Dmd yr1","Dmd yr2","Dmd yr3",null,"(NPV 000$)",null,"(Nominal $)",null,"(Nominal $)",null,"(Nominal $)",null,"(Nominal $)",null,"(Nominal $)","(%)",null,"Name"]
[1,"CasEgs101",0.9052147254347801,6403.4963126030007,0,3243.783203125,0,0,72372.123300179897,0,24705.587192562711,0,0,null,75615.9064909999,24705.587192562711,27949.370383382706,null,26248.595682998068,6724.5994182323011,0,0,87195.329277325203,0,null,32973.196779156809,87195.328125,null,-42642.709724148088,5023.8263834690988,62489.740932437286,null,0.45560632016270891,1.33464533840681,0,1,0.43606164766027994,1.1797473900966378,0,1,3.5293768751729568,"PASS",1,null,"CasEgs101",null,62489.740932437286,0,0.43606164766027994,"FAIL",0,1,null,null,3.6548490944314209,null,485.36270843668331,"YES",1,null,13.708,11.574999999999999,12.50331411195598,0,0,0,null,-42806.755479268271,null,-6438.1868083900463,null,0,null,0,null,485.36270843668331,null,0,0,null,"CasEgs101"]
[2,"CasNgs101",0.9052147254347801,6403.4963126030007,0,3243.783203125,0,0,72372.123300179897,0,24705.587192562711,0,0,null,75615.9064909999,24705.587192562711,27949.370383382706,null,26248.595682998068,6724.5994182323011,0,0,87195.329277325203,0,null,32973.196779156809,87195.328125,null,-42642.709724148088,5023.8263834690988,62489.740932437286,null,0.45560632016270891,1.33464533840681,0,1,0.43606164766027994,1.1797473900966378,0,1,3.5293768751729568,"PASS",1,null,"CasNgs101",null,62489.740932437286,0,0.43606164766027994,"FAIL",0,1,null,null,3.6548490944314209,null,485.36270843668331,"YES",1,null,13.708,11.574999999999999,12.50331411195598,0,0,0,null,-42806.755479268271,null,-6438.1868083900463,null,0,null,0,null,485.36270843668331,null,0,0,null,"CasNgs101"]
[3,"CcoEgs101",0.9052147254347801,6403.4963126030007,0,3243.783203125,0,0,72372.123300179897,0,24705.587192562711,0,0,null,75615.9064909999,24705.587192562711,27949.370383382706,null,26248.595682998068,6724.5994182323011,0,0,87195.329277325203,0,null,32973.196779156809,87195.328125,null,-42642.709724148088,5023.8263834690988,62489.740932437286,null,0.45560632016270891,1.33464533840681,0,1,0.43606164766027994,1.1797473900966378,0,1,3.5293768751729568,"PASS",1,null,"CcoEgs101",null,62489.740932437286,0,0.43606164766027994,"FAIL",0,1,null,null,3.6548490944314209,null,485.36270843668331,"YES",1,null,13.708,11.574999999999999,12.50331411195598,0,0,0,null,-42806.755479268271,null,-6438.1868083900463,null,0,null,0,null,485.36270843668331,null,0,0,null,"CcoEgs101"]
[4,"CcoNgs101",0.9052147254347801,6403.4963126030007,0,3243.783203125,0,0,72372.123300179897,0,24705.587192562711,0,0,null,75615.9064909999,24705.587192562711,27949.370383382706,null,26248.595682998068,6724.5994182323011,0,0,87195.329277325203,0,null,32973.196779156809,87195.328125,null,-42642.709724148088,5023.8263834690988,62489.740932437286,null,0.45560632016270891,1.33464533840681,0,1,0.43606164766027994,1.1797473900966378,0,1,3.5293768751729568,"PASS",1,null,"CcoNgs101",null,62489.740932437286,0,0.43606164766027994,"FAIL",0,1,null,null,3.6548490944314209,null,485.36270843668331,"YES",1,null,13.708,11.574999999999999,12.50331411195598,0,0,0,null,-42806.755479268271,null,-6438.1868083900463,null,0,null,0,null,485.36270843668331,null,0,0,null,"CcoNgs101"]
[5,"CdaEgs101",1.1220338940620422,17691.01527970433,0,8961.638671875,0,0,199943.32418186017,0,68254.419437469187,0,0,null,208904.96289893315,68254.419437469187,77216.058154542188,null,65807.30133177292,8335.2913504831849,0,0,240895.57130344605,0,null,74142.593890132557,240895.578125,null,-134762.36896360261,-3073.4642192116298,172641.15868753081,null,0.37081805153292102,1.0862680321829969,0,1,0.35491063916008309,0.96019656669265152,0,0,3.5293770002057494,"PASS",1,null,"CdaEgs101",null,172641.15868753081,0,0.35491063916008309,"FAIL",0,1,null,null,3.6548490944314209,null,1340.9173131386328,"YES",1,null,13.708,11.574999999999999,12.50331411195598,0,0,0,null,-135131.23758992169,null,-20323.898448089683,null,0,null,0,null,1340.9173131386328,null,0,0,null,"CdaEgs101"]
[6,"CdaNgs101",1.1220338940620422,17691.01527970433,0,8961.638671875,0,0,199943.32418186017,0,68254.419437469187,0,0,null,208904.96289893315,68254.419437469187,77216.058154542188,null,65807.30133177292,8335.2913504831849,0,0,240895.57130344605,0,null,74142.593890132557,240895.578125,null,-134762.36896360261,-3073.4642192116298,172641.15868753081,null,0.37081805153292102,1.0862680321829969,0,1,0.35491063916008309,0.96019656669265152,0,0,3.5293770002057494,"PASS",1,null,"CdaNgs101",null,172641.15868753081,0,0.35491063916008309,"FAIL",0,1,null,null,3.6548490944314209,null,1340.9173131386328,"YES",1,null,13.708,11.574999999999999,12.50331411195598,0,0,0,null,-135131.23758992169,null,-20323.898448089683,null,0,null,0,null,1340.9173131386328,null,0,0,null,"CdaNgs101"]
[7,"CgrEgs101",0.9052147254347801,6403.4963126030007,0,3243.783203125,0,0,72372.123300179897,0,24705.587192562711,0,0,null,75615.9064909999,24705.587192562711,27949.370383382706,null,26248.595682998068,6724.5994182323011,0,0,87195.329277325203,0,null,32973.196779156809,87195.328125,null,-42642.709724148088,5023.8263834690988,62489.740932437286,null,0.45560632016270891,1.33464533840681,0,1,0.43606164766027994,1.1797473900966378,0,1,3.5293768751729568,"PASS",1,null,"CgrEgs101",null,62489.740932437286,0,0.43606164766027994,"FAIL",0,1,null,null,3.6548490944314209,null,485.36270843668331,"YES",1,null,13.708,11.574999999999999,12.50331411195598,0,0,0,null,-42806.755479268271,null,-6438.1868083900463,null,0,null,0,null,485.36270843668331,null,0,0,null,"CgrEgs101"]
[8,"CgrNgs101",0.9052147254347801,6403.4963126030007,0,3243.783203125,0,0,72372.123300179897,0,24705.587192562711,0,0,null,75615.9064909999,24705.587192562711,27949.370383382706,null,26248.595682998068,6724.5994182323011,0,0,87195.329277325203,0,null,32973.196779156809,87195.328125,null,-42642.709724148088,5023.8263834690988,62489.740932437286,null,0.45560632016270891,1.33464533840681,0,1,0.43606164766027994,1.1797473900966378,0,1,3.5293768751729568,"PASS",1,null,"CgrNgs101",null,62489.740932437286,0,0.43606164766027994,"FAIL",0,1,null,null,3.6548490944314209,null,485.36270843668331,"YES",1,null,13.708,11.574999999999999,12.50331411195598,0,0,0,null,-42806.755479268271,null,-6438.1868083900463,null,0,null,0,null,485.36270843668331,null,0,0,null,"CgrNgs101"]
[9,"CheEgs101",1.0177966177463531,8845.5076398521651,0,4480.8193359375,0,0,99971.662090930084,0,34127.209718734593,0,0,null,104452.48144946658,34127.209718734593,38608.029077271094,null,35167.953553032203,7560.9403506870531,0,0,120447.78565172302,0,null,42728.893961698879,120447.7890625,null,-61723.587465168705,4120.8649070267857,86320.579343765407,null,0.42741005869077625,1.2520476861090193,0,1,0.40907495329936722,1.1067359564299775,0,1,3.5293770002057494,"PASS",1,null,"CheEgs101",null,86320.579343765407,0,0.40907495329936722,"FAIL",0,1,null,null,3.6548490944314209,null,670.45865656931642,"YES",1,null,13.708,11.574999999999999,12.50331411195598,0,0,0,null,-61936.169027167205,null,-9315.2733004033853,null,0,null,0,null,670.45865656931642,null,0,0,null,"CheEgs101"]
[10,"CheNgs101",1.0177966177463531,8845.5076398521651,0,4480.8193359375,0,0,99971.662090930084,0,34127.209718734593,0,0,null,104452.48144946658,34127.209718734593,38608.029077271094,null,35167.953553032203,7560.9403506870531,0,0,120447.78565172302,0,null,42728.893961698879,120447.7890625,null,-61723.587465168705,4120.8649070267857,86320.579343765407,null,0.42741005869077625,1.2520476861090193,0,1,0.40907495329936722,1.1067359564299775,0,1,3.5293770002057494,"PASS",1,null,"CheNgs101",null,86320.579343765407,0,0.40907495329936722,"FAIL",0,1,null,null,3.6548490944314209,null,670.45865656931642,"YES",1,null,13.708,11.574999999999999,12.50331411195598,0,0,0,null,-61936.169027167205,null,-9315.2733004033853,null,0,null,0,null,670.45865656931642,null,0,0,null,"CheNgs101"]
[11,"ChoEgs101",0.9052147254347801,6403.4963126030007,0,3243.783203125,0,0,72372.123300179897,0,24705.587192562711,0,0,null,75615.9064909999,24705.587192562711,27949.370383382706,null,26248.595682998068,6724.5994182323011,0,0,87195.329277325203,0,null,32973.196779156809,87195.328125,null,-42642.709724148088,5023.8263834690988,62489.740932437286,null,0.45560632016270891,1.33464533840681,0,1,0.43606164766027994,1.1797473900966378,0,1,3.5293768751729568,"PASS",1,null,"ChoEgs101",null,62489.740932437286,0,0.43606164766027994,"FAIL",0,1,null,null,3.6548490944314209,null,485.36270843668331,"YES",1,null,13.708,11.574999999999999,12.50331411195598,0,0,0,null,-42806.755479268271,null,-6438.1868083900463,null,0,null,0,null,485.36270843668331,null,0,0,null,"ChoEgs101"]
[12,"ChoNgs101",0.9052147254347801,6403.4963126030007,0,3243.783203125,0,0,72372.123300179897,0,24705.587192562711,0,0,null,75615.9064909999,24705.587192562711,27949.370383382706,null,26248.595682998068,6724.5994182323011,0,0,87195.329277325203,0,null,32973.196779156809,87195.328125,null,-42642.709724148088,5023.8263834690988,62489.740932437286,null,0.45560632016270891,1.33464533840681,0,1,0.43606164766027994,1.1797473900966378,0,1,3.5293768751729568,"PASS",1,null,"ChoNgs101",null,62489.740932437286,0,0.43606164766027994,"FAIL",0,1,null,null,3.6548490944314209,null,485.36270843668331,"YES",1,null,13.708,11.574999999999999,12.50331411195598,0,0,0,null,-42806.755479268271,null,-6438.1868083900463,null,0,null,0,null,485.36270843668331,null,0,0,null,"ChoNgs101"]
[13,"CinEgs101",1.1220338940620422,17691.01527970433,0,8961.638671875,0,0,199943.32418186017,0,68254.419437469187,0,0,null,208904.96289893315,68254.419437469187,77216.058154542188,null,65807.30133177292,8335.2913504831849,0,0,240895.57130344605,0,null,74142.593890132557,240895.578125,null,-134762.36896360261,-3073.4642192116298,172641.15868753081,null,0.37081805153292102,1.0862680321829969,0,1,0.35491063916008309,0.96019656669265152,0,0,3.5293770002057494,"PASS",1,null,"CinEgs101",null,172641.15868753081,0,0.35491063916008309,"FAIL",0,1,null,null,3.6548490944314209,null,1340.9173131386328,"YES",1,null,13.708,11.574999999999999,12.50331411195598,0,0,0,null,-135131.23758992169,null,-20323.898448089683,null,0,null,0,null,1340.9173131386328,null,0,0,null,"CinEgs101"]
[14,"CinNgs101",1.1220338940620422,17691.01527970433,0,8961.638671875,0,0,199943.32418186017,0,68254.419437469187,0,0,null,208904.96289893315,68254.419437469187,77216.058154542188,null,65807.30133177292,8335.2913504831849,0,0,240895.57130344605,0,null,74142.593890132557,240895.578125,null,-134762.36896360261,-3073.4642192116298,172641.15868753081,null,0.37081805153292102,1.0862680321829969,0,1,0.35491063916008309,0.96019656669265152,0,0,3.5293770002057494,"PASS",1,null,"CinNgs101",null,172641.15868753081,0,0.35491063916008309,"FAIL",0,1,null,null,3.6548490944314209,null,1340.9173131386328,"YES",1,null,13.708,11.574999999999999,12.50331411195598,0,0,0,null,-135131.23758992169,null,-20323.898448089683,null,0,null,0,null,1340.9173131386328,null,0,0,null,"CinNgs101"]
[15,"CloEgs101",0.91675824224948865,5734.9993971988097,0,2905.146484375,0,0,64816.791208834358,0,22126.431776382509,0,0,null,67721.937713607287,22126.431776382509,25031.578281155442,null,24295.756985886033,6810.3531342020269,0,0,78092.519528716119,0,null,31106.111206848378,78092.515625,null,-36615.82648636098,6074.5329460908688,55966.083848617491,null,0.47990822480901674,1.4058349543757287,0,1,0.459321045238897,1.2426747879343283,0,1,3.5293768292253533,"PASS",1,null,"CloEgs101",null,55966.083848617491,0,0.459321045238897,"FAIL",0,1,null,null,3.6548490944314209,null,434.69297513834829,"YES",1,null,13.708,11.574999999999999,12.50331411195598,0,0,0,null,-36770.583258534352,null,-5530.339345306309,null,0,null,0,null,434.69297513834829,null,0,0,null,"CloEgs101"]
[16,"CloNgs101",0.91675824224948865,5734.9993971988097,0,2905.146484375,0,0,64816.791208834358,0,22126.431776382509,0,0,null,67721.937713607287,22126.431776382509,25031.578281155442,null,24295.756985886033,6810.3531342020269,0,0,78092.519528716119,0,null,31106.111206848378,78092.515625,null,-36615.82648636098,6074.5329460908688,55966.083848617491,null,0.47990822480901674,1.4058349543757287,0,1,0.459321045238897,1.2426747879343283,0,1,3.5293768292253533,"PASS",1,null,"CloNgs101",null,55966.083848617491,0,0.459321045238897,"FAIL",0,1,null,null,3.6548490944314209,null,434.69297513834829,"YES",1,null,13.708,11.574999999999999,12.50331411195598,0,0,0,null,-36770.583258534352,null,-5530.339345306309,null,0,null,0,null,434.69297513834829,null,0,0,null,"CloNgs101"]
[17,"CmiEgs101",1.1220338940620422,17691.01527970433,0,8961.638671875,0,0,199943.32418186017,0,68254.419437469187,0,0,null,208904.96289893315,68254.419437469187,77216.058154542188,null,65807.30133177292,8335.2913504831849,0,0,240895.57130344605,0,null,74142.593890132557,240895.578125,null,-134762.36896360261,-3073.4642192116298,172641.15868753081,null,0.37081805153292102,1.0862680321829969,0,1,0.35491063916008309,0.96019656669265152,0,0,3.5293770002057494,"PASS",1,null,"CmiEgs101",null,172641.15868753081,0,0.35491063916008309,"FAIL",0,1,null,null,3.6548490944314209,null,1340.9173131386328,"YES",1,null,13.708,11.574999999999999,12.50331411195598,0,0,0,null,-135131.23758992169,null,-20323.898448089683,null,0,null,0,null,1340.9173131386328,null,0,0,null,"CmiEgs101"]
[18,"CmiNgs101",1.1220338940620422,17691.01527970433,0,8961.638671875,0,0,199943.32418186017,0,68254.419437469187,0,0,null,208904.96289893315,68254.419437469187,77216.058154542188,null,65807.30133177292,8335.2913504831849,0,0,240895.57130344605,0,null,74142.593890132557,240895.578125,null,-134762.36896360261,-3073.4642192116298,172641.15868753081,null,0.37081805153292102,1.0862680321829969,0,1,0.35491063916008309,0.96019656669265152,0,0,3.5293770002057494,"PASS",1,null,"CmiNgs101",null,172641.15868753081,0,0.35491063916008309,"FAIL",0,1,null,null,3.6548490944314209,null,1340.9173131386328,"YES",1,null,13.708,11.574999999999999,12.50331411195598,0,0,0,null,-135131.23758992169,null,-20323.898448089683,null,0,null,0,null,1340.9173131386328,null,0,0,null,"CmiNgs101"]
[19,"CofEgs101",1.1220338940620422,17691.01527970433,0,8961.638671875,0,0,199943.32418186017,0,68254.419437469187,0,0,null,208904.96289893315,68254.419437469187,77216.058154542188,null,65807.30133177292,8335.2913504831849,0,0,240895.57130344605,0,null,74142.593890132557,240895.578125,null,-134762.36896360261,-3073.4642192116298,172641.15868753081,null,0.37081805153292102,1.0862680321829969,0,1,0.35491063916008309,0.96019656669265152,0,0,3.5293770002057494,"PASS",1,null,"CofEgs101",null,172641.15868753081,0,0.35491063916008309,"FAIL",0,1,null,null,3.6548490944314209,null,1340.9173131386328,"YES",1,null,13.708,11.574999999999999,12.50331411195598,0,0,0,null,-135131.23758992169,null,-20323.898448089683,null,0,null,0,null,1340.9173131386328,null,0,0,null,"CofEgs101"]
[20,"CofNgs101",1.1220338940620422,17691.01527970433,0,8961.638671875,0,0,199943.32418186017,0,68254.419437469187,0,0,null,208904.96289893315,68254.419437469187,77216.058154542188,null,65807.30133177292,8335.2913504831849,0,0,240895.57130344605,0,null,74142.593890132557,240895.578125,null,-134762.36896360261,-3073.4642192116298,172641.15868753081,null,0.37081805153292102,1.0862680321829969,0,1,0.35491063916008309,0.96019656669265152,0,0,3.5293770002057494,"PASS",1,null,"CofNgs101",null,172641.15868753081,0,0.35491063916008309,"FAIL",0,1,null,null,3.6548490944314209,null,1340.9173131386328,"YES",1,null,13.708,11.574999999999999,12.50331411195598,0,0,0,null,-135131.23758992169,null,-20323.898448089683,null,0,null,0,null,1340.9173131386328,null,0,0,null,"CofNgs101"]
[21,"CreEgs101",0.92931937575340273,5464.7639008907254,0,2768.2548828125,0,0,61762.597733247916,0,21083.824829446865,0,0,null,64530.852727693724,21083.824829446865,23852.07982389268,null,23540.638730603168,6903.6664538811619,0,0,74412.768353310763,0,null,30444.305645514563,74412.765625,null,-34086.546970545853,6592.2259332551985,53328.940795553135,null,0.49292463016214499,1.4439650249320191,0,1,0.47177907018599652,1.276379502868547,0,1,3.5293769620524884,"PASS",1,null,"CreEgs101",null,53328.940795553135,0,0.47177907018599652,"FAIL",0,1,null,null,3.6548490944314214,null,414.21006007947346,"YES",1,null,13.708,11.574999999999999,12.50331411195598,0,0,0,null,-34238.011177737462,null,-5149.4374998071753,null,0,null,0,null,414.21006007947346,null,0,0,null,"CreEgs101"]
[22,"CreNgs101",0.92931937575340273,5464.7639008907254,0,2768.2548828125,0,0,61762.597733247916,0,21083.824829446865,0,0,null,64530.852727693724,21083.824829446865,23852.07982389268,null,23540.638730603168,6903.6664538811619,0,0,74412.768353310763,0,null,30444.305645514563,74412.765625,null,-34086.546970545853,6592.2259332551985,53328.940795553135,null,0.49292463016214499,1.4439650249320191,0,1,0.47177907018599652,1.276379502868547,0,1,3.5293769620524884,"PASS",1,null,"CreNgs101",null,53328.940795553135,0,0.47177907018599652,"FAIL",0,1,null,null,3.6548490944314214,null,414.21006007947346,"YES",1,null,13.708,11.574999999999999,12.50331411195598,0,0,0,null,-34238.011177737462,null,-5149.4374998071753,null,0,null,0,null,414.21006007947346,null,0,0,null,"CreNgs101"]
[23,"CrtEgs101",0.9052147254347801,6403.4963126030007,0,3243.783203125,0,0,72372.123300179897,0,24705.587192562711,0,0,null,75615.9064909999,24705.587192562711,27949.370383382706,null,26248.595682998068,6724.5994182323011,0,0,87195.329277325203,0,null,32973.196779156809,87195.328125,null,-42642.709724148088,5023.8263834690988,62489.740932437286,null,0.45560632016270891,1.33464533840681,0,1,0.43606164766027994,1.1797473900966378,0,1,3.5293768751729568,"PASS",1,null,"CrtEgs101",null,62489.740932437286,0,0.43606164766027994,"FAIL",0,1,null,null,3.6548490944314209,null,485.36270843668331,"YES",1,null,13.708,11.574999999999999,12.50331411195598,0,0,0,null,-42806.755479268271,null,-6438.1868083900463,null,0,null,0,null,485.36270843668331,null,0,0,null,"CrtEgs101"]
[24,"CrtNgs101",0.9052147254347801,6403.4963126030007,0,3243.783203125,0,0,72372.123300179897,0,24705.587192562711,0,0,null,75615.9064909999,24705.587192562711,27949.370383382706,null,26248.595682998068,6724.5994182323011,0,0,87195.329277325203,0,null,32973.196779156809,87195.328125,null,-42642.709724148088,5023.8263834690988,62489.740932437286,null,0.45560632016270891,1.33464533840681,0,1,0.43606164766027994,1.1797473900966378,0,1,3.5293768751729568,"PASS",1,null,"CrtNgs101",null,62489.740932437286,0,0.43606164766027994,"FAIL",0,1,null,null,3.6548490944314209,null,485.36270843668331,"YES",1,null,13.708,11.574999999999999,12.50331411195598,0,0,0,null,-42806.755479268271,null,-6438.1868083900463,null,0,null,0,null,485.36270843668331,null,0,0,null,"CrtNgs101"]
[25,"CscEgs101",1.1220338940620422,17691.01527970433,0,8961.638671875,0,0,199943.32418186017,0,68254.419437469187,0,0,null,208904.96289893315,68254.419437469187,77216.058154542188,null,65807.30133177292,8335.2913504831849,0,0,240895.57130344605,0,null,74142.593890132557,240895.578125,null,-134762.36896360261,-3073.4642192116298,172641.15868753081,null,0.37081805153292102,1.0862680321829969,0,1,0.35491063916008309,0.96019656669265152,0,0,3.5293770002057494,"PASS",1,null,"CscEgs101",null,172641.15868753081,0,0.35491063916008309,"FAIL",0,1,null,null,3.6548490944314209,null,1340.9173131386328,"YES",1,null,13.708,11.574999999999999,12.50331411195598,0,0,0,null,-135131.23758992169,null,-20323.898448089683,null,0,null,0,null,1340.9173131386328,null,0,0,null,"CscEgs101"]
[26,"CscNgs101",1.1220338940620422,17691.01527970433,0,8961.638671875,0,0,199943.32418186017,0,68254.419437469187,0,0,null,208904.96289893315,68254.419437469187,77216.058154542188,null,65807.30133177292,8335.2913504831849,0,0,240895.57130344605,0,null,74142.593890132557,240895.578125,null,-134762.36896360261,-3073.4642192116298,172641.15868753081,null,0.37081805153292102,1.0862680321829969,0,1,0.35491063916008309,0.96019656669265152,0,0,3.5293770002057494,"PASS",1,null,"CscNgs101",null,172641.15868753081,0,0.35491063916008309,"FAIL",0,1,null,null,3.6548490944314209,null,1340.9173131386328,"YES",1,null,13.708,11.574999999999999,12.50331411195598,0,0,0,null,-135131.23758992169,null,-20323.898448089683,null,0,null,0,null,1340.9173131386328,null,0,0,null,"CscNgs101"]
[27,"CwaEgs101",1.1220338940620422,17691.01527970433,0,8961.638671875,0,0,199943.32418186017,0,68254.419437469187,0,0,null,208904.96289893315,68254.419437469187,77216.058154542188,null,65807.30133177292,8335.2913504831849,0,0,240895.57130344605,0,null,74142.593890132557,240895.578125,null,-134762.36896360261,-3073.4642192116298,172641.15868753081,null,0.37081805153292102,1.0862680321829969,0,1,0.35491063916008309,0.96019656669265152,0,0,3.5293770002057494,"PASS",1,null,"CwaEgs101",null,172641.15868753081,0,0.35491063916008309,"FAIL",0,1,null,null,3.6548490944314209,null,1340.9173131386328,"YES",1,null,13.708,11.574999999999999,12.50331411195598,0,0,0,null,-135131.23758992169,null,-20323.898448089683,null,0,null,0,null,1340.9173131386328,null,0,0,null,"CwaEgs101"]
[28,"CwaNgs101",1.1220338940620422,17691.01527970433,0,8961.638671875,0,0,199943.32418186017,0,68254.419437469187,0,0,null,208904.96289893315,68254.419437469187,77216.058154542188,null,65807.30133177292,8335.2913504831849,0,0,240895.57130344605,0,null,74142.593890132557,240895.578125,null,-134762.36896360261,-3073.4642192116298,172641.15868753081,null,0.37081805153292102,1.0862680321829969,0,1,0.35491063916008309,0.96019656669265152,0,0,3.5293770002057494,"PASS",1,null,"CwaNgs101",null,172641.15868753081,0,0.35491063916008309,"FAIL",0,1,null,null,3.6548490944314209,null,1340.9173131386328,"YES",1,null,13.708,11.574999999999999,12.50331411195598,0,0,0,null,-135131.23758992169,null,-20323.898448089683,null,0,null,0,null,1340.9173131386328,null,0,0,null,"CwaNgs101"]
[29,"CasTgs102",0.9052147254347801,6403.4963126030007,0,4502.84619140625,0,0,72372.123300179897,0,18620.44031171715,0,0,null,76874.969672671621,18620.44031171715,23123.286684208921,null,26635.961600488805,7033.3523018184242,0,0,87195.329277325203,0,null,33669.313966656809,87195.328125,null,-43205.655524929338,10546.02746353341,68574.887813282854,null,0.4652249019557661,1.8081910740569311,0,1,0.43797498964005271,1.4560782249577238,0,1,4.6827747714500196,"PASS",1,null,"CasTgs102",null,68574.887813282854,0,0.43797498964005271,"FAIL",0,1,null,null,1.9843985016116081,null,-795.99732043013853,"NO",0,null,13.708,11.574999999999999,12.50331411195598,0,0,0,null,-43373.164549639063,null,-5017.9173725192495,null,0,null,0,null,-795.99732043013853,null,-795.99732043013853,-0.52293195104389678,null,"CasTgs102"]
[30,"CasNgs102",0.9052147254347801,6403.4963126030007,0,4502.84619140625,0,0,72372.123300179897,0,18620.44031171715,0,0,null,76874.969672671621,18620.44031171715,23123.286684208921,null,26635.961600488805,7033.3523018184242,0,0,87195.329277325203,0,null,33669.313966656809,87195.328125,null,-43205.655524929338,10546.02746353341,68574.887813282854,null,0.4652249019557661,1.8081910740569311,0,1,0.43797498964005271,1.4560782249577238,0,1,4.6827747714500196,"PASS",1,null,"CasNgs102",null,68574.887813282854,0,0.43797498964005271,"FAIL",0,1,null,null,1.9843985016116081,null,-795.99732043013853,"NO",0,null,13.708,11.574999999999999,12.50331411195598,0,0,0,null,-43373.164549639063,null,-5017.9173725192495,null,0,null,0,null,-795.99732043013853,null,-795.99732043013853,-0.52293195104389678,null,"CasNgs102"]
[31,"CcoTgs102",0.9052147254347801,6403.4963126030007,0,4502.84619140625,0,0,72372.123300179897,0,18620.44031171715,0,0,null,76874.969672671621,18620.44031171715,23123.286684208921,null,26635.961600488805,7033.3523018184242,0,0,87195.329277325203,0,null,33669.313966656809,87195.328125,null,-43205.655524929338,10546.02746353341,68574.887813282854,null,0.4652249019557661,1.8081910740569311,0,1,0.43797498964005271,1.4560782249577238,0,1,4.6827747714500196,"PASS",1,null,"CcoTgs102",null,68574.887813282854,0,0.43797498964005271,"FAIL",0,1,null,null,1.9843985016116081,null,-795.99732043013853,"NO",0,null,13.708,11.574999999999999,12.50331411195598,0,0,0,null,-43373.164549639063,null,-5017.9173725192495,null,0,null,0,null,-795.99732043013853,null,-795.99732043013853,-0.52293195104389678,null,"CcoTgs102"]
[32,"CcoNgs102",0.9052147254347801,6403.4963126030007,0,4502.84619140625,0,0,72372.123300179897,0,18620.44031171715,0,0,null,76874.969672671621,18620.44031171715,23123.286684208921,null,26635.961600488805,7033.3523018184242,0,0,87195.329277325203,0,null,33669.313966656809,87195.328125,null,-43205.655524929338,10546.02746353341,68574.887813282854,null,0.4652249019557661,1.8081910740569311,0,1,0.43797498964005271,1.4560782249577238,0,1,4.6827747714500196,"PASS",1,null,"CcoNgs102",null,68574.887813282854,0,0.43797498964005271,"FAIL",0,1,null,null,1.9843985016116081,null,-795.99732043013853,"NO",0,null,13.708,11.574999999999999,12.50331411195598,0,0,0,null,-43373.164549639063,null,-5017.9173725192495,null,0,null,0,null,-795.99732043013853,null,-795.99732043013853,-0.52293195104389678,null,"CcoNgs102"]
[33,"CdaTgs102",1.1220338940620422,17691.01527970433,0,12440.0673828125,0,0,199943.32418186017,0,51442.907598561302,0,0,null,212383.39184820527,51442.907598561302,63882.975264906418,null,66287.450048554223,8717.9974538407369,0,0,240895.57130344605,0,null,75005.445452632557,240895.578125,null,-137377.94611204011,11122.470471258755,189452.67052643868,null,0.37513353226242607,1.4580327775782687,0,1,0.35316059744621187,1.174106958458051,0,1,4.6827753206495872,"PASS",1,null,"CdaTgs102",null,189452.67052643868,0,0.35316059744621187,"FAIL",0,1,null,null,1.9843985016116086,null,-2199.1112411883482,"NO",0,null,13.708,11.574999999999999,12.50331411195598,0,0,0,null,-137751.10753220244,null,-15936.666894077434,null,0,null,0,null,-2199.1112411883482,null,-2199.1112411883482,-0.52293195104389667,null,"CdaTgs102"]
[34,"CdaNgs102",1.1220338940620422,17691.01527970433,0,12440.0673828125,0,0,199943.32418186017,0,51442.907598561302,0,0,null,212383.39184820527,51442.907598561302,63882.975264906418,null,66287.450048554223,8717.9974538407369,0,0,240895.57130344605,0,null,75005.445452632557,240895.578125,null,-137377.94611204011,11122.470471258755,189452.67052643868,null,0.37513353226242607,1.4580327775782687,0,1,0.35316059744621187,1.174106958458051,0,1,4.6827753206495872,"PASS",1,null,"CdaNgs102",null,189452.67052643868,0,0.35316059744621187,"FAIL",0,1,null,null,1.9843985016116086,null,-2199.1112411883482,"NO",0,null,13.708,11.574999999999999,12.50331411195598,0,0,0,null,-137751.10753220244,null,-15936.666894077434,null,0,null,0,null,-2199.1112411883482,null,-2199.1112411883482,-0.52293195104389667,null,"CdaNgs102"]
[35,"CgrTgs102",0.9052147254347801,6403.4963126030007,0,4502.84619140625,0,0,72372.123300179897,0,18620.44031171715,0,0,null,76874.969672671621,18620.44031171715,23123.286684208921,null,26635.961600488805,7033.3523018184242,0,0,87195.329277325203,0,null,33669.313966656809,87195.328125,null,-43205.655524929338,10546.02746353341,68574.887813282854,null,0.4652249019557661,1.8081910740569311,0,1,0.43797498964005271,1.4560782249577238,0,1,4.6827747714500196,"PASS",1,null,"CgrTgs102",null,68574.887813282854,0,0.43797498964005271,"FAIL",0,1,null,null,1.9843985016116081,null,-795.99732043013853,"NO",0,null,13.708,11.574999999999999,12.50331411195598,0,0,0,null,-43373.164549639063,null,-5017.9173725192495,null,0,null,0,null,-795.99732043013853,null,-795.99732043013853,-0.52293195104389678,null,"CgrTgs102"]
[36,"CgrNgs102",0.9052147254347801,6403.4963126030007,0,4502.84619140625,0,0,72372.123300179897,0,18620.44031171715,0,0,null,76874.969672671621,18620.44031171715,23123.286684208921,null,26635.961600488805,7033.3523018184242,0,0,87195.329277325203,0,null,33669.313966656809,87195.328125,null,-43205.655524929338,10546.02746353341,68574.887813282854,null,0.4652249019557661,1.8081910740569311,0,1,0.43797498964005271,1.4560782249577238,0,1,4.6827747714500196,"PASS",1,null,"CgrNgs102",null,68574.887813282854,0,0.43797498964005271,"FAIL",0,1,null,null,1.9843985016116081,null,-795.99732043013853,"NO",0,null,13.708,11.574999999999999,12.50331411195598,0,0,0,null,-43373.164549639063,null,-5017.9173725192495,null,0,null,0,null,-795.99732043013853,null,-795.99732043013853,-0.52293195104389678,null,"CgrNgs102"]
[37,"CheTgs102",1.0177966177463531,8845.5076398521651,0,6220.03369140625,0,0,99971.662090930084,0,25721.453799280651,0,0,null,106191.69592410263,25721.453799280651,31941.487632453209,null,35603.496313853866,7908.09294531862,0,0,120447.78565172302,0,null,43511.589274198879,120447.7890625,null,-62680.106508137455,11570.101783511978,94726.335263219342,null,0.43523923043934731,1.6916457994071767,0,1,0.40974568636125397,1.362228020435349,0,1,4.6827753206495872,"PASS",1,null,"CheTgs102",null,94726.335263219342,0,0.40974568636125397,"FAIL",0,1,null,null,1.9843985016116086,null,-1099.5556205941741,"NO",0,null,13.708,11.574999999999999,12.50331411195598,0,0,0,null,-62896.582076665793,null,-7276.6157404396845,null,0,null,0,null,-1099.5556205941741,null,-1099.5556205941741,-0.52293195104389667,null,"CheTgs102"]
[38,"CheNgs102",1.0177966177463531,8845.5076398521651,0,6220.03369140625,0,0,99971.662090930084,0,25721.453799280651,0,0,null,106191.69592410263,25721.453799280651,31941.487632453209,null,35603.496313853866,7908.09294531862,0,0,120447.78565172302,0,null,43511.589274198879,120447.7890625,null,-62680.106508137455,11570.101783511978,94726.335263219342,null,0.43523923043934731,1.6916457994071767,0,1,0.40974568636125397,1.362228020435349,0,1,4.6827753206495872,"PASS",1,null,"CheNgs102",null,94726.335263219342,0,0.40974568636125397,"FAIL",0,1,null,null,1.9843985016116086,null,-1099.5556205941741,"NO",0,null,13.708,11.574999999999999,12.50331411195598,0,0,0,null,-62896.582076665793,null,-7276.6157404396845,null,0,null,0,null,-1099.5556205941741,null,-1099.5556205941741,-0.52293195104389667,null,"CheNgs102"]
[39,"ChoTgs102",0.9052147254347801,6403.4963126030007,0,4502.84619140625,0,0,72372.123300179897,0,18620.44031171715,0,0,null,76874.969672671621,18620.44031171715,23123.286684208921,null,26635.961600488805,7033.3523018184242,0,0,87195.329277325203,0,null,33669.313966656809,87195.328125,null,-43205.655524929338,10546.02746353341,68574.887813282854,null,0.4652249019557661,1.8081910740569311,0,1,0.43797498964005271,1.4560782249577238,0,1,4.6827747714500196,"PASS",1,null,"ChoTgs102",null,68574.887813282854,0,0.43797498964005271,"FAIL",0,1,null,null,1.9843985016116081,null,-795.99732043013853,"NO",0,null,13.708,11.574999999999999,12.50331411195598,0,0,0,null,-43373.164549639063,null,-5017.9173725192495,null,0,null,0,null,-795.99732043013853,null,-795.99732043013853,-0.52293195104389678,null,"ChoTgs102"]
[40,"ChoNgs102",0.9052147254347801,6403.4963126030007,0,4502.84619140625,0,0,72372.123300179897,0,18620.44031171715,0,0,null,76874.969672671621,18620.44031171715,23123.286684208921,null,26635.961600488805,7033.3523018184242,0,0,87195.329277325203,0,null,33669.313966656809,87195.328125,null,-43205.655524929338,10546.02746353341,68574.887813282854,null,0.4652249019557661,1.8081910740569311,0,1,0.43797498964005271,1.4560782249577238,0,1,4.6827747714500196,"PASS",1,null,"ChoNgs102",null,68574.887813282854,0,0.43797498964005271,"FAIL",0,1,null,null,1.9843985016116081,null,-795.99732043013853,"NO",0,null,13.708,11.574999999999999,12.50331411195598,0,0,0,null,-43373.164549639063,null,-5017.9173725192495,null,0,null,0,null,-795.99732043013853,null,-795.99732043013853,-0.52293195104389678,null,"ChoNgs102"]
[41,"CinTgs102",1.1220338940620422,17691.01527970433,0,12440.0673828125,0,0,199943.32418186017,0,51442.907598561302,0,0,null,212383.39184820527,51442.907598561302,63882.975264906418,null,66287.450048554223,8717.9974538407369,0,0,240895.57130344605,0,null,75005.445452632557,240895.578125,null,-137377.94611204011,11122.470471258755,189452.67052643868,null,0.37513353226242607,1.4580327775782687,0,1,0.35316059744621187,1.174106958458051,0,1,4.6827753206495872,"PASS",1,null,"CinTgs102",null,189452.67052643868,0,0.35316059744621187,"FAIL",0,1,null,null,1.9843985016116086,null,-2199.1112411883482,"NO",0,null,13.708,11.574999999999999,12.50331411195598,0,0,0,null,-137751.10753220244,null,-15936.666894077434,null,0,null,0,null,-2199.1112411883482,null,-2199.1112411883482,-0.52293195104389667,null,"CinTgs102"]
[42,"CinNgs102",1.1220338940620422,17691.01527970433,0,12440.0673828125,0,0,199943.32418186017,0,51442.907598561302,0,0,null,212383.39184820527,51442.907598561302,63882.975264906418,null,66287.450048554223,8717.9974538407369,0,0,240895.57130344605,0,null,75005.445452632557,240895.578125,null,-137377.94611204011,11122.470471258755,189452.67052643868,null,0.37513353226242607,1.4580327775782687,0,1,0.35316059744621187,1.174106958458051,0,1,4.6827753206495872,"PASS",1,null,"CinNgs102",null,189452.67052643868,0,0.35316059744621187,"FAIL",0,1,null,null,1.9843985016116086,null,-2199.1112411883482,"NO",0,null,13.708,11.574999999999999,12.50331411195598,0,0,0,null,-137751.10753220244,null,-15936.666894077434,null,0,null,0,null,-2199.1112411883482,null,-2199.1112411883482,-0.52293195104389667,null,"CinNgs102"]
[43,"CloTgs102",0.91675824224948865,5734.9993971988097,0,4032.76904296875,0,0,64816.791208834358,0,16676.548215877232,0,0,null,68849.560241485713,16676.548215877232,20709.31724852858,null,24688.062687116864,7123.0433091325294,0,0,78092.519528716119,0,null,31811.107300598378,78092.515625,null,-37038.45295120473,11101.790041752396,61415.967409122764,null,0.4907849757342293,1.9075354736966488,0,1,0.46203791548204221,1.5360770663267649,0,1,4.6827745534684748,"PASS",1,null,"CloTgs102",null,61415.967409122764,0,0.46203791548204221,"FAIL",0,1,null,null,1.9843985016116084,null,-712.89869906655247,"NO",0,null,13.708,11.574999999999999,12.50331411195598,0,0,0,null,-37196.717166630595,null,-4303.3533570626651,null,0,null,0,null,-712.89869906655247,null,-712.89869906655247,-0.52293195104389667,null,"CloTgs102"]
[44,"CloNgs102",0.91675824224948865,5734.9993971988097,0,4032.76904296875,0,0,64816.791208834358,0,16676.548215877232,0,0,null,68849.560241485713,16676.548215877232,20709.31724852858,null,24688.062687116864,7123.0433091325294,0,0,78092.519528716119,0,null,31811.107300598378,78092.515625,null,-37038.45295120473,11101.790041752396,61415.967409122764,null,0.4907849757342293,1.9075354736966488,0,1,0.46203791548204221,1.5360770663267649,0,1,4.6827745534684748,"PASS",1,null,"CloNgs102",null,61415.967409122764,0,0.46203791548204221,"FAIL",0,1,null,null,1.9843985016116084,null,-712.89869906655247,"NO",0,null,13.708,11.574999999999999,12.50331411195598,0,0,0,null,-37196.717166630595,null,-4303.3533570626651,null,0,null,0,null,-712.89869906655247,null,-712.89869906655247,-0.52293195104389667,null,"CloNgs102"]
[45,"CmiTgs102",1.1220338940620422,17691.01527970433,0,12440.0673828125,0,0,199943.32418186017,0,51442.907598561302,0,0,null,212383.39184820527,51442.907598561302,63882.975264906418,null,66287.450048554223,8717.9974538407369,0,0,240895.57130344605,0,null,75005.445452632557,240895.578125,null,-137377.94611204011,11122.470471258755,189452.67052643868,null,0.37513353226242607,1.4580327775782687,0,1,0.35316059744621187,1.174106958458051,0,1,4.6827753206495872,"PASS",1,null,"CmiTgs102",null,189452.67052643868,0,0.35316059744621187,"FAIL",0,1,null,null,1.9843985016116086,null,-2199.1112411883482,"NO",0,null,13.708,11.574999999999999,12.50331411195598,0,0,0,null,-137751.10753220244,null,-15936.666894077434,null,0,null,0,null,-2199.1112411883482,null,-2199.1112411883482,-0.52293195104389667,null,"CmiTgs102"]
[46,"CmiNgs102",1.1220338940620422,17691.01527970433,0,12440.0673828125,0,0,199943.32418186017,0,51442.907598561302,0,0,null,212383.39184820527,51442.907598561302,63882.975264906418,null,66287.450048554223,8717.9974538407369,0,0,240895.57130344605,0,null,75005.445452632557,240895.578125,null,-137377.94611204011,11122.470471258755,189452.67052643868,null,0.37513353226242607,1.4580327775782687,0,1,0.35316059744621187,1.174106958458051,0,1,4.6827753206495872,"PASS",1,null,"CmiNgs102",null,189452.67052643868,0,0.35316059744621187,"FAIL",0,1,null,null,1.9843985016116086,null,-2199.1112411883482,"NO",0,null,13.708,11.574999999999999,12.50331411195598,0,0,0,null,-137751.10753220244,null,-15936.666894077434,null,0,null,0,null,-2199.1112411883482,null,-2199.1112411883482,-0.52293195104389667,null,"CmiNgs102"]
[47,"CofTgs102",1.1220338940620422,17691.01527970433,0,12440.0673828125,0,0,199943.32418186017,0,51442.907598561302,0,0,null,212383.39184820527,51442.907598561302,63882.975264906418,null,66287.450048554223,8717.9974538407369,0,0,240895.57130344605,0,null,75005.445452632557,240895.578125,null,-137377.94611204011,11122.470471258755,189452.67052643868,null,0.37513353226242607,1.4580327775782687,0,1,0.35316059744621187,1.174106958458051,0,1,4.6827753206495872,"PASS",1,null,"CofTgs102",null,189452.67052643868,0,0.35316059744621187,"FAIL",0,1,null,null,1.9843985016116086,null,-2199.1112411883482,"NO",0,null,13.708,11.574999999999999,12.50331411195598,0,0,0,null,-137751.10753220244,null,-15936.666894077434,null,0,null,0,null,-2199.1112411883482,null,-2199.1112411883482,-0.52293195104389667,null,"CofTgs102"]
[48,"CofNgs102",1.1220338940620422,17691.01527970433,0,12440.0673828125,0,0,199943.32418186017,0,51442.907598561302,0,0,null,212383.39184820527,51442.907598561302,63882.975264906418,null,66287.450048554223,8717.9974538407369,0,0,240895.57130344605,0,null,75005.445452632557,240895.578125,null,-137377.94611204011,11122.470471258755,189452.67052643868,null,0.37513353226242607,1.4580327775782687,0,1,0.35316059744621187,1.174106958458051,0,1,4.6827753206495872,"PASS",1,null,"CofNgs102",null,189452.67052643868,0,0.35316059744621187,"FAIL",0,1,null,null,1.9843985016116086,null,-2199.1112411883482,"NO",0,null,13.708,11.574999999999999,12.50331411195598,0,0,0,null,-137751.10753220244,null,-15936.666894077434,null,0,null,0,null,-2199.1112411883482,null,-2199.1112411883482,-0.52293195104389667,null,"CofNgs102"]
[49,"CreTgs102",0.92931937575340273,5464.7639008907254,0,3842.74365234375,0,0,61762.597733247916,0,15890.7414502868,0,0,null,65605.341291186371,15890.7414502868,19733.485008225231,null,23938.319681338624,7220.6410113802185,0,0,74412.768353310763,0,null,31158.961895514563,74412.765625,null,-34446.379490077095,11425.476792884016,58522.024174713202,null,0.50449565010347897,1.9608249239340685,0,1,0.4749455034824,1.5789893033826528,0,1,4.6827749263806053,"PASS",1,null,"CreTgs102",null,58522.024174713202,0,0.4749455034824,"FAIL",0,1,null,null,1.9843985016116084,null,-679.30661377022273,"NO",0,null,13.708,11.574999999999999,12.50331411195598,0,0,0,null,-34601.399201000051,null,-4003.0964760586435,null,0,null,0,null,-679.30661377022273,null,-679.30661377022273,-0.52293195104389667,null,"CreTgs102"]
[50,"CreNgs102",0.92931937575340273,5464.7639008907254,0,3842.74365234375,0,0,61762.597733247916,0,15890.7414502868,0,0,null,65605.341291186371,15890.7414502868,19733.485008225231,null,23938.319681338624,7220.6410113802185,0,0,74412.768353310763,0,null,31158.961895514563,74412.765625,null,-34446.379490077095,11425.476792884016,58522.024174713202,null,0.50449565010347897,1.9608249239340685,0,1,0.4749455034824,1.5789893033826528,0,1,4.6827749263806053,"PASS",1,null,"CreNgs102",null,58522.024174713202,0,0.4749455034824,"FAIL",0,1,null,null,1.9843985016116084,null,-679.30661377022273,"NO",0,null,13.708,11.574999999999999,12.50331411195598,0,0,0,null,-34601.399201000051,null,-4003.0964760586435,null,0,null,0,null,-679.30661377022273,null,-679.30661377022273,-0.52293195104389667,null,"CreNgs102"]
[51,"CrtTgs102",0.9052147254347801,6403.4963126030007,0,4502.84619140625,0,0,72372.123300179897,0,18620.44031171715,0,0,null,76874.969672671621,18620.44031171715,23123.286684208921,null,26635.961600488805,7033.3523018184242,0,0,87195.329277325203,0,null,33669.313966656809,87195.328125,null,-43205.655524929338,10546.02746353341,68574.887813282854,null,0.4652249019557661,1.8081910740569311,0,1,0.43797498964005271,1.4560782249577238,0,1,4.6827747714500196,"PASS",1,null,"CrtTgs102",null,68574.887813282854,0,0.43797498964005271,"FAIL",0,1,null,null,1.9843985016116081,null,-795.99732043013853,"NO",0,null,13.708,11.574999999999999,12.50331411195598,0,0,0,null,-43373.164549639063,null,-5017.9173725192495,null,0,null,0,null,-795.99732043013853,null,-795.99732043013853,-0.52293195104389678,null,"CrtTgs102"]
[52,"CrtNgs102",0.9052147254347801,6403.4963126030007,0,4502.84619140625,0,0,72372.123300179897,0,18620.44031171715,0,0,null,76874.969672671621,18620.44031171715,23123.286684208921,null,26635.961600488805,7033.3523018184242,0,0,87195.329277325203,0,null,33669.313966656809,87195.328125,null,-43205.655524929338,10546.02746353341,68574.887813282854,null,0.4652249019557661,1.8081910740569311,0,1,0.43797498964005271,1.4560782249577238,0,1,4.6827747714500196,"PASS",1,null,"CrtNgs102",null,68574.887813282854,0,0.43797498964005271,"FAIL",0,1,null,null,1.9843985016116081,null,-795.99732043013853,"NO",0,null,13.708,11.574999999999999,12.50331411195598,0,0,0,null,-43373.164549639063,null,-5017.9173725192495,null,0,null,0,null,-795.99732043013853,null,-795.99732043013853,-0.52293195104389678,null,"CrtNgs102"]
[53,"CscTgs102",1.1220338940620422,17691.01527970433,0,12440.0673828125,0,0,199943.32418186017,0,51442.907598561302,0,0,null,212383.39184820527,51442.907598561302,63882.975264906418,null,66287.450048554223,8717.9974538407369,0,0,240895.57130344605,0,null,75005.445452632557,240895.578125,null,-137377.94611204011,11122.470471258755,189452.67052643868,null,0.37513353226242607,1.4580327775782687,0,1,0.35316059744621187,1.174106958458051,0,1,4.6827753206495872,"PASS",1,null,"CscTgs102",null,189452.67052643868,0,0.35316059744621187,"FAIL",0,1,null,null,1.9843985016116086,null,-2199.1112411883482,"NO",0,null,13.708,11.574999999999999,12.50331411195598,0,0,0,null,-137751.10753220244,null,-15936.666894077434,null,0,null,0,null,-2199.1112411883482,null,-2199.1112411883482,-0.52293195104389667,null,"CscTgs102"]
[54,"CscNgs102",1.1220338940620422,17691.01527970433,0,12440.0673828125,0,0,199943.32418186017,0,51442.907598561302,0,0,null,212383.39184820527,51442.907598561302,63882.975264906418,null,66287.450048554223,8717.9974538407369,0,0,240895.57130344605,0,null,75005.445452632557,240895.578125,null,-137377.94611204011,11122.470471258755,189452.67052643868,null,0.37513353226242607,1.4580327775782687,0,1,0.35316059744621187,1.174106958458051,0,1,4.6827753206495872,"PASS",1,null,"CscNgs102",null,189452.67052643868,0,0.35316059744621187,"FAIL",0,1,null,null,1.9843985016116086,null,-2199.1112411883482,"NO",0,null,13.708,11.574999999999999,12.50331411195598,0,0,0,null,-137751.10753220244,null,-15936.666894077434,null,0,null,0,null,-2199.1112411883482,null,-2199.1112411883482,-0.52293195104389667,null,"CscNgs102"]
[55,"CwaTgs102",1.1220338940620422,17691.01527970433,0,12440.0673828125,0,0,199943.32418186017,0,51442.907598561302,0,0,null,212383.39184820527,51442.907598561302,63882.975264906418,null,66287.450048554223,8717.9974538407369,0,0,240895.57130344605,0,null,75005.445452632557,240895.578125,null,-137377.94611204011,11122.470471258755,189452.67052643868,null,0.37513353226242607,1.4580327775782687,0,1,0.35316059744621187,1.174106958458051,0,1,4.6827753206495872,"PASS",1,null,"CwaTgs102",null,189452.67052643868,0,0.35316059744621187,"FAIL",0,1,null,null,1.9843985016116086,null,-2199.1112411883482,"NO",0,null,13.708,11.574999999999999,12.50331411195598,0,0,0,null,-137751.10753220244,null,-15936.666894077434,null,0,null,0,null,-2199.1112411883482,null,-2199.1112411883482,-0.52293195104389667,null,"CwaTgs102"]
[56,"CwaNgs102",1.1220338940620422,17691.01527970433,0,12440.0673828125,0,0,199943.32418186017,0,51442.907598561302,0,0,null,212383.39184820527,51442.907598561302,63882.975264906418,null,66287.450048554223,8717.9974538407369,0,0,240895.57130344605,0,null,75005.445452632557,240895.578125,null,-137377.94611204011,11122.470471258755,189452.67052643868,null,0.37513353226242607,1.4580327775782687,0,1,0.35316059744621187,1.174106958458051,0,1,4.6827753206495872,"PASS",1,null,"CwaNgs102",null,189452.67052643868,0,0.35316059744621187,"FAIL",0,1,null,null,1.9843985016116086,null,-2199.1112411883482,"NO",0,null,13.708,11.574999999999999,12.50331411195598,0,0,0,null,-137751.10753220244,null,-15936.666894077434,null,0,null,0,null,-2199.1112411883482,null,-2199.1112411883482,-0.52293195104389667,null,"CwaNgs102"]
[57,"CasTgs103",1.0784503221511841,8394.7524427557109,0,5596.64208984375,0,0,94877.240370368439,0,8647.1600158647252,0,0,null,100473.88231370582,8647.1600158647252,14243.801959202116,null,34311.375185161982,8379.3610980595458,0,0,114309.9281570704,0,null,42690.735241578994,114309.9296875,null,-57783.147218633196,28446.933135870517,105662.76967163528,null,0.44995759862880602,4.9369660285290644,0,1,0.42489385496260274,2.9971446475284762,0,1,13.219360978376539,"PASS",1,null,"CasTgs103",null,105662.76967163528,0,0.42489385496260274,"FAIL",0,1,null,null,0.74143330637446436,null,-2293.4580964276056,"NO",0,null,13.708,11.574999999999999,12.50331411195598,0,0,0,null,-57995.53893625299,null,-7028.7855472481442,null,0,null,0,null,-2293.4580964276056,null,-2293.4580964276056,-3.0760293012540014,null,"CasTgs103"]
[58,"CasNgs103",1.0784503221511841,8394.7524427557109,0,5596.64208984375,0,0,94877.240370368439,0,8647.1600158647252,0,0,null,100473.88231370582,8647.1600158647252,14243.801959202116,null,34311.375185161982,8379.3610980595458,0,0,114309.9281570704,0,null,42690.735241578994,114309.9296875,null,-57783.147218633196,28446.933135870517,105662.76967163528,null,0.44995759862880602,4.9369660285290644,0,1,0.42489385496260274,2.9971446475284762,0,1,13.219360978376539,"PASS",1,null,"CasNgs103",null,105662.76967163528,0,0.42489385496260274,"FAIL",0,1,null,null,0.74143330637446436,null,-2293.4580964276056,"NO",0,null,13.708,11.574999999999999,12.50331411195598,0,0,0,null,-57995.53893625299,null,-7028.7855472481442,null,0,null,0,null,-2293.4580964276056,null,-2293.4580964276056,-3.0760293012540014,null,"CasNgs103"]
[59,"CcoTgs103",1.0321723639965057,11382.752269010738,0,7588.69189453125,0,0,128647.5248040516,0,11725.001498230888,0,0,null,136236.21671728077,11725.001498230888,19313.693411460077,null,44325.244588227877,8019.7898556072905,0,0,154997.01783620671,0,null,52345.034775454697,154997.015625,null,-83891.18192312817,33031.341382692561,143272.01412676912,null,0.40688722814670236,4.4643947195531455,0,1,0.38422261013946074,2.7102550356873301,0,1,13.219359984592456,"PASS",1,null,"CcoTgs103",null,143272.01412676912,0,0.38422261013946074,"FAIL",0,1,null,null,0.74143330637446436,null,-3109.7838630433107,"NO",0,null,13.708,11.574999999999999,12.50331411195598,0,0,0,null,-84151.604981712517,null,-10198.777280496306,null,0,null,0,null,-3109.7838630433107,null,-3109.7838630433107,-3.0760293012540019,null,"CcoTgs103"]
[60,"CcoNgs103",1.0321723639965057,11382.752269010738,0,7588.69189453125,0,0,128647.5248040516,0,11725.001498230888,0,0,null,136236.21671728077,11725.001498230888,19313.693411460077,null,44325.244588227877,8019.7898556072905,0,0,154997.01783620671,0,null,52345.034775454697,154997.015625,null,-83891.18192312817,33031.341382692561,143272.01412676912,null,0.40688722814670236,4.4643947195531455,0,1,0.38422261013946074,2.7102550356873301,0,1,13.219359984592456,"PASS",1,null,"CcoNgs103",null,143272.01412676912,0,0.38422261013946074,"FAIL",0,1,null,null,0.74143330637446436,null,-3109.7838630433107,"NO",0,null,13.708,11.574999999999999,12.50331411195598,0,0,0,null,-84151.604981712517,null,-10198.777280496306,null,0,null,0,null,-3109.7838630433107,null,-3109.7838630433107,-3.0760293012540019,null,"CcoNgs103"]
[61,"CdaTgs103",1.0321723639965057,11382.752269010738,0,7588.69189453125,0,0,128647.5248040516,0,11725.001498230888,0,0,null,136236.21671728077,11725.001498230888,19313.693411460077,null,44325.244588227877,8019.7898556072905,0,0,154997.01783620671,0,null,52345.034775454697,154997.015625,null,-83891.18192312817,33031.341382692561,143272.01412676912,null,0.40688722814670236,4.4643947195531455,0,1,0.38422261013946074,2.7102550356873301,0,1,13.219359984592456,"PASS",1,null,"CdaTgs103",null,143272.01412676912,0,0.38422261013946074,"FAIL",0,1,null,null,0.74143330637446436,null,-3109.7838630433107,"NO",0,null,13.708,11.574999999999999,12.50331411195598,0,0,0,null,-84151.604981712517,null,-10198.777280496306,null,0,null,0,null,-3109.7838630433107,null,-3109.7838630433107,-3.0760293012540019,null,"CdaTgs103"]
[62,"CdaNgs103",1.0321723639965057,11382.752269010738,0,7588.69189453125,0,0,128647.5248040516,0,11725.001498230888,0,0,null,136236.21671728077,11725.001498230888,19313.693411460077,null,44325.244588227877,8019.7898556072905,0,0,154997.01783620671,0,null,52345.034775454697,154997.015625,null,-83891.18192312817,33031.341382692561,143272.01412676912,null,0.40688722814670236,4.4643947195531455,0,1,0.38422261013946074,2.7102550356873301,0,1,13.219359984592456,"PASS",1,null,"CdaNgs103",null,143272.01412676912,0,0.38422261013946074,"FAIL",0,1,null,null,0.74143330637446436,null,-3109.7838630433107,"NO",0,null,13.708,11.574999999999999,12.50331411195598,0,0,0,null,-84151.604981712517,null,-10198.777280496306,null,0,null,0,null,-3109.7838630433107,null,-3109.7838630433107,-3.0760293012540019,null,"CdaNgs103"]
[63,"CgrTgs103",1.0784503221511841,8394.7524427557109,0,5596.64208984375,0,0,94877.240370368439,0,8647.1600158647252,0,0,null,100473.88231370582,8647.1600158647252,14243.801959202116,null,34311.375185161982,8379.3610980595458,0,0,114309.9281570704,0,null,42690.735241578994,114309.9296875,null,-57783.147218633196,28446.933135870517,105662.76967163528,null,0.44995759862880602,4.9369660285290644,0,1,0.42489385496260274,2.9971446475284762,0,1,13.219360978376539,"PASS",1,null,"CgrTgs103",null,105662.76967163528,0,0.42489385496260274,"FAIL",0,1,null,null,0.74143330637446436,null,-2293.4580964276056,"NO",0,null,13.708,11.574999999999999,12.50331411195598,0,0,0,null,-57995.53893625299,null,-7028.7855472481442,null,0,null,0,null,-2293.4580964276056,null,-2293.4580964276056,-3.0760293012540014,null,"CgrTgs103"]
[64,"CgrNgs103",1.0784503221511841,8394.7524427557109,0,5596.64208984375,0,0,94877.240370368439,0,8647.1600158647252,0,0,null,100473.88231370582,8647.1600158647252,14243.801959202116,null,34311.375185161982,8379.3610980595458,0,0,114309.9281570704,0,null,42690.735241578994,114309.9296875,null,-57783.147218633196,28446.933135870517,105662.76967163528,null,0.44995759862880602,4.9369660285290644,0,1,0.42489385496260274,2.9971446475284762,0,1,13.219360978376539,"PASS",1,null,"CgrNgs103",null,105662.76967163528,0,0.42489385496260274,"FAIL",0,1,null,null,0.74143330637446436,null,-2293.4580964276056,"NO",0,null,13.708,11.574999999999999,12.50331411195598,0,0,0,null,-57995.53893625299,null,-7028.7855472481442,null,0,null,0,null,-2293.4580964276056,null,-2293.4580964276056,-3.0760293012540014,null,"CgrNgs103"]
[65,"CheTgs103",1.0321723639965057,11382.752269010738,0,7588.69189453125,0,0,128647.5248040516,0,11725.001498230888,0,0,null,136236.21671728077,11725.001498230888,19313.693411460077,null,44325.244588227877,8019.7898556072905,0,0,154997.01783620671,0,null,52345.034775454697,154997.015625,null,-83891.18192312817,33031.341382692561,143272.01412676912,null,0.40688722814670236,4.4643947195531455,0,1,0.38422261013946074,2.7102550356873301,0,1,13.219359984592456,"PASS",1,null,"CheTgs103",null,143272.01412676912,0,0.38422261013946074,"FAIL",0,1,null,null,0.74143330637446436,null,-3109.7838630433107,"NO",0,null,13.708,11.574999999999999,12.50331411195598,0,0,0,null,-84151.604981712517,null,-10198.777280496306,null,0,null,0,null,-3109.7838630433107,null,-3109.7838630433107,-3.0760293012540019,null,"CheTgs103"]
[66,"CheNgs103",1.0321723639965057,11382.752269010738,0,7588.69189453125,0,0,128647.5248040516,0,11725.001498230888,0,0,null,136236.21671728077,11725.001498230888,19313.693411460077,null,44325.244588227877,8019.7898556072905,0,0,154997.01783620671,0,null,52345.034775454697,154997.015625,null,-83891.18192312817,33031.341382692561,143272.01412676912,null,0.40688722814670236,4.4643947195531455,0,1,0.38422261013946074,2.7102550356873301,0,1,13.219359984592456,"PASS",1,null,"CheNgs103",null,143272.01412676912,0,0.38422261013946074,"FAIL",0,1,null,null,0.74143330637446436,null,-3109.7838630433107,"NO",0,null,13.708,11.574999999999999,12.50331411195598,0,0,0,null,-84151.604981712517,null,-10198.777280496306,null,0,null,0,null,-3109.7838630433107,null,-3109.7838630433107,-3.0760293012540019,null,"CheNgs103"]
[67,"ChoTgs103",1.0321723639965057,11382.752269010738,0,7588.69189453125,0,0,128647.5248040516,0,11725.001498230888,0,0,null,136236.21671728077,11725.001498230888,19313.693411460077,null,44325.244588227877,8019.7898556072905,0,0,154997.01783620671,0,null,52345.034775454697,154997.015625,null,-83891.18192312817,33031.341382692561,143272.01412676912,null,0.40688722814670236,4.4643947195531455,0,1,0.38422261013946074,2.7102550356873301,0,1,13.219359984592456,"PASS",1,null,"ChoTgs103",null,143272.01412676912,0,0.38422261013946074,"FAIL",0,1,null,null,0.74143330637446436,null,-3109.7838630433107,"NO",0,null,13.708,11.574999999999999,12.50331411195598,0,0,0,null,-84151.604981712517,null,-10198.777280496306,null,0,null,0,null,-3109.7838630433107,null,-3109.7838630433107,-3.0760293012540019,null,"ChoTgs103"]
[68,"ChoNgs103",1.0321723639965057,11382.752269010738,0,7588.69189453125,0,0,128647.5248040516,0,11725.001498230888,0,0,null,136236.21671728077,11725.001498230888,19313.693411460077,null,44325.244588227877,8019.7898556072905,0,0,154997.01783620671,0,null,52345.034775454697,154997.015625,null,-83891.18192312817,33031.341382692561,143272.01412676912,null,0.40688722814670236,4.4643947195531455,0,1,0.38422261013946074,2.7102550356873301,0,1,13.219359984592456,"PASS",1,null,"ChoNgs103",null,143272.01412676912,0,0.38422261013946074,"FAIL",0,1,null,null,0.74143330637446436,null,-3109.7838630433107,"NO",0,null,13.708,11.574999999999999,12.50331411195598,0,0,0,null,-84151.604981712517,null,-10198.777280496306,null,0,null,0,null,-3109.7838630433107,null,-3109.7838630433107,-3.0760293012540019,null,"ChoNgs103"]
[69,"CinTgs103",1.0321723639965057,11382.752269010738,0,7588.69189453125,0,0,128647.5248040516,0,11725.001498230888,0,0,null,136236.21671728077,11725.001498230888,19313.693411460077,null,44325.244588227877,8019.7898556072905,0,0,154997.01783620671,0,null,52345.034775454697,154997.015625,null,-83891.18192312817,33031.341382692561,143272.01412676912,null,0.40688722814670236,4.4643947195531455,0,1,0.38422261013946074,2.7102550356873301,0,1,13.219359984592456,"PASS",1,null,"CinTgs103",null,143272.01412676912,0,0.38422261013946074,"FAIL",0,1,null,null,0.74143330637446436,null,-3109.7838630433107,"NO",0,null,13.708,11.574999999999999,12.50331411195598,0,0,0,null,-84151.604981712517,null,-10198.777280496306,null,0,null,0,null,-3109.7838630433107,null,-3109.7838630433107,-3.0760293012540019,null,"CinTgs103"]
[70,"CinNgs103",1.0321723639965057,11382.752269010738,0,7588.69189453125,0,0,128647.5248040516,0,11725.001498230888,0,0,null,136236.21671728077,11725.001498230888,19313.693411460077,null,44325.244588227877,8019.7898556072905,0,0,154997.01783620671,0,null,52345.034775454697,154997.015625,null,-83891.18192312817,33031.341382692561,143272.01412676912,null,0.40688722814670236,4.4643947195531455,0,1,0.38422261013946074,2.7102550356873301,0,1,13.219359984592456,"PASS",1,null,"CinNgs103",null,143272.01412676912,0,0.38422261013946074,"FAIL",0,1,null,null,0.74143330637446436,null,-3109.7838630433107,"NO",0,null,13.708,11.574999999999999,12.50331411195598,0,0,0,null,-84151.604981712517,null,-10198.777280496306,null,0,null,0,null,-3109.7838630433107,null,-3109.7838630433107,-3.0760293012540019,null,"CinNgs103"]
[71,"CloTgs103",1.4514417409896851,26526.160649104328,0,17684.55078125,0,0,299797.87220287841,0,27323.72979586013,0,0,null,317482.42230068386,27323.72979586013,45008.279893665385,null,98145.716956326098,11277.435975250995,0,0,361202.25566611881,0,null,109423.1529596319,361202.25,null,-208059.27002449651,64414.872382521775,333878.52020413987,null,0.36498975845159887,4.004693128542459,0,1,0.34465893239419487,2.4311782533474799,0,1,13.219361071808228,"PASS",1,null,"CloTgs103",null,333878.52020413987,0,0.34465893239419487,"FAIL",0,1,null,null,0.74143330637446436,null,-7246.984167627912,"NO",0,null,13.708,11.574999999999999,12.50331411195598,0,0,0,null,-208603.66382031556,null,-25281.779327456246,null,0,null,0,null,-7246.984167627912,null,-7246.984167627912,-3.0760293012540014,null,"CloTgs103"]
[72,"CloNgs103",1.4514417409896851,26526.160649104328,0,17684.55078125,0,0,299797.87220287841,0,27323.72979586013,0,0,null,317482.42230068386,27323.72979586013,45008.279893665385,null,98145.716956326098,11277.435975250995,0,0,361202.25566611881,0,null,109423.1529596319,361202.25,null,-208059.27002449651,64414.872382521775,333878.52020413987,null,0.36498975845159887,4.004693128542459,0,1,0.34465893239419487,2.4311782533474799,0,1,13.219361071808228,"PASS",1,null,"CloNgs103",null,333878.52020413987,0,0.34465893239419487,"FAIL",0,1,null,null,0.74143330637446436,null,-7246.984167627912,"NO",0,null,13.708,11.574999999999999,12.50331411195598,0,0,0,null,-208603.66382031556,null,-25281.779327456246,null,0,null,0,null,-7246.984167627912,null,-7246.984167627912,-3.0760293012540014,null,"CloNgs103"]
[73,"CmiTgs103",1.0784503221511841,8394.7524427557109,0,5596.64208984375,0,0,94877.240370368439,0,8647.1600158647252,0,0,null,100473.88231370582,8647.1600158647252,14243.801959202116,null,34311.375185161982,8379.3610980595458,0,0,114309.9281570704,0,null,42690.735241578994,114309.9296875,null,-57783.147218633196,28446.933135870517,105662.76967163528,null,0.44995759862880602,4.9369660285290644,0,1,0.42489385496260274,2.9971446475284762,0,1,13.219360978376539,"PASS",1,null,"CmiTgs103",null,105662.76967163528,0,0.42489385496260274,"FAIL",0,1,null,null,0.74143330637446436,null,-2293.4580964276056,"NO",0,null,13.708,11.574999999999999,12.50331411195598,0,0,0,null,-57995.53893625299,null,-7028.7855472481442,null,0,null,0,null,-2293.4580964276056,null,-2293.4580964276056,-3.0760293012540014,null,"CmiTgs103"]
[74,"CmiNgs103",1.0784503221511841,8394.7524427557109,0,5596.64208984375,0,0,94877.240370368439,0,8647.1600158647252,0,0,null,100473.88231370582,8647.1600158647252,14243.801959202116,null,34311.375185161982,8379.3610980595458,0,0,114309.9281570704,0,null,42690.735241578994,114309.9296875,null,-57783.147218633196,28446.933135870517,105662.76967163528,null,0.44995759862880602,4.9369660285290644,0,1,0.42489385496260274,2.9971446475284762,0,1,13.219360978376539,"PASS",1,null,"CmiNgs103",null,105662.76967163528,0,0.42489385496260274,"FAIL",0,1,null,null,0.74143330637446436,null,-2293.4580964276056,"NO",0,null,13.708,11.574999999999999,12.50331411195598,0,0,0,null,-57995.53893625299,null,-7028.7855472481442,null,0,null,0,null,-2293.4580964276056,null,-2293.4580964276056,-3.0760293012540014,null,"CmiNgs103"]
[75,"CofTgs103",1.0784503221511841,8394.7524427557109,0,5596.64208984375,0,0,94877.240370368439,0,8647.1600158647252,0,0,null,100473.88231370582,8647.1600158647252,14243.801959202116,null,34311.375185161982,8379.3610980595458,0,0,114309.9281570704,0,null,42690.735241578994,114309.9296875,null,-57783.147218633196,28446.933135870517,105662.76967163528,null,0.44995759862880602,4.9369660285290644,0,1,0.42489385496260274,2.9971446475284762,0,1,13.219360978376539,"PASS",1,null,"CofTgs103",null,105662.76967163528,0,0.42489385496260274,"FAIL",0,1,null,null,0.74143330637446436,null,-2293.4580964276056,"NO",0,null,13.708,11.574999999999999,12.50331411195598,0,0,0,null,-57995.53893625299,null,-7028.7855472481442,null,0,null,0,null,-2293.4580964276056,null,-2293.4580964276056,-3.0760293012540014,null,"CofTgs103"]
[76,"CofNgs103",1.0784503221511841,8394.7524427557109,0,5596.64208984375,0,0,94877.240370368439,0,8647.1600158647252,0,0,null,100473.88231370582,8647.1600158647252,14243.801959202116,null,34311.375185161982,8379.3610980595458,0,0,114309.9281570704,0,null,42690.735241578994,114309.9296875,null,-57783.147218633196,28446.933135870517,105662.76967163528,null,0.44995759862880602,4.9369660285290644,0,1,0.42489385496260274,2.9971446475284762,0,1,13.219360978376539,"PASS",1,null,"CofNgs103",null,105662.76967163528,0,0.42489385496260274,"FAIL",0,1,null,null,0.74143330637446436,null,-2293.4580964276056,"NO",0,null,13.708,11.574999999999999,12.50331411195598,0,0,0,null,-57995.53893625299,null,-7028.7855472481442,null,0,null,0,null,-2293.4580964276056,null,-2293.4580964276056,-3.0760293012540014,null,"CofNgs103"]
[77,"CreTgs103",1.0784503221511841,8394.7524427557109,0,5596.64208984375,0,0,94877.240370368439,0,8647.1600158647252,0,0,null,100473.88231370582,8647.1600158647252,14243.801959202116,null,34311.375185161982,8379.3610980595458,0,0,114309.9281570704,0,null,42690.735241578994,114309.9296875,null,-57783.147218633196,28446.933135870517,105662.76967163528,null,0.44995759862880602,4.9369660285290644,0,1,0.42489385496260274,2.9971446475284762,0,1,13.219360978376539,"PASS",1,null,"CreTgs103",null,105662.76967163528,0,0.42489385496260274,"FAIL",0,1,null,null,0.74143330637446436,null,-2293.4580964276056,"NO",0,null,13.708,11.574999999999999,12.50331411195598,0,0,0,null,-57995.53893625299,null,-7028.7855472481442,null,0,null,0,null,-2293.4580964276056,null,-2293.4580964276056,-3.0760293012540014,null,"CreTgs103"]
[78,"CreNgs103",1.0784503221511841,8394.7524427557109,0,5596.64208984375,0,0,94877.240370368439,0,8647.1600158647252,0,0,null,100473.88231370582,8647.1600158647252,14243.801959202116,null,34311.375185161982,8379.3610980595458,0,0,114309.9281570704,0,null,42690.735241578994,114309.9296875,null,-57783.147218633196,28446.933135870517,105662.76967163528,null,0.44995759862880602,4.9369660285290644,0,1,0.42489385496260274,2.9971446475284762,0,1,13.219360978376539,"PASS",1,null,"CreNgs103",null,105662.76967163528,0,0.42489385496260274,"FAIL",0,1,null,null,0.74143330637446436,null,-2293.4580964276056,"NO",0,null,13.708,11.574999999999999,12.50331411195598,0,0,0,null,-57995.53893625299,null,-7028.7855472481442,null,0,null,0,null,-2293.4580964276056,null,-2293.4580964276056,-3.0760293012540014,null,"CreNgs103"]
[79,"CrtTgs103",1.0784503221511841,8394.7524427557109,0,5596.64208984375,0,0,94877.240370368439,0,8647.1600158647252,0,0,null,100473.88231370582,8647.1600158647252,14243.801959202116,null,34311.375185161982,8379.3610980595458,0,0,114309.9281570704,0,null,42690.735241578994,114309.9296875,null,-57783.147218633196,28446.933135870517,105662.76967163528,null,0.44995759862880602,4.9369660285290644,0,1,0.42489385496260274,2.9971446475284762,0,1,13.219360978376539,"PASS",1,null,"CrtTgs103",null,105662.76967163528,0,0.42489385496260274,"FAIL",0,1,null,null,0.74143330637446436,null,-2293.4580964276056,"NO",0,null,13.708,11.574999999999999,12.50331411195598,0,0,0,null,-57995.53893625299,null,-7028.7855472481442,null,0,null,0,null,-2293.4580964276056,null,-2293.4580964276056,-3.0760293012540014,null,"CrtTgs103"]
[80,"CrtNgs103",1.0784503221511841,8394.7524427557109,0,5596.64208984375,0,0,94877.240370368439,0,8647.1600158647252,0,0,null,100473.88231370582,8647.1600158647252,14243.801959202116,null,34311.375185161982,8379.3610980595458,0,0,114309.9281570704,0,null,42690.735241578994,114309.9296875,null,-57783.147218633196,28446.933135870517,105662.76967163528,null,0.44995759862880602,4.9369660285290644,0,1,0.42489385496260274,2.9971446475284762,0,1,13.219360978376539,"PASS",1,null,"CrtNgs103",null,105662.76967163528,0,0.42489385496260274,"FAIL",0,1,null,null,0.74143330637446436,null,-2293.4580964276056,"NO",0,null,13.708,11.574999999999999,12.50331411195598,0,0,0,null,-57995.53893625299,null,-7028.7855472481442,null,0,null,0,null,-2293.4580964276056,null,-2293.4580964276056,-3.0760293012540014,null,"CrtNgs103"]
[81,"CscTgs103",1.0784503221511841,8394.7524427557109,0,5596.64208984375,0,0,94877.240370368439,0,8647.1600158647252,0,0,null,100473.88231370582,8647.1600158647252,14243.801959202116,null,34311.375185161982,8379.3610980595458,0,0,114309.9281570704,0,null,42690.735241578994,114309.9296875,null,-57783.147218633196,28446.933135870517,105662.76967163528,null,0.44995759862880602,4.9369660285290644,0,1,0.42489385496260274,2.9971446475284762,0,1,13.219360978376539,"PASS",1,null,"CscTgs103",null,105662.76967163528,0,0.42489385496260274,"FAIL",0,1,null,null,0.74143330637446436,null,-2293.4580964276056,"NO",0,null,13.708,11.574999999999999,12.50331411195598,0,0,0,null,-57995.53893625299,null,-7028.7855472481442,null,0,null,0,null,-2293.4580964276056,null,-2293.4580964276056,-3.0760293012540014,null,"CscTgs103"]
[82,"CscNgs103",1.0784503221511841,8394.7524427557109,0,5596.64208984375,0,0,94877.240370368439,0,8647.1600158647252,0,0,null,100473.88231370582,8647.1600158647252,14243.801959202116,null,34311.375185161982,8379.3610980595458,0,0,114309.9281570704,0,null,42690.735241578994,114309.9296875,null,-57783.147218633196,28446.933135870517,105662.76967163528,null,0.44995759862880602,4.9369660285290644,0,1,0.42489385496260274,2.9971446475284762,0,1,13.219360978376539,"PASS",1,null,"CscNgs103",null,105662.76967163528,0,0.42489385496260274,"FAIL",0,1,null,null,0.74143330637446436,null,-2293.4580964276056,"NO",0,null,13.708,11.574999999999999,12.50331411195598,0,0,0,null,-57995.53893625299,null,-7028.7855472481442,null,0,null,0,null,-2293.4580964276056,null,-2293.4580964276056,-3.0760293012540014,null,"CscNgs103"]
[83,"CwaTgs103",1.0784503221511841,8394.7524427557109,0,5596.64208984375,0,0,94877.240370368439,0,8647.1600158647252,0,0,null,100473.88231370582,8647.1600158647252,14243.801959202116,null,34311.375185161982,8379.3610980595458,0,0,114309.9281570704,0,null,42690.735241578994,114309.9296875,null,-57783.147218633196,28446.933135870517,105662.76967163528,null,0.44995759862880602,4.9369660285290644,0,1,0.42489385496260274,2.9971446475284762,0,1,13.219360978376539,"PASS",1,null,"CwaTgs103",null,105662.76967163528,0,0.42489385496260274,"FAIL",0,1,null,null,0.74143330637446436,null,-2293.4580964276056,"NO",0,null,13.708,11.574999999999999,12.50331411195598,0,0,0,null,-57995.53893625299,null,-7028.7855472481442,null,0,null,0,null,-2293.4580964276056,null,-2293.4580964276056,-3.0760293012540014,null,"CwaTgs103"]
[84,"CwaNgs103",1.0784503221511841,8394.7524427557109,0,5596.64208984375,0,0,94877.240370368439,0,8647.1600158647252,0,0,null,100473.88231370582,8647.1600158647252,14243.801959202116,null,34311.375185161982,8379.3610980595458,0,0,114309.9281570704,0,null,42690.735241578994,114309.9296875,null,-57783.147218633196,28446.933135870517,105662.76967163528,null,0.44995759862880602,4.9369660285290644,0,1,0.42489385496260274,2.9971446475284762,0,1,13.219360978376539,"PASS",1,null,"CwaNgs103",null,105662.76967163528,0,0.42489385496260274,"FAIL",0,1,null,null,0.74143330637446436,null,-2293.4580964276056,"NO",0,null,13.708,11.574999999999999,12.50331411195598,0,0,0,null,-57995.53893625299,null,-7028.7855472481442,null,0,null,0,null,-2293.4580964276056,null,-2293.4580964276056,-3.0760293012540014,null,"CwaNgs103"]
[85,"CasTgs104",0.9052147254347801,6403.4963126030007,0,3607.334228515625,0,0,72372.123300179897,0,19596.99404064635,0,0,null,75979.457428376394,19596.99404064635,23204.328168842843,null,26635.961600488805,7033.3523018184242,0,0,87195.329277325203,0,null,33669.313966656809,87195.328125,null,-42310.143562038713,10464.985697494834,67598.334084353643,null,0.4652249019557661,1.7180856358287857,0,1,0.44313706706764472,1.4509928309970757,0,1,4.4494236179358513,"PASS",1,null,"CasTgs104",null,67598.334084353643,0,0.44313706706764472,"FAIL",0,1,null,null,2.6069288586478292,null,-318.47016716314624,"NO",0,null,13.708,11.574999999999999,12.50331411195598,0,0,0,null,-42477.652586748445,null,{"$error":"#N/A"},null,{"$error":"#N/A"},null,{"$error":"#N/A"},null,-318.47016716314624,null,{"$error":"#N/A"},{"$error":"#N/A"},null,"CasTgs104"]
[86,"CasNgs104",0.9052147254347801,6403.4963126030007,0,3607.334228515625,0,0,72372.123300179897,0,19596.99404064635,0,0,null,75979.457428376394,19596.99404064635,23204.328168842843,null,26635.961600488805,7033.3523018184242,0,0,87195.329277325203,0,null,33669.313966656809,87195.328125,null,-42310.143562038713,10464.985697494834,67598.334084353643,null,0.4652249019557661,1.7180856358287857,0,1,0.44313706706764472,1.4509928309970757,0,1,4.4494236179358513,"PASS",1,null,"CasNgs104",null,67598.334084353643,0,0.44313706706764472,"FAIL",0,1,null,null,2.6069288586478292,null,-318.47016716314624,"NO",0,null,13.708,11.574999999999999,12.50331411195598,0,0,0,null,-42477.652586748445,null,{"$error":"#N/A"},null,{"$error":"#N/A"},null,{"$error":"#N/A"},null,-318.47016716314624,null,{"$error":"#N/A"},{"$error":"#N/A"},null,"CasNgs104"]
[87,"CcoTgs104",0.9052147254347801,6403.4963126030007,0,3607.334228515625,0,0,72372.123300179897,0,19596.99404064635,0,0,null,75979.457428376394,19596.99404064635,23204.328168842843,null,26635.961600488805,7033.3523018184242,0,0,87195.329277325203,0,null,33669.313966656809,87195.328125,null,-42310.143562038713,10464.985697494834,67598.334084353643,null,0.4652249019557661,1.7180856358287857,0,1,0.44313706706764472,1.4509928309970757,0,1,4.4494236179358513,"PASS",1,null,"CcoTgs104",null,67598.334084353643,0,0.44313706706764472,"FAIL",0,1,null,null,2.6069288586478292,null,-318.47016716314624,"NO",0,null,13.708,11.574999999999999,12.50331411195598,0,0,0,null,-42477.652586748445,null,{"$error":"#N/A"},null,{"$error":"#N/A"},null,{"$error":"#N/A"},null,-318.47016716314624,null,{"$error":"#N/A"},{"$error":"#N/A"},null,"CcoTgs104"]
[88,"CcoNgs104",0.9052147254347801,6403.4963126030007,0,3607.334228515625,0,0,72372.123300179897,0,19596.99404064635,0,0,null,75979.457428376394,19596.99404064635,23204.328168842843,null,26635.961600488805,7033.3523018184242,0,0,87195.329277325203,0,null,33669.313966656809,87195.328125,null,-42310.143562038713,10464.985697494834,67598.334084353643,null,0.4652249019557661,1.7180856358287857,0,1,0.44313706706764472,1.4509928309970757,0,1,4.4494236179358513,"PASS",1,null,"CcoNgs104",null,67598.334084353643,0,0.44313706706764472,"FAIL",0,1,null,null,2.6069288586478292,null,-318.47016716314624,"NO",0,null,13.708,11.574999999999999,12.50331411195598,0,0,0,null,-42477.652586748445,null,{"$error":"#N/A"},null,{"$error":"#N/A"},null,{"$error":"#N/A"},null,-318.47016716314624,null,{"$error":"#N/A"},{"$error":"#N/A"},null,"CcoNgs104"]
[89,"CdaTgs104",1.1220338940620422,17691.01527970433,0,9966.025390625,0,0,199943.32418186017,0,54140.847233145054,0,0,null,209909.34943291653,54140.847233145054,64106.872484201442,null,66287.450048554223,8717.9974538407369,0,0,240895.57130344605,0,null,75005.445452632557,240895.578125,null,-134903.90411985261,10898.572828862503,186754.73089185494,null,0.37513353226242607,1.3853762784619703,0,1,0.35732303303970714,1.1700063095079363,0,1,4.4494238719176087,"PASS",1,null,"CdaTgs104",null,186754.73089185494,0,0.35732303303970714,"FAIL",0,1,null,null,2.6069288586478296,null,-879.84130928123386,"NO",0,null,13.708,11.574999999999999,12.50331411195598,0,0,0,null,-135277.06554001494,null,{"$error":"#N/A"},null,{"$error":"#N/A"},null,{"$error":"#N/A"},null,-879.84130928123386,null,{"$error":"#N/A"},{"$error":"#N/A"},null,"CdaTgs104"]
[90,"CdaNgs104",1.1220338940620422,17691.01527970433,0,9966.025390625,0,0,199943.32418186017,0,54140.847233145054,0,0,null,209909.34943291653,54140.847233145054,64106.872484201442,null,66287.450048554223,8717.9974538407369,0,0,240895.57130344605,0,null,75005.445452632557,240895.578125,null,-134903.90411985261,10898.572828862503,186754.73089185494,null,0.37513353226242607,1.3853762784619703,0,1,0.35732303303970714,1.1700063095079363,0,1,4.4494238719176087,"PASS",1,null,"CdaNgs104",null,186754.73089185494,0,0.35732303303970714,"FAIL",0,1,null,null,2.6069288586478296,null,-879.84130928123386,"NO",0,null,13.708,11.574999999999999,12.50331411195598,0,0,0,null,-135277.06554001494,null,{"$error":"#N/A"},null,{"$error":"#N/A"},null,{"$error":"#N/A"},null,-879.84130928123386,null,{"$error":"#N/A"},{"$error":"#N/A"},null,"CdaNgs104"]
[91,"CgrTgs104",0.9052147254347801,6403.4963126030007,0,3607.334228515625,0,0,72372.123300179897,0,19596.99404064635,0,0,null,75979.457428376394,19596.99404064635,23204.328168842843,null,26635.961600488805,7033.3523018184242,0,0,87195.329277325203,0,null,33669.313966656809,87195.328125,null,-42310.143562038713,10464.985697494834,67598.334084353643,null,0.4652249019557661,1.7180856358287857,0,1,0.44313706706764472,1.4509928309970757,0,1,4.4494236179358513,"PASS",1,null,"CgrTgs104",null,67598.334084353643,0,0.44313706706764472,"FAIL",0,1,null,null,2.6069288586478292,null,-318.47016716314624,"NO",0,null,13.708,11.574999999999999,12.50331411195598,0,0,0,null,-42477.652586748445,null,{"$error":"#N/A"},null,{"$error":"#N/A"},null,{"$error":"#N/A"},null,-318.47016716314624,null,{"$error":"#N/A"},{"$error":"#N/A"},null,"CgrTgs104"]
[92,"CgrNgs104",0.9052147254347801,6403.4963126030007,0,3607.334228515625,0,0,72372.123300179897,0,19596.99404064635,0,0,null,75979.457428376394,19596.99404064635,23204.328168842843,null,26635.961600488805,7033.3523018184242,0,0,87195.329277325203,0,null,33669.313966656809,87195.328125,null,-42310.143562038713,10464.985697494834,67598.334084353643,null,0.4652249019557661,1.7180856358287857,0,1,0.44313706706764472,1.4509928309970757,0,1,4.4494236179358513,"PASS",1,null,"CgrNgs104",null,67598.334084353643,0,0.44313706706764472,"FAIL",0,1,null,null,2.6069288586478292,null,-318.47016716314624,"NO",0,null,13.708,11.574999999999999,12.50331411195598,0,0,0,null,-42477.652586748445,null,{"$error":"#N/A"},null,{"$error":"#N/A"},null,{"$error":"#N/A"},null,-318.47016716314624,null,{"$error":"#N/A"},{"$error":"#N/A"},null,"CgrNgs104"]
[93,"CheTgs104",1.0177966177463531,8845.5076398521651,0,4983.0126953125,0,0,99971.662090930084,0,27070.423616572527,0,0,null,104954.67471645826,27070.423616572527,32053.436242100721,null,35603.496313853866,7908.09294531862,0,0,120447.78565172302,0,null,43511.589274198879,120447.7890625,null,-61443.085512043705,11458.152962313852,93377.365445927469,null,0.43523923043934731,1.6073479266708284,0,1,0.41457504739848294,1.3574703457945727,0,1,4.4494238719176087,"PASS",1,null,"CheTgs104",null,93377.365445927469,0,0.41457504739848294,"FAIL",0,1,null,null,2.6069288586478296,null,-439.92065464061693,"NO",0,null,13.708,11.574999999999999,12.50331411195598,0,0,0,null,-61659.561080572043,null,{"$error":"#N/A"},null,{"$error":"#N/A"},null,{"$error":"#N/A"},null,-439.92065464061693,null,{"$error":"#N/A"},{"$error":"#N/A"},null,"CheTgs104"]
[94,"CheNgs104",1.0177966177463531,8845.5076398521651,0,4983.0126953125,0,0,99971.662090930084,0,27070.423616572527,0,0,null,104954.67471645826,27070.423616572527,32053.436242100721,null,35603.496313853866,7908.09294531862,0,0,120447.78565172302,0,null,43511.589274198879,120447.7890625,null,-61443.085512043705,11458.152962313852,93377.365445927469,null,0.43523923043934731,1.6073479266708284,0,1,0.41457504739848294,1.3574703457945727,0,1,4.4494238719176087,"PASS",1,null,"CheNgs104",null,93377.365445927469,0,0.41457504739848294,"FAIL",0,1,null,null,2.6069288586478296,null,-439.92065464061693,"NO",0,null,13.708,11.574999999999999,12.50331411195598,0,0,0,null,-61659.561080572043,null,{"$error":"#N/A"},null,{"$error":"#N/A"},null,{"$error":"#N/A"},null,-439.92065464061693,null,{"$error":"#N/A"},{"$error":"#N/A"},null,"CheNgs104"]
[95,"ChoTgs104",0.9052147254347801,6403.4963126030007,0,3607.334228515625,0,0,72372.123300179897,0,19596.99404064635,0,0,null,75979.457428376394,19596.99404064635,23204.328168842843,null,26635.961600488805,7033.3523018184242,0,0,87195.329277325203,0,null,33669.313966656809,87195.328125,null,-42310.143562038713,10464.985697494834,67598.334084353643,null,0.4652249019557661,1.7180856358287857,0,1,0.44313706706764472,1.4509928309970757,0,1,4.4494236179358513,"PASS",1,null,"ChoTgs104",null,67598.334084353643,0,0.44313706706764472,"FAIL",0,1,null,null,2.6069288586478292,null,-318.47016716314624,"NO",0,null,13.708,11.574999999999999,12.50331411195598,0,0,0,null,-42477.652586748445,null,{"$error":"#N/A"},null,{"$error":"#N/A"},null,{"$error":"#N/A"},null,-318.47016716314624,null,{"$error":"#N/A"},{"$error":"#N/A"},null,"ChoTgs104"]
[96,"ChoNgs104",0.9052147254347801,6403.4963126030007,0,3607.334228515625,0,0,72372.123300179897,0,19596.99404064635,0,0,null,75979.457428376394,19596.99404064635,23204.328168842843,null,26635.961600488805,7033.3523018184242,0,0,87195.329277325203,0,null,33669.313966656809,87195.328125,null,-42310.143562038713,10464.985697494834,67598.334084353643,null,0.4652249019557661,1.7180856358287857,0,1,0.44313706706764472,1.4509928309970757,0,1,4.4494236179358513,"PASS",1,null,"ChoNgs104",null,67598.334084353643,0,0.44313706706764472,"FAIL",0,1,null,null,2.6069288586478292,null,-318.47016716314624,"NO",0,null,13.708,11.574999999999999,12.50331411195598,0,0,0,null,-42477.652586748445,null,{"$error":"#N/A"},null,{"$error":"#N/A"},null,{"$error":"#N/A"},null,-318.47016716314624,null,{"$error":"#N/A"},{"$error":"#N/A"},null,"ChoNgs104"]
[97,"CinTgs104",1.1220338940620422,17691.01527970433,0,9966.025390625,0,0,199943.32418186017,0,54140.847233145054,0,0,null,209909.34943291653,54140.847233145054,64106.872484201442,null,66287.450048554223,8717.9974538407369,0,0,240895.57130344605,0,null,75005.445452632557,240895.578125,null,-134903.90411985261,10898.572828862503,186754.73089185494,null,0.37513353226242607,1.3853762784619703,0,1,0.35732303303970714,1.1700063095079363,0,1,4.4494238719176087,"PASS",1,null,"CinTgs104",null,186754.73089185494,0,0.35732303303970714,"FAIL",0,1,null,null,2.6069288586478296,null,-879.84130928123386,"NO",0,null,13.708,11.574999999999999,12.50331411195598,0,0,0,null,-135277.06554001494,null,{"$error":"#N/A"},null,{"$error":"#N/A"},null,{"$error":"#N/A"},null,-879.84130928123386,null,{"$error":"#N/A"},{"$error":"#N/A"},null,"CinTgs104"]
[98,"CinNgs104",1.1220338940620422,17691.01527970433,0,9966.025390625,0,0,199943.32418186017,0,54140.847233145054,0,0,null,209909.34943291653,54140.847233145054,64106.872484201442,null,66287.450048554223,8717.9974538407369,0,0,240895.57130344605,0,null,75005.445452632557,240895.578125,null,-134903.90411985261,10898.572828862503,186754.73089185494,null,0.37513353226242607,1.3853762784619703,0,1,0.35732303303970714,1.1700063095079363,0,1,4.4494238719176087,"PASS",1,null,"CinNgs104",null,186754.73089185494,0,0.35732303303970714,"FAIL",0,1,null,null,2.6069288586478296,null,-879.84130928123386,"NO",0,null,13.708,11.574999999999999,12.50331411195598,0,0,0,null,-135277.06554001494,null,{"$error":"#N/A"},null,{"$error":"#N/A"},null,{"$error":"#N/A"},null,-879.84130928123386,null,{"$error":"#N/A"},{"$error":"#N/A"},null,"CinNgs104"]
[99,"CloTgs104",0.91675824224948865,5734.9993971988097,0,3230.744384765625,0,0,64816.791208834358,0,17551.154470116628,0,0,null,68047.535533466289,17551.154470116628,20781.898794748537,null,24688.062687116864,7123.0433091325294,0,0,78092.519528716119,0,null,31811.107300598378,78092.515625,null,-36236.428293001605,11029.208445716125,60541.361154883372,null,0.4907849757342293,1.8124794784731328,0,1,0.46748360573384645,1.5307122569853646,0,1,4.4494232990749278,"PASS",1,null,"CloTgs104",null,60541.361154883372,0,0.46748360573384645,"FAIL",0,1,null,null,2.6069288586478288,null,-285.22328158018047,"NO",0,null,13.708,11.574999999999999,12.50331411195598,0,0,0,null,-36394.692508427463,null,{"$error":"#N/A"},null,{"$error":"#N/A"},null,{"$error":"#N/A"},null,-285.22328158018047,null,{"$error":"#N/A"},{"$error":"#N/A"},null,"CloTgs104"]
[100,"CloNgs104",0.91675824224948865,5734.9993971988097,0,3230.744384765625,0,0,64816.791208834358,0,17551.154470116628,0,0,null,68047.535533466289,17551.154470116628,20781.898794748537,null,24688.062687116864,7123.0433091325294,0,0,78092.519528716119,0,null,31811.107300598378,78092.515625,null,-36236.428293001605,11029.208445716125,60541.361154883372,null,0.4907849757342293,1.8124794784731328,0,1,0.46748360573384645,1.5307122569853646,0,1,4.4494232990749278,"PASS",1,null,"CloNgs104",null,60541.361154883372,0,0.46748360573384645,"FAIL",0,1,null,null,2.6069288586478288,null,-285.22328158018047,"NO",0,null,13.708,11.574999999999999,12.50331411195598,0,0,0,null,-36394.692508427463,null,{"$error":"#N/A"},null,{"$error":"#N/A"},null,{"$error":"#N/A"},null,-285.22328158018047,null,{"$error":"#N/A"},{"$error":"#N/A"},null,"CloNgs104"]
[101,"CmiTgs104",1.1220338940620422,17691.01527970433,0,9966.025390625,0,0,199943.32418186017,0,54140.847233145054,0,0,null,209909.34943291653,54140.847233145054,64106.872484201442,null,66287.450048554223,8717.9974538407369,0,0,240895.57130344605,0,null,75005.445452632557,240895.578125,null,-134903.90411985261,10898.572828862503,186754.73089185494,null,0.37513353226242607,1.3853762784619703,0,1,0.35732303303970714,1.1700063095079363,0,1,4.4494238719176087,"PASS",1,null,"CmiTgs104",null,186754.73089185494,0,0.35732303303970714,"FAIL",0,1,null,null,2.6069288586478296,null,-879.84130928123386,"NO",0,null,13.708,11.574999999999999,12.50331411195598,0,0,0,null,-135277.06554001494,null,{"$error":"#N/A"},null,{"$error":"#N/A"},null,{"$error":"#N/A"},null,-879.84130928123386,null,{"$error":"#N/A"},{"$error":"#N/A"},null,"CmiTgs104"]
[102,"CmiNgs104",1.1220338940620422,17691.01527970433,0,9966.025390625,0,0,199943.32418186017,0,54140.847233145054,0,0,null,209909.34943291653,54140.847233145054,64106.872484201442,null,66287.450048554223,8717.9974538407369,0,0,240895.57130344605,0,null,75005.445452632557,240895.578125,null,-134903.90411985261,10898.572828862503,186754.73089185494,null,0.37513353226242607,1.3853762784619703,0,1,0.35732303303970714,1.1700063095079363,0,1,4.4494238719176087,"PASS",1,null,"CmiNgs104",null,186754.73089185494,0,0.35732303303970714,"FAIL",0,1,null,null,2.6069288586478296,null,-879.84130928123386,"NO",0,null,13.708,11.574999999999999,12.50331411195598,0,0,0,null,-135277.06554001494,null,{"$error":"#N/A"},null,{"$error":"#N/A"},null,{"$error":"#N/A"},null,-879.84130928123386,null,{"$error":"#N/A"},{"$error":"#N/A"},null,"CmiNgs104"]
[103,"CofTgs104",1.1220338940620422,17691.01527970433,0,9966.025390625,0,0,199943.32418186017,0,54140.847233145054,0,0,null,209909.34943291653,54140.847233145054,64106.872484201442,null,66287.450048554223,8717.9974538407369,0,0,240895.57130344605,0,null,75005.445452632557,240895.578125,null,-134903.90411985261,10898.572828862503,186754.73089185494,null,0.37513353226242607,1.3853762784619703,0,1,0.35732303303970714,1.1700063095079363,0,1,4.4494238719176087,"PASS",1,null,"CofTgs104",null,186754.73089185494,0,0.35732303303970714,"FAIL",0,1,null,null,2.6069288586478296,null,-879.84130928123386,"NO",0,null,13.708,11.574999999999999,12.50331411195598,0,0,0,null,-135277.06554001494,null,{"$error":"#N/A"},null,{"$error":"#N/A"},null,{"$error":"#N/A"},null,-879.84130928123386,null,{"$error":"#N/A"},{"$error":"#N/A"},null,"CofTgs104"]
[104,"CofNgs104",1.1220338940620422,17691.01527970433,0,9966.025390625,0,0,199943.32418186017,0,54140.847233145054,0,0,null,209909.34943291653,54140.847233145054,64106.872484201442,null,66287.450048554223,8717.9974538407369,0,0,240895.57130344605,0,null,75005.445452632557,240895.578125,null,-134903.90411985261,10898.572828862503,186754.73089185494,null,0.37513353226242607,1.3853762784619703,0,1,0.35732303303970714,1.1700063095079363,0,1,4.4494238719176087,"PASS",1,null,"CofNgs104",null,186754.73089185494,0,0.35732303303970714,"FAIL",0,1,null,null,2.6069288586478296,null,-879.84130928123386,"NO",0,null,13.708,11.574999999999999,12.50331411195598,0,0,0,null,-135277.06554001494,null,{"$error":"#N/A"},null,{"$error":"#N/A"},null,{"$error":"#N/A"},null,-879.84130928123386,null,{"$error":"#N/A"},{"$error":"#N/A"},null,"CofNgs104"]
[105,"CreTgs104",0.92931937575340273,5464.7639008907254,0,3078.510498046875,0,0,61762.597733247916,0,16724.136281788658,0,0,null,64841.108265417759,16724.136281788658,19802.646813958476,null,23938.319681338624,7220.6410113802185,0,0,74412.768353310763,0,null,31158.961895514563,74412.765625,null,-33682.146335780228,11356.31511567903,57688.629343211345,null,0.50449565010347897,1.8631133692353583,0,1,0.48054332730352778,1.5734746088206168,0,1,4.4494235380053659,"PASS",1,null,"CreTgs104",null,57688.629343211345,0,0.48054332730352778,"FAIL",0,1,null,null,2.6069288586478292,null,-271.78344108687327,"NO",0,null,13.708,11.574999999999999,12.50331411195598,0,0,0,null,-33837.166046703183,null,{"$error":"#N/A"},null,{"$error":"#N/A"},null,{"$error":"#N/A"},null,-271.78344108687327,null,{"$error":"#N/A"},{"$error":"#N/A"},null,"CreTgs104"]
[106,"CreNgs104",0.92931937575340273,5464.7639008907254,0,3078.510498046875,0,0,61762.597733247916,0,16724.136281788658,0,0,null,64841.108265417759,16724.136281788658,19802.646813958476,null,23938.319681338624,7220.6410113802185,0,0,74412.768353310763,0,null,31158.961895514563,74412.765625,null,-33682.146335780228,11356.31511567903,57688.629343211345,null,0.50449565010347897,1.8631133692353583,0,1,0.48054332730352778,1.5734746088206168,0,1,4.4494235380053659,"PASS",1,null,"CreNgs104",null,57688.629343211345,0,0.48054332730352778,"FAIL",0,1,null,null,2.6069288586478292,null,-271.78344108687327,"NO",0,null,13.708,11.574999999999999,12.50331411195598,0,0,0,null,-33837.166046703183,null,{"$error":"#N/A"},null,{"$error":"#N/A"},null,{"$error":"#N/A"},null,-271.78344108687327,null,{"$error":"#N/A"},{"$error":"#N/A"},null,"CreNgs104"]
[107,"CrtTgs104",0.9052147254347801,6403.4963126030007,0,3607.334228515625,0,0,72372.123300179897,0,19596.99404064635,0,0,null,75979.457428376394,19596.99404064635,23204.328168842843,null,26635.961600488805,7033.3523018184242,0,0,87195.329277325203,0,null,33669.313966656809,87195.328125,null,-42310.143562038713,10464.985697494834,67598.334084353643,null,0.4652249019557661,1.7180856358287857,0,1,0.44313706706764472,1.4509928309970757,0,1,4.4494236179358513,"PASS",1,null,"CrtTgs104",null,67598.334084353643,0,0.44313706706764472,"FAIL",0,1,null,null,2.6069288586478292,null,-318.47016716314624,"NO",0,null,13.708,11.574999999999999,12.50331411195598,0,0,0,null,-42477.652586748445,null,{"$error":"#N/A"},null,{"$error":"#N/A"},null,{"$error":"#N/A"},null,-318.47016716314624,null,{"$error":"#N/A"},{"$error":"#N/A"},null,"CrtTgs104"]
[108,"CrtNgs104",0.9052147254347801,6403.4963126030007,0,3607.334228515625,0,0,72372.123300179897,0,19596.99404064635,0,0,null,75979.457428376394,19596.99404064635,23204.328168842843,null,26635.961600488805,7033.3523018184242,0,0,87195.329277325203,0,null,33669.313966656809,87195.328125,null,-42310.143562038713,10464.985697494834,67598.334084353643,null,0.4652249019557661,1.7180856358287857,0,1,0.44313706706764472,1.4509928309970757,0,1,4.4494236179358513,"PASS",1,null,"CrtNgs104",null,67598.334084353643,0,0.44313706706764472,"FAIL",0,1,null,null,2.6069288586478292,null,-318.47016716314624,"NO",0,null,13.708,11.574999999999999,12.50331411195598,0,0,0,null,-42477.652586748445,null,{"$error":"#N/A"},null,{"$error":"#N/A"},null,{"$error":"#N/A"},null,-318.47016716314624,null,{"$error":"#N/A"},{"$error":"#N/A"},null,"CrtNgs104"]
[109,"CscTgs104",1.1220338940620422,17691.01527970433,0,9966.025390625,0,0,199943.32418186017,0,54140.847233145054,0,0,null,209909.34943291653,54140.847233145054,64106.872484201442,null,66287.450048554223,8717.9974538407369,0,0,240895.57130344605,0,null,75005.445452632557,240895.578125,null,-134903.90411985261,10898.572828862503,186754.73089185494,null,0.37513353226242607,1.3853762784619703,0,1,0.35732303303970714,1.1700063095079363,0,1,4.4494238719176087,"PASS",1,null,"CscTgs104",null,186754.73089185494,0,0.35732303303970714,"FAIL",0,1,null,null,2.6069288586478296,null,-879.84130928123386,"NO",0,null,13.708,11.574999999999999,12.50331411195598,0,0,0,null,-135277.06554001494,null,{"$error":"#N/A"},null,{"$error":"#N/A"},null,{"$error":"#N/A"},null,-879.84130928123386,null,{"$error":"#N/A"},{"$error":"#N/A"},null,"CscTgs104"]
[110,"CscNgs104",1.1220338940620422,17691.01527970433,0,9966.025390625,0,0,199943.32418186017,0,54140.847233145054,0,0,null,209909.34943291653,54140.847233145054,64106.872484201442,null,66287.450048554223,8717.9974538407369,0,0,240895.57130344605,0,null,75005.445452632557,240895.578125,null,-134903.90411985261,10898.572828862503,186754.73089185494,null,0.37513353226242607,1.3853762784619703,0,1,0.35732303303970714,1.1700063095079363,0,1,4.4494238719176087,"PASS",1,null,"CscNgs104",null,186754.73089185494,0,0.35732303303970714,"FAIL",0,1,null,null,2.6069288586478296,null,-879.84130928123386,"NO",0,null,13.708,11.574999999999999,12.50331411195598,0,0,0,null,-135277.06554001494,null,{"$error":"#N/A"},null,{"$error":"#N/A"},null,{"$error":"#N/A"},null,-879.84130928123386,null,{"$error":"#N/A"},{"$error":"#N/A"},null,"CscNgs104"]
[111,"CwaTgs104",1.1220338940620422,17691.01527970433,0,9966.025390625,0,0,199943.32418186017,0,54140.847233145054,0,0,null,209909.34943291653,54140.847233145054,64106.872484201442,null,66287.450048554223,8717.9974538407369,0,0,240895.57130344605,0,null,75005.445452632557,240895.578125,null,-134903.90411985261,10898.572828862503,186754.73089185494,null,0.37513353226242607,1.3853762784619703,0,1,0.35732303303970714,1.1700063095079363,0,1,4.4494238719176087,"PASS",1,null,"CwaTgs104",null,186754.73089185494,0,0.35732303303970714,"FAIL",0,1,null,null,2.6069288586478296,null,-879.84130928123386,"NO",0,null,13.708,11.574999999999999,12.50331411195598,0,0,0,null,-135277.06554001494,null,{"$error":"#N/A"},null,{"$error":"#N/A"},null,{"$error":"#N/A"},null,-879.84130928123386,null,{"$error":"#N/A"},{"$error":"#N/A"},null,"CwaTgs104"]
[112,"CwaNgs104",1.1220338940620422,17691.01527970433,0,9966.025390625,0,0,199943.32418186017,0,54140.847233145054,0,0,null,209909.34943291653,54140.847233145054,64106.872484201442,null,66287.450048554223,8717.9974538407369,0,0,240895.57130344605,0,null,75005.445452632557,240895.578125,null,-134903.90411985261,10898.572828862503,186754.73089185494,null,0.37513353226242607,1.3853762784619703,0,1,0.35732303303970714,1.1700063095079363,0,1,4.4494238719176087,"PASS",1,null,"CwaNgs104",null,186754.73089185494,0,0.35732303303970714,"FAIL",0,1,null,null,2.6069288586478296,null,-879.84130928123386,"NO",0,null,13.708,11.574999999999999,12.50331411195598,0,0,0,null,-135277.06554001494,null,{"$error":"#N/A"},null,{"$error":"#N/A"},null,{"$error":"#N/A"},null,-879.84130928123386,null,{"$error":"#N/A"},{"$error":"#N/A"},null,"CwaNgs104"]
[113,"CasTgs105",0.9052147254347801,6403.4963126030007,0,4502.84619140625,0,0,72372.123300179897,0,121764.67348973961,0,0,null,76874.969672671621,121764.67348973961,126267.51986223129,null,26292.497993206161,6759.7734624033637,0,0,87195.329277325203,0,null,33052.270997906809,87195.328125,null,-43822.698493679338,-93215.248683239042,-34569.345364739609,null,0.45669892619862723,0.27144384369159358,0,0,0.42994841125139349,0.26176384141678949,0,0,0.71609708814558137,"FAIL",0,null,"CasTgs105",null,-34569.345364739609,34569.345364739609,0.29658104175630551,"FAIL",0,1,null,null,12.976580563230831,null,7635.8250778663632,"YES",1,null,13.708,11.574999999999999,12.50331411195598,0,0,0,null,-43987.137652872894,null,-5088.9489961733325,null,3999.388111601098,null,3999.388111601098,null,7635.8250778663632,null,3999.388111601098,0.40178687578977385,null,"CasTgs105"]
[114,"CasNgs105",0.9052147254347801,6403.4963126030007,0,4502.84619140625,0,0,72372.123300179897,0,121764.67348973961,0,0,null,76874.969672671621,121764.67348973961,126267.51986223129,null,26292.497993206161,6759.7734624033637,0,0,87195.329277325203,0,null,33052.270997906809,87195.328125,null,-43822.698493679338,-93215.248683239042,-34569.345364739609,null,0.45669892619862723,0.27144384369159358,0,0,0.42994841125139349,0.26176384141678949,0,0,0.71609708814558137,"FAIL",0,null,"CasNgs105",null,-34569.345364739609,34569.345364739609,0.29658104175630551,"FAIL",0,1,null,null,12.976580563230831,null,7635.8250778663632,"YES",1,null,13.708,11.574999999999999,12.50331411195598,0,0,0,null,-43987.137652872894,null,-5088.9489961733325,null,3999.388111601098,null,3999.388111601098,null,7635.8250778663632,null,3999.388111601098,0.40178687578977385,null,"CasNgs105"]
[115,"CcoTgs105",0.9052147254347801,6403.4963126030007,0,4502.84619140625,0,0,72372.123300179897,0,121764.67348973961,0,0,null,76874.969672671621,121764.67348973961,126267.51986223129,null,26292.497993206161,6759.7734624033637,0,0,87195.329277325203,0,null,33052.270997906809,87195.328125,null,-43822.698493679338,-93215.248683239042,-34569.345364739609,null,0.45669892619862723,0.27144384369159358,0,0,0.42994841125139349,0.26176384141678949,0,0,0.71609708814558137,"FAIL",0,null,"CcoTgs105",null,-34569.345364739609,34569.345364739609,0.29658104175630551,"FAIL",0,1,null,null,12.976580563230831,null,7635.8250778663632,"YES",1,null,13.708,11.574999999999999,12.50331411195598,0,0,0,null,-43987.137652872894,null,-5088.9489961733325,null,3999.388111601098,null,3999.388111601098,null,7635.8250778663632,null,3999.388111601098,0.40178687578977385,null,"CcoTgs105"]
[116,"CcoNgs105",0.9052147254347801,6403.4963126030007,0,4502.84619140625,0,0,72372.123300179897,0,121764.67348973961,0,0,null,76874.969672671621,121764.67348973961,126267.51986223129,null,26292.497993206161,6759.7734624033637,0,0,87195.329277325203,0,null,33052.270997906809,87195.328125,null,-43822.698493679338,-93215.248683239042,-34569.345364739609,null,0.45669892619862723,0.27144384369159358,0,0,0.42994841125139349,0.26176384141678949,0,0,0.71609708814558137,"FAIL",0,null,"CcoNgs105",null,-34569.345364739609,34569.345364739609,0.29658104175630551,"FAIL",0,1,null,null,12.976580563230831,null,7635.8250778663632,"YES",1,null,13.708,11.574999999999999,12.50331411195598,0,0,0,null,-43987.137652872894,null,-5088.9489961733325,null,3999.388111601098,null,3999.388111601098,null,7635.8250778663632,null,3999.388111601098,0.40178687578977385,null,"CcoNgs105"]
[117,"CdaTgs105",1.1220338940620422,17691.01527970433,0,12440.0673828125,0,0,199943.32418186017,0,336400.71095037198,0,0,null,212383.39184820527,336400.71095037198,348840.77861671709,null,65861.719226993824,8378.890364774752,0,0,240895.57130344605,0,null,74240.609515132557,240895.578125,null,-138142.78204954011,-274600.16881805193,-95505.132825371984,null,0.37130826857518068,0.22069100063847669,0,0,0.34955939336021769,0.21282090319218339,0,0,0.71609711360133976,"FAIL",0,null,"CdaTgs105",null,-95505.132825371984,95505.132825371984,0.24112821243406199,"FAIL",0,1,null,null,12.976580563230831,null,21095.584537156225,"YES",1,null,13.708,11.574999999999999,12.50331411195598,0,0,0,null,-138512.13831578454,null,-16024.711878334649,null,11049.156088685268,null,11049.156088685268,null,21095.584537156225,null,11049.156088685268,0.40178684314973534,null,"CdaTgs105"]
[118,"CdaNgs105",1.1220338940620422,17691.01527970433,0,12440.0673828125,0,0,199943.32418186017,0,336400.71095037198,0,0,null,212383.39184820527,336400.71095037198,348840.77861671709,null,65861.719226993824,8378.890364774752,0,0,240895.57130344605,0,null,74240.609515132557,240895.578125,null,-138142.78204954011,-274600.16881805193,-95505.132825371984,null,0.37130826857518068,0.22069100063847669,0,0,0.34955939336021769,0.21282090319218339,0,0,0.71609711360133976,"FAIL",0,null,"CdaNgs105",null,-95505.132825371984,95505.132825371984,0.24112821243406199,"FAIL",0,1,null,null,12.976580563230831,null,21095.584537156225,"YES",1,null,13.708,11.574999999999999,12.50331411195598,0,0,0,null,-138512.13831578454,null,-16024.711878334649,null,11049.156088685268,null,11049.156088685268,null,21095.584537156225,null,11049.156088685268,0.40178684314973534,null,"CdaNgs105"]
[119,"CgrTgs105",0.9052147254347801,6403.4963126030007,0,4502.84619140625,0,0,72372.123300179897,0,121764.67348973961,0,0,null,76874.969672671621,121764.67348973961,126267.51986223129,null,26292.497993206161,6759.7734624033637,0,0,87195.329277325203,0,null,33052.270997906809,87195.328125,null,-43822.698493679338,-93215.248683239042,-34569.345364739609,null,0.45669892619862723,0.27144384369159358,0,0,0.42994841125139349,0.26176384141678949,0,0,0.71609708814558137,"FAIL",0,null,"CgrTgs105",null,-34569.345364739609,34569.345364739609,0.29658104175630551,"FAIL",0,1,null,null,12.976580563230831,null,7635.8250778663632,"YES",1,null,13.708,11.574999999999999,12.50331411195598,0,0,0,null,-43987.137652872894,null,-5088.9489961733325,null,3999.388111601098,null,3999.388111601098,null,7635.8250778663632,null,3999.388111601098,0.40178687578977385,null,"CgrTgs105"]
[120,"CgrNgs105",0.9052147254347801,6403.4963126030007,0,4502.84619140625,0,0,72372.123300179897,0,121764.67348973961,0,0,null,76874.969672671621,121764.67348973961,126267.51986223129,null,26292.497993206161,6759.7734624033637,0,0,87195.329277325203,0,null,33052.270997906809,87195.328125,null,-43822.698493679338,-93215.248683239042,-34569.345364739609,null,0.45669892619862723,0.27144384369159358,0,0,0.42994841125139349,0.26176384141678949,0,0,0.71609708814558137,"FAIL",0,null,"CgrNgs105",null,-34569.345364739609,34569.345364739609,0.29658104175630551,"FAIL",0,1,null,null,12.976580563230831,null,7635.8250778663632,"YES",1,null,13.708,11.574999999999999,12.50331411195598,0,0,0,null,-43987.137652872894,null,-5088.9489961733325,null,3999.388111601098,null,3999.388111601098,null,7635.8250778663632,null,3999.388111601098,0.40178687578977385,null,"CgrNgs105"]
[121,"CheTgs105",1.0177966177463531,8845.5076398521651,0,6220.03369140625,0,0,99971.662090930084,0,168200.35547518599,0,0,null,106191.69592410263,168200.35547518599,174420.38930835854,null,35217.316009900773,7600.4890038229978,0,0,120447.78565172302,0,null,42817.804117948879,120447.7890625,null,-63373.891664387455,-131602.58504864335,-47752.566412685992,null,0.42829941227748697,0.25456429028930105,0,0,0.40321235857946519,0.24548623198548639,0,0,0.71609711360133976,"FAIL",0,null,"CheTgs105",null,-47752.566412685992,47752.566412685992,0.27813835674957271,"FAIL",0,1,null,null,12.976580563230831,null,10547.792268578112,"YES",1,null,13.708,11.574999999999999,12.50331411195598,0,0,0,null,-63586.915565471769,null,-7356.4816308417294,null,5524.5780443426338,null,5524.5780443426338,null,10547.792268578112,null,5524.5780443426338,0.40178684314973534,null,"CheTgs105"]
[122,"CheNgs105",1.0177966177463531,8845.5076398521651,0,6220.03369140625,0,0,99971.662090930084,0,168200.35547518599,0,0,null,106191.69592410263,168200.35547518599,174420.38930835854,null,35217.316009900773,7600.4890038229978,0,0,120447.78565172302,0,null,42817.804117948879,120447.7890625,null,-63373.891664387455,-131602.58504864335,-47752.566412685992,null,0.42829941227748697,0.25456429028930105,0,0,0.40321235857946519,0.24548623198548639,0,0,0.71609711360133976,"FAIL",0,null,"CheNgs105",null,-47752.566412685992,47752.566412685992,0.27813835674957271,"FAIL",0,1,null,null,12.976580563230831,null,10547.792268578112,"YES",1,null,13.708,11.574999999999999,12.50331411195598,0,0,0,null,-63586.915565471769,null,-7356.4816308417294,null,5524.5780443426338,null,5524.5780443426338,null,10547.792268578112,null,5524.5780443426338,0.40178684314973534,null,"CheNgs105"]
[123,"ChoTgs105",0.9052147254347801,6403.4963126030007,0,4502.84619140625,0,0,72372.123300179897,0,121764.67348973961,0,0,null,76874.969672671621,121764.67348973961,126267.51986223129,null,26292.497993206161,6759.7734624033637,0,0,87195.329277325203,0,null,33052.270997906809,87195.328125,null,-43822.698493679338,-93215.248683239042,-34569.345364739609,null,0.45669892619862723,0.27144384369159358,0,0,0.42994841125139349,0.26176384141678949,0,0,0.71609708814558137,"FAIL",0,null,"ChoTgs105",null,-34569.345364739609,34569.345364739609,0.29658104175630551,"FAIL",0,1,null,null,12.976580563230831,null,7635.8250778663632,"YES",1,null,13.708,11.574999999999999,12.50331411195598,0,0,0,null,-43987.137652872894,null,-5088.9489961733325,null,3999.388111601098,null,3999.388111601098,null,7635.8250778663632,null,3999.388111601098,0.40178687578977385,null,"ChoTgs105"]
[124,"ChoNgs105",0.9052147254347801,6403.4963126030007,0,4502.84619140625,0,0,72372.123300179897,0,121764.67348973961,0,0,null,76874.969672671621,121764.67348973961,126267.51986223129,null,26292.497993206161,6759.7734624033637,0,0,87195.329277325203,0,null,33052.270997906809,87195.328125,null,-43822.698493679338,-93215.248683239042,-34569.345364739609,null,0.45669892619862723,0.27144384369159358,0,0,0.42994841125139349,0.26176384141678949,0,0,0.71609708814558137,"FAIL",0,null,"ChoNgs105",null,-34569.345364739609,34569.345364739609,0.29658104175630551,"FAIL",0,1,null,null,12.976580563230831,null,7635.8250778663632,"YES",1,null,13.708,11.574999999999999,12.50331411195598,0,0,0,null,-43987.137652872894,null,-5088.9489961733325,null,3999.388111601098,null,3999.388111601098,null,7635.8250778663632,null,3999.388111601098,0.40178687578977385,null,"ChoNgs105"]
[125,"CinTgs105",1.1220338940620422,17691.01527970433,0,12440.0673828125,0,0,199943.32418186017,0,336400.71095037198,0,0,null,212383.39184820527,336400.71095037198,348840.77861671709,null,65861.719226993824,8378.890364774752,0,0,240895.57130344605,0,null,74240.609515132557,240895.578125,null,-138142.78204954011,-274600.16881805193,-95505.132825371984,null,0.37130826857518068,0.22069100063847669,0,0,0.34955939336021769,0.21282090319218339,0,0,0.71609711360133976,"FAIL",0,null,"CinTgs105",null,-95505.132825371984,95505.132825371984,0.24112821243406199,"FAIL",0,1,null,null,12.976580563230831,null,21095.584537156225,"YES",1,null,13.708,11.574999999999999,12.50331411195598,0,0,0,null,-138512.13831578454,null,-16024.711878334649,null,11049.156088685268,null,11049.156088685268,null,21095.584537156225,null,11049.156088685268,0.40178684314973534,null,"CinTgs105"]
[126,"CinNgs105",1.1220338940620422,17691.01527970433,0,12440.0673828125,0,0,199943.32418186017,0,336400.71095037198,0,0,null,212383.39184820527,336400.71095037198,348840.77861671709,null,65861.719226993824,8378.890364774752,0,0,240895.57130344605,0,null,74240.609515132557,240895.578125,null,-138142.78204954011,-274600.16881805193,-95505.132825371984,null,0.37130826857518068,0.22069100063847669,0,0,0.34955939336021769,0.21282090319218339,0,0,0.71609711360133976,"FAIL",0,null,"CinNgs105",null,-95505.132825371984,95505.132825371984,0.24112821243406199,"FAIL",0,1,null,null,12.976580563230831,null,21095.584537156225,"YES",1,null,13.708,11.574999999999999,12.50331411195598,0,0,0,null,-138512.13831578454,null,-16024.711878334649,null,11049.156088685268,null,11049.156088685268,null,21095.584537156225,null,11049.156088685268,0.40178684314973534,null,"CinNgs105"]
[127,"CloTgs105",0.91675824224948865,5734.9993971988097,0,4032.76904296875,0,0,64816.791208834358,0,109052.97628164463,0,0,null,68849.560241485713,109052.97628164463,113085.74531429603,null,24340.219148957603,6845.9757262799239,0,0,78092.519528716119,0,null,31186.193238098378,78092.515625,null,-37663.36701370473,-81899.552086515003,-30960.460656644631,null,0.48114373847386294,0.28597287576595481,0,0,0.45296140053823569,0.27577475081919656,0,0,0.71609705931652068,"FAIL",0,null,"CloTgs105",null,-30960.460656644631,30960.460656644631,0.3124555325632522,"FAIL",0,1,null,null,12.976580563230828,null,6838.6785038033904,"YES",1,null,13.708,11.574999999999999,12.50331411195598,0,0,0,null,-37818.522203944027,null,-4375.2910708876298,null,3581.8699189535764,null,3581.8699189535764,null,6838.6785038033904,null,3581.8699189535764,0.40178691465477834,null,"CloTgs105"]
[128,"CloNgs105",0.91675824224948865,5734.9993971988097,0,4032.76904296875,0,0,64816.791208834358,0,109052.97628164463,0,0,null,68849.560241485713,109052.97628164463,113085.74531429603,null,24340.219148957603,6845.9757262799239,0,0,78092.519528716119,0,null,31186.193238098378,78092.515625,null,-37663.36701370473,-81899.552086515003,-30960.460656644631,null,0.48114373847386294,0.28597287576595481,0,0,0.45296140053823569,0.27577475081919656,0,0,0.71609705931652068,"FAIL",0,null,"CloNgs105",null,-30960.460656644631,30960.460656644631,0.3124555325632522,"FAIL",0,1,null,null,12.976580563230828,null,6838.6785038033904,"YES",1,null,13.708,11.574999999999999,12.50331411195598,0,0,0,null,-37818.522203944027,null,-4375.2910708876298,null,3581.8699189535764,null,3581.8699189535764,null,6838.6785038033904,null,3581.8699189535764,0.40178691465477834,null,"CloNgs105"]
[129,"CmiTgs105",1.1220338940620422,17691.01527970433,0,12440.0673828125,0,0,199943.32418186017,0,336400.71095037198,0,0,null,212383.39184820527,336400.71095037198,348840.77861671709,null,65861.719226993824,8378.890364774752,0,0,240895.57130344605,0,null,74240.609515132557,240895.578125,null,-138142.78204954011,-274600.16881805193,-95505.132825371984,null,0.37130826857518068,0.22069100063847669,0,0,0.34955939336021769,0.21282090319218339,0,0,0.71609711360133976,"FAIL",0,null,"CmiTgs105",null,-95505.132825371984,95505.132825371984,0.24112821243406199,"FAIL",0,1,null,null,12.976580563230831,null,21095.584537156225,"YES",1,null,13.708,11.574999999999999,12.50331411195598,0,0,0,null,-138512.13831578454,null,-16024.711878334649,null,11049.156088685268,null,11049.156088685268,null,21095.584537156225,null,11049.156088685268,0.40178684314973534,null,"CmiTgs105"]
[130,"CmiNgs105",1.1220338940620422,17691.01527970433,0,12440.0673828125,0,0,199943.32418186017,0,336400.71095037198,0,0,null,212383.39184820527,336400.71095037198,348840.77861671709,null,65861.719226993824,8378.890364774752,0,0,240895.57130344605,0,null,74240.609515132557,240895.578125,null,-138142.78204954011,-274600.16881805193,-95505.132825371984,null,0.37130826857518068,0.22069100063847669,0,0,0.34955939336021769,0.21282090319218339,0,0,0.71609711360133976,"FAIL",0,null,"CmiNgs105",null,-95505.132825371984,95505.132825371984,0.24112821243406199,"FAIL",0,1,null,null,12.976580563230831,null,21095.584537156225,"YES",1,null,13.708,11.574999999999999,12.50331411195598,0,0,0,null,-138512.13831578454,null,-16024.711878334649,null,11049.156088685268,null,11049.156088685268,null,21095.584537156225,null,11049.156088685268,0.40178684314973534,null,"CmiNgs105"]
[131,"CofTgs105",1.1220338940620422,17691.01527970433,0,12440.0673828125,0,0,199943.32418186017,0,336400.71095037198,0,0,null,212383.39184820527,336400.71095037198,348840.77861671709,null,65861.719226993824,8378.890364774752,0,0,240895.57130344605,0,null,74240.609515132557,240895.578125,null,-138142.78204954011,-274600.16881805193,-95505.132825371984,null,0.37130826857518068,0.22069100063847669,0,0,0.34955939336021769,0.21282090319218339,0,0,0.71609711360133976,"FAIL",0,null,"CofTgs105",null,-95505.132825371984,95505.132825371984,0.24112821243406199,"FAIL",0,1,null,null,12.976580563230831,null,21095.584537156225,"YES",1,null,13.708,11.574999999999999,12.50331411195598,0,0,0,null,-138512.13831578454,null,-16024.711878334649,null,11049.156088685268,null,11049.156088685268,null,21095.584537156225,null,11049.156088685268,0.40178684314973534,null,"CofTgs105"]
[132,"CofNgs105",1.1220338940620422,17691.01527970433,0,12440.0673828125,0,0,199943.32418186017,0,336400.71095037198,0,0,null,212383.39184820527,336400.71095037198,348840.77861671709,null,65861.719226993824,8378.890364774752,0,0,240895.57130344605,0,null,74240.609515132557,240895.578125,null,-138142.78204954011,-274600.16881805193,-95505.132825371984,null,0.37130826857518068,0.22069100063847669,0,0,0.34955939336021769,0.21282090319218339,0,0,0.71609711360133976,"FAIL",0,null,"CofNgs105",null,-95505.132825371984,95505.132825371984,0.24112821243406199,"FAIL",0,1,null,null,12.976580563230831,null,21095.584537156225,"YES",1,null,13.708,11.574999999999999,12.50331411195598,0,0,0,null,-138512.13831578454,null,-16024.711878334649,null,11049.156088685268,null,11049.156088685268,null,21095.584537156225,null,11049.156088685268,0.40178684314973534,null,"CofNgs105"]
[133,"CreTgs105",0.92931937575340273,5464.7639008907254,0,3842.74365234375,0,0,61762.597733247916,0,103914.35630149848,0,0,null,65605.341291186371,103914.35630149848,107757.09985943687,null,23585.71010026869,6939.7771355275236,0,0,74412.768353310763,0,null,30525.485333014563,74412.765625,null,-35079.856052577095,-77231.614620827662,-29501.590676498483,null,0.49423901282219135,0.29375618941859699,0,0,0.46528963478145419,0.2832805016661562,0,0,0.71609706563641529,"FAIL",0,null,"CreTgs105",null,-29501.590676498483,29501.590676498483,0.3209596258775978,"FAIL",0,1,null,null,12.976580563230831,null,6516.4371083362175,"YES",1,null,13.708,11.574999999999999,12.50331411195598,0,0,0,null,-35231.724138810998,null,-4076.0198720943149,null,3413.0906958179412,null,3413.0906958179412,null,6516.4371083362175,null,3413.0906958179412,0.40178691320743137,null,"CreTgs105"]
[134,"CreNgs105",0.92931937575340273,5464.7639008907254,0,3842.74365234375,0,0,61762.597733247916,0,103914.35630149848,0,0,null,65605.341291186371,103914.35630149848,107757.09985943687,null,23585.71010026869,6939.7771355275236,0,0,74412.768353310763,0,null,30525.485333014563,74412.765625,null,-35079.856052577095,-77231.614620827662,-29501.590676498483,null,0.49423901282219135,0.29375618941859699,0,0,0.46528963478145419,0.2832805016661562,0,0,0.71609706563641529,"FAIL",0,null,"CreNgs105",null,-29501.590676498483,29501.590676498483,0.3209596258775978,"FAIL",0,1,null,null,12.976580563230831,null,6516.4371083362175,"YES",1,null,13.708,11.574999999999999,12.50331411195598,0,0,0,null,-35231.724138810998,null,-4076.0198720943149,null,3413.0906958179412,null,3413.0906958179412,null,6516.4371083362175,null,3413.0906958179412,0.40178691320743137,null,"CreNgs105"]
[135,"CrtTgs105",0.9052147254347801,6403.4963126030007,0,4502.84619140625,0,0,72372.123300179897,0,121764.67348973961,0,0,null,76874.969672671621,121764.67348973961,126267.51986223129,null,26292.497993206161,6759.7734624033637,0,0,87195.329277325203,0,null,33052.270997906809,87195.328125,null,-43822.698493679338,-93215.248683239042,-34569.345364739609,null,0.45669892619862723,0.27144384369159358,0,0,0.42994841125139349,0.26176384141678949,0,0,0.71609708814558137,"FAIL",0,null,"CrtTgs105",null,-34569.345364739609,34569.345364739609,0.29658104175630551,"FAIL",0,1,null,null,12.976580563230831,null,7635.8250778663632,"YES",1,null,13.708,11.574999999999999,12.50331411195598,0,0,0,null,-43987.137652872894,null,-5088.9489961733325,null,3999.388111601098,null,3999.388111601098,null,7635.8250778663632,null,3999.388111601098,0.40178687578977385,null,"CrtTgs105"]
[136,"CrtNgs105",0.9052147254347801,6403.4963126030007,0,4502.84619140625,0,0,72372.123300179897,0,121764.67348973961,0,0,null,76874.969672671621,121764.67348973961,126267.51986223129,null,26292.497993206161,6759.7734624033637,0,0,87195.329277325203,0,null,33052.270997906809,87195.328125,null,-43822.698493679338,-93215.248683239042,-34569.345364739609,null,0.45669892619862723,0.27144384369159358,0,0,0.42994841125139349,0.26176384141678949,0,0,0.71609708814558137,"FAIL",0,null,"CrtNgs105",null,-34569.345364739609,34569.345364739609,0.29658104175630551,"FAIL",0,1,null,null,12.976580563230831,null,7635.8250778663632,"YES",1,null,13.708,11.574999999999999,12.50331411195598,0,0,0,null,-43987.137652872894,null,-5088.9489961733325,null,3999.388111601098,null,3999.388111601098,null,7635.8250778663632,null,3999.388111601098,0.40178687578977385,null,"CrtNgs105"]
[137,"CscTgs105",1.1220338940620422,17691.01527970433,0,12440.0673828125,0,0,199943.32418186017,0,336400.71095037198,0,0,null,212383.39184820527,336400.71095037198,348840.77861671709,null,65861.719226993824,8378.890364774752,0,0,240895.57130344605,0,null,74240.609515132557,240895.578125,null,-138142.78204954011,-274600.16881805193,-95505.132825371984,null,0.37130826857518068,0.22069100063847669,0,0,0.34955939336021769,0.21282090319218339,0,0,0.71609711360133976,"FAIL",0,null,"CscTgs105",null,-95505.132825371984,95505.132825371984,0.24112821243406199,"FAIL",0,1,null,null,12.976580563230831,null,21095.584537156225,"YES",1,null,13.708,11.574999999999999,12.50331411195598,0,0,0,null,-138512.13831578454,null,-16024.711878334649,null,11049.156088685268,null,11049.156088685268,null,21095.584537156225,null,11049.156088685268,0.40178684314973534,null,"CscTgs105"]
[138,"CscNgs105",1.1220338940620422,17691.01527970433,0,12440.0673828125,0,0,199943.32418186017,0,336400.71095037198,0,0,null,212383.39184820527,336400.71095037198,348840.77861671709,null,65861.719226993824,8378.890364774752,0,0,240895.57130344605,0,null,74240.609515132557,240895.578125,null,-138142.78204954011,-274600.16881805193,-95505.132825371984,null,0.37130826857518068,0.22069100063847669,0,0,0.34955939336021769,0.21282090319218339,0,0,0.71609711360133976,"FAIL",0,null,"CscNgs105",null,-95505.132825371984,95505.132825371984,0.24112821243406199,"FAIL",0,1,null,null,12.976580563230831,null,21095.584537156225,"YES",1,null,13.708,11.574999999999999,12.50331411195598,0,0,0,null,-138512.13831578454,null,-16024.711878334649,null,11049.156088685268,null,11049.156088685268,null,21095.584537156225,null,11049.156088685268,0.40178684314973534,null,"CscNgs105"]
[139,"CwaTgs105",1.1220338940620422,17691.01527970433,0,12440.0673828125,0,0,199943.32418186017,0,336400.71095037198,0,0,null,212383.39184820527,336400.71095037198,348840.77861671709,null,65861.719226993824,8378.890364774752,0,0,240895.57130344605,0,null,74240.609515132557,240895.578125,null,-138142.78204954011,-274600.16881805193,-95505.132825371984,null,0.37130826857518068,0.22069100063847669,0,0,0.34955939336021769,0.21282090319218339,0,0,0.71609711360133976,"FAIL",0,null,"CwaTgs105",null,-95505.132825371984,95505.132825371984,0.24112821243406199,"FAIL",0,1,null,null,12.976580563230831,null,21095.584537156225,"YES",1,null,13.708,11.574999999999999,12.50331411195598,0,0,0,null,-138512.13831578454,null,-16024.711878334649,null,11049.156088685268,null,11049.156088685268,null,21095.584537156225,null,11049.156088685268,0.40178684314973534,null,"CwaTgs105"]
[140,"CwaNgs105",1.1220338940620422,17691.01527970433,0,12440.0673828125,0,0,199943.32418186017,0,336400.71095037198,0,0,null,212383.39184820527,336400.71095037198,348840.77861671709,null,65861.719226993824,8378.890364774752,0,0,240895.57130344605,0,null,74240.609515132557,240895.578125,null,-138142.78204954011,-274600.16881805193,-95505.132825371984,null,0.37130826857518068,0.22069100063847669,0,0,0.34955939336021769,0.21282090319218339,0,0,0.71609711360133976,"FAIL",0,null,"CwaNgs105",null,-95505.132825371984,95505.132825371984,0.24112821243406199,"FAIL",0,1,null,null,12.976580563230831,null,21095.584537156225,"YES",1,null,13.708,11.574999999999999,12.50331411195598,0,0,0,null,-138512.13831578454,null,-16024.711878334649,null,11049.156088685268,null,11049.156088685268,null,21095.584537156225,null,11049.156088685268,0.40178684314973534,null,"CwaNgs105"]
[141,"CasTgs106",0.9052147254347801,6403.4963126030007,0,4502.84619140625,0,0,72372.123300179897,0,0.52049410709551103,0,0,null,76874.969672671621,0.52049410709551103,4503.3668665988544,null,26292.497993206161,6759.7734624033637,0,0,87195.329277325203,0,null,33052.270997906809,87195.328125,null,-43822.698493679338,28548.904312393464,87194.807630892901,null,0.45669892619862723,63501.719899091375,0,1,0.42994841125139349,7.3394580779377803,0,1,167524.14088138676,"PASS",1,null,"CasTgs106",null,87194.807630892901,0,0.42994841125139349,"FAIL",0,1,null,null,5.5469567087741634E-5,null,-2318.1362305849707,"NO",0,null,13.708,11.574999999999999,12.50331411195598,0,0,0,null,-43987.137652872894,null,-5088.9489961733325,null,0,null,0,null,-2318.1362305849707,null,-2318.1362305849707,-54481.197002323723,null,"CasTgs106"]
[142,"CasNgs106",0.9052147254347801,6403.4963126030007,0,4502.84619140625,0,0,72372.123300179897,0,0.52049410709551103,0,0,null,76874.969672671621,0.52049410709551103,4503.3668665988544,null,26292.497993206161,6759.7734624033637,0,0,87195.329277325203,0,null,33052.270997906809,87195.328125,null,-43822.698493679338,28548.904312393464,87194.807630892901,null,0.45669892619862723,63501.719899091375,0,1,0.42994841125139349,7.3394580779377803,0,1,167524.14088138676,"PASS",1,null,"CasNgs106",null,87194.807630892901,0,0.42994841125139349,"FAIL",0,1,null,null,5.5469567087741634E-5,null,-2318.1362305849707,"NO",0,null,13.708,11.574999999999999,12.50331411195598,0,0,0,null,-43987.137652872894,null,-5088.9489961733325,null,0,null,0,null,-2318.1362305849707,null,-2318.1362305849707,-54481.197002323723,null,"CasNgs106"]
[143,"CcoTgs106",0.9052147254347801,6403.4963126030007,0,4502.84619140625,0,0,72372.123300179897,0,0.52049410709551103,0,0,null,76874.969672671621,0.52049410709551103,4503.3668665988544,null,26292.497993206161,6759.7734624033637,0,0,87195.329277325203,0,null,33052.270997906809,87195.328125,null,-43822.698493679338,28548.904312393464,87194.807630892901,null,0.45669892619862723,63501.719899091375,0,1,0.42994841125139349,7.3394580779377803,0,1,167524.14088138676,"PASS",1,null,"CcoTgs106",null,87194.807630892901,0,0.42994841125139349,"FAIL",0,1,null,null,5.5469567087741634E-5,null,-2318.1362305849707,"NO",0,null,13.708,11.574999999999999,12.50331411195598,0,0,0,null,-43987.137652872894,null,-5088.9489961733325,null,0,null,0,null,-2318.1362305849707,null,-2318.1362305849707,-54481.197002323723,null,"CcoTgs106"]
[144,"CcoNgs106",0.9052147254347801,6403.4963126030007,0,4502.84619140625,0,0,72372.123300179897,0,0.52049410709551103,0,0,null,76874.969672671621,0.52049410709551103,4503.3668665988544,null,26292.497993206161,6759.7734624033637,0,0,87195.329277325203,0,null,33052.270997906809,87195.328125,null,-43822.698493679338,28548.904312393464,87194.807630892901,null,0.45669892619862723,63501.719899091375,0,1,0.42994841125139349,7.3394580779377803,0,1,167524.14088138676,"PASS",1,null,"CcoNgs106",null,87194.807630892901,0,0.42994841125139349,"FAIL",0,1,null,null,5.5469567087741634E-5,null,-2318.1362305849707,"NO",0,null,13.708,11.574999999999999,12.50331411195598,0,0,0,null,-43987.137652872894,null,-5088.9489961733325,null,0,null,0,null,-2318.1362305849707,null,-2318.1362305849707,-54481.197002323723,null,"CcoNgs106"]
[145,"CdaTgs106",1.1220338940620422,17691.01527970433,0,12440.0673828125,0,0,199943.32418186017,0,1.4379751955941942,0,0,null,212383.39184820527,1.4379751955941942,12441.505641540716,null,65861.719226993824,8378.890364774752,0,0,240895.57130344605,0,null,74240.609515132557,240895.578125,null,-138142.78204954011,61799.104157124464,240894.14014980441,null,0.37130826857518068,51628.57450017082,0,1,0.34955939336021769,5.967172571070499,0,1,167524.15400702244,"PASS",1,null,"CdaTgs106",null,240894.14014980441,0,0.34955939336021769,"FAIL",0,1,null,null,5.5469567087741634E-5,null,-6404.3424675483102,"NO",0,null,13.708,11.574999999999999,12.50331411195598,0,0,0,null,-138512.13831578454,null,-16024.711878334649,null,0,null,0,null,-6404.3424675483102,null,-6404.3424675483102,-54481.19700232373,null,"CdaTgs106"]
[146,"CdaNgs106",1.1220338940620422,17691.01527970433,0,12440.0673828125,0,0,199943.32418186017,0,1.4379751955941942,0,0,null,212383.39184820527,1.4379751955941942,12441.505641540716,null,65861.719226993824,8378.890364774752,0,0,240895.57130344605,0,null,74240.609515132557,240895.578125,null,-138142.78204954011,61799.104157124464,240894.14014980441,null,0.37130826857518068,51628.57450017082,0,1,0.34955939336021769,5.967172571070499,0,1,167524.15400702244,"PASS",1,null,"CdaNgs106",null,240894.14014980441,0,0.34955939336021769,"FAIL",0,1,null,null,5.5469567087741634E-5,null,-6404.3424675483102,"NO",0,null,13.708,11.574999999999999,12.50331411195598,0,0,0,null,-138512.13831578454,null,-16024.711878334649,null,0,null,0,null,-6404.3424675483102,null,-6404.3424675483102,-54481.19700232373,null,"CdaNgs106"]
[147,"CgrTgs106",0.9052147254347801,6403.4963126030007,0,4502.84619140625,0,0,72372.123300179897,0,0.52049410709551103,0,0,null,76874.969672671621,0.52049410709551103,4503.3668665988544,null,26292.497993206161,6759.7734624033637,0,0,87195.329277325203,0,null,33052.270997906809,87195.328125,null,-43822.698493679338,28548.904312393464,87194.807630892901,null,0.45669892619862723,63501.719899091375,0,1,0.42994841125139349,7.3394580779377803,0,1,167524.14088138676,"PASS",1,null,"CgrTgs106",null,87194.807630892901,0,0.42994841125139349,"FAIL",0,1,null,null,5.5469567087741634E-5,null,-2318.1362305849707,"NO",0,null,13.708,11.574999999999999,12.50331411195598,0,0,0,null,-43987.137652872894,null,-5088.9489961733325,null,0,null,0,null,-2318.1362305849707,null,-2318.1362305849707,-54481.197002323723,null,"CgrTgs106"]
[148,"CgrNgs106",0.9052147254347801,6403.4963126030007,0,4502.84619140625,0,0,72372.123300179897,0,0.52049410709551103,0,0,null,76874.969672671621,0.52049410709551103,4503.3668665988544,null,26292.497993206161,6759.7734624033637,0,0,87195.329277325203,0,null,33052.270997906809,87195.328125,null,-43822.698493679338,28548.904312393464,87194.807630892901,null,0.45669892619862723,63501.719899091375,0,1,0.42994841125139349,7.3394580779377803,0,1,167524.14088138676,"PASS",1,null,"CgrNgs106",null,87194.807630892901,0,0.42994841125139349,"FAIL",0,1,null,null,5.5469567087741634E-5,null,-2318.1362305849707,"NO",0,null,13.708,11.574999999999999,12.50331411195598,0,0,0,null,-43987.137652872894,null,-5088.9489961733325,null,0,null,0,null,-2318.1362305849707,null,-2318.1362305849707,-54481.197002323723,null,"CgrNgs106"]
[149,"CheTgs106",1.0177966177463531,8845.5076398521651,0,6220.03369140625,0,0,99971.662090930084,0,0.71898759779709709,0,0,null,106191.69592410263,0.71898759779709709,6220.7528207703581,null,35217.316009900773,7600.4890038229978,0,0,120447.78565172302,0,null,42817.804117948879,120447.7890625,null,-63373.891664387455,36597.051438944829,120447.07007490221,null,0.42829941227748697,59552.910577509487,0,1,0.40321235857946519,6.8830584219278235,0,1,167524.15400702244,"PASS",1,null,"CheTgs106",null,120447.07007490221,0,0.40321235857946519,"FAIL",0,1,null,null,5.5469567087741634E-5,null,-3202.1712337741551,"NO",0,null,13.708,11.574999999999999,12.50331411195598,0,0,0,null,-63586.915565471769,null,-7356.4816308417294,null,0,null,0,null,-3202.1712337741551,null,-3202.1712337741551,-54481.19700232373,null,"CheTgs106"]
[150,"CheNgs106",1.0177966177463531,8845.5076398521651,0,6220.03369140625,0,0,99971.662090930084,0,0.71898759779709709,0,0,null,106191.69592410263,0.71898759779709709,6220.7528207703581,null,35217.316009900773,7600.4890038229978,0,0,120447.78565172302,0,null,42817.804117948879,120447.7890625,null,-63373.891664387455,36597.051438944829,120447.07007490221,null,0.42829941227748697,59552.910577509487,0,1,0.40321235857946519,6.8830584219278235,0,1,167524.15400702244,"PASS",1,null,"CheNgs106",null,120447.07007490221,0,0.40321235857946519,"FAIL",0,1,null,null,5.5469567087741634E-5,null,-3202.1712337741551,"NO",0,null,13.708,11.574999999999999,12.50331411195598,0,0,0,null,-63586.915565471769,null,-7356.4816308417294,null,0,null,0,null,-3202.1712337741551,null,-3202.1712337741551,-54481.19700232373,null,"CheNgs106"]
[151,"ChoTgs106",0.9052147254347801,6403.4963126030007,0,4502.84619140625,0,0,72372.123300179897,0,0.52049410709551103,0,0,null,76874.969672671621,0.52049410709551103,4503.3668665988544,null,26292.497993206161,6759.7734624033637,0,0,87195.329277325203,0,null,33052.270997906809,87195.328125,null,-43822.698493679338,28548.904312393464,87194.807630892901,null,0.45669892619862723,63501.719899091375,0,1,0.42994841125139349,7.3394580779377803,0,1,167524.14088138676,"PASS",1,null,"ChoTgs106",null,87194.807630892901,0,0.42994841125139349,"FAIL",0,1,null,null,5.5469567087741634E-5,null,-2318.1362305849707,"NO",0,null,13.708,11.574999999999999,12.50331411195598,0,0,0,null,-43987.137652872894,null,-5088.9489961733325,null,0,null,0,null,-2318.1362305849707,null,-2318.1362305849707,-54481.197002323723,null,"ChoTgs106"]
[152,"ChoNgs106",0.9052147254347801,6403.4963126030007,0,4502.84619140625,0,0,72372.123300179897,0,0.52049410709551103,0,0,null,76874.969672671621,0.52049410709551103,4503.3668665988544,null,26292.497993206161,6759.7734624033637,0,0,87195.329277325203,0,null,33052.270997906809,87195.328125,null,-43822.698493679338,28548.904312393464,87194.807630892901,null,0.45669892619862723,63501.719899091375,0,1,0.42994841125139349,7.3394580779377803,0,1,167524.14088138676,"PASS",1,null,"ChoNgs106",null,87194.807630892901,0,0.42994841125139349,"FAIL",0,1,null,null,5.5469567087741634E-5,null,-2318.1362305849707,"NO",0,null,13.708,11.574999999999999,12.50331411195598,0,0,0,null,-43987.137652872894,null,-5088.9489961733325,null,0,null,0,null,-2318.1362305849707,null,-2318.1362305849707,-54481.197002323723,null,"ChoNgs106"]
[153,"CinTgs106",1.1220338940620422,17691.01527970433,0,12440.0673828125,0,0,199943.32418186017,0,1.4379751955941942,0,0,null,212383.39184820527,1.4379751955941942,12441.505641540716,null,65861.719226993824,8378.890364774752,0,0,240895.57130344605,0,null,74240.609515132557,240895.578125,null,-138142.78204954011,61799.104157124464,240894.14014980441,null,0.37130826857518068,51628.57450017082,0,1,0.34955939336021769,5.967172571070499,0,1,167524.15400702244,"PASS",1,null,"CinTgs106",null,240894.14014980441,0,0.34955939336021769,"FAIL",0,1,null,null,5.5469567087741634E-5,null,-6404.3424675483102,"NO",0,null,13.708,11.574999999999999,12.50331411195598,0,0,0,null,-138512.13831578454,null,-16024.711878334649,null,0,null,0,null,-6404.3424675483102,null,-6404.3424675483102,-54481.19700232373,null,"CinTgs106"]
[154,"CinNgs106",1.1220338940620422,17691.01527970433,0,12440.0673828125,0,0,199943.32418186017,0,1.4379751955941942,0,0,null,212383.39184820527,1.4379751955941942,12441.505641540716,null,65861.719226993824,8378.890364774752,0,0,240895.57130344605,0,null,74240.609515132557,240895.578125,null,-138142.78204954011,61799.104157124464,240894.14014980441,null,0.37130826857518068,51628.57450017082,0,1,0.34955939336021769,5.967172571070499,0,1,167524.15400702244,"PASS",1,null,"CinNgs106",null,240894.14014980441,0,0.34955939336021769,"FAIL",0,1,null,null,5.5469567087741634E-5,null,-6404.3424675483102,"NO",0,null,13.708,11.574999999999999,12.50331411195598,0,0,0,null,-138512.13831578454,null,-16024.711878334649,null,0,null,0,null,-6404.3424675483102,null,-6404.3424675483102,-54481.19700232373,null,"CinNgs106"]
[155,"CloTgs106",0.91675824224948865,5734.9993971988097,0,4032.76904296875,0,0,64816.791208834358,0,0.4661568212179642,0,0,null,68849.560241485713,0.4661568212179642,4033.2351894725603,null,24340.219148957603,6845.9757262799239,0,0,78092.519528716119,0,null,31186.193238098378,78092.515625,null,-37663.36701370473,27152.95803830841,78092.049468178782,null,0.48114373847386294,66900.647633162982,0,1,0.45296140053823569,7.732302157762188,0,1,167524.12937123093,"PASS",1,null,"CloTgs106",null,78092.049468178782,0,0.45296140053823569,"FAIL",0,1,null,null,5.5469567087741627E-5,null,-2076.1329977217047,"NO",0,null,13.708,11.574999999999999,12.50331411195598,0,0,0,null,-37818.522203944027,null,-4375.2910708876298,null,0,null,0,null,-2076.1329977217047,null,-2076.1329977217047,-54481.19700232373,null,"CloTgs106"]
[156,"CloNgs106",0.91675824224948865,5734.9993971988097,0,4032.76904296875,0,0,64816.791208834358,0,0.4661568212179642,0,0,null,68849.560241485713,0.4661568212179642,4033.2351894725603,null,24340.219148957603,6845.9757262799239,0,0,78092.519528716119,0,null,31186.193238098378,78092.515625,null,-37663.36701370473,27152.95803830841,78092.049468178782,null,0.48114373847386294,66900.647633162982,0,1,0.45296140053823569,7.732302157762188,0,1,167524.12937123093,"PASS",1,null,"CloNgs106",null,78092.049468178782,0,0.45296140053823569,"FAIL",0,1,null,null,5.5469567087741627E-5,null,-2076.1329977217047,"NO",0,null,13.708,11.574999999999999,12.50331411195598,0,0,0,null,-37818.522203944027,null,-4375.2910708876298,null,0,null,0,null,-2076.1329977217047,null,-2076.1329977217047,-54481.19700232373,null,"CloNgs106"]
[157,"CmiTgs106",1.1220338940620422,17691.01527970433,0,12440.0673828125,0,0,199943.32418186017,0,1.4379751955941942,0,0,null,212383.39184820527,1.4379751955941942,12441.505641540716,null,65861.719226993824,8378.890364774752,0,0,240895.57130344605,0,null,74240.609515132557,240895.578125,null,-138142.78204954011,61799.104157124464,240894.14014980441,null,0.37130826857518068,51628.57450017082,0,1,0.34955939336021769,5.967172571070499,0,1,167524.15400702244,"PASS",1,null,"CmiTgs106",null,240894.14014980441,0,0.34955939336021769,"FAIL",0,1,null,null,5.5469567087741634E-5,null,-6404.3424675483102,"NO",0,null,13.708,11.574999999999999,12.50331411195598,0,0,0,null,-138512.13831578454,null,-16024.711878334649,null,0,null,0,null,-6404.3424675483102,null,-6404.3424675483102,-54481.19700232373,null,"CmiTgs106"]
[158,"CmiNgs106",1.1220338940620422,17691.01527970433,0,12440.0673828125,0,0,199943.32418186017,0,1.4379751955941942,0,0,null,212383.39184820527,1.4379751955941942,12441.505641540716,null,65861.719226993824,8378.890364774752,0,0,240895.57130344605,0,null,74240.609515132557,240895.578125,null,-138142.78204954011,61799.104157124464,240894.14014980441,null,0.37130826857518068,51628.57450017082,0,1,0.34955939336021769,5.967172571070499,0,1,167524.15400702244,"PASS",1,null,"CmiNgs106",null,240894.14014980441,0,0.34955939336021769,"FAIL",0,1,null,null,5.5469567087741634E-5,null,-6404.3424675483102,"NO",0,null,13.708,11.574999999999999,12.50331411195598,0,0,0,null,-138512.13831578454,null,-16024.711878334649,null,0,null,0,null,-6404.3424675483102,null,-6404.3424675483102,-54481.19700232373,null,"CmiNgs106"]
[159,"CofTgs106",1.1220338940620422,17691.01527970433,0,12440.0673828125,0,0,199943.32418186017,0,1.4379751955941942,0,0,null,212383.39184820527,1.4379751955941942,12441.505641540716,null,65861.719226993824,8378.890364774752,0,0,240895.57130344605,0,null,74240.609515132557,240895.578125,null,-138142.78204954011,61799.104157124464,240894.14014980441,null,0.37130826857518068,51628.57450017082,0,1,0.34955939336021769,5.967172571070499,0,1,167524.15400702244,"PASS",1,null,"CofTgs106",null,240894.14014980441,0,0.34955939336021769,"FAIL",0,1,null,null,5.5469567087741634E-5,null,-6404.3424675483102,"NO",0,null,13.708,11.574999999999999,12.50331411195598,0,0,0,null,-138512.13831578454,null,-16024.711878334649,null,0,null,0,null,-6404.3424675483102,null,-6404.3424675483102,-54481.19700232373,null,"CofTgs106"]
[160,"CofNgs106",1.1220338940620422,17691.01527970433,0,12440.0673828125,0,0,199943.32418186017,0,1.4379751955941942,0,0,null,212383.39184820527,1.4379751955941942,12441.505641540716,null,65861.719226993824,8378.890364774752,0,0,240895.57130344605,0,null,74240.609515132557,240895.578125,null,-138142.78204954011,61799.104157124464,240894.14014980441,null,0.37130826857518068,51628.57450017082,0,1,0.34955939336021769,5.967172571070499,0,1,167524.15400702244,"PASS",1,null,"CofNgs106",null,240894.14014980441,0,0.34955939336021769,"FAIL",0,1,null,null,5.5469567087741634E-5,null,-6404.3424675483102,"NO",0,null,13.708,11.574999999999999,12.50331411195598,0,0,0,null,-138512.13831578454,null,-16024.711878334649,null,0,null,0,null,-6404.3424675483102,null,-6404.3424675483102,-54481.19700232373,null,"CofNgs106"]
[161,"CreTgs106",0.92931937575340273,5464.7639008907254,0,3842.74365234375,0,0,61762.597733247916,0,0.44419130199932,0,0,null,65605.341291186371,0.44419130199932,3843.1877492404255,null,23585.71010026869,6939.7771355275236,0,0,74412.768353310763,0,null,30525.485333014563,74412.765625,null,-35079.856052577095,26682.297489368815,74412.321433698002,null,0.49423901282219135,68721.483729236308,0,1,0.46528963478145419,7.9427513238742149,0,1,167524.1394643831,"PASS",1,null,"CreTgs106",null,74412.321433698002,0,0.46528963478145419,"FAIL",0,1,null,null,5.5469567087741634E-5,null,-1978.3047412845563,"NO",0,null,13.708,11.574999999999999,12.50331411195598,0,0,0,null,-35231.724138810998,null,-4076.0198720943149,null,0,null,0,null,-1978.3047412845563,null,-1978.3047412845563,-54481.197002323723,null,"CreTgs106"]
[162,"CreNgs106",0.92931937575340273,5464.7639008907254,0,3842.74365234375,0,0,61762.597733247916,0,0.44419130199932,0,0,null,65605.341291186371,0.44419130199932,3843.1877492404255,null,23585.71010026869,6939.7771355275236,0,0,74412.768353310763,0,null,30525.485333014563,74412.765625,null,-35079.856052577095,26682.297489368815,74412.321433698002,null,0.49423901282219135,68721.483729236308,0,1,0.46528963478145419,7.9427513238742149,0,1,167524.1394643831,"PASS",1,null,"CreNgs106",null,74412.321433698002,0,0.46528963478145419,"FAIL",0,1,null,null,5.5469567087741634E-5,null,-1978.3047412845563,"NO",0,null,13.708,11.574999999999999,12.50331411195598,0,0,0,null,-35231.724138810998,null,-4076.0198720943149,null,0,null,0,null,-1978.3047412845563,null,-1978.3047412845563,-54481.197002323723,null,"CreNgs106"]
[163,"CrtTgs106",0.9052147254347801,6403.4963126030007,0,4502.84619140625,0,0,72372.123300179897,0,0.52049410709551103,0,0,null,76874.969672671621,0.52049410709551103,4503.3668665988544,null,26292.497993206161,6759.7734624033637,0,0,87195.329277325203,0,null,33052.270997906809,87195.328125,null,-43822.698493679338,28548.904312393464,87194.807630892901,null,0.45669892619862723,63501.719899091375,0,1,0.42994841125139349,7.3394580779377803,0,1,167524.14088138676,"PASS",1,null,"CrtTgs106",null,87194.807630892901,0,0.42994841125139349,"FAIL",0,1,null,null,5.5469567087741634E-5,null,-2318.1362305849707,"NO",0,null,13.708,11.574999999999999,12.50331411195598,0,0,0,null,-43987.137652872894,null,-5088.9489961733325,null,0,null,0,null,-2318.1362305849707,null,-2318.1362305849707,-54481.197002323723,null,"CrtTgs106"]
[164,"CrtNgs106",0.9052147254347801,6403.4963126030007,0,4502.84619140625,0,0,72372.123300179897,0,0.52049410709551103,0,0,null,76874.969672671621,0.52049410709551103,4503.3668665988544,null,26292.497993206161,6759.7734624033637,0,0,87195.329277325203,0,null,33052.270997906809,87195.328125,null,-43822.698493679338,28548.904312393464,87194.807630892901,null,0.45669892619862723,63501.719899091375,0,1,0.42994841125139349,7.3394580779377803,0,1,167524.14088138676,"PASS",1,null,"CrtNgs106",null,87194.807630892901,0,0.42994841125139349,"FAIL",0,1,null,null,5.5469567087741634E-5,null,-2318.1362305849707,"NO",0,null,13.708,11.574999999999999,12.50331411195598,0,0,0,null,-43987.137652872894,null,-5088.9489961733325,null,0,null,0,null,-2318.1362305849707,null,-2318.1362305849707,-54481.197002323723,null,"CrtNgs106"]
[165,"CscTgs106",1.1220338940620422,17691.01527970433,0,12440.0673828125,0,0,199943.32418186017,0,1.4379751955941942,0,0,null,212383.39184820527,1.4379751955941942,12441.505641540716,null,65861.719226993824,8378.890364774752,0,0,240895.57130344605,0,null,74240.609515132557,240895.578125,null,-138142.78204954011,61799.104157124464,240894.14014980441,null,0.37130826857518068,51628.57450017082,0,1,0.34955939336021769,5.967172571070499,0,1,167524.15400702244,"PASS",1,null,"CscTgs106",null,240894.14014980441,0,0.34955939336021769,"FAIL",0,1,null,null,5.5469567087741634E-5,null,-6404.3424675483102,"NO",0,null,13.708,11.574999999999999,12.50331411195598,0,0,0,null,-138512.13831578454,null,-16024.711878334649,null,0,null,0,null,-6404.3424675483102,null,-6404.3424675483102,-54481.19700232373,null,"CscTgs106"]
[166,"CscNgs106",1.1220338940620422,17691.01527970433,0,12440.0673828125,0,0,199943.32418186017,0,1.4379751955941942,0,0,null,212383.39184820527,1.4379751955941942,12441.505641540716,null,65861.719226993824,8378.890364774752,0,0,240895.57130344605,0,null,74240.609515132557,240895.578125,null,-138142.78204954011,61799.104157124464,240894.14014980441,null,0.37130826857518068,51628.57450017082,0,1,0.34955939336021769,5.967172571070499,0,1,167524.15400702244,"PASS",1,null,"CscNgs106",null,240894.14014980441,0,0.34955939336021769,"FAIL",0,1,null,null,5.5469567087741634E-5,null,-6404.3424675483102,"NO",0,null,13.708,11.574999999999999,12.50331411195598,0,0,0,null,-138512.13831578454,null,-16024.711878334649,null,0,null,0,null,-6404.3424675483102,null,-6404.3424675483102,-54481.19700232373,null,"CscNgs106"]
[167,"CwaTgs106",1.1220338940620422,17691.01527970433,0,12440.0673828125,0,0,199943.32418186017,0,1.4379751955941942,0,0,null,212383.39184820527,1.4379751955941942,12441.505641540716,null,65861.719226993824,8378.890364774752,0,0,240895.57130344605,0,null,74240.609515132557,240895.578125,null,-138142.78204954011,61799.104157124464,240894.14014980441,null,0.37130826857518068,51628.57450017082,0,1,0.34955939336021769,5.967172571070499,0,1,167524.15400702244,"PASS",1,null,"CwaTgs106",null,240894.14014980441,0,0.34955939336021769,"FAIL",0,1,null,null,5.5469567087741634E-5,null,-6404.3424675483102,"NO",0,null,13.708,11.574999999999999,12.50331411195598,0,0,0,null,-138512.13831578454,null,-16024.711878334649,null,0,null,0,null,-6404.3424675483102,null,-6404.3424675483102,-54481.19700232373,null,"CwaTgs106"]
[168,"CwaNgs106",1.1220338940620422,17691.01527970433,0,12440.0673828125,0,0,199943.32418186017,0,1.4379751955941942,0,0,null,212383.39184820527,1.4379751955941942,12441.505641540716,null,65861.719226993824,8378.890364774752,0,0,240895.57130344605,0,null,74240.609515132557,240895.578125,null,-138142.78204954011,61799.104157124464,240894.14014980441,null,0.37130826857518068,51628.57450017082,0,1,0.34955939336021769,5.967172571070499,0,1,167524.15400702244,"PASS",1,null,"CwaNgs106",null,240894.14014980441,0,0.34955939336021769,"FAIL",0,1,null,null,5.5469567087741634E-5,null,-6404.3424675483102,"NO",0,null,13.708,11.574999999999999,12.50331411195598,0,0,0,null,-138512.13831578454,null,-16024.711878334649,null,0,null,0,null,-6404.3424675483102,null,-6404.3424675483102,-54481.19700232373,null,"CwaNgs106"]
[169,"CasTgs107",0.9052147254347801,6403.4963126030007,0,4502.84619140625,0,0,72372.123300179897,0,120936.51506675145,0,0,null,76874.969672671621,120936.51506675145,125439.36143924316,null,26248.595682998068,6724.5994182323011,0,0,87195.329277325203,0,null,32973.196779156809,87195.328125,null,-43901.772712429338,-92466.164479000901,-33741.186941751454,null,0.45560632016270891,0.27264880884782489,0,0,0.42891980311960548,0.26286164445063659,0,0,0.72100083317988906,"FAIL",0,null,"CasTgs107",null,-33741.186941751454,33741.186941751454,0.29808662533874947,"FAIL",0,1,null,null,12.888323294123069,null,7568.1251785830655,"YES",1,null,13.708,11.574999999999999,12.50331411195598,0,0,0,null,-44065.818467549514,null,-5098.0517174284978,null,3903.5770131705367,null,3903.5770131705367,null,7568.1251785830655,null,3903.5770131705367,0.39484695489572252,null,"CasTgs107"]
[170,"CasNgs107",0.9052147254347801,6403.4963126030007,0,4502.84619140625,0,0,72372.123300179897,0,120936.51506675145,0,0,null,76874.969672671621,120936.51506675145,125439.36143924316,null,26248.595682998068,6724.5994182323011,0,0,87195.329277325203,0,null,32973.196779156809,87195.328125,null,-43901.772712429338,-92466.164479000901,-33741.186941751454,null,0.45560632016270891,0.27264880884782489,0,0,0.42891980311960548,0.26286164445063659,0,0,0.72100083317988906,"FAIL",0,null,"CasNgs107",null,-33741.186941751454,33741.186941751454,0.29808662533874947,"FAIL",0,1,null,null,12.888323294123069,null,7568.1251785830655,"YES",1,null,13.708,11.574999999999999,12.50331411195598,0,0,0,null,-44065.818467549514,null,-5098.0517174284978,null,3903.5770131705367,null,3903.5770131705367,null,7568.1251785830655,null,3903.5770131705367,0.39484695489572252,null,"CasNgs107"]
[171,"CcoTgs107",0.9052147254347801,6403.4963126030007,0,4502.84619140625,0,0,72372.123300179897,0,120936.51506675145,0,0,null,76874.969672671621,120936.51506675145,125439.36143924316,null,26248.595682998068,6724.5994182323011,0,0,87195.329277325203,0,null,32973.196779156809,87195.328125,null,-43901.772712429338,-92466.164479000901,-33741.186941751454,null,0.45560632016270891,0.27264880884782489,0,0,0.42891980311960548,0.26286164445063659,0,0,0.72100083317988906,"FAIL",0,null,"CcoTgs107",null,-33741.186941751454,33741.186941751454,0.29808662533874947,"FAIL",0,1,null,null,12.888323294123069,null,7568.1251785830655,"YES",1,null,13.708,11.574999999999999,12.50331411195598,0,0,0,null,-44065.818467549514,null,-5098.0517174284978,null,3903.5770131705367,null,3903.5770131705367,null,7568.1251785830655,null,3903.5770131705367,0.39484695489572252,null,"CcoTgs107"]
[172,"CcoNgs107",0.9052147254347801,6403.4963126030007,0,4502.84619140625,0,0,72372.123300179897,0,120936.51506675145,0,0,null,76874.969672671621,120936.51506675145,125439.36143924316,null,26248.595682998068,6724.5994182323011,0,0,87195.329277325203,0,null,32973.196779156809,87195.328125,null,-43901.772712429338,-92466.164479000901,-33741.186941751454,null,0.45560632016270891,0.27264880884782489,0,0,0.42891980311960548,0.26286164445063659,0,0,0.72100083317988906,"FAIL",0,null,"CcoNgs107",null,-33741.186941751454,33741.186941751454,0.29808662533874947,"FAIL",0,1,null,null,12.888323294123069,null,7568.1251785830655,"YES",1,null,13.708,11.574999999999999,12.50331411195598,0,0,0,null,-44065.818467549514,null,-5098.0517174284978,null,3903.5770131705367,null,3903.5770131705367,null,7568.1251785830655,null,3903.5770131705367,0.39484695489572252,null,"CcoNgs107"]
[173,"CdaTgs107",1.1220338940620422,17691.01527970433,0,12440.0673828125,0,0,199943.32418186017,0,334112.75979560276,0,0,null,212383.39184820527,334112.75979560276,346552.82746194786,null,65807.30133177292,8335.2913504831849,0,0,240895.57130344605,0,null,74142.593890132557,240895.578125,null,-138240.79767454011,-272410.2332882827,-93217.18167060276,null,0.37081805153292102,0.22190889667156119,0,0,0.34909789011235121,0.21394312230487689,0,0,0.72100083298934936,"FAIL",0,null,"CdaTgs107",null,-93217.18167060276,93217.18167060276,0.2426127448165869,"FAIL",0,1,null,null,12.888323294123071,null,20908.549222187117,"YES",1,null,13.708,11.574999999999999,12.50331411195598,0,0,0,null,-138609.66630085916,null,-16035.995061742966,null,10784.459012366277,null,10784.459012366277,null,20908.549222187117,null,10784.459012366277,0.39484697263285462,null,"CdaTgs107"]
[174,"CdaNgs107",1.1220338940620422,17691.01527970433,0,12440.0673828125,0,0,199943.32418186017,0,334112.75979560276,0,0,null,212383.39184820527,334112.75979560276,346552.82746194786,null,65807.30133177292,8335.2913504831849,0,0,240895.57130344605,0,null,74142.593890132557,240895.578125,null,-138240.79767454011,-272410.2332882827,-93217.18167060276,null,0.37081805153292102,0.22190889667156119,0,0,0.34909789011235121,0.21394312230487689,0,0,0.72100083298934936,"FAIL",0,null,"CdaNgs107",null,-93217.18167060276,93217.18167060276,0.2426127448165869,"FAIL",0,1,null,null,12.888323294123071,null,20908.549222187117,"YES",1,null,13.708,11.574999999999999,12.50331411195598,0,0,0,null,-138609.66630085916,null,-16035.995061742966,null,10784.459012366277,null,10784.459012366277,null,20908.549222187117,null,10784.459012366277,0.39484697263285462,null,"CdaNgs107"]
[175,"CgrTgs107",0.9052147254347801,6403.4963126030007,0,4502.84619140625,0,0,72372.123300179897,0,120936.51506675145,0,0,null,76874.969672671621,120936.51506675145,125439.36143924316,null,26248.595682998068,6724.5994182323011,0,0,87195.329277325203,0,null,32973.196779156809,87195.328125,null,-43901.772712429338,-92466.164479000901,-33741.186941751454,null,0.45560632016270891,0.27264880884782489,0,0,0.42891980311960548,0.26286164445063659,0,0,0.72100083317988906,"FAIL",0,null,"CgrTgs107",null,-33741.186941751454,33741.186941751454,0.29808662533874947,"FAIL",0,1,null,null,12.888323294123069,null,7568.1251785830655,"YES",1,null,13.708,11.574999999999999,12.50331411195598,0,0,0,null,-44065.818467549514,null,-5098.0517174284978,null,3903.5770131705367,null,3903.5770131705367,null,7568.1251785830655,null,3903.5770131705367,0.39484695489572252,null,"CgrTgs107"]
[176,"CgrNgs107",0.9052147254347801,6403.4963126030007,0,4502.84619140625,0,0,72372.123300179897,0,120936.51506675145,0,0,null,76874.969672671621,120936.51506675145,125439.36143924316,null,26248.595682998068,6724.5994182323011,0,0,87195.329277325203,0,null,32973.196779156809,87195.328125,null,-43901.772712429338,-92466.164479000901,-33741.186941751454,null,0.45560632016270891,0.27264880884782489,0,0,0.42891980311960548,0.26286164445063659,0,0,0.72100083317988906,"FAIL",0,null,"CgrNgs107",null,-33741.186941751454,33741.186941751454,0.29808662533874947,"FAIL",0,1,null,null,12.888323294123069,null,7568.1251785830655,"YES",1,null,13.708,11.574999999999999,12.50331411195598,0,0,0,null,-44065.818467549514,null,-5098.0517174284978,null,3903.5770131705367,null,3903.5770131705367,null,7568.1251785830655,null,3903.5770131705367,0.39484695489572252,null,"CgrNgs107"]
[177,"CheTgs107",1.0177966177463531,8845.5076398521651,0,6220.03369140625,0,0,99971.662090930084,0,167056.37989780138,0,0,null,106191.69592410263,167056.37989780138,173276.41373097393,null,35167.953553032203,7560.9403506870531,0,0,120447.78565172302,0,null,42728.893961698879,120447.7890625,null,-63462.801820637455,-130547.51962750875,-46608.59083530138,null,0.42741005869077625,0.25577528968267338,0,0,0.40237509766565288,0.24659382703405752,0,0,0.72100083298934936,"FAIL",0,null,"CheTgs107",null,-46608.59083530138,46608.59083530138,0.27963883384997973,"FAIL",0,1,null,null,12.888323294123071,null,10454.274611093559,"YES",1,null,13.708,11.574999999999999,12.50331411195598,0,0,0,null,-63675.383382635948,null,-7366.7166275560903,null,5392.2295061831383,null,5392.2295061831383,null,10454.274611093559,null,5392.2295061831383,0.39484697263285462,null,"CheTgs107"]
[178,"CheNgs107",1.0177966177463531,8845.5076398521651,0,6220.03369140625,0,0,99971.662090930084,0,167056.37989780138,0,0,null,106191.69592410263,167056.37989780138,173276.41373097393,null,35167.953553032203,7560.9403506870531,0,0,120447.78565172302,0,null,42728.893961698879,120447.7890625,null,-63462.801820637455,-130547.51962750875,-46608.59083530138,null,0.42741005869077625,0.25577528968267338,0,0,0.40237509766565288,0.24659382703405752,0,0,0.72100083298934936,"FAIL",0,null,"CheNgs107",null,-46608.59083530138,46608.59083530138,0.27963883384997973,"FAIL",0,1,null,null,12.888323294123071,null,10454.274611093559,"YES",1,null,13.708,11.574999999999999,12.50331411195598,0,0,0,null,-63675.383382635948,null,-7366.7166275560903,null,5392.2295061831383,null,5392.2295061831383,null,10454.274611093559,null,5392.2295061831383,0.39484697263285462,null,"CheNgs107"]
[179,"ChoTgs107",0.9052147254347801,6403.4963126030007,0,4502.84619140625,0,0,72372.123300179897,0,120936.51506675145,0,0,null,76874.969672671621,120936.51506675145,125439.36143924316,null,26248.595682998068,6724.5994182323011,0,0,87195.329277325203,0,null,32973.196779156809,87195.328125,null,-43901.772712429338,-92466.164479000901,-33741.186941751454,null,0.45560632016270891,0.27264880884782489,0,0,0.42891980311960548,0.26286164445063659,0,0,0.72100083317988906,"FAIL",0,null,"ChoTgs107",null,-33741.186941751454,33741.186941751454,0.29808662533874947,"FAIL",0,1,null,null,12.888323294123069,null,7568.1251785830655,"YES",1,null,13.708,11.574999999999999,12.50331411195598,0,0,0,null,-44065.818467549514,null,-5098.0517174284978,null,3903.5770131705367,null,3903.5770131705367,null,7568.1251785830655,null,3903.5770131705367,0.39484695489572252,null,"ChoTgs107"]
[180,"ChoNgs107",0.9052147254347801,6403.4963126030007,0,4502.84619140625,0,0,72372.123300179897,0,120936.51506675145,0,0,null,76874.969672671621,120936.51506675145,125439.36143924316,null,26248.595682998068,6724.5994182323011,0,0,87195.329277325203,0,null,32973.196779156809,87195.328125,null,-43901.772712429338,-92466.164479000901,-33741.186941751454,null,0.45560632016270891,0.27264880884782489,0,0,0.42891980311960548,0.26286164445063659,0,0,0.72100083317988906,"FAIL",0,null,"ChoNgs107",null,-33741.186941751454,33741.186941751454,0.29808662533874947,"FAIL",0,1,null,null,12.888323294123069,null,7568.1251785830655,"YES",1,null,13.708,11.574999999999999,12.50331411195598,0,0,0,null,-44065.818467549514,null,-5098.0517174284978,null,3903.5770131705367,null,3903.5770131705367,null,7568.1251785830655,null,3903.5770131705367,0.39484695489572252,null,"ChoNgs107"]
[181,"CinTgs107",1.1220338940620422,17691.01527970433,0,12440.0673828125,0,0,199943.32418186017,0,334112.75979560276,0,0,null,212383.39184820527,334112.75979560276,346552.82746194786,null,65807.30133177292,8335.2913504831849,0,0,240895.57130344605,0,null,74142.593890132557,240895.578125,null,-138240.79767454011,-272410.2332882827,-93217.18167060276,null,0.37081805153292102,0.22190889667156119,0,0,0.34909789011235121,0.21394312230487689,0,0,0.72100083298934936,"FAIL",0,null,"CinTgs107",null,-93217.18167060276,93217.18167060276,0.2426127448165869,"FAIL",0,1,null,null,12.888323294123071,null,20908.549222187117,"YES",1,null,13.708,11.574999999999999,12.50331411195598,0,0,0,null,-138609.66630085916,null,-16035.995061742966,null,10784.459012366277,null,10784.459012366277,null,20908.549222187117,null,10784.459012366277,0.39484697263285462,null,"CinTgs107"]
[182,"CinNgs107",1.1220338940620422,17691.01527970433,0,12440.0673828125,0,0,199943.32418186017,0,334112.75979560276,0,0,null,212383.39184820527,334112.75979560276,346552.82746194786,null,65807.30133177292,8335.2913504831849,0,0,240895.57130344605,0,null,74142.593890132557,240895.578125,null,-138240.79767454011,-272410.2332882827,-93217.18167060276,null,0.37081805153292102,0.22190889667156119,0,0,0.34909789011235121,0.21394312230487689,0,0,0.72100083298934936,"FAIL",0,null,"CinNgs107",null,-93217.18167060276,93217.18167060276,0.2426127448165869,"FAIL",0,1,null,null,12.888323294123071,null,20908.549222187117,"YES",1,null,13.708,11.574999999999999,12.50331411195598,0,0,0,null,-138609.66630085916,null,-16035.995061742966,null,10784.459012366277,null,10784.459012366277,null,20908.549222187117,null,10784.459012366277,0.39484697263285462,null,"CinNgs107"]
[183,"CloTgs107",0.91675824224948865,5734.9993971988097,0,4032.76904296875,0,0,64816.791208834358,0,108311.27126662135,0,0,null,68849.560241485713,108311.27126662135,112344.04029927272,null,24295.756985886033,6810.3531342020269,0,0,78092.519528716119,0,null,31106.111206848378,78092.515625,null,-37743.44904495473,-81237.92910274172,-30218.755641621348,null,0.47990822480901674,0.28719182078730204,0,0,0.4517982554003856,0.27688261096118905,0,0,0.7210008220914127,"FAIL",0,null,"CloTgs107",null,-30218.755641621348,30218.755641621348,0.31398647414488862,"FAIL",0,1,null,null,12.888323294123069,null,6778.046176423295,"YES",1,null,13.708,11.574999999999999,12.50331411195598,0,0,0,null,-37898.20581712811,null,-4384.5098076584718,null,3496.0607667089785,null,3496.0607667089785,null,6778.046176423295,null,3496.0607667089785,0.39484695886368115,null,"CloTgs107"]
[184,"CloNgs107",0.91675824224948865,5734.9993971988097,0,4032.76904296875,0,0,64816.791208834358,0,108311.27126662135,0,0,null,68849.560241485713,108311.27126662135,112344.04029927272,null,24295.756985886033,6810.3531342020269,0,0,78092.519528716119,0,null,31106.111206848378,78092.515625,null,-37743.44904495473,-81237.92910274172,-30218.755641621348,null,0.47990822480901674,0.28719182078730204,0,0,0.4517982554003856,0.27688261096118905,0,0,0.7210008220914127,"FAIL",0,null,"CloNgs107",null,-30218.755641621348,30218.755641621348,0.31398647414488862,"FAIL",0,1,null,null,12.888323294123069,null,6778.046176423295,"YES",1,null,13.708,11.574999999999999,12.50331411195598,0,0,0,null,-37898.20581712811,null,-4384.5098076584718,null,3496.0607667089785,null,3496.0607667089785,null,6778.046176423295,null,3496.0607667089785,0.39484695886368115,null,"CloNgs107"]
[185,"CmiTgs107",1.1220338940620422,17691.01527970433,0,12440.0673828125,0,0,199943.32418186017,0,334112.75979560276,0,0,null,212383.39184820527,334112.75979560276,346552.82746194786,null,65807.30133177292,8335.2913504831849,0,0,240895.57130344605,0,null,74142.593890132557,240895.578125,null,-138240.79767454011,-272410.2332882827,-93217.18167060276,null,0.37081805153292102,0.22190889667156119,0,0,0.34909789011235121,0.21394312230487689,0,0,0.72100083298934936,"FAIL",0,null,"CmiTgs107",null,-93217.18167060276,93217.18167060276,0.2426127448165869,"FAIL",0,1,null,null,12.888323294123071,null,20908.549222187117,"YES",1,null,13.708,11.574999999999999,12.50331411195598,0,0,0,null,-138609.66630085916,null,-16035.995061742966,null,10784.459012366277,null,10784.459012366277,null,20908.549222187117,null,10784.459012366277,0.39484697263285462,null,"CmiTgs107"]
[186,"CmiNgs107",1.1220338940620422,17691.01527970433,0,12440.0673828125,0,0,199943.32418186017,0,334112.75979560276,0,0,null,212383.39184820527,334112.75979560276,346552.82746194786,null,65807.30133177292,8335.2913504831849,0,0,240895.57130344605,0,null,74142.593890132557,240895.578125,null,-138240.79767454011,-272410.2332882827,-93217.18167060276,null,0.37081805153292102,0.22190889667156119,0,0,0.34909789011235121,0.21394312230487689,0,0,0.72100083298934936,"FAIL",0,null,"CmiNgs107",null,-93217.18167060276,93217.18167060276,0.2426127448165869,"FAIL",0,1,null,null,12.888323294123071,null,20908.549222187117,"YES",1,null,13.708,11.574999999999999,12.50331411195598,0,0,0,null,-138609.66630085916,null,-16035.995061742966,null,10784.459012366277,null,10784.459012366277,null,20908.549222187117,null,10784.459012366277,0.39484697263285462,null,"CmiNgs107"]
[187,"CofTgs107",1.1220338940620422,17691.01527970433,0,12440.0673828125,0,0,199943.32418186017,0,334112.75979560276,0,0,null,212383.39184820527,334112.75979560276,346552.82746194786,null,65807.30133177292,8335.2913504831849,0,0,240895.57130344605,0,null,74142.593890132557,240895.578125,null,-138240.79767454011,-272410.2332882827,-93217.18167060276,null,0.37081805153292102,0.22190889667156119,0,0,0.34909789011235121,0.21394312230487689,0,0,0.72100083298934936,"FAIL",0,null,"CofTgs107",null,-93217.18167060276,93217.18167060276,0.2426127448165869,"FAIL",0,1,null,null,12.888323294123071,null,20908.549222187117,"YES",1,null,13.708,11.574999999999999,12.50331411195598,0,0,0,null,-138609.66630085916,null,-16035.995061742966,null,10784.459012366277,null,10784.459012366277,null,20908.549222187117,null,10784.459012366277,0.39484697263285462,null,"CofTgs107"]
[188,"CofNgs107",1.1220338940620422,17691.01527970433,0,12440.0673828125,0,0,199943.32418186017,0,334112.75979560276,0,0,null,212383.39184820527,334112.75979560276,346552.82746194786,null,65807.30133177292,8335.2913504831849,0,0,240895.57130344605,0,null,74142.593890132557,240895.578125,null,-138240.79767454011,-272410.2332882827,-93217.18167060276,null,0.37081805153292102,0.22190889667156119,0,0,0.34909789011235121,0.21394312230487689,0,0,0.72100083298934936,"FAIL",0,null,"CofNgs107",null,-93217.18167060276,93217.18167060276,0.2426127448165869,"FAIL",0,1,null,null,12.888323294123071,null,20908.549222187117,"YES",1,null,13.708,11.574999999999999,12.50331411195598,0,0,0,null,-138609.66630085916,null,-16035.995061742966,null,10784.459012366277,null,10784.459012366277,null,20908.549222187117,null,10784.459012366277,0.39484697263285462,null,"CofNgs107"]
[189,"CreTgs107",0.92931937575340273,5464.7639008907254,0,3842.74365234375,0,0,61762.597733247916,0,103207.60536574908,0,0,null,65605.341291186371,103207.60536574908,107050.34892368752,null,23540.638730603168,6903.6664538811619,0,0,74412.768353310763,0,null,30444.305645514563,74412.765625,null,-35161.035740077095,-76606.043372578279,-28794.839740749085,null,0.49292463016214499,0.29498122292078621,0,0,0.46405224029823866,0.28439239969567121,0,0,0.72100079602946521,"FAIL",0,null,"CreTgs107",null,-28794.839740749085,28794.839740749085,0.32250261898088251,"FAIL",0,1,null,null,12.888323294123071,null,6458.66180161801,"YES",1,null,13.708,11.574999999999999,12.50331411195598,0,0,0,null,-35312.499947268705,null,-4085.3649668492835,null,3331.3254422247337,null,3331.3254422247337,null,6458.66180161801,null,3331.3254422247337,0.39484702087168766,null,"CreTgs107"]
[190,"CreNgs107",0.92931937575340273,5464.7639008907254,0,3842.74365234375,0,0,61762.597733247916,0,103207.60536574908,0,0,null,65605.341291186371,103207.60536574908,107050.34892368752,null,23540.638730603168,6903.6664538811619,0,0,74412.768353310763,0,null,30444.305645514563,74412.765625,null,-35161.035740077095,-76606.043372578279,-28794.839740749085,null,0.49292463016214499,0.29498122292078621,0,0,0.46405224029823866,0.28439239969567121,0,0,0.72100079602946521,"FAIL",0,null,"CreNgs107",null,-28794.839740749085,28794.839740749085,0.32250261898088251,"FAIL",0,1,null,null,12.888323294123071,null,6458.66180161801,"YES",1,null,13.708,11.574999999999999,12.50331411195598,0,0,0,null,-35312.499947268705,null,-4085.3649668492835,null,3331.3254422247337,null,3331.3254422247337,null,6458.66180161801,null,3331.3254422247337,0.39484702087168766,null,"CreNgs107"]
[191,"CrtTgs107",0.9052147254347801,6403.4963126030007,0,4502.84619140625,0,0,72372.123300179897,0,120936.51506675145,0,0,null,76874.969672671621,120936.51506675145,125439.36143924316,null,26248.595682998068,6724.5994182323011,0,0,87195.329277325203,0,null,32973.196779156809,87195.328125,null,-43901.772712429338,-92466.164479000901,-33741.186941751454,null,0.45560632016270891,0.27264880884782489,0,0,0.42891980311960548,0.26286164445063659,0,0,0.72100083317988906,"FAIL",0,null,"CrtTgs107",null,-33741.186941751454,33741.186941751454,0.29808662533874947,"FAIL",0,1,null,null,12.888323294123069,null,7568.1251785830655,"YES",1,null,13.708,11.574999999999999,12.50331411195598,0,0,0,null,-44065.818467549514,null,-5098.0517174284978,null,3903.5770131705367,null,3903.5770131705367,null,7568.1251785830655,null,3903.5770131705367,0.39484695489572252,null,"CrtTgs107"]
[192,"CrtNgs107",0.9052147254347801,6403.4963126030007,0,4502.84619140625,0,0,72372.123300179897,0,120936.51506675145,0,0,null,76874.969672671621,120936.51506675145,125439.36143924316,null,26248.595682998068,6724.5994182323011,0,0,87195.329277325203,0,null,32973.196779156809,87195.328125,null,-43901.772712429338,-92466.164479000901,-33741.186941751454,null,0.45560632016270891,0.27264880884782489,0,0,0.42891980311960548,0.26286164445063659,0,0,0.72100083317988906,"FAIL",0,null,"CrtNgs107",null,-33741.186941751454,33741.186941751454,0.29808662533874947,"FAIL",0,1,null,null,12.888323294123069,null,7568.1251785830655,"YES",1,null,13.708,11.574999999999999,12.50331411195598,0,0,0,null,-44065.818467549514,null,-5098.0517174284978,null,3903.5770131705367,null,3903.5770131705367,null,7568.1251785830655,null,3903.5770131705367,0.39484695489572252,null,"CrtNgs107"]
[193,"CscTgs107",1.1220338940620422,17691.01527970433,0,12440.0673828125,0,0,199943.32418186017,0,334112.75979560276,0,0,null,212383.39184820527,334112.75979560276,346552.82746194786,null,65807.30133177292,8335.2913504831849,0,0,240895.57130344605,0,null,74142.593890132557,240895.578125,null,-138240.79767454011,-272410.2332882827,-93217.18167060276,null,0.37081805153292102,0.22190889667156119,0,0,0.34909789011235121,0.21394312230487689,0,0,0.72100083298934936,"FAIL",0,null,"CscTgs107",null,-93217.18167060276,93217.18167060276,0.2426127448165869,"FAIL",0,1,null,null,12.888323294123071,null,20908.549222187117,"YES",1,null,13.708,11.574999999999999,12.50331411195598,0,0,0,null,-138609.66630085916,null,-16035.995061742966,null,10784.459012366277,null,10784.459012366277,null,20908.549222187117,null,10784.459012366277,0.39484697263285462,null,"CscTgs107"]
[194,"CscNgs107",1.1220338940620422,17691.01527970433,0,12440.0673828125,0,0,199943.32418186017,0,334112.75979560276,0,0,null,212383.39184820527,334112.75979560276,346552.82746194786,null,65807.30133177292,8335.2913504831849,0,0,240895.57130344605,0,null,74142.593890132557,240895.578125,null,-138240.79767454011,-272410.2332882827,-93217.18167060276,null,0.37081805153292102,0.22190889667156119,0,0,0.34909789011235121,0.21394312230487689,0,0,0.72100083298934936,"FAIL",0,null,"CscNgs107",null,-93217.18167060276,93217.18167060276,0.2426127448165869,"FAIL",0,1,null,null,12.888323294123071,null,20908.549222187117,"YES",1,null,13.708,11.574999999999999,12.50331411195598,0,0,0,null,-138609.66630085916,null,-16035.995061742966,null,10784.459012366277,null,10784.459012366277,null,20908.549222187117,null,10784.459012366277,0.39484697263285462,null,"CscNgs107"]
[195,"CwaTgs107",1.1220338940620422,17691.01527970433,0,12440.0673828125,0,0,199943.32418186017,0,334112.75979560276,0,0,null,212383.39184820527,334112.75979560276,346552.82746194786,null,65807.30133177292,8335.2913504831849,0,0,240895.57130344605,0,null,74142.593890132557,240895.578125,null,-138240.79767454011,-272410.2332882827,-93217.18167060276,null,0.37081805153292102,0.22190889667156119,0,0,0.34909789011235121,0.21394312230487689,0,0,0.72100083298934936,"FAIL",0,null,"CwaTgs107",null,-93217.18167060276,93217.18167060276,0.2426127448165869,"FAIL",0,1,null,null,12.888323294123071,null,20908.549222187117,"YES",1,null,13.708,11.574999999999999,12.50331411195598,0,0,0,null,-138609.66630085916,null,-16035.995061742966,null,10784.459012366277,null,10784.459012366277,null,20908.549222187117,null,10784.459012366277,0.39484697263285462,null,"CwaTgs107"]
[196,"CwaNgs107",1.1220338940620422,17691.01527970433,0,12440.0673828125,0,0,199943.32418186017,0,334112.75979560276,0,0,null,212383.39184820527,334112.75979560276,346552.82746194786,null,65807.30133177292,8335.2913504831849,0,0,240895.57130344605,0,null,74142.593890132557,240895.578125,null,-138240.79767454011,-272410.2332882827,-93217.18167060276,null,0.37081805153292102,0.22190889667156119,0,0,0.34909789011235121,0.21394312230487689,0,0,0.72100083298934936,"FAIL",0,null,"CwaNgs107",null,-93217.18167060276,93217.18167060276,0.2426127448165869,"FAIL",0,1,null,null,12.888323294123071,null,20908.549222187117,"YES",1,null,13.708,11.574999999999999,12.50331411195598,0,0,0,null,-138609.66630085916,null,-16035.995061742966,null,10784.459012366277,null,10784.459012366277,null,20908.549222187117,null,10784.459012366277,0.39484697263285462,null,"CwaNgs107"]
[197,"CasTgs108",0.9052147254347801,6403.4963126030007,0,4502.84619140625,0,0,72372.123300179897,0,19189.632729749865,0,0,null,76874.969672671621,19189.632729749865,23692.479102241639,null,26248.595682998068,6724.5994182323011,0,0,87195.329277325203,0,null,32973.196779156809,87195.328125,null,-43901.772712429338,9280.7178580006948,68005.695395250135,null,0.45560632016270891,1.7182818057814186,0,1,0.42891980311960548,1.3917157798846245,0,1,4.5438768606457112,"PASS",1,null,"CasTgs108",null,68005.695395250135,0,0.42891980311960548,"FAIL",0,1,null,null,2.0450578946146161,null,-749.46704775791829,"NO",0,null,13.708,11.574999999999999,12.50331411195598,0,0,0,null,-44065.818467549514,null,-5098.0517174284978,null,0,null,0,null,-749.46704775791829,null,-749.46704775791829,-0.47775957329435748,null,"CasTgs108"]
[198,"CasNgs108",0.9052147254347801,6403.4963126030007,0,4502.84619140625,0,0,72372.123300179897,0,19189.632729749865,0,0,null,76874.969672671621,19189.632729749865,23692.479102241639,null,26248.595682998068,6724.5994182323011,0,0,87195.329277325203,0,null,32973.196779156809,87195.328125,null,-43901.772712429338,9280.7178580006948,68005.695395250135,null,0.45560632016270891,1.7182818057814186,0,1,0.42891980311960548,1.3917157798846245,0,1,4.5438768606457112,"PASS",1,null,"CasNgs108",null,68005.695395250135,0,0.42891980311960548,"FAIL",0,1,null,null,2.0450578946146161,null,-749.46704775791829,"NO",0,null,13.708,11.574999999999999,12.50331411195598,0,0,0,null,-44065.818467549514,null,-5098.0517174284978,null,0,null,0,null,-749.46704775791829,null,-749.46704775791829,-0.47775957329435748,null,"CasNgs108"]
[199,"CcoTgs108",0.9052147254347801,6403.4963126030007,0,4502.84619140625,0,0,72372.123300179897,0,19189.632729749865,0,0,null,76874.969672671621,19189.632729749865,23692.479102241639,null,26248.595682998068,6724.5994182323011,0,0,87195.329277325203,0,null,32973.196779156809,87195.328125,null,-43901.772712429338,9280.7178580006948,68005.695395250135,null,0.45560632016270891,1.7182818057814186,0,1,0.42891980311960548,1.3917157798846245,0,1,4.5438768606457112,"PASS",1,null,"CcoTgs108",null,68005.695395250135,0,0.42891980311960548,"FAIL",0,1,null,null,2.0450578946146161,null,-749.46704775791829,"NO",0,null,13.708,11.574999999999999,12.50331411195598,0,0,0,null,-44065.818467549514,null,-5098.0517174284978,null,0,null,0,null,-749.46704775791829,null,-749.46704775791829,-0.47775957329435748,null,"CcoTgs108"]
[200,"CcoNgs108",0.9052147254347801,6403.4963126030007,0,4502.84619140625,0,0,72372.123300179897,0,19189.632729749865,0,0,null,76874.969672671621,19189.632729749865,23692.479102241639,null,26248.595682998068,6724.5994182323011,0,0,87195.329277325203,0,null,32973.196779156809,87195.328125,null,-43901.772712429338,9280.7178580006948,68005.695395250135,null,0.45560632016270891,1.7182818057814186,0,1,0.42891980311960548,1.3917157798846245,0,1,4.5438768606457112,"PASS",1,null,"CcoNgs108",null,68005.695395250135,0,0.42891980311960548,"FAIL",0,1,null,null,2.0450578946146161,null,-749.46704775791829,"NO",0,null,13.708,11.574999999999999,12.50331411195598,0,0,0,null,-44065.818467549514,null,-5098.0517174284978,null,0,null,0,null,-749.46704775791829,null,-749.46704775791829,-0.47775957329435748,null,"CcoNgs108"]
[201,"CdaTgs108",1.1220338940620422,17691.01527970433,0,12440.0673828125,0,0,199943.32418186017,0,53015.423054890874,0,0,null,212383.39184820527,53015.423054890874,65455.490721236005,null,65807.30133177292,8335.2913504831849,0,0,240895.57130344605,0,null,74142.593890132557,240895.578125,null,-138240.79767454011,8687.1034524291827,187880.15507010912,null,0.37081805153292102,1.3985098980228288,0,1,0.34909789011235121,1.1327177200008463,0,1,4.5438773142597126,"PASS",1,null,"CdaTgs108",null,187880.15507010912,0,0.34909789011235121,"FAIL",0,1,null,null,2.0450578946146161,null,-2070.5615048227232,"NO",0,null,13.708,11.574999999999999,12.50331411195598,0,0,0,null,-138609.66630085916,null,-16035.995061742966,null,0,null,0,null,-2070.5615048227232,null,-2070.5615048227232,-0.47775957329435742,null,"CdaTgs108"]
[202,"CdaNgs108",1.1220338940620422,17691.01527970433,0,12440.0673828125,0,0,199943.32418186017,0,53015.423054890874,0,0,null,212383.39184820527,53015.423054890874,65455.490721236005,null,65807.30133177292,8335.2913504831849,0,0,240895.57130344605,0,null,74142.593890132557,240895.578125,null,-138240.79767454011,8687.1034524291827,187880.15507010912,null,0.37081805153292102,1.3985098980228288,0,1,0.34909789011235121,1.1327177200008463,0,1,4.5438773142597126,"PASS",1,null,"CdaNgs108",null,187880.15507010912,0,0.34909789011235121,"FAIL",0,1,null,null,2.0450578946146161,null,-2070.5615048227232,"NO",0,null,13.708,11.574999999999999,12.50331411195598,0,0,0,null,-138609.66630085916,null,-16035.995061742966,null,0,null,0,null,-2070.5615048227232,null,-2070.5615048227232,-0.47775957329435742,null,"CdaNgs108"]
[203,"CgrTgs108",0.9052147254347801,6403.4963126030007,0,4502.84619140625,0,0,72372.123300179897,0,19189.632729749865,0,0,null,76874.969672671621,19189.632729749865,23692.479102241639,null,26248.595682998068,6724.5994182323011,0,0,87195.329277325203,0,null,32973.196779156809,87195.328125,null,-43901.772712429338,9280.7178580006948,68005.695395250135,null,0.45560632016270891,1.7182818057814186,0,1,0.42891980311960548,1.3917157798846245,0,1,4.5438768606457112,"PASS",1,null,"CgrTgs108",null,68005.695395250135,0,0.42891980311960548,"FAIL",0,1,null,null,2.0450578946146161,null,-749.46704775791829,"NO",0,null,13.708,11.574999999999999,12.50331411195598,0,0,0,null,-44065.818467549514,null,-5098.0517174284978,null,0,null,0,null,-749.46704775791829,null,-749.46704775791829,-0.47775957329435748,null,"CgrTgs108"]
[204,"CgrNgs108",0.9052147254347801,6403.4963126030007,0,4502.84619140625,0,0,72372.123300179897,0,19189.632729749865,0,0,null,76874.969672671621,19189.632729749865,23692.479102241639,null,26248.595682998068,6724.5994182323011,0,0,87195.329277325203,0,null,32973.196779156809,87195.328125,null,-43901.772712429338,9280.7178580006948,68005.695395250135,null,0.45560632016270891,1.7182818057814186,0,1,0.42891980311960548,1.3917157798846245,0,1,4.5438768606457112,"PASS",1,null,"CgrNgs108",null,68005.695395250135,0,0.42891980311960548,"FAIL",0,1,null,null,2.0450578946146161,null,-749.46704775791829,"NO",0,null,13.708,11.574999999999999,12.50331411195598,0,0,0,null,-44065.818467549514,null,-5098.0517174284978,null,0,null,0,null,-749.46704775791829,null,-749.46704775791829,-0.47775957329435748,null,"CgrNgs108"]
[205,"CheTgs108",1.0177966177463531,8845.5076398521651,0,6220.03369140625,0,0,99971.662090930084,0,26507.711527445437,0,0,null,106191.69592410263,26507.711527445437,32727.745360618002,null,35167.953553032203,7560.9403506870531,0,0,120447.78565172302,0,null,42728.893961698879,120447.7890625,null,-63462.801820637455,10001.148742847192,93940.077535054559,null,0.42741005869077625,1.6119420160981617,0,1,0.40237509766565288,1.3055862442086714,0,1,4.5438773142597126,"PASS",1,null,"CheTgs108",null,93940.077535054559,0,0.40237509766565288,"FAIL",0,1,null,null,2.0450578946146161,null,-1035.2807524113616,"NO",0,null,13.708,11.574999999999999,12.50331411195598,0,0,0,null,-63675.383382635948,null,-7366.7166275560903,null,0,null,0,null,-1035.2807524113616,null,-1035.2807524113616,-0.47775957329435742,null,"CheTgs108"]
[206,"CheNgs108",1.0177966177463531,8845.5076398521651,0,6220.03369140625,0,0,99971.662090930084,0,26507.711527445437,0,0,null,106191.69592410263,26507.711527445437,32727.745360618002,null,35167.953553032203,7560.9403506870531,0,0,120447.78565172302,0,null,42728.893961698879,120447.7890625,null,-63462.801820637455,10001.148742847192,93940.077535054559,null,0.42741005869077625,1.6119420160981617,0,1,0.40237509766565288,1.3055862442086714,0,1,4.5438773142597126,"PASS",1,null,"CheNgs108",null,93940.077535054559,0,0.40237509766565288,"FAIL",0,1,null,null,2.0450578946146161,null,-1035.2807524113616,"NO",0,null,13.708,11.574999999999999,12.50331411195598,0,0,0,null,-63675.383382635948,null,-7366.7166275560903,null,0,null,0,null,-1035.2807524113616,null,-1035.2807524113616,-0.47775957329435742,null,"CheNgs108"]
[207,"ChoTgs108",0.9052147254347801,6403.4963126030007,0,4502.84619140625,0,0,72372.123300179897,0,19189.632729749865,0,0,null,76874.969672671621,19189.632729749865,23692.479102241639,null,26248.595682998068,6724.5994182323011,0,0,87195.329277325203,0,null,32973.196779156809,87195.328125,null,-43901.772712429338,9280.7178580006948,68005.695395250135,null,0.45560632016270891,1.7182818057814186,0,1,0.42891980311960548,1.3917157798846245,0,1,4.5438768606457112,"PASS",1,null,"ChoTgs108",null,68005.695395250135,0,0.42891980311960548,"FAIL",0,1,null,null,2.0450578946146161,null,-749.46704775791829,"NO",0,null,13.708,11.574999999999999,12.50331411195598,0,0,0,null,-44065.818467549514,null,-5098.0517174284978,null,0,null,0,null,-749.46704775791829,null,-749.46704775791829,-0.47775957329435748,null,"ChoTgs108"]
[208,"ChoNgs108",0.9052147254347801,6403.4963126030007,0,4502.84619140625,0,0,72372.123300179897,0,19189.632729749865,0,0,null,76874.969672671621,19189.632729749865,23692.479102241639,null,26248.595682998068,6724.5994182323011,0,0,87195.329277325203,0,null,32973.196779156809,87195.328125,null,-43901.772712429338,9280.7178580006948,68005.695395250135,null,0.45560632016270891,1.7182818057814186,0,1,0.42891980311960548,1.3917157798846245,0,1,4.5438768606457112,"PASS",1,null,"ChoNgs108",null,68005.695395250135,0,0.42891980311960548,"FAIL",0,1,null,null,2.0450578946146161,null,-749.46704775791829,"NO",0,null,13.708,11.574999999999999,12.50331411195598,0,0,0,null,-44065.818467549514,null,-5098.0517174284978,null,0,null,0,null,-749.46704775791829,null,-749.46704775791829,-0.47775957329435748,null,"ChoNgs108"]
[209,"CinTgs108",1.1220338940620422,17691.01527970433,0,12440.0673828125,0,0,199943.32418186017,0,53015.423054890874,0,0,null,212383.39184820527,53015.423054890874,65455.490721236005,null,65807.30133177292,8335.2913504831849,0,0,240895.57130344605,0,null,74142.593890132557,240895.578125,null,-138240.79767454011,8687.1034524291827,187880.15507010912,null,0.37081805153292102,1.3985098980228288,0,1,0.34909789011235121,1.1327177200008463,0,1,4.5438773142597126,"PASS",1,null,"CinTgs108",null,187880.15507010912,0,0.34909789011235121,"FAIL",0,1,null,null,2.0450578946146161,null,-2070.5615048227232,"NO",0,null,13.708,11.574999999999999,12.50331411195598,0,0,0,null,-138609.66630085916,null,-16035.995061742966,null,0,null,0,null,-2070.5615048227232,null,-2070.5615048227232,-0.47775957329435742,null,"CinTgs108"]
[210,"CinNgs108",1.1220338940620422,17691.01527970433,0,12440.0673828125,0,0,199943.32418186017,0,53015.423054890874,0,0,null,212383.39184820527,53015.423054890874,65455.490721236005,null,65807.30133177292,8335.2913504831849,0,0,240895.57130344605,0,null,74142.593890132557,240895.578125,null,-138240.79767454011,8687.1034524291827,187880.15507010912,null,0.37081805153292102,1.3985098980228288,0,1,0.34909789011235121,1.1327177200008463,0,1,4.5438773142597126,"PASS",1,null,"CinNgs108",null,187880.15507010912,0,0.34909789011235121,"FAIL",0,1,null,null,2.0450578946146161,null,-2070.5615048227232,"NO",0,null,13.708,11.574999999999999,12.50331411195598,0,0,0,null,-138609.66630085916,null,-16035.995061742966,null,0,null,0,null,-2070.5615048227232,null,-2070.5615048227232,-0.47775957329435742,null,"CinNgs108"]
[211,"CloTgs108",0.91675824224948865,5734.9993971988097,0,4032.76904296875,0,0,64816.791208834358,0,17186.318101842888,0,0,null,68849.560241485713,17186.318101842888,21219.087134494232,null,24295.756985886033,6810.3531342020269,0,0,78092.519528716119,0,null,31106.111206848378,78092.515625,null,-37743.44904495473,9887.0240620367404,60906.197523157112,null,0.47990822480901674,1.8099345667012221,0,1,0.4517982554003856,1.4659495479028775,0,1,4.543877005082674,"PASS",1,null,"CloTgs108",null,60906.197523157112,0,0.4517982554003856,"FAIL",0,1,null,null,2.0450578946146156,null,-671.22598233264125,"NO",0,null,13.708,11.574999999999999,12.50331411195598,0,0,0,null,-37898.20581712811,null,-4384.5098076584718,null,0,null,0,null,-671.22598233264125,null,-671.22598233264125,-0.47775957329435753,null,"CloTgs108"]
[212,"CloNgs108",0.91675824224948865,5734.9993971988097,0,4032.76904296875,0,0,64816.791208834358,0,17186.318101842888,0,0,null,68849.560241485713,17186.318101842888,21219.087134494232,null,24295.756985886033,6810.3531342020269,0,0,78092.519528716119,0,null,31106.111206848378,78092.515625,null,-37743.44904495473,9887.0240620367404,60906.197523157112,null,0.47990822480901674,1.8099345667012221,0,1,0.4517982554003856,1.4659495479028775,0,1,4.543877005082674,"PASS",1,null,"CloNgs108",null,60906.197523157112,0,0.4517982554003856,"FAIL",0,1,null,null,2.0450578946146156,null,-671.22598233264125,"NO",0,null,13.708,11.574999999999999,12.50331411195598,0,0,0,null,-37898.20581712811,null,-4384.5098076584718,null,0,null,0,null,-671.22598233264125,null,-671.22598233264125,-0.47775957329435753,null,"CloNgs108"]
[213,"CmiTgs108",1.1220338940620422,17691.01527970433,0,12440.0673828125,0,0,199943.32418186017,0,53015.423054890874,0,0,null,212383.39184820527,53015.423054890874,65455.490721236005,null,65807.30133177292,8335.2913504831849,0,0,240895.57130344605,0,null,74142.593890132557,240895.578125,null,-138240.79767454011,8687.1034524291827,187880.15507010912,null,0.37081805153292102,1.3985098980228288,0,1,0.34909789011235121,1.1327177200008463,0,1,4.5438773142597126,"PASS",1,null,"CmiTgs108",null,187880.15507010912,0,0.34909789011235121,"FAIL",0,1,null,null,2.0450578946146161,null,-2070.5615048227232,"NO",0,null,13.708,11.574999999999999,12.50331411195598,0,0,0,null,-138609.66630085916,null,-16035.995061742966,null,0,null,0,null,-2070.5615048227232,null,-2070.5615048227232,-0.47775957329435742,null,"CmiTgs108"]
[214,"CmiNgs108",1.1220338940620422,17691.01527970433,0,12440.0673828125,0,0,199943.32418186017,0,53015.423054890874,0,0,null,212383.39184820527,53015.423054890874,65455.490721236005,null,65807.30133177292,8335.2913504831849,0,0,240895.57130344605,0,null,74142.593890132557,240895.578125,null,-138240.79767454011,8687.1034524291827,187880.15507010912,null,0.37081805153292102,1.3985098980228288,0,1,0.34909789011235121,1.1327177200008463,0,1,4.5438773142597126,"PASS",1,null,"CmiNgs108",null,187880.15507010912,0,0.34909789011235121,"FAIL",0,1,null,null,2.0450578946146161,null,-2070.5615048227232,"NO",0,null,13.708,11.574999999999999,12.50331411195598,0,0,0,null,-138609.66630085916,null,-16035.995061742966,null,0,null,0,null,-2070.5615048227232,null,-2070.5615048227232,-0.47775957329435742,null,"CmiNgs108"]
[215,"CofTgs108",1.1220338940620422,17691.01527970433,0,12440.0673828125,0,0,199943.32418186017,0,53015.423054890874,0,0,null,212383.39184820527,53015.423054890874,65455.490721236005,null,65807.30133177292,8335.2913504831849,0,0,240895.57130344605,0,null,74142.593890132557,240895.578125,null,-138240.79767454011,8687.1034524291827,187880.15507010912,null,0.37081805153292102,1.3985098980228288,0,1,0.34909789011235121,1.1327177200008463,0,1,4.5438773142597126,"PASS",1,null,"CofTgs108",null,187880.15507010912,0,0.34909789011235121,"FAIL",0,1,null,null,2.0450578946146161,null,-2070.5615048227232,"NO",0,null,13.708,11.574999999999999,12.50331411195598,0,0,0,null,-138609.66630085916,null,-16035.995061742966,null,0,null,0,null,-2070.5615048227232,null,-2070.5615048227232,-0.47775957329435742,null,"CofTgs108"]
[216,"CofNgs108",1.1220338940620422,17691.01527970433,0,12440.0673828125,0,0,199943.32418186017,0,53015.423054890874,0,0,null,212383.39184820527,53015.423054890874,65455.490721236005,null,65807.30133177292,8335.2913504831849,0,0,240895.57130344605,0,null,74142.593890132557,240895.578125,null,-138240.79767454011,8687.1034524291827,187880.15507010912,null,0.37081805153292102,1.3985098980228288,0,1,0.34909789011235121,1.1327177200008463,0,1,4.5438773142597126,"PASS",1,null,"CofNgs108",null,187880.15507010912,0,0.34909789011235121,"FAIL",0,1,null,null,2.0450578946146161,null,-2070.5615048227232,"NO",0,null,13.708,11.574999999999999,12.50331411195598,0,0,0,null,-138609.66630085916,null,-16035.995061742966,null,0,null,0,null,-2070.5615048227232,null,-2070.5615048227232,-0.47775957329435742,null,"CofNgs108"]
[217,"CreTgs108",0.92931937575340273,5464.7639008907254,0,3842.74365234375,0,0,61762.597733247916,0,16376.492352780109,0,0,null,65605.341291186371,16376.492352780109,20219.23591071854,null,23540.638730603168,6903.6664538811619,0,0,74412.768353310763,0,null,30444.305645514563,74412.765625,null,-35161.035740077095,10225.069640390706,58036.273272219893,null,0.49292463016214499,1.8590248137200316,0,1,0.46405224029823866,1.5057099901202755,0,1,4.5438769195509394,"PASS",1,null,"CreTgs108",null,58036.273272219893,0,0.46405224029823866,"FAIL",0,1,null,null,2.0450578946146161,null,-639.59753290335414,"NO",0,null,13.708,11.574999999999999,12.50331411195598,0,0,0,null,-35312.499947268705,null,-4085.3649668492835,null,0,null,0,null,-639.59753290335414,null,-639.59753290335414,-0.47775957329435736,null,"CreTgs108"]
[218,"CreNgs108",0.92931937575340273,5464.7639008907254,0,3842.74365234375,0,0,61762.597733247916,0,16376.492352780109,0,0,null,65605.341291186371,16376.492352780109,20219.23591071854,null,23540.638730603168,6903.6664538811619,0,0,74412.768353310763,0,null,30444.305645514563,74412.765625,null,-35161.035740077095,10225.069640390706,58036.273272219893,null,0.49292463016214499,1.8590248137200316,0,1,0.46405224029823866,1.5057099901202755,0,1,4.5438769195509394,"PASS",1,null,"CreNgs108",null,58036.273272219893,0,0.46405224029823866,"FAIL",0,1,null,null,2.0450578946146161,null,-639.59753290335414,"NO",0,null,13.708,11.574999999999999,12.50331411195598,0,0,0,null,-35312.499947268705,null,-4085.3649668492835,null,0,null,0,null,-639.59753290335414,null,-639.59753290335414,-0.47775957329435736,null,"CreNgs108"]
[219,"CrtTgs108",0.9052147254347801,6403.4963126030007,0,4502.84619140625,0,0,72372.123300179897,0,19189.632729749865,0,0,null,76874.969672671621,19189.632729749865,23692.479102241639,null,26248.595682998068,6724.5994182323011,0,0,87195.329277325203,0,null,32973.196779156809,87195.328125,null,-43901.772712429338,9280.7178580006948,68005.695395250135,null,0.45560632016270891,1.7182818057814186,0,1,0.42891980311960548,1.3917157798846245,0,1,4.5438768606457112,"PASS",1,null,"CrtTgs108",null,68005.695395250135,0,0.42891980311960548,"FAIL",0,1,null,null,2.0450578946146161,null,-749.46704775791829,"NO",0,null,13.708,11.574999999999999,12.50331411195598,0,0,0,null,-44065.818467549514,null,-5098.0517174284978,null,0,null,0,null,-749.46704775791829,null,-749.46704775791829,-0.47775957329435748,null,"CrtTgs108"]
[220,"CrtNgs108",0.9052147254347801,6403.4963126030007,0,4502.84619140625,0,0,72372.123300179897,0,19189.632729749865,0,0,null,76874.969672671621,19189.632729749865,23692.479102241639,null,26248.595682998068,6724.5994182323011,0,0,87195.329277325203,0,null,32973.196779156809,87195.328125,null,-43901.772712429338,9280.7178580006948,68005.695395250135,null,0.45560632016270891,1.7182818057814186,0,1,0.42891980311960548,1.3917157798846245,0,1,4.5438768606457112,"PASS",1,null,"CrtNgs108",null,68005.695395250135,0,0.42891980311960548,"FAIL",0,1,null,null,2.0450578946146161,null,-749.46704775791829,"NO",0,null,13.708,11.574999999999999,12.50331411195598,0,0,0,null,-44065.818467549514,null,-5098.0517174284978,null,0,null,0,null,-749.46704775791829,null,-749.46704775791829,-0.47775957329435748,null,"CrtNgs108"]
[221,"CscTgs108",1.1220338940620422,17691.01527970433,0,12440.0673828125,0,0,199943.32418186017,0,53015.423054890874,0,0,null,212383.39184820527,53015.423054890874,65455.490721236005,null,65807.30133177292,8335.2913504831849,0,0,240895.57130344605,0,null,74142.593890132557,240895.578125,null,-138240.79767454011,8687.1034524291827,187880.15507010912,null,0.37081805153292102,1.3985098980228288,0,1,0.34909789011235121,1.1327177200008463,0,1,4.5438773142597126,"PASS",1,null,"CscTgs108",null,187880.15507010912,0,0.34909789011235121,"FAIL",0,1,null,null,2.0450578946146161,null,-2070.5615048227232,"NO",0,null,13.708,11.574999999999999,12.50331411195598,0,0,0,null,-138609.66630085916,null,-16035.995061742966,null,0,null,0,null,-2070.5615048227232,null,-2070.5615048227232,-0.47775957329435742,null,"CscTgs108"]
[222,"CscNgs108",1.1220338940620422,17691.01527970433,0,12440.0673828125,0,0,199943.32418186017,0,53015.423054890874,0,0,null,212383.39184820527,53015.423054890874,65455.490721236005,null,65807.30133177292,8335.2913504831849,0,0,240895.57130344605,0,null,74142.593890132557,240895.578125,null,-138240.79767454011,8687.1034524291827,187880.15507010912,null,0.37081805153292102,1.3985098980228288,0,1,0.34909789011235121,1.1327177200008463,0,1,4.5438773142597126,"PASS",1,null,"CscNgs108",null,187880.15507010912,0,0.34909789011235121,"FAIL",0,1,null,null,2.0450578946146161,null,-2070.5615048227232,"NO",0,null,13.708,11.574999999999999,12.50331411195598,0,0,0,null,-138609.66630085916,null,-16035.995061742966,null,0,null,0,null,-2070.5615048227232,null,-2070.5615048227232,-0.47775957329435742,null,"CscNgs108"]
[223,"CwaTgs108",1.1220338940620422,17691.01527970433,0,12440.0673828125,0,0,199943.32418186017,0,53015.423054890874,0,0,null,212383.39184820527,53015.423054890874,65455.490721236005,null,65807.30133177292,8335.2913504831849,0,0,240895.57130344605,0,null,74142.593890132557,240895.578125,null,-138240.79767454011,8687.1034524291827,187880.15507010912,null,0.37081805153292102,1.3985098980228288,0,1,0.34909789011235121,1.1327177200008463,0,1,4.5438773142597126,"PASS",1,null,"CwaTgs108",null,187880.15507010912,0,0.34909789011235121,"FAIL",0,1,null,null,2.0450578946146161,null,-2070.5615048227232,"NO",0,null,13.708,11.574999999999999,12.50331411195598,0,0,0,null,-138609.66630085916,null,-16035.995061742966,null,0,null,0,null,-2070.5615048227232,null,-2070.5615048227232,-0.47775957329435742,null,"CwaTgs108"]
[224,"CwaNgs108",1.1220338940620422,17691.01527970433,0,12440.0673828125,0,0,199943.32418186017,0,53015.423054890874,0,0,null,212383.39184820527,53015.423054890874,65455.490721236005,null,65807.30133177292,8335.2913504831849,0,0,240895.57130344605,0,null,74142.593890132557,240895.578125,null,-138240.79767454011,8687.1034524291827,187880.15507010912,null,0.37081805153292102,1.3985098980228288,0,1,0.34909789011235121,1.1327177200008463,0,1,4.5438773142597126,"PASS",1,null,"CwaNgs108",null,187880.15507010912,0,0.34909789011235121,"FAIL",0,1,null,null,2.0450578946146161,null,-2070.5615048227232,"NO",0,null,13.708,11.574999999999999,12.50331411195598,0,0,0,null,-138609.66630085916,null,-16035.995061742966,null,0,null,0,null,-2070.5615048227232,null,-2070.5615048227232,-0.47775957329435742,null,"CwaNgs108"]
[225,"CasTgs109",0.9052147254347801,6403.4963126030007,0,3737.697998046875,0,0,72372.123300179897,0,8106.1895218108748,0,0,null,76109.821213417628,8106.1895218108748,11843.887435048578,null,26635.961600488805,7033.3523018184242,0,0,87195.329277325203,0,null,33669.313966656809,87195.328125,null,-42440.507331569963,21825.426446799058,79089.138603189131,null,0.4652249019557661,4.1535315546305265,0,1,0.44237804520296842,2.8427586727926974,0,1,10.756635764607818,"PASS",1,null,"CasTgs109",null,79089.138603189131,0,0.44237804520296842,"FAIL",0,1,null,null,1.0407313996488821,null,-1519.8602770533953,"NO",0,null,13.708,11.574999999999999,12.50331411195598,0,0,0,null,-42608.016356279702,null,-5768.4603122881108,null,0,null,0,null,-1519.8602770533953,null,-1519.8602770533953,-1.9038269458647428,null,"CasTgs109"]
[226,"CasNgs109",0.9052147254347801,6403.4963126030007,0,3737.697998046875,0,0,72372.123300179897,0,8106.1895218108748,0,0,null,76109.821213417628,8106.1895218108748,11843.887435048578,null,26635.961600488805,7033.3523018184242,0,0,87195.329277325203,0,null,33669.313966656809,87195.328125,null,-42440.507331569963,21825.426446799058,79089.138603189131,null,0.4652249019557661,4.1535315546305265,0,1,0.44237804520296842,2.8427586727926974,0,1,10.756635764607818,"PASS",1,null,"CasNgs109",null,79089.138603189131,0,0.44237804520296842,"FAIL",0,1,null,null,1.0407313996488821,null,-1519.8602770533953,"NO",0,null,13.708,11.574999999999999,12.50331411195598,0,0,0,null,-42608.016356279702,null,-5768.4603122881108,null,0,null,0,null,-1519.8602770533953,null,-1519.8602770533953,-1.9038269458647428,null,"CasNgs109"]
[227,"CcoTgs109",0.9052147254347801,6403.4963126030007,0,3737.697998046875,0,0,72372.123300179897,0,8106.1895218108748,0,0,null,76109.821213417628,8106.1895218108748,11843.887435048578,null,26635.961600488805,7033.3523018184242,0,0,87195.329277325203,0,null,33669.313966656809,87195.328125,null,-42440.507331569963,21825.426446799058,79089.138603189131,null,0.4652249019557661,4.1535315546305265,0,1,0.44237804520296842,2.8427586727926974,0,1,10.756635764607818,"PASS",1,null,"CcoTgs109",null,79089.138603189131,0,0.44237804520296842,"FAIL",0,1,null,null,1.0407313996488821,null,-1519.8602770533953,"NO",0,null,13.708,11.574999999999999,12.50331411195598,0,0,0,null,-42608.016356279702,null,-5768.4603122881108,null,0,null,0,null,-1519.8602770533953,null,-1519.8602770533953,-1.9038269458647428,null,"CcoTgs109"]
[228,"CcoNgs109",0.9052147254347801,6403.4963126030007,0,3737.697998046875,0,0,72372.123300179897,0,8106.1895218108748,0,0,null,76109.821213417628,8106.1895218108748,11843.887435048578,null,26635.961600488805,7033.3523018184242,0,0,87195.329277325203,0,null,33669.313966656809,87195.328125,null,-42440.507331569963,21825.426446799058,79089.138603189131,null,0.4652249019557661,4.1535315546305265,0,1,0.44237804520296842,2.8427586727926974,0,1,10.756635764607818,"PASS",1,null,"CcoNgs109",null,79089.138603189131,0,0.44237804520296842,"FAIL",0,1,null,null,1.0407313996488821,null,-1519.8602770533953,"NO",0,null,13.708,11.574999999999999,12.50331411195598,0,0,0,null,-42608.016356279702,null,-5768.4603122881108,null,0,null,0,null,-1519.8602770533953,null,-1519.8602770533953,-1.9038269458647428,null,"CcoNgs109"]
[229,"CdaTgs109",1.1220338940620422,17691.01527970433,0,10326.1826171875,0,0,199943.32418186017,0,22395.065819976102,0,0,null,210269.50702502555,22395.065819976102,32721.24866314153,null,66287.450048554223,8717.9974538407369,0,0,240895.57130344605,0,null,75005.445452632557,240895.578125,null,-135264.06134641511,42284.197015468955,218500.51230502391,null,0.37513353226242607,3.3491951332301375,0,1,0.35671099720757166,2.2922550035543297,0,1,10.756636308258775,"PASS",1,null,"CdaTgs109",null,218500.51230502391,0,0.35671099720757166,"FAIL",0,1,null,null,1.0407313996488823,null,-4198.9360196559892,"NO",0,null,13.708,11.574999999999999,12.50331411195598,0,0,0,null,-135637.22276657747,null,-18363.162693507282,null,0,null,0,null,-4198.9360196559892,null,-4198.9360196559892,-1.9038269458647421,null,"CdaTgs109"]
[230,"CdaNgs109",1.1220338940620422,17691.01527970433,0,10326.1826171875,0,0,199943.32418186017,0,22395.065819976102,0,0,null,210269.50702502555,22395.065819976102,32721.24866314153,null,66287.450048554223,8717.9974538407369,0,0,240895.57130344605,0,null,75005.445452632557,240895.578125,null,-135264.06134641511,42284.197015468955,218500.51230502391,null,0.37513353226242607,3.3491951332301375,0,1,0.35671099720757166,2.2922550035543297,0,1,10.756636308258775,"PASS",1,null,"CdaNgs109",null,218500.51230502391,0,0.35671099720757166,"FAIL",0,1,null,null,1.0407313996488823,null,-4198.9360196559892,"NO",0,null,13.708,11.574999999999999,12.50331411195598,0,0,0,null,-135637.22276657747,null,-18363.162693507282,null,0,null,0,null,-4198.9360196559892,null,-4198.9360196559892,-1.9038269458647421,null,"CdaNgs109"]
[231,"CgrTgs109",0.9052147254347801,6403.4963126030007,0,3737.697998046875,0,0,72372.123300179897,0,8106.1895218108748,0,0,null,76109.821213417628,8106.1895218108748,11843.887435048578,null,26635.961600488805,7033.3523018184242,0,0,87195.329277325203,0,null,33669.313966656809,87195.328125,null,-42440.507331569963,21825.426446799058,79089.138603189131,null,0.4652249019557661,4.1535315546305265,0,1,0.44237804520296842,2.8427586727926974,0,1,10.756635764607818,"PASS",1,null,"CgrTgs109",null,79089.138603189131,0,0.44237804520296842,"FAIL",0,1,null,null,1.0407313996488821,null,-1519.8602770533953,"NO",0,null,13.708,11.574999999999999,12.50331411195598,0,0,0,null,-42608.016356279702,null,-5768.4603122881108,null,0,null,0,null,-1519.8602770533953,null,-1519.8602770533953,-1.9038269458647428,null,"CgrTgs109"]
[232,"CgrNgs109",0.9052147254347801,6403.4963126030007,0,3737.697998046875,0,0,72372.123300179897,0,8106.1895218108748,0,0,null,76109.821213417628,8106.1895218108748,11843.887435048578,null,26635.961600488805,7033.3523018184242,0,0,87195.329277325203,0,null,33669.313966656809,87195.328125,null,-42440.507331569963,21825.426446799058,79089.138603189131,null,0.4652249019557661,4.1535315546305265,0,1,0.44237804520296842,2.8427586727926974,0,1,10.756635764607818,"PASS",1,null,"CgrNgs109",null,79089.138603189131,0,0.44237804520296842,"FAIL",0,1,null,null,1.0407313996488821,null,-1519.8602770533953,"NO",0,null,13.708,11.574999999999999,12.50331411195598,0,0,0,null,-42608.016356279702,null,-5768.4603122881108,null,0,null,0,null,-1519.8602770533953,null,-1519.8602770533953,-1.9038269458647428,null,"CgrNgs109"]
[233,"CheTgs109",1.0177966177463531,8845.5076398521651,0,5163.09130859375,0,0,99971.662090930084,0,11197.532909988051,0,0,null,105134.75351251278,11197.532909988051,16360.624331570765,null,35603.496313853866,7908.09294531862,0,0,120447.78565172302,0,null,43511.589274198879,120447.7890625,null,-61623.164125324955,27150.965055617078,109250.25615251195,null,0.43523923043934731,3.8858192803690819,0,1,0.41386494824266118,2.6595311213602719,0,1,10.756636308258775,"PASS",1,null,"CheTgs109",null,109250.25615251195,0,0.41386494824266118,"FAIL",0,1,null,null,1.0407313996488823,null,-2099.4680098279946,"NO",0,null,13.708,11.574999999999999,12.50331411195598,0,0,0,null,-61839.639693853307,null,-8372.1219105196597,null,0,null,0,null,-2099.4680098279946,null,-2099.4680098279946,-1.9038269458647421,null,"CheTgs109"]
[234,"CheNgs109",1.0177966177463531,8845.5076398521651,0,5163.09130859375,0,0,99971.662090930084,0,11197.532909988051,0,0,null,105134.75351251278,11197.532909988051,16360.624331570765,null,35603.496313853866,7908.09294531862,0,0,120447.78565172302,0,null,43511.589274198879,120447.7890625,null,-61623.164125324955,27150.965055617078,109250.25615251195,null,0.43523923043934731,3.8858192803690819,0,1,0.41386494824266118,2.6595311213602719,0,1,10.756636308258775,"PASS",1,null,"CheNgs109",null,109250.25615251195,0,0.41386494824266118,"FAIL",0,1,null,null,1.0407313996488823,null,-2099.4680098279946,"NO",0,null,13.708,11.574999999999999,12.50331411195598,0,0,0,null,-61839.639693853307,null,-8372.1219105196597,null,0,null,0,null,-2099.4680098279946,null,-2099.4680098279946,-1.9038269458647421,null,"CheNgs109"]
[235,"ChoTgs109",0.9052147254347801,6403.4963126030007,0,3737.697998046875,0,0,72372.123300179897,0,8106.1895218108748,0,0,null,76109.821213417628,8106.1895218108748,11843.887435048578,null,26635.961600488805,7033.3523018184242,0,0,87195.329277325203,0,null,33669.313966656809,87195.328125,null,-42440.507331569963,21825.426446799058,79089.138603189131,null,0.4652249019557661,4.1535315546305265,0,1,0.44237804520296842,2.8427586727926974,0,1,10.756635764607818,"PASS",1,null,"ChoTgs109",null,79089.138603189131,0,0.44237804520296842,"FAIL",0,1,null,null,1.0407313996488821,null,-1519.8602770533953,"NO",0,null,13.708,11.574999999999999,12.50331411195598,0,0,0,null,-42608.016356279702,null,-5768.4603122881108,null,0,null,0,null,-1519.8602770533953,null,-1519.8602770533953,-1.9038269458647428,null,"ChoTgs109"]
[236,"ChoNgs109",0.9052147254347801,6403.4963126030007,0,3737.697998046875,0,0,72372.123300179897,0,8106.1895218108748,0,0,null,76109.821213417628,8106.1895218108748,11843.887435048578,null,26635.961600488805,7033.3523018184242,0,0,87195.329277325203,0,null,33669.313966656809,87195.328125,null,-42440.507331569963,21825.426446799058,79089.138603189131,null,0.4652249019557661,4.1535315546305265,0,1,0.44237804520296842,2.8427586727926974,0,1,10.756635764607818,"PASS",1,null,"ChoNgs109",null,79089.138603189131,0,0.44237804520296842,"FAIL",0,1,null,null,1.0407313996488821,null,-1519.8602770533953,"NO",0,null,13.708,11.574999999999999,12.50331411195598,0,0,0,null,-42608.016356279702,null,-5768.4603122881108,null,0,null,0,null,-1519.8602770533953,null,-1519.8602770533953,-1.9038269458647428,null,"ChoNgs109"]
[237,"CinTgs109",1.1220338940620422,17691.01527970433,0,10326.1826171875,0,0,199943.32418186017,0,22395.065819976102,0,0,null,210269.50702502555,22395.065819976102,32721.24866314153,null,66287.450048554223,8717.9974538407369,0,0,240895.57130344605,0,null,75005.445452632557,240895.578125,null,-135264.06134641511,42284.197015468955,218500.51230502391,null,0.37513353226242607,3.3491951332301375,0,1,0.35671099720757166,2.2922550035543297,0,1,10.756636308258775,"PASS",1,null,"CinTgs109",null,218500.51230502391,0,0.35671099720757166,"FAIL",0,1,null,null,1.0407313996488823,null,-4198.9360196559892,"NO",0,null,13.708,11.574999999999999,12.50331411195598,0,0,0,null,-135637.22276657747,null,-18363.162693507282,null,0,null,0,null,-4198.9360196559892,null,-4198.9360196559892,-1.9038269458647421,null,"CinTgs109"]
[238,"CinNgs109",1.1220338940620422,17691.01527970433,0,10326.1826171875,0,0,199943.32418186017,0,22395.065819976102,0,0,null,210269.50702502555,22395.065819976102,32721.24866314153,null,66287.450048554223,8717.9974538407369,0,0,240895.57130344605,0,null,75005.445452632557,240895.578125,null,-135264.06134641511,42284.197015468955,218500.51230502391,null,0.37513353226242607,3.3491951332301375,0,1,0.35671099720757166,2.2922550035543297,0,1,10.756636308258775,"PASS",1,null,"CinNgs109",null,218500.51230502391,0,0.35671099720757166,"FAIL",0,1,null,null,1.0407313996488823,null,-4198.9360196559892,"NO",0,null,13.708,11.574999999999999,12.50331411195598,0,0,0,null,-135637.22276657747,null,-18363.162693507282,null,0,null,0,null,-4198.9360196559892,null,-4198.9360196559892,-1.9038269458647421,null,"CinNgs109"]
[239,"CloTgs109",0.91675824224948865,5734.9993971988097,0,3347.498779296875,0,0,64816.791208834358,0,7259.9389469045973,0,0,null,68164.289913208209,7259.9389469045973,10607.437651278433,null,24688.062687116864,7123.0433091325294,0,0,78092.519528716119,0,null,31811.107300598378,78092.515625,null,-36353.182687532855,21203.669574396907,70832.5766780954,null,0.4907849757342293,4.3817320687196144,0,1,0.46668288199198332,2.9989435829561031,0,1,10.756635310038815,"PASS",1,null,"CloTgs109",null,70832.5766780954,0,0.46668288199198332,"FAIL",0,1,null,null,1.0407313996488821,null,-1361.193544833535,"NO",0,null,13.708,11.574999999999999,12.50331411195598,0,0,0,null,-36511.446902958713,null,-4943.0799745008762,null,0,null,0,null,-1361.193544833535,null,-1361.193544833535,-1.9038269458647423,null,"CloTgs109"]
[240,"CloNgs109",0.91675824224948865,5734.9993971988097,0,3347.498779296875,0,0,64816.791208834358,0,7259.9389469045973,0,0,null,68164.289913208209,7259.9389469045973,10607.437651278433,null,24688.062687116864,7123.0433091325294,0,0,78092.519528716119,0,null,31811.107300598378,78092.515625,null,-36353.182687532855,21203.669574396907,70832.5766780954,null,0.4907849757342293,4.3817320687196144,0,1,0.46668288199198332,2.9989435829561031,0,1,10.756635310038815,"PASS",1,null,"CloNgs109",null,70832.5766780954,0,0.46668288199198332,"FAIL",0,1,null,null,1.0407313996488821,null,-1361.193544833535,"NO",0,null,13.708,11.574999999999999,12.50331411195598,0,0,0,null,-36511.446902958713,null,-4943.0799745008762,null,0,null,0,null,-1361.193544833535,null,-1361.193544833535,-1.9038269458647423,null,"CloNgs109"]
[241,"CmiTgs109",1.1220338940620422,17691.01527970433,0,10326.1826171875,0,0,199943.32418186017,0,22395.065819976102,0,0,null,210269.50702502555,22395.065819976102,32721.24866314153,null,66287.450048554223,8717.9974538407369,0,0,240895.57130344605,0,null,75005.445452632557,240895.578125,null,-135264.06134641511,42284.197015468955,218500.51230502391,null,0.37513353226242607,3.3491951332301375,0,1,0.35671099720757166,2.2922550035543297,0,1,10.756636308258775,"PASS",1,null,"CmiTgs109",null,218500.51230502391,0,0.35671099720757166,"FAIL",0,1,null,null,1.0407313996488823,null,-4198.9360196559892,"NO",0,null,13.708,11.574999999999999,12.50331411195598,0,0,0,null,-135637.22276657747,null,-18363.162693507282,null,0,null,0,null,-4198.9360196559892,null,-4198.9360196559892,-1.9038269458647421,null,"CmiTgs109"]
[242,"CmiNgs109",1.1220338940620422,17691.01527970433,0,10326.1826171875,0,0,199943.32418186017,0,22395.065819976102,0,0,null,210269.50702502555,22395.065819976102,32721.24866314153,null,66287.450048554223,8717.9974538407369,0,0,240895.57130344605,0,null,75005.445452632557,240895.578125,null,-135264.06134641511,42284.197015468955,218500.51230502391,null,0.37513353226242607,3.3491951332301375,0,1,0.35671099720757166,2.2922550035543297,0,1,10.756636308258775,"PASS",1,null,"CmiNgs109",null,218500.51230502391,0,0.35671099720757166,"FAIL",0,1,null,null,1.0407313996488823,null,-4198.9360196559892,"NO",0,null,13.708,11.574999999999999,12.50331411195598,0,0,0,null,-135637.22276657747,null,-18363.162693507282,null,0,null,0,null,-4198.9360196559892,null,-4198.9360196559892,-1.9038269458647421,null,"CmiNgs109"]
[243,"CofTgs109",1.1220338940620422,17691.01527970433,0,10326.1826171875,0,0,199943.32418186017,0,22395.065819976102,0,0,null,210269.50702502555,22395.065819976102,32721.24866314153,null,66287.450048554223,8717.9974538407369,0,0,240895.57130344605,0,null,75005.445452632557,240895.578125,null,-135264.06134641511,42284.197015468955,218500.51230502391,null,0.37513353226242607,3.3491951332301375,0,1,0.35671099720757166,2.2922550035543297,0,1,10.756636308258775,"PASS",1,null,"CofTgs109",null,218500.51230502391,0,0.35671099720757166,"FAIL",0,1,null,null,1.0407313996488823,null,-4198.9360196559892,"NO",0,null,13.708,11.574999999999999,12.50331411195598,0,0,0,null,-135637.22276657747,null,-18363.162693507282,null,0,null,0,null,-4198.9360196559892,null,-4198.9360196559892,-1.9038269458647421,null,"CofTgs109"]
[244,"CofNgs109",1.1220338940620422,17691.01527970433,0,10326.1826171875,0,0,199943.32418186017,0,22395.065819976102,0,0,null,210269.50702502555,22395.065819976102,32721.24866314153,null,66287.450048554223,8717.9974538407369,0,0,240895.57130344605,0,null,75005.445452632557,240895.578125,null,-135264.06134641511,42284.197015468955,218500.51230502391,null,0.37513353226242607,3.3491951332301375,0,1,0.35671099720757166,2.2922550035543297,0,1,10.756636308258775,"PASS",1,null,"CofNgs109",null,218500.51230502391,0,0.35671099720757166,"FAIL",0,1,null,null,1.0407313996488823,null,-4198.9360196559892,"NO",0,null,13.708,11.574999999999999,12.50331411195598,0,0,0,null,-135637.22276657747,null,-18363.162693507282,null,0,null,0,null,-4198.9360196559892,null,-4198.9360196559892,-1.9038269458647421,null,"CofNgs109"]
[245,"CreTgs109",0.92931937575340273,5464.7639008907254,0,3189.763427734375,0,0,61762.597733247916,0,6917.8479755345215,0,0,null,64952.361138315209,6917.8479755345215,10107.611380601793,null,23938.319681338624,7220.6410113802185,0,0,74412.768353310763,0,null,31158.961895514563,74412.765625,null,-33793.399265467728,21051.350492245667,67494.917649465482,null,0.50449565010347897,4.504140883944042,0,1,0.47972023400793856,3.0827225792868789,0,1,10.756634995184372,"PASS",1,null,"CreTgs109",null,67494.917649465482,0,0.47972023400793856,"FAIL",0,1,null,null,1.0407313996488821,null,-1297.0535348675571,"NO",0,null,13.708,11.574999999999999,12.50331411195598,0,0,0,null,-33948.418976390683,null,-4596.0860015811595,null,0,null,0,null,-1297.0535348675571,null,-1297.0535348675571,-1.9038269458647425,null,"CreTgs109"]
[246,"CreNgs109",0.92931937575340273,5464.7639008907254,0,3189.763427734375,0,0,61762.597733247916,0,6917.8479755345215,0,0,null,64952.361138315209,6917.8479755345215,10107.611380601793,null,23938.319681338624,7220.6410113802185,0,0,74412.768353310763,0,null,31158.961895514563,74412.765625,null,-33793.399265467728,21051.350492245667,67494.917649465482,null,0.50449565010347897,4.504140883944042,0,1,0.47972023400793856,3.0827225792868789,0,1,10.756634995184372,"PASS",1,null,"CreNgs109",null,67494.917649465482,0,0.47972023400793856,"FAIL",0,1,null,null,1.0407313996488821,null,-1297.0535348675571,"NO",0,null,13.708,11.574999999999999,12.50331411195598,0,0,0,null,-33948.418976390683,null,-4596.0860015811595,null,0,null,0,null,-1297.0535348675571,null,-1297.0535348675571,-1.9038269458647425,null,"CreNgs109"]
[247,"CrtTgs109",0.9052147254347801,6403.4963126030007,0,3737.697998046875,0,0,72372.123300179897,0,8106.1895218108748,0,0,null,76109.821213417628,8106.1895218108748,11843.887435048578,null,26635.961600488805,7033.3523018184242,0,0,87195.329277325203,0,null,33669.313966656809,87195.328125,null,-42440.507331569963,21825.426446799058,79089.138603189131,null,0.4652249019557661,4.1535315546305265,0,1,0.44237804520296842,2.8427586727926974,0,1,10.756635764607818,"PASS",1,null,"CrtTgs109",null,79089.138603189131,0,0.44237804520296842,"FAIL",0,1,null,null,1.0407313996488821,null,-1519.8602770533953,"NO",0,null,13.708,11.574999999999999,12.50331411195598,0,0,0,null,-42608.016356279702,null,-5768.4603122881108,null,0,null,0,null,-1519.8602770533953,null,-1519.8602770533953,-1.9038269458647428,null,"CrtTgs109"]
[248,"CrtNgs109",0.9052147254347801,6403.4963126030007,0,3737.697998046875,0,0,72372.123300179897,0,8106.1895218108748,0,0,null,76109.821213417628,8106.1895218108748,11843.887435048578,null,26635.961600488805,7033.3523018184242,0,0,87195.329277325203,0,null,33669.313966656809,87195.328125,null,-42440.507331569963,21825.426446799058,79089.138603189131,null,0.4652249019557661,4.1535315546305265,0,1,0.44237804520296842,2.8427586727926974,0,1,10.756635764607818,"PASS",1,null,"CrtNgs109",null,79089.138603189131,0,0.44237804520296842,"FAIL",0,1,null,null,1.0407313996488821,null,-1519.8602770533953,"NO",0,null,13.708,11.574999999999999,12.50331411195598,0,0,0,null,-42608.016356279702,null,-5768.4603122881108,null,0,null,0,null,-1519.8602770533953,null,-1519.8602770533953,-1.9038269458647428,null,"CrtNgs109"]
[249,"CscTgs109",1.1220338940620422,17691.01527970433,0,10326.1826171875,0,0,199943.32418186017,0,22395.065819976102,0,0,null,210269.50702502555,22395.065819976102,32721.24866314153,null,66287.450048554223,8717.9974538407369,0,0,240895.57130344605,0,null,75005.445452632557,240895.578125,null,-135264.06134641511,42284.197015468955,218500.51230502391,null,0.37513353226242607,3.3491951332301375,0,1,0.35671099720757166,2.2922550035543297,0,1,10.756636308258775,"PASS",1,null,"CscTgs109",null,218500.51230502391,0,0.35671099720757166,"FAIL",0,1,null,null,1.0407313996488823,null,-4198.9360196559892,"NO",0,null,13.708,11.574999999999999,12.50331411195598,0,0,0,null,-135637.22276657747,null,-18363.162693507282,null,0,null,0,null,-4198.9360196559892,null,-4198.9360196559892,-1.9038269458647421,null,"CscTgs109"]
[250,"CscNgs109",1.1220338940620422,17691.01527970433,0,10326.1826171875,0,0,199943.32418186017,0,22395.065819976102,0,0,null,210269.50702502555,22395.065819976102,32721.24866314153,null,66287.450048554223,8717.9974538407369,0,0,240895.57130344605,0,null,75005.445452632557,240895.578125,null,-135264.06134641511,42284.197015468955,218500.51230502391,null,0.37513353226242607,3.3491951332301375,0,1,0.35671099720757166,2.2922550035543297,0,1,10.756636308258775,"PASS",1,null,"CscNgs109",null,218500.51230502391,0,0.35671099720757166,"FAIL",0,1,null,null,1.0407313996488823,null,-4198.9360196559892,"NO",0,null,13.708,11.574999999999999,12.50331411195598,0,0,0,null,-135637.22276657747,null,-18363.162693507282,null,0,null,0,null,-4198.9360196559892,null,-4198.9360196559892,-1.9038269458647421,null,"CscNgs109"]
[251,"CwaTgs109",1.1220338940620422,17691.01527970433,0,10326.1826171875,0,0,199943.32418186017,0,22395.065819976102,0,0,null,210269.50702502555,22395.065819976102,32721.24866314153,null,66287.450048554223,8717.9974538407369,0,0,240895.57130344605,0,null,75005.445452632557,240895.578125,null,-135264.06134641511,42284.197015468955,218500.51230502391,null,0.37513353226242607,3.3491951332301375,0,1,0.35671099720757166,2.2922550035543297,0,1,10.756636308258775,"PASS",1,null,"CwaTgs109",null,218500.51230502391,0,0.35671099720757166,"FAIL",0,1,null,null,1.0407313996488823,null,-4198.9360196559892,"NO",0,null,13.708,11.574999999999999,12.50331411195598,0,0,0,null,-135637.22276657747,null,-18363.162693507282,null,0,null,0,null,-4198.9360196559892,null,-4198.9360196559892,-1.9038269458647421,null,"CwaTgs109"]
[252,"CwaNgs109",1.1220338940620422,17691.01527970433,0,10326.1826171875,0,0,199943.32418186017,0,22395.065819976102,0,0,null,210269.50702502555,22395.065819976102,32721.24866314153,null,66287.450048554223,8717.9974538407369,0,0,240895.57130344605,0,null,75005.445452632557,240895.578125,null,-135264.06134641511,42284.197015468955,218500.51230502391,null,0.37513353226242607,3.3491951332301375,0,1,0.35671099720757166,2.2922550035543297,0,1,10.756636308258775,"PASS",1,null,"CwaNgs109",null,218500.51230502391,0,0.35671099720757166,"FAIL",0,1,null,null,1.0407313996488823,null,-4198.9360196559892,"NO",0,null,13.708,11.574999999999999,12.50331411195598,0,0,0,null,-135637.22276657747,null,-18363.162693507282,null,0,null,0,null,-4198.9360196559892,null,-4198.9360196559892,-1.9038269458647421,null,"CwaNgs109"]
[253,"CasEgs110",1.0784503221511841,8394.7519331024341,0,11837.9794921875,0,0,94877.234610282336,0,55782.20399728667,0,0,null,106715.21436529362,55782.20399728667,67620.183752297875,null,34311.373455500114,8379.3610980595458,0,0,114309.92121720768,0,null,42690.735550016238,114309.921875,null,-64024.478552453598,-24929.447939457939,58527.71787771333,null,0.44995762919706372,0.76531102198996614,0,0,0.40004357306563465,0.63133125861247508,0,0,2.0492184546985666,"PASS",1,null,"CasEgs110",null,58527.71787771333,0,0.40004357306563465,"FAIL",0,1,null,null,2.2612271101660006,null,-765.14292639752739,"NO",0,null,13.708,11.574999999999999,12.50331411195598,0,0,0,null,-64236.870271607906,null,-5683.5799543388894,null,0,null,0,null,-765.14292639752739,null,-765.14292639752739,-0.33648843502769338,null,"CasEgs110"]
[254,"CasNgs110",1.0784503221511841,8394.7519331024341,0,11837.9794921875,0,0,94877.234610282336,0,55782.20399728667,0,0,null,106715.21436529362,55782.20399728667,67620.183752297875,null,34311.373455500114,8379.3610980595458,0,0,114309.92121720768,0,null,42690.735550016238,114309.921875,null,-64024.478552453598,-24929.447939457939,58527.71787771333,null,0.44995762919706372,0.76531102198996614,0,0,0.40004357306563465,0.63133125861247508,0,0,2.0492184546985666,"PASS",1,null,"CasNgs110",null,58527.71787771333,0,0.40004357306563465,"FAIL",0,1,null,null,2.2612271101660006,null,-765.14292639752739,"NO",0,null,13.708,11.574999999999999,12.50331411195598,0,0,0,null,-64236.870271607906,null,-5683.5799543388894,null,0,null,0,null,-765.14292639752739,null,-765.14292639752739,-0.33648843502769338,null,"CasNgs110"]
[255,"CcoEgs110",1.0321723639965057,11382.752269010738,0,16051.5517578125,0,0,128647.5248040516,0,75637.138319190635,0,0,null,144699.07639991023,75637.138319190635,91688.689915049312,null,44325.244588227877,8019.7898556072905,0,0,154997.01783620671,0,null,52345.034775454697,154997.015625,null,-92354.04178640942,-39343.655301548439,79359.877305809365,null,0.40688722814670236,0.69205466968564211,0,0,0.36175099398837762,0.57089958130597829,0,0,2.0492184007664154,"PASS",1,null,"CcoEgs110",null,79359.877305809365,0,0.36175099398837762,"FAIL",0,1,null,null,2.2612271101660006,null,-1037.4853385768868,"NO",0,null,13.708,11.574999999999999,12.50331411195598,0,0,0,null,-92614.464844993767,null,-8194.3860846453172,null,0,null,0,null,-1037.4853385768868,null,-1037.4853385768868,-0.33648843502769343,null,"CcoEgs110"]
[256,"CcoNgs110",1.0321723639965057,11382.752269010738,0,16051.5517578125,0,0,128647.5248040516,0,75637.138319190635,0,0,null,144699.07639991023,75637.138319190635,91688.689915049312,null,44325.244588227877,8019.7898556072905,0,0,154997.01783620671,0,null,52345.034775454697,154997.015625,null,-92354.04178640942,-39343.655301548439,79359.877305809365,null,0.40688722814670236,0.69205466968564211,0,0,0.36175099398837762,0.57089958130597829,0,0,2.0492184007664154,"PASS",1,null,"CcoNgs110",null,79359.877305809365,0,0.36175099398837762,"FAIL",0,1,null,null,2.2612271101660006,null,-1037.4853385768868,"NO",0,null,13.708,11.574999999999999,12.50331411195598,0,0,0,null,-92614.464844993767,null,-8194.3860846453172,null,0,null,0,null,-1037.4853385768868,null,-1037.4853385768868,-0.33648843502769343,null,"CcoNgs110"]
[257,"CdaEgs110",1.0321723639965057,11382.752269010738,0,16051.5517578125,0,0,128647.5248040516,0,75637.138319190635,0,0,null,144699.07639991023,75637.138319190635,91688.689915049312,null,44325.244588227877,8019.7898556072905,0,0,154997.01783620671,0,null,52345.034775454697,154997.015625,null,-92354.04178640942,-39343.655301548439,79359.877305809365,null,0.40688722814670236,0.69205466968564211,0,0,0.36175099398837762,0.57089958130597829,0,0,2.0492184007664154,"PASS",1,null,"CdaEgs110",null,79359.877305809365,0,0.36175099398837762,"FAIL",0,1,null,null,2.2612271101660006,null,-1037.4853385768868,"NO",0,null,13.708,11.574999999999999,12.50331411195598,0,0,0,null,-92614.464844993767,null,-8194.3860846453172,null,0,null,0,null,-1037.4853385768868,null,-1037.4853385768868,-0.33648843502769343,null,"CdaEgs110"]
[258,"CdaNgs110",1.0321723639965057,11382.752269010738,0,16051.5517578125,0,0,128647.5248040516,0,75637.138319190635,0,0,null,144699.07639991023,75637.138319190635,91688.689915049312,null,44325.244588227877,8019.7898556072905,0,0,154997.01783620671,0,null,52345.034775454697,154997.015625,null,-92354.04178640942,-39343.655301548439,79359.877305809365,null,0.40688722814670236,0.69205466968564211,0,0,0.36175099398837762,0.57089958130597829,0,0,2.0492184007664154,"PASS",1,null,"CdaNgs110",null,79359.877305809365,0,0.36175099398837762,"FAIL",0,1,null,null,2.2612271101660006,null,-1037.4853385768868,"NO",0,null,13.708,11.574999999999999,12.50331411195598,0,0,0,null,-92614.464844993767,null,-8194.3860846453172,null,0,null,0,null,-1037.4853385768868,null,-1037.4853385768868,-0.33648843502769343,null,"CdaNgs110"]
[259,"CgrEgs110",1.0784503221511841,8394.7519331024341,0,11837.9794921875,0,0,94877.234610282336,0,55782.20399728667,0,0,null,106715.21436529362,55782.20399728667,67620.183752297875,null,34311.373455500114,8379.3610980595458,0,0,114309.92121720768,0,null,42690.735550016238,114309.921875,null,-64024.478552453598,-24929.447939457939,58527.71787771333,null,0.44995762919706372,0.76531102198996614,0,0,0.40004357306563465,0.63133125861247508,0,0,2.0492184546985666,"PASS",1,null,"CgrEgs110",null,58527.71787771333,0,0.40004357306563465,"FAIL",0,1,null,null,2.2612271101660006,null,-765.14292639752739,"NO",0,null,13.708,11.574999999999999,12.50331411195598,0,0,0,null,-64236.870271607906,null,-5683.5799543388894,null,0,null,0,null,-765.14292639752739,null,-765.14292639752739,-0.33648843502769338,null,"CgrEgs110"]
[260,"CgrNgs110",1.0784503221511841,8394.7519331024341,0,11837.9794921875,0,0,94877.234610282336,0,55782.20399728667,0,0,null,106715.21436529362,55782.20399728667,67620.183752297875,null,34311.373455500114,8379.3610980595458,0,0,114309.92121720768,0,null,42690.735550016238,114309.921875,null,-64024.478552453598,-24929.447939457939,58527.71787771333,null,0.44995762919706372,0.76531102198996614,0,0,0.40004357306563465,0.63133125861247508,0,0,2.0492184546985666,"PASS",1,null,"CgrNgs110",null,58527.71787771333,0,0.40004357306563465,"FAIL",0,1,null,null,2.2612271101660006,null,-765.14292639752739,"NO",0,null,13.708,11.574999999999999,12.50331411195598,0,0,0,null,-64236.870271607906,null,-5683.5799543388894,null,0,null,0,null,-765.14292639752739,null,-765.14292639752739,-0.33648843502769338,null,"CgrNgs110"]
[261,"CheEgs110",1.0321723639965057,11382.752269010738,0,16051.5517578125,0,0,128647.5248040516,0,75637.138319190635,0,0,null,144699.07639991023,75637.138319190635,91688.689915049312,null,44325.244588227877,8019.7898556072905,0,0,154997.01783620671,0,null,52345.034775454697,154997.015625,null,-92354.04178640942,-39343.655301548439,79359.877305809365,null,0.40688722814670236,0.69205466968564211,0,0,0.36175099398837762,0.57089958130597829,0,0,2.0492184007664154,"PASS",1,null,"CheEgs110",null,79359.877305809365,0,0.36175099398837762,"FAIL",0,1,null,null,2.2612271101660006,null,-1037.4853385768868,"NO",0,null,13.708,11.574999999999999,12.50331411195598,0,0,0,null,-92614.464844993767,null,-8194.3860846453172,null,0,null,0,null,-1037.4853385768868,null,-1037.4853385768868,-0.33648843502769343,null,"CheEgs110"]
[262,"CheNgs110",1.0321723639965057,11382.752269010738,0,16051.5517578125,0,0,128647.5248040516,0,75637.138319190635,0,0,null,144699.07639991023,75637.138319190635,91688.689915049312,null,44325.244588227877,8019.7898556072905,0,0,154997.01783620671,0,null,52345.034775454697,154997.015625,null,-92354.04178640942,-39343.655301548439,79359.877305809365,null,0.40688722814670236,0.69205466968564211,0,0,0.36175099398837762,0.57089958130597829,0,0,2.0492184007664154,"PASS",1,null,"CheNgs110",null,79359.877305809365,0,0.36175099398837762,"FAIL",0,1,null,null,2.2612271101660006,null,-1037.4853385768868,"NO",0,null,13.708,11.574999999999999,12.50331411195598,0,0,0,null,-92614.464844993767,null,-8194.3860846453172,null,0,null,0,null,-1037.4853385768868,null,-1037.4853385768868,-0.33648843502769343,null,"CheNgs110"]
[263,"ChoEgs110",1.0321723639965057,11382.752269010738,0,16051.5517578125,0,0,128647.5248040516,0,75637.138319190635,0,0,null,144699.07639991023,75637.138319190635,91688.689915049312,null,44325.244588227877,8019.7898556072905,0,0,154997.01783620671,0,null,52345.034775454697,154997.015625,null,-92354.04178640942,-39343.655301548439,79359.877305809365,null,0.40688722814670236,0.69205466968564211,0,0,0.36175099398837762,0.57089958130597829,0,0,2.0492184007664154,"PASS",1,null,"ChoEgs110",null,79359.877305809365,0,0.36175099398837762,"FAIL",0,1,null,null,2.2612271101660006,null,-1037.4853385768868,"NO",0,null,13.708,11.574999999999999,12.50331411195598,0,0,0,null,-92614.464844993767,null,-8194.3860846453172,null,0,null,0,null,-1037.4853385768868,null,-1037.4853385768868,-0.33648843502769343,null,"ChoEgs110"]
[264,"ChoNgs110",1.0321723639965057,11382.752269010738,0,16051.5517578125,0,0,128647.5248040516,0,75637.138319190635,0,0,null,144699.07639991023,75637.138319190635,91688.689915049312,null,44325.244588227877,8019.7898556072905,0,0,154997.01783620671,0,null,52345.034775454697,154997.015625,null,-92354.04178640942,-39343.655301548439,79359.877305809365,null,0.40688722814670236,0.69205466968564211,0,0,0.36175099398837762,0.57089958130597829,0,0,2.0492184007664154,"PASS",1,null,"ChoNgs110",null,79359.877305809365,0,0.36175099398837762,"FAIL",0,1,null,null,2.2612271101660006,null,-1037.4853385768868,"NO",0,null,13.708,11.574999999999999,12.50331411195598,0,0,0,null,-92614.464844993767,null,-8194.3860846453172,null,0,null,0,null,-1037.4853385768868,null,-1037.4853385768868,-0.33648843502769343,null,"ChoNgs110"]
[265,"CinEgs110",1.0321723639965057,11382.752269010738,0,16051.5517578125,0,0,128647.5248040516,0,75637.138319190635,0,0,null,144699.07639991023,75637.138319190635,91688.689915049312,null,44325.244588227877,8019.7898556072905,0,0,154997.01783620671,0,null,52345.034775454697,154997.015625,null,-92354.04178640942,-39343.655301548439,79359.877305809365,null,0.40688722814670236,0.69205466968564211,0,0,0.36175099398837762,0.57089958130597829,0,0,2.0492184007664154,"PASS",1,null,"CinEgs110",null,79359.877305809365,0,0.36175099398837762,"FAIL",0,1,null,null,2.2612271101660006,null,-1037.4853385768868,"NO",0,null,13.708,11.574999999999999,12.50331411195598,0,0,0,null,-92614.464844993767,null,-8194.3860846453172,null,0,null,0,null,-1037.4853385768868,null,-1037.4853385768868,-0.33648843502769343,null,"CinEgs110"]
[266,"CinNgs110",1.0321723639965057,11382.752269010738,0,16051.5517578125,0,0,128647.5248040516,0,75637.138319190635,0,0,null,144699.07639991023,75637.138319190635,91688.689915049312,null,44325.244588227877,8019.7898556072905,0,0,154997.01783620671,0,null,52345.034775454697,154997.015625,null,-92354.04178640942,-39343.655301548439,79359.877305809365,null,0.40688722814670236,0.69205466968564211,0,0,0.36175099398837762,0.57089958130597829,0,0,2.0492184007664154,"PASS",1,null,"CinNgs110",null,79359.877305809365,0,0.36175099398837762,"FAIL",0,1,null,null,2.2612271101660006,null,-1037.4853385768868,"NO",0,null,13.708,11.574999999999999,12.50331411195598,0,0,0,null,-92614.464844993767,null,-8194.3860846453172,null,0,null,0,null,-1037.4853385768868,null,-1037.4853385768868,-0.33648843502769343,null,"CinNgs110"]
[267,"CloEgs110",1.4514417409896851,26526.160649104328,0,37406.24609375,0,0,299797.87220287841,0,176263.41746950083,0,0,null,337204.11712495959,176263.41746950083,213669.66239158204,null,98145.716956326098,11277.435975250995,0,0,361202.25566611881,0,null,109423.1529596319,361202.25,null,-227780.96533699651,-104246.51060361892,184938.83253049917,null,0.36498975845159887,0.62079332473265803,0,0,0.32450123537155501,0.51211365775956441,0,0,2.0492184662339223,"PASS",1,null,"CloEgs110",null,184938.83253049917,0,0.32450123537155501,"FAIL",0,1,null,null,2.2612271101660006,null,-2417.7371262750144,"NO",0,null,13.708,11.574999999999999,12.50331411195598,0,0,0,null,-228325.35913281556,null,-20201.878278744098,null,0,null,0,null,-2417.7371262750144,null,-2417.7371262750144,-0.33648843502769338,null,"CloEgs110"]
[268,"CloNgs110",1.4514417409896851,26526.160649104328,0,37406.24609375,0,0,299797.87220287841,0,176263.41746950083,0,0,null,337204.11712495959,176263.41746950083,213669.66239158204,null,98145.716956326098,11277.435975250995,0,0,361202.25566611881,0,null,109423.1529596319,361202.25,null,-227780.96533699651,-104246.51060361892,184938.83253049917,null,0.36498975845159887,0.62079332473265803,0,0,0.32450123537155501,0.51211365775956441,0,0,2.0492184662339223,"PASS",1,null,"CloNgs110",null,184938.83253049917,0,0.32450123537155501,"FAIL",0,1,null,null,2.2612271101660006,null,-2417.7371262750144,"NO",0,null,13.708,11.574999999999999,12.50331411195598,0,0,0,null,-228325.35913281556,null,-20201.878278744098,null,0,null,0,null,-2417.7371262750144,null,-2417.7371262750144,-0.33648843502769338,null,"CloNgs110"]
[269,"CmiEgs110",1.0784503221511841,8394.7519331024341,0,11837.9794921875,0,0,94877.234610282336,0,55782.20399728667,0,0,null,106715.21436529362,55782.20399728667,67620.183752297875,null,34311.373455500114,8379.3610980595458,0,0,114309.92121720768,0,null,42690.735550016238,114309.921875,null,-64024.478552453598,-24929.447939457939,58527.71787771333,null,0.44995762919706372,0.76531102198996614,0,0,0.40004357306563465,0.63133125861247508,0,0,2.0492184546985666,"PASS",1,null,"CmiEgs110",null,58527.71787771333,0,0.40004357306563465,"FAIL",0,1,null,null,2.2612271101660006,null,-765.14292639752739,"NO",0,null,13.708,11.574999999999999,12.50331411195598,0,0,0,null,-64236.870271607906,null,-5683.5799543388894,null,0,null,0,null,-765.14292639752739,null,-765.14292639752739,-0.33648843502769338,null,"CmiEgs110"]
[270,"CmiNgs110",1.0784503221511841,8394.7519331024341,0,11837.9794921875,0,0,94877.234610282336,0,55782.20399728667,0,0,null,106715.21436529362,55782.20399728667,67620.183752297875,null,34311.373455500114,8379.3610980595458,0,0,114309.92121720768,0,null,42690.735550016238,114309.921875,null,-64024.478552453598,-24929.447939457939,58527.71787771333,null,0.44995762919706372,0.76531102198996614,0,0,0.40004357306563465,0.63133125861247508,0,0,2.0492184546985666,"PASS",1,null,"CmiNgs110",null,58527.71787771333,0,0.40004357306563465,"FAIL",0,1,null,null,2.2612271101660006,null,-765.14292639752739,"NO",0,null,13.708,11.574999999999999,12.50331411195598,0,0,0,null,-64236.870271607906,null,-5683.5799543388894,null,0,null,0,null,-765.14292639752739,null,-765.14292639752739,-0.33648843502769338,null,"CmiNgs110"]
[271,"CofEgs110",1.0784503221511841,8394.7519331024341,0,11837.9794921875,0,0,94877.234610282336,0,55782.20399728667,0,0,null,106715.21436529362,55782.20399728667,67620.183752297875,null,34311.373455500114,8379.3610980595458,0,0,114309.92121720768,0,null,42690.735550016238,114309.921875,null,-64024.478552453598,-24929.447939457939,58527.71787771333,null,0.44995762919706372,0.76531102198996614,0,0,0.40004357306563465,0.63133125861247508,0,0,2.0492184546985666,"PASS",1,null,"CofEgs110",null,58527.71787771333,0,0.40004357306563465,"FAIL",0,1,null,null,2.2612271101660006,null,-765.14292639752739,"NO",0,null,13.708,11.574999999999999,12.50331411195598,0,0,0,null,-64236.870271607906,null,-5683.5799543388894,null,0,null,0,null,-765.14292639752739,null,-765.14292639752739,-0.33648843502769338,null,"CofEgs110"]
[272,"CofNgs110",1.0784503221511841,8394.7519331024341,0,11837.9794921875,0,0,94877.234610282336,0,55782.20399728667,0,0,null,106715.21436529362,55782.20399728667,67620.183752297875,null,34311.373455500114,8379.3610980595458,0,0,114309.92121720768,0,null,42690.735550016238,114309.921875,null,-64024.478552453598,-24929.447939457939,58527.71787771333,null,0.44995762919706372,0.76531102198996614,0,0,0.40004357306563465,0.63133125861247508,0,0,2.0492184546985666,"PASS",1,null,"CofNgs110",null,58527.71787771333,0,0.40004357306563465,"FAIL",0,1,null,null,2.2612271101660006,null,-765.14292639752739,"NO",0,null,13.708,11.574999999999999,12.50331411195598,0,0,0,null,-64236.870271607906,null,-5683.5799543388894,null,0,null,0,null,-765.14292639752739,null,-765.14292639752739,-0.33648843502769338,null,"CofNgs110"]
[273,"CreEgs110",1.0784503221511841,8394.7519331024341,0,11837.9794921875,0,0,94877.234610282336,0,55782.20399728667,0,0,null,106715.21436529362,55782.20399728667,67620.183752297875,null,34311.373455500114,8379.3610980595458,0,0,114309.92121720768,0,null,42690.735550016238,114309.921875,null,-64024.478552453598,-24929.447939457939,58527.71787771333,null,0.44995762919706372,0.76531102198996614,0,0,0.40004357306563465,0.63133125861247508,0,0,2.0492184546985666,"PASS",1,null,"CreEgs110",null,58527.71787771333,0,0.40004357306563465,"FAIL",0,1,null,null,2.2612271101660006,null,-765.14292639752739,"NO",0,null,13.708,11.574999999999999,12.50331411195598,0,0,0,null,-64236.870271607906,null,-5683.5799543388894,null,0,null,0,null,-765.14292639752739,null,-765.14292639752739,-0.33648843502769338,null,"CreEgs110"]
[274,"CreNgs110",1.0784503221511841,8394.7519331024341,0,11837.9794921875,0,0,94877.234610282336,0,55782.20399728667,0,0,null,106715.21436529362,55782.20399728667,67620.183752297875,null,34311.373455500114,8379.3610980595458,0,0,114309.92121720768,0,null,42690.735550016238,114309.921875,null,-64024.478552453598,-24929.447939457939,58527.71787771333,null,0.44995762919706372,0.76531102198996614,0,0,0.40004357306563465,0.63133125861247508,0,0,2.0492184546985666,"PASS",1,null,"CreNgs110",null,58527.71787771333,0,0.40004357306563465,"FAIL",0,1,null,null,2.2612271101660006,null,-765.14292639752739,"NO",0,null,13.708,11.574999999999999,12.50331411195598,0,0,0,null,-64236.870271607906,null,-5683.5799543388894,null,0,null,0,null,-765.14292639752739,null,-765.14292639752739,-0.33648843502769338,null,"CreNgs110"]
[275,"CrtEgs110",1.0784503221511841,8394.7519331024341,0,11837.9794921875,0,0,94877.234610282336,0,55782.20399728667,0,0,null,106715.21436529362,55782.20399728667,67620.183752297875,null,34311.373455500114,8379.3610980595458,0,0,114309.92121720768,0,null,42690.735550016238,114309.921875,null,-64024.478552453598,-24929.447939457939,58527.71787771333,null,0.44995762919706372,0.76531102198996614,0,0,0.40004357306563465,0.63133125861247508,0,0,2.0492184546985666,"PASS",1,null,"CrtEgs110",null,58527.71787771333,0,0.40004357306563465,"FAIL",0,1,null,null,2.2612271101660006,null,-765.14292639752739,"NO",0,null,13.708,11.574999999999999,12.50331411195598,0,0,0,null,-64236.870271607906,null,-5683.5799543388894,null,0,null,0,null,-765.14292639752739,null,-765.14292639752739,-0.33648843502769338,null,"CrtEgs110"]
[276,"CrtNgs110",1.0784503221511841,8394.7519331024341,0,11837.9794921875,0,0,94877.234610282336,0,55782.20399728667,0,0,null,106715.21436529362,55782.20399728667,67620.183752297875,null,34311.373455500114,8379.3610980595458,0,0,114309.92121720768,0,null,42690.735550016238,114309.921875,null,-64024.478552453598,-24929.447939457939,58527.71787771333,null,0.44995762919706372,0.76531102198996614,0,0,0.40004357306563465,0.63133125861247508,0,0,2.0492184546985666,"PASS",1,null,"CrtNgs110",null,58527.71787771333,0,0.40004357306563465,"FAIL",0,1,null,null,2.2612271101660006,null,-765.14292639752739,"NO",0,null,13.708,11.574999999999999,12.50331411195598,0,0,0,null,-64236.870271607906,null,-5683.5799543388894,null,0,null,0,null,-765.14292639752739,null,-765.14292639752739,-0.33648843502769338,null,"CrtNgs110"]
[277,"CscEgs110",1.0784503221511841,8394.7519331024341,0,11837.9794921875,0,0,94877.234610282336,0,55782.20399728667,0,0,null,106715.21436529362,55782.20399728667,67620.183752297875,null,34311.373455500114,8379.3610980595458,0,0,114309.92121720768,0,null,42690.735550016238,114309.921875,null,-64024.478552453598,-24929.447939457939,58527.71787771333,null,0.44995762919706372,0.76531102198996614,0,0,0.40004357306563465,0.63133125861247508,0,0,2.0492184546985666,"PASS",1,null,"CscEgs110",null,58527.71787771333,0,0.40004357306563465,"FAIL",0,1,null,null,2.2612271101660006,null,-765.14292639752739,"NO",0,null,13.708,11.574999999999999,12.50331411195598,0,0,0,null,-64236.870271607906,null,-5683.5799543388894,null,0,null,0,null,-765.14292639752739,null,-765.14292639752739,-0.33648843502769338,null,"CscEgs110"]
[278,"CscNgs110",1.0784503221511841,8394.7519331024341,0,11837.9794921875,0,0,94877.234610282336,0,55782.20399728667,0,0,null,106715.21436529362,55782.20399728667,67620.183752297875,null,34311.373455500114,8379.3610980595458,0,0,114309.92121720768,0,null,42690.735550016238,114309.921875,null,-64024.478552453598,-24929.447939457939,58527.71787771333,null,0.44995762919706372,0.76531102198996614,0,0,0.40004357306563465,0.63133125861247508,0,0,2.0492184546985666,"PASS",1,null,"CscNgs110",null,58527.71787771333,0,0.40004357306563465,"FAIL",0,1,null,null,2.2612271101660006,null,-765.14292639752739,"NO",0,null,13.708,11.574999999999999,12.50331411195598,0,0,0,null,-64236.870271607906,null,-5683.5799543388894,null,0,null,0,null,-765.14292639752739,null,-765.14292639752739,-0.33648843502769338,null,"CscNgs110"]
[279,"CwaEgs110",1.0784503221511841,8394.7519331024341,0,11837.9794921875,0,0,94877.234610282336,0,55782.20399728667,0,0,null,106715.21436529362,55782.20399728667,67620.183752297875,null,34311.373455500114,8379.3610980595458,0,0,114309.92121720768,0,null,42690.735550016238,114309.921875,null,-64024.478552453598,-24929.447939457939,58527.71787771333,null,0.44995762919706372,0.76531102198996614,0,0,0.40004357306563465,0.63133125861247508,0,0,2.0492184546985666,"PASS",1,null,"CwaEgs110",null,58527.71787771333,0,0.40004357306563465,"FAIL",0,1,null,null,2.2612271101660006,null,-765.14292639752739,"NO",0,null,13.708,11.574999999999999,12.50331411195598,0,0,0,null,-64236.870271607906,null,-5683.5799543388894,null,0,null,0,null,-765.14292639752739,null,-765.14292639752739,-0.33648843502769338,null,"CwaEgs110"]
[280,"CwaNgs110",1.0784503221511841,8394.7519331024341,0,11837.9794921875,0,0,94877.234610282336,0,55782.20399728667,0,0,null,106715.21436529362,55782.20399728667,67620.183752297875,null,34311.373455500114,8379.3610980595458,0,0,114309.92121720768,0,null,42690.735550016238,114309.921875,null,-64024.478552453598,-24929.447939457939,58527.71787771333,null,0.44995762919706372,0.76531102198996614,0,0,0.40004357306563465,0.63133125861247508,0,0,2.0492184546985666,"PASS",1,null,"CwaNgs110",null,58527.71787771333,0,0.40004357306563465,"FAIL",0,1,null,null,2.2612271101660006,null,-765.14292639752739,"NO",0,null,13.708,11.574999999999999,12.50331411195598,0,0,0,null,-64236.870271607906,null,-5683.5799543388894,null,0,null,0,null,-765.14292639752739,null,-765.14292639752739,-0.33648843502769338,null,"CwaNgs110"]
[281,"CasEgs111",0.91491227895021443,6103.9175288030956,0,11378.5537109375,0,0,68986.292869292782,0,76710.940499394637,0,0,null,80364.846560362872,76710.940499394637,88089.494190464815,null,25371.353566470625,6796.6399638573685,0,0,83116.015505172021,0,null,32167.994470660316,83116.015625,null,-48196.852109569969,-55921.499739671824,6405.0751256053627,null,0.46629544990348298,0.41934037389248496,0,0,0.40027444634696324,0.36517401716318731,0,0,1.0834962403525206,"PASS",1,null,"CasEgs111",null,6405.0751256053627,0,0.40027444634696324,"FAIL",0,1,null,null,2.7112403169874839,null,-227.29969565277031,"NO",0,null,13.708,11.574999999999999,12.50331411195598,0,0,0,null,-48356.891883055832,null,-4278.5437739818699,null,0,null,0,null,-227.29969565277031,null,-227.29969565277031,-0.11465732593777427,null,"CasEgs111"]
[282,"CasNgs111",0.91491227895021443,6103.9175288030956,0,11378.5537109375,0,0,68986.292869292782,0,76710.940499394637,0,0,null,80364.846560362872,76710.940499394637,88089.494190464815,null,25371.353566470625,6796.6399638573685,0,0,83116.015505172021,0,null,32167.994470660316,83116.015625,null,-48196.852109569969,-55921.499739671824,6405.0751256053627,null,0.46629544990348298,0.41934037389248496,0,0,0.40027444634696324,0.36517401716318731,0,0,1.0834962403525206,"PASS",1,null,"CasNgs111",null,6405.0751256053627,0,0.40027444634696324,"FAIL",0,1,null,null,2.7112403169874839,null,-227.29969565277031,"NO",0,null,13.708,11.574999999999999,12.50331411195598,0,0,0,null,-48356.891883055832,null,-4278.5437739818699,null,0,null,0,null,-227.29969565277031,null,-227.29969565277031,-0.11465732593777427,null,"CasNgs111"]
[283,"CcoEgs111",1.0014851570129395,10334.355722817088,0,19264.681640625,0,0,116798.57847776463,0,95783.0518842155,0,0,null,136063.25916751468,95783.0518842155,115047.73257396546,null,40161.661297164581,7439.7668475651853,0,0,140721.17888887308,0,null,47601.427500922728,140721.171875,null,-88461.832617466891,-67446.306023917772,44938.1199907845,null,0.40755142846181797,0.49697129674323076,0,0,0.34984776536667123,0.41375371806559647,0,0,1.4691656729115983,"PASS",1,null,"CcoEgs111",null,44938.1199907845,0,0.34984776536667123,"FAIL",0,1,null,null,1.9995148408116832,null,-1265.9160381950317,"NO",0,null,13.708,11.574999999999999,12.50331411195598,0,0,0,null,-88698.655639859528,null,-7847.921280099049,null,0,null,0,null,-1265.9160381950317,null,-1265.9160381950317,-0.5114185801597545,null,"CcoEgs111"]
[284,"CcoNgs111",1.0014851570129395,10334.355722817088,0,19264.681640625,0,0,116798.57847776463,0,95783.0518842155,0,0,null,136063.25916751468,95783.0518842155,115047.73257396546,null,40161.661297164581,7439.7668475651853,0,0,140721.17888887308,0,null,47601.427500922728,140721.171875,null,-88461.832617466891,-67446.306023917772,44938.1199907845,null,0.40755142846181797,0.49697129674323076,0,0,0.34984776536667123,0.41375371806559647,0,0,1.4691656729115983,"PASS",1,null,"CcoNgs111",null,44938.1199907845,0,0.34984776536667123,"FAIL",0,1,null,null,1.9995148408116832,null,-1265.9160381950317,"NO",0,null,13.708,11.574999999999999,12.50331411195598,0,0,0,null,-88698.655639859528,null,-7847.921280099049,null,0,null,0,null,-1265.9160381950317,null,-1265.9160381950317,-0.5114185801597545,null,"CcoNgs111"]
[285,"CdaEgs111",1.0094594538211823,9403.3323265907238,0,17529.123046875,0,0,106276.17997268037,0,83422.443272684541,0,0,null,123805.30309882693,83422.443272684541,100951.56639883119,null,37031.524494431942,7499.0057774795941,0,0,128043.59032853051,0,null,44530.528486811178,128043.59375,null,-79274.774532744195,-56421.037832748363,44621.150477315459,null,0.41900761297835798,0.53379554397913498,0,0,0.3596819150773975,0.44110785112388406,0,0,1.5348818462612208,"PASS",1,null,"CdaEgs111",null,44621.150477315459,0,0.3596819150773975,"FAIL",0,1,null,null,1.9139053668898514,null,-1248.3021737994409,"NO",0,null,13.708,11.574999999999999,12.50331411195598,0,0,0,null,-79496.319450589028,null,-7033.7126600763168,null,0,null,0,null,-1248.3021737994409,null,-1248.3021737994409,-0.57902471772622366,null,"CdaEgs111"]
[286,"CdaNgs111",1.0094594538211823,9403.3323265907238,0,17529.123046875,0,0,106276.17997268037,0,83422.443272684541,0,0,null,123805.30309882693,83422.443272684541,100951.56639883119,null,37031.524494431942,7499.0057774795941,0,0,128043.59032853051,0,null,44530.528486811178,128043.59375,null,-79274.774532744195,-56421.037832748363,44621.150477315459,null,0.41900761297835798,0.53379554397913498,0,0,0.3596819150773975,0.44110785112388406,0,0,1.5348818462612208,"PASS",1,null,"CdaNgs111",null,44621.150477315459,0,0.3596819150773975,"FAIL",0,1,null,null,1.9139053668898514,null,-1248.3021737994409,"NO",0,null,13.708,11.574999999999999,12.50331411195598,0,0,0,null,-79496.319450589028,null,-7033.7126600763168,null,0,null,0,null,-1248.3021737994409,null,-1248.3021737994409,-0.57902471772622366,null,"CdaNgs111"]
[287,"CgrEgs111",0.94000000357627866,7731.6288018634841,0,14412.833984375,0,0,87382.636866426081,0,37148.886352332527,0,0,null,101795.47114815071,37148.886352332527,51561.720634057157,null,30783.271853061477,6983.0099970494102,0,0,105280.2853812362,0,null,37766.283642918839,105280.2890625,null,-64029.187207882242,-13795.436693788688,68131.402710167473,null,0.43219436946780099,1.0166195369823663,0,1,0.3710016106538952,0.7324480912641792,0,0,2.8340092907223746,"PASS",1,null,"CgrEgs111",null,68131.402710167473,0,0.3710016106538952,"FAIL",0,1,null,null,1.0365593079643156,null,-1838.9546288004758,"NO",0,null,13.708,11.574999999999999,12.50331411195598,0,0,0,null,-64217.079166304713,null,-5681.8288676358816,null,0,null,0,null,-1838.9546288004758,null,-1838.9546288004758,-1.9155146825539771,null,"CgrEgs111"]
[288,"CgrNgs111",0.94000000357627866,7731.6288018634841,0,14412.833984375,0,0,87382.636866426081,0,37148.886352332527,0,0,null,101795.47114815071,37148.886352332527,51561.720634057157,null,30783.271853061477,6983.0099970494102,0,0,105280.2853812362,0,null,37766.283642918839,105280.2890625,null,-64029.187207882242,-13795.436693788688,68131.402710167473,null,0.43219436946780099,1.0166195369823663,0,1,0.3710016106538952,0.7324480912641792,0,0,2.8340092907223746,"PASS",1,null,"CgrNgs111",null,68131.402710167473,0,0.3710016106538952,"FAIL",0,1,null,null,1.0365593079643156,null,-1838.9546288004758,"NO",0,null,13.708,11.574999999999999,12.50331411195598,0,0,0,null,-64217.079166304713,null,-5681.8288676358816,null,0,null,0,null,-1838.9546288004758,null,-1838.9546288004758,-1.9155146825539771,null,"CgrNgs111"]
[289,"CheEgs111",1.0052083313465119,7248.4020654536762,0,13512.033203125,0,0,81921.222782285229,0,70970.745344812734,0,0,null,95433.255807071342,70970.745344812734,84482.778369598906,null,29485.535288514042,7467.425319366439,0,0,98700.268412391772,0,null,36952.962115881521,98700.265625,null,-58480.293869528708,-47529.816432056214,27729.520280187266,null,0.45107923027575081,0.52067879428833441,0,0,0.38721263079959112,0.43740230554696358,0,0,1.390717613933218,"PASS",1,null,"CheEgs111",null,27729.520280187266,0,0.38721263079959112,"FAIL",0,1,null,null,2.1123042104136922,null,-789.96604646850187,"NO",0,null,13.708,11.574999999999999,12.50331411195598,0,0,0,null,-58664.13945219478,null,-5190.5132616089641,null,0,null,0,null,-789.96604646850187,null,-789.96604646850187,-0.43071431984509295,null,"CheEgs111"]
[290,"CheNgs111",1.0052083313465119,7248.4020654536762,0,13512.033203125,0,0,81921.222782285229,0,70970.745344812734,0,0,null,95433.255807071342,70970.745344812734,84482.778369598906,null,29485.535288514042,7467.425319366439,0,0,98700.268412391772,0,null,36952.962115881521,98700.265625,null,-58480.293869528708,-47529.816432056214,27729.520280187266,null,0.45107923027575081,0.52067879428833441,0,0,0.38721263079959112,0.43740230554696358,0,0,1.390717613933218,"PASS",1,null,"CheNgs111",null,27729.520280187266,0,0.38721263079959112,"FAIL",0,1,null,null,2.1123042104136922,null,-789.96604646850187,"NO",0,null,13.708,11.574999999999999,12.50331411195598,0,0,0,null,-58664.13945219478,null,-5190.5132616089641,null,0,null,0,null,-789.96604646850187,null,-789.96604646850187,-0.43071431984509295,null,"CheNgs111"]
[291,"ChoEgs111",1.0014851570129395,10334.355722817088,0,19264.681640625,0,0,116798.57847776463,0,59793.320066803375,0,0,null,136063.25916751468,59793.320066803375,79058.000756553345,null,40161.661297164581,7439.7668475651853,0,0,140721.17888887308,0,null,47601.427500922728,140721.171875,null,-88461.832617466891,-31456.57420650564,80927.851808196632,null,0.40755142846181797,0.79609942126880728,0,0,0.34984776536667123,0.60210764847159104,0,0,2.3534597463024456,"PASS",1,null,"ChoEgs111",null,80927.851808196632,0,0.34984776536667123,"FAIL",0,1,null,null,1.2482127792240449,null,-2195.9918470059592,"NO",0,null,13.708,11.574999999999999,12.50331411195598,0,0,0,null,-88698.655639859528,null,-7847.921280099049,null,0,null,0,null,-2195.9918470059592,null,-2195.9918470059592,-1.4211448015991726,null,"ChoEgs111"]
[292,"ChoNgs111",1.0014851570129395,10334.355722817088,0,19264.681640625,0,0,116798.57847776463,0,59793.320066803375,0,0,null,136063.25916751468,59793.320066803375,79058.000756553345,null,40161.661297164581,7439.7668475651853,0,0,140721.17888887308,0,null,47601.427500922728,140721.171875,null,-88461.832617466891,-31456.57420650564,80927.851808196632,null,0.40755142846181797,0.79609942126880728,0,0,0.34984776536667123,0.60210764847159104,0,0,2.3534597463024456,"PASS",1,null,"ChoNgs111",null,80927.851808196632,0,0.34984776536667123,"FAIL",0,1,null,null,1.2482127792240449,null,-2195.9918470059592,"NO",0,null,13.708,11.574999999999999,12.50331411195598,0,0,0,null,-88698.655639859528,null,-7847.921280099049,null,0,null,0,null,-2195.9918470059592,null,-2195.9918470059592,-1.4211448015991726,null,"ChoNgs111"]
[293,"CinEgs111",1.0121621549129487,9403.3323265907238,0,17529.123046875,0,0,106276.17997268037,0,89789.654504310281,0,0,null,123805.30309882693,89789.654504310281,107318.77763045699,null,37044.956564429165,7519.0834250019716,0,0,128043.59032853051,0,null,44564.038956120079,128043.59375,null,-79241.264063435287,-62754.738595065202,38253.939245689719,null,0.41932292793715231,0.49631596426268482,0,0,0.35995258578771117,0.41524922267089215,0,0,1.4260394970542332,"PASS",1,null,"CinEgs111",null,38253.939245689719,0,0.35995258578771117,"FAIL",0,1,null,null,2.0599840863189276,null,-1083.7554968540348,"NO",0,null,13.708,11.574999999999999,12.50331411195598,0,0,0,null,-79462.975700032897,null,-7030.7624560663453,null,0,null,0,null,-1083.7554968540348,null,-1083.7554968540348,-0.46705205238176212,null,"CinEgs111"]
[294,"CinNgs111",1.0121621549129487,9403.3323265907238,0,17529.123046875,0,0,106276.17997268037,0,89789.654504310281,0,0,null,123805.30309882693,89789.654504310281,107318.77763045699,null,37044.956564429165,7519.0834250019716,0,0,128043.59032853051,0,null,44564.038956120079,128043.59375,null,-79241.264063435287,-62754.738595065202,38253.939245689719,null,0.41932292793715231,0.49631596426268482,0,0,0.35995258578771117,0.41524922267089215,0,0,1.4260394970542332,"PASS",1,null,"CinNgs111",null,38253.939245689719,0,0.35995258578771117,"FAIL",0,1,null,null,2.0599840863189276,null,-1083.7554968540348,"NO",0,null,13.708,11.574999999999999,12.50331411195598,0,0,0,null,-79462.975700032897,null,-7030.7624560663453,null,0,null,0,null,-1083.7554968540348,null,-1083.7554968540348,-0.46705205238176212,null,"CinNgs111"]
[295,"CloEgs111",1.0252336502075194,9754.858540076757,0,18184.41796875,0,0,110249.11869610642,0,66791.368743286701,0,0,null,128433.53672965385,66791.368743286701,84975.786776834138,null,38306.728502094367,7616.1880866733582,0,0,132830.26348928484,0,null,45922.91666738013,132830.265625,null,-82510.619997476286,-39052.870044656571,66038.896881713299,null,0.41653772121265903,0.68755765200568542,0,0,0.35756172305069078,0.54042355410020837,0,0,1.9887339954887655,"PASS",1,null,"CloEgs111",null,66038.896881713299,0,0.35756172305069078,"FAIL",0,1,null,null,1.477129943223394,null,-1805.3546212764657,"NO",0,null,13.708,11.574999999999999,12.50331411195598,0,0,0,null,-82739.09221970207,null,-7320.6282309794187,null,0,null,0,null,-1805.3546212764657,null,-1805.3546212764657,-1.0459296052946532,null,"CloEgs111"]
[296,"CloNgs111",1.0252336502075194,9754.858540076757,0,18184.41796875,0,0,110249.11869610642,0,66791.368743286701,0,0,null,128433.53672965385,66791.368743286701,84975.786776834138,null,38306.728502094367,7616.1880866733582,0,0,132830.26348928484,0,null,45922.91666738013,132830.265625,null,-82510.619997476286,-39052.870044656571,66038.896881713299,null,0.41653772121265903,0.68755765200568542,0,0,0.35756172305069078,0.54042355410020837,0,0,1.9887339954887655,"PASS",1,null,"CloNgs111",null,66038.896881713299,0,0.35756172305069078,"FAIL",0,1,null,null,1.477129943223394,null,-1805.3546212764657,"NO",0,null,13.708,11.574999999999999,12.50331411195598,0,0,0,null,-82739.09221970207,null,-7320.6282309794187,null,0,null,0,null,-1805.3546212764657,null,-1805.3546212764657,-1.0459296052946532,null,"CloNgs111"]
[297,"CmiEgs111",1.0094594538211823,9403.3323265907238,0,17529.123046875,0,0,106276.17997268037,0,75906.899204112648,0,0,null,123805.30309882693,75906.899204112648,93436.022330259279,null,37031.524494431942,7499.0057774795941,0,0,128043.59032853051,0,null,44530.528486811178,128043.59375,null,-79274.774532744195,-48905.49376417647,52136.694545887352,null,0.41900761297835798,0.58664665470090116,0,0,0.3596819150773975,0.47658844430677244,0,0,1.686850537863396,"PASS",1,null,"CmiEgs111",null,52136.694545887352,0,0.3596819150773975,"FAIL",0,1,null,null,1.7414813474079833,null,-1442.5248473154597,"NO",0,null,13.708,11.574999999999999,12.50331411195598,0,0,0,null,-79496.319450589028,null,-7033.7126600763168,null,0,null,0,null,-1442.5248473154597,null,-1442.5248473154597,-0.73536391084868313,null,"CmiEgs111"]
[298,"CmiNgs111",1.0094594538211823,9403.3323265907238,0,17529.123046875,0,0,106276.17997268037,0,75906.899204112648,0,0,null,123805.30309882693,75906.899204112648,93436.022330259279,null,37031.524494431942,7499.0057774795941,0,0,128043.59032853051,0,null,44530.528486811178,128043.59375,null,-79274.774532744195,-48905.49376417647,52136.694545887352,null,0.41900761297835798,0.58664665470090116,0,0,0.3596819150773975,0.47658844430677244,0,0,1.686850537863396,"PASS",1,null,"CmiNgs111",null,52136.694545887352,0,0.3596819150773975,"FAIL",0,1,null,null,1.7414813474079833,null,-1442.5248473154597,"NO",0,null,13.708,11.574999999999999,12.50331411195598,0,0,0,null,-79496.319450589028,null,-7033.7126600763168,null,0,null,0,null,-1442.5248473154597,null,-1442.5248473154597,-0.73536391084868313,null,"CmiNgs111"]
[299,"CofEgs111",1.0094594538211823,9403.3323265907238,0,17529.123046875,0,0,106276.17997268037,0,83355.463055628265,0,0,null,123805.30309882693,83355.463055628265,100884.58618177487,null,37031.524494431942,7499.0057774795941,0,0,128043.59032853051,0,null,44530.528486811178,128043.59375,null,-79274.774532744195,-56354.057615692087,44688.130694371735,null,0.41900761297835798,0.53422447497044312,0,0,0.3596819150773975,0.44140071548260268,0,0,1.5361151993666999,"PASS",1,null,"CofEgs111",null,44688.130694371735,0,0.3596819150773975,"FAIL",0,1,null,null,1.912368776725609,null,-1250.0330269061872,"NO",0,null,13.708,11.574999999999999,12.50331411195598,0,0,0,null,-79496.319450589028,null,-7033.7126600763168,null,0,null,0,null,-1250.0330269061872,null,-1250.0330269061872,-0.58029346561621375,null,"CofEgs111"]
[300,"CofNgs111",1.0094594538211823,9403.3323265907238,0,17529.123046875,0,0,106276.17997268037,0,83355.463055628265,0,0,null,123805.30309882693,83355.463055628265,100884.58618177487,null,37031.524494431942,7499.0057774795941,0,0,128043.59032853051,0,null,44530.528486811178,128043.59375,null,-79274.774532744195,-56354.057615692087,44688.130694371735,null,0.41900761297835798,0.53422447497044312,0,0,0.3596819150773975,0.44140071548260268,0,0,1.5361151993666999,"PASS",1,null,"CofNgs111",null,44688.130694371735,0,0.3596819150773975,"FAIL",0,1,null,null,1.912368776725609,null,-1250.0330269061872,"NO",0,null,13.708,11.574999999999999,12.50331411195598,0,0,0,null,-79496.319450589028,null,-7033.7126600763168,null,0,null,0,null,-1250.0330269061872,null,-1250.0330269061872,-0.58029346561621375,null,"CofNgs111"]
[301,"CreEgs111",0.90597014725208269,7789.3276687939915,0,14520.3935546875,0,0,88034.747730229719,0,48927.636212282145,0,0,null,102555.1412346296,48927.636212282145,63448.029716681951,null,30809.011067914111,6730.2112459792661,0,0,106065.96112075879,0,null,37539.223004059801,106065.9609375,null,-65015.918280857419,-25908.806762909844,57138.324725217855,null,0.42641370563238901,0.76723966065289806,0,0,0.36603940605736063,0.59165309217532724,0,0,2.1678128997957726,"PASS",1,null,"CreEgs111",null,57138.324725217855,0,0.36603940605736063,"FAIL",0,1,null,null,1.3551071602801665,null,-1555.4465396725636,"NO",0,null,13.708,11.574999999999999,12.50331411195598,0,0,0,null,-65202.680584360205,null,-5769.0333724466345,null,0,null,0,null,-1555.4465396725636,null,-1555.4465396725636,-1.2301585957845107,null,"CreEgs111"]
[302,"CreNgs111",0.90597014725208269,7789.3276687939915,0,14520.3935546875,0,0,88034.747730229719,0,48927.636212282145,0,0,null,102555.1412346296,48927.636212282145,63448.029716681951,null,30809.011067914111,6730.2112459792661,0,0,106065.96112075879,0,null,37539.223004059801,106065.9609375,null,-65015.918280857419,-25908.806762909844,57138.324725217855,null,0.42641370563238901,0.76723966065289806,0,0,0.36603940605736063,0.59165309217532724,0,0,2.1678128997957726,"PASS",1,null,"CreNgs111",null,57138.324725217855,0,0.36603940605736063,"FAIL",0,1,null,null,1.3551071602801665,null,-1555.4465396725636,"NO",0,null,13.708,11.574999999999999,12.50331411195598,0,0,0,null,-65202.680584360205,null,-5769.0333724466345,null,0,null,0,null,-1555.4465396725636,null,-1555.4465396725636,-1.2301585957845107,null,"CreNgs111"]
[303,"CrtEgs111",0.93286713361740115,7299.0901418893945,0,13606.5224609375,0,0,82494.097902152847,0,65972.504886571536,0,0,null,96100.620032505933,65972.504886571536,79579.027016924607,null,29297.266068663583,6930.0218033887768,0,0,99390.479400184136,0,null,36227.288836179461,99390.4765625,null,-59873.331526910886,-43351.738511329575,33417.971675928464,null,0.43915006961042286,0.54912707799205296,0,0,0.37697247634098918,0.45523663763796229,0,0,1.5065439266461833,"PASS",1,null,"CrtEgs111",null,33417.971675928464,0,0.37697247634098918,"FAIL",0,1,null,null,1.9499056699358368,null,-937.48468755693898,"NO",0,null,13.708,11.574999999999999,12.50331411195598,0,0,0,null,-60053.566794752573,null,-5313.4476660838682,null,0,null,0,null,-937.48468755693898,null,-937.48468755693898,-0.54987183652191585,null,"CrtEgs111"]
[304,"CrtNgs111",0.93286713361740115,7299.0901418893945,0,13606.5224609375,0,0,82494.097902152847,0,65972.504886571536,0,0,null,96100.620032505933,65972.504886571536,79579.027016924607,null,29297.266068663583,6930.0218033887768,0,0,99390.479400184136,0,null,36227.288836179461,99390.4765625,null,-59873.331526910886,-43351.738511329575,33417.971675928464,null,0.43915006961042286,0.54912707799205296,0,0,0.37697247634098918,0.45523663763796229,0,0,1.5065439266461833,"PASS",1,null,"CrtNgs111",null,33417.971675928464,0,0.37697247634098918,"FAIL",0,1,null,null,1.9499056699358368,null,-937.48468755693898,"NO",0,null,13.708,11.574999999999999,12.50331411195598,0,0,0,null,-60053.566794752573,null,-5313.4476660838682,null,0,null,0,null,-937.48468755693898,null,-937.48468755693898,-0.54987183652191585,null,"CrtNgs111"]
[305,"CscEgs111",1.0058252394199372,10133.68891828857,0,18890.607421875,0,0,114530.64827047958,0,120980.66944376731,0,0,null,133421.25649307281,120980.66944376731,139871.27766636055,null,39500.039493976888,7472.0081653532443,0,0,137988.73285599938,0,null,46972.046981947366,137988.734375,null,-86449.208710407212,-92899.229883694949,17008.064931232686,null,0.41012643944017974,0.38826076263183773,0,0,0.35205819895936563,0.33582339444193265,0,0,1.1405849794800331,"PASS",1,null,"CscEgs111",null,17008.064931232686,0,0.35205819895936563,"FAIL",0,1,null,null,2.5755369571042901,null,-542.09383789609092,"NO",0,null,13.708,11.574999999999999,12.50331411195598,0,0,0,null,-86682.900486436789,null,-7669.570349637972,null,0,null,0,null,-542.09383789609092,null,-542.09383789609092,-0.17338789232740934,null,"CscEgs111"]
[306,"CscNgs111",1.0058252394199372,10133.68891828857,0,18890.607421875,0,0,114530.64827047958,0,120980.66944376731,0,0,null,133421.25649307281,120980.66944376731,139871.27766636055,null,39500.039493976888,7472.0081653532443,0,0,137988.73285599938,0,null,46972.046981947366,137988.734375,null,-86449.208710407212,-92899.229883694949,17008.064931232686,null,0.41012643944017974,0.38826076263183773,0,0,0.35205819895936563,0.33582339444193265,0,0,1.1405849794800331,"PASS",1,null,"CscNgs111",null,17008.064931232686,0,0.35205819895936563,"FAIL",0,1,null,null,2.5755369571042901,null,-542.09383789609092,"NO",0,null,13.708,11.574999999999999,12.50331411195598,0,0,0,null,-86682.900486436789,null,-7669.570349637972,null,0,null,0,null,-542.09383789609092,null,-542.09383789609092,-0.17338789232740934,null,"CscNgs111"]
[307,"CwaEgs111",0.9588235318660735,6822.0256232661886,0,12717.20703125,0,0,77102.329018646633,0,61981.660118851287,0,0,null,89819.536432458073,61981.660118851287,74698.867532662669,null,27845.916525621058,7122.8449818656736,0,0,92894.372311622501,0,null,34968.761831496515,92894.375,null,-54850.774218400118,-39730.105318604772,30912.714881148713,null,0.4535370367740717,0.56417917436291787,0,0,0.38932244998538662,0.468129747687199,0,0,1.4987397049687416,"PASS",1,null,"CwaEgs111",null,30912.714881148713,0,0.38932244998538662,"FAIL",0,1,null,null,1.9600593580510726,null,-867.91348236370095,"NO",0,null,13.708,11.574999999999999,12.50331411195598,0,0,0,null,-55024.748157860289,null,-4868.5054906977239,null,0,null,0,null,-867.91348236370095,null,-867.91348236370095,-0.54184304128059257,null,"CwaEgs111"]
[308,"CwaNgs111",0.9588235318660735,6822.0256232661886,0,12717.20703125,0,0,77102.329018646633,0,61981.660118851287,0,0,null,89819.536432458073,61981.660118851287,74698.867532662669,null,27845.916525621058,7122.8449818656736,0,0,92894.372311622501,0,null,34968.761831496515,92894.375,null,-54850.774218400118,-39730.105318604772,30912.714881148713,null,0.4535370367740717,0.56417917436291787,0,0,0.38932244998538662,0.468129747687199,0,0,1.4987397049687416,"PASS",1,null,"CwaNgs111",null,30912.714881148713,0,0.38932244998538662,"FAIL",0,1,null,null,1.9600593580510726,null,-867.91348236370095,"NO",0,null,13.708,11.574999999999999,12.50331411195598,0,0,0,null,-55024.748157860289,null,-4868.5054906977239,null,0,null,0,null,-867.91348236370095,null,-867.91348236370095,-0.54184304128059257,null,"CwaNgs111"]
[309,"CasTgs112",0.91491227895021443,6103.9175288030956,0,4909.2177734375,0,0,68986.292869292782,0,159400.07580215065,0,0,null,73895.510773620408,159400.07580215065,164309.29370647826,null,25371.353566470625,6796.6399638573685,0,0,83116.015505172021,0,null,32167.994470660316,130484.765625,null,-41727.516172069969,-132141.29910492784,-28915.310177150648,null,0.46629544990348298,0.20180664475083204,0,0,0.43531730399950824,0.19577708461062726,0,0,0.81859914412436863,"FAIL",0,null,"CasTgs112",null,-28915.310177150648,28915.310177150648,0.31288529956410838,"FAIL",0,1,null,null,15.58125101897738,null,9183.0971716697295,"YES",1,null,13.708,11.574999999999999,12.50331411195598,0,0,0,null,-41887.555945555832,null,-4317.6527405122824,null,2980.5097339985309,null,2980.5097339985309,null,9183.0971716697295,null,2980.5097339985309,0.26161292039331235,null,"CasTgs112"]
[310,"CasNgs112",0.91491227895021443,6103.9175288030956,0,4909.2177734375,0,0,68986.292869292782,0,159400.07580215065,0,0,null,73895.510773620408,159400.07580215065,164309.29370647826,null,25371.353566470625,6796.6399638573685,0,0,83116.015505172021,0,null,32167.994470660316,130484.765625,null,-41727.516172069969,-132141.29910492784,-28915.310177150648,null,0.46629544990348298,0.20180664475083204,0,0,0.43531730399950824,0.19577708461062726,0,0,0.81859914412436863,"FAIL",0,null,"CasNgs112",null,-28915.310177150648,28915.310177150648,0.31288529956410838,"FAIL",0,1,null,null,15.58125101897738,null,9183.0971716697295,"YES",1,null,13.708,11.574999999999999,12.50331411195598,0,0,0,null,-41887.555945555832,null,-4317.6527405122824,null,2980.5097339985309,null,2980.5097339985309,null,9183.0971716697295,null,2980.5097339985309,0.26161292039331235,null,"CasNgs112"]
[311,"CcoTgs112",1.0014851570129395,10334.355722817088,0,8311.6455078125,0,0,116798.57847776463,0,269875.38276236254,0,0,null,125110.22426904952,269875.38276236254,278187.02855364745,null,40161.661297164581,7439.7668475651853,0,0,140721.17888887308,0,null,47601.427500922728,220919.75,null,-77508.796484654406,-230585.60076925231,-48955.63276236254,null,0.40755142846181797,0.17638299208208233,0,0,0.38047591942933684,0.17111303786132059,0,0,0.81859911689140541,"FAIL",0,null,"CcoTgs112",null,-48955.63276236254,48955.63276236254,0.27346791835146134,"FAIL",0,1,null,null,15.581251018977373,null,15547.619963916071,"YES",1,null,13.708,11.574999999999999,12.50331411195598,0,0,0,null,-77745.619507047042,null,-8013.8021794284587,null,5046.2104362131859,null,5046.2104362131859,null,15547.619963916071,null,5046.2104362131859,0.26161296635627057,null,"CcoTgs112"]
[312,"CcoNgs112",1.0014851570129395,10334.355722817088,0,8311.6455078125,0,0,116798.57847776463,0,269875.38276236254,0,0,null,125110.22426904952,269875.38276236254,278187.02855364745,null,40161.661297164581,7439.7668475651853,0,0,140721.17888887308,0,null,47601.427500922728,220919.75,null,-77508.796484654406,-230585.60076925231,-48955.63276236254,null,0.40755142846181797,0.17638299208208233,0,0,0.38047591942933684,0.17111303786132059,0,0,0.81859911689140541,"FAIL",0,null,"CcoNgs112",null,-48955.63276236254,48955.63276236254,0.27346791835146134,"FAIL",0,1,null,null,15.581251018977373,null,15547.619963916071,"YES",1,null,13.708,11.574999999999999,12.50331411195598,0,0,0,null,-77745.619507047042,null,-8013.8021794284587,null,5046.2104362131859,null,5046.2104362131859,null,15547.619963916071,null,5046.2104362131859,0.26161296635627057,null,"CcoNgs112"]
[313,"CdaTgs112",1.0094594538211823,9403.3323265907238,0,7562.84912109375,0,0,106276.17997268037,0,245562.27044501415,0,0,null,113839.02889968477,245562.27044501415,253125.11937201841,null,37031.524494431942,7499.0057774795941,0,0,128043.59032853051,0,null,44530.528486811178,201017.0625,null,-69308.500606962945,-208594.59107929672,-44545.207945014146,null,0.41900761297835798,0.18134108471188115,0,0,0.39117101438145135,0.17592299240447876,0,0,0.8185991363238001,"FAIL",0,null,"CdaTgs112",null,-44545.207945014146,44545.207945014146,0.28115505254418505,"FAIL",0,1,null,null,15.581251018977376,null,14146.933480680389,"YES",1,null,13.708,11.574999999999999,12.50331411195598,0,0,0,null,-69530.045524807763,null,-7166.9636681197007,null,4591.596115334718,null,4591.596115334718,null,14146.933480680389,null,4591.596115334718,0.2616129225945571,null,"CdaTgs112"]
[314,"CdaNgs112",1.0094594538211823,9403.3323265907238,0,7562.84912109375,0,0,106276.17997268037,0,245562.27044501415,0,0,null,113839.02889968477,245562.27044501415,253125.11937201841,null,37031.524494431942,7499.0057774795941,0,0,128043.59032853051,0,null,44530.528486811178,201017.0625,null,-69308.500606962945,-208594.59107929672,-44545.207945014146,null,0.41900761297835798,0.18134108471188115,0,0,0.39117101438145135,0.17592299240447876,0,0,0.8185991363238001,"FAIL",0,null,"CdaNgs112",null,-44545.207945014146,44545.207945014146,0.28115505254418505,"FAIL",0,1,null,null,15.581251018977376,null,14146.933480680389,"YES",1,null,13.708,11.574999999999999,12.50331411195598,0,0,0,null,-69530.045524807763,null,-7166.9636681197007,null,4591.596115334718,null,4591.596115334718,null,14146.933480680389,null,4591.596115334718,0.2616129225945571,null,"CdaNgs112"]
[315,"CgrTgs112",0.94000000357627866,7731.6288018634841,0,6218.3427734375,0,0,87382.636866426081,0,201906.759039164,0,0,null,93600.97965910229,201906.759039164,208125.10183184023,null,30783.271853061477,6983.0099970494102,0,0,105280.2853812362,0,null,37766.283642918839,165280.6875,null,-55834.695996944742,-170358.81816968267,-36626.071539163997,null,0.43219436946780099,0.18704813956026745,0,0,0.40348171342038619,0.18145953233898757,0,0,0.81859908150940297,"FAIL",0,null,"CgrTgs112",null,-36626.071539163997,36626.071539163997,0.29000336950730948,"FAIL",0,1,null,null,15.581251018977378,null,11631.923084114989,"YES",1,null,13.708,11.574999999999999,12.50331411195598,0,0,0,null,-56022.587955367213,null,-5774.6525180528033,null,3775.3135647449603,null,3775.3135647449603,null,11631.923084114989,null,3775.3135647449603,0.26161300597443971,null,"CgrTgs112"]
[316,"CgrNgs112",0.94000000357627866,7731.6288018634841,0,6218.3427734375,0,0,87382.636866426081,0,201906.759039164,0,0,null,93600.97965910229,201906.759039164,208125.10183184023,null,30783.271853061477,6983.0099970494102,0,0,105280.2853812362,0,null,37766.283642918839,165280.6875,null,-55834.695996944742,-170358.81816968267,-36626.071539163997,null,0.43219436946780099,0.18704813956026745,0,0,0.40348171342038619,0.18145953233898757,0,0,0.81859908150940297,"FAIL",0,null,"CgrNgs112",null,-36626.071539163997,36626.071539163997,0.29000336950730948,"FAIL",0,1,null,null,15.581251018977378,null,11631.923084114989,"YES",1,null,13.708,11.574999999999999,12.50331411195598,0,0,0,null,-56022.587955367213,null,-5774.6525180528033,null,3775.3135647449603,null,3775.3135647449603,null,11631.923084114989,null,3775.3135647449603,0.26161300597443971,null,"CgrNgs112"]
[317,"CheTgs112",1.0052083313465119,7248.4020654536762,0,5829.6962890625,0,0,81921.222782285229,0,189287.58916109437,0,0,null,87750.918830184368,189287.58916109437,195117.28520899359,null,29485.535288514042,7467.425319366439,0,0,98700.268412391772,0,null,36952.962115881521,154950.65625,null,-50797.956955466208,-158164.32333427534,-34336.932911094365,null,0.45107923027575081,0.19522126241690613,0,0,0.42111196676853196,0.18938845951360489,0,0,0.81859913233998816,"FAIL",0,null,"CheTgs112",null,-34336.932911094365,34336.932911094365,0.30267517624272611,"FAIL",0,1,null,null,15.581251018977376,null,10904.9278913578,"YES",1,null,13.708,11.574999999999999,12.50331411195598,0,0,0,null,-50981.80253813228,null,-5255.0623801286083,null,3539.35552308352,null,3539.35552308352,null,10904.9278913578,null,3539.35552308352,0.26161293620827436,null,"CheTgs112"]
[318,"CheNgs112",1.0052083313465119,7248.4020654536762,0,5829.6962890625,0,0,81921.222782285229,0,189287.58916109437,0,0,null,87750.918830184368,189287.58916109437,195117.28520899359,null,29485.535288514042,7467.425319366439,0,0,98700.268412391772,0,null,36952.962115881521,154950.65625,null,-50797.956955466208,-158164.32333427534,-34336.932911094365,null,0.45107923027575081,0.19522126241690613,0,0,0.42111196676853196,0.18938845951360489,0,0,0.81859913233998816,"FAIL",0,null,"CheNgs112",null,-34336.932911094365,34336.932911094365,0.30267517624272611,"FAIL",0,1,null,null,15.581251018977376,null,10904.9278913578,"YES",1,null,13.708,11.574999999999999,12.50331411195598,0,0,0,null,-50981.80253813228,null,-5255.0623801286083,null,3539.35552308352,null,3539.35552308352,null,10904.9278913578,null,3539.35552308352,0.26161293620827436,null,"CheNgs112"]
[319,"ChoTgs112",1.0014851570129395,10334.355722817088,0,8311.6455078125,0,0,116798.57847776463,0,269875.38276236254,0,0,null,125110.22426904952,269875.38276236254,278187.02855364745,null,40161.661297164581,7439.7668475651853,0,0,140721.17888887308,0,null,47601.427500922728,220919.75,null,-77508.796484654406,-230585.60076925231,-48955.63276236254,null,0.40755142846181797,0.17638299208208233,0,0,0.38047591942933684,0.17111303786132059,0,0,0.81859911689140541,"FAIL",0,null,"ChoTgs112",null,-48955.63276236254,48955.63276236254,0.27346791835146134,"FAIL",0,1,null,null,15.581251018977373,null,15547.619963916071,"YES",1,null,13.708,11.574999999999999,12.50331411195598,0,0,0,null,-77745.619507047042,null,-8013.8021794284587,null,5046.2104362131859,null,5046.2104362131859,null,15547.619963916071,null,5046.2104362131859,0.26161296635627057,null,"ChoTgs112"]
[320,"ChoNgs112",1.0014851570129395,10334.355722817088,0,8311.6455078125,0,0,116798.57847776463,0,269875.38276236254,0,0,null,125110.22426904952,269875.38276236254,278187.02855364745,null,40161.661297164581,7439.7668475651853,0,0,140721.17888887308,0,null,47601.427500922728,220919.75,null,-77508.796484654406,-230585.60076925231,-48955.63276236254,null,0.40755142846181797,0.17638299208208233,0,0,0.38047591942933684,0.17111303786132059,0,0,0.81859911689140541,"FAIL",0,null,"ChoNgs112",null,-48955.63276236254,48955.63276236254,0.27346791835146134,"FAIL",0,1,null,null,15.581251018977373,null,15547.619963916071,"YES",1,null,13.708,11.574999999999999,12.50331411195598,0,0,0,null,-77745.619507047042,null,-8013.8021794284587,null,5046.2104362131859,null,5046.2104362131859,null,15547.619963916071,null,5046.2104362131859,0.26161296635627057,null,"ChoNgs112"]
[321,"CinTgs112",1.0121621549129487,9403.3323265907238,0,7562.84912109375,0,0,106276.17997268037,0,245562.27044501415,0,0,null,113839.02889968477,245562.27044501415,253125.11937201841,null,37044.956564429165,7519.0834250019716,0,0,128043.59032853051,0,null,44564.038956120079,201017.0625,null,-69274.990137654037,-208561.08060998781,-44545.207945014146,null,0.41932292793715231,0.18147754895473153,0,0,0.3914653815205219,0.17605537938118951,0,0,0.8185991363238001,"FAIL",0,null,"CinTgs112",null,-44545.207945014146,44545.207945014146,0.28136662959209985,"FAIL",0,1,null,null,15.581251018977376,null,14146.933480680389,"YES",1,null,13.708,11.574999999999999,12.50331411195598,0,0,0,null,-69496.701774251647,null,-7163.5266870708492,null,4591.596115334718,null,4591.596115334718,null,14146.933480680389,null,4591.596115334718,0.2616129225945571,null,"CinTgs112"]
[322,"CinNgs112",1.0121621549129487,9403.3323265907238,0,7562.84912109375,0,0,106276.17997268037,0,245562.27044501415,0,0,null,113839.02889968477,245562.27044501415,253125.11937201841,null,37044.956564429165,7519.0834250019716,0,0,128043.59032853051,0,null,44564.038956120079,201017.0625,null,-69274.990137654037,-208561.08060998781,-44545.207945014146,null,0.41932292793715231,0.18147754895473153,0,0,0.3914653815205219,0.17605537938118951,0,0,0.8185991363238001,"FAIL",0,null,"CinNgs112",null,-44545.207945014146,44545.207945014146,0.28136662959209985,"FAIL",0,1,null,null,15.581251018977376,null,14146.933480680389,"YES",1,null,13.708,11.574999999999999,12.50331411195598,0,0,0,null,-69496.701774251647,null,-7163.5266870708492,null,4591.596115334718,null,4591.596115334718,null,14146.933480680389,null,4591.596115334718,0.2616129225945571,null,"CinNgs112"]
[323,"CloTgs112",1.0252336502075194,9754.858540076757,0,7845.57275390625,0,0,110249.11869610642,0,254742.183728959,0,0,null,118094.69137845498,254742.183728959,262587.75641130767,null,38306.728502094367,7616.1880866733582,0,0,132830.26348928484,0,null,45922.91666738013,208531.71875,null,-72171.774782632536,-216664.83981548512,-46210.464978959004,null,0.41653772121265903,0.18027213237773476,0,0,0.38886520726309243,0.17488597824391236,0,0,0.81859908593652442,"FAIL",0,null,"CloTgs112",null,-46210.464978959004,46210.464978959004,0.27949772037271625,"FAIL",0,1,null,null,15.581251018977373,null,14675.790807060963,"YES",1,null,13.708,11.574999999999999,12.50331411195598,0,0,0,null,-72400.247004858291,null,-7462.8160521134105,null,4763.2461778405068,null,4763.2461778405068,null,14675.790807060963,null,4763.2461778405068,0.261613010998822,null,"CloTgs112"]
[324,"CloNgs112",1.0252336502075194,9754.858540076757,0,7845.57275390625,0,0,110249.11869610642,0,254742.183728959,0,0,null,118094.69137845498,254742.183728959,262587.75641130767,null,38306.728502094367,7616.1880866733582,0,0,132830.26348928484,0,null,45922.91666738013,208531.71875,null,-72171.774782632536,-216664.83981548512,-46210.464978959004,null,0.41653772121265903,0.18027213237773476,0,0,0.38886520726309243,0.17488597824391236,0,0,0.81859908593652442,"FAIL",0,null,"CloNgs112",null,-46210.464978959004,46210.464978959004,0.27949772037271625,"FAIL",0,1,null,null,15.581251018977373,null,14675.790807060963,"YES",1,null,13.708,11.574999999999999,12.50331411195598,0,0,0,null,-72400.247004858291,null,-7462.8160521134105,null,4763.2461778405068,null,4763.2461778405068,null,14675.790807060963,null,4763.2461778405068,0.261613010998822,null,"CloNgs112"]
[325,"CmiTgs112",1.0094594538211823,9403.3323265907238,0,7562.84912109375,0,0,106276.17997268037,0,245562.27044501415,0,0,null,113839.02889968477,245562.27044501415,253125.11937201841,null,37031.524494431942,7499.0057774795941,0,0,128043.59032853051,0,null,44530.528486811178,201017.0625,null,-69308.500606962945,-208594.59107929672,-44545.207945014146,null,0.41900761297835798,0.18134108471188115,0,0,0.39117101438145135,0.17592299240447876,0,0,0.8185991363238001,"FAIL",0,null,"CmiTgs112",null,-44545.207945014146,44545.207945014146,0.28115505254418505,"FAIL",0,1,null,null,15.581251018977376,null,14146.933480680389,"YES",1,null,13.708,11.574999999999999,12.50331411195598,0,0,0,null,-69530.045524807763,null,-7166.9636681197007,null,4591.596115334718,null,4591.596115334718,null,14146.933480680389,null,4591.596115334718,0.2616129225945571,null,"CmiTgs112"]
[326,"CmiNgs112",1.0094594538211823,9403.3323265907238,0,7562.84912109375,0,0,106276.17997268037,0,245562.27044501415,0,0,null,113839.02889968477,245562.27044501415,253125.11937201841,null,37031.524494431942,7499.0057774795941,0,0,128043.59032853051,0,null,44530.528486811178,201017.0625,null,-69308.500606962945,-208594.59107929672,-44545.207945014146,null,0.41900761297835798,0.18134108471188115,0,0,0.39117101438145135,0.17592299240447876,0,0,0.8185991363238001,"FAIL",0,null,"CmiNgs112",null,-44545.207945014146,44545.207945014146,0.28115505254418505,"FAIL",0,1,null,null,15.581251018977376,null,14146.933480680389,"YES",1,null,13.708,11.574999999999999,12.50331411195598,0,0,0,null,-69530.045524807763,null,-7166.9636681197007,null,4591.596115334718,null,4591.596115334718,null,14146.933480680389,null,4591.596115334718,0.2616129225945571,null,"CmiNgs112"]
[327,"CofTgs112",1.0094594538211823,9403.3323265907238,0,7562.84912109375,0,0,106276.17997268037,0,245562.27044501415,0,0,null,113839.02889968477,245562.27044501415,253125.11937201841,null,37031.524494431942,7499.0057774795941,0,0,128043.59032853051,0,null,44530.528486811178,201017.0625,null,-69308.500606962945,-208594.59107929672,-44545.207945014146,null,0.41900761297835798,0.18134108471188115,0,0,0.39117101438145135,0.17592299240447876,0,0,0.8185991363238001,"FAIL",0,null,"CofTgs112",null,-44545.207945014146,44545.207945014146,0.28115505254418505,"FAIL",0,1,null,null,15.581251018977376,null,14146.933480680389,"YES",1,null,13.708,11.574999999999999,12.50331411195598,0,0,0,null,-69530.045524807763,null,-7166.9636681197007,null,4591.596115334718,null,4591.596115334718,null,14146.933480680389,null,4591.596115334718,0.2616129225945571,null,"CofTgs112"]
[328,"CofNgs112",1.0094594538211823,9403.3323265907238,0,7562.84912109375,0,0,106276.17997268037,0,245562.27044501415,0,0,null,113839.02889968477,245562.27044501415,253125.11937201841,null,37031.524494431942,7499.0057774795941,0,0,128043.59032853051,0,null,44530.528486811178,201017.0625,null,-69308.500606962945,-208594.59107929672,-44545.207945014146,null,0.41900761297835798,0.18134108471188115,0,0,0.39117101438145135,0.17592299240447876,0,0,0.8185991363238001,"FAIL",0,null,"CofNgs112",null,-44545.207945014146,44545.207945014146,0.28115505254418505,"FAIL",0,1,null,null,15.581251018977376,null,14146.933480680389,"YES",1,null,13.708,11.574999999999999,12.50331411195598,0,0,0,null,-69530.045524807763,null,-7166.9636681197007,null,4591.596115334718,null,4591.596115334718,null,14146.933480680389,null,4591.596115334718,0.2616129225945571,null,"CofNgs112"]
[329,"CreTgs112",0.90597014725208269,7789.3276687939915,0,6264.748046875,0,0,88034.747730229719,0,203413.52599963045,0,0,null,94299.495957796811,203413.52599963045,209678.27422719746,null,30809.011067914111,6730.2112459792661,0,0,106065.96112075879,0,null,37539.223004059801,166514.140625,null,-56760.272773044919,-172139.05104244564,-36899.385374630452,null,0.42641370563238901,0.18454634626474151,0,0,0.39808508725000064,0.17903248762784937,0,0,0.81859915562007668,"FAIL",0,null,"CreTgs112",null,-36899.385374630452,36899.385374630452,0.28612456657038593,"FAIL",0,1,null,null,15.581251018977374,null,11718.728480265099,"YES",1,null,13.708,11.574999999999999,12.50331411195598,0,0,0,null,-56947.035076547705,null,-5869.9419555986842,null,3803.4859945772355,null,3803.4859945772355,null,11718.728480265099,null,3803.4859945772355,0.26161289922455355,null,"CreTgs112"]
[330,"CreNgs112",0.90597014725208269,7789.3276687939915,0,6264.748046875,0,0,88034.747730229719,0,203413.52599963045,0,0,null,94299.495957796811,203413.52599963045,209678.27422719746,null,30809.011067914111,6730.2112459792661,0,0,106065.96112075879,0,null,37539.223004059801,166514.140625,null,-56760.272773044919,-172139.05104244564,-36899.385374630452,null,0.42641370563238901,0.18454634626474151,0,0,0.39808508725000064,0.17903248762784937,0,0,0.81859915562007668,"FAIL",0,null,"CreNgs112",null,-36899.385374630452,36899.385374630452,0.28612456657038593,"FAIL",0,1,null,null,15.581251018977374,null,11718.728480265099,"YES",1,null,13.708,11.574999999999999,12.50331411195598,0,0,0,null,-56947.035076547705,null,-5869.9419555986842,null,3803.4859945772355,null,3803.4859945772355,null,11718.728480265099,null,3803.4859945772355,0.26161289922455355,null,"CreNgs112"]
[331,"CrtTgs112",0.93286713361740115,7299.0901418893945,0,5870.46337890625,0,0,82494.097902152847,0,190611.28088893704,0,0,null,88364.561117985402,190611.28088893704,196481.74410476969,null,29297.266068663583,6930.0218033887768,0,0,99390.479400184136,0,null,36227.288836179461,156034.21875,null,-52137.272444879636,-160254.45543166384,-34577.062138937035,null,0.43915006961042286,0.19005847223327732,0,0,0.40997531488842193,0.1843799227820094,0,0,0.81859907777922147,"FAIL",0,null,"CrtTgs112",null,-34577.062138937035,34577.062138937035,0.29467065610821591,"FAIL",0,1,null,null,15.581251018977376,null,10981.186128360303,"YES",1,null,13.708,11.574999999999999,12.50331411195598,0,0,0,null,-52317.507712721315,null,-5392.7431537473103,null,3564.1073758776911,null,3564.1073758776911,null,10981.186128360303,null,3564.1073758776911,0.26161301804212728,null,"CrtTgs112"]
[332,"CrtNgs112",0.93286713361740115,7299.0901418893945,0,5870.46337890625,0,0,82494.097902152847,0,190611.28088893704,0,0,null,88364.561117985402,190611.28088893704,196481.74410476969,null,29297.266068663583,6930.0218033887768,0,0,99390.479400184136,0,null,36227.288836179461,156034.21875,null,-52137.272444879636,-160254.45543166384,-34577.062138937035,null,0.43915006961042286,0.19005847223327732,0,0,0.40997531488842193,0.1843799227820094,0,0,0.81859907777922147,"FAIL",0,null,"CrtNgs112",null,-34577.062138937035,34577.062138937035,0.29467065610821591,"FAIL",0,1,null,null,15.581251018977376,null,10981.186128360303,"YES",1,null,13.708,11.574999999999999,12.50331411195598,0,0,0,null,-52317.507712721315,null,-5392.7431537473103,null,3564.1073758776911,null,3564.1073758776911,null,10981.186128360303,null,3564.1073758776911,0.26161301804212728,null,"CrtNgs112"]
[333,"CscTgs112",1.0058252394199372,10133.68891828857,0,8150.25537109375,0,0,114530.64827047958,0,264635.07796586904,0,0,null,122680.90342025747,264635.07796586904,272785.33311564691,null,39500.039493976888,7472.0081653532443,0,0,137988.73285599938,0,null,46972.046981947366,216630.046875,null,-75708.856659625962,-225813.28635501541,-48005.031090869044,null,0.41012643944017974,0.17749743285357478,0,0,0.3828798581332733,0.17219418070371229,0,0,0.8185991386332373,"FAIL",0,null,"CscTgs112",null,-48005.031090869044,48005.031090869044,0.27519576850651517,"FAIL",0,1,null,null,15.581251018977378,null,15245.724430636148,"YES",1,null,13.708,11.574999999999999,12.50331411195598,0,0,0,null,-75942.548435655553,null,-7827.9466293254491,null,4948.2250603799866,null,4948.2250603799866,null,15245.724430636148,null,4948.2250603799866,0.26161292896821409,null,"CscTgs112"]
[334,"CscNgs112",1.0058252394199372,10133.68891828857,0,8150.25537109375,0,0,114530.64827047958,0,264635.07796586904,0,0,null,122680.90342025747,264635.07796586904,272785.33311564691,null,39500.039493976888,7472.0081653532443,0,0,137988.73285599938,0,null,46972.046981947366,216630.046875,null,-75708.856659625962,-225813.28635501541,-48005.031090869044,null,0.41012643944017974,0.17749743285357478,0,0,0.3828798581332733,0.17219418070371229,0,0,0.8185991386332373,"FAIL",0,null,"CscNgs112",null,-48005.031090869044,48005.031090869044,0.27519576850651517,"FAIL",0,1,null,null,15.581251018977378,null,15245.724430636148,"YES",1,null,13.708,11.574999999999999,12.50331411195598,0,0,0,null,-75942.548435655553,null,-7827.9466293254491,null,4948.2250603799866,null,4948.2250603799866,null,15245.724430636148,null,4948.2250603799866,0.26161292896821409,null,"CscNgs112"]
[335,"CwaTgs112",0.9588235318660735,6822.0256232661886,0,5486.77294921875,0,0,77102.329018646633,0,178153.02428906833,0,0,null,82589.101870076367,178153.02428906833,183639.79714049806,null,27845.916525621058,7122.8449818656736,0,0,92894.372311622501,0,null,34968.761831496515,145835.90625,null,-47620.340136368868,-148671.03540679056,-32317.118039068329,null,0.4535370367740717,0.19628497451020951,0,0,0.42340649066631719,0.19042039011904263,0,0,0.81859910507816536,"FAIL",0,null,"CwaTgs112",null,-32317.118039068329,32317.118039068329,0.30432435972035643,"FAIL",0,1,null,null,15.581251018977374,null,10263.46154480734,"YES",1,null,13.708,11.574999999999999,12.50331411195598,0,0,0,null,-47794.314075829054,null,-4926.504936660127,null,3331.1586249673878,null,3331.1586249673878,null,10263.46154480734,null,3331.1586249673878,0.26161297434451419,null,"CwaTgs112"]
[336,"CwaNgs112",0.9588235318660735,6822.0256232661886,0,5486.77294921875,0,0,77102.329018646633,0,178153.02428906833,0,0,null,82589.101870076367,178153.02428906833,183639.79714049806,null,27845.916525621058,7122.8449818656736,0,0,92894.372311622501,0,null,34968.761831496515,145835.90625,null,-47620.340136368868,-148671.03540679056,-32317.118039068329,null,0.4535370367740717,0.19628497451020951,0,0,0.42340649066631719,0.19042039011904263,0,0,0.81859910507816536,"FAIL",0,null,"CwaNgs112",null,-32317.118039068329,32317.118039068329,0.30432435972035643,"FAIL",0,1,null,null,15.581251018977374,null,10263.46154480734,"YES",1,null,13.708,11.574999999999999,12.50331411195598,0,0,0,null,-47794.314075829054,null,-4926.504936660127,null,3331.1586249673878,null,3331.1586249673878,null,10263.46154480734,null,3331.1586249673878,0.26161297434451419,null,"CwaNgs112"]
[337,"CasTgs113",0.91491227895021443,6103.9175288030956,0,7358.82568359375,0,0,68986.292869292782,0,48258.453025914809,0,0,null,76345.118507960433,48258.453025914809,55617.278664582474,null,25762.869329969581,7108.7005130475618,0,0,83116.015505172021,0,null,32871.56868941032,83116.015625,null,-43473.549863476212,-22745.710020098239,34857.562599085191,null,0.47649420373539353,0.68115670164060738,0,0,0.43056542857601576,0.59103159040016928,0,0,1.7223099874413021,"PASS",1,null,"CasTgs113",null,34857.562599085191,0,0.43056542857601576,"FAIL",0,1,null,null,3.1469583565488279,null,91.292088726244174,"YES",1,null,13.708,11.574999999999999,12.50331411195598,0,0,0,null,-43637.090006209597,null,-3860.9429285130504,null,0,null,0,null,91.292088726244174,null,0,0,null,"CasTgs113"]
[338,"CasNgs113",0.91491227895021443,6103.9175288030956,0,7358.82568359375,0,0,68986.292869292782,0,48258.453025914809,0,0,null,76345.118507960433,48258.453025914809,55617.278664582474,null,25762.869329969581,7108.7005130475618,0,0,83116.015505172021,0,null,32871.56868941032,83116.015625,null,-43473.549863476212,-22745.710020098239,34857.562599085191,null,0.47649420373539353,0.68115670164060738,0,0,0.43056542857601576,0.59103159040016928,0,0,1.7223099874413021,"PASS",1,null,"CasNgs113",null,34857.562599085191,0,0.43056542857601576,"FAIL",0,1,null,null,3.1469583565488279,null,91.292088726244174,"YES",1,null,13.708,11.574999999999999,12.50331411195598,0,0,0,null,-43637.090006209597,null,-3860.9429285130504,null,0,null,0,null,91.292088726244174,null,0,0,null,"CasNgs113"]
[339,"CcoTgs113",1.0014851570129395,10334.355722817088,0,12459.0009765625,0,0,116798.57847776463,0,81704.903438213267,0,0,null,129257.57975666755,81704.903438213267,94163.904717116224,null,40590.223941804892,7781.3558887155368,0,0,140721.17888887308,0,null,48371.579844672728,140721.171875,null,-80885.999609654406,-45792.324570103039,59016.268436786733,null,0.41414527877906837,0.59202786869765034,0,0,0.37422625465274717,0.51369556249074233,0,0,1.7223099955245147,"PASS",1,null,"CcoTgs113",null,59016.268436786733,0,0.37422625465274717,"FAIL",0,1,null,null,3.1469583565488279,null,154.56383338799787,"YES",1,null,13.708,11.574999999999999,12.50331411195598,0,0,0,null,-81126.654235747308,null,-7177.9621863158063,null,0,null,0,null,154.56383338799787,null,0,0,null,"CcoTgs113"]
[340,"CcoNgs113",1.0014851570129395,10334.355722817088,0,12459.0009765625,0,0,116798.57847776463,0,81704.903438213267,0,0,null,129257.57975666755,81704.903438213267,94163.904717116224,null,40590.223941804892,7781.3558887155368,0,0,140721.17888887308,0,null,48371.579844672728,140721.171875,null,-80885.999609654406,-45792.324570103039,59016.268436786733,null,0.41414527877906837,0.59202786869765034,0,0,0.37422625465274717,0.51369556249074233,0,0,1.7223099955245147,"PASS",1,null,"CcoNgs113",null,59016.268436786733,0,0.37422625465274717,"FAIL",0,1,null,null,3.1469583565488279,null,154.56383338799787,"YES",1,null,13.708,11.574999999999999,12.50331411195598,0,0,0,null,-81126.654235747308,null,-7177.9621863158063,null,0,null,0,null,154.56383338799787,null,0,0,null,"CcoNgs113"]
[341,"CdaTgs113",1.0094594538211823,9403.3323265907238,0,11336.568359375,0,0,106276.17997268037,0,74344.101372791192,0,0,null,117612.74878465946,74344.101372791192,85680.67018477025,null,37463.499556825365,7843.3147115624552,0,0,128043.59032853051,0,null,45306.813643061178,128043.59375,null,-72305.934688994195,-40373.856089105015,53699.492377208808,null,0.42631202640806115,0.60942042215124248,0,0,0.38522026128618914,0.52878687555417314,0,0,1.722310060726109,"PASS",1,null,"CdaTgs113",null,53699.492377208808,0,0.38522026128618914,"FAIL",0,1,null,null,3.1469583565488279,null,140.63916371340315,"YES",1,null,13.708,11.574999999999999,12.50331411195598,0,0,0,null,-72531.34172204425,null,-6417.462091936939,null,0,null,0,null,140.63916371340315,null,0,0,null,"CdaTgs113"]
[342,"CdaNgs113",1.0094594538211823,9403.3323265907238,0,11336.568359375,0,0,106276.17997268037,0,74344.101372791192,0,0,null,117612.74878465946,74344.101372791192,85680.67018477025,null,37463.499556825365,7843.3147115624552,0,0,128043.59032853051,0,null,45306.813643061178,128043.59375,null,-72305.934688994195,-40373.856089105015,53699.492377208808,null,0.42631202640806115,0.60942042215124248,0,0,0.38522026128618914,0.52878687555417314,0,0,1.722310060726109,"PASS",1,null,"CdaNgs113",null,53699.492377208808,0,0.38522026128618914,"FAIL",0,1,null,null,3.1469583565488279,null,140.63916371340315,"YES",1,null,13.708,11.574999999999999,12.50331411195598,0,0,0,null,-72531.34172204425,null,-6417.462091936939,null,0,null,0,null,140.63916371340315,null,0,0,null,"CdaNgs113"]
[343,"CgrTgs113",0.94000000357627866,7731.6288018634841,0,9321.1796875,0,0,87382.636866426081,0,61127.372126066577,0,0,null,96703.816179414323,61127.372126066577,70448.551439054849,null,31185.523333948218,7303.627529575454,0,0,105280.2853812362,0,null,38489.150830418839,105280.2890625,null,-58214.665723507242,-31959.400983147738,44152.916936433423,null,0.44046680451236231,0.62965492367380682,0,0,0.39801067012650615,0.54634410274714573,0,0,1.7223100781328251,"PASS",1,null,"CgrTgs113",null,44152.916936433423,0,0.39801067012650615,"FAIL",0,1,null,null,3.1469583565488279,null,115.6366457199091,"YES",1,null,13.708,11.574999999999999,12.50331411195598,0,0,0,null,-58406.154036096385,null,-5167.6871068905157,null,0,null,0,null,115.6366457199091,null,0,0,null,"CgrTgs113"]
[344,"CgrNgs113",0.94000000357627866,7731.6288018634841,0,9321.1796875,0,0,87382.636866426081,0,61127.372126066577,0,0,null,96703.816179414323,61127.372126066577,70448.551439054849,null,31185.523333948218,7303.627529575454,0,0,105280.2853812362,0,null,38489.150830418839,105280.2890625,null,-58214.665723507242,-31959.400983147738,44152.916936433423,null,0.44046680451236231,0.62965492367380682,0,0,0.39801067012650615,0.54634410274714573,0,0,1.7223100781328251,"PASS",1,null,"CgrNgs113",null,44152.916936433423,0,0.39801067012650615,"FAIL",0,1,null,null,3.1469583565488279,null,115.6366457199091,"YES",1,null,13.708,11.574999999999999,12.50331411195598,0,0,0,null,-58406.154036096385,null,-5167.6871068905157,null,0,null,0,null,115.6366457199091,null,0,0,null,"CgrNgs113"]
[345,"CheTgs113",1.0052083313465119,7248.4020654536762,0,8738.60546875,0,0,81921.222782285229,0,57306.913608308416,0,0,null,90659.827908185733,57306.913608308416,66045.518734208978,null,29915.691180370923,7810.2842700523724,0,0,98700.268412391772,0,null,37725.973834631521,98700.265625,null,-52933.854416403708,-28319.545242426895,41393.352016691584,null,0.46051526763574435,0.65831452889764364,0,0,0.41612668546171366,0.57121170916402142,0,0,1.7223099170828549,"PASS",1,null,"CheTgs113",null,41393.352016691584,0,0.41612668546171366,"FAIL",0,1,null,null,3.1469583565488284,null,108.40935536241523,"YES",1,null,13.708,11.574999999999999,12.50331411195598,0,0,0,null,-53121.545828516297,null,-4700.1130618266734,null,0,null,0,null,108.40935536241523,null,0,0,null,"CheTgs113"]
[346,"CheNgs113",1.0052083313465119,7248.4020654536762,0,8738.60546875,0,0,81921.222782285229,0,57306.913608308416,0,0,null,90659.827908185733,57306.913608308416,66045.518734208978,null,29915.691180370923,7810.2842700523724,0,0,98700.268412391772,0,null,37725.973834631521,98700.265625,null,-52933.854416403708,-28319.545242426895,41393.352016691584,null,0.46051526763574435,0.65831452889764364,0,0,0.41612668546171366,0.57121170916402142,0,0,1.7223099170828549,"PASS",1,null,"CheNgs113",null,41393.352016691584,0,0.41612668546171366,"FAIL",0,1,null,null,3.1469583565488284,null,108.40935536241523,"YES",1,null,13.708,11.574999999999999,12.50331411195598,0,0,0,null,-53121.545828516297,null,-4700.1130618266734,null,0,null,0,null,108.40935536241523,null,0,0,null,"CheNgs113"]
[347,"ChoTgs113",1.0014851570129395,10334.355722817088,0,12459.0009765625,0,0,116798.57847776463,0,81704.903438213267,0,0,null,129257.57975666755,81704.903438213267,94163.904717116224,null,40590.223941804892,7781.3558887155368,0,0,140721.17888887308,0,null,48371.579844672728,140721.171875,null,-80885.999609654406,-45792.324570103039,59016.268436786733,null,0.41414527877906837,0.59202786869765034,0,0,0.37422625465274717,0.51369556249074233,0,0,1.7223099955245147,"PASS",1,null,"ChoTgs113",null,59016.268436786733,0,0.37422625465274717,"FAIL",0,1,null,null,3.1469583565488279,null,154.56383338799787,"YES",1,null,13.708,11.574999999999999,12.50331411195598,0,0,0,null,-81126.654235747308,null,-7177.9621863158063,null,0,null,0,null,154.56383338799787,null,0,0,null,"ChoTgs113"]
[348,"ChoNgs113",1.0014851570129395,10334.355722817088,0,12459.0009765625,0,0,116798.57847776463,0,81704.903438213267,0,0,null,129257.57975666755,81704.903438213267,94163.904717116224,null,40590.223941804892,7781.3558887155368,0,0,140721.17888887308,0,null,48371.579844672728,140721.171875,null,-80885.999609654406,-45792.324570103039,59016.268436786733,null,0.41414527877906837,0.59202786869765034,0,0,0.37422625465274717,0.51369556249074233,0,0,1.7223099955245147,"PASS",1,null,"ChoNgs113",null,59016.268436786733,0,0.37422625465274717,"FAIL",0,1,null,null,3.1469583565488279,null,154.56383338799787,"YES",1,null,13.708,11.574999999999999,12.50331411195598,0,0,0,null,-81126.654235747308,null,-7177.9621863158063,null,0,null,0,null,154.56383338799787,null,0,0,null,"ChoNgs113"]
[349,"CinTgs113",1.0121621549129487,9403.3323265907238,0,11336.568359375,0,0,106276.17997268037,0,74344.101372791192,0,0,null,117612.74878465946,74344.101372791192,85680.67018477025,null,37478.088185878347,7864.314203076221,0,0,128043.59032853051,0,null,45342.402237370079,128043.59375,null,-72270.346094685287,-40338.267494796113,53699.492377208808,null,0.42664689537228301,0.6098991231329175,0,0,0.3855228525852924,0.52920223872091954,0,0,1.722310060726109,"PASS",1,null,"CinTgs113",null,53699.492377208808,0,0.3855228525852924,"FAIL",0,1,null,null,3.1469583565488279,null,140.63916371340315,"YES",1,null,13.708,11.574999999999999,12.50331411195598,0,0,0,null,-72495.930185418474,null,-6414.3289333806824,null,0,null,0,null,140.63916371340315,null,0,0,null,"CinTgs113"]
[350,"CinNgs113",1.0121621549129487,9403.3323265907238,0,11336.568359375,0,0,106276.17997268037,0,74344.101372791192,0,0,null,117612.74878465946,74344.101372791192,85680.67018477025,null,37478.088185878347,7864.314203076221,0,0,128043.59032853051,0,null,45342.402237370079,128043.59375,null,-72270.346094685287,-40338.267494796113,53699.492377208808,null,0.42664689537228301,0.6098991231329175,0,0,0.3855228525852924,0.52920223872091954,0,0,1.722310060726109,"PASS",1,null,"CinNgs113",null,53699.492377208808,0,0.3855228525852924,"FAIL",0,1,null,null,3.1469583565488279,null,140.63916371340315,"YES",1,null,13.708,11.574999999999999,12.50331411195598,0,0,0,null,-72495.930185418474,null,-6414.3289333806824,null,0,null,0,null,140.63916371340315,null,0,0,null,"CinNgs113"]
[351,"CloTgs113",1.0252336502075194,9754.858540076757,0,11760.3662109375,0,0,110249.11869610642,0,77123.320929201102,0,0,null,122009.48511903554,77123.320929201102,88883.687352130277,null,38745.453770692096,7965.8773227814609,0,0,132830.26348928484,0,null,46711.33072988013,132830.265625,null,-75298.154177163786,-42172.356410258471,55706.944695798898,null,0.42368892633633176,0.60567063460300086,0,0,0.38284999535461006,0.52553322474384578,0,0,1.722309983862568,"PASS",1,null,"CloTgs113",null,55706.944695798898,0,0.38284999535461006,"FAIL",0,1,null,null,3.1469583565488279,null,145.89670254381099,"YES",1,null,13.708,11.574999999999999,12.50331411195598,0,0,0,null,-75530.548857411937,null,-6682.8273483918474,null,0,null,0,null,145.89670254381099,null,0,0,null,"CloTgs113"]
[352,"CloNgs113",1.0252336502075194,9754.858540076757,0,11760.3662109375,0,0,110249.11869610642,0,77123.320929201102,0,0,null,122009.48511903554,77123.320929201102,88883.687352130277,null,38745.453770692096,7965.8773227814609,0,0,132830.26348928484,0,null,46711.33072988013,132830.265625,null,-75298.154177163786,-42172.356410258471,55706.944695798898,null,0.42368892633633176,0.60567063460300086,0,0,0.38284999535461006,0.52553322474384578,0,0,1.722309983862568,"PASS",1,null,"CloNgs113",null,55706.944695798898,0,0.38284999535461006,"FAIL",0,1,null,null,3.1469583565488279,null,145.89670254381099,"YES",1,null,13.708,11.574999999999999,12.50331411195598,0,0,0,null,-75530.548857411937,null,-6682.8273483918474,null,0,null,0,null,145.89670254381099,null,0,0,null,"CloNgs113"]
[353,"CmiTgs113",1.0094594538211823,9403.3323265907238,0,11336.568359375,0,0,106276.17997268037,0,74344.101372791192,0,0,null,117612.74878465946,74344.101372791192,85680.67018477025,null,37463.499556825365,7843.3147115624552,0,0,128043.59032853051,0,null,45306.813643061178,128043.59375,null,-72305.934688994195,-40373.856089105015,53699.492377208808,null,0.42631202640806115,0.60942042215124248,0,0,0.38522026128618914,0.52878687555417314,0,0,1.722310060726109,"PASS",1,null,"CmiTgs113",null,53699.492377208808,0,0.38522026128618914,"FAIL",0,1,null,null,3.1469583565488279,null,140.63916371340315,"YES",1,null,13.708,11.574999999999999,12.50331411195598,0,0,0,null,-72531.34172204425,null,-6417.462091936939,null,0,null,0,null,140.63916371340315,null,0,0,null,"CmiTgs113"]
[354,"CmiNgs113",1.0094594538211823,9403.3323265907238,0,11336.568359375,0,0,106276.17997268037,0,74344.101372791192,0,0,null,117612.74878465946,74344.101372791192,85680.67018477025,null,37463.499556825365,7843.3147115624552,0,0,128043.59032853051,0,null,45306.813643061178,128043.59375,null,-72305.934688994195,-40373.856089105015,53699.492377208808,null,0.42631202640806115,0.60942042215124248,0,0,0.38522026128618914,0.52878687555417314,0,0,1.722310060726109,"PASS",1,null,"CmiNgs113",null,53699.492377208808,0,0.38522026128618914,"FAIL",0,1,null,null,3.1469583565488279,null,140.63916371340315,"YES",1,null,13.708,11.574999999999999,12.50331411195598,0,0,0,null,-72531.34172204425,null,-6417.462091936939,null,0,null,0,null,140.63916371340315,null,0,0,null,"CmiNgs113"]
[355,"CofTgs113",1.0094594538211823,9403.3323265907238,0,11336.568359375,0,0,106276.17997268037,0,74344.101372791192,0,0,null,117612.74878465946,74344.101372791192,85680.67018477025,null,37463.499556825365,7843.3147115624552,0,0,128043.59032853051,0,null,45306.813643061178,128043.59375,null,-72305.934688994195,-40373.856089105015,53699.492377208808,null,0.42631202640806115,0.60942042215124248,0,0,0.38522026128618914,0.52878687555417314,0,0,1.722310060726109,"PASS",1,null,"CofTgs113",null,53699.492377208808,0,0.38522026128618914,"FAIL",0,1,null,null,3.1469583565488279,null,140.63916371340315,"YES",1,null,13.708,11.574999999999999,12.50331411195598,0,0,0,null,-72531.34172204425,null,-6417.462091936939,null,0,null,0,null,140.63916371340315,null,0,0,null,"CofTgs113"]
[356,"CofNgs113",1.0094594538211823,9403.3323265907238,0,11336.568359375,0,0,106276.17997268037,0,74344.101372791192,0,0,null,117612.74878465946,74344.101372791192,85680.67018477025,null,37463.499556825365,7843.3147115624552,0,0,128043.59032853051,0,null,45306.813643061178,128043.59375,null,-72305.934688994195,-40373.856089105015,53699.492377208808,null,0.42631202640806115,0.60942042215124248,0,0,0.38522026128618914,0.52878687555417314,0,0,1.722310060726109,"PASS",1,null,"CofNgs113",null,53699.492377208808,0,0.38522026128618914,"FAIL",0,1,null,null,3.1469583565488279,null,140.63916371340315,"YES",1,null,13.708,11.574999999999999,12.50331411195598,0,0,0,null,-72531.34172204425,null,-6417.462091936939,null,0,null,0,null,140.63916371340315,null,0,0,null,"CofNgs113"]
[357,"CreTgs113",0.90597014725208269,7789.3276687939915,0,9390.740234375,0,0,88034.747730229719,0,61583.547805881462,0,0,null,97425.487920470347,61583.547805881462,70974.287996122046,null,31196.7002508767,7039.2217907123622,0,0,106065.96112075879,0,null,38235.922222809801,106065.9609375,null,-59189.565741794919,-32738.365817446662,44482.413131618538,null,0.43432761731740838,0.62087884808673077,0,0,0.39246323545950468,0.53872921136063345,0,0,1.7223100116257073,"PASS",1,null,"CreTgs113",null,44482.413131618538,0,0.39246323545950468,"FAIL",0,1,null,null,3.1469583565488279,null,116.49960576259514,"YES",1,null,13.708,11.574999999999999,12.50331411195598,0,0,0,null,-59379.794210565116,null,-5253.8332991777725,null,0,null,0,null,116.49960576259514,null,0,0,null,"CreTgs113"]
[358,"CreNgs113",0.90597014725208269,7789.3276687939915,0,9390.740234375,0,0,88034.747730229719,0,61583.547805881462,0,0,null,97425.487920470347,61583.547805881462,70974.287996122046,null,31196.7002508767,7039.2217907123622,0,0,106065.96112075879,0,null,38235.922222809801,106065.9609375,null,-59189.565741794919,-32738.365817446662,44482.413131618538,null,0.43432761731740838,0.62087884808673077,0,0,0.39246323545950468,0.53872921136063345,0,0,1.7223100116257073,"PASS",1,null,"CreNgs113",null,44482.413131618538,0,0.39246323545950468,"FAIL",0,1,null,null,3.1469583565488279,null,116.49960576259514,"YES",1,null,13.708,11.574999999999999,12.50331411195598,0,0,0,null,-59379.794210565116,null,-5253.8332991777725,null,0,null,0,null,116.49960576259514,null,0,0,null,"CreNgs113"]
[359,"CrtTgs113",0.93286713361740115,7299.0901418893945,0,8799.7138671875,0,0,82494.097902152847,0,57707.662294296744,0,0,null,91293.812248799033,57707.662294296744,66507.376640942937,null,29696.465201153504,7248.2064389389234,0,0,99390.479400184136,0,null,36944.671648679461,99390.4765625,null,-54349.140120660886,-29562.70451280479,41682.814268203256,null,0.4478462409819905,0.64020392058630848,0,0,0.40467881593138577,0.55549735654847343,0,0,1.7223098737846945,"PASS",1,null,"CrtTgs113",null,41682.814268203256,0,0.40467881593138577,"FAIL",0,1,null,null,3.1469583565488284,null,109.16746274257173,"YES",1,null,13.708,11.574999999999999,12.50331411195598,0,0,0,null,-54532.944457221478,null,-4824.9914520684806,null,0,null,0,null,109.16746274257173,null,0,0,null,"CrtTgs113"]
[360,"CrtNgs113",0.93286713361740115,7299.0901418893945,0,8799.7138671875,0,0,82494.097902152847,0,57707.662294296744,0,0,null,91293.812248799033,57707.662294296744,66507.376640942937,null,29696.465201153504,7248.2064389389234,0,0,99390.479400184136,0,null,36944.671648679461,99390.4765625,null,-54349.140120660886,-29562.70451280479,41682.814268203256,null,0.4478462409819905,0.64020392058630848,0,0,0.40467881593138577,0.55549735654847343,0,0,1.7223098737846945,"PASS",1,null,"CrtNgs113",null,41682.814268203256,0,0.40467881593138577,"FAIL",0,1,null,null,3.1469583565488284,null,109.16746274257173,"YES",1,null,13.708,11.574999999999999,12.50331411195598,0,0,0,null,-54532.944457221478,null,-4824.9914520684806,null,0,null,0,null,109.16746274257173,null,0,0,null,"CrtNgs113"]
[361,"CscTgs113",1.0058252394199372,10133.68891828857,0,12217.080078125,0,0,114530.64827047958,0,80118.401105078985,0,0,null,126747.72800226297,80118.401105078985,92335.480836862407,null,39930.459377520114,7815.0775325748691,0,0,137988.73285599938,0,null,47745.535263197366,137988.734375,null,-79002.193085407212,-44589.945920006619,57870.333269921015,null,0.41687998788271802,0.59593719550864344,0,0,0.37669736479914606,0.51708763144326775,0,0,1.7223101368937879,"PASS",1,null,"CscTgs113",null,57870.333269921015,0,0.37669736479914606,"FAIL",0,1,null,null,3.1469583565488284,null,151.56259390473588,"YES",1,null,13.708,11.574999999999999,12.50331411195598,0,0,0,null,-79239.73306184102,null,-7011.010289156342,null,0,null,0,null,151.56259390473588,null,0,0,null,"CscTgs113"]
[362,"CscNgs113",1.0058252394199372,10133.68891828857,0,12217.080078125,0,0,114530.64827047958,0,80118.401105078985,0,0,null,126747.72800226297,80118.401105078985,92335.480836862407,null,39930.459377520114,7815.0775325748691,0,0,137988.73285599938,0,null,47745.535263197366,137988.734375,null,-79002.193085407212,-44589.945920006619,57870.333269921015,null,0.41687998788271802,0.59593719550864344,0,0,0.37669736479914606,0.51708763144326775,0,0,1.7223101368937879,"PASS",1,null,"CscNgs113",null,57870.333269921015,0,0.37669736479914606,"FAIL",0,1,null,null,3.1469583565488284,null,151.56259390473588,"YES",1,null,13.708,11.574999999999999,12.50331411195598,0,0,0,null,-79239.73306184102,null,-7011.010289156342,null,0,null,0,null,151.56259390473588,null,0,0,null,"CscNgs113"]
[363,"CwaTgs113",0.9588235318660735,6822.0256232661886,0,8224.5693359375,0,0,77102.329018646633,0,53935.91808778714,0,0,null,85326.898699502388,53935.91808778714,62160.487768642895,null,28256.223104487883,7449.8828901052793,0,0,92894.372311622501,0,null,35706.105581496515,92894.375,null,-49620.792773087618,-26454.381842228126,38958.45691221286,null,0.46310022065431067,0.66200978582362446,0,0,0.41846248100002836,0.57441804370196514,0,0,1.7223100726459004,"PASS",1,null,"CwaTgs113",null,38958.45691221286,0,0.41846248100002836,"FAIL",0,1,null,null,3.1469583565488284,null,102.03233445874355,"YES",1,null,13.708,11.574999999999999,12.50331411195598,0,0,0,null,-49798.43508941347,null,-4406.0893103121007,null,0,null,0,null,102.03233445874355,null,0,0,null,"CwaTgs113"]
[364,"CwaNgs113",0.9588235318660735,6822.0256232661886,0,8224.5693359375,0,0,77102.329018646633,0,53935.91808778714,0,0,null,85326.898699502388,53935.91808778714,62160.487768642895,null,28256.223104487883,7449.8828901052793,0,0,92894.372311622501,0,null,35706.105581496515,92894.375,null,-49620.792773087618,-26454.381842228126,38958.45691221286,null,0.46310022065431067,0.66200978582362446,0,0,0.41846248100002836,0.57441804370196514,0,0,1.7223100726459004,"PASS",1,null,"CwaNgs113",null,38958.45691221286,0,0.41846248100002836,"FAIL",0,1,null,null,3.1469583565488284,null,102.03233445874355,"YES",1,null,13.708,11.574999999999999,12.50331411195598,0,0,0,null,-49798.43508941347,null,-4406.0893103121007,null,0,null,0,null,102.03233445874355,null,0,0,null,"CwaNgs113"]
[365,"CasTgs114",0.91491227895021443,6103.9175288030956,0,10463.3125,0,0,68986.292869292782,0,48828.791757045517,0,0,null,79449.60564867327,48828.791757045517,59292.104536426064,null,25762.869329969581,7108.7005130475618,0,0,83116.015505172021,0,null,32871.56868941032,83116.015625,null,-46578.036679882462,-26420.535567635197,34287.223867954483,null,0.47649420373539353,0.67320053408176483,0,0,0.41374111975281325,0.55440044001312838,0,0,1.7021927562442127,"PASS",1,null,"CasTgs114",null,34287.223867954483,0,0.41374111975281325,"FAIL",0,1,null,null,2.2394062685528908,null,-572.29907087461561,"NO",0,null,13.708,11.574999999999999,12.50331411195598,0,0,0,null,-46741.576822615847,null,-4135.6231699947821,null,0,null,0,null,-572.29907087461561,null,-572.29907087461561,-0.34951121828414022,null,"CasTgs114"]
[366,"CasNgs114",0.91491227895021443,6103.9175288030956,0,10463.3125,0,0,68986.292869292782,0,48828.791757045517,0,0,null,79449.60564867327,48828.791757045517,59292.104536426064,null,25762.869329969581,7108.7005130475618,0,0,83116.015505172021,0,null,32871.56868941032,83116.015625,null,-46578.036679882462,-26420.535567635197,34287.223867954483,null,0.47649420373539353,0.67320053408176483,0,0,0.41374111975281325,0.55440044001312838,0,0,1.7021927562442127,"PASS",1,null,"CasNgs114",null,34287.223867954483,0,0.41374111975281325,"FAIL",0,1,null,null,2.2394062685528908,null,-572.29907087461561,"NO",0,null,13.708,11.574999999999999,12.50331411195598,0,0,0,null,-46741.576822615847,null,-4135.6231699947821,null,0,null,0,null,-572.29907087461561,null,-572.29907087461561,-0.34951121828414022,null,"CasNgs114"]
[367,"CcoTgs114",1.0014851570129395,10334.355722817088,0,17715.11328125,0,0,116798.57847776463,0,82670.533123550544,0,0,null,134513.69141845743,82670.533123550544,100385.64606424328,null,40590.223941804892,7781.3558887155368,0,0,140721.17888887308,0,null,48371.579844672728,140721.171875,null,-86142.111914341891,-52014.066560127816,58050.638751449456,null,0.41414527877906837,0.58511271207579774,0,0,0.35960339213150055,0.48185753219754679,0,0,1.702192626055685,"PASS",1,null,"CcoTgs114",null,58050.638751449456,0,0.35960339213150055,"FAIL",0,1,null,null,2.2394062685528904,null,-968.94199128276568,"NO",0,null,13.708,11.574999999999999,12.50331411195598,0,0,0,null,-86382.766540434779,null,-7643.0149575103505,null,0,null,0,null,-968.94199128276568,null,-968.94199128276568,-0.3495112182841405,null,"CcoTgs114"]
[368,"CcoNgs114",1.0014851570129395,10334.355722817088,0,17715.11328125,0,0,116798.57847776463,0,82670.533123550544,0,0,null,134513.69141845743,82670.533123550544,100385.64606424328,null,40590.223941804892,7781.3558887155368,0,0,140721.17888887308,0,null,48371.579844672728,140721.171875,null,-86142.111914341891,-52014.066560127816,58050.638751449456,null,0.41414527877906837,0.58511271207579774,0,0,0.35960339213150055,0.48185753219754679,0,0,1.702192626055685,"PASS",1,null,"CcoNgs114",null,58050.638751449456,0,0.35960339213150055,"FAIL",0,1,null,null,2.2394062685528904,null,-968.94199128276568,"NO",0,null,13.708,11.574999999999999,12.50331411195598,0,0,0,null,-86382.766540434779,null,-7643.0149575103505,null,0,null,0,null,-968.94199128276568,null,-968.94199128276568,-0.3495112182841405,null,"CcoNgs114"]
[369,"CdaTgs114",1.0094594538211823,9403.3323265907238,0,16119.1572265625,0,0,106276.17997268037,0,75222.732361888673,0,0,null,122395.33690737074,75222.732361888673,91341.889296579102,null,37463.499556825365,7843.3147115624552,0,0,128043.59032853051,0,null,45306.813643061178,128043.59375,null,-77088.523556181695,-46035.075945389995,52820.861388111327,null,0.42631202640806115,0.60230215282655319,0,0,0.37016780769440488,0.49601353603691545,0,0,1.7021928043506278,"PASS",1,null,"CdaTgs114",null,52820.861388111327,0,0.37016780769440488,"FAIL",0,1,null,null,2.2394062685528904,null,-881.64991999602989,"NO",0,null,13.708,11.574999999999999,12.50331411195598,0,0,0,null,-77313.930589231735,null,-6840.618234203188,null,0,null,0,null,-881.64991999602989,null,-881.64991999602989,-0.34951121828414039,null,"CdaTgs114"]
[370,"CdaNgs114",1.0094594538211823,9403.3323265907238,0,16119.1572265625,0,0,106276.17997268037,0,75222.732361888673,0,0,null,122395.33690737074,75222.732361888673,91341.889296579102,null,37463.499556825365,7843.3147115624552,0,0,128043.59032853051,0,null,45306.813643061178,128043.59375,null,-77088.523556181695,-46035.075945389995,52820.861388111327,null,0.42631202640806115,0.60230215282655319,0,0,0.37016780769440488,0.49601353603691545,0,0,1.7021928043506278,"PASS",1,null,"CdaNgs114",null,52820.861388111327,0,0.37016780769440488,"FAIL",0,1,null,null,2.2394062685528904,null,-881.64991999602989,"NO",0,null,13.708,11.574999999999999,12.50331411195598,0,0,0,null,-77313.930589231735,null,-6840.618234203188,null,0,null,0,null,-881.64991999602989,null,-881.64991999602989,-0.34951121828414039,null,"CdaNgs114"]
[371,"CgrTgs114",0.94000000357627866,7731.6288018634841,0,13253.529296875,0,0,87382.636866426081,0,61849.800708143332,0,0,null,100636.16662965406,61849.800708143332,75103.330471371344,null,31185.523333948218,7303.627529575454,0,0,105280.2853812362,0,null,38489.150830418839,105280.2890625,null,-62147.015332882242,-36614.179174599492,43430.488354356668,null,0.44046680451236231,0.62230032093460308,0,0,0.38245843713842359,0.51248261332549483,0,0,1.702192858458774,"PASS",1,null,"CgrTgs114",null,43430.488354356668,0,0.38245843713842359,"FAIL",0,1,null,null,2.2394062685528908,null,-724.9121564411796,"NO",0,null,13.708,11.574999999999999,12.50331411195598,0,0,0,null,-62338.503645471385,null,-5515.6153810856313,null,0,null,0,null,-724.9121564411796,null,-724.9121564411796,-0.34951121828414011,null,"CgrTgs114"]
[372,"CgrNgs114",0.94000000357627866,7731.6288018634841,0,13253.529296875,0,0,87382.636866426081,0,61849.800708143332,0,0,null,100636.16662965406,61849.800708143332,75103.330471371344,null,31185.523333948218,7303.627529575454,0,0,105280.2853812362,0,null,38489.150830418839,105280.2890625,null,-62147.015332882242,-36614.179174599492,43430.488354356668,null,0.44046680451236231,0.62230032093460308,0,0,0.38245843713842359,0.51248261332549483,0,0,1.702192858458774,"PASS",1,null,"CgrNgs114",null,43430.488354356668,0,0.38245843713842359,"FAIL",0,1,null,null,2.2394062685528908,null,-724.9121564411796,"NO",0,null,13.708,11.574999999999999,12.50331411195598,0,0,0,null,-62338.503645471385,null,-5515.6153810856313,null,0,null,0,null,-724.9121564411796,null,-724.9121564411796,-0.34951121828414011,null,"CgrNgs114"]
[373,"CheTgs114",1.0052083313465119,7248.4020654536762,0,12425.18359375,0,0,81921.222782285229,0,57984.191349051107,0,0,null,94346.406252775734,57984.191349051107,70409.374819541656,null,29915.691180370923,7810.2842700523724,0,0,98700.268412391772,0,null,37725.973834631521,98700.265625,null,-56620.432541403708,-32683.401108169586,40716.074275948893,null,0.46051526763574435,0.6506251610465702,0,0,0.39986656920739094,0.5358089581860257,0,0,1.7021926723242162,"PASS",1,null,"CheTgs114",null,40716.074275948893,0,0.39986656920739094,"FAIL",0,1,null,null,2.2394062685528904,null,-679.60514666360643,"NO",0,null,13.708,11.574999999999999,12.50331411195598,0,0,0,null,-56808.123953516297,null,-5026.2958512863779,null,0,null,0,null,-679.60514666360643,null,-679.60514666360643,-0.34951121828414045,null,"CheTgs114"]
[374,"CheNgs114",1.0052083313465119,7248.4020654536762,0,12425.18359375,0,0,81921.222782285229,0,57984.191349051107,0,0,null,94346.406252775734,57984.191349051107,70409.374819541656,null,29915.691180370923,7810.2842700523724,0,0,98700.268412391772,0,null,37725.973834631521,98700.265625,null,-56620.432541403708,-32683.401108169586,40716.074275948893,null,0.46051526763574435,0.6506251610465702,0,0,0.39986656920739094,0.5358089581860257,0,0,1.7021926723242162,"PASS",1,null,"CheNgs114",null,40716.074275948893,0,0.39986656920739094,"FAIL",0,1,null,null,2.2394062685528904,null,-679.60514666360643,"NO",0,null,13.708,11.574999999999999,12.50331411195598,0,0,0,null,-56808.123953516297,null,-5026.2958512863779,null,0,null,0,null,-679.60514666360643,null,-679.60514666360643,-0.34951121828414045,null,"CheNgs114"]
[375,"ChoTgs114",1.0014851570129395,10334.355722817088,0,17715.11328125,0,0,116798.57847776463,0,82670.533123550544,0,0,null,134513.69141845743,82670.533123550544,100385.64606424328,null,40590.223941804892,7781.3558887155368,0,0,140721.17888887308,0,null,48371.579844672728,140721.171875,null,-86142.111914341891,-52014.066560127816,58050.638751449456,null,0.41414527877906837,0.58511271207579774,0,0,0.35960339213150055,0.48185753219754679,0,0,1.702192626055685,"PASS",1,null,"ChoTgs114",null,58050.638751449456,0,0.35960339213150055,"FAIL",0,1,null,null,2.2394062685528904,null,-968.94199128276568,"NO",0,null,13.708,11.574999999999999,12.50331411195598,0,0,0,null,-86382.766540434779,null,-7643.0149575103505,null,0,null,0,null,-968.94199128276568,null,-968.94199128276568,-0.3495112182841405,null,"ChoTgs114"]
[376,"ChoNgs114",1.0014851570129395,10334.355722817088,0,17715.11328125,0,0,116798.57847776463,0,82670.533123550544,0,0,null,134513.69141845743,82670.533123550544,100385.64606424328,null,40590.223941804892,7781.3558887155368,0,0,140721.17888887308,0,null,48371.579844672728,140721.171875,null,-86142.111914341891,-52014.066560127816,58050.638751449456,null,0.41414527877906837,0.58511271207579774,0,0,0.35960339213150055,0.48185753219754679,0,0,1.702192626055685,"PASS",1,null,"ChoNgs114",null,58050.638751449456,0,0.35960339213150055,"FAIL",0,1,null,null,2.2394062685528904,null,-968.94199128276568,"NO",0,null,13.708,11.574999999999999,12.50331411195598,0,0,0,null,-86382.766540434779,null,-7643.0149575103505,null,0,null,0,null,-968.94199128276568,null,-968.94199128276568,-0.3495112182841405,null,"ChoNgs114"]
[377,"CinTgs114",1.0121621549129487,9403.3323265907238,0,16119.1572265625,0,0,106276.17997268037,0,75222.732361888673,0,0,null,122395.33690737074,75222.732361888673,91341.889296579102,null,37478.088185878347,7864.314203076221,0,0,128043.59032853051,0,null,45342.402237370079,128043.59375,null,-77052.934961872787,-45999.487351081094,52820.861388111327,null,0.42664689537228301,0.60277526239318902,0,0,0.3704585752605824,0.4964031556787824,0,0,1.7021928043506278,"PASS",1,null,"CinTgs114",null,52820.861388111327,0,0.3704585752605824,"FAIL",0,1,null,null,2.2394062685528904,null,-881.64991999602989,"NO",0,null,13.708,11.574999999999999,12.50331411195598,0,0,0,null,-77278.51905260596,null,-6837.4850756469323,null,0,null,0,null,-881.64991999602989,null,-881.64991999602989,-0.34951121828414039,null,"CinTgs114"]
[378,"CinNgs114",1.0121621549129487,9403.3323265907238,0,16119.1572265625,0,0,106276.17997268037,0,75222.732361888673,0,0,null,122395.33690737074,75222.732361888673,91341.889296579102,null,37478.088185878347,7864.314203076221,0,0,128043.59032853051,0,null,45342.402237370079,128043.59375,null,-77052.934961872787,-45999.487351081094,52820.861388111327,null,0.42664689537228301,0.60277526239318902,0,0,0.3704585752605824,0.4964031556787824,0,0,1.7021928043506278,"PASS",1,null,"CinNgs114",null,52820.861388111327,0,0.3704585752605824,"FAIL",0,1,null,null,2.2394062685528904,null,-881.64991999602989,"NO",0,null,13.708,11.574999999999999,12.50331411195598,0,0,0,null,-77278.51905260596,null,-6837.4850756469323,null,0,null,0,null,-881.64991999602989,null,-881.64991999602989,-0.34951121828414039,null,"CinNgs114"]
[379,"CloTgs114",1.0252336502075194,9754.858540076757,0,16721.7421875,0,0,110249.11869610642,0,78034.801409660329,0,0,null,126970.86185531929,78034.801409660329,94756.544568873214,null,38745.453770692096,7965.8773227814609,0,0,132830.26348928484,0,null,46711.33072988013,132830.265625,null,-80259.530153726286,-48045.212867280199,54795.464215339671,null,0.42368892633633176,0.59859613769834619,0,0,0.36789016318240281,0.49296153021858408,0,0,1.7021926528354856,"PASS",1,null,"CloTgs114",null,54795.464215339671,0,0.36789016318240281,"FAIL",0,1,null,null,2.2394062685528899,null,-914.60879550990057,"NO",0,null,13.708,11.574999999999999,12.50331411195598,0,0,0,null,-80491.924833974452,null,-7121.802300426406,null,0,null,0,null,-914.60879550990057,null,-914.60879550990057,-0.34951121828414056,null,"CloTgs114"]
[380,"CloNgs114",1.0252336502075194,9754.858540076757,0,16721.7421875,0,0,110249.11869610642,0,78034.801409660329,0,0,null,126970.86185531929,78034.801409660329,94756.544568873214,null,38745.453770692096,7965.8773227814609,0,0,132830.26348928484,0,null,46711.33072988013,132830.265625,null,-80259.530153726286,-48045.212867280199,54795.464215339671,null,0.42368892633633176,0.59859613769834619,0,0,0.36789016318240281,0.49296153021858408,0,0,1.7021926528354856,"PASS",1,null,"CloNgs114",null,54795.464215339671,0,0.36789016318240281,"FAIL",0,1,null,null,2.2394062685528899,null,-914.60879550990057,"NO",0,null,13.708,11.574999999999999,12.50331411195598,0,0,0,null,-80491.924833974452,null,-7121.802300426406,null,0,null,0,null,-914.60879550990057,null,-914.60879550990057,-0.34951121828414056,null,"CloNgs114"]
[381,"CmiTgs114",1.0094594538211823,9403.3323265907238,0,16119.1572265625,0,0,106276.17997268037,0,75222.732361888673,0,0,null,122395.33690737074,75222.732361888673,91341.889296579102,null,37463.499556825365,7843.3147115624552,0,0,128043.59032853051,0,null,45306.813643061178,128043.59375,null,-77088.523556181695,-46035.075945389995,52820.861388111327,null,0.42631202640806115,0.60230215282655319,0,0,0.37016780769440488,0.49601353603691545,0,0,1.7021928043506278,"PASS",1,null,"CmiTgs114",null,52820.861388111327,0,0.37016780769440488,"FAIL",0,1,null,null,2.2394062685528904,null,-881.64991999602989,"NO",0,null,13.708,11.574999999999999,12.50331411195598,0,0,0,null,-77313.930589231735,null,-6840.618234203188,null,0,null,0,null,-881.64991999602989,null,-881.64991999602989,-0.34951121828414039,null,"CmiTgs114"]
[382,"CmiNgs114",1.0094594538211823,9403.3323265907238,0,16119.1572265625,0,0,106276.17997268037,0,75222.732361888673,0,0,null,122395.33690737074,75222.732361888673,91341.889296579102,null,37463.499556825365,7843.3147115624552,0,0,128043.59032853051,0,null,45306.813643061178,128043.59375,null,-77088.523556181695,-46035.075945389995,52820.861388111327,null,0.42631202640806115,0.60230215282655319,0,0,0.37016780769440488,0.49601353603691545,0,0,1.7021928043506278,"PASS",1,null,"CmiNgs114",null,52820.861388111327,0,0.37016780769440488,"FAIL",0,1,null,null,2.2394062685528904,null,-881.64991999602989,"NO",0,null,13.708,11.574999999999999,12.50331411195598,0,0,0,null,-77313.930589231735,null,-6840.618234203188,null,0,null,0,null,-881.64991999602989,null,-881.64991999602989,-0.34951121828414039,null,"CmiNgs114"]
[383,"CofTgs114",1.0094594538211823,9403.3323265907238,0,16119.1572265625,0,0,106276.17997268037,0,75222.732361888673,0,0,null,122395.33690737074,75222.732361888673,91341.889296579102,null,37463.499556825365,7843.3147115624552,0,0,128043.59032853051,0,null,45306.813643061178,128043.59375,null,-77088.523556181695,-46035.075945389995,52820.861388111327,null,0.42631202640806115,0.60230215282655319,0,0,0.37016780769440488,0.49601353603691545,0,0,1.7021928043506278,"PASS",1,null,"CofTgs114",null,52820.861388111327,0,0.37016780769440488,"FAIL",0,1,null,null,2.2394062685528904,null,-881.64991999602989,"NO",0,null,13.708,11.574999999999999,12.50331411195598,0,0,0,null,-77313.930589231735,null,-6840.618234203188,null,0,null,0,null,-881.64991999602989,null,-881.64991999602989,-0.34951121828414039,null,"CofTgs114"]
[384,"CofNgs114",1.0094594538211823,9403.3323265907238,0,16119.1572265625,0,0,106276.17997268037,0,75222.732361888673,0,0,null,122395.33690737074,75222.732361888673,91341.889296579102,null,37463.499556825365,7843.3147115624552,0,0,128043.59032853051,0,null,45306.813643061178,128043.59375,null,-77088.523556181695,-46035.075945389995,52820.861388111327,null,0.42631202640806115,0.60230215282655319,0,0,0.37016780769440488,0.49601353603691545,0,0,1.7021928043506278,"PASS",1,null,"CofNgs114",null,52820.861388111327,0,0.37016780769440488,"FAIL",0,1,null,null,2.2394062685528904,null,-881.64991999602989,"NO",0,null,13.708,11.574999999999999,12.50331411195598,0,0,0,null,-77313.930589231735,null,-6840.618234203188,null,0,null,0,null,-881.64991999602989,null,-881.64991999602989,-0.34951121828414039,null,"CofNgs114"]
[385,"CreTgs114",0.90597014725208269,7789.3276687939915,0,13352.4365234375,0,0,88034.747730229719,0,62311.369590610695,0,0,null,101387.18420108171,62311.369590610695,75663.806061462703,null,31196.7002508767,7039.2217907123622,0,0,106065.96112075879,0,null,38235.922222809801,106065.9609375,null,-63151.262030857419,-37427.883891238402,43754.591346889305,null,0.43432761731740838,0.61362673415818048,0,0,0.3771277652523109,0.50533966220489512,0,0,1.7021927400145351,"PASS",1,null,"CreTgs114",null,43754.591346889305,0,0.3771277652523109,"FAIL",0,1,null,null,2.2394062685528904,null,-730.32194865342763,"NO",0,null,13.708,11.574999999999999,12.50331411195598,0,0,0,null,-63341.490499627609,null,-5604.3581226707138,null,0,null,0,null,-730.32194865342763,null,-730.32194865342763,-0.34951121828414033,null,"CreTgs114"]
[386,"CreNgs114",0.90597014725208269,7789.3276687939915,0,13352.4365234375,0,0,88034.747730229719,0,62311.369590610695,0,0,null,101387.18420108171,62311.369590610695,75663.806061462703,null,31196.7002508767,7039.2217907123622,0,0,106065.96112075879,0,null,38235.922222809801,106065.9609375,null,-63151.262030857419,-37427.883891238402,43754.591346889305,null,0.43432761731740838,0.61362673415818048,0,0,0.3771277652523109,0.50533966220489512,0,0,1.7021927400145351,"PASS",1,null,"CreNgs114",null,43754.591346889305,0,0.3771277652523109,"FAIL",0,1,null,null,2.2394062685528904,null,-730.32194865342763,"NO",0,null,13.708,11.574999999999999,12.50331411195598,0,0,0,null,-63341.490499627609,null,-5604.3581226707138,null,0,null,0,null,-730.32194865342763,null,-730.32194865342763,-0.34951121828414033,null,"CreNgs114"]
[387,"CrtTgs114",0.93286713361740115,7299.0901418893945,0,12512.0732421875,0,0,82494.097902152847,0,58389.675815579954,0,0,null,95006.17090118528,58389.675815579954,70901.748814612351,null,29696.465201153504,7248.2064389389234,0,0,99390.479400184136,0,null,36944.671648679461,99390.4765625,null,-58061.499495660886,-33957.077409087986,41000.800746920046,null,0.4478462409819905,0.63272609639702126,0,0,0.38886602000358911,0.52106855105335503,0,0,1.7021926423503093,"PASS",1,null,"CrtTgs114",null,41000.800746920046,0,0.38886602000358911,"FAIL",0,1,null,null,2.2394062685528904,null,-684.35763020670822,"NO",0,null,13.708,11.574999999999999,12.50331411195598,0,0,0,null,-58245.303832221478,null,-5153.4553270648594,null,0,null,0,null,-684.35763020670822,null,-684.35763020670822,-0.34951121828414022,null,"CrtTgs114"]
[388,"CrtNgs114",0.93286713361740115,7299.0901418893945,0,12512.0732421875,0,0,82494.097902152847,0,58389.675815579954,0,0,null,95006.17090118528,58389.675815579954,70901.748814612351,null,29696.465201153504,7248.2064389389234,0,0,99390.479400184136,0,null,36944.671648679461,99390.4765625,null,-58061.499495660886,-33957.077409087986,41000.800746920046,null,0.4478462409819905,0.63272609639702126,0,0,0.38886602000358911,0.52106855105335503,0,0,1.7021926423503093,"PASS",1,null,"CrtNgs114",null,41000.800746920046,0,0.38886602000358911,"FAIL",0,1,null,null,2.2394062685528904,null,-684.35763020670822,"NO",0,null,13.708,11.574999999999999,12.50331411195598,0,0,0,null,-58245.303832221478,null,-5153.4553270648594,null,0,null,0,null,-684.35763020670822,null,-684.35763020670822,-0.34951121828414022,null,"CrtNgs114"]
[389,"CscTgs114",1.0058252394199372,10133.68891828857,0,17371.130859375,0,0,114530.64827047958,0,81065.274610575318,0,0,null,131901.77958422873,81065.274610575318,98436.405924324514,null,39930.459377520114,7815.0775325748691,0,0,137988.73285599938,0,null,47745.535263197366,137988.734375,null,-84156.243866657212,-50690.870206752952,56923.459764424682,null,0.41687998788271802,0.58897642045326215,0,0,0.361977947364856,0.48503940219325303,0,0,1.7021928937868394,"PASS",1,null,"CscTgs114",null,56923.459764424682,0,0.361977947364856,"FAIL",0,1,null,null,2.2394062685528904,null,-950.12758368504205,"NO",0,null,13.708,11.574999999999999,12.50331411195598,0,0,0,null,-84393.78384309102,null,-7467.0328129825784,null,0,null,0,null,-950.12758368504205,null,-950.12758368504205,-0.34951121828414045,null,"CscTgs114"]
[390,"CscNgs114",1.0058252394199372,10133.68891828857,0,17371.130859375,0,0,114530.64827047958,0,81065.274610575318,0,0,null,131901.77958422873,81065.274610575318,98436.405924324514,null,39930.459377520114,7815.0775325748691,0,0,137988.73285599938,0,null,47745.535263197366,137988.734375,null,-84156.243866657212,-50690.870206752952,56923.459764424682,null,0.41687998788271802,0.58897642045326215,0,0,0.361977947364856,0.48503940219325303,0,0,1.7021928937868394,"PASS",1,null,"CscNgs114",null,56923.459764424682,0,0.361977947364856,"FAIL",0,1,null,null,2.2394062685528904,null,-950.12758368504205,"NO",0,null,13.708,11.574999999999999,12.50331411195598,0,0,0,null,-84393.78384309102,null,-7467.0328129825784,null,0,null,0,null,-950.12758368504205,null,-950.12758368504205,-0.34951121828414045,null,"CscNgs114"]
[391,"CwaTgs114",0.9588235318660735,6822.0256232661886,0,11694.291015625,0,0,77102.329018646633,0,54573.354636653115,0,0,null,88796.619557943064,54573.354636653115,66267.645175949554,null,28256.223104487883,7449.8828901052793,0,0,92894.372311622501,0,null,35706.105581496515,92894.375,null,-53090.514452775118,-30561.540070781608,38321.020363346885,null,0.46310022065431067,0.65427727174233874,0,0,0.40211108899995868,0.5388165707418493,0,0,1.7021928671690878,"PASS",1,null,"CwaTgs114",null,38321.020363346885,0,0.40211108899995868,"FAIL",0,1,null,null,2.2394062685528904,null,-639.62837333045286,"NO",0,null,13.708,11.574999999999999,12.50331411195598,0,0,0,null,-53268.156769100962,null,-4713.0849734324302,null,0,null,0,null,-639.62837333045286,null,-639.62837333045286,-0.34951121828414028,null,"CwaTgs114"]
[392,"CwaNgs114",0.9588235318660735,6822.0256232661886,0,11694.291015625,0,0,77102.329018646633,0,54573.354636653115,0,0,null,88796.619557943064,54573.354636653115,66267.645175949554,null,28256.223104487883,7449.8828901052793,0,0,92894.372311622501,0,null,35706.105581496515,92894.375,null,-53090.514452775118,-30561.540070781608,38321.020363346885,null,0.46310022065431067,0.65427727174233874,0,0,0.40211108899995868,0.5388165707418493,0,0,1.7021928671690878,"PASS",1,null,"CwaNgs114",null,38321.020363346885,0,0.40211108899995868,"FAIL",0,1,null,null,2.2394062685528904,null,-639.62837333045286,"NO",0,null,13.708,11.574999999999999,12.50331411195598,0,0,0,null,-53268.156769100962,null,-4713.0849734324302,null,0,null,0,null,-639.62837333045286,null,-639.62837333045286,-0.34951121828414028,null,"CwaNgs114"]
[393,"CasTgs115",0.91491227895021443,6103.9175288030956,0,10463.3125,0,0,68986.292869292782,0,29648.311006454733,0,0,null,79449.60564867327,29648.311006454733,40111.623785835232,null,25762.869329969581,7108.7005130475618,0,0,83116.015505172021,0,null,32871.56868941032,83116.015625,null,-46578.036679882462,-7240.0548170444163,53467.704618545264,null,0.47649420373539353,1.108716401492613,0,1,0.41374111975281325,0.81950232416099156,0,0,2.8033979948100525,"PASS",1,null,"CasTgs115",null,53467.704618545264,0,0.41374111975281325,"FAIL",0,1,null,null,1.3597431196686089,null,-1215.498173986457,"NO",0,null,13.708,11.574999999999999,12.50331411195598,0,0,0,null,-46741.576822615847,null,-4135.6231699947821,null,0,null,0,null,-1215.498173986457,null,-1215.498173986457,-1.2225550090994297,null,"CasTgs115"]
[394,"CasNgs115",0.91491227895021443,6103.9175288030956,0,10463.3125,0,0,68986.292869292782,0,29648.311006454733,0,0,null,79449.60564867327,29648.311006454733,40111.623785835232,null,25762.869329969581,7108.7005130475618,0,0,83116.015505172021,0,null,32871.56868941032,83116.015625,null,-46578.036679882462,-7240.0548170444163,53467.704618545264,null,0.47649420373539353,1.108716401492613,0,1,0.41374111975281325,0.81950232416099156,0,0,2.8033979948100525,"PASS",1,null,"CasNgs115",null,53467.704618545264,0,0.41374111975281325,"FAIL",0,1,null,null,1.3597431196686089,null,-1215.498173986457,"NO",0,null,13.708,11.574999999999999,12.50331411195598,0,0,0,null,-46741.576822615847,null,-4135.6231699947821,null,0,null,0,null,-1215.498173986457,null,-1215.498173986457,-1.2225550090994297,null,"CasNgs115"]
[395,"CcoTgs115",1.0014851570129395,10334.355722817088,0,17715.11328125,0,0,116798.57847776463,0,50196.644322160697,0,0,null,134513.69141845743,50196.644322160697,67911.757262853484,null,40590.223941804892,7781.3558887155368,0,0,140721.17888887308,0,null,48371.579844672728,140721.171875,null,-86142.111914341891,-19540.177758737962,90524.52755283931,null,0.41414527877906837,0.96364170350163736,0,0,0.35960339213150055,0.71227106397616469,0,0,2.8033979915441227,"PASS",1,null,"CcoTgs115",null,90524.52755283931,0,0.35960339213150055,"FAIL",0,1,null,null,1.3597431196686089,null,-2057.9226510067733,"NO",0,null,13.708,11.574999999999999,12.50331411195598,0,0,0,null,-86382.766540434779,null,-7643.0149575103505,null,0,null,0,null,-2057.9226510067733,null,-2057.9226510067733,-1.2225550090994295,null,"CcoTgs115"]
[396,"CcoNgs115",1.0014851570129395,10334.355722817088,0,17715.11328125,0,0,116798.57847776463,0,50196.644322160697,0,0,null,134513.69141845743,50196.644322160697,67911.757262853484,null,40590.223941804892,7781.3558887155368,0,0,140721.17888887308,0,null,48371.579844672728,140721.171875,null,-86142.111914341891,-19540.177758737962,90524.52755283931,null,0.41414527877906837,0.96364170350163736,0,0,0.35960339213150055,0.71227106397616469,0,0,2.8033979915441227,"PASS",1,null,"CcoNgs115",null,90524.52755283931,0,0.35960339213150055,"FAIL",0,1,null,null,1.3597431196686089,null,-2057.9226510067733,"NO",0,null,13.708,11.574999999999999,12.50331411195598,0,0,0,null,-86382.766540434779,null,-7643.0149575103505,null,0,null,0,null,-2057.9226510067733,null,-2057.9226510067733,-1.2225550090994295,null,"CcoNgs115"]
[397,"CdaTgs115",1.0094594538211823,9403.3323265907238,0,16119.1572265625,0,0,106276.17997268037,0,45674.424670463697,0,0,null,122395.33690737074,45674.424670463697,61793.581605154111,null,37463.499556825365,7843.3147115624552,0,0,128043.59032853051,0,null,45306.813643061178,128043.59375,null,-77088.523556181695,-16486.76825396502,82369.16907953631,null,0.42631202640806115,0.99195149079479827,0,0,0.37016780769440488,0.73319610632963739,0,0,2.8033980651934081,"PASS",1,null,"CdaTgs115",null,82369.16907953631,0,0.37016780769440488,"FAIL",0,1,null,null,1.3597431196686092,null,-1872.524213979136,"NO",0,null,13.708,11.574999999999999,12.50331411195598,0,0,0,null,-77313.930589231735,null,-6840.618234203188,null,0,null,0,null,-1872.524213979136,null,-1872.524213979136,-1.2225550090994293,null,"CdaTgs115"]
[398,"CdaNgs115",1.0094594538211823,9403.3323265907238,0,16119.1572265625,0,0,106276.17997268037,0,45674.424670463697,0,0,null,122395.33690737074,45674.424670463697,61793.581605154111,null,37463.499556825365,7843.3147115624552,0,0,128043.59032853051,0,null,45306.813643061178,128043.59375,null,-77088.523556181695,-16486.76825396502,82369.16907953631,null,0.42631202640806115,0.99195149079479827,0,0,0.37016780769440488,0.73319610632963739,0,0,2.8033980651934081,"PASS",1,null,"CdaNgs115",null,82369.16907953631,0,0.37016780769440488,"FAIL",0,1,null,null,1.3597431196686092,null,-1872.524213979136,"NO",0,null,13.708,11.574999999999999,12.50331411195598,0,0,0,null,-77313.930589231735,null,-6840.618234203188,null,0,null,0,null,-1872.524213979136,null,-1872.524213979136,-1.2225550090994293,null,"CdaNgs115"]
[399,"CgrTgs115",0.94000000357627866,7731.6288018634841,0,13253.529296875,0,0,87382.636866426081,0,37554.528245560148,0,0,null,100636.16662965406,37554.528245560148,50808.058008788139,null,31185.523333948218,7303.627529575454,0,0,105280.2853812362,0,null,38489.150830418839,105280.2890625,null,-62147.015332882242,-12318.906712016309,67725.760816939845,null,0.44046680451236231,1.0248870809599155,0,1,0.38245843713842359,0.75754029364874864,0,0,2.8033979916908334,"PASS",1,null,"CgrTgs115",null,67725.760816939845,0,0.38245843713842359,"FAIL",0,1,null,null,1.3597431196686089,null,-1539.6310203828452,"NO",0,null,13.708,11.574999999999999,12.50331411195598,0,0,0,null,-62338.503645471385,null,-5515.6153810856313,null,0,null,0,null,-1539.6310203828452,null,-1539.6310203828452,-1.2225550090994297,null,"CgrTgs115"]
[400,"CgrNgs115",0.94000000357627866,7731.6288018634841,0,13253.529296875,0,0,87382.636866426081,0,37554.528245560148,0,0,null,100636.16662965406,37554.528245560148,50808.058008788139,null,31185.523333948218,7303.627529575454,0,0,105280.2853812362,0,null,38489.150830418839,105280.2890625,null,-62147.015332882242,-12318.906712016309,67725.760816939845,null,0.44046680451236231,1.0248870809599155,0,1,0.38245843713842359,0.75754029364874864,0,0,2.8033979916908334,"PASS",1,null,"CgrNgs115",null,67725.760816939845,0,0.38245843713842359,"FAIL",0,1,null,null,1.3597431196686089,null,-1539.6310203828452,"NO",0,null,13.708,11.574999999999999,12.50331411195598,0,0,0,null,-62338.503645471385,null,-5515.6153810856313,null,0,null,0,null,-1539.6310203828452,null,-1539.6310203828452,-1.2225550090994297,null,"CgrNgs115"]
[401,"CheTgs115",1.0052083313465119,7248.4020654536762,0,12425.18359375,0,0,81921.222782285229,0,35207.369775188818,0,0,null,94346.406252775734,35207.369775188818,47632.55324567933,null,29915.691180370923,7810.2842700523724,0,0,98700.268412391772,0,null,37725.973834631521,98700.265625,null,-56620.432541403708,-9906.5795343072969,63492.895849811182,null,0.46051526763574435,1.071536274238174,0,1,0.39986656920739094,0.79202081699094096,0,0,2.8033978753662994,"PASS",1,null,"CheTgs115",null,63492.895849811182,0,0.39986656920739094,"FAIL",0,1,null,null,1.3597431196686087,null,-1443.4040816089173,"NO",0,null,13.708,11.574999999999999,12.50331411195598,0,0,0,null,-56808.123953516297,null,-5026.2958512863779,null,0,null,0,null,-1443.4040816089173,null,-1443.4040816089173,-1.2225550090994295,null,"CheTgs115"]
[402,"CheNgs115",1.0052083313465119,7248.4020654536762,0,12425.18359375,0,0,81921.222782285229,0,35207.369775188818,0,0,null,94346.406252775734,35207.369775188818,47632.55324567933,null,29915.691180370923,7810.2842700523724,0,0,98700.268412391772,0,null,37725.973834631521,98700.265625,null,-56620.432541403708,-9906.5795343072969,63492.895849811182,null,0.46051526763574435,1.071536274238174,0,1,0.39986656920739094,0.79202081699094096,0,0,2.8033978753662994,"PASS",1,null,"CheNgs115",null,63492.895849811182,0,0.39986656920739094,"FAIL",0,1,null,null,1.3597431196686087,null,-1443.4040816089173,"NO",0,null,13.708,11.574999999999999,12.50331411195598,0,0,0,null,-56808.123953516297,null,-5026.2958512863779,null,0,null,0,null,-1443.4040816089173,null,-1443.4040816089173,-1.2225550090994295,null,"CheNgs115"]
[403,"ChoTgs115",1.0014851570129395,10334.355722817088,0,17715.11328125,0,0,116798.57847776463,0,50196.644322160697,0,0,null,134513.69141845743,50196.644322160697,67911.757262853484,null,40590.223941804892,7781.3558887155368,0,0,140721.17888887308,0,null,48371.579844672728,140721.171875,null,-86142.111914341891,-19540.177758737962,90524.52755283931,null,0.41414527877906837,0.96364170350163736,0,0,0.35960339213150055,0.71227106397616469,0,0,2.8033979915441227,"PASS",1,null,"ChoTgs115",null,90524.52755283931,0,0.35960339213150055,"FAIL",0,1,null,null,1.3597431196686089,null,-2057.9226510067733,"NO",0,null,13.708,11.574999999999999,12.50331411195598,0,0,0,null,-86382.766540434779,null,-7643.0149575103505,null,0,null,0,null,-2057.9226510067733,null,-2057.9226510067733,-1.2225550090994295,null,"ChoTgs115"]
[404,"ChoNgs115",1.0014851570129395,10334.355722817088,0,17715.11328125,0,0,116798.57847776463,0,50196.644322160697,0,0,null,134513.69141845743,50196.644322160697,67911.757262853484,null,40590.223941804892,7781.3558887155368,0,0,140721.17888887308,0,null,48371.579844672728,140721.171875,null,-86142.111914341891,-19540.177758737962,90524.52755283931,null,0.41414527877906837,0.96364170350163736,0,0,0.35960339213150055,0.71227106397616469,0,0,2.8033979915441227,"PASS",1,null,"ChoNgs115",null,90524.52755283931,0,0.35960339213150055,"FAIL",0,1,null,null,1.3597431196686089,null,-2057.9226510067733,"NO",0,null,13.708,11.574999999999999,12.50331411195598,0,0,0,null,-86382.766540434779,null,-7643.0149575103505,null,0,null,0,null,-2057.9226510067733,null,-2057.9226510067733,-1.2225550090994295,null,"ChoNgs115"]
[405,"CinTgs115",1.0121621549129487,9403.3323265907238,0,16119.1572265625,0,0,106276.17997268037,0,45674.424670463697,0,0,null,122395.33690737074,45674.424670463697,61793.581605154111,null,37478.088185878347,7864.314203076221,0,0,128043.59032853051,0,null,45342.402237370079,128043.59375,null,-77052.934961872787,-16451.179659656118,82369.16907953631,null,0.42664689537228301,0.99273067070928367,0,0,0.3704585752605824,0.73377203336309871,0,0,2.8033980651934081,"PASS",1,null,"CinTgs115",null,82369.16907953631,0,0.3704585752605824,"FAIL",0,1,null,null,1.3597431196686092,null,-1872.524213979136,"NO",0,null,13.708,11.574999999999999,12.50331411195598,0,0,0,null,-77278.51905260596,null,-6837.4850756469323,null,0,null,0,null,-1872.524213979136,null,-1872.524213979136,-1.2225550090994293,null,"CinTgs115"]
[406,"CinNgs115",1.0121621549129487,9403.3323265907238,0,16119.1572265625,0,0,106276.17997268037,0,45674.424670463697,0,0,null,122395.33690737074,45674.424670463697,61793.581605154111,null,37478.088185878347,7864.314203076221,0,0,128043.59032853051,0,null,45342.402237370079,128043.59375,null,-77052.934961872787,-16451.179659656118,82369.16907953631,null,0.42664689537228301,0.99273067070928367,0,0,0.3704585752605824,0.73377203336309871,0,0,2.8033980651934081,"PASS",1,null,"CinNgs115",null,82369.16907953631,0,0.3704585752605824,"FAIL",0,1,null,null,1.3597431196686092,null,-1872.524213979136,"NO",0,null,13.708,11.574999999999999,12.50331411195598,0,0,0,null,-77278.51905260596,null,-6837.4850756469323,null,0,null,0,null,-1872.524213979136,null,-1872.524213979136,-1.2225550090994293,null,"CinNgs115"]
[407,"CloTgs115",1.0252336502075194,9754.858540076757,0,16721.7421875,0,0,110249.11869610642,0,47381.881533375599,0,0,null,126970.86185531929,47381.881533375599,64103.62469258847,null,38745.453770692096,7965.8773227814609,0,0,132830.26348928484,0,null,46711.33072988013,132830.265625,null,-80259.530153726286,-17392.292990995469,85448.384091624408,null,0.42368892633633176,0.98584794900930361,0,0,0.36789016318240281,0.72868471419453318,0,0,2.8033978669976394,"PASS",1,null,"CloTgs115",null,85448.384091624408,0,0.36789016318240281,"FAIL",0,1,null,null,1.3597431196686087,null,-1942.5251191746183,"NO",0,null,13.708,11.574999999999999,12.50331411195598,0,0,0,null,-80491.924833974452,null,-7121.802300426406,null,0,null,0,null,-1942.5251191746183,null,-1942.5251191746183,-1.2225550090994299,null,"CloTgs115"]
[408,"CloNgs115",1.0252336502075194,9754.858540076757,0,16721.7421875,0,0,110249.11869610642,0,47381.881533375599,0,0,null,126970.86185531929,47381.881533375599,64103.62469258847,null,38745.453770692096,7965.8773227814609,0,0,132830.26348928484,0,null,46711.33072988013,132830.265625,null,-80259.530153726286,-17392.292990995469,85448.384091624408,null,0.42368892633633176,0.98584794900930361,0,0,0.36789016318240281,0.72868471419453318,0,0,2.8033978669976394,"PASS",1,null,"CloNgs115",null,85448.384091624408,0,0.36789016318240281,"FAIL",0,1,null,null,1.3597431196686087,null,-1942.5251191746183,"NO",0,null,13.708,11.574999999999999,12.50331411195598,0,0,0,null,-80491.924833974452,null,-7121.802300426406,null,0,null,0,null,-1942.5251191746183,null,-1942.5251191746183,-1.2225550090994299,null,"CloNgs115"]
[409,"CmiTgs115",1.0094594538211823,9403.3323265907238,0,16119.1572265625,0,0,106276.17997268037,0,45674.424670463697,0,0,null,122395.33690737074,45674.424670463697,61793.581605154111,null,37463.499556825365,7843.3147115624552,0,0,128043.59032853051,0,null,45306.813643061178,128043.59375,null,-77088.523556181695,-16486.76825396502,82369.16907953631,null,0.42631202640806115,0.99195149079479827,0,0,0.37016780769440488,0.73319610632963739,0,0,2.8033980651934081,"PASS",1,null,"CmiTgs115",null,82369.16907953631,0,0.37016780769440488,"FAIL",0,1,null,null,1.3597431196686092,null,-1872.524213979136,"NO",0,null,13.708,11.574999999999999,12.50331411195598,0,0,0,null,-77313.930589231735,null,-6840.618234203188,null,0,null,0,null,-1872.524213979136,null,-1872.524213979136,-1.2225550090994293,null,"CmiTgs115"]
[410,"CmiNgs115",1.0094594538211823,9403.3323265907238,0,16119.1572265625,0,0,106276.17997268037,0,45674.424670463697,0,0,null,122395.33690737074,45674.424670463697,61793.581605154111,null,37463.499556825365,7843.3147115624552,0,0,128043.59032853051,0,null,45306.813643061178,128043.59375,null,-77088.523556181695,-16486.76825396502,82369.16907953631,null,0.42631202640806115,0.99195149079479827,0,0,0.37016780769440488,0.73319610632963739,0,0,2.8033980651934081,"PASS",1,null,"CmiNgs115",null,82369.16907953631,0,0.37016780769440488,"FAIL",0,1,null,null,1.3597431196686092,null,-1872.524213979136,"NO",0,null,13.708,11.574999999999999,12.50331411195598,0,0,0,null,-77313.930589231735,null,-6840.618234203188,null,0,null,0,null,-1872.524213979136,null,-1872.524213979136,-1.2225550090994293,null,"CmiNgs115"]
[411,"CofTgs115",1.0094594538211823,9403.3323265907238,0,16119.1572265625,0,0,106276.17997268037,0,45674.424670463697,0,0,null,122395.33690737074,45674.424670463697,61793.581605154111,null,37463.499556825365,7843.3147115624552,0,0,128043.59032853051,0,null,45306.813643061178,128043.59375,null,-77088.523556181695,-16486.76825396502,82369.16907953631,null,0.42631202640806115,0.99195149079479827,0,0,0.37016780769440488,0.73319610632963739,0,0,2.8033980651934081,"PASS",1,null,"CofTgs115",null,82369.16907953631,0,0.37016780769440488,"FAIL",0,1,null,null,1.3597431196686092,null,-1872.524213979136,"NO",0,null,13.708,11.574999999999999,12.50331411195598,0,0,0,null,-77313.930589231735,null,-6840.618234203188,null,0,null,0,null,-1872.524213979136,null,-1872.524213979136,-1.2225550090994293,null,"CofTgs115"]
[412,"CofNgs115",1.0094594538211823,9403.3323265907238,0,16119.1572265625,0,0,106276.17997268037,0,45674.424670463697,0,0,null,122395.33690737074,45674.424670463697,61793.581605154111,null,37463.499556825365,7843.3147115624552,0,0,128043.59032853051,0,null,45306.813643061178,128043.59375,null,-77088.523556181695,-16486.76825396502,82369.16907953631,null,0.42631202640806115,0.99195149079479827,0,0,0.37016780769440488,0.73319610632963739,0,0,2.8033980651934081,"PASS",1,null,"CofNgs115",null,82369.16907953631,0,0.37016780769440488,"FAIL",0,1,null,null,1.3597431196686092,null,-1872.524213979136,"NO",0,null,13.708,11.574999999999999,12.50331411195598,0,0,0,null,-77313.930589231735,null,-6840.618234203188,null,0,null,0,null,-1872.524213979136,null,-1872.524213979136,-1.2225550090994293,null,"CofNgs115"]
[413,"CreTgs115",0.90597014725208269,7789.3276687939915,0,13352.4365234375,0,0,88034.747730229719,0,37834.786516677712,0,0,null,101387.18420108171,37834.786516677712,51187.222987529633,null,31196.7002508767,7039.2217907123622,0,0,106065.96112075879,0,null,38235.922222809801,106065.9609375,null,-63151.262030857419,-12951.300817305411,68231.174420822295,null,0.43432761731740838,1.0106022986532583,0,1,0.3771277652523109,0.74698176521208171,0,0,2.8033978965560102,"PASS",1,null,"CreTgs115",null,68231.174420822295,0,0.3771277652523109,"FAIL",0,1,null,null,1.3597431196686089,null,-1551.1208041170457,"NO",0,null,13.708,11.574999999999999,12.50331411195598,0,0,0,null,-63341.490499627609,null,-5604.3581226707138,null,0,null,0,null,-1551.1208041170457,null,-1551.1208041170457,-1.2225550090994297,null,"CreTgs115"]
[414,"CreNgs115",0.90597014725208269,7789.3276687939915,0,13352.4365234375,0,0,88034.747730229719,0,37834.786516677712,0,0,null,101387.18420108171,37834.786516677712,51187.222987529633,null,31196.7002508767,7039.2217907123622,0,0,106065.96112075879,0,null,38235.922222809801,106065.9609375,null,-63151.262030857419,-12951.300817305411,68231.174420822295,null,0.43432761731740838,1.0106022986532583,0,1,0.3771277652523109,0.74698176521208171,0,0,2.8033978965560102,"PASS",1,null,"CreNgs115",null,68231.174420822295,0,0.3771277652523109,"FAIL",0,1,null,null,1.3597431196686089,null,-1551.1208041170457,"NO",0,null,13.708,11.574999999999999,12.50331411195598,0,0,0,null,-63341.490499627609,null,-5604.3581226707138,null,0,null,0,null,-1551.1208041170457,null,-1551.1208041170457,-1.2225550090994297,null,"CreNgs115"]
[415,"CrtTgs115",0.93286713361740115,7299.0901418893945,0,12512.0732421875,0,0,82494.097902152847,0,35453.574063629305,0,0,null,95006.17090118528,35453.574063629305,47965.647062661759,null,29696.465201153504,7248.2064389389234,0,0,99390.479400184136,0,null,36944.671648679461,99390.4765625,null,-58061.499495660886,-11020.975657137344,63936.902498870695,null,0.4478462409819905,1.0420577508595903,0,1,0.38886602000358911,0.77023189978297601,0,0,2.8033979418865287,"PASS",1,null,"CrtTgs115",null,63936.902498870695,0,0.38886602000358911,"FAIL",0,1,null,null,1.3597431196686089,null,-1453.4978164453437,"NO",0,null,13.708,11.574999999999999,12.50331411195598,0,0,0,null,-58245.303832221478,null,-5153.4553270648594,null,0,null,0,null,-1453.4978164453437,null,-1453.4978164453437,-1.2225550090994297,null,"CrtTgs115"]
[416,"CrtNgs115",0.93286713361740115,7299.0901418893945,0,12512.0732421875,0,0,82494.097902152847,0,35453.574063629305,0,0,null,95006.17090118528,35453.574063629305,47965.647062661759,null,29696.465201153504,7248.2064389389234,0,0,99390.479400184136,0,null,36944.671648679461,99390.4765625,null,-58061.499495660886,-11020.975657137344,63936.902498870695,null,0.4478462409819905,1.0420577508595903,0,1,0.38886602000358911,0.77023189978297601,0,0,2.8033979418865287,"PASS",1,null,"CrtNgs115",null,63936.902498870695,0,0.38886602000358911,"FAIL",0,1,null,null,1.3597431196686089,null,-1453.4978164453437,"NO",0,null,13.708,11.574999999999999,12.50331411195598,0,0,0,null,-58245.303832221478,null,-5153.4553270648594,null,0,null,0,null,-1453.4978164453437,null,-1453.4978164453437,-1.2225550090994297,null,"CrtNgs115"]
[417,"CscTgs115",1.0058252394199372,10133.68891828857,0,17371.130859375,0,0,114530.64827047958,0,49221.954178533037,0,0,null,131901.77958422873,49221.954178533037,66593.085492282175,null,39930.459377520114,7815.0775325748691,0,0,137988.73285599938,0,null,47745.535263197366,137988.734375,null,-84156.243866657212,-18847.549774710671,88766.780196466963,null,0.41687998788271802,0.97000486998178603,0,0,0.361977947364856,0.71697437107799222,0,0,2.803398131543108,"PASS",1,null,"CscTgs115",null,88766.780196466963,0,0.361977947364856,"FAIL",0,1,null,null,1.3597431196686089,null,-2017.9629878804285,"NO",0,null,13.708,11.574999999999999,12.50331411195598,0,0,0,null,-84393.78384309102,null,-7467.0328129825784,null,0,null,0,null,-2017.9629878804285,null,-2017.9629878804285,-1.2225550090994297,null,"CscTgs115"]
[418,"CscNgs115",1.0058252394199372,10133.68891828857,0,17371.130859375,0,0,114530.64827047958,0,49221.954178533037,0,0,null,131901.77958422873,49221.954178533037,66593.085492282175,null,39930.459377520114,7815.0775325748691,0,0,137988.73285599938,0,null,47745.535263197366,137988.734375,null,-84156.243866657212,-18847.549774710671,88766.780196466963,null,0.41687998788271802,0.97000486998178603,0,0,0.361977947364856,0.71697437107799222,0,0,2.803398131543108,"PASS",1,null,"CscNgs115",null,88766.780196466963,0,0.361977947364856,"FAIL",0,1,null,null,1.3597431196686089,null,-2017.9629878804285,"NO",0,null,13.708,11.574999999999999,12.50331411195598,0,0,0,null,-84393.78384309102,null,-7467.0328129825784,null,0,null,0,null,-2017.9629878804285,null,-2017.9629878804285,-1.2225550090994297,null,"CscNgs115"]
[419,"CwaTgs115",0.9588235318660735,6822.0256232661886,0,11694.291015625,0,0,77102.329018646633,0,33136.348880222533,0,0,null,88796.619557943064,33136.348880222533,44830.639419518964,null,28256.223104487883,7449.8828901052793,0,0,92894.372311622501,0,null,35706.105581496515,92894.375,null,-53090.514452775118,-9124.5343143510181,59758.026119777467,null,0.46310022065431067,1.0775509912260655,0,1,0.40211108899995868,0.79646656091571466,0,0,2.8033980248030317,"PASS",1,null,"CwaTgs115",null,59758.026119777467,0,0.40211108899995868,"FAIL",0,1,null,null,1.3597431196686087,null,-1358.4979591613344,"NO",0,null,13.708,11.574999999999999,12.50331411195598,0,0,0,null,-53268.156769100962,null,-4713.0849734324302,null,0,null,0,null,-1358.4979591613344,null,-1358.4979591613344,-1.2225550090994297,null,"CwaTgs115"]
[420,"CwaNgs115",0.9588235318660735,6822.0256232661886,0,11694.291015625,0,0,77102.329018646633,0,33136.348880222533,0,0,null,88796.619557943064,33136.348880222533,44830.639419518964,null,28256.223104487883,7449.8828901052793,0,0,92894.372311622501,0,null,35706.105581496515,92894.375,null,-53090.514452775118,-9124.5343143510181,59758.026119777467,null,0.46310022065431067,1.0775509912260655,0,1,0.40211108899995868,0.79646656091571466,0,0,2.8033980248030317,"PASS",1,null,"CwaNgs115",null,59758.026119777467,0,0.40211108899995868,"FAIL",0,1,null,null,1.3597431196686087,null,-1358.4979591613344,"NO",0,null,13.708,11.574999999999999,12.50331411195598,0,0,0,null,-53268.156769100962,null,-4713.0849734324302,null,0,null,0,null,-1358.4979591613344,null,-1358.4979591613344,-1.2225550090994297,null,"CwaNgs115"]
[421,"CasTgs116",0.91491227895021443,6103.9175288030956,0,10463.3125,0,0,68986.292869292782,0,62981.535952856233,0,0,null,79449.60564867327,62981.535952856233,73444.848732236787,null,25371.353566470625,6796.6399638573685,0,0,83116.015505172021,0,null,32167.994470660316,83116.015625,null,-47281.610898632469,-41276.853982195928,20134.479672143767,null,0.46629544990348298,0.51075277831806332,0,0,0.4048855160593815,0.43798843824027683,0,0,1.3196886098048655,"PASS",1,null,"CasTgs116",null,20134.479672143767,0,0.4048855160593815,"FAIL",0,1,null,null,2.8884853929635796,null,-97.700230171680118,"NO",0,null,13.708,11.574999999999999,12.50331411195598,0,0,0,null,-47441.65067211834,null,-4197.56463259664,null,0,null,0,null,-97.700230171680118,null,-97.700230171680118,-4.6259014869824318E-2,null,"CasTgs116"]
[422,"CasNgs116",0.91491227895021443,6103.9175288030956,0,10463.3125,0,0,68986.292869292782,0,62981.535952856233,0,0,null,79449.60564867327,62981.535952856233,73444.848732236787,null,25371.353566470625,6796.6399638573685,0,0,83116.015505172021,0,null,32167.994470660316,83116.015625,null,-47281.610898632469,-41276.853982195928,20134.479672143767,null,0.46629544990348298,0.51075277831806332,0,0,0.4048855160593815,0.43798843824027683,0,0,1.3196886098048655,"PASS",1,null,"CasNgs116",null,20134.479672143767,0,0.4048855160593815,"FAIL",0,1,null,null,2.8884853929635796,null,-97.700230171680118,"NO",0,null,13.708,11.574999999999999,12.50331411195598,0,0,0,null,-47441.65067211834,null,-4197.56463259664,null,0,null,0,null,-97.700230171680118,null,-97.700230171680118,-4.6259014869824318E-2,null,"CasNgs116"]
[423,"CcoTgs116",1.0014851570129395,10334.355722817088,0,17715.11328125,0,0,116798.57847776463,0,106632.10931761388,0,0,null,134513.69141845743,106632.10931761388,124347.22225830672,null,40161.661297164581,7439.7668475651853,0,0,140721.17888887308,0,null,47601.427500922728,140721.171875,null,-86912.264258091891,-76745.795097941154,34089.062557386118,null,0.40755142846181797,0.44640800792130397,0,0,0.35387793523801381,0.38281054056576608,0,0,1.3196885326149612,"PASS",1,null,"CcoTgs116",null,34089.062557386118,0,0.35387793523801381,"FAIL",0,1,null,null,2.8884853929635788,null,-165.41326098373634,"NO",0,null,13.708,11.574999999999999,12.50331411195598,0,0,0,null,-87149.087280484528,null,-7710.8178435838017,null,0,null,0,null,-165.41326098373634,null,-165.41326098373634,-4.6259014869824519E-2,null,"CcoTgs116"]
[424,"CcoNgs116",1.0014851570129395,10334.355722817088,0,17715.11328125,0,0,116798.57847776463,0,106632.10931761388,0,0,null,134513.69141845743,106632.10931761388,124347.22225830672,null,40161.661297164581,7439.7668475651853,0,0,140721.17888887308,0,null,47601.427500922728,140721.171875,null,-86912.264258091891,-76745.795097941154,34089.062557386118,null,0.40755142846181797,0.44640800792130397,0,0,0.35387793523801381,0.38281054056576608,0,0,1.3196885326149612,"PASS",1,null,"CcoNgs116",null,34089.062557386118,0,0.35387793523801381,"FAIL",0,1,null,null,2.8884853929635788,null,-165.41326098373634,"NO",0,null,13.708,11.574999999999999,12.50331411195598,0,0,0,null,-87149.087280484528,null,-7710.8178435838017,null,0,null,0,null,-165.41326098373634,null,-165.41326098373634,-4.6259014869824519E-2,null,"CcoNgs116"]
[425,"CdaTgs116",1.0094594538211823,9403.3323265907238,0,16119.1572265625,0,0,106276.17997268037,0,97025.61731156896,0,0,null,122395.33690737074,97025.61731156896,113144.77424625942,null,37031.524494431942,7499.0057774795941,0,0,128043.59032853051,0,null,44530.528486811178,128043.59375,null,-77864.808712431695,-68614.246051320282,31017.97643843104,null,0.41900761297835798,0.45895640471747384,0,0,0.36382536709157121,0.39357123356857926,0,0,1.3196885245143664,"PASS",1,null,"CdaTgs116",null,31017.97643843104,0,0.36382536709157121,"FAIL",0,1,null,null,2.8884853929635796,null,-150.51116539961549,"NO",0,null,13.708,11.574999999999999,12.50331411195598,0,0,0,null,-78086.353630276513,null,-6908.9610425278952,null,0,null,0,null,-150.51116539961549,null,-150.51116539961549,-4.6259014869824373E-2,null,"CdaTgs116"]
[426,"CdaNgs116",1.0094594538211823,9403.3323265907238,0,16119.1572265625,0,0,106276.17997268037,0,97025.61731156896,0,0,null,122395.33690737074,97025.61731156896,113144.77424625942,null,37031.524494431942,7499.0057774795941,0,0,128043.59032853051,0,null,44530.528486811178,128043.59375,null,-77864.808712431695,-68614.246051320282,31017.97643843104,null,0.41900761297835798,0.45895640471747384,0,0,0.36382536709157121,0.39357123356857926,0,0,1.3196885245143664,"PASS",1,null,"CdaNgs116",null,31017.97643843104,0,0.36382536709157121,"FAIL",0,1,null,null,2.8884853929635796,null,-150.51116539961549,"NO",0,null,13.708,11.574999999999999,12.50331411195598,0,0,0,null,-78086.353630276513,null,-6908.9610425278952,null,0,null,0,null,-150.51116539961549,null,-150.51116539961549,-4.6259014869824373E-2,null,"CdaNgs116"]
[427,"CgrTgs116",0.94000000357627866,7731.6288018634841,0,13253.529296875,0,0,87382.636866426081,0,79776.618031256177,0,0,null,100636.16662965406,79776.618031256177,93030.147794484234,null,30783.271853061477,6983.0099970494102,0,0,105280.2853812362,0,null,37766.283642918839,105280.2890625,null,-62869.882520382242,-55263.863685212338,25503.671031243823,null,0.43219436946780099,0.47340040947990741,0,0,0.37527546092759484,0.40595747429821361,0,0,1.3196885461007082,"PASS",1,null,"CgrTgs116",null,25503.671031243823,0,0.37527546092759484,"FAIL",0,1,null,null,2.8884853929635796,null,-123.7536248841277,"NO",0,null,13.708,11.574999999999999,12.50331411195598,0,0,0,null,-63057.774478804713,null,-5579.2553634320448,null,0,null,0,null,-123.7536248841277,null,-123.7536248841277,-4.6259014869824158E-2,null,"CgrTgs116"]
[428,"CgrNgs116",0.94000000357627866,7731.6288018634841,0,13253.529296875,0,0,87382.636866426081,0,79776.618031256177,0,0,null,100636.16662965406,79776.618031256177,93030.147794484234,null,30783.271853061477,6983.0099970494102,0,0,105280.2853812362,0,null,37766.283642918839,105280.2890625,null,-62869.882520382242,-55263.863685212338,25503.671031243823,null,0.43219436946780099,0.47340040947990741,0,0,0.37527546092759484,0.40595747429821361,0,0,1.3196885461007082,"PASS",1,null,"CgrNgs116",null,25503.671031243823,0,0.37527546092759484,"FAIL",0,1,null,null,2.8884853929635796,null,-123.7536248841277,"NO",0,null,13.708,11.574999999999999,12.50331411195598,0,0,0,null,-63057.774478804713,null,-5579.2553634320448,null,0,null,0,null,-123.7536248841277,null,-123.7536248841277,-4.6259014869824158E-2,null,"CgrNgs116"]
[429,"CheTgs116",1.0052083313465119,7248.4020654536762,0,12425.18359375,0,0,81921.222782285229,0,74790.576219135881,0,0,null,94346.406252775734,74790.576219135881,87215.759689626444,null,29485.535288514042,7467.425319366439,0,0,98700.268412391772,0,null,36952.962115881521,98700.265625,null,-57393.444260153708,-50262.79769700436,23909.689405864119,null,0.45107923027575081,0.49408580577865308,0,0,0.39167323415158589,0.42369592600191769,0,0,1.3196885304882382,"PASS",1,null,"CheTgs116",null,23909.689405864119,0,0.39167323415158589,"FAIL",0,1,null,null,2.8884853929635792,null,-116.01902332887028,"NO",0,null,13.708,11.574999999999999,12.50331411195598,0,0,0,null,-57577.28984281978,null,-5094.3504718107333,null,0,null,0,null,-116.01902332887028,null,-116.01902332887028,-4.625901486982438E-2,null,"CheTgs116"]
[430,"CheNgs116",1.0052083313465119,7248.4020654536762,0,12425.18359375,0,0,81921.222782285229,0,74790.576219135881,0,0,null,94346.406252775734,74790.576219135881,87215.759689626444,null,29485.535288514042,7467.425319366439,0,0,98700.268412391772,0,null,36952.962115881521,98700.265625,null,-57393.444260153708,-50262.79769700436,23909.689405864119,null,0.45107923027575081,0.49408580577865308,0,0,0.39167323415158589,0.42369592600191769,0,0,1.3196885304882382,"PASS",1,null,"CheNgs116",null,23909.689405864119,0,0.39167323415158589,"FAIL",0,1,null,null,2.8884853929635792,null,-116.01902332887028,"NO",0,null,13.708,11.574999999999999,12.50331411195598,0,0,0,null,-57577.28984281978,null,-5094.3504718107333,null,0,null,0,null,-116.01902332887028,null,-116.01902332887028,-4.625901486982438E-2,null,"CheNgs116"]
[431,"ChoTgs116",1.0014851570129395,10334.355722817088,0,17715.11328125,0,0,116798.57847776463,0,106632.10931761388,0,0,null,134513.69141845743,106632.10931761388,124347.22225830672,null,40161.661297164581,7439.7668475651853,0,0,140721.17888887308,0,null,47601.427500922728,140721.171875,null,-86912.264258091891,-76745.795097941154,34089.062557386118,null,0.40755142846181797,0.44640800792130397,0,0,0.35387793523801381,0.38281054056576608,0,0,1.3196885326149612,"PASS",1,null,"ChoTgs116",null,34089.062557386118,0,0.35387793523801381,"FAIL",0,1,null,null,2.8884853929635788,null,-165.41326098373634,"NO",0,null,13.708,11.574999999999999,12.50331411195598,0,0,0,null,-87149.087280484528,null,-7710.8178435838017,null,0,null,0,null,-165.41326098373634,null,-165.41326098373634,-4.6259014869824519E-2,null,"ChoTgs116"]
[432,"ChoNgs116",1.0014851570129395,10334.355722817088,0,17715.11328125,0,0,116798.57847776463,0,106632.10931761388,0,0,null,134513.69141845743,106632.10931761388,124347.22225830672,null,40161.661297164581,7439.7668475651853,0,0,140721.17888887308,0,null,47601.427500922728,140721.171875,null,-86912.264258091891,-76745.795097941154,34089.062557386118,null,0.40755142846181797,0.44640800792130397,0,0,0.35387793523801381,0.38281054056576608,0,0,1.3196885326149612,"PASS",1,null,"ChoNgs116",null,34089.062557386118,0,0.35387793523801381,"FAIL",0,1,null,null,2.8884853929635788,null,-165.41326098373634,"NO",0,null,13.708,11.574999999999999,12.50331411195598,0,0,0,null,-87149.087280484528,null,-7710.8178435838017,null,0,null,0,null,-165.41326098373634,null,-165.41326098373634,-4.6259014869824519E-2,null,"ChoNgs116"]
[433,"CinTgs116",1.0121621549129487,9403.3323265907238,0,16119.1572265625,0,0,106276.17997268037,0,97025.61731156896,0,0,null,122395.33690737074,97025.61731156896,113144.77424625942,null,37044.956564429165,7519.0834250019716,0,0,128043.59032853051,0,null,44564.038956120079,128043.59375,null,-77831.298243122787,-68580.735582011373,31017.97643843104,null,0.41932292793715231,0.45930178226040963,0,0,0.36409915586552055,0.39386740693978173,0,0,1.3196885245143664,"PASS",1,null,"CinTgs116",null,31017.97643843104,0,0.36409915586552055,"FAIL",0,1,null,null,2.8884853929635796,null,-150.51116539961549,"NO",0,null,13.708,11.574999999999999,12.50331411195598,0,0,0,null,-78053.009879720383,null,-6906.0108385179246,null,0,null,0,null,-150.51116539961549,null,-150.51116539961549,-4.6259014869824373E-2,null,"CinTgs116"]
[434,"CinNgs116",1.0121621549129487,9403.3323265907238,0,16119.1572265625,0,0,106276.17997268037,0,97025.61731156896,0,0,null,122395.33690737074,97025.61731156896,113144.77424625942,null,37044.956564429165,7519.0834250019716,0,0,128043.59032853051,0,null,44564.038956120079,128043.59375,null,-77831.298243122787,-68580.735582011373,31017.97643843104,null,0.41932292793715231,0.45930178226040963,0,0,0.36409915586552055,0.39386740693978173,0,0,1.3196885245143664,"PASS",1,null,"CinNgs116",null,31017.97643843104,0,0.36409915586552055,"FAIL",0,1,null,null,2.8884853929635796,null,-150.51116539961549,"NO",0,null,13.708,11.574999999999999,12.50331411195598,0,0,0,null,-78053.009879720383,null,-6906.0108385179246,null,0,null,0,null,-150.51116539961549,null,-150.51116539961549,-4.6259014869824373E-2,null,"CinNgs116"]
[435,"CloTgs116",1.0252336502075194,9754.858540076757,0,16721.7421875,0,0,110249.11869610642,0,100652.73958620513,0,0,null,126970.86185531929,100652.73958620513,117374.48274541812,null,38306.728502094367,7616.1880866733582,0,0,132830.26348928484,0,null,45922.91666738013,132830.265625,null,-81047.944216226286,-71451.565106324997,32177.526038794866,null,0.41653772121265903,0.45625103555228069,0,0,0.36168075373984782,0.39125128369825979,0,0,1.3196885268208332,"PASS",1,null,"CloTgs116",null,32177.526038794866,0,0.36168075373984782,"FAIL",0,1,null,null,2.8884853929635788,null,-156.1377510220309,"NO",0,null,13.708,11.574999999999999,12.50331411195598,0,0,0,null,-81276.416438452055,null,-7191.212916770316,null,0,null,0,null,-156.1377510220309,null,-156.1377510220309,-4.6259014869824339E-2,null,"CloTgs116"]
[436,"CloNgs116",1.0252336502075194,9754.858540076757,0,16721.7421875,0,0,110249.11869610642,0,100652.73958620513,0,0,null,126970.86185531929,100652.73958620513,117374.48274541812,null,38306.728502094367,7616.1880866733582,0,0,132830.26348928484,0,null,45922.91666738013,132830.265625,null,-81047.944216226286,-71451.565106324997,32177.526038794866,null,0.41653772121265903,0.45625103555228069,0,0,0.36168075373984782,0.39125128369825979,0,0,1.3196885268208332,"PASS",1,null,"CloNgs116",null,32177.526038794866,0,0.36168075373984782,"FAIL",0,1,null,null,2.8884853929635788,null,-156.1377510220309,"NO",0,null,13.708,11.574999999999999,12.50331411195598,0,0,0,null,-81276.416438452055,null,-7191.212916770316,null,0,null,0,null,-156.1377510220309,null,-156.1377510220309,-4.6259014869824339E-2,null,"CloNgs116"]
[437,"CmiTgs116",1.0094594538211823,9403.3323265907238,0,16119.1572265625,0,0,106276.17997268037,0,97025.61731156896,0,0,null,122395.33690737074,97025.61731156896,113144.77424625942,null,37031.524494431942,7499.0057774795941,0,0,128043.59032853051,0,null,44530.528486811178,128043.59375,null,-77864.808712431695,-68614.246051320282,31017.97643843104,null,0.41900761297835798,0.45895640471747384,0,0,0.36382536709157121,0.39357123356857926,0,0,1.3196885245143664,"PASS",1,null,"CmiTgs116",null,31017.97643843104,0,0.36382536709157121,"FAIL",0,1,null,null,2.8884853929635796,null,-150.51116539961549,"NO",0,null,13.708,11.574999999999999,12.50331411195598,0,0,0,null,-78086.353630276513,null,-6908.9610425278952,null,0,null,0,null,-150.51116539961549,null,-150.51116539961549,-4.6259014869824373E-2,null,"CmiTgs116"]
[438,"CmiNgs116",1.0094594538211823,9403.3323265907238,0,16119.1572265625,0,0,106276.17997268037,0,97025.61731156896,0,0,null,122395.33690737074,97025.61731156896,113144.77424625942,null,37031.524494431942,7499.0057774795941,0,0,128043.59032853051,0,null,44530.528486811178,128043.59375,null,-77864.808712431695,-68614.246051320282,31017.97643843104,null,0.41900761297835798,0.45895640471747384,0,0,0.36382536709157121,0.39357123356857926,0,0,1.3196885245143664,"PASS",1,null,"CmiNgs116",null,31017.97643843104,0,0.36382536709157121,"FAIL",0,1,null,null,2.8884853929635796,null,-150.51116539961549,"NO",0,null,13.708,11.574999999999999,12.50331411195598,0,0,0,null,-78086.353630276513,null,-6908.9610425278952,null,0,null,0,null,-150.51116539961549,null,-150.51116539961549,-4.6259014869824373E-2,null,"CmiNgs116"]
[439,"CofTgs116",1.0094594538211823,9403.3323265907238,0,16119.1572265625,0,0,106276.17997268037,0,97025.61731156896,0,0,null,122395.33690737074,97025.61731156896,113144.77424625942,null,37031.524494431942,7499.0057774795941,0,0,128043.59032853051,0,null,44530.528486811178,128043.59375,null,-77864.808712431695,-68614.246051320282,31017.97643843104,null,0.41900761297835798,0.45895640471747384,0,0,0.36382536709157121,0.39357123356857926,0,0,1.3196885245143664,"PASS",1,null,"CofTgs116",null,31017.97643843104,0,0.36382536709157121,"FAIL",0,1,null,null,2.8884853929635796,null,-150.51116539961549,"NO",0,null,13.708,11.574999999999999,12.50331411195598,0,0,0,null,-78086.353630276513,null,-6908.9610425278952,null,0,null,0,null,-150.51116539961549,null,-150.51116539961549,-4.6259014869824373E-2,null,"CofTgs116"]
[440,"CofNgs116",1.0094594538211823,9403.3323265907238,0,16119.1572265625,0,0,106276.17997268037,0,97025.61731156896,0,0,null,122395.33690737074,97025.61731156896,113144.77424625942,null,37031.524494431942,7499.0057774795941,0,0,128043.59032853051,0,null,44530.528486811178,128043.59375,null,-77864.808712431695,-68614.246051320282,31017.97643843104,null,0.41900761297835798,0.45895640471747384,0,0,0.36382536709157121,0.39357123356857926,0,0,1.3196885245143664,"PASS",1,null,"CofNgs116",null,31017.97643843104,0,0.36382536709157121,"FAIL",0,1,null,null,2.8884853929635796,null,-150.51116539961549,"NO",0,null,13.708,11.574999999999999,12.50331411195598,0,0,0,null,-78086.353630276513,null,-6908.9610425278952,null,0,null,0,null,-150.51116539961549,null,-150.51116539961549,-4.6259014869824373E-2,null,"CofNgs116"]
[441,"CreTgs116",0.90597014725208269,7789.3276687939915,0,13352.4365234375,0,0,88034.747730229719,0,80371.963916757304,0,0,null,101387.18420108171,80371.963916757304,93724.400387609276,null,30809.011067914111,6730.2112459792661,0,0,106065.96112075879,0,null,37539.223004059801,106065.9609375,null,-63847.961249607419,-56185.177436135004,25693.997020742696,null,0.42641370563238901,0.46706862909235181,0,0,0.37025609578167162,0.40052774760627508,0,0,1.3196885551702386,"PASS",1,null,"CreTgs116",null,25693.997020742696,0,0.37025609578167162,"FAIL",0,1,null,null,2.8884853929635792,null,-124.67715939818891,"NO",0,null,13.708,11.574999999999999,12.50331411195598,0,0,0,null,-64034.723553110191,null,-5665.6943221119282,null,0,null,0,null,-124.67715939818891,null,-124.67715939818891,-4.6259014869824359E-2,null,"CreTgs116"]
[442,"CreNgs116",0.90597014725208269,7789.3276687939915,0,13352.4365234375,0,0,88034.747730229719,0,80371.963916757304,0,0,null,101387.18420108171,80371.963916757304,93724.400387609276,null,30809.011067914111,6730.2112459792661,0,0,106065.96112075879,0,null,37539.223004059801,106065.9609375,null,-63847.961249607419,-56185.177436135004,25693.997020742696,null,0.42641370563238901,0.46706862909235181,0,0,0.37025609578167162,0.40052774760627508,0,0,1.3196885551702386,"PASS",1,null,"CreNgs116",null,25693.997020742696,0,0.37025609578167162,"FAIL",0,1,null,null,2.8884853929635792,null,-124.67715939818891,"NO",0,null,13.708,11.574999999999999,12.50331411195598,0,0,0,null,-64034.723553110191,null,-5665.6943221119282,null,0,null,0,null,-124.67715939818891,null,-124.67715939818891,-4.6259014869824359E-2,null,"CreNgs116"]
[443,"CrtTgs116",0.93286713361740115,7299.0901418893945,0,12512.0732421875,0,0,82494.097902152847,0,75313.591518234913,0,0,null,95006.17090118528,75313.591518234913,87825.664517267345,null,29297.266068663583,6930.0218033887768,0,0,99390.479400184136,0,null,36227.288836179461,99390.4765625,null,-58778.882308160886,-51598.375924242951,24076.885044265087,null,0.43915006961042286,0.4810192703053886,0,0,0.38131511247980204,0.41249091521257525,0,0,1.3196884461211174,"PASS",1,null,"CrtTgs116",null,24076.885044265087,0,0.38131511247980204,"FAIL",0,1,null,null,2.8884853929635792,null,-116.83034517033093,"NO",0,null,13.708,11.574999999999999,12.50331411195598,0,0,0,null,-58959.117576002573,null,-5216.6124744808503,null,0,null,0,null,-116.83034517033093,null,-116.83034517033093,-4.625901486982438E-2,null,"CrtTgs116"]
[444,"CrtNgs116",0.93286713361740115,7299.0901418893945,0,12512.0732421875,0,0,82494.097902152847,0,75313.591518234913,0,0,null,95006.17090118528,75313.591518234913,87825.664517267345,null,29297.266068663583,6930.0218033887768,0,0,99390.479400184136,0,null,36227.288836179461,99390.4765625,null,-58778.882308160886,-51598.375924242951,24076.885044265087,null,0.43915006961042286,0.4810192703053886,0,0,0.38131511247980204,0.41249091521257525,0,0,1.3196884461211174,"PASS",1,null,"CrtNgs116",null,24076.885044265087,0,0.38131511247980204,"FAIL",0,1,null,null,2.8884853929635792,null,-116.83034517033093,"NO",0,null,13.708,11.574999999999999,12.50331411195598,0,0,0,null,-58959.117576002573,null,-5216.6124744808503,null,0,null,0,null,-116.83034517033093,null,-116.83034517033093,-4.625901486982438E-2,null,"CrtNgs116"]
[445,"CscTgs116",1.0058252394199372,10133.68891828857,0,17371.130859375,0,0,114530.64827047958,0,104561.58348856361,0,0,null,131901.77958422873,104561.58348856361,121932.71480231275,null,39500.039493976888,7472.0081653532443,0,0,137988.73285599938,0,null,46972.046981947366,137988.734375,null,-84929.732147907212,-74960.667365991249,33427.150886436386,null,0.41012643944017974,0.44922853513484629,0,0,0.35611382417900789,0.38522924084106941,0,0,1.3196886444445677,"PASS",1,null,"CscTgs116",null,33427.150886436386,0,0.35611382417900789,"FAIL",0,1,null,null,2.8884853929635796,null,-162.20135300346851,"NO",0,null,13.708,11.574999999999999,12.50331411195598,0,0,0,null,-85163.423923936789,null,-7535.1293892487511,null,0,null,0,null,-162.20135300346851,null,-162.20135300346851,-4.62590148698242E-2,null,"CscTgs116"]
[446,"CscNgs116",1.0058252394199372,10133.68891828857,0,17371.130859375,0,0,114530.64827047958,0,104561.58348856361,0,0,null,131901.77958422873,104561.58348856361,121932.71480231275,null,39500.039493976888,7472.0081653532443,0,0,137988.73285599938,0,null,46972.046981947366,137988.734375,null,-84929.732147907212,-74960.667365991249,33427.150886436386,null,0.41012643944017974,0.44922853513484629,0,0,0.35611382417900789,0.38522924084106941,0,0,1.3196886444445677,"PASS",1,null,"CscNgs116",null,33427.150886436386,0,0.35611382417900789,"FAIL",0,1,null,null,2.8884853929635796,null,-162.20135300346851,"NO",0,null,13.708,11.574999999999999,12.50331411195598,0,0,0,null,-85163.423923936789,null,-7535.1293892487511,null,0,null,0,null,-162.20135300346851,null,-162.20135300346851,-4.62590148698242E-2,null,"CscNgs116"]
[447,"CwaTgs116",0.9588235318660735,6822.0256232661886,0,11694.291015625,0,0,77102.329018646633,0,70391.12927441363,0,0,null,88796.619557943064,70391.12927441363,82085.419813710017,null,27845.916525621058,7122.8449818656736,0,0,92894.372311622501,0,null,34968.761831496515,92894.375,null,-53827.858202775118,-47116.658458542115,22503.24572558637,null,0.4535370367740717,0.49677796324553725,0,0,0.39380735232940278,0.42600454146349914,0,0,1.3196886590334336,"PASS",1,null,"CwaTgs116",null,22503.24572558637,0,0.39380735232940278,"FAIL",0,1,null,null,2.8884853929635792,null,-109.19437489776033,"NO",0,null,13.708,11.574999999999999,12.50331411195598,0,0,0,null,-54001.832142235296,null,-4777.9994474114264,null,0,null,0,null,-109.19437489776033,null,-109.19437489776033,-4.6259014869824401E-2,null,"CwaTgs116"]
[448,"CwaNgs116",0.9588235318660735,6822.0256232661886,0,11694.291015625,0,0,77102.329018646633,0,70391.12927441363,0,0,null,88796.619557943064,70391.12927441363,82085.419813710017,null,27845.916525621058,7122.8449818656736,0,0,92894.372311622501,0,null,34968.761831496515,92894.375,null,-53827.858202775118,-47116.658458542115,22503.24572558637,null,0.4535370367740717,0.49677796324553725,0,0,0.39380735232940278,0.42600454146349914,0,0,1.3196886590334336,"PASS",1,null,"CwaNgs116",null,22503.24572558637,0,0.39380735232940278,"FAIL",0,1,null,null,2.8884853929635792,null,-109.19437489776033,"NO",0,null,13.708,11.574999999999999,12.50331411195598,0,0,0,null,-54001.832142235296,null,-4777.9994474114264,null,0,null,0,null,-109.19437489776033,null,-109.19437489776033,-4.6259014869824401E-2,null,"CwaNgs116"]
[449,"CasTgs117",0.91491227895021443,6103.9175288030956,0,3683.743896484375,0,0,68986.292869292782,0,657042.04016669677,0,0,null,72670.03678847065,657042.04016669677,660725.78408587445,null,25371.353566470625,6796.6399638573685,0,0,83116.015505172021,0,null,32167.994470660316,83116.015625,null,-40502.042295116844,-628557.7895925208,-573926.02454169677,null,0.46629544990348298,4.8958807053653741E-2,0,0,0.44265829360099268,4.8685847058731233E-2,0,0,0.12650030065642803,"FAIL",0,null,"CasTgs117",null,-573926.02454169677,573926.02454169677,4.9749753200806407E-2,"FAIL",0,1,null,null,85.59134234444025,null,60373.633010791542,"YES",1,null,13.708,11.574999999999999,12.50331411195598,0,0,0,null,-40662.082068602715,null,-5338.3994137073541,null,75348.97863212321,null,75348.97863212321,null,60373.633010791542,null,60373.633010791542,0.9646914769773528,null,"CasTgs117"]
[450,"CasNgs117",0.91491227895021443,6103.9175288030956,0,3683.743896484375,0,0,68986.292869292782,0,657042.04016669677,0,0,null,72670.03678847065,657042.04016669677,660725.78408587445,null,25371.353566470625,6796.6399638573685,0,0,83116.015505172021,0,null,32167.994470660316,83116.015625,null,-40502.042295116844,-628557.7895925208,-573926.02454169677,null,0.46629544990348298,4.8958807053653741E-2,0,0,0.44265829360099268,4.8685847058731233E-2,0,0,0.12650030065642803,"FAIL",0,null,"CasNgs117",null,-573926.02454169677,573926.02454169677,4.9749753200806407E-2,"FAIL",0,1,null,null,85.59134234444025,null,60373.633010791542,"YES",1,null,13.708,11.574999999999999,12.50331411195598,0,0,0,null,-40662.082068602715,null,-5338.3994137073541,null,75348.97863212321,null,75348.97863212321,null,60373.633010791542,null,60373.633010791542,0.9646914769773528,null,"CasNgs117"]
[451,"CcoTgs117",1.0014851570129395,10334.355722817088,0,6236.83349609375,0,0,116798.57847776463,0,1112417.670152884,0,0,null,123035.41196910653,1112417.670152884,1118654.5036442257,null,40161.661297164581,7439.7668475651853,0,0,140721.17888887308,0,null,47601.427500922728,140721.171875,null,-75433.984472935656,-1071053.076148055,-971696.49827788398,null,0.40755142846181797,4.2790966718805064E-2,0,0,0.38689208852356027,4.2552394278707134E-2,0,0,0.12650030258478376,"FAIL",0,null,"CcoTgs117",null,-971696.49827788398,971696.49827788398,4.3482269088124408E-2,"FAIL",0,1,null,null,85.591342344440235,null,102216.74499846887,"YES",1,null,13.708,11.574999999999999,12.50331411195598,0,0,0,null,-75670.807495328307,null,-9934.5870604039173,null,127571.03799939278,null,127571.03799939278,null,102216.74499846887,null,102216.74499846887,0.9646914769773528,null,"CcoTgs117"]
[452,"CcoNgs117",1.0014851570129395,10334.355722817088,0,6236.83349609375,0,0,116798.57847776463,0,1112417.670152884,0,0,null,123035.41196910653,1112417.670152884,1118654.5036442257,null,40161.661297164581,7439.7668475651853,0,0,140721.17888887308,0,null,47601.427500922728,140721.171875,null,-75433.984472935656,-1071053.076148055,-971696.49827788398,null,0.40755142846181797,4.2790966718805064E-2,0,0,0.38689208852356027,4.2552394278707134E-2,0,0,0.12650030258478376,"FAIL",0,null,"CcoNgs117",null,-971696.49827788398,971696.49827788398,4.3482269088124408E-2,"FAIL",0,1,null,null,85.591342344440235,null,102216.74499846887,"YES",1,null,13.708,11.574999999999999,12.50331411195598,0,0,0,null,-75670.807495328307,null,-9934.5870604039173,null,127571.03799939278,null,127571.03799939278,null,102216.74499846887,null,102216.74499846887,0.9646914769773528,null,"CcoNgs117"]
[453,"CdaTgs117",1.0094594538211823,9403.3323265907238,0,5674.95654296875,0,0,106276.17997268037,0,1012199.9085833823,0,0,null,111951.13661332046,1012199.9085833823,1017874.8652240223,null,37031.524494431942,7499.0057774795941,0,0,128043.59032853051,0,null,44530.528486811178,128043.59375,null,-67420.608028837945,-973344.3366395398,-884156.31483338226,null,0.41900761297835798,4.3993808050361898E-2,0,0,0.39776754281173793,4.3748529423883069E-2,0,0,0.12650030163429135,"FAIL",0,null,"CdaTgs117",null,-884156.31483338226,884156.31483338226,4.4704543095730631E-2,"FAIL",0,1,null,null,85.59134234444025,null,93008.029232841014,"YES",1,null,13.708,11.574999999999999,12.50331411195598,0,0,0,null,-67642.152946682778,null,-8880.529753081657,null,116078.157158035,null,116078.157158035,null,93008.029232841014,null,93008.029232841014,0.96469147697735269,null,"CdaTgs117"]
[454,"CdaNgs117",1.0094594538211823,9403.3323265907238,0,5674.95654296875,0,0,106276.17997268037,0,1012199.9085833823,0,0,null,111951.13661332046,1012199.9085833823,1017874.8652240223,null,37031.524494431942,7499.0057774795941,0,0,128043.59032853051,0,null,44530.528486811178,128043.59375,null,-67420.608028837945,-973344.3366395398,-884156.31483338226,null,0.41900761297835798,4.3993808050361898E-2,0,0,0.39776754281173793,4.3748529423883069E-2,0,0,0.12650030163429135,"FAIL",0,null,"CdaNgs117",null,-884156.31483338226,884156.31483338226,4.4704543095730631E-2,"FAIL",0,1,null,null,85.59134234444025,null,93008.029232841014,"YES",1,null,13.708,11.574999999999999,12.50331411195598,0,0,0,null,-67642.152946682778,null,-8880.529753081657,null,116078.157158035,null,116078.157158035,null,93008.029232841014,null,93008.029232841014,0.96469147697735269,null,"CdaNgs117"]
[455,"CgrTgs117",0.94000000357627866,7731.6288018634841,0,4666.07568359375,0,0,87382.636866426081,0,832253.27821810218,0,0,null,92048.712582823064,832253.27821810218,836919.3539344992,null,30783.271853061477,6983.0099970494102,0,0,105280.2853812362,0,null,37766.283642918839,105280.2890625,null,-54282.428907100992,-799153.07025877712,-726972.98915560218,null,0.43219436946780099,4.5378353719168797E-2,0,0,0.41028584318761013,4.5125355826524292E-2,0,0,0.12650029962983217,"FAIL",0,null,"CgrTgs117",null,-726972.98915560218,726972.98915560218,4.611145658811009E-2,"FAIL",0,1,null,null,85.59134234444025,null,76473.268480335959,"YES",1,null,13.708,11.574999999999999,12.50331411195598,0,0,0,null,-54470.320865523478,null,-7151.2405213871607,null,95442.042848218305,null,95442.042848218305,null,76473.268480335959,null,76473.268480335959,0.96469147697735269,null,"CgrTgs117"]
[456,"CgrNgs117",0.94000000357627866,7731.6288018634841,0,4666.07568359375,0,0,87382.636866426081,0,832253.27821810218,0,0,null,92048.712582823064,832253.27821810218,836919.3539344992,null,30783.271853061477,6983.0099970494102,0,0,105280.2853812362,0,null,37766.283642918839,105280.2890625,null,-54282.428907100992,-799153.07025877712,-726972.98915560218,null,0.43219436946780099,4.5378353719168797E-2,0,0,0.41028584318761013,4.5125355826524292E-2,0,0,0.12650029962983217,"FAIL",0,null,"CgrNgs117",null,-726972.98915560218,726972.98915560218,4.611145658811009E-2,"FAIL",0,1,null,null,85.59134234444025,null,76473.268480335959,"YES",1,null,13.708,11.574999999999999,12.50331411195598,0,0,0,null,-54470.320865523478,null,-7151.2405213871607,null,95442.042848218305,null,95442.042848218305,null,76473.268480335959,null,76473.268480335959,0.96469147697735269,null,"CgrNgs117"]
[457,"CheTgs117",1.0052083313465119,7248.4020654536762,0,4374.44580078125,0,0,81921.222782285229,0,780237.45345577458,0,0,null,86295.668526111898,780237.45345577458,784611.89919960126,null,29485.535288514042,7467.425319366439,0,0,98700.268412391772,0,null,36952.962115881521,98700.265625,null,-49342.706467184958,-747658.93714067433,-681537.18783077458,null,0.45107923027575081,4.7361174411984425E-2,0,0,0.42821340540761138,4.7097121711887881E-2,0,0,0.12650029191477993,"FAIL",0,null,"CheTgs117",null,-681537.18783077458,681537.18783077458,4.8126310051995067E-2,"FAIL",0,1,null,null,85.59134234444025,null,71693.68920031497,"YES",1,null,13.708,11.574999999999999,12.50331411195598,0,0,0,null,-49526.552049851023,null,-6502.188352770615,null,89476.916548375622,null,89476.916548375622,null,71693.68920031497,null,71693.68920031497,0.9646914769773528,null,"CheTgs117"]
[458,"CheNgs117",1.0052083313465119,7248.4020654536762,0,4374.44580078125,0,0,81921.222782285229,0,780237.45345577458,0,0,null,86295.668526111898,780237.45345577458,784611.89919960126,null,29485.535288514042,7467.425319366439,0,0,98700.268412391772,0,null,36952.962115881521,98700.265625,null,-49342.706467184958,-747658.93714067433,-681537.18783077458,null,0.45107923027575081,4.7361174411984425E-2,0,0,0.42821340540761138,4.7097121711887881E-2,0,0,0.12650029191477993,"FAIL",0,null,"CheNgs117",null,-681537.18783077458,681537.18783077458,4.8126310051995067E-2,"FAIL",0,1,null,null,85.59134234444025,null,71693.68920031497,"YES",1,null,13.708,11.574999999999999,12.50331411195598,0,0,0,null,-49526.552049851023,null,-6502.188352770615,null,89476.916548375622,null,89476.916548375622,null,71693.68920031497,null,71693.68920031497,0.9646914769773528,null,"CheNgs117"]
[459,"ChoTgs117",1.0014851570129395,10334.355722817088,0,6236.83349609375,0,0,116798.57847776463,0,1112417.670152884,0,0,null,123035.41196910653,1112417.670152884,1118654.5036442257,null,40161.661297164581,7439.7668475651853,0,0,140721.17888887308,0,null,47601.427500922728,140721.171875,null,-75433.984472935656,-1071053.076148055,-971696.49827788398,null,0.40755142846181797,4.2790966718805064E-2,0,0,0.38689208852356027,4.2552394278707134E-2,0,0,0.12650030258478376,"FAIL",0,null,"ChoTgs117",null,-971696.49827788398,971696.49827788398,4.3482269088124408E-2,"FAIL",0,1,null,null,85.591342344440235,null,102216.74499846887,"YES",1,null,13.708,11.574999999999999,12.50331411195598,0,0,0,null,-75670.807495328307,null,-9934.5870604039173,null,127571.03799939278,null,127571.03799939278,null,102216.74499846887,null,102216.74499846887,0.9646914769773528,null,"ChoTgs117"]
[460,"ChoNgs117",1.0014851570129395,10334.355722817088,0,6236.83349609375,0,0,116798.57847776463,0,1112417.670152884,0,0,null,123035.41196910653,1112417.670152884,1118654.5036442257,null,40161.661297164581,7439.7668475651853,0,0,140721.17888887308,0,null,47601.427500922728,140721.171875,null,-75433.984472935656,-1071053.076148055,-971696.49827788398,null,0.40755142846181797,4.2790966718805064E-2,0,0,0.38689208852356027,4.2552394278707134E-2,0,0,0.12650030258478376,"FAIL",0,null,"ChoNgs117",null,-971696.49827788398,971696.49827788398,4.3482269088124408E-2,"FAIL",0,1,null,null,85.591342344440235,null,102216.74499846887,"YES",1,null,13.708,11.574999999999999,12.50331411195598,0,0,0,null,-75670.807495328307,null,-9934.5870604039173,null,127571.03799939278,null,127571.03799939278,null,102216.74499846887,null,102216.74499846887,0.9646914769773528,null,"ChoNgs117"]
[461,"CinTgs117",1.0121621549129487,9403.3323265907238,0,5674.95654296875,0,0,106276.17997268037,0,1012199.9085833823,0,0,null,111951.13661332046,1012199.9085833823,1017874.8652240223,null,37044.956564429165,7519.0834250019716,0,0,128043.59032853051,0,null,44564.038956120079,128043.59375,null,-67387.097559529037,-973310.82617023098,-884156.31483338226,null,0.41932292793715231,4.4026914622516997E-2,0,0,0.39806687402312063,4.3781451417005221E-2,0,0,0.12650030163429135,"FAIL",0,null,"CinTgs117",null,-884156.31483338226,884156.31483338226,4.4738184515904243E-2,"FAIL",0,1,null,null,85.59134234444025,null,93008.029232841014,"YES",1,null,13.708,11.574999999999999,12.50331411195598,0,0,0,null,-67608.809196126662,null,-8876.1521548534292,null,116078.157158035,null,116078.157158035,null,93008.029232841014,null,93008.029232841014,0.96469147697735269,null,"CinTgs117"]
[462,"CinNgs117",1.0121621549129487,9403.3323265907238,0,5674.95654296875,0,0,106276.17997268037,0,1012199.9085833823,0,0,null,111951.13661332046,1012199.9085833823,1017874.8652240223,null,37044.956564429165,7519.0834250019716,0,0,128043.59032853051,0,null,44564.038956120079,128043.59375,null,-67387.097559529037,-973310.82617023098,-884156.31483338226,null,0.41932292793715231,4.4026914622516997E-2,0,0,0.39806687402312063,4.3781451417005221E-2,0,0,0.12650030163429135,"FAIL",0,null,"CinNgs117",null,-884156.31483338226,884156.31483338226,4.4738184515904243E-2,"FAIL",0,1,null,null,85.59134234444025,null,93008.029232841014,"YES",1,null,13.708,11.574999999999999,12.50331411195598,0,0,0,null,-67608.809196126662,null,-8876.1521548534292,null,116078.157158035,null,116078.157158035,null,93008.029232841014,null,93008.029232841014,0.96469147697735269,null,"CinNgs117"]
[463,"CloTgs117",1.0252336502075194,9754.858540076757,0,5887.10498046875,0,0,110249.11869610642,0,1050039.1659344388,0,0,null,116136.22357193442,1050039.1659344388,1055926.2708102663,null,38306.728502094367,7616.1880866733582,0,0,132830.26348928484,0,null,45922.91666738013,132830.265625,null,-70213.307009195036,-1010003.3542475274,-917208.90030943882,null,0.41653772121265903,4.3734479776773791E-2,0,0,0.39542285097257596,4.3490646963059466E-2,0,0,0.12650029630732224,"FAIL",0,null,"CloTgs117",null,-917208.90030943882,917208.90030943882,4.4441025172923435E-2,"FAIL",0,1,null,null,85.591342344440235,null,96484.964905096756,"YES",1,null,13.708,11.574999999999999,12.50331411195598,0,0,0,null,-70441.779231420805,null,-9248.0840581423254,null,120417.52922041979,null,120417.52922041979,null,96484.964905096756,null,96484.964905096756,0.96469147697735269,null,"CloTgs117"]
[464,"CloNgs117",1.0252336502075194,9754.858540076757,0,5887.10498046875,0,0,110249.11869610642,0,1050039.1659344388,0,0,null,116136.22357193442,1050039.1659344388,1055926.2708102663,null,38306.728502094367,7616.1880866733582,0,0,132830.26348928484,0,null,45922.91666738013,132830.265625,null,-70213.307009195036,-1010003.3542475274,-917208.90030943882,null,0.41653772121265903,4.3734479776773791E-2,0,0,0.39542285097257596,4.3490646963059466E-2,0,0,0.12650029630732224,"FAIL",0,null,"CloNgs117",null,-917208.90030943882,917208.90030943882,4.4441025172923435E-2,"FAIL",0,1,null,null,85.591342344440235,null,96484.964905096756,"YES",1,null,13.708,11.574999999999999,12.50331411195598,0,0,0,null,-70441.779231420805,null,-9248.0840581423254,null,120417.52922041979,null,120417.52922041979,null,96484.964905096756,null,96484.964905096756,0.96469147697735269,null,"CloNgs117"]
[465,"CmiTgs117",1.0094594538211823,9403.3323265907238,0,5674.95654296875,0,0,106276.17997268037,0,1012199.9085833823,0,0,null,111951.13661332046,1012199.9085833823,1017874.8652240223,null,37031.524494431942,7499.0057774795941,0,0,128043.59032853051,0,null,44530.528486811178,128043.59375,null,-67420.608028837945,-973344.3366395398,-884156.31483338226,null,0.41900761297835798,4.3993808050361898E-2,0,0,0.39776754281173793,4.3748529423883069E-2,0,0,0.12650030163429135,"FAIL",0,null,"CmiTgs117",null,-884156.31483338226,884156.31483338226,4.4704543095730631E-2,"FAIL",0,1,null,null,85.59134234444025,null,93008.029232841014,"YES",1,null,13.708,11.574999999999999,12.50331411195598,0,0,0,null,-67642.152946682778,null,-8880.529753081657,null,116078.157158035,null,116078.157158035,null,93008.029232841014,null,93008.029232841014,0.96469147697735269,null,"CmiTgs117"]
[466,"CmiNgs117",1.0094594538211823,9403.3323265907238,0,5674.95654296875,0,0,106276.17997268037,0,1012199.9085833823,0,0,null,111951.13661332046,1012199.9085833823,1017874.8652240223,null,37031.524494431942,7499.0057774795941,0,0,128043.59032853051,0,null,44530.528486811178,128043.59375,null,-67420.608028837945,-973344.3366395398,-884156.31483338226,null,0.41900761297835798,4.3993808050361898E-2,0,0,0.39776754281173793,4.3748529423883069E-2,0,0,0.12650030163429135,"FAIL",0,null,"CmiNgs117",null,-884156.31483338226,884156.31483338226,4.4704543095730631E-2,"FAIL",0,1,null,null,85.59134234444025,null,93008.029232841014,"YES",1,null,13.708,11.574999999999999,12.50331411195598,0,0,0,null,-67642.152946682778,null,-8880.529753081657,null,116078.157158035,null,116078.157158035,null,93008.029232841014,null,93008.029232841014,0.96469147697735269,null,"CmiNgs117"]
[467,"CofTgs117",1.0094594538211823,9403.3323265907238,0,5674.95654296875,0,0,106276.17997268037,0,1012199.9085833823,0,0,null,111951.13661332046,1012199.9085833823,1017874.8652240223,null,37031.524494431942,7499.0057774795941,0,0,128043.59032853051,0,null,44530.528486811178,128043.59375,null,-67420.608028837945,-973344.3366395398,-884156.31483338226,null,0.41900761297835798,4.3993808050361898E-2,0,0,0.39776754281173793,4.3748529423883069E-2,0,0,0.12650030163429135,"FAIL",0,null,"CofTgs117",null,-884156.31483338226,884156.31483338226,4.4704543095730631E-2,"FAIL",0,1,null,null,85.59134234444025,null,93008.029232841014,"YES",1,null,13.708,11.574999999999999,12.50331411195598,0,0,0,null,-67642.152946682778,null,-8880.529753081657,null,116078.157158035,null,116078.157158035,null,93008.029232841014,null,93008.029232841014,0.96469147697735269,null,"CofTgs117"]
[468,"CofNgs117",1.0094594538211823,9403.3323265907238,0,5674.95654296875,0,0,106276.17997268037,0,1012199.9085833823,0,0,null,111951.13661332046,1012199.9085833823,1017874.8652240223,null,37031.524494431942,7499.0057774795941,0,0,128043.59032853051,0,null,44530.528486811178,128043.59375,null,-67420.608028837945,-973344.3366395398,-884156.31483338226,null,0.41900761297835798,4.3993808050361898E-2,0,0,0.39776754281173793,4.3748529423883069E-2,0,0,0.12650030163429135,"FAIL",0,null,"CofNgs117",null,-884156.31483338226,884156.31483338226,4.4704543095730631E-2,"FAIL",0,1,null,null,85.59134234444025,null,93008.029232841014,"YES",1,null,13.708,11.574999999999999,12.50331411195598,0,0,0,null,-67642.152946682778,null,-8880.529753081657,null,116078.157158035,null,116078.157158035,null,93008.029232841014,null,93008.029232841014,0.96469147697735269,null,"CofNgs117"]
[469,"CreTgs117",0.90597014725208269,7789.3276687939915,0,4700.89697265625,0,0,88034.747730229719,0,838464.06175624591,0,0,null,92735.644825902869,838464.06175624591,843164.95885191893,null,30809.011067914111,6730.2112459792661,0,0,106065.96112075879,0,null,37539.223004059801,106065.9609375,null,-55196.421698826169,-805625.73572484241,-732398.10081874591,null,0.42641370563238901,4.4771415635191547E-2,0,0,0.40479821027104551,4.452180159461485E-2,0,0,0.12650030666232057,"FAIL",0,null,"CreTgs117",null,-732398.10081874591,732398.10081874591,4.5494713078700115E-2,"FAIL",0,1,null,null,85.591342344440235,null,77043.964513771309,"YES",1,null,13.708,11.574999999999999,12.50331411195598,0,0,0,null,-55383.184002328948,null,-7271.0875087129825,null,96154.289035537513,null,96154.289035537513,null,77043.964513771309,null,77043.964513771309,0.9646914769773528,null,"CreTgs117"]
[470,"CreNgs117",0.90597014725208269,7789.3276687939915,0,4700.89697265625,0,0,88034.747730229719,0,838464.06175624591,0,0,null,92735.644825902869,838464.06175624591,843164.95885191893,null,30809.011067914111,6730.2112459792661,0,0,106065.96112075879,0,null,37539.223004059801,106065.9609375,null,-55196.421698826169,-805625.73572484241,-732398.10081874591,null,0.42641370563238901,4.4771415635191547E-2,0,0,0.40479821027104551,4.452180159461485E-2,0,0,0.12650030666232057,"FAIL",0,null,"CreNgs117",null,-732398.10081874591,732398.10081874591,4.5494713078700115E-2,"FAIL",0,1,null,null,85.591342344440235,null,77043.964513771309,"YES",1,null,13.708,11.574999999999999,12.50331411195598,0,0,0,null,-55383.184002328948,null,-7271.0875087129825,null,96154.289035537513,null,96154.289035537513,null,77043.964513771309,null,77043.964513771309,0.9646914769773528,null,"CreNgs117"]
[471,"CrtTgs117",0.93286713361740115,7299.0901418893945,0,4405.0361328125,0,0,82494.097902152847,0,785693.64508468576,0,0,null,86899.134222707522,785693.64508468576,790098.68140524032,null,29297.266068663583,6930.0218033887768,0,0,99390.479400184136,0,null,36227.288836179461,99390.4765625,null,-50671.845198785886,-753871.39238131884,-686303.16852218576,null,0.43915006961042286,4.6108669788559528E-2,0,0,0.41688895106368717,4.5851600182847056E-2,0,0,0.12650029331952561,"FAIL",0,null,"CrtTgs117",null,-686303.16852218576,686303.16852218576,4.6853570813702707E-2,"FAIL",0,1,null,null,85.591342344440235,null,72195.043670247222,"YES",1,null,13.708,11.574999999999999,12.50331411195598,0,0,0,null,-50852.080466627573,null,-6676.2128926609685,null,90102.627462190721,null,90102.627462190721,null,72195.043670247222,null,72195.043670247222,0.96469147697735269,null,"CrtTgs117"]
[472,"CrtNgs117",0.93286713361740115,7299.0901418893945,0,4405.0361328125,0,0,82494.097902152847,0,785693.64508468576,0,0,null,86899.134222707522,785693.64508468576,790098.68140524032,null,29297.266068663583,6930.0218033887768,0,0,99390.479400184136,0,null,36227.288836179461,99390.4765625,null,-50671.845198785886,-753871.39238131884,-686303.16852218576,null,0.43915006961042286,4.6108669788559528E-2,0,0,0.41688895106368717,4.5851600182847056E-2,0,0,0.12650029331952561,"FAIL",0,null,"CrtNgs117",null,-686303.16852218576,686303.16852218576,4.6853570813702707E-2,"FAIL",0,1,null,null,85.591342344440235,null,72195.043670247222,"YES",1,null,13.708,11.574999999999999,12.50331411195598,0,0,0,null,-50852.080466627573,null,-6676.2128926609685,null,90102.627462190721,null,90102.627462190721,null,72195.043670247222,null,72195.043670247222,0.96469147697735269,null,"CrtNgs117"]
[473,"CscTgs117",1.0058252394199372,10133.68891828857,0,6115.73046875,0,0,114530.64827047958,0,1090817.3947302361,0,0,null,120646.3786032635,1090817.3947302361,1096933.1250630205,null,39500.039493976888,7472.0081653532443,0,0,137988.73285599938,0,null,46972.046981947366,137988.734375,null,-73674.331757282212,-1049961.0782170389,-952828.66035523615,null,0.41012643944017974,4.3061329246187677E-2,0,0,0.38933656751915302,4.2821249448024949E-2,0,0,0.12650030613888882,"FAIL",0,null,"CscTgs117",null,-952828.66035523615,952828.66035523615,4.3756999717078492E-2,"FAIL",0,1,null,null,85.591342344440235,null,100231.95383345004,"YES",1,null,13.708,11.574999999999999,12.50331411195598,0,0,0,null,-73908.023533311803,null,-9703.1565878215042,null,125093.9377187369,null,125093.9377187369,null,100231.95383345004,null,100231.95383345004,0.9646914769773528,null,"CscTgs117"]
[474,"CscNgs117",1.0058252394199372,10133.68891828857,0,6115.73046875,0,0,114530.64827047958,0,1090817.3947302361,0,0,null,120646.3786032635,1090817.3947302361,1096933.1250630205,null,39500.039493976888,7472.0081653532443,0,0,137988.73285599938,0,null,46972.046981947366,137988.734375,null,-73674.331757282212,-1049961.0782170389,-952828.66035523615,null,0.41012643944017974,4.3061329246187677E-2,0,0,0.38933656751915302,4.2821249448024949E-2,0,0,0.12650030613888882,"FAIL",0,null,"CscNgs117",null,-952828.66035523615,952828.66035523615,4.3756999717078492E-2,"FAIL",0,1,null,null,85.591342344440235,null,100231.95383345004,"YES",1,null,13.708,11.574999999999999,12.50331411195598,0,0,0,null,-73908.023533311803,null,-9703.1565878215042,null,125093.9377187369,null,125093.9377187369,null,100231.95383345004,null,100231.95383345004,0.9646914769773528,null,"CscNgs117"]
[475,"CwaTgs117",0.9588235318660735,6822.0256232661886,0,4117.12548828125,0,0,77102.329018646633,0,734341.12301474542,0,0,null,81219.454499988002,734341.12301474542,738458.2484960868,null,27845.916525621058,7122.8449818656736,0,0,92894.372311622501,0,null,34968.761831496515,92894.375,null,-46250.692675431368,-703489.48667153018,-641446.74801474542,null,0.4535370367740717,4.7619234080118852E-2,0,0,0.43054662265078053,4.7353742614946487E-2,0,0,0.12650030359001793,"FAIL",0,null,"CwaTgs117",null,-641446.74801474542,641446.74801474542,4.8388539147778638E-2,"FAIL",0,1,null,null,85.591342344440235,null,67476.413365002314,"YES",1,null,13.708,11.574999999999999,12.50331411195598,0,0,0,null,-46424.666614891554,null,-6094.9513755927755,null,84213.566283918437,null,84213.566283918437,null,67476.413365002314,null,67476.413365002314,0.96469147697735269,null,"CwaTgs117"]
[482,"CdaNgs118",1.0094594538211823,9403.3323265907238,0,11112.7919921875,0,0,106276.17997268037,0,41180.884344687744,0,0,null,117388.97188657346,41180.884344687744,52293.676258580905,null,37463.499556825365,7843.3147115624552,0,0,128043.59032853051,0,null,45306.813643061178,128043.59375,null,-72082.158321806695,-6986.862693814066,86862.709405312256,null,0.42631202640806115,1.1001904005712706,0,1,0.38595459935214854,0.86639182434211015,0,0,3.1092968445811771,"PASS",1,null,"CdaNgs118",null,86862.709405312256,0,0.38595459935214854,"FAIL",0,1,null,null,1.4902881112818684,null,-1725.4751116473126,"NO",0,null,13.708,11.574999999999999,12.50331411195598,0,0,0,null,-72307.56535485675,null,-6397.6627015023805,null,0,null,0,null,-1725.4751116473126,null,-1725.4751116473126,-1.0278655240083041,null,"CdaNgs118"]
[525,"CreTgs119",0.90597014725208269,7789.3276687939915,0,10984.232421875,0,0,88034.747730229719,0,4258.0620486078951,0,0,null,99018.980102535425,4258.0620486078951,15242.294420913562,null,31196.7002508767,7039.2217907123622,0,0,106065.96112075879,0,null,38235.922222809801,106065.9609375,null,-60783.057929294919,22993.627752326905,101807.8988888921,null,0.43432761731740838,8.9796536044631896,0,1,0.38614740491242144,2.5085411055963176,0,1,24.909444655034221,"PASS",1,null,"CreTgs119",null,101807.8988888921,0,0.38614740491242144,"FAIL",0,1,null,null,0.18602373908090786,null,-2646.2985723840929,"NO",0,null,13.708,11.574999999999999,12.50331411195598,0,0,0,null,-60973.286398065109,null,-5394.8230487713727,null,0,null,0,null,-2646.2985723840929,null,-2646.2985723840929,-15.245796889361197,null,"CreTgs119"]
[546,"CinNgs120",1.0121621549129487,9403.3323265907238,0,8958.7236328125,0,0,106276.17997268037,0,179623.53130559155,0,0,null,115234.903626894,179623.53130559155,188582.25495980514,null,37044.956564429165,7519.0834250019716,0,0,128043.59032853051,0,null,44564.038956120079,128043.59375,null,-70670.864649372787,-144018.21598228396,-51579.937555591547,null,0.41932292793715231,0.24809688704039431,0,0,0.3867234454300863,0.23631088179890453,0,0,0.71284420709979712,"FAIL",0,null,"CinNgs120",null,-51579.937555591547,51579.937555591547,0.26714672774880327,"FAIL",0,1,null,null,9.6215092096795054,null,7433.7331322291484,"YES",1,null,13.708,11.574999999999999,12.50331411195598,0,0,0,null,-70892.576285970397,null,-6272.4666346092254,null,4563.7139215760508,null,4563.7139215760508,null,7433.7331322291484,null,4563.7139215760508,0.42108817890142025,null,"CinNgs120"]
[562,"CasNgs121",0.91491227895021443,6103.9175288030956,0,6479.576171875,0,0,68986.292869292782,0,29861.026316724587,0,0,null,75465.869193387174,29861.026316724587,36340.602640818979,null,25649.917251014765,7019.0434476865412,0,0,83116.015505172021,0,null,32668.959314410316,83116.015625,null,-42796.909726757469,-3671.6431741892702,53254.989308275413,null,0.47355725254446807,1.094033372058383,0,1,0.43289714581553285,0.8989658144676852,0,0,2.783427962033854,"PASS",1,null,"CasNgs121",null,53254.989308275413,0,0.43289714581553285,"FAIL",0,1,null,null,2.2114862545887082,null,-592.71384892165509,"NO",0,null,13.708,11.574999999999999,12.50331411195598,0,0,0,null,-42959.441862650048,null,-3800.985658046025,null,0,null,0,null,-592.71384892165509,null,-592.71384892165509,-0.36654879741497765,null,"CasNgs121"]
[610,"CreNgs122",0.97021276354789721,7402.6236570874125,0,4667.24951171875,0,0,83664.230586209291,0,76050.460887993555,0,0,null,88331.480047459059,76050.460887993555,80717.710349243294,null,30242.153095998696,7538.3751302495466,0,0,100800.27781471009,0,null,37780.529409700808,100800.28125,null,-50550.950688227233,-42937.180990011497,24749.820362006445,null,0.4515732606991586,0.4967823859127381,0,0,0.42771307995536478,0.46805749596479468,0,0,1.325439452608417,"PASS",1,null,"CreNgs122",null,24749.820362006445,0,0.42771307995536478,"FAIL",0,1,null,null,7.8192834456207727,null,4253.9463077346027,"YES",1,null,13.708,11.574999999999999,12.50331411195598,0,0,0,null,-50738.91352111131,null,-6422.9083410030235,null,0,null,0,null,4253.9463077346027,null,0,0,null,"CreNgs122"]
[631,"CloTgs123",1.0252336502075194,9754.858540076757,0,7845.57275390625,0,0,110249.11869610642,0,113703.94983888915,0,0,null,118094.69137845498,113703.94983888915,121549.5225212377,null,38745.453770692096,7965.8773227814609,0,0,132830.26348928484,0,null,46711.33072988013,132830.265625,null,-71383.360720132536,-74838.191862915264,19126.315786110848,null,0.42368892633633176,0.41081537445327926,0,0,0.39554132498540107,0.38429875933259194,0,0,1.1682115336644994,"PASS",1,null,"CloTgs123",null,19126.315786110848,0,0.39554132498540107,"FAIL",0,1,null,null,6.9546778526487181,null,4595.3465072125655,"YES",1,null,13.708,11.574999999999999,12.50331411195598,0,0,0,null,-71615.755400380687,null,-7381.9528398891371,null,0,null,0,null,4595.3465072125655,null,0,0,null,"CloTgs123"]
[647,"CcoEgs124",1.0014851570129395,10334.355722817088,0,5226.79931640625,0,0,116798.57847776463,0,44934.543587588603,0,0,null,122025.37794691796,44934.543587588603,50161.34305674192,null,40161.661297164581,7439.7668475651853,0,0,140721.17888887308,0,null,47601.427500922728,140721.171875,null,-74423.950293248156,-2559.9154030721256,95786.628287411397,null,0.40755142846181797,1.059350417305023,0,1,0.39009448986271966,0.9489663702191623,0,0,3.1316924717550414,"PASS",1,null,"CcoEgs124",null,95786.628287411397,0,0.39009448986271966,"FAIL",0,1,null,null,3.4573414995085754,null,538.80323254461359,"YES",1,null,13.708,11.574999999999999,12.50331411195598,0,0,0,null,-74660.773315640807,null,-9801.9827863883584,null,0,null,0,null,538.80323254461359,null,0,0,null,"CcoEgs124"]
[668,"CrtNgs124",0.93286713361740115,7299.0901418893945,0,3691.655517578125,0,0,82494.097902152847,0,30949.617915004117,0,0,null,86185.753309957887,30949.617915004117,34641.273322809117,null,29297.266068663583,6930.0218033887768,0,0,99390.479400184136,0,null,36227.288836179461,99390.4765625,null,-49958.464583551511,1586.0154035972228,68440.858647495887,null,0.43915006961042286,1.170524590502837,0,1,0.42033964313974137,1.0457839809695182,0,1,3.2113636050516905,"PASS",1,null,"CrtNgs124",null,68440.858647495887,0,0.42033964313974137,"FAIL",0,1,null,null,3.3715678418236954,null,305.55648000945212,"YES",1,null,13.708,11.574999999999999,12.50331411195598,0,0,0,null,-50138.699851393205,null,-6582.5553506863052,null,0,null,0,null,305.55648000945212,null,0,0,null,"CrtNgs124"]
[711,"ChoEgs201",0.85303696691989894,5257.8553726642058,0,2187.554931640625,0,0,59424.123751901738,0,148010.24435384502,0,0,null,61611.678762988275,148010.24435384502,150197.79936493153,null,22595.413014086542,6336.9847289271638,0,0,71595.329821568375,0,null,28932.398132863585,71595.328125,null,-32679.280550678777,-121265.40115262206,-76414.916228845017,null,0.48687967623481648,0.19547564602147066,0,0,0.46959275824101143,0.1926286421671923,0,0,0.48371873472378396,"FAIL",0,null,"ChoEgs201",null,-76414.916228845017,76414.916228845017,0.20961466267590298,"FAIL",0,1,null,null,32.468252090471466,null,18546.309965912726,"YES",1,null,13.708,11.574999999999999,12.50331411195598,0,0,0,null,-32823.222829946753,null,-5649.8015782891052,null,13153.160387427401,null,13153.160387427401,null,18546.309965912726,null,13153.160387427401,0.64319429898450398,null,"ChoEgs201"]
[732,"CcoNgs202",0.85314384093508122,5261.7210927792812,0,2189.163330078125,0,0,59467.814004719032,0,293744.10178846173,0,0,null,61656.977233927457,293744.10178846173,295933.26501767023,null,22609.439950186712,6337.7786675586594,0,0,71647.96868038438,0,null,28947.218558446446,71647.96875,null,-32709.758776350711,-266986.04656009341,-222096.13303846173,null,0.48677118947317211,9.8545701453071677E-2,0,0,0.46948812299479353,9.7816710625117681E-2,0,0,0.24391287625443764,"FAIL",0,null,"CcoNgs202",null,-222096.13303846173,222096.13303846173,0.10201551102071886,"FAIL",0,1,null,null,64.389805940927644,null,38680.14112638314,"YES",1,null,13.708,11.574999999999999,12.50331411195598,0,0,0,null,-32853.774789079296,null,-5655.0604313828781,null,38229.002967611508,null,38229.002967611508,null,38680.14112638314,null,38229.002967611508,0.94194960125094029,null,"CcoNgs202"]
[753,"CscEgs202",0.89862364381551751,3282.3786176575527,0,1365.648681640625,0,0,37097.344706429911,0,179595.39558292751,0,0,null,38462.993351907877,179595.39558292751,180961.04422840549,null,16951.8597697283,6675.6360260370138,0,0,44695.596031843284,0,null,23627.4952637276,44695.59765625,null,-14835.498124342936,-157333.54900084052,-134899.79792667751,null,0.6369052947240279,0.1315595825106646,0,0,0.61429163937759901,0.13056674910199897,0,0,0.24886828257026208,"FAIL",0,null,"CscEgs202",null,-134899.79792667751,134899.79792667751,0.13628931032167568,"FAIL",0,1,null,null,63.107696568722417,null,23625.411232063056,"YES",1,null,13.708,11.574999999999999,12.50331411195598,0,0,0,null,-14953.047852023172,null,-2573.8408989355808,null,23220.056579625649,null,23220.056579625649,null,23625.411232063056,null,23220.056579625649,0.93577603242640872,null,"CscEgs202"]
[796,"ChoNgs204",0.85303695518523448,5257.8553726642058,0,1833.2877197265625,0,0,59424.123751901738,0,24053.387561688916,0,0,null,61257.411458823102,24053.387561688916,25886.675268610277,null,22595.412955766802,6336.9846417534673,0,0,71595.329821568375,0,null,28932.398125169046,71595.328125,null,-32325.013346459255,3045.7228437535668,47541.940563311087,null,0.48687967610533134,1.2028408909542199,0,1,0.4723085326347693,1.1176560068314429,0,1,2.9765174631382738,"PASS",1,null,"ChoNgs204",null,47541.940563311087,0,0.4723085326347693,"FAIL",0,1,null,null,5.276469222097286,null,1419.885369274831,"YES",1,null,13.708,11.574999999999999,12.50331411195598,0,0,0,null,-32468.955625688952,null,-5588.8222095012952,null,0,null,0,null,1419.885369274831,null,0,0,null,"ChoNgs204"]
[817,"CdaEgs205",0.85303694261237972,5257.8548630109281,0,1833.2874755859375,0,0,59424.117991815699,0,29428.955919176427,0,0,null,61257.405477858316,29428.955919176427,31262.243405219044,null,22595.411114008286,6336.9845483530735,0,0,71595.322881705637,0,null,28932.396472237146,71595.3203125,null,-32325.008995164491,-2329.8469225252193,42166.364393323573,null,0.48687969548360677,0.98312684118651605,0,0,0.47230855194534205,0.92547409688085414,0,0,2.4328189049291833,"PASS",1,null,"CdaEgs205",null,42166.364393323573,0,0.47230855194534205,"FAIL",0,1,null,null,6.4556810028038045,null,2162.5977869002809,"YES",1,null,13.708,11.574999999999999,12.50331411195598,0,0,0,null,-32468.951266170639,null,-5588.8214591053465,null,0,null,0,null,2162.5977869002809,null,0,0,null,"CdaEgs205"]
[838,"CscNgs205",0.89862269610166534,3282.3755597378836,0,1144.4853515625,0,0,37097.310145913529,0,33440.522061330281,0,0,null,38241.795557377794,33440.522061330281,34585.007472794561,null,16951.843427714517,6675.628985722884,0,0,44695.554392666883,0,null,23627.473055425664,44695.5546875,null,-14614.322442050365,-10957.534357467117,11255.032626169719,null,0.63690528942644531,0.70655215884765854,0,0,0.61784423947837608,0.68317096981791281,0,0,1.3365686876995482,"PASS",1,null,"CscNgs205",null,11255.032626169719,0,0.61784423947837608,"FAIL",0,1,null,null,11.750613802656913,null,3432.0116527893006,"YES",1,null,13.708,11.574999999999999,12.50331411195598,0,0,0,null,-14731.872059241534,null,-2535.7703124605396,null,0,null,0,null,3432.0116527893006,null,0,0,null,"CscNgs205"]
[854,"CinNgs206",0.85557173937559128,5349.5348622647907,0,1865.2540283203125,0,0,60460.282594128679,0,111749.67327240048,0,0,null,62325.536645695902,111749.67327240048,113614.92732396768,null,22849.147553285718,6355.8148792792999,0,0,72843.713968829761,0,null,29204.963384429931,72843.7109375,null,-33120.57323801906,-84409.963916290872,-38905.962334900483,null,0.48304377901247253,0.26134271832043793,0,0,0.46858743569823696,0.25705216804063957,0,0,0.6518471938610193,"FAIL",0,null,"CinNgs206",null,-38905.962334900483,38905.962334900483,0.28849679877539369,"FAIL",0,1,null,null,24.093840800974387,null,13503.200156077672,"YES",1,null,13.708,11.574999999999999,12.50331411195598,0,0,0,null,-33265.871563314729,null,-5725.993898749738,null,6696.8124532862585,null,6696.8124532862585,null,13503.200156077672,null,6696.8124532862585,0.43373626005193355,null,"CinNgs206"]
[902,"CdaNgs208",0.87402132079005235,6016.828995932452,0,2503.329345703125,0,0,68002.020882356301,0,249290.03906643021,0,0,null,70505.350327887776,249290.03906643021,251793.36851196183,null,24705.401212188161,6326.014534821963,0,0,81930.14564139313,0,null,31031.414345387151,81930.1484375,null,-39473.935882672275,-220761.95406674617,-167359.89062893021,null,0.45633076697928715,0.12447915874054628,0,0,0.44012850436189166,0.12324158710405425,0,0,0.32865391952410683,"FAIL",0,null,"CdaNgs208",null,-167359.89062893021,167359.89062893021,0.13045796112784713,"FAIL",0,1,null,null,47.787356340313345,null,32264.807756076283,"YES",1,null,13.708,11.574999999999999,12.50331411195598,0,0,0,null,-39628.321028669227,null,-6821.1507399100192,null,28807.353230254259,null,28807.353230254259,null,32264.807756076283,null,28807.353230254259,0.83637743782895613,null,"CdaNgs208"]
[918,"CreNgs208",0.91860654801130293,4301.8762940179622,0,1789.8154296875,0,0,48619.676872466531,0,178235.43279803114,0,0,null,50409.492329743029,178235.43279803114,180025.24825530761,null,19973.444242314898,6648.7146666505805,0,0,58577.923942730791,0,null,26622.158874934656,58577.92578125,null,-23787.333427219375,-153403.08935278398,-119657.50701678114,null,0.54755935430765612,0.14936513159592549,0,0,0.52811797261042981,0.14788013979716663,0,0,0.32865477341774141,"FAIL",0,null,"CreNgs208",null,-119657.50701678114,119657.50701678114,0.15653924030851388,"FAIL",0,1,null,null,47.787235443263967,null,23068.435813604683,"YES",1,null,13.708,11.574999999999999,12.50331411195598,0,0,0,null,-23919.781978835963,null,-4117.268516760636,null,20596.428799817721,null,20596.428799817721,null,23068.435813604683,null,20596.428799817721,0.83637633435211145,null,"CreNgs208"]
[939,"CloEgs209",0.92798103392124187,6273.9913760016707,0,2427.4580078125,0,0,70908.462390241199,0,285785.47645935573,0,0,null,73335.920452276026,285785.47645935573,288212.93452139047,null,25949.308662396805,6893.7242683940412,0,0,85431.882397880996,0,null,32843.031263091187,85431.8828125,null,-40492.889134962512,-255369.90320407704,-200353.59364685573,null,0.46317505916770829,0.11492197458733389,0,0,0.44784371812374263,0.11395405041001898,0,0,0.29893710440058024,"FAIL",0,null,"CloEgs209",null,-200353.59364685573,200353.59364685573,0.1200010580518697,"FAIL",0,1,null,null,47.346314002315566,null,33312.352524342605,"YES",1,null,13.708,11.574999999999999,12.50331411195598,0,0,0,null,-40656.287300450516,null,-6598.3367139142492,null,32516.507544210894,null,32516.507544210894,null,33312.352524342605,null,32516.507544210894,0.91380477059475307,null,"CloEgs209"]
[987,"CgrEgs211",0.85000000000000009,3680.702469280237,0,2221.32177734375,0,0,41599.188932732162,0,13871.638204852759,0,0,null,43820.510695489524,13871.638204852759,16092.959967610142,null,17999.467249189176,6314.4239094785717,0,0,50119.50473823151,0,null,24313.890346572505,50119.50390625,null,-19506.620363503407,8220.9303643759959,36247.865701397241,null,0.58447991343987993,1.7527771404870334,0,1,0.55485182515186582,1.5108401669718146,0,1,3.6130919193607958,"PASS",1,null,"CgrEgs211",null,36247.865701397241,0,0.55485182515186582,"FAIL",0,1,null,null,2.9966938770316571,null,-11.203554214659391,"NO",0,null,13.708,11.574999999999999,12.50331411195598,0,0,0,null,-19627.584992093314,null,-2576.8451314790923,null,0,null,0,null,-11.203554214659391,null,-11.203554214659391,-8.4793461457813302E-3,null,"CgrEgs211"]
[1003,"CrtEgs211",0.85000000000000009,3133.8608106866855,0,1891.300048828125,0,0,35418.800905723248,0,29012.185245985936,0,0,null,37310.101006282392,29012.185245985936,30903.485346545091,null,16176.745637184509,6314.4239094785717,0,0,42673.254103281019,0,null,22491.169580990521,42673.25390625,null,-14818.931373560852,-8412.3157138235401,13661.068660264064,null,0.63500652212526543,0.77523183415156049,0,0,0.60281717297918158,0.72778747660429044,0,0,1.4708734810713433,"PASS",1,null,"CrtEgs211",null,13661.068660264064,0,0.60281717297918158,"FAIL",0,1,null,null,7.3611574715510413,null,1628.9024260873862,"YES",1,null,13.708,11.574999999999999,12.50331411195598,0,0,0,null,-14930.827739635426,null,-1960.222349582559,null,0,null,0,null,1628.9024260873862,null,0,0,null,"CrtEgs211"]
[1024,"CloNgs212",0.90918686240911495,6075.4523739095976,0,2579.19970703125,0,0,68664.58054228533,0,31593.116109994535,0,0,null,71243.780331813789,31593.116109994535,34172.315899522953,null,25634.851883744021,7064.2150771871738,0,0,82728.410291910055,0,null,32699.068657602053,82728.4140625,null,-38544.711591714527,-1473.2471594237286,51135.297952505469,null,0.47621449660593451,1.0350061242378572,0,1,0.45897436299943845,0.95688769917402827,0,0,2.6185582256106965,"PASS",1,null,"CloNgs212",null,51135.297952505469,0,0.45897436299943845,"FAIL",0,1,null,null,4.9261233361115,null,1385.7037342015199,"YES",1,null,13.708,11.574999999999999,12.50331411195598,0,0,0,null,-38707.393525334439,null,-5821.637907191147,null,0,null,0,null,1385.7037342015199,null,0,0,null,"CloNgs212"]
[1067,"CcoEgs214",0.92129121124744418,7726.5118829504509,0,3913.975830078125,0,0,87324.805602314576,0,800538.24778868724,0,0,null,91238.781523499842,800538.24778868724,804452.22370987234,null,30673.010526178739,6844.0273551686305,0,0,105210.60915941514,0,null,37517.038592431069,105210.609375,null,-53721.742839961633,-766935.18502633425,-695327.63841368724,null,0.42962636256285769,4.6864767168918818E-2,0,0,0.41119618218740606,4.6636751681365995E-2,0,0,0.13142483780833886,"FAIL",0,null,"CcoEgs214",null,-695327.63841368724,695327.63841368724,4.7697228925400389E-2,"FAIL",0,1,null,null,98.149940394429763,null,88046.374293593195,"YES",1,null,13.708,11.574999999999999,12.50331411195598,0,0,0,null,-53908.394773257307,null,-8107.8865287690078,null,104578.10172770721,null,104578.10172770721,null,88046.374293593195,null,88046.374293593195,0.96920931516042508,null,"CcoEgs214"]
[1088,"CrtNgs214",2.0245416879653928,6721.4231240710442,0,3404.833740234375,0,0,75965.322589560776,0,327001.91669232253,0,0,null,79370.156292913511,327001.91669232253,330406.75039567531,null,32812.364782754579,15039.781694382098,0,0,91524.485047663591,0,null,47852.146735309485,91524.484375,null,-31518.009594485666,-282554.6036972474,-235477.43231732253,null,0.62992093107869418,0.14633598242891577,0,0,0.6028984815964894,0.14482799359475293,0,0,0.27988974896778901,"FAIL",0,null,"CrtNgs214",null,-235477.43231732253,235477.43231732253,0.1519851142609269,"FAIL",0,1,null,null,46.087221180217277,null,34674.262125190908,"YES",1,null,13.708,11.574999999999999,12.50331411195598,0,0,0,null,-31756.079976253375,null,-4776.1521026351011,null,35416.085182003168,null,35416.085182003168,null,34674.262125190908,null,34674.262125190908,0.93442642441186774,null,"CrtNgs214"]
[1097,"CdaEgs215",0.85000000000000009,5148.0128595354672,0,4140.4091796875,0,0,58182.686962423351,0,1441363.2345523713,0,0,null,62323.096317823773,1441363.2345523713,1445503.6439077712,null,22262.208505440842,6314.4239094785717,0,0,70099.622846293147,0,null,28576.632392766631,70099.625,null,-33746.463749344221,-1416927.0113392922,-1371263.6095523713,null,0.4911535352642365,1.9826114408725965E-2,0,0,0.45852395278317692,1.9769325741017398E-2,0,0,4.8634253545234964E-2,"FAIL",0,null,"CdaEgs215",null,-1371263.6095523713,1371263.6095523713,1.9933661688724336E-2,"FAIL",0,1,null,null,167.05376925720961,null,101155.07797965252,"YES",1,null,13.708,11.574999999999999,12.50331411195598,0,0,0,null,-33888.636049805747,null,-3493.1463297321184,null,141346.03817525253,null,141346.03817525253,null,101155.07797965252,null,101155.07797965252,0.98190939423189627,null,"CdaEgs215"]
[1126,"CdaNgs301",0.85000000000000009,5148.0128595354672,0,3469.8837890625,0,0,58182.686962423351,0,2450.2121286883107,0,0,null,61652.570810531688,2450.2121286883107,5920.0959767966506,null,22303.432938305603,6347.4524680131663,0,0,70099.622846293147,0,null,28650.886299016631,70099.625,null,-33001.684452469221,22730.790381265819,67649.412871311695,null,0.49242975522117932,11.693226869444366,0,1,0.46471519272902556,4.839598326964575,0,1,28.609614726512241,"PASS",1,null,"CdaNgs301",null,67649.412871311695,0,0.46471519272902556,"FAIL",0,1,null,null,0.28397918457153432,null,-1688.5472480855806,"NO",0,null,13.708,11.574999999999999,12.50331411195598,0,0,0,null,-33144.226175349897,null,-3416.4146307357314,null,0,null,0,null,-1688.5472480855806,null,-1688.5472480855806,-9.641990842630527,null,"CdaNgs301"]
[1174,"ChoNgs303",0.85000000000000009,5148.0128595354672,0,2459.158203125,0,0,58182.686962423351,0,40254.427286017788,0,0,null,60641.845259484719,40254.427286017788,42713.585583079192,null,22262.208505440842,6314.4239094785717,0,0,70099.622846293147,0,null,28576.632392766631,70099.625,null,-32065.212772781721,-14136.953096376157,29845.197713982212,null,0.4911535352642365,0.70990035927532891,0,0,0.47123619531619226,0.66902911721214375,0,0,1.7414140437752252,"PASS",1,null,"ChoNgs303",null,29845.197713982212,0,0.47123619531619226,"FAIL",0,1,null,null,7.8551286076101716,null,2980.4305881914679,"YES",1,null,13.708,11.574999999999999,12.50331411195598,0,0,0,null,-32207.38507324324,null,-5089.2453734275077,null,0,null,0,null,2980.4305881914679,null,0,0,null,"ChoNgs303"]
[1195,"CdaTgs304",0.85000000000000009,5148.0128595354672,0,2459.158203125,0,0,58182.686962423351,0,14792.823524033562,0,0,null,60641.845259484719,14792.823524033562,17251.981821094934,null,22303.432938305603,6347.4524680131663,0,0,70099.622846293147,0,null,28650.886299016631,70099.625,null,-31990.958866531721,11398.904571858067,55306.801475966437,null,0.49242975522117932,1.93680984921291,0,1,0.47246066178892721,1.6607301556500946,0,1,4.7387589587688073,"PASS",1,null,"CdaTgs304",null,55306.801475966437,0,0.47246066178892721,"FAIL",0,1,null,null,2.8866273705985188,null,-83.545680096235628,"NO",0,null,13.708,11.574999999999999,12.50331411195598,0,0,0,null,-32133.500589412397,null,-5077.5705272191271,null,0,null,0,null,-83.545680096235628,null,-83.545680096235628,-4.6932455671042504E-2,null,"CdaTgs304"]
[1211,"CreTgs304",0.85000000000000009,3680.702469280237,0,1758.237548828125,0,0,41599.188932732162,0,13452.090431634129,0,0,null,43357.426491885752,13452.090431634129,15210.327990787717,null,18040.691682053941,6347.4524680131663,0,0,50119.50473823151,0,null,24388.144252822505,50119.50390625,null,-18969.282228737782,9177.8162723602509,36667.413474615867,null,0.5862648979108529,1.8129631507286774,0,1,0.56249058654795092,1.6033937127555173,0,1,3.7257780982789304,"PASS",1,null,"CreTgs304",null,36667.413474615867,0,0.56249058654795092,"FAIL",0,1,null,null,3.6714559546670209,null,286.30656491581294,"YES",1,null,13.708,11.574999999999999,12.50331411195598,0,0,0,null,-19090.616279746842,null,-3016.6010173330073,null,0,null,0,null,286.30656491581294,null,0,0,null,"CreTgs304"]
[1259,"CinTgs306",0.85000000000000009,5148.0128595354672,0,2459.158203125,0,0,58182.686962423351,0,107300.78974045839,0,0,null,60641.845259484719,107300.78974045839,109759.94803751977,null,22303.432938305603,6347.4524680131663,0,0,70099.622846293147,0,null,28650.886299016631,70099.625,null,-31990.958866531721,-81109.061644566769,-37201.164740458393,null,0.49242975522117932,0.26701468244845217,0,0,0.47246066178892721,0.26103225116089873,0,0,0.65330017765534232,"FAIL",0,null,"CinTgs306",null,-37201.164740458393,37201.164740458393,0.29282507075917036,"FAIL",0,1,null,null,20.938354563125028,null,11048.596806852856,"YES",1,null,13.708,11.574999999999999,12.50331411195598,0,0,0,null,-32133.500589412397,null,-5077.5705272191271,null,5878.3367575773063,null,5878.3367575773063,null,11048.596806852856,null,5878.3367575773063,0.45525205791658102,null,"CinTgs306"]
[1275,"CasTgs307",0.85000000000000009,3133.8608106866855,0,1497.0162353515625,0,0,35418.800905723248,0,71525.117027667759,0,0,null,36915.817199439385,71525.117027667759,73022.13332138391,null,16217.970070049279,6347.4524680131663,0,0,42673.254103281019,0,null,22565.423487240521,42673.25390625,null,-14350.39365383429,-50456.7097757788,-28851.863121417759,null,0.63710297667344862,0.31548950110087387,0,0,0.61126707289198379,0.30902169628435594,0,0,0.59661914135341976,"FAIL",0,null,"CasTgs307",null,-28851.863121417759,28851.863121417759,0.34310809499707451,"FAIL",0,1,null,null,22.927575274778366,null,7472.6135486520034,"YES",1,null,13.708,11.574999999999999,12.50331411195598,0,0,0,null,-14462.659442328024,null,-2285.3150756244777,null,4559.0230492640567,null,4559.0230492640567,null,7472.6135486520034,null,4559.0230492640567,0.52968003520394014,null,"CasTgs307"]
[1296,"CreNgs307",0.85000000000000009,3680.702469280237,0,1758.237548828125,0,0,41599.188932732162,0,51818.152191295645,0,0,null,43357.426491885752,51818.152191295645,53576.389750449227,null,18040.691682053941,6347.4524680131663,0,0,50119.50473823151,0,null,24388.144252822505,50119.50390625,null,-18969.282228737782,-29188.245487301265,-1698.648285045645,null,0.5862648979108529,0.47064866695341556,0,0,0.56249058654795092,0.45520320370818185,0,0,0.96721904944092196,"FAIL",0,null,"CreNgs307",null,-1698.648285045645,1698.648285045645,0.54128426364602422,"FAIL",0,1,null,null,14.142640089746449,null,4903.1683341321168,"YES",1,null,13.708,11.574999999999999,12.50331411195598,0,0,0,null,-19090.616279746842,null,-3016.6010173330073,null,268.41166726481453,null,268.41166726481453,null,4903.1683341321168,null,268.41166726481453,4.3044713872405549E-2,null,"CreNgs307"]
[1317,"CloEgs308",0.85000000000000009,5450.2112611852726,0,2756.549072265625,0,0,61598.124235694253,0,5628.5866602394817,0,0,null,64354.673278615846,5628.5866602394817,8385.1357031610569,null,23137.266958476848,6347.4524680131663,0,0,74214.607512884642,0,null,29484.719444484515,74214.609375,null,-34869.953863475363,21099.583711979409,68586.022714760518,null,0.47866261855095599,5.2383877559824255,0,1,0.45815972529904242,3.5163079507689483,0,1,13.185301009799565,"PASS",1,null,"CloEgs308",null,68586.022714760518,0,0.45815972529904242,"FAIL",0,1,null,null,0.82116682721650303,null,-1436.9488450306408,"NO",0,null,13.708,11.574999999999999,12.50331411195598,0,0,0,null,-35016.644009965326,null,-4597.2272530810342,null,0,null,0,null,-1436.9488450306408,null,-1436.9488450306408,-2.6802556819689518,null,"CloEgs308"]
[1360,"CasNgs310",0.95681454837322222,3700.7499358045011,0,1871.7255859375,0,0,41825.764798215932,0,41454.918830379713,0,0,null,43697.490428371471,41454.918830379713,43326.644460535237,null,18605.349461382841,7107.9207778644904,0,0,50392.487708693901,0,null,25713.269834051185,50392.48828125,null,-17984.220550102247,-17613.374582266028,8937.5694508702873,null,0.61477106176305896,0.620270659297674,0,0,0.58843813701886893,0.59347475855682308,0,0,1.2155973212115061,"PASS",1,null,"CasNgs310",null,8937.5694508702873,0,0.58843813701886893,"FAIL",0,1,null,null,8.9070045560603663,null,2608.8508780253542,"YES",1,null,13.708,11.574999999999999,12.50331411195598,0,0,0,null,-18112.147265694541,null,-2377.8879837248724,null,0,null,0,null,2608.8508780253542,null,0,0,null,"CasNgs310"]
[1381,"CrtEgs310",0.95681454837322222,3700.7499358045011,0,1871.7255859375,0,0,41825.764798215932,0,41454.734283445396,0,0,null,43697.490428371471,41454.734283445396,43326.459913600942,null,18605.349461382841,7107.9207778644904,0,0,50392.487708693901,0,null,25713.269834051185,50392.48828125,null,-17984.220550102247,-17613.190035331711,8937.7539978046043,null,0.61477106176305896,0.62027342059986534,0,0,0.58843813701886893,0.5934772864334974,0,0,1.2156027327709544,"PASS",1,null,"CrtEgs310",null,8937.7539978046043,0,0.58843813701886893,"FAIL",0,1,null,null,8.9069645583750514,null,2608.8331465457204,"YES",1,null,13.708,11.574999999999999,12.50331411195598,0,0,0,null,-18112.147265694541,null,-2377.8879837248724,null,0,null,0,null,2608.8331465457204,null,0,0,null,"CrtEgs310"]
[1402,"CloNgs311",0.85000000000000009,5450.2112611852726,0,3673.572265625,0,0,61598.124235694253,0,98742.000408298598,0,0,null,65271.69661547248,98742.000408298598,102415.57278807685,null,23096.042525612062,6314.4239094785717,0,0,74214.607512884642,0,null,29410.465538234515,74214.609375,null,-35861.230963084738,-73005.10713568909,-24527.391033298598,null,0.47745716128790883,0.29785162764195694,0,0,0.45058527837774343,0.28716790591869457,0,0,0.75160123420755376,"FAIL",0,null,"CloNgs311",null,-24527.391033298598,24527.391033298598,0.32751407999437276,"FAIL",0,1,null,null,10.809635997428991,null,5084.3277220278806,"YES",1,null,13.708,11.574999999999999,12.50331411195598,0,0,0,null,-36007.551687155552,null,-3711.5582590509107,null,2528.2152353358751,null,2528.2152353358751,null,5084.3277220278806,null,2528.2152353358751,0.35823605094256239,null,"CloNgs311"]
[1445,"CcoEgs313",0.96843927800655372,7151.6403133629756,0,4820.37646484375,0,0,80827.62436179936,0,278638.53653100861,0,0,null,85648.001026629587,278638.53653100861,283458.9131958388,null,28986.713915683387,7194.277802262055,0,0,97382.679953975065,0,null,36180.993591168801,97382.6796875,null,-49467.00723547431,-247277.91940468355,-181255.85684350861,null,0.44763153534261996,0.12984920909223321,0,0,0.42243827342101525,0.12764105107429877,0,0,0.3494946567689235,"FAIL",0,null,"CcoEgs313",null,-181255.85684350861,181255.85684350861,0.13555815156438247,"FAIL",0,1,null,null,23.246521001640648,null,17326.149522256634,"YES",1,null,13.708,11.574999999999999,12.50331411195598,0,0,0,null,-49647.012178713943,null,-5117.4759031127915,null,18683.349490513992,null,18683.349490513992,null,17326.149522256634,null,17326.149522256634,0.86999758452051112,null,"CcoEgs313"]
[1466,"CrtNgs313",0.95681454837322222,3700.7499358045011,0,2494.39404296875,0,0,41825.764798215932,0,84203.252762742355,0,0,null,44320.158864999823,84203.252762742355,86697.646829526246,null,18605.349461382841,7107.9207778644904,0,0,50392.487708693901,0,null,25713.269834051185,50392.48828125,null,-18606.889007133497,-60984.37697165992,-33810.764481492355,null,0.61477106176305896,0.30537145526317017,0,0,0.58017097651186733,0.29658555660310443,0,0,0.59846248960523885,"FAIL",0,null,"CrtNgs313",null,-33810.764481492355,33810.764481492355,0.32910490162591055,"FAIL",0,1,null,null,13.575680157849002,null,4678.533803350535,"YES",1,null,13.708,11.574999999999999,12.50331411195598,0,0,0,null,-18734.815722725794,null,-1931.1326865992978,null,3485.1195451001067,null,3485.1195451001067,null,4678.533803350535,null,3485.1195451001067,0.57908986461934531,null,"CrtNgs313"]
[1482,"ChoNgs314",0.85000000000000009,5148.0128595354672,0,2603.706787109375,0,0,58182.686962423351,0,21540.233590195814,0,0,null,60786.393657629269,21540.233590195814,24143.940285401724,null,22262.208505440842,6314.4239094785717,0,0,70099.622846293147,0,null,28576.632392766631,70099.625,null,-32209.761356766096,4432.6920154614418,48559.391409804186,null,0.4911535352642365,1.326663068583132,0,1,0.47011560696486132,1.1835943904014972,0,1,3.2543576979548785,"PASS",1,null,"ChoNgs314",null,48559.391409804186,0,0.47011560696486132,"FAIL",0,1,null,null,3.3270253289523835,null,188.03901487647192,"YES",1,null,13.708,11.574999999999999,12.50331411195598,0,0,0,null,-32351.933657227622,null,-4247.3856448536244,null,0,null,0,null,188.03901487647192,null,0,0,null,"ChoNgs314"]
[1503,"CdaEgs315",0.25781144499778746,9324.6642851823435,0,4716.12841796875,0,0,105387.07612774092,0,146151.81135338487,0,0,null,110103.20475337538,146151.81135338487,150867.93997901934,null,33028.098760512992,1915.2126499191161,0,0,126972.38087679628,0,null,34943.309687592715,126972.3828125,null,-75159.894858116953,-115924.6300837609,-19179.428540884866,null,0.3315711088258822,0.23908913180078373,0,0,0.31736868905651061,0.23161521089603726,0,0,0.86877050401715272,"FAIL",0,null,"CdaEgs315",null,-19179.428540884866,19179.428540884866,0.27028618502987489,"FAIL",0,1,null,null,12.46281976019359,null,10545.289745682931,"YES",1,null,13.708,11.574999999999999,12.50331411195598,0,0,0,null,-75333.742169995516,null,-9890.3347928465937,null,2518.0080524445275,null,2518.0080524445275,null,10545.289745682931,null,2518.0080524445275,0.1808786095953421,null,"CdaEgs315"]
[1551,"CscEgs316",0.95655737817287445,5703.6608171228736,0,2884.736083984375,0,0,64462.603516581934,0,57195.708620126992,0,0,null,67347.339629030015,57195.708620126992,60080.44473257503,null,24385.687605161889,7106.0103288505115,0,0,77665.787369375801,0,null,31491.697141043791,77665.7890625,null,-35855.642459522518,-28588.747563067576,20470.080442373008,null,0.48852660958602262,0.55059545376385044,0,0,0.46760120485559586,0.52415885561660602,0,0,1.3578953899903192,"PASS",1,null,"CscEgs316",null,20470.080442373008,0,0.46760120485559586,"FAIL",0,1,null,null,7.973611806965895,null,3383.0742577781148,"YES",1,null,13.708,11.574999999999999,12.50331411195598,0,0,0,null,-36012.317569676969,null,-4727.9461655666482,null,0,null,0,null,3383.0742577781148,null,0,0,null,"CscEgs316"]
[1567,"CinEgs317",0.87711195647716511,6128.6127783978181,0,5838.83984375,0,0,69265.397839663477,0,34876.103926345488,0,0,null,75104.237607482195,34876.103926345488,40714.943694164213,null,25267.742183041315,6515.831422669341,0,0,83452.286553811427,0,null,31783.571689153039,83452.2890625,null,-43320.665994260438,-8931.3720809424485,48576.185136154512,null,0.45886651460121691,0.91132804731504591,0,0,0.42319278737812599,0.78063651195553396,0,0,2.3928214355233628,"PASS",1,null,"CinEgs317",null,48576.185136154512,0,0.42319278737812599,"FAIL",0,1,null,null,2.8663388999464918,null,-114.35426999040646,"NO",0,null,13.708,11.574999999999999,12.50331411195598,0,0,0,null,-43478.793216594524,null,-3846.9370708725969,null,0,null,0,null,-114.35426999040646,null,-114.35426999040646,-5.4342834953803883E-2,null,"CinEgs317"]
[1588,"CdaNgs318",0.91187895983457579,7386.0848985568509,0,5518.265625,0,0,83477.310033253045,0,14982.512642868096,0,0,null,88995.575756077014,14982.512642868096,20500.778365692127,null,29481.195531031484,6774.1062429763469,0,0,100575.07232922049,0,null,36255.300168743532,100575.0703125,null,-52740.275489509513,15754.521900875436,85592.557669631904,null,0.43431323019753865,2.4198411196403433,0,1,0.4073831749565337,1.7684840885074247,0,1,6.7128306653140228,"PASS",1,null,"CdaNgs318",null,85592.557669631904,0,0.4073831749565337,"FAIL",0,1,null,null,1.3028912041879115,null,-1521.1227292721976,"NO",0,null,13.708,11.574999999999999,12.50331411195598,0,0,0,null,-52920.650117214704,null,-5806.8643753716478,null,0,null,0,null,-1521.1227292721976,null,-1521.1227292721976,-1.3195366366692307,null,"CdaNgs318"]
[1631,"CreEgs319",0.99847142696380609,5024.9861257532175,0,3754.249755859375,0,0,56792.24250648079,0,12149.125792318191,0,0,null,60546.492339505516,12149.125792318191,15903.375625342924,null,22633.187697288959,7417.378648648757,0,0,68424.38856202508,0,null,30050.566180640184,68424.390625,null,-30495.926081699981,14147.190632462618,56275.264832681809,null,0.52913153019465631,2.4734755976961691,0,1,0.49632216595529505,1.8895715623142537,0,1,5.6320423209597745,"PASS",1,null,"CreEgs319",null,56275.264832681809,0,0.49632216595529505,"FAIL",0,1,null,null,1.5529159579590601,null,-884.36712342182989,"NO",0,null,13.708,11.574999999999999,12.50331411195598,0,0,0,null,-30645.431386081273,null,-3362.6545288007414,null,0,null,0,null,-884.36712342182989,null,-884.36712342182989,-0.94608334483199652,null,"CreEgs319"]
[1652,"CinNgs320",0.85000000000000009,5148.0128595354672,0,9596.6142578125,0,0,58182.686962423351,0,134981.71709768422,0,0,null,67779.301179006507,134981.71709768422,144578.33131426733,null,22303.432938305603,6347.4524680131663,0,0,70099.622846293147,0,null,28650.886299016631,70099.625,null,-39128.414921219221,-115927.44505648009,-64882.092097684217,null,0.49242975522117932,0.21225753320564458,0,0,0.42270849334844962,0.19816860542240139,0,0,0.51932681334369135,"FAIL",0,null,"CinNgs320",null,-64882.092097684217,64882.092097684217,0.21597003907802642,"FAIL",0,1,null,null,5.6565899953343175,null,1624.6353828672748,"YES",1,null,13.708,11.574999999999999,12.50331411195598,0,0,0,null,-39270.956644099897,null,-3474.6341318681884,null,5740.6681938699194,null,5740.6681938699194,null,1624.6353828672748,null,1624.6353828672748,0.46573750542276326,null,"CinNgs320"]
[1673,"CgrTgs321",0.87360798120498662,3894.4525831131859,0,2350.321044921875,0,0,44014.986309440173,0,111264.83333155728,0,0,null,46365.307340471431,111264.83333155728,113615.15436258854,null,18771.452362861593,6489.8013223906773,0,0,53030.103987277304,0,null,25261.253015735179,53030.10546875,null,-21104.054338626869,-88353.90136074397,-58234.727862807282,null,0.57392390941894345,0.22703717121886438,0,0,0.54483091900303338,0.22234052450457978,0,0,0.47661155713706926,"FAIL",0,null,"CgrTgs321",null,-58234.727862807282,58234.727862807282,0.24150329360107836,"FAIL",0,1,null,null,22.717307426312377,null,9188.1327573656417,"YES",1,null,13.708,11.574999999999999,12.50331411195598,0,0,0,null,-21229.732214327039,null,-2787.1861016590115,null,7645.4579122564,null,7645.4579122564,null,9188.1327573656417,null,7645.4579122564,0.72140618017659697,null,"CgrTgs321"]
[1716,"CreNgs322",0.85000000000000009,3680.702469280237,0,2221.32177734375,0,0,41599.188932732162,0,37927.265733513203,0,0,null,43820.510695489524,37927.265733513203,40148.587496270571,null,17999.467249189176,6314.4239094785717,0,0,50119.50473823151,0,null,24313.890346572505,50119.50390625,null,-19506.620363503407,-15834.697164284447,12192.238172736797,null,0.58447991343987993,0.64106625870180567,0,0,0.55485182515186582,0.6055976524702783,0,0,1.3214636736115548,"PASS",1,null,"CreNgs322",null,12192.238172736797,0,0.55485182515186582,"FAIL",0,1,null,null,8.1934379216532118,null,2280.0988037689071,"YES",1,null,13.708,11.574999999999999,12.50331411195598,0,0,0,null,-19627.584992093314,null,-2576.8451314790923,null,0,null,0,null,2280.0988037689071,null,0,0,null,"CreNgs322"]
[1737,"CloTgs323",0.8537920051254333,5490.2689895444928,0,3313.404052734375,0,0,62050.855480378901,0,36586.955175712763,0,0,null,65364.259518709623,36586.955175712763,39900.359214043492,null,23253.590364815645,6342.5937069243364,0,0,74760.066843830005,0,null,29596.184052382436,74760.0703125,null,-35768.07548073084,-10304.175176064702,38173.115136787237,null,0.47696657561378897,0.80892722311117715,0,0,0.45278848508012431,0.74175232064782282,0,0,2.043353155611249,"PASS",1,null,"CloTgs323",null,38173.115136787237,0,0.45278848508012431,"FAIL",0,1,null,null,5.2988055232518212,null,1497.3389795244291,"YES",1,null,13.708,11.574999999999999,12.50331411195598,0,0,0,null,-35915.32017750886,null,-4715.2116769438635,null,0,null,0,null,1497.3389795244291,null,0,0,null,"CloTgs323"]
[1750,"CwaNgs323",0.8768512547016144,3215.8762548262207,0,1940.7967529296875,0,0,36345.736995949941,0,143452.86370194482,0,0,null,38286.533801791738,143452.86370194482,145393.6605077867,null,16622.994834958983,6513.8947385225401,0,0,43790.044573433675,0,null,23136.889307682944,43790.04296875,null,-15149.644441196684,-122256.77114719157,-99662.820733194822,null,0.63657780031427402,0.16128565656071508,0,0,0.60430880109014817,0.15913272446197121,0,0,0.3052573635597372,"FAIL",0,null,"CwaNgs323",null,-99662.820733194822,99662.820733194822,0.16772017088843588,"FAIL",0,1,null,null,35.469516289435312,null,12499.704640066877,"YES",1,null,13.708,11.574999999999999,12.50331411195598,0,0,0,null,-15264.753343224958,null,-2004.0624127504186,null,13084.424522897802,null,13084.424522897802,null,12499.704640066877,null,12499.704640066877,0.91479714983854754,null,"CwaNgs323"]
[1775,"CscTgs324",0.85000000000000009,3133.8608106866855,0,1891.300048828125,0,0,35418.800905723248,0,31470.099222288532,0,0,null,37310.101006282392,31470.099222288532,33361.399322847683,null,16176.745637184509,6314.4239094785717,0,0,42673.254103281019,0,null,22491.169580990521,42673.25390625,null,-14818.931373560852,-10870.229690126136,11203.154683961468,null,0.63500652212526543,0.71468378355354112,0,0,0.60281717297918158,0.67416745317582438,0,0,1.355993624450567,"PASS",1,null,"CscTgs324",null,11203.154683961468,0,0.60281717297918158,"FAIL",0,1,null,null,7.9847950318170451,null,1863.0190852262419,"YES",1,null,13.708,11.574999999999999,12.50331411195598,0,0,0,null,-14930.827739635426,null,-1960.222349582559,null,0,null,0,null,1863.0190852262419,null,0,0,null,"CscTgs324"]
[1823,"CmiTgs326",0.85000000000000009,3133.8608106866855,0,1891.300048828125,0,0,35418.800905723248,0,46548.739737987795,0,0,null,37310.101006282392,46548.739737987795,48440.039838546923,null,16176.745637184509,6314.4239094785717,0,0,42673.254103281019,0,null,22491.169580990521,42673.25390625,null,-14818.931373560852,-25948.870205825398,-3875.4858317377948,null,0.63500652212526543,0.4831746188530166,0,0,0.60281717297918158,0.46430947786116422,0,0,0.91674348535423267,"FAIL",0,null,"CmiTgs326",null,-3875.4858317377948,3875.4858317377948,0.54609321697166913,"FAIL",0,1,null,null,11.810643878948618,null,3299.2618865367899,"YES",1,null,13.708,11.574999999999999,12.50331411195598,0,0,0,null,-14930.827739635426,null,-1960.222349582559,null,508.80058864361888,null,508.80058864361888,null,3299.2618865367899,null,508.80058864361888,0.11475562271773403,null,"CmiTgs326"]
[1839,"CdaEgs327",0.85000000000000009,5148.0250912141437,0,3469.891845703125,0,0,58182.825204488967,0,36069.137605215692,0,0,null,61652.717165211609,36069.137605215692,39539.029565938348,null,22262.251363301511,6314.4239094785717,0,0,70099.789402998736,0,null,28576.675771522685,70099.7890625,null,-33076.041278669407,-10962.353679396132,34030.651457284308,null,0.49115311384566307,0.7922749937716953,0,0,0.46351040373870511,0.72274600991397409,0,0,1.9434839232852461,"PASS",1,null,"CdaEgs327",null,34030.651457284308,0,0.46351040373870511,"FAIL",0,1,null,null,4.1803972825154831,null,714.29828108395384,"YES",1,null,13.708,11.574999999999999,12.50331411195598,0,0,0,null,-33218.213794945637,null,-3424.0410687386252,null,0,null,0,null,714.29828108395384,null,0,0,null,"CdaEgs327"]
[1860,"CscNgs327",0.85000000000000009,3133.8585172469334,0,2112.29541015625,0,0,35418.774985335935,0,33712.862078291793,0,0,null,37531.070468043959,33712.862078291793,35825.157560999804,null,16176.7368901429,6314.4239094785717,0,0,42673.222873898725,0,null,22491.161203333137,42673.22265625,null,-15039.909192159048,-13333.996285114907,8960.3605779582067,null,0.63500675030813225,0.66713888459252246,0,0,0.59926777910481677,0.62780355426449963,0,0,1.2657846301257203,"PASS",1,null,"CscNgs327",null,8960.3605779582067,0,0.59926777910481677,"FAIL",0,1,null,null,6.4185762471521555,null,1275.051792952976,"YES",1,null,13.708,11.574999999999999,12.50331411195598,0,0,0,null,-15151.805516553733,null,-1561.8059620687484,null,0,null,0,null,1275.051792952976,null,0,0,null,"CscNgs327"]
[1908,"CmiNgs329",0.85000000000000009,3133.8585172469334,0,2112.29541015625,0,0,35418.774985335935,0,48568.210048703877,0,0,null,37531.070468043959,48568.210048703877,50680.505531411894,null,16176.7368901429,6314.4239094785717,0,0,42673.222873898725,0,null,22491.161203333137,42673.22265625,null,-15039.909192159048,-28189.34425552699,-5894.987392453877,null,0.63500675030813225,0.46308400455316656,0,0,0.59926777910481677,0.44378328510536119,0,0,0.87862456972282033,"FAIL",0,null,"CmiNgs329",null,-5894.987392453877,5894.987392453877,0.51791855740532122,"FAIL",0,1,null,null,9.2468795197519658,null,2336.8102207361862,"YES",1,null,13.708,11.574999999999999,12.50331411195598,0,0,0,null,-15151.805516553733,null,-1561.8059620687484,null,607.63890123826343,null,607.63890123826343,null,2336.8102207361862,null,607.63890123826343,0.17504537069244117,null,"CmiNgs329"]
[1924,"CdaNgs330",2.0518393814563753E-2,742.12040866504049,0,447.87326049804688,0,0,8387.4226043949657,0,3286.0837229892791,0,0,null,8835.2958667633538,3286.0837229892791,3733.9569853576695,null,2628.6014590270393,152.42568998444534,0,0,10105.328439030069,0,null,2781.0272682791542,10105.328125,null,-6054.2685966138579,-952.92971520817173,6819.2444020107214,null,0.3315711392462698,0.84630444709099317,0,0,0.31476334361699726,0.74479360115225968,0,0,3.0751888803999803,"PASS",1,null,"CdaNgs330",null,6819.2444020107214,0,0.31476334361699726,"FAIL",0,1,null,null,3.5208667975540173,null,44.339306663992971,"YES",1,null,13.708,11.574999999999999,12.50331411195598,0,0,0,null,-6068.1045531724603,null,-796.66274182216148,null,0,null,0,null,44.339306663992971,null,0,0,null,"CdaNgs330"]
[1945,"CwaEgs330",7.3812094330787656E-2,225.45430136659459,0,136.06275939941406,0,0,2548.0777532339134,0,3286.0837229892791,0,0,null,2684.1405173722364,3286.0837229892791,3422.1464871276025,null,1134.4195378129527,548.3304155894275,0,0,3069.9731966673653,0,null,1682.7498928710652,3069.97314453125,null,-1001.3906197622623,-1739.3965895176279,-216.11057845802907,null,0.66039974280038727,0.51208369436804979,0,0,0.62692317520298935,0.49172351374523532,0,0,0.9342346097434675,"FAIL",0,null,"CwaEgs330",null,-216.11057845802907,216.11057845802907,0.58020834749099293,"FAIL",0,1,null,null,11.589519875281974,null,231.38156151817506,"YES",1,null,13.708,11.574999999999999,12.50331411195598,0,0,0,null,-1009.7625097765459,null,-132.56860731037364,null,28.372491683772356,null,28.372491683772356,null,231.38156151817506,null,28.372491683772356,9.0646938286812639E-2,null,"CwaEgs330"]
[1988,"CinNgs332",0.8504483714001253,5164.2300268474901,0,3116.6376953125,0,0,58365.972901071502,0,29720.443058944238,0,0,null,61482.610498953763,29720.443058944238,32837.080656826489,null,22321.259232792567,6317.7547413483144,0,0,70320.449278399348,0,null,28639.014264889531,70320.453125,null,-32843.596331494467,-4198.0664893672038,40600.010066055765,null,0.49067997741478181,0.96361330172938808,0,0,0.46580673766272845,0.87215469850123628,0,0,2.3660634192274386,"PASS",1,null,"CinNgs332",null,40600.010066055765,0,0.46580673766272845,"FAIL",0,1,null,null,4.576095358114233,null,961.33457870817892,"YES",1,null,13.708,11.574999999999999,12.50331411195598,0,0,0,null,-32986.078989528753,null,-4330.6406307751549,null,0,null,0,null,961.33457870817892,null,0,0,null,"CinNgs332"]
[2009,"CgrEgs333",1.126349675655365,6182.8133852268265,0,2624.77734375,0,0,69877.971472704114,0,27187.493440926744,0,0,null,72502.74887622954,27187.493440926744,29812.270844452174,null,27134.876060731447,8751.5302848372248,0,0,84190.32707554716,0,null,35886.404693992619,84190.328125,null,-36616.344122461494,6074.1339093158749,57002.834684073256,null,0.51355819205499753,1.3199600313271598,0,1,0.49496612583395444,1.2037461001608079,0,1,3.0966564942049395,"PASS",1,null,"CgrEgs333",null,57002.834684073256,0,0.49496612583395444,"FAIL",0,1,null,null,4.1655704025746507,null,846.89576632288492,"YES",1,null,13.708,11.574999999999999,12.50331411195598,0,0,0,null,-36794.883449297267,null,-5533.9941228258749,null,0,null,0,null,846.89576632288492,null,0,0,null,"CgrEgs333"]
[2030,"CwaNgs333",1.3001827120780944,4508.9147838304198,0,1914.1605224609375,0,0,50959.619675759801,0,89994.270604165329,0,0,null,52873.780228692187,89994.270604165329,91908.431157097657,null,23232.354898742295,10102.181077961093,0,0,61397.132139469613,0,null,33334.537130350509,61397.1328125,null,-19539.243067870229,-58573.893996275758,-28597.137791665329,null,0.65413630129988787,0.370407326006014,0,0,0.63045496284512403,0.36269291861183073,0,0,0.6822337955551836,"FAIL",0,null,"CwaNgs333",null,-28597.137791665329,28597.137791665329,0.40915872746749593,"FAIL",0,1,null,null,18.907507591568145,null,8580.0666520839295,"YES",1,null,13.708,11.574999999999999,12.50331411195598,0,0,0,null,-19705.086536180424,null,-2963.6683924074341,null,4301.0434504240866,null,4301.0434504240866,null,8580.0666520839295,null,4301.0434504240866,0.42116002360161287,null,"CwaNgs333"]
[2046,"CloNgs334",0.90918682664632799,6075.4523739095976,0,2579.199462890625,0,0,68664.58054228533,0,737031.67119036324,0,0,null,71243.780062884412,737031.67119036324,739610.87071096234,null,25245.786003438068,6754.1071015982643,0,0,82728.410291910055,0,null,31999.892852902034,82728.4140625,null,-39243.887152273921,-707610.9778003518,-654303.25712786324,null,0.46603201534444261,4.3417256142086441E-2,0,0,0.44916051409087504,4.3265849817267353E-2,0,0,0.11224539907340372,"FAIL",0,null,"CloNgs334",null,-654303.25712786324,654303.25712786324,4.4104504897915259E-2,"FAIL",0,1,null,null,114.92088467209125,null,81437.481757773392,"YES",1,null,13.708,11.574999999999999,12.50331411195598,0,0,0,null,-39403.090599303272,null,-5926.2715724646323,null,98407.9861125522,null,98407.9861125522,null,81437.481757773392,null,81437.481757773392,0.97370274436773574,null,"CloNgs334"]
[2094,"CgrNgs336",0.85000000000000009,3680.702469280237,0,1989.7041015625,0,0,41599.188932732162,0,126631.92972527571,0,0,null,43588.893094446554,126631.92972527571,128621.63388699012,null,18363.205289032681,6604.3440175746364,0,0,50119.50473823151,0,null,24967.548549697505,50119.50390625,null,-18621.344484597157,-103654.08527714071,-76512.42581902571,null,0.60019315737312096,0.1971662960823852,0,0,0.57279611413975706,0.19411624473151246,0,0,0.39578883473530574,"FAIL",0,null,"CgrNgs336",null,-76512.42581902571,76512.42581902571,0.20788738032252874,"FAIL",0,1,null,null,30.540828756261675,null,12133.312441408027,"YES",1,null,13.708,11.574999999999999,12.50331411195598,0,0,0,null,-18745.561144048384,null,-2689.9897899794005,null,10979.540312405183,null,10979.540312405183,null,12133.312441408027,null,10979.540312405183,0.81536537486513805,null,"CgrNgs336"]
[2115,"CasTgs337",0.98065295815467823,3532.9318140151972,0,2132.141357421875,0,0,39929.089418199503,0,13503.565752224744,0,0,null,42061.230797309072,13503.565752224744,15635.707131334319,null,18218.11302022955,7285.0099833797576,0,0,48107.33664843312,0,null,25503.122981851164,48107.3359375,null,-16558.107793770214,9867.4158722045449,34603.770185275258,null,0.63871035762280504,1.888621379701096,0,1,0.60633325538901572,1.6310821636021013,0,1,3.5625653860776887,"PASS",1,null,"CasTgs337",null,34603.770185275258,0,0.60633325538901572,"FAIL",0,1,null,null,3.0391949035713997,null,7.2330863261306035,"YES",1,null,13.708,11.574999999999999,12.50331411195598,0,0,0,null,-16684.989002635142,null,-2190.5207745905736,null,0,null,0,null,7.2330863261306035,null,0,0,null,"CasTgs337"]
[2131,"CmiTgs337",1.4251812696456909,4890.7149116942492,0,2951.5703125,0,0,55274.713271644636,0,18693.336968345633,0,0,null,58226.283568988219,18693.336968345633,21644.907265689224,null,24436.842693290837,10587.292569872681,0,0,66596.040086318884,0,null,35024.133489092434,66596.0390625,null,-23202.150095052202,13379.226208246801,47902.702094154367,null,0.63363754266744354,1.8736159064805047,0,1,0.60151758506925757,1.6181235167538262,0,1,3.5625548918992056,"PASS",1,null,"CmiTgs337",null,47902.702094154367,0,0.60151758506925757,"FAIL",0,1,null,null,3.0392038689257865,null,10.018172548027337,"YES",1,null,13.708,11.574999999999999,12.50331411195598,0,0,0,null,-23376.399515395944,null,-3069.0154345032256,null,0,null,0,null,10.018172548027337,null,0,0,null,"CmiTgs337"]
[2152,"CheNgs338",0.92213329970836633,7756.969272508396,0,4681.36865234375,0,0,87669.034105757426,0,747091.01959240902,0,0,null,92350.402547366553,747091.01959240902,751772.38803401834,null,30800.903854736294,6866.9907086904486,0,0,105625.34229609325,0,null,37667.892614865814,105625.34375,null,-54682.510143235362,-714104.49562988698,-641465.67584240902,null,0.42966017590003397,5.0419415609380923E-2,0,0,0.40788011194202944,5.0105448409475721E-2,0,0,0.14138216225330361,"FAIL",0,null,"CheNgs338",null,-641465.67584240902,641465.67584240902,5.133151713805964E-2,"FAIL",0,1,null,null,76.582015940297097,null,68352.379367751098,"YES",1,null,13.708,11.574999999999999,12.50331411195598,0,0,0,null,-54869.912594055582,null,-7203.7016876825583,null,84216.051260067252,null,84216.051260067252,null,68352.379367751098,null,68352.379367751098,0.96053768179641597,null,"CheNgs338"]
[2195,"CscTgs339",0.86485657803714278,3179.2390644435759,0,1718.62451171875,0,0,35931.664568903136,0,53938.561003714152,0,0,null,37650.289080809911,53938.561003714152,55657.185515620957,null,16793.746391242767,6719.7769026113847,0,0,43291.162131208592,0,null,23513.522924665929,43291.1640625,null,-14136.766155955956,-32143.662590766973,-10647.396941214152,null,0.65439559248851442,0.43593159489454703,0,0,0.62452436618257023,0.42247057063541205,0,0,0.80260139048794821,"FAIL",0,null,"CscTgs339",null,-10647.396941214152,10647.396941214152,0.48684574482585247,"FAIL",0,1,null,null,15.060675373350358,null,4584.7802438949657,"YES",1,null,13.708,11.574999999999999,12.50331411195598,0,0,0,null,-14253.748857073693,null,-2045.4143036754226,null,1527.9024640357304,null,1527.9024640357304,null,4584.7802438949657,null,1527.9024640357304,0.26638368096298887,null,"CscTgs339"]
[2216,"CmiNgs340",0.85000000000000009,3133.8608106866855,0,2203.685791015625,0,0,35418.800905723248,0,19087.66292406902,0,0,null,37622.486642302872,19087.66292406902,21291.348660648651,null,16540.483677028005,6604.3440175746364,0,0,42673.254103281019,0,null,23144.827784115521,42673.25390625,null,-14477.658912623352,1853.4790690308764,23585.59098218098,null,0.65346164162140219,1.2125543014975673,0,1,0.61518601815657548,1.0870531544916979,0,1,2.2356458240070971,"PASS",1,null,"CmiNgs340",null,23585.59098218098,0,0.61518601815657548,"FAIL",0,1,null,null,4.1565135473853116,null,425.86306656591466,"YES",1,null,13.708,11.574999999999999,12.50331411195598,0,0,0,null,-14592.80730955925,null,-1688.2674361622664,null,0,null,0,null,425.86306656591466,null,0,0,null,"CmiNgs340"]
[2237,"ChoTgs341",0.85000000000000009,5148.0128595354672,0,4904.6044921875,0,0,58182.686962423351,0,8409.9494611730879,0,0,null,63087.291508721682,8409.9494611730879,13314.554007471406,null,22625.946545284347,6604.3440175746364,0,0,70099.622846293147,0,null,29230.290595891631,70099.625,null,-33857.000858719221,15915.736642531043,61689.675538826908,null,0.50238811787378768,3.4756796971065689,0,1,0.46333088522150018,2.195363862603442,0,1,8.335320601346627,"PASS",1,null,"ChoTgs341",null,61689.675538826908,0,0.46333088522150018,"FAIL",0,1,null,null,0.82284023690080688,null,-1356.2423125662085,"NO",0,null,13.708,11.574999999999999,12.50331411195598,0,0,0,null,-34002.425190042064,null,-3008.4825333473304,null,0,null,0,null,-1356.2423125662085,null,-1356.2423125662085,-2.6727711482493595,null,"ChoTgs341"]
[2280,"CscNgs342",0.93019658327102661,3378.8159754366848,0,3219.05859375,0,0,38187.276832134208,0,9172.8092681240232,0,0,null,41406.335497809428,9172.8092681240232,12391.867933799269,null,17476.157043542549,6946.3277626130557,0,0,46008.767267631578,0,null,24422.485386930606,46008.765625,null,-16983.850038953602,12030.617525056583,36835.956356875977,null,0.63954508969802559,2.6624869953199592,0,1,0.5898248452980327,1.970847789788907,0,1,5.0157769861064034,"PASS",1,null,"CscNgs342",null,36835.956356875977,0,0.5898248452980327,"FAIL",0,1,null,null,1.3674125716563474,null,-669.7333086390488,"NO",0,null,13.708,11.574999999999999,12.50331411195598,0,0,0,null,-17105.354941376139,null,-1513.4556220686122,null,0,null,0,null,-669.7333086390488,null,-669.7333086390488,-1.2100892915203174,null,"CscNgs342"]
[2301,"CofTgs343",0.86848014742136004,3190.3072046860402,0,1925.3658447265625,0,0,36056.756358017577,0,37042.763035124328,0,0,null,37982.12218864348,37042.763035124328,38968.128865750252,null,16855.518902264183,6747.9313717701198,0,0,43441.875130141663,0,null,23603.450603536789,43441.875,null,-14378.671599207351,-15364.678276314102,6399.1119648756721,null,0.65461935536218385,0.63719465476038473,0,0,0.62143580281123634,0.60571167469478726,0,0,1.172749315670863,"PASS",1,null,"CofTgs343",null,6399.1119648756721,0,0.62143580281123634,"FAIL",0,1,null,null,9.2324341805128345,null,2373.3815417804853,"YES",1,null,13.708,11.574999999999999,12.50331411195598,0,0,0,null,-14496.101701712505,null,-1903.148508108932,null,0,null,0,null,2373.3815417804853,null,0,0,null,"CofTgs343"]
[2322,"ChoNgs344",4.4545627593994137,135519.79935491519,0,81786.859375,0,0,1531640.7084089811,0,62271528.02005779,0,0,null,1613427.5677217769,62271528.02005779,62353314.8793706,null,484886.42206368386,34174.609159849657,0,0,1845350.2510951587,0,null,519061.00088641286,1845350.25,null,-1094366.5668975683,-61834253.87854638,-60426177.77005779,null,0.33889214228681391,8.3354466702538956E-3,0,0,0.3217132341424756,8.3245133300463049E-3,0,0,2.9633932371237282E-2,"FAIL",0,null,"ChoNgs344",null,-60426177.77005779,60426177.77005779,8.366607073978365E-3,"FAIL",0,1,null,null,365.36933622595308,null,5882312.3010621369,"YES",1,null,13.708,11.574999999999999,12.50331411195598,0,0,0,null,-1096948.9599368041,null,-144015.04759922781,null,7933166.6154235806,null,7933166.6154235806,null,5882312.3010621369,null,5882312.3010621369,0.99172863296924563,null,"ChoNgs344"]
[2365,"CscTgs346",0.85000000000000009,3133.8608106866855,0,1891.300048828125,0,0,35418.800905723248,0,51065.105598642869,0,0,null,37310.101006282392,51065.105598642869,52956.405699202027,null,16176.745637184509,6314.4239094785717,0,0,42673.254103281019,0,null,22491.169580990521,42673.25390625,null,-14818.931373560852,-30465.236066480473,-8391.8516923928692,null,0.63500652212526543,0.44044106669953226,0,0,0.60281717297918158,0.42471102987452508,0,0,0.83566367690785903,"FAIL",0,null,"CscTgs346",null,-8391.8516923928692,8391.8516923928692,0.49212710351215905,"FAIL",0,1,null,null,12.956564839484562,null,3729.4463459669364,"YES",1,null,13.708,11.574999999999999,12.50331411195598,0,0,0,null,-14930.827739635426,null,-1960.222349582559,null,1101.7403407677646,null,1101.7403407677646,null,3729.4463459669364,null,1101.7403407677646,0.22651101319555136,null,"CscTgs346"]
[2386,"CmiNgs347",0.95681454837322222,3700.7499358045011,0,2494.39404296875,0,0,41825.764798215932,0,58502.039683549512,0,0,null,44320.158864999823,58502.039683549512,60996.433750333381,null,18605.349461382841,7107.9207778644904,0,0,50392.487708693901,0,null,25713.269834051185,50392.48828125,null,-18606.889007133497,-35283.163892467077,-8109.5514022995121,null,0.61477106176305896,0.43952774934241534,0,0,0.58017097651186733,0.42155365917519722,0,0,0.86138002288183679,"FAIL",0,null,"CmiNgs347",null,-8109.5514022995121,8109.5514022995121,0.49043318596723989,"FAIL",0,1,null,null,9.4319980209363035,null,2841.5871190579833,"YES",1,null,13.708,11.574999999999999,12.50331411195598,0,0,0,null,-18734.815722725794,null,-1931.1326865992978,null,835.90999871117185,null,835.90999871117185,null,2841.5871190579833,null,835.90999871117185,0.19991514707023841,null,"CmiNgs347"]
[2407,"ChoEgs348",0.27675215005874632,10009.721874208059,0,6746.7919921875,0,0,113129.57645574362,0,96805.603056413063,0,0,null,119876.36854099932,96805.603056413063,103552.39514166878,null,35454.582884716998,2055.9181098006479,0,0,136300.69452499223,0,null,37510.502333262251,136300.6875,null,-82365.866114668868,-66041.892715338312,39495.084443586937,null,0.33157113734918287,0.38748276080056193,0,0,0.31290989891435622,0.36223693634181353,0,0,1.4079834554676689,"PASS",1,null,"ChoEgs348",null,39495.084443586937,0,0.31290989891435622,"FAIL",0,1,null,null,5.7703338458668751,null,3295.303812557655,"YES",1,null,13.708,11.574999999999999,12.50331411195598,0,0,0,null,-82552.485529262209,null,-8509.2805568508284,null,0,null,0,null,3295.303812557655,null,0,0,null,"ChoEgs348"]
[2424,"CwaNgs348",3.27711009979248,10009.721874208059,0,6746.7919921875,0,0,113129.57645574362,0,96805.603056413063,0,0,null,119876.36854099932,96805.603056413063,103552.39514166878,null,50365.968431679525,24344.779256615693,0,0,136300.69452499223,0,null,74710.749774861746,136300.6875,null,-45165.618673069373,-28841.645273738817,39495.084443586937,null,0.66039980096706763,0.77176059459414104,0,0,0.62323167395008905,0.72147775761050748,0,0,1.4079834554676689,"PASS",1,null,"CwaNgs348",null,39495.084443586937,0,0.62323167395008905,"FAIL",0,1,null,null,5.7703338458668751,null,3295.303812557655,"YES",1,null,13.708,11.574999999999999,12.50331411195598,0,0,0,null,-45537.313945581118,null,-4693.8596419485484,null,0,null,0,null,3295.303812557655,null,0,0,null,"CwaNgs348"]
[2472,"CofNgs350",0.95681454837322222,3700.7499358045011,0,2494.39404296875,0,0,41825.764798215932,0,18910.920728934871,0,0,null,44320.158864999823,18910.920728934871,21405.314795718772,null,18626.979714524477,7125.2568535337896,0,0,50392.487708693901,0,null,25752.236630926185,50392.48828125,null,-18567.922210258497,4346.9218590225646,31481.567552315129,null,0.61570270753362621,1.3617653524147917,0,1,0.58105018809174069,1.2030767547846708,0,1,2.6647294969697799,"PASS",1,null,"CofNgs350",null,31481.567552315129,0,0.58105018809174069,"FAIL",0,1,null,null,3.0489154011473802,null,11.88588557417637,"YES",1,null,13.708,11.574999999999999,12.50331411195598,0,0,0,null,-18696.042790511863,null,-1927.136080608517,null,0,null,0,null,11.88588557417637,null,0,0,null,"CofNgs350"]
[2488,"CgrNgs401",9.0615944936871511E-3,650.04944164014626,0,619.3138427734375,0,0,7346.8392960579258,0,6629.4556659700238,0,0,null,7966.15311880232,6629.4556659700238,7248.7694887144144,null,2258.1972851438491,67.316175210514743,0,0,8851.6136097083472,0,null,2325.5134680040892,8851.61328125,null,-5640.6396708272741,-4923.2560407393721,2222.1576152799762,null,0.31653250796596077,0.35078497921651303,0,0,0.29192427354531658,0.32081492799557998,0,0,1.3351945811609602,"PASS",1,null,"CgrNgs401",null,2222.1576152799762,0,0.29192427354531658,"FAIL",0,1,null,null,5.1368066478562771,null,164.67061434214938,"YES",1,null,13.708,11.574999999999999,12.50331411195598,0,0,0,null,-5652.2093895735634,null,-500.09883495997792,null,0,null,0,null,164.67061434214938,null,0,0,null,"CgrNgs401"]
[2509,"CasEgs402",6.2842497602105139E-3,460.30253195679728,0,370.20901489257813,0,0,5202.3254128525714,0,806.17701180965196,0,0,null,5572.5344269072766,806.17701180965196,1176.3860258643574,null,1601.0699447671293,48.827467422107254,0,0,6267.8619431958759,0,null,1649.8974051093171,6267.86181640625,null,-3922.6370226358322,473.51137840708702,5461.684804596598,null,0.31714613642452544,2.0465696502629593,0,1,0.2960766643081873,1.4025136032382877,0,1,7.7747960120278981,"PASS",1,null,"CasEgs402",null,5461.684804596598,0,0.2960766643081873,"FAIL",0,1,null,null,1.0449837155330204,null,-109.01764523372587,"NO",0,null,13.708,11.574999999999999,12.50331411195598,0,0,0,null,-3930.8454674373711,null,-405.18061562414795,null,0,null,0,null,-109.01764523372587,null,-109.01764523372587,-1.8920105038827817,null,"CasEgs402"]
[2552,"CloNgs403",6.2921879813075052E-3,503.26410542849794,0,404.76187133789063,0,0,5687.8758279194599,0,1175.2667519495153,0,0,null,6092.6376939604297,1175.2667519495153,1580.0286179904865,null,1747.3800323759635,48.889145943297969,0,0,6852.8624432764545,0,null,1796.2691355026575,6852.8623046875,null,-4296.3685637546932,216.24051221525156,5677.5955527379847,null,0.31580667191880418,1.528392709589574,0,1,0.29482618599192434,1.1368586043494211,0,1,5.8308994901115616,"PASS",1,null,"CloNgs403",null,5677.5955527379847,0,0.29482618599192434,"FAIL",0,1,null,null,1.3933588032310149,null,-98.190492122206962,"NO",0,null,13.708,11.574999999999999,12.50331411195598,0,0,0,null,-4305.3052261203784,null,-443.77888584527767,null,0,null,0,null,-98.190492122206962,null,-98.190492122206962,-1.1689344300262734,null,"CloNgs403"]
[2573,"CheTgs404",2.9230949585326013E-4,20.969337726187415,0,16.865077972412109,0,0,236.99482616331071,0,6.9956354282709263,0,0,null,253.8599039150179,6.9956354282709263,23.860713179978063,null,72.970163912283056,2.2711911414338082,0,0,285.5359351365189,0,null,75.241356894424968,285.53594970703125,null,-178.61854724129785,51.380643493741928,278.54031427876032,null,0.31748101050348215,10.755471417272236,0,1,0.29638929058366847,3.1533573883952317,0,1,40.816299339030259,"PASS",1,null,"CheTgs404",null,278.54031427876032,0,0.29638929058366847,"FAIL",0,1,null,null,0.19905125760443074,null,-7.0912705050919556,"NO",0,null,13.708,11.574999999999999,12.50331411195598,0,0,0,null,-178.99288235022533,null,-18.450088375080721,null,0,null,0,null,-7.0912705050919556,null,-7.0912705050919556,-14.182541010183911,null,"CheTgs404"]
[2594,"CasNgs405",7.5406724587082858E-3,552.33170741287995,0,368.23037719726563,0,0,6242.4363941321271,0,2957.4222576421839,0,0,null,6610.6667822413237,2957.4222576421839,3325.6526457513842,null,1921.1749579971074,58.589641224894024,0,0,7521.0077037736473,0,null,1979.7646101253304,7521.0078125,null,-4630.9021612040624,-1345.8880247141192,4563.5855548578165,null,0.31714614056561369,0.66942236774254382,0,0,0.29948032151788578,0.59530108147356353,0,0,2.5430956952681325,"PASS",1,null,"CasNgs405",null,4563.5855548578165,0,0.29948032151788578,"FAIL",0,1,null,null,3.8540720000930455,null,55.046161613762564,"YES",1,null,13.708,11.574999999999999,12.50331411195598,0,0,0,null,-4640.7517363788156,null,-562.43720346973305,null,0,null,0,null,55.046161613762564,null,0,0,null,"CasNgs405"]
[2637,"CmiTgs406",5.1554958522319796E-2,3942.2353810365794,0,2945.30908203125,0,0,44555.026058683623,0,29565.489288329696,0,0,null,47500.335201643575,29565.489288329696,32510.79843128967,null,13700.042103779379,400.57256693316634,0,0,53680.754287570599,0,null,14100.615556093779,53680.75390625,null,-33399.719584621096,-18410.182814267166,24115.264617920304,null,0.31647642933755205,0.47692819890721971,0,0,0.2968529698647841,0.43372098696133093,0,0,1.8156558608836977,"PASS",1,null,"CmiTgs406",null,24115.264617920304,0,0.2968529698647841,"FAIL",0,1,null,null,4.8170404340272368,null,847.64114504271606,"YES",1,null,13.708,11.574999999999999,12.50331411195598,0,0,0,null,-33469.871900820566,null,-3672.5740586831002,null,0,null,0,null,847.64114504271606,null,0,0,null,"CmiTgs406"]
[2658,"CheNgs407",8.1846658140420914E-3,587.14147225991258,0,354.34274291992188,0,0,6635.8553125753915,0,1774.275237013381,0,0,null,6990.1980419890815,1774.275237013381,2128.6179664270703,null,2043.1646433909145,63.593351417431251,0,0,7995.0064006932444,0,null,2106.7580443945903,7995.00634765625,null,-4883.4400111007235,-21.859935538712762,6220.7311106428688,null,0.31748100962993309,1.1873907725505284,0,1,0.30138746108035835,0.98973045621864109,0,0,4.5060688335560384,"PASS",1,null,"CheNgs407",null,6220.7311106428688,0,0.30138746108035835,"FAIL",0,1,null,null,2.4028330382249137,null,-43.55557414257477,"NO",0,null,13.708,11.574999999999999,12.50331411195598,0,0,0,null,-4893.9213944061685,null,-642.50785433342992,null,0,null,0,null,-43.55557414257477,null,-43.55557414257477,-0.2577252907844661,null,"CheNgs407"]
[2679,"CcoTgs408",9.0890910476446145E-3,638.84981085190896,0,385.5489501953125,0,0,7220.2614047382185,0,2677.1608605823199,0,0,null,7605.8103479186029,2677.1608605823199,3062.7098037627029,null,2220.2036071723355,67.520439796088027,0,0,8699.110126190626,0,null,2287.7239570708075,8699.1103515625,null,-5318.086397862724,-774.98585370682486,6021.9494909801797,null,0.31684780215429781,0.85453361833968977,0,0,0.30078635284231992,0.74696073033767008,0,0,3.2493790267314466,"PASS",1,null,"CcoTgs408",null,6021.9494909801797,0,0.30078635284231992,"FAIL",0,1,null,null,3.332123125656369,null,23.725085846362248,"YES",1,null,13.708,11.574999999999999,12.50331411195598,0,0,0,null,-5329.4681090919321,null,-699.68943992951017,null,0,null,0,null,23.725085846362248,null,0,0,null,"CcoTgs408"]
[2695,"CofTgs408",8.3546189591288556E-3,638.84981085190896,0,385.5489501953125,0,0,7220.2614047382185,0,2677.1608605823199,0,0,null,7605.8103479186029,2677.1608605823199,3062.7098037627029,null,2216.553377210168,62.064242011889696,0,0,8699.110126190626,0,null,2278.6176005383741,8699.1103515625,null,-5327.192754395157,-784.09221023925829,6021.9494909801797,null,0.31558657959988207,0.85113212063123578,0,0,0.29958906338761682,0.74398742986356425,0,0,3.2493790267314466,"PASS",1,null,"CofTgs408",null,6021.9494909801797,0,0.29958906338761682,"FAIL",0,1,null,null,3.332123125656369,null,23.725085846362248,"YES",1,null,13.708,11.574999999999999,12.50331411195598,0,0,0,null,-5338.5291603679843,null,-700.87903742080539,null,0,null,0,null,23.725085846362248,null,0,0,null,"CofTgs408"]
[2743,"ChoEgs502",0.96637931466102589,8998.016286817905,0,7184.2724609375,0,0,101695.31024558353,0,106656.44208476755,0,0,null,108879.58274580206,106656.44208476755,113840.71458498604,null,35484.349108820665,7216.5256069200059,0,0,122524.47017540183,0,null,42700.874548762695,122524.46875,null,-66178.708157758345,-71139.839996942348,15868.02666523245,null,0.41989030217464846,0.4003590754961171,0,0,0.39218440672996119,0.37509317048092705,0,0,1.1487770110746895,"PASS",1,null,"ChoEgs502",null,15868.02666523245,0,0.39218440672996119,"FAIL",0,1,null,null,5.9703812742802631,null,3177.8653731474278,"YES",1,null,13.708,11.574999999999999,12.50331411195598,0,0,0,null,-66391.15031969249,null,-5874.1873554397725,null,0,null,0,null,3177.8653731474278,null,0,0,null,"ChoEgs502"]
[2759,"CwaEgs502",0.95714285969734203,6212.9160561031504,0,4960.5693359375,0,0,70218.190956244434,0,115641.24008731582,0,0,null,75178.760364602102,115641.24008731582,120601.80949567346,null,25960.877816433345,7147.5515376789099,0,0,84600.230067764365,0,null,33108.427657539571,84600.2265625,null,-42070.332634642364,-87493.381765713741,-31041.013524815819,null,0.47150784158154491,0.2863029454936733,0,0,0.44039603112453313,0.27452679040117212,0,0,0.7315748819246658,"FAIL",0,null,"CwaEgs502",null,-31041.013524815819,31041.013524815819,0.31169740310858596,"FAIL",0,1,null,null,9.3751664228288991,null,4728.234316936685,"YES",1,null,13.708,11.574999999999999,12.50331411195598,0,0,0,null,-42235.051180202259,null,-3736.8926792869111,null,2746.4613622370598,null,2746.4613622370598,null,4728.234316936685,null,2746.4613622370598,0.39362135114457797,null,"CwaEgs502"]
[2780,"CofNgs503",1.0171052694320681,9155.8762932046429,0,7363.82666015625,0,0,103479.43930393923,0,11954.264277607734,0,0,null,110843.26616043059,11954.264277607734,19318.091134099162,null,36276.361780786952,7595.3262972773891,0,0,124674.02325775806,0,null,43871.686647537739,124674.0234375,null,-66971.579316557734,24553.595709773756,112719.75915989227,null,0.42396525283325187,3.6699612480306705,0,1,0.39579929611374609,2.2710156396342014,0,1,10.429251064077157,"PASS",1,null,"CofNgs503",null,112719.75915989227,0,0.39579929611374609,"FAIL",0,1,null,null,0.77901423998825092,null,-2460.1802080435232,"NO",0,null,13.708,11.574999999999999,12.50331411195598,0,0,0,null,-67189.846414306696,null,-6925.7424539736085,null,0,null,0,null,-2460.1802080435232,null,-2460.1802080435232,-2.8793949154941396,null,"CofNgs503"]
[2801,"CinEgs504",1.0542857110500339,9940.665893626352,0,5027.68310546875,0,0,112349.10783402559,0,950751.11080962687,0,0,null,117376.79109325758,950751.11080962687,955778.79406885931,null,39083.714299536034,7832.008119148175,0,0,135360.37088436814,0,null,46915.720700339094,135360.375,null,-70461.070239155248,-908863.07321475656,-815390.73580962687,null,0.4175887250448676,4.9345954127139838E-2,0,0,0.39970185182966295,4.9086379608990094E-2,0,0,0.14237203981253493,"FAIL",0,null,"CinEgs504",null,-815390.73580962687,815390.73580962687,5.0297334925294444E-2,"FAIL",0,1,null,null,76.049562564747234,null,86960.50044875496,"YES",1,null,13.708,11.574999999999999,12.50331411195598,0,0,0,null,-70694.481784928081,null,-9281.260597435361,null,107050.13625826121,null,107050.13625826121,null,86960.50044875496,null,86960.50044875496,0.96026139033824176,null,"CinEgs504"]
[2844,"CwaNgs505",0.95714285969734203,6212.9160561031504,0,4996.88232421875,0,0,70218.190956244434,0,24534.798470413432,0,0,null,75215.073344012329,24534.798470413432,29531.680858181295,null,25914.457026360891,7110.359715364224,0,0,84600.230067764365,0,null,33024.818282539571,84600.2265625,null,-42190.254997923614,3493.1374879073883,60065.428092086571,null,0.47031713339237924,1.3460399245734287,0,1,0.43907180890984565,1.1182844116526656,0,1,3.4481728743164366,"PASS",1,null,"CwaNgs505",null,60065.428092086571,0,0.43907180890984565,"FAIL",0,1,null,null,2.3561853919805369,null,-495.60643154888112,"NO",0,null,13.708,11.574999999999999,12.50331411195598,0,0,0,null,-42354.557576443709,null,-4365.7899694794614,null,0,null,0,null,-495.60643154888112,null,-495.60643154888112,-0.28262567622816159,null,"CwaNgs505"]
[2865,"CreEgs506",0.9369999974966049,6958.4659216771352,0,5596.50830078125,0,0,78644.373179783448,0,8334.0280672339395,0,0,null,84240.881522400203,8334.0280672339395,13930.53640985068,null,28194.992975719408,6960.7237498516743,0,0,94752.256843112569,0,null,35155.715507384259,94752.2578125,null,-49085.165973180439,21225.179139369069,86418.229745266057,null,0.44702137083624804,4.2183341865144959,0,1,0.41732368998886926,2.5236440707410619,0,1,11.369323098997942,"PASS",1,null,"CreEgs506",null,86418.229745266057,0,0.41732368998886926,"FAIL",0,1,null,null,0.71460149462170075,null,-1923.4284773218392,"NO",0,null,13.708,11.574999999999999,12.50331411195598,0,0,0,null,-49260.070030431096,null,-5077.5909828962804,null,0,null,0,null,-1923.4284773218392,null,-1923.4284773218392,-3.2290757918268951,null,"CreEgs506"]
[2886,"CinNgs507",1.0542857110500339,9940.665893626352,0,9470.6513671875,0,0,112349.10783402559,0,9850.1070559412328,0,0,null,121819.7590744326,9850.1070559412328,19320.758296348304,null,39083.714299536034,7832.008119148175,0,0,135360.37088436814,0,null,46915.720700339094,135360.375,null,-74904.038500873998,27594.962277210361,125510.26794405877,null,0.4175887250448676,4.7629655631043324,0,1,0.38512406368204266,2.4282546095176389,0,1,13.742020693912707,"PASS",1,null,"CinNgs507",null,125510.26794405877,0,0.38512406368204266,"FAIL",0,1,null,null,0.49909962508207739,null,-3004.3728310852666,"NO",0,null,13.708,11.574999999999999,12.50331411195598,0,0,0,null,-75137.450046646831,null,-6648.0465673311846,null,0,null,0,null,-3004.3728310852666,null,-3004.3728310852666,-5.0551115044635919,null,"CinNgs507"]
[2929,"CasTgs509",0.92275449037551882,6250.1192164512258,0,5026.8037109375,0,0,70638.659958868549,0,3070.2889168068673,0,0,null,75665.463803173654,3070.2889168068673,8097.0927611120032,null,26265.115348819498,7169.6330567078767,0,0,85106.819227552478,0,null,33434.746679553718,85106.8203125,null,-42230.716990252331,25337.654051809353,82036.531395693135,null,0.4733207948596716,10.889772130736871,0,1,0.44187592407361004,4.1292286276917327,0,1,27.719482634556748,"PASS",1,null,"CasTgs509",null,82036.531395693135,0,0.44187592407361004,"FAIL",0,1,null,null,0.2930983652727483,null,-2043.2103703742514,"NO",0,null,13.708,11.574999999999999,12.50331411195598,0,0,0,null,-42397.05901353369,null,-4370.1708993805951,null,0,null,0,null,-2043.2103703742514,null,-2043.2103703742514,-9.3108861726187921,null,"CasTgs509"]
[2950,"CreNgs509",0.9369999974966049,6958.4659216771352,0,5596.50830078125,0,0,78644.373179783448,0,1708.407804233271,0,0,null,84240.881522400203,1708.407804233271,7304.9161468500097,null,28595.960672687379,7280.3180328637118,0,0,94752.256843112569,0,null,35876.278007384259,94752.2578125,null,-48364.603473180439,28571.361902369739,93043.850008266731,null,0.45618366015035794,20.999832662017976,0,1,0.42587728638216249,4.9112512028381383,0,1,55.462318527059509,"PASS",1,null,"CreNgs509",null,93043.850008266731,0,0.42587728638216249,"FAIL",0,1,null,null,0.14648747771736934,null,-2396.9823443058372,"NO",0,null,13.708,11.574999999999999,12.50331411195598,0,0,0,null,-48543.0924184908,null,-5003.6869252066026,null,0,null,0,null,-2396.9823443058372,null,-2396.9823443058372,-19.630458854228841,null,"CreNgs509"]
[2966,"CheNgs510",0.97382550239562982,7005.1669805175698,0,5233.67578125,0,0,79172.187146349912,0,94028.925185966378,0,0,null,84405.863115489803,94028.925185966378,99262.601155106211,null,28526.470508684193,7234.2906305728802,0,0,95388.177284758989,0,null,35760.759484114271,95388.1796875,null,-48645.103443485641,-63501.841483102107,1359.2545015336218,null,0.45168335968804868,0.38031658251318062,0,0,0.42367625001107412,0.36026417941561933,0,0,1.0144557060377468,"PASS",1,null,"CheNgs510",null,1359.2545015336218,0,0.42367625001107412,"FAIL",0,1,null,null,8.6214590332229761,null,4698.6910257578002,"YES",1,null,13.708,11.574999999999999,12.50331411195598,0,0,0,null,-48823.017669774759,null,-5357.2403471387479,null,0,null,0,null,4698.6910257578002,null,0,0,null,"CheNgs510"]
[3014,"CasNgs512",0.92275449037551882,6250.1192164512258,0,3771.977294921875,0,0,70638.659958868549,0,16534.036592265154,0,0,null,74410.637177079858,16534.036592265154,20306.013810476477,null,26265.115348819498,7169.6330567078767,0,0,85106.819227552478,0,null,33434.746679553718,85106.8203125,null,-40975.890574236706,13128.732792366689,68572.783720234846,null,0.4733207948596716,2.0221768890480711,0,1,0.44932751436489782,1.6465440664674635,0,1,5.147370990597306,"PASS",1,null,"CasNgs512",null,68572.783720234846,0,0.44932751436489782,"FAIL",0,1,null,null,2.1034681692150148,null,-687.78388429698691,"NO",0,null,13.708,11.574999999999999,12.50331411195598,0,0,0,null,-41142.232597518057,null,-5401.4368965821459,null,0,null,0,null,-687.78388429698691,null,-687.78388429698691,-0.43672432316185694,null,"CasNgs512"]
[3035,"CrtTgs512",0.91964285522699352,6212.9160561031504,0,3749.52490234375,0,0,70218.190956244434,0,11820.363145723948,0,0,null,73967.715925295051,11820.363145723948,15569.888114774551,null,26121.627027160623,7145.456222616067,0,0,84600.230067764365,0,null,33267.084624384705,84600.2265625,null,-40700.63123420348,17697.196576317008,72779.863416776047,null,0.47376732683293793,2.8143876980986979,0,1,0.4497514116561997,2.1366296611563187,0,1,7.1571596844809617,"PASS",1,null,"CrtTgs512",null,72779.863416776047,0,0.4497514116561997,"FAIL",0,1,null,null,1.5127971299614729,null,-1123.293833832272,"NO",0,null,13.708,11.574999999999999,12.50331411195598,0,0,0,null,-40866.139117906881,null,-5365.1894347035823,null,0,null,0,null,-1123.293833832272,null,-1123.293833832272,-0.99769276517923922,null,"CrtTgs512"]
[3060,"CofNgs513",1.0171052694320681,9155.8762932046429,0,5525.61572265625,0,0,103479.43930393923,0,28621.350723215455,0,0,null,109005.05518270597,28621.350723215455,34146.96660198224,null,36662.279767988868,7902.7212957850834,0,0,124674.02325775806,0,null,44564.999147537739,124674.0234375,null,-64440.055879057742,10418.032701666038,96052.672714284548,null,0.43066525531358624,1.5570543675071915,0,1,0.40883424293180343,1.3050939449681498,0,1,4.355979724477991,"PASS",1,null,"CofNgs513",null,96052.672714284548,0,0.40883424293180343,"FAIL",0,1,null,null,2.4856247586077878,null,-588.40061321298606,"NO",0,null,13.708,11.574999999999999,12.50331411195598,0,0,0,null,-64661.772292727081,null,-8489.2447640626815,null,0,null,0,null,-588.40061321298606,null,-588.40061321298606,-0.21583270815207409,null,"CofNgs513"]
[3073,"CdaTgs514",1.0171052694320681,9155.8762932046429,0,5525.61572265625,0,0,103479.43930393923,0,49221.271546300835,0,0,null,109005.05518270597,49221.271546300835,54746.887425067609,null,36662.279767988868,7902.7212957850834,0,0,124674.02325775806,0,null,44564.999147537739,124674.0234375,null,-64440.055879057742,-10181.888121419346,75452.751891199165,null,0.43066525531358624,0.90540121674054896,0,0,0.40883424293180343,0.81401886701981063,0,0,2.5329297582290868,"PASS",1,null,"CdaTgs514",null,75452.751891199165,0,0.40883424293180343,"FAIL",0,1,null,null,4.2746273663185885,null,1373.7451369024955,"YES",1,null,13.708,11.574999999999999,12.50331411195598,0,0,0,null,-64661.772292727081,null,-8489.2447640626815,null,0,null,0,null,1373.7451369024955,null,0,0,null,"CdaTgs514"]
[3116,"CofNgs515",1.0171052694320681,9155.8762932046429,0,6438.28076171875,0,0,103479.43930393923,0,15003.330726137121,0,0,null,109917.71998412117,15003.330726137121,21441.611406319134,null,36250.026070756314,7574.2329630206459,0,0,124674.02325775806,0,null,43824.260866287739,124674.0234375,null,-66093.459199370234,22382.649378431866,109670.69271136288,null,0.42350694167918096,2.9209687946118539,0,1,0.3987005993220189,2.0438883938881638,0,1,8.3097563943122896,"PASS",1,null,"CofNgs515",null,109670.69271136288,0,0.3987005993220189,"FAIL",0,1,null,null,1.1182627957917031,null,-2088.0985189875637,"NO",0,null,13.708,11.574999999999999,12.50331411195598,0,0,0,null,-66311.490347958723,null,-7671.6924593742506,null,0,null,0,null,-2088.0985189875637,null,-2088.0985189875637,-1.7024988160930232,null,"CofNgs515"]
[3137,"CscNgs516",1.0183962345123292,9846.8856132130677,0,5942.64306640625,0,0,111289.20591703091,0,272997.73729770316,0,0,null,117231.84916748277,272997.73729770316,278940.38054815499,null,39021.862738112672,7912.7518575553449,0,0,134083.38062292882,0,null,46934.614408757567,134083.375,null,-70297.234574679591,-232005.76595535185,-138914.36229770316,null,0.42173554948130892,0.17192308944881662,0,0,0.40035719657879509,0.16826038004068244,0,0,0.49115196458123939,"FAIL",0,null,"CscNgs516",null,-138914.36229770316,138914.36229770316,0.18323368584688215,"FAIL",0,1,null,null,22.044765478842756,null,22438.33143343552,"YES",1,null,13.708,11.574999999999999,12.50331411195598,0,0,0,null,-70530.740119001755,null,-9259.7634588504297,null,18237.638421821048,null,18237.638421821048,null,22438.33143343552,null,18237.638421821048,0.70136459954149233,null,"CscNgs516"]
[3158,"CofNgs517",1.0171052694320681,9155.8762932046429,0,7363.82666015625,0,0,103479.43930393923,0,264068.84139669233,0,0,null,110843.26616043059,264068.84139669233,271432.66825318371,null,36227.032853850345,7555.8045079511712,0,0,124674.02325775806,0,null,43782.838991287739,124674.0234375,null,-67060.426972807734,-227649.82906556083,-139394.81795919233,null,0.42310665080711374,0.16580085238271566,0,0,0.39499773495910834,0.16130276176675207,0,0,0.47212697559501482,"FAIL",0,null,"CofNgs517",null,-139394.81795919233,139394.81795919233,0.1749647308069609,"FAIL",0,1,null,null,17.208369558476956,null,15559.239985289707,"YES",1,null,13.708,11.574999999999999,12.50331411195598,0,0,0,null,-67278.252042416148,null,-6934.8550601848574,null,14368.430054906872,null,14368.430054906872,null,15559.239985289707,null,14368.430054906872,0.76128855987288446,null,"CofNgs517"]
[3201,"CgrEgs602",0.94000000357627866,7731.6288018634841,0,10902.8681640625,0,0,87382.636866426081,0,93329.02264373345,0,0,null,98285.504743038939,93329.02264373345,104231.89052034628,null,30783.271853061477,6983.0099970494102,0,0,105280.2853812362,0,null,37766.283642918839,105280.2890625,null,-60519.221387569742,-66465.607164877118,11951.26641876655,null,0.43219436946780099,0.40465744280945437,0,0,0.3842507970143062,0.36232944975122849,0,0,1.1280551974104382,"PASS",1,null,"CgrEgs602",null,11951.26641876655,0,0.3842507970143062,"FAIL",0,1,null,null,4.107731986246792,null,1005.4777185049254,"YES",1,null,13.708,11.574999999999999,12.50331411195598,0,0,0,null,-60707.113345992228,null,-5371.272464554705,null,0,null,0,null,1005.4777185049254,null,0,0,null,"CgrEgs602"]
[3222,"CwaNgs602",0.9588235318660735,6822.0256232661886,0,9620.1767578125,0,0,77102.329018646633,0,82349.137626823605,0,0,null,86722.506204533056,82349.137626823605,91969.314812710014,null,27845.916525621058,7122.8449818656736,0,0,92894.372311622501,0,null,34968.761831496515,92894.375,null,-51753.743944962618,-57000.552553139591,10545.237373176395,null,0.4535370367740717,0.42464029180198887,0,0,0.40322591602269869,0.38022205629640105,0,0,1.128055225313513,"PASS",1,null,"CwaNgs602",null,10545.237373176395,0,0.40322591602269869,"FAIL",0,1,null,null,4.1077319862467911,null,887.18622221022827,"YES",1,null,13.708,11.574999999999999,12.50331411195598,0,0,0,null,-51927.717884422789,null,-4594.4849927241467,null,0,null,0,null,887.18622221022827,null,0,0,null,"CwaNgs602"]
[3243,"CreEgs603",0.90597014725208269,7789.3276687939915,0,4700.89697265625,0,0,88034.747730229719,0,21916.627315355508,0,0,null,92735.644825902869,21916.627315355508,26617.524411028659,null,30809.011067914111,6730.2112459792661,0,0,106065.96112075879,0,null,37539.223004059801,106065.9609375,null,-55196.421698826169,10921.698716048042,84149.333622144492,null,0.42641370563238901,1.7128193341024962,0,1,0.40479821027104551,1.4103198553656267,0,1,4.8395202150098484,"PASS",1,null,"CreEgs603",null,84149.333622144492,0,0.40479821027104551,"FAIL",0,1,null,null,2.2372735006780751,null,-732.31199840467514,"NO",0,null,13.708,11.574999999999999,12.50331411195598,0,0,0,null,-55383.184002328948,null,-7271.0875087129825,null,0,null,0,null,-732.31199840467514,null,-732.31199840467514,-0.3507976922767867,null,"CreEgs603"]
[3286,"CgrNgs605",0.93011364042758948,5930.5110588184316,0,3579.092041015625,0,0,67026.458145552955,0,396476.61467790161,0,0,null,70605.550176028279,396476.61467790161,400055.70670837705,null,24941.626066185327,6909.5668348801491,0,0,80754.768850063832,0,null,31851.19123417556,80754.765625,null,-38754.35895239302,-368204.51548474166,-315721.84905290161,null,0.47520325727205098,8.0335611370298682E-2,0,0,0.45111455331785899,7.9616890096144768E-2,0,0,0.20368103094959417,"FAIL",0,null,"CgrNgs605",null,-315721.84905290161,315721.84905290161,8.2446109949432231E-2,"FAIL",0,1,null,null,53.15826685149819,null,35617.511021561993,"YES",1,null,13.708,11.574999999999999,12.50331411195598,0,0,0,null,-38912.822590373988,null,-5108.7445289121451,null,41450.148347913397,null,41450.148347913397,null,35617.511021561993,null,35617.511021561993,0.94314893880663131,null,"CgrNgs605"]
[3307,"CasTgs606",1,8998.016286817905,0,5430.3466796875,0,0,101695.31024558353,0,856163.75317503745,0,0,null,107125.65697344582,856163.75317503745,861594.09990289994,null,35604.570754004977,7428.7340111512585,0,0,122524.47017540183,0,null,43033.306686176111,122524.46875,null,-64092.350239094922,-818560.79316854884,-733639.28442503745,null,0.42315920549585995,5.0262939217631433E-2,0,0,0.40170868418753675,4.9946148300495603E-2,0,0,0.14310868486971628,"FAIL",0,null,"CasTgs606",null,-733639.28442503745,733639.28442503745,5.1183517020895963E-2,"FAIL",0,1,null,null,75.658091244092986,null,78292.290157237017,"YES",1,null,13.708,11.574999999999999,12.50331411195598,0,0,0,null,-64306.446292259978,null,-8442.5951087556004,null,96317.240205252616,null,96317.240205252616,null,78292.290157237017,null,78292.290157237017,0.96005577418074362,null,"CasTgs606"]
[3323,"CmiTgs606",0.95655737817287445,5703.6608171228736,0,3442.18701171875,0,0,64462.603516581934,0,542704.87972513342,0,0,null,67904.790557247892,542704.87972513342,546147.06676579942,null,24385.687605161889,7106.0103288505115,0,0,77665.787369375801,0,null,31491.697141043791,77665.7890625,null,-36413.093387256893,-514655.36959580838,-465039.09066263342,null,0.48852660958602262,5.8027296819209651E-2,0,0,0.46376252538352203,5.7661569674267443E-2,0,0,0.14310869860214967,"FAIL",0,null,"CmiTgs606",null,-465039.09066263342,465039.09066263342,5.9090081061952335E-2,"FAIL",0,1,null,null,75.658091244093001,null,49627.899771800519,"YES",1,null,13.708,11.574999999999999,12.50331411195598,0,0,0,null,-36569.768497411336,null,-4801.132179523509,null,61053.548727681089,null,61053.548727681089,null,49627.899771800519,null,49627.899771800519,0.96005577418074373,null,"CmiTgs606"]
[3344,"CheNgs607",0.98163265287876111,7100.4757111121489,0,7537.46630859375,0,0,80249.363561459104,0,38041.064640560267,0,0,null,87786.829874647956,38041.064640560267,45578.530953749207,null,28879.338650998889,7292.2878748970943,0,0,96685.980194529024,0,null,36171.628473640965,96685.9765625,null,-51615.201396411889,-9406.9024755130522,58644.911921939733,null,0.45074037809581963,0.9508574172520381,0,0,0.41203935177046835,0.79361110857199202,0,0,2.5416212052964249,"PASS",1,null,"CheNgs607",null,58644.911921939733,0,0.41203935177046835,"FAIL",0,1,null,null,2.4218842372661795,null,-510.52617351170159,"NO",0,null,13.708,11.574999999999999,12.50331411195598,0,0,0,null,-51795.159747027014,null,-4582.7564516339353,null,0,null,0,null,-510.52617351170159,null,-510.52617351170159,-0.2478316821283332,null,"CheNgs607"]
[3392,"CasNgs609",0.91491227895021443,6103.9175288030956,0,3683.743896484375,0,0,68986.292869292782,0,369111.79020430386,0,0,null,72670.03678847065,369111.79020430386,372795.53412348172,null,25371.353566470625,6796.6399638573685,0,0,83116.015505172021,0,null,32167.994470660316,83116.015625,null,-40502.042295116844,-340627.5396301279,-285995.77457930386,null,0.46629544990348298,8.7149734374118173E-2,0,0,0.44265829360099268,8.6288572496588556E-2,0,0,0.22517843599359202,"FAIL",0,null,"CasNgs609",null,-285995.77457930386,285995.77457930386,8.9687930806738397E-2,"FAIL",0,1,null,null,48.083338756584979,null,32948.232392585545,"YES",1,null,13.708,11.574999999999999,12.50331411195598,0,0,0,null,-40662.082068602715,null,-5338.3994137073541,null,37547.503661053946,null,37547.503661053946,null,32948.232392585545,null,32948.232392585545,0.93714862653346687,null,"CasNgs609"]
[3408,"CmiNgs609",1.0094594538211823,9403.3323265907238,0,5674.95654296875,0,0,106276.17997268037,0,568631.71448648488,0,0,null,111951.13661332046,568631.71448648488,574306.67112712481,null,37031.524494431942,7499.0057774795941,0,0,128043.59032853051,0,null,44530.528486811178,128043.59375,null,-67420.608028837945,-529776.14254264242,-440588.12073648488,null,0.41900761297835798,7.8311721545509347E-2,0,0,0.39776754281173793,7.753789174517077E-2,0,0,0.22517842478348665,"FAIL",0,null,"CmiNgs609",null,-440588.12073648488,440588.12073648488,8.0592515196600878E-2,"FAIL",0,1,null,null,48.083338756584986,null,50758.087739929084,"YES",1,null,13.708,11.574999999999999,12.50331411195598,0,0,0,null,-67642.152946682778,null,-8880.529753081657,null,57843.456256319034,null,57843.456256319034,null,50758.087739929084,null,50758.087739929084,0.93714862653346676,null,"CmiNgs609"]
[3429,"ChoTgs701",1.0014851570129395,10334.355722817088,0,6236.83349609375,0,0,116798.57847776463,0,38540.202491741678,0,0,null,123035.41196910653,38540.202491741678,44777.035983083581,null,40161.661297164581,7439.7668475651853,0,0,140721.17888887308,0,null,47601.427500922728,140721.171875,null,-75433.984472935656,2824.3915130872992,102180.96938325831,null,0.40755142846181797,1.2351109860183707,0,1,0.38689208852356027,1.0630767859188939,0,1,3.6512826289678544,"PASS",1,null,"ChoTgs701",null,102180.96938325831,0,0.38689208852356027,"FAIL",0,1,null,null,2.965349813793039,null,-70.258805769449737,"NO",0,null,13.708,11.574999999999999,12.50331411195598,0,0,0,null,-75670.807495328307,null,-9934.5870604039173,null,0,null,0,null,-70.258805769449737,null,-70.258805769449737,-1.9139080202587609E-2,null,"ChoTgs701"]
[3472,"CscNgs702",1.0058252394199372,10133.68891828857,0,18890.607421875,0,0,114530.64827047958,0,6835.3671678092251,0,0,null,133421.25649307281,6835.3671678092251,25725.975390402491,null,39500.039493976888,7472.0081653532443,0,0,137988.73285599938,0,null,46972.046981947366,137988.734375,null,-86449.208710407212,21246.072392263141,131153.36720719078,null,0.41012643944017974,6.8719127778767417,0,1,0.35205819895936563,1.8258607392383313,0,1,20.187464840930584,"PASS",1,null,"CscNgs702",null,131153.36720719078,0,0.35205819895936563,"FAIL",0,1,null,null,0.14551697479187914,null,-3491.9290939331586,"NO",0,null,13.708,11.574999999999999,12.50331411195598,0,0,0,null,-86682.900486436789,null,-7669.570349637972,null,0,null,0,null,-3491.9290939331586,null,-3491.9290939331586,-19.768050504281145,null,"CscNgs702"]
[3493,"CofEgs801",0.97167832255363473,7299.0901418893945,0,5132.615234375,0,0,82494.097902152847,0,21975.522722548852,0,0,null,87626.713136430946,21975.522722548852,27108.13795682694,null,29490.152588025561,7218.3398026525911,0,0,99390.479400184136,0,null,36708.49162606457,99390.4765625,null,-50918.221510463278,9600.3536691407171,77414.953839951151,null,0.44498324800890499,1.6704263233929071,0,1,0.41891896103498105,1.3541502439007853,0,1,4.5227809967185211,"PASS",1,null,"CofEgs801",null,77414.953839951151,0,0.41891896103498105,"FAIL",0,1,null,null,2.0545967387971844,null,-845.9472526835284,"NO",0,null,13.708,11.574999999999999,12.50331411195598,0,0,0,null,-51100.850822035733,null,-5911.946932000872,null,0,null,0,null,-845.9472526835284,null,-845.9472526835284,-0.4708988020087933,null,"CofEgs801"]
[3514,"ChoNgs802",0.96900000274181353,6958.4659216771352,0,6629.45556640625,0,0,78644.373179783448,0,455778.60540783929,0,0,null,85273.828845753495,455778.60540783929,462408.06107380945,null,28354.02880534716,7198.4432771737775,0,0,94752.256843112569,0,null,35552.471667447753,94752.2578125,null,-49721.357078741945,-426855.58930679777,-361026.34759533929,null,0.45206631104012635,7.8003818620741822E-2,0,0,0.41692125462393231,7.6885492853525098E-2,0,0,0.20789097313533156,"FAIL",0,null,"ChoNgs802",null,-361026.34759533929,361026.34759533929,7.9660447277621962E-2,"FAIL",0,1,null,null,32.991509208760277,null,24981.125903510736,"YES",1,null,13.708,11.574999999999999,12.50331411195598,0,0,0,null,-49898.235047236711,null,-4414.9194578166362,null,31943.058612679404,null,31943.058612679404,null,24981.125903510736,null,24981.125903510736,0.9083975254789044,null,"ChoNgs802"]
[3557,"CwaEgs803",0.97167832255363473,7299.0901418893945,0,4601.97314453125,0,0,82494.097902152847,0,74986.818452880791,0,0,null,87096.071013742301,74986.818452880791,79588.791564470273,null,29490.152588025561,7218.3398026525911,0,0,99390.479400184136,0,null,36708.49162606457,99390.4765625,null,-50387.579420619528,-42880.299971347471,24403.658109619209,null,0.44498324800890499,0.48953259230661933,0,0,0.42147126942601765,0.46122690003573574,0,0,1.3254393053754328,"PASS",1,null,"CwaEgs803",null,24403.658109619209,0,0.42147126942601765,"FAIL",0,1,null,null,7.8192834456207736,null,4194.4505551788743,"YES",1,null,13.708,11.574999999999999,12.50331411195598,0,0,0,null,-50570.208732191975,null,-6401.5524364177527,null,0,null,0,null,4194.4505551788743,null,0,0,null,"CwaEgs803"]
[3578,"CofNgs804",0.97167832255363473,7299.0901418893945,0,5870.46337890625,0,0,82494.097902152847,0,22541.086779245165,0,0,null,88364.561117985402,22541.086779245165,28411.549995077752,null,29905.960080265661,7549.7622547812434,0,0,99390.479400184136,0,null,37455.72209481457,99390.4765625,null,-50908.839186244528,9044.1719366631551,76849.389783254839,null,0.45404123503770188,1.661664429121587,0,1,0.42387719184934364,1.3183272959876966,0,1,4.4093027783387244,"PASS",1,null,"CofNgs804",null,76849.389783254839,0,0.42387719184934364,"FAIL",0,1,null,null,1.8425894453253371,null,-1031.3174473901049,"NO",0,null,13.708,11.574999999999999,12.50331411195598,0,0,0,null,-51095.186062338122,null,-5266.7496383838434,null,0,null,0,null,-1031.3174473901049,null,-1031.3174473901049,-0.64013958148683192,null,"CofNgs804"]
[3599,"CinEgs805",0.97167832255363473,7299.0901418893945,0,4919.76123046875,0,0,82494.097902152847,0,35268.933238842132,0,0,null,87413.859216247947,35268.933238842132,40188.694552937239,null,29490.152588025561,7218.3398026525911,0,0,99390.479400184136,0,null,36708.49162606457,99390.4765625,null,-50705.367506557028,-3480.2028432463121,64121.543323657868,null,0.44498324800890499,1.0408166126679737,0,1,0.4199390347287103,0.91340343623493703,0,0,2.8180743627663789,"PASS",1,null,"CinEgs805",null,64121.543323657868,0,0.4199390347287103,"FAIL",0,1,null,null,2.8830092545353621,null,-121.61844858911184,"NO",0,null,13.708,11.574999999999999,12.50331411195598,0,0,0,null,-50887.996818129483,null,-5245.3931474674282,null,0,null,0,null,-121.61844858911184,null,-121.61844858911184,-4.8246333914390094E-2,null,"CinEgs805"]
[3615,"CasEgs806",0.96900000274181353,6958.4659216771352,0,5596.50830078125,0,0,78644.373179783448,0,207922.81422057064,0,0,null,84240.881522400203,207922.81422057064,213519.32256318745,null,28354.02880534716,7198.4432771737775,0,0,94752.256843112569,0,null,35552.471667447753,94752.2578125,null,-48688.409813116945,-177966.85085390415,-113170.55640807064,null,0.45206631104012635,0.17098879601414324,0,0,0.42203347166601174,0.16650704604915798,0,0,0.45570880794247048,"FAIL",0,null,"CasEgs806",null,-113170.55640807064,113170.55640807064,0.18009327143194095,"FAIL",0,1,null,null,17.828347320553519,null,12341.807502264957,"YES",1,null,13.708,11.574999999999999,12.50331411195598,0,0,0,null,-48865.287781611703,null,-5036.8979269267193,null,11665.306127092112,null,11665.306127092112,null,12341.807502264957,null,11665.306127092112,0.78496658787769835,null,"CasEgs806"]
[3663,"CreEgs807",0.97021276354789721,7402.6236570874125,0,8748.3681640625,0,0,83664.230586209291,0,26044.379564489431,0,0,null,92412.598688635859,26044.379564489431,34792.747666915951,null,29826.972756182149,7207.4525546213208,0,0,100800.27781471009,0,null,37034.423940950808,100800.28125,null,-55378.174809320983,2241.676212398881,74755.901685510573,null,0.44265540579841706,1.4219737448246188,0,1,0.40075081148869746,1.0644294101140881,0,1,3.8703276075517472,"PASS",1,null,"CreEgs807",null,74755.901685510573,0,0.40075081148869746,"FAIL",0,1,null,null,1.1972496413576028,null,-1618.2075018181013,"NO",0,null,13.708,11.574999999999999,12.50331411195598,0,0,0,null,-55562.425674698839,null,-4916.0783743653292,null,0,null,0,null,-1618.2075018181013,null,-1618.2075018181013,-1.5242052929588552,null,"CreEgs807"]
[3679,"CheEgs808",0.96900000274181353,6958.4659216771352,0,3887.80810546875,0,0,78644.373179783448,0,130650.55002369988,0,0,null,82532.181273763854,130650.55002369988,134538.35811768027,null,28354.02880534716,7198.4432771737775,0,0,94752.256843112569,0,null,35552.471667447753,94752.2578125,null,-46979.709617804445,-98985.886461720875,-35898.292211199878,null,0.45206631104012635,0.2721188059368948,0,0,0.4307710169996522,0.26425528125825842,0,0,0.72523428179454308,"FAIL",0,null,"CheEgs808",null,-35898.292211199878,35898.292211199878,0.30019698999609951,"FAIL",0,1,null,null,13.514631680262656,null,8746.0913929172966,"YES",1,null,13.708,11.574999999999999,12.50331411195598,0,0,0,null,-47156.587586299211,null,-5715.1558096295175,null,4350.7035557048048,null,4350.7035557048048,null,8746.0913929172966,null,4350.7035557048048,0.38620811578383696,null,"CheEgs808"]
[3713,"CloEgs809",0.96900000274181353,6958.4659216771352,0,4199.4677734375,0,0,78644.373179783448,0,4366.8741932157291,0,0,null,82843.841196383219,4366.8741932157291,8566.342209815446,null,28768.690171942042,7528.952201338474,0,0,94752.256843112569,0,null,36297.643542447753,94752.2578125,null,-46546.197410773195,27731.301575794525,90385.383619284272,null,0.46154152007124816,8.3120424212904744,0,1,0.43814534822140583,4.2372396156662919,0,1,21.697959139675888,"PASS",1,null,"CloEgs809",null,90385.383619284272,0,0.43814534822140583,"FAIL",0,1,null,null,0.49900225324750441,null,-2103.1421464685754,"NO",0,null,13.708,11.574999999999999,12.50331411195598,0,0,0,null,-46726.782702029144,null,-6134.6152653986592,null,0,null,0,null,-2103.1421464685754,null,-2103.1421464685754,-5.056293056875222,null,"CloEgs809"]
[3722,"CrtNgs809",0.96900000274181353,6958.4659216771352,0,4199.4677734375,0,0,78644.373179783448,0,7680.4044667758399,0,0,null,82843.841196383219,7680.4044667758399,11879.872483375562,null,28768.690171942042,7528.952201338474,0,0,94752.256843112569,0,null,36297.643542447753,94752.2578125,null,-46546.197410773195,24417.771302234414,87071.853345724157,null,0.46154152007124816,4.7260067747037748,0,1,0.43814534822140583,3.0553900587903899,0,1,12.336883848029437,"PASS",1,null,"CrtNgs809",null,87071.853345724157,0,0.43814534822140583,"FAIL",0,1,null,null,0.87763899250241273,null,-1787.5278741198488,"NO",0,null,13.708,11.574999999999999,12.50331411195598,0,0,0,null,-46726.782702029144,null,-6134.6152653986592,null,0,null,0,null,-1787.5278741198488,null,-1787.5278741198488,-2.4434475992127753,null,"CrtNgs809"]
[3765,"ChoEgs811",0.96900000274181353,6958.4659216771352,0,4199.4677734375,0,0,78644.373179783448,0,12474.225749790476,0,0,null,82843.841196383219,12474.225749790476,16673.693766390195,null,28354.02880534716,7198.4432771737775,0,0,94752.256843112569,0,null,35552.471667447753,94752.2578125,null,-47291.369285773195,18878.778144219777,82278.032062709521,null,0.45206631104012635,2.8500744158846825,0,1,0.42915045051475831,2.1322493194396261,0,1,7.5958427972246305,"PASS",1,null,"ChoEgs811",null,82278.032062709521,0,0.42915045051475831,"FAIL",0,1,null,null,1.4254285292344129,null,-1330.9155644529792,"NO",0,null,13.708,11.574999999999999,12.50331411195598,0,0,0,null,-47468.247254267953,null,-6231.9598608937531,null,0,null,0,null,-1330.9155644529792,null,-1330.9155644529792,-1.120137081394815,null,"ChoEgs811"]
[3786,"CcoNgs812",0.96900000274181353,6958.4659216771352,0,4061.6318359375,0,0,78644.373179783448,0,25263.568557459927,0,0,null,82706.005077436697,25263.568557459927,29325.200455113132,null,28354.02880534716,7198.4432771737775,0,0,94752.256843112569,0,null,35552.471667447753,94752.2578125,null,-47153.533348273195,6227.2712740503266,69488.689255040081,null,0.45206631104012635,1.4072624612230278,0,1,0.42986566284624506,1.2123522155181043,0,1,3.7505492384020775,"PASS",1,null,"CcoNgs812",null,69488.689255040081,0,0.42986566284624506,"FAIL",0,1,null,null,2.9848343757675404,null,-31.066155971358398,"NO",0,null,13.708,11.574999999999999,12.50331411195598,0,0,0,null,-47330.411316767953,null,-6407.798874326355,null,0,null,0,null,-31.066155971358398,null,-31.066155971358398,-1.2486289438028835E-2,null,"CcoNgs812"]
[3807,"CscTgs812",0.97167832255363473,7299.0901418893945,0,4260.453125,0,0,82494.097902152847,0,26500.246721258507,0,0,null,86754.550883140779,26500.246721258507,30760.699702246457,null,29490.152588025561,7218.3398026525911,0,0,99390.479400184136,0,null,36708.49162606457,99390.4765625,null,-50046.059401088278,5947.7917798060626,72890.229841241497,null,0.44498324800890499,1.3852132024347157,0,1,0.42313044320378507,1.1933568419942664,0,1,3.7505491027285012,"PASS",1,null,"CscTgs812",null,72890.229841241497,0,0.42313044320378507,"FAIL",0,1,null,null,2.9848343757675404,null,-32.586876893033264,"NO",0,null,13.708,11.574999999999999,12.50331411195598,0,0,0,null,-50228.688712660733,null,-6800.1803922175341,null,0,null,0,null,-32.586876893033264,null,-32.586876893033264,-1.2486289438028828E-2,null,"CscTgs812"]
[3850,"ChoNgs814",0.96900000274181353,6958.4659216771352,0,4199.4677734375,0,0,78644.373179783448,0,63260.828237748756,0,0,null,82843.841196383219,63260.828237748756,67460.296254348475,null,28768.690171942042,7528.952201338474,0,0,94752.256843112569,0,null,36297.643542447753,94752.2578125,null,-46546.197410773195,-31162.65246873851,31491.429574751244,null,0.46154152007124816,0.57377755798632379,0,0,0.43814534822140583,0.53805935770618141,0,0,1.4978029920253211,"PASS",1,null,"ChoNgs814",null,31491.429574751244,0,0.43814534822140583,"FAIL",0,1,null,null,7.2288082386974111,null,3506.5163967715243,"YES",1,null,13.708,11.574999999999999,12.50331411195598,0,0,0,null,-46726.782702029144,null,-6134.6152653986592,null,0,null,0,null,3506.5163967715243,null,0,0,null,"ChoNgs814"]
[3871,"CdaEgs815",0.97167832255363473,7299.0901418893945,0,5870.46337890625,0,0,82494.097902152847,0,52136.786838960739,0,0,null,88364.561117985402,52136.786838960739,58007.250054793316,null,29905.960080265661,7549.7622547812434,0,0,99390.479400184136,0,null,37455.72209481457,99390.4765625,null,-50908.839186244528,-20551.52812305242,47253.689723539261,null,0.45404123503770188,0.71841255216795763,0,0,0.42387719184934364,0.6457075961045593,0,0,1.9063406586504015,"PASS",1,null,"CdaEgs815",null,47253.689723539261,0,0.42387719184934364,"FAIL",0,1,null,null,4.2618484614741758,null,1083.9801328260114,"YES",1,null,13.708,11.574999999999999,12.50331411195598,0,0,0,null,-51095.186062338122,null,-5266.7496383838434,null,0,null,0,null,1083.9801328260114,null,0,0,null,"CdaEgs815"]
[3887,"CreEgs815",0.97021276354789721,7402.6236570874125,0,5953.732421875,0,0,83664.230586209291,0,52876.315681841916,0,0,null,89617.962956435586,52876.315681841916,58830.048052068174,null,30242.153095998696,7538.3751302495466,0,0,100800.27781471009,0,null,37780.529409700808,100800.28125,null,-51837.433598383483,-21049.518694016107,47923.965568158084,null,0.4515732606991586,0.71450759990592339,0,0,0.42157317731371208,0.64219783303753264,0,0,1.9063408626372109,"PASS",1,null,"CreEgs815",null,47923.965568158084,0,0.42157317731371208,"FAIL",0,1,null,null,4.2618484614741758,null,1099.3557375469472,"YES",1,null,13.708,11.574999999999999,12.50331411195598,0,0,0,null,-52025.39643126756,null,-5362.6331354749946,null,0,null,0,null,1099.3557375469472,null,0,0,null,"CreEgs815"]
[3935,"CinEgs817",0.97167832255363473,7299.0901418893945,0,12512.0732421875,0,0,82494.097902152847,0,157626.52688205682,0,0,null,95006.17090118528,157626.52688205682,170138.59988108926,null,29537.278338348227,7256.0964313034892,0,0,99390.479400184136,0,null,36793.37443856457,99390.4765625,null,-58212.796705775778,-133345.22568567976,-58236.050319556816,null,0.446012204196785,0.23342120876706882,0,0,0.38727352123964004,0.21625530251040079,0,0,0.63054410021270324,"FAIL",0,null,"CinEgs817",null,-58236.050319556816,58236.050319556816,0.24009945879851946,"FAIL",0,1,null,null,6.0454153135893742,null,2643.4554189566838,"YES",1,null,13.708,11.574999999999999,12.50331411195598,0,0,0,null,-58395.848319897988,null,-5166.7752728962278,null,5152.6365904286295,null,5152.6365904286295,null,2643.4554189566838,null,2643.4554189566838,0.50009987321886351,null,"CinEgs817"]
[3956,"CdaNgs818",0.97167832255363473,7299.0901418893945,0,10292.9169921875,0,0,82494.097902152847,0,1139190.0335407185,0,0,null,92787.014672859252,1139190.0335407185,1149482.9503114242,null,29537.278338348227,7256.0964313034892,0,0,99390.479400184136,0,null,36793.37443856457,99390.4765625,null,-55993.640455775778,-1112689.5760943415,-1039799.5569782185,null,0.446012204196785,3.2297837371528804E-2,0,0,0.39653581355604989,3.2008629985774889E-2,0,0,8.7246617014006253E-2,"FAIL",0,null,"CdaNgs818",null,-1039799.5569782185,1039799.5569782185,3.2486147507234123E-2,"FAIL",0,1,null,null,53.110918757532687,null,43795.537474688419,"YES",1,null,13.708,11.574999999999999,12.50331411195598,0,0,0,null,-56176.692069897988,null,-4970.4277247557857,null,91999.873181616218,null,91999.873181616218,null,43795.537474688419,null,43795.537474688419,0.94309825639611378,null,"CdaNgs818"]
[3972,"CreNgs818",0.97021276354789721,7402.6236570874125,0,10438.916015625,0,0,83664.230586209291,0,1155348.785964638,0,0,null,94103.146479000294,1155348.785964638,1165787.7018574295,null,29874.027427870871,7245.1522358587999,0,0,100800.27781471009,0,null,37119.177847200808,100800.28125,null,-56983.968754633483,-1128668.5241330622,-1054548.504714638,null,0.44366843018955954,3.2128114295986221E-2,0,0,0.39445203680869551,3.1840426678157945E-2,0,0,8.7246624114326293E-2,"FAIL",0,null,"CreNgs818",null,-1054548.504714638,1054548.504714638,3.2315435062195252E-2,"FAIL",0,1,null,null,53.110918757532694,null,44416.750772201733,"YES",1,null,13.708,11.574999999999999,12.50331411195598,0,0,0,null,-57168.641281236465,null,-5058.1938725996588,null,93304.837501139686,null,93304.837501139686,null,44416.750772201733,null,44416.750772201733,0.943098256396114,null,"CreNgs818"]
[3993,"CloEgs819",0.96900000274181353,6958.4659216771352,0,11928.1767578125,0,0,78644.373179783448,0,77385.886479896682,0,0,null,90572.54960266962,77385.886479896682,89314.062902782825,null,28354.02880534716,7198.4432771737775,0,0,94752.256843112569,0,null,35552.471667447753,94752.2578125,null,-55020.078270148195,-53761.591570261429,17366.371332603318,null,0.45206631104012635,0.45941803195190611,0,0,0.39253031621548951,0.39806129492535713,0,0,1.2244126432164701,"PASS",1,null,"CloEgs819",null,17366.371332603318,0,0.39253031621548951,"FAIL",0,1,null,null,3.1132486617051387,null,75.974120931329821,"YES",1,null,13.708,11.574999999999999,12.50331411195598,0,0,0,null,-55196.956238642946,null,-4883.7421980866902,null,0,null,0,null,75.974120931329821,null,0,0,null,"CloEgs819"]
[4036,"CasNgs821",0.96900000274181353,6958.4659216771352,0,4893.09326171875,0,0,78644.373179783448,0,19998.446052900657,0,0,null,83537.466436991628,19998.446052900657,24891.539310108848,null,28354.02880534716,7198.4432771737775,0,0,94752.256843112569,0,null,35552.471667447753,94752.2578125,null,-47984.994774054445,10660.932352828346,74753.811759599339,null,0.45206631104012635,1.7777617107550752,0,1,0.42558714289406496,1.4282954227168636,0,1,4.7379810192180773,"PASS",1,null,"CasNgs821",null,74753.811759599339,0,0.42558714289406496,"FAIL",0,1,null,null,1.9612767592969449,null,-884.25698199914666,"NO",0,null,13.708,11.574999999999999,12.50331411195598,0,0,0,null,-48161.872742549203,null,-5571.931410522594,null,0,null,0,null,-884.25698199914666,null,-884.25698199914666,-0.54088599040518892,null,"CasNgs821"]
[4057,"CrtTgs821",0.96900000274181353,6958.4659216771352,0,4893.09326171875,0,0,78644.373179783448,0,19998.446052900657,0,0,null,83537.466436991628,19998.446052900657,24891.539310108848,null,28354.02880534716,7198.4432771737775,0,0,94752.256843112569,0,null,35552.471667447753,94752.2578125,null,-47984.994774054445,10660.932352828346,74753.811759599339,null,0.45206631104012635,1.7777617107550752,0,1,0.42558714289406496,1.4282954227168636,0,1,4.7379810192180773,"PASS",1,null,"CrtTgs821",null,74753.811759599339,0,0.42558714289406496,"FAIL",0,1,null,null,1.9612767592969449,null,-884.25698199914666,"NO",0,null,13.708,11.574999999999999,12.50331411195598,0,0,0,null,-48161.872742549203,null,-5571.931410522594,null,0,null,0,null,-884.25698199914666,null,-884.25698199914666,-0.54088599040518892,null,"CrtTgs821"]
[4078,"CloNgs822",0.96900000274181353,6958.4659216771352,0,4893.09326171875,0,0,78644.373179783448,0,83022.460807061609,0,0,null,83537.466436991628,83022.460807061609,87915.554064269774,null,28354.02880534716,7198.4432771737775,0,0,94752.256843112569,0,null,35552.471667447753,94752.2578125,null,-47984.994774054445,-52363.082401332606,11729.797005438391,null,0.45206631104012635,0.42822714867569645,0,0,0.42558714289406496,0.40439342098251951,0,0,1.1412846221542099,"PASS",1,null,"CloNgs822",null,11729.797005438391,0,0.42558714289406496,"FAIL",0,1,null,null,8.1421335220787068,null,4267.8225904053697,"YES",1,null,13.708,11.574999999999999,12.50331411195598,0,0,0,null,-48161.872742549203,null,-5571.931410522594,null,0,null,0,null,4267.8225904053697,null,0,0,null,"CloNgs822"]
[4121,"CcoTgs824",0.96900000274181353,6958.4659216771352,0,4893.09326171875,0,0,78644.373179783448,0,88543.861404136755,0,0,null,83537.466436991628,88543.861404136755,93436.954661344906,null,28768.690171942042,7528.952201338474,0,0,94752.256843112569,0,null,36297.643542447753,94752.2578125,null,-47239.822899054445,-57139.311123407751,6208.3964083632454,null,0.46154152007124816,0.4099396950487178,0,0,0.4345073544678959,0.38847203092452598,0,0,1.070116621411241,"PASS",1,null,"CcoTgs824",null,6208.3964083632454,0,0.4345073544678959,"FAIL",0,1,null,null,8.6836254902945864,null,4719.1855349189991,"YES",1,null,13.708,11.574999999999999,12.50331411195598,0,0,0,null,-47420.408190310394,null,-5486.150077838689,null,0,null,0,null,4719.1855349189991,null,0,0,null,"CcoTgs824"]
[4142,"CrtNgs824",0.96900000274181353,6958.4659216771352,0,4893.09326171875,0,0,78644.373179783448,0,88543.861404136755,0,0,null,83537.466436991628,88543.861404136755,93436.954661344906,null,28768.690171942042,7528.952201338474,0,0,94752.256843112569,0,null,36297.643542447753,94752.2578125,null,-47239.822899054445,-57139.311123407751,6208.3964083632454,null,0.46154152007124816,0.4099396950487178,0,0,0.4345073544678959,0.38847203092452598,0,0,1.070116621411241,"PASS",1,null,"CrtNgs824",null,6208.3964083632454,0,0.4345073544678959,"FAIL",0,1,null,null,8.6836254902945864,null,4719.1855349189991,"YES",1,null,13.708,11.574999999999999,12.50331411195598,0,0,0,null,-47420.408190310394,null,-5486.150077838689,null,0,null,0,null,4719.1855349189991,null,0,0,null,"CrtNgs824"]
[4163,"CmiTgs825",0.97167832255363473,7299.0901418893945,0,6342.185546875,0,0,82494.097902152847,0,9.7873232581014644,0,0,null,88836.283416648497,9.7873232581014644,6351.972837753764,null,29490.152588025561,7218.3398026525911,0,0,99390.479400184136,0,null,36708.49162606457,99390.4765625,null,-52127.791822963278,30356.518755931469,99380.689239241896,null,0.44498324800890499,3750.6160426119663,0,1,0.41321507610262681,5.7790693342957189,0,1,10155.021341532727,"PASS",1,null,"CmiTgs825",null,99380.689239241896,0,0.41321507610262681,"FAIL",0,1,null,null,7.4054440097648399E-4,null,-2641.752087601169,"NO",0,null,13.708,11.574999999999999,12.50331411195598,0,0,0,null,-52310.421134535733,null,-5027.7405281212214,null,0,null,0,null,-2641.752087601169,null,-2641.752087601169,-4079.9219240912453,null,"CmiTgs825"]
[4206,"CcoNgs827",0.96900000274181353,6958.4659216771352,0,3403.8642578125,0,0,78644.373179783448,0,157137.56710647189,0,0,null,82048.23743863542,157137.56710647189,160541.43136532381,null,28768.690171942042,7528.952201338474,0,0,94752.256843112569,0,null,36297.643542447753,94752.2578125,null,-45750.593895148195,-124243.78782183664,-62385.309293971892,null,0.46154152007124816,0.23099278047148022,0,0,0.442393946244792,0.22609517826015149,0,0,0.60298921230146452,"FAIL",0,null,"CcoNgs827",null,-62385.309293971892,62385.309293971892,0.25131033865634783,"FAIL",0,1,null,null,18.565453589697853,null,12956.225583398464,"YES",1,null,13.708,11.574999999999999,12.50331411195598,0,0,0,null,-45931.179186404152,null,-6218.3646856002151,null,8445.9970565857402,null,8445.9970565857402,null,12956.225583398464,null,8445.9970565857402,0.54577228598985006,null,"CcoNgs827"]
[4227,"CscEgs827",0.97167832255363473,7299.0901418893945,0,3570.48681640625,0,0,82494.097902152847,0,164829.6097437382,0,0,null,86064.584759110876,164829.6097437382,168400.09660069612,null,29905.960080265661,7549.7622547812434,0,0,99390.479400184136,0,null,37455.72209481457,99390.4765625,null,-48608.862623744528,-130944.37446532988,-65439.133181238198,null,0.45404123503770188,0.2272390388659371,0,0,0.43520481993027688,0.22242102504636735,0,0,0.60298921241773917,"FAIL",0,null,"CscEgs827",null,-65439.133181238198,65439.133181238198,0.24722642199175154,"FAIL",0,1,null,null,18.565453589697853,null,13590.446416152234,"YES",1,null,13.708,11.574999999999999,12.50331411195598,0,0,0,null,-48795.209499838129,null,-6606.1096831163704,null,8859.4371413602294,null,8859.4371413602294,null,13590.446416152234,null,8859.4371413602294,0.54577226562479175,null,"CscEgs827"]
[4243,"CinEgs828",1.0321723639965057,11382.752269010738,0,5757.0458984375,0,0,128647.5248040516,0,9157.8180178672483,0,0,null,134404.5708687033,9157.8180178672483,14914.864082518921,null,43883.550055921143,7667.7339457912421,0,0,154997.01783620671,0,null,51551.284775454697,154997.015625,null,-82853.28592703442,36636.420859149948,145839.19760713275,null,0.40071726878519121,5.6292104379969325,0,1,0.38355306300978342,3.4563697707693772,0,1,16.925103263964733,"PASS",1,null,"CinEgs828",null,145839.19760713275,0,0.38355306300978342,"FAIL",0,1,null,null,0.6397202240980705,null,-3248.4737059863946,"NO",0,null,13.708,11.574999999999999,12.50331411195598,0,0,0,null,-83109.759980643648,null,-10911.224201591236,null,0,null,0,null,-3248.4737059863946,null,-3248.4737059863946,-3.7241024558333438,null,"CinEgs828"]
[4264,"CdaNgs829",0.97167832255363473,7299.0901418893945,0,5453.2705078125,0,0,82494.097902152847,0,8219.8937315111652,0,0,null,87947.368503553706,8219.8937315111652,13673.164332912027,null,29490.152588025561,7218.3398026525911,0,0,99390.479400184136,0,null,36708.49162606457,99390.4765625,null,-51238.876783900778,23035.327386740904,91170.582830988831,null,0.44498324800890499,4.4658109733635198,0,1,0.41739158646508312,2.6847107943377071,0,1,12.091455170701801,"PASS",1,null,"CdaNgs829",null,91170.582830988831,0,0.41739158646508312,"FAIL",0,1,null,null,0.72332793541141238,null,-2009.9522887800231,"NO",0,null,13.708,11.574999999999999,12.50331411195598,0,0,0,null,-51421.50609547324,null,-5642.366660507595,null,0,null,0,null,-2009.9522887800231,null,-2009.9522887800231,-3.1780549786025456,null,"CdaNgs829"]
[4312,"CscNgs901",1.0784503221511841,8394.7524427557109,0,2927.048095703125,0,0,94877.240370368439,0,20482.601736367087,0,0,null,97804.288575169878,20482.601736367087,23409.649941168551,null,33902.181181227461,8053.4260693742735,0,0,114309.9281570704,0,null,41955.606335328994,114309.9296875,null,-55848.682130742571,18545.956503258782,93827.327951132916,null,0.44220938732564935,2.0483533720638794,0,1,0.42897511953050455,1.7922355368960547,0,1,5.5808305584803444,"PASS",1,null,"CscNgs901",null,93827.327951132916,0,0.42897511953050455,"FAIL",0,1,null,null,2.8141875057218577,null,-209.08214468206461,"NO",0,null,13.708,11.574999999999999,12.50331411195598,0,0,0,null,-56057.41649061982,null,-9649.0610262242608,null,0,null,0,null,-209.08214468206461,null,-209.08214468206461,-7.3881493526410338E-2,null,"CscNgs901"]
[4338,"CrtNgs902",1.0784503221511841,8394.7524427557109,0,6751.6748046875,0,0,94877.240370368439,0,2633.8768067899691,0,0,null,101628.91539548973,2633.8768067899691,9385.5518319112853,null,33874.257075611036,8031.060524913838,0,0,114309.9281570704,0,null,41905.317272828994,114309.9296875,null,-59723.597902226946,32519.765661351525,111676.05288071003,null,0.4416793438473221,15.910128053369739,0,1,0.41233655993126594,4.4648752686611966,0,1,43.399877090992327,"PASS",1,null,"CrtNgs902",null,111676.05288071003,0,0.41233655993126594,"FAIL",0,1,null,null,0.18720181607686417,null,-2850.7971214769909,"NO",0,null,13.708,11.574999999999999,12.50331411195598,0,0,0,null,-59932.082067763404,null,-6177.6322953963163,null,0,null,0,null,-2850.7971214769909,null,-2850.7971214769909,-15.143560703850708,null,"CrtNgs902"]
[4350,"CgrNgs903",1.0784502863883971,8394.7514234491555,0,6751.67431640625,0,0,94877.228850196305,0,38733.453367941082,0,0,null,101628.9030213582,38733.453367941082,45485.127539102992,null,33849.873423104385,8011.5203218293054,0,0,114309.91427734493,0,null,41861.39208500347,114309.9140625,null,-59767.511081599085,-3623.7355993438614,75576.460694558918,null,0.44121642877132639,1.0807554825372561,0,1,0.41190439708258136,0.92033141855747969,0,0,2.9511934548317882,"PASS",1,null,"CgrNgs903",null,75576.460694558918,0,0.41190439708258136,"FAIL",0,1,null,null,2.7529660643497342,null,-270.64682536506768,"NO",0,null,13.708,11.574999999999999,12.50331411195598,0,0,0,null,-59975.776713862782,null,-6182.1362179627677,null,0,null,0,null,-270.64682536506768,null,-270.64682536506768,-9.7762853252529952E-2,null,"CgrNgs903"]
[4393,"CrtEgs904",1.0784503221511841,8394.7524427557109,0,3563.807373046875,0,0,94877.240370368439,0,73793.344950080238,0,0,null,98441.047644627892,73793.344950080238,77357.152224339705,null,33849.877060164486,8011.5205875015426,0,0,114309.9281570704,0,null,41861.399304078994,114309.9296875,null,-56579.648439336321,-35495.753019048119,40516.584737419762,null,0.44121645128659248,0.56727878824841749,0,0,0.42524333358570016,0.54114452312335037,0,0,1.5490547252577918,"PASS",1,null,"CrtEgs904",null,40516.584737419762,0,0.42524333358570016,"FAIL",0,1,null,null,8.3272337080765482,null,5334.8752302531275,"YES",1,null,13.708,11.574999999999999,12.50331411195598,0,0,0,null,-56787.914107515819,null,-8540.9696527938086,null,0,null,0,null,5334.8752302531275,null,0,0,null,"CrtEgs904"]
[4414,"CloNgs905",1.4514417409896851,26526.162687717439,0,86111.4609375,0,0,299797.89524322294,0,83581.255773592638,0,0,null,385909.35315371613,83581.255773592638,169692.71368408573,null,97524.612633689656,10782.374626494673,0,0,361202.28342556971,0,null,108306.9876633829,361202.28125,null,-277602.36851734004,-61385.729047709727,277621.02547640738,null,0.36126667125369427,1.2958286718827012,0,1,0.28065395650231989,0.63825360193731284,0,0,4.3215704036373337,"PASS",1,null,"CloNgs905",null,277621.02547640738,0,0.28065395650231989,"FAIL",0,1,null,null,0.46577272588949264,null,-8122.914817177355,"NO",0,null,13.708,11.574999999999999,12.50331411195598,0,0,0,null,-278141.20925198373,null,-24609.508444231731,null,0,null,0,null,-8122.914817177355,null,-8122.914817177355,-5.4883659212475315,null,"CloNgs905"]
[4435,"CheEgs906",1.0321723639965057,11382.753288317293,0,6869.546875,0,0,128647.53632422384,0,4045278.6428683605,0,0,null,135517.08321280117,4045278.6428683605,4052148.1897569383,null,43883.553526258518,7667.7339457912421,0,0,154997.0317159323,0,null,51551.288064830194,154997.03125,null,-83965.795134393658,-4000596.9016785305,-3890281.6116183605,null,0.40071725847052453,1.2743569137249108E-2,0,0,0.38040435085991758,1.2721965153030387E-2,0,0,3.8315538911825667E-2,"FAIL",0,null,"CheEgs906",null,-3890281.6116183605,3890281.6116183605,1.2805232445226888E-2,"FAIL",0,1,null,null,282.58326659277412,null,381192.66996399645,"YES",1,null,13.708,11.574999999999999,12.50331411195598,0,0,0,null,-84222.269204367942,null,-11057.282108258529,null,510743.0809760699,null,510743.0809760699,null,381192.66996399645,null,381192.66996399645,0.98930543935546245,null,"CheEgs906"]
[4451,"CscEgs906",1.0784503221511841,8394.7524427557109,0,5066.27392578125,0,0,94877.240370368439,0,122661.4062293988,0,0,null,99943.514123694957,122661.4062293988,127727.6799827253,null,33849.877060164486,8011.5205875015426,0,0,114309.9281570704,0,null,41861.399304078994,114309.9296875,null,-58082.114992070696,-85866.280851101052,-8351.4765418987954,null,0.44121645128659248,0.34127604265184014,0,0,0.41885058374109724,0.32773944733999999,0,0,0.93191439101651874,"FAIL",0,null,"CscEgs906",null,-8351.4765418987954,8351.4765418987954,0.38654972847895902,"FAIL",0,1,null,null,11.618375190334731,null,8644.4698965547577,"YES",1,null,13.708,11.574999999999999,12.50331411195598,0,0,0,null,-58290.380660250186,null,-7652.7643964826411,null,1096.439611716009,null,1096.439611716009,null,8644.4698965547577,null,1096.439611716009,9.3844984696540429E-2,null,"CscEgs906"]
[4499,"CmiTgs908",1.0094594538211823,9403.3323265907238,0,5674.95654296875,0,0,106276.17997268037,0,101675.94891844915,0,0,null,111951.13661332046,101675.94891844915,107350.90555908917,null,37463.499556825365,7843.3147115624552,0,0,128043.59032853051,0,null,45306.813643061178,128043.59375,null,-66644.322872587945,-62044.091818356726,26367.644831550846,null,0.42631202640806115,0.44560010626898838,0,0,0.40470168551373259,0.4220440754395362,0,0,1.2593302065240566,"PASS",1,null,"CmiTgs908",null,26367.644831550846,0,0.40470168551373259,"FAIL",0,1,null,null,8.5976902284522936,null,6280.4781487997634,"YES",1,null,13.708,11.574999999999999,12.50331411195598,0,0,0,null,-66869.729905638,null,-8779.1207130209295,null,0,null,0,null,6280.4781487997634,null,0,0,null,"CmiTgs908"]
[4520,"CheNgs909",1.0321723639965057,11382.752269010738,0,5766.09716796875,0,0,128647.5248040516,0,4761.5302690299695,0,0,null,134413.62195877102,4761.5302690299695,10527.627423749422,null,43883.550055921143,7667.7339457912421,0,0,154997.01783620671,0,null,51551.284775454697,154997.015625,null,-82862.33719656567,41023.657338455974,150235.48535597004,null,0.40071726878519121,10.826621246273595,0,1,0.38352723495677876,4.8967618852354882,0,1,32.551933279335501,"PASS",1,null,"CheNgs909",null,150235.48535597004,0,0.38352723495677876,"FAIL",0,1,null,null,0.39626957260580858,null,-3580.4281667415999,"NO",0,null,13.708,11.574999999999999,12.50331411195598,0,0,0,null,-83118.811250174898,null,-12501.167821025563,null,0,null,0,null,-3580.4281667415999,null,-3580.4281667415999,-6.6263838826560804,null,"CheNgs909"]
[4536,"CscNgs909",1.0784503221511841,8394.7524427557109,0,4252.48291015625,0,0,94877.240370368439,0,70817.60044829041,0,0,null,99129.723084708763,70817.60044829041,75070.083162630719,null,33849.877060164486,8011.5205875015426,0,0,114309.9281570704,0,null,41861.399304078994,114309.9296875,null,-57268.323976445696,-33208.684054367666,43492.32923920959,null,0.44121645128659248,0.59111575426288765,0,0,0.42228907656300502,0.55763091542336585,0,0,1.6141457626902624,"PASS",1,null,"CscNgs909",null,43492.32923920959,0,0.42228907656300502,"FAIL",0,1,null,null,7.9914348393678738,null,4997.1935621491348,"YES",1,null,13.708,11.574999999999999,12.50331411195598,0,0,0,null,-57476.589644625186,null,-8644.5472705935463,null,0,null,0,null,4997.1935621491348,null,0,0,null,"CscNgs909"]
[4584,"CmiNgs911",1.0784503221511841,8394.7524427557109,0,5066.27392578125,0,0,94877.240370368439,0,204430.16456371898,0,0,null,99943.514123694957,204430.16456371898,209496.43831704554,null,34311.375185161982,8379.3610980595458,0,0,114309.9281570704,0,null,42690.735241578994,114309.9296875,null,-57252.779054570696,-166805.70324792125,-90120.234876218979,null,0.44995759862880602,0.20882796495657416,0,0,0.42714863032611661,0.20377785679501476,0,0,0.55916371212366101,"FAIL",0,null,"CmiNgs911",null,-90120.234876218979,90120.234876218979,0.22461271771958366,"FAIL",0,1,null,null,19.363436174748731,null,16432.956719973725,"YES",1,null,13.708,11.574999999999999,12.50331411195598,0,0,0,null,-57465.17077219049,null,-7544.4251339930561,null,11831.607840805988,null,11831.607840805988,null,16432.956719973725,null,11831.607840805988,0.60762143773829225,null,"CmiNgs911"]
[4600,"CdaNgs912",1.0321723639965057,11382.752269010738,0,16051.5517578125,0,0,128647.5248040516,0,2164918.2686635242,0,0,null,144699.07639991023,2164918.2686635242,2180969.8202593848,null,43933.609726891045,7707.841199134833,0,0,154997.01783620671,0,null,51641.452744204697,154997.015625,null,-93057.62381765942,-2129328.3676771321,-2009921.2530385242,null,0.40141816037939276,2.3853765517016342E-2,0,0,0.35688861305293884,2.3678206025899158E-2,0,0,7.1594857814509916E-2,"FAIL",0,null,"CdaNgs912",null,-2009921.2530385242,2009921.2530385242,2.3967773827597041E-2,"FAIL",0,1,null,null,64.721800785253848,null,84129.958922956153,"YES",1,null,13.708,11.574999999999999,12.50331411195598,0,0,0,null,-93314.546468128101,null,-8256.3282350462232,null,177834.75588502572,null,177834.75588502572,null,84129.958922956153,null,84129.958922956153,0.95330624542207587,null,"CdaNgs912"]
[4621,"CwaTgs912",1.0784503400325776,8394.7524427557109,0,11837.98046875,0,0,94877.240370368439,0,1619453.5762967397,0,0,null,106715.22087402016,1619453.5762967397,1631291.5568003918,null,33902.18127096285,8053.4262029052052,0,0,114309.9281570704,0,null,41955.606347054003,114309.9296875,null,-64759.614492064436,-1589335.9504184357,-1505143.6466092397,null,0.44220938744923022,2.5907260918831235E-2,0,0,0.39315484723875865,2.5719256728235142E-2,0,0,7.0585493379128811E-2,"FAIL",0,null,"CwaTgs912",null,-1505143.6466092397,1505143.6466092397,2.6029329983134026E-2,"FAIL",0,1,null,null,65.647322706834899,null,62976.35361093445,"YES",1,null,13.708,11.574999999999999,12.50331411195598,0,0,0,null,-64968.348852000025,null,-5748.3000594586811,null,133172.80593058199,null,133172.80593058199,null,62976.35361093445,null,62976.35361093445,0.95396455244330469,null,"CwaTgs912"]
[4642,"CofNgs1001",1.1575968742370606,6560.5857232331164,0,4421.99169921875,0,0,74147.543108402475,0,305224.65650182619,0,0,null,78569.534902405067,305224.65650182619,309646.64829582878,null,28010.773607909261,8599.4792708472396,0,0,89334.389287231883,0,null,36610.253993769402,89334.390625,null,-41959.280813851823,-273036.39420727553,-215890.26587682619,null,0.49374871316027047,0.11994527052092975,0,0,0.46595991796833469,0.11823236003510487,0,0,0.29268405655316221,"FAIL",0,null,"CofNgs1001",null,-215890.26587682619,215890.26587682619,0.12433022744928816,"FAIL",0,1,null,null,27.758720390527756,null,19440.314714725344,"YES",1,null,13.708,11.574999999999999,12.50331411195598,0,0,0,null,-42141.421380985004,null,-4343.8204833719228,null,22253.368024731975,null,22253.368024731975,null,19440.314714725344,null,19440.314714725344,0.89112956796311105,null,"CofNgs1001"]
[4685,"CinEgs1004",0.96843927800655372,7151.6403133629756,0,8451.7578125,0,0,80827.62436179936,0,149599.28634629154,0,0,null,89279.382594563649,149599.28634629154,158051.04457905592,null,29401.135332965208,7524.595473043395,0,0,97382.679953975065,0,null,36925.731872418801,97382.6796875,null,-52353.65030188056,-121125.31228637273,-52216.606658791541,null,0.45684544317586784,0.24683093599085315,0,0,0.41359752916220921,0.23363168569338943,0,0,0.65095684655927533,"FAIL",0,null,"CinEgs1004",null,-52216.606658791541,52216.606658791541,0.26096663359112254,"FAIL",0,1,null,null,7.1183645224051677,null,3509.244490062757,"YES",1,null,13.708,11.574999999999999,12.50331411195598,0,0,0,null,-52537.360410698551,null,-4648.4252302700115,null,4620.0454292786262,null,4620.0454292786262,null,3509.244490062757,null,3509.244490062757,0.5754496876079005,null,"CinEgs1004"]
[4706,"CwaNgs1005",1.3001846075057983,4508.920899669758,0,1914.1630859375,0,0,50959.688796792609,0,489792.81540957268,0,0,null,52873.851904554125,489792.81540957268,491706.97851733421,null,23232.387122671771,10102.195805086527,0,0,61397.215417822386,0,null,33334.581546954381,61397.21484375,null,-19539.270335775727,-458372.39694855578,-428395.60056582268,null,0.65413628564098403,6.8058535156501759E-2,0,0,0.63045494814502567,6.7793590501703166E-2,0,0,0.12535344111246027,"FAIL",0,null,"CwaNgs1005",null,-428395.60056582268,428395.60056582268,6.9263863262790021E-2,"FAIL",0,1,null,null,102.90376000852157,null,53948.416947314872,"YES",1,null,13.708,11.574999999999999,12.50331411195598,0,0,0,null,-19705.114025064053,null,-2963.6725267681436,null,64431.206557361758,null,64431.206557361758,null,53948.416947314872,null,53948.416947314872,0.97063174483169823,null,"CwaNgs1005"]
[4727,"CreEgsd101",0.92931937575340273,5464.7639008907254,0,2768.2548828125,0,0,29437.663714035742,17330.630859375,21083.824829446865,0,0,null,49536.549083765844,21083.824829446865,23852.07982389268,null,23540.638730603168,6903.6664538811619,0,0,52797.695090990004,0,null,30444.305645514563,52797.6953125,null,-19092.243810708678,6592.2259332551985,31713.870483053135,null,0.6509603551552875,1.4439650249320191,0,1,0.61458268651551928,1.276379502868547,0,1,2.5041801352266857,"PASS",1,null,"CreEgsd101",null,31713.870483053135,0,0.61458268651551928,"FAIL",0,1,null,null,4.7346612208532655,null,868.6660076226442,"YES",1,null,7.4389999999999992,5.9600000000000009,6.2474711356919013,13.13,13.290000000000001,14.852837601175882,null,-19243.708017900291,null,-2894.2765158961602,null,0,null,0,null,868.6660076226442,null,0,0,null,"CreEgsd101"]
[4770,"CgrNgsd103",1.0784503221511841,8394.7524427557109,0,5596.64208984375,0,0,45220.965416665727,17491.701171875,8647.1600158647252,0,0,null,68309.308955926972,8647.1600158647252,14243.801959202116,null,34311.375185161982,8379.3610980595458,0,0,71974.792459376549,0,null,42690.735241578994,71974.7890625,null,-25618.573436805484,28446.933135870517,63327.629046635273,null,0.68073544889541859,4.9369660285290644,0,1,0.62496219135486408,2.9971446475284762,0,1,8.3235176555597068,"PASS",1,null,"CgrNgsd103",null,63327.629046635273,0,0.62496219135486408,"FAIL",0,1,null,null,1.0931182834773778,null,-1333.6179023118539,"NO",0,null,7.4389999999999992,5.9600000000000009,6.2474711356919013,13.13,13.290000000000001,14.852837601175882,null,-25830.965154425277,null,-3130.5910399153399,null,0,null,0,null,-1333.6179023118539,null,-1333.6179023118539,-1.7886735103545193,null,"CgrNgsd103"]
[4791,"CasTgsd104",0.9052147254347801,6403.4963126030007,0,3607.334228515625,0,0,34494.440100833992,17491.701171875,19596.99404064635,0,0,null,55593.475824954367,19596.99404064635,23204.328168842843,null,26635.961600488805,7033.3523018184242,0,0,59051.267982470861,0,null,33669.313966656809,59051.26953125,null,-21924.161534567807,10464.985697494834,39454.27549060365,null,0.64765941734421606,1.7180856358287857,0,1,0.60563427026459493,1.4509928309970757,0,1,3.0132820068614139,"PASS",1,null,"CasTgsd104",null,39454.27549060365,0,0.60563427026459493,"FAIL",0,1,null,null,3.5525725558267705,null,295.30651614822045,"YES",1,null,7.4389999999999992,5.9600000000000009,6.2474711356919013,13.13,13.290000000000001,14.852837601175882,null,-22091.67055927754,null,{"$error":"#N/A"},null,{"$error":"#N/A"},null,{"$error":"#N/A"},null,295.30651614822045,null,{"$error":"#N/A"},{"$error":"#N/A"},null,"CasTgsd104"]
[4807,"CmiTgsd104",1.1220338940620422,17691.01527970433,0,9966.025390625,0,0,95298.199155304697,17491.701171875,54140.847233145054,0,0,null,122755.92600228496,54140.847233145054,64106.872484201442,null,66287.450048554223,8717.9974538407369,0,0,132308.80901195368,0,null,75005.445452632557,132308.8125,null,-47750.48026517214,10898.572828862503,78167.965266854939,null,0.66500143394982703,1.3853762784619703,0,1,0.61101282902674292,1.1700063095079363,0,1,2.4437891030822376,"PASS",1,null,"CmiTgsd104",null,78167.965266854939,0,0.61101282902674292,"FAIL",0,1,null,null,4.4607219414182557,null,1695.6112287992546,"YES",1,null,7.4389999999999992,5.9600000000000009,6.2474711356919013,13.13,13.290000000000001,14.852837601175882,null,-48123.641685334478,null,{"$error":"#N/A"},null,{"$error":"#N/A"},null,{"$error":"#N/A"},null,1695.6112287992546,null,{"$error":"#N/A"},{"$error":"#N/A"},null,"CmiTgsd104"]
[4855,"CheTgsd106",1.0177966177463531,8845.5076398521651,0,6220.03369140625,0,0,47649.099577652349,18190.099609375,0.71898759779709709,0,0,null,72059.232732649922,0.71898759779709709,6220.7528207703581,null,35217.316009900773,7600.4890038229978,0,0,75598.653029839857,0,null,42817.804117948879,75598.65625,null,-29241.42876048472,36597.051438944829,75597.937262402207,null,0.6503390783402101,59552.910577509487,0,1,0.59420288570354318,6.8830584219278235,0,1,105145.98093433933,"PASS",1,null,"CheTgsd106",null,75597.937262402207,0,0.59420288570354318,"FAIL",0,1,null,null,8.2033224022264761E-5,null,-2184.6402630777052,"NO",0,null,7.4389999999999992,5.9600000000000009,6.2474711356919013,13.13,13.290000000000001,14.852837601175882,null,-29454.452661569037,null,-3407.6372163110486,null,0,null,0,null,-2184.6402630777052,null,-2184.6402630777052,-37169.09804715935,null,"CheTgsd106"]
[4876,"CasNgsd107",0.9052147254347801,6403.4963126030007,0,4502.84619140625,0,0,34494.440100833992,17330.630859375,120936.51506675145,0,0,null,56327.916848610024,120936.51506675145,125439.36143924316,null,26248.595682998068,6724.5994182323011,0,0,58890.19676183127,0,null,32973.196779156809,58890.1953125,null,-23354.720372458432,-92466.164479000901,-62046.319754251454,null,0.63624026302778147,0.27264880884782489,0,0,0.58537930118034343,0.26286164445063659,0,0,0.48695131722619334,"FAIL",0,null,"CasNgsd107",null,-62046.319754251454,62046.319754251454,0.27855044848464522,"FAIL",0,1,null,null,17.606498411643376,null,8185.7249295937454,"YES",1,null,7.4389999999999992,5.9600000000000009,6.2474711356919013,13.13,13.290000000000001,14.852837601175882,null,-23518.766127578612,null,-2720.9272451570764,null,7178.2474031707134,null,7178.2474031707134,null,8185.7249295937454,null,7178.2474031707134,0.72607998230013671,null,"CasNgsd107"]
[4892,"CmiNgsd107",1.1220338940620422,17691.01527970433,0,12440.0673828125,0,0,95298.199155304697,17330.630859375,334112.75979560276,0,0,null,125068.89719693414,334112.75979560276,346552.82746194786,null,65807.30133177292,8335.2913504831849,0,0,132147.73779131405,0,null,74142.593890132557,132147.734375,null,-50926.30350735964,-272410.2332882827,-201965.02542060276,null,0.65829143284600433,0.22190889667156119,0,0,0.59281400438426846,0.21394312230487689,0,0,0.39551837067175422,"FAIL",0,null,"CmiNgsd107",null,-201965.02542060276,201965.02542060276,0.22671224211615704,"FAIL",0,1,null,null,22.077764850435752,null,23487.824827966917,"YES",1,null,7.4389999999999992,5.9600000000000009,6.2474711356919013,13.13,13.290000000000001,14.852837601175882,null,-51295.172133678701,null,-5934.4283048882025,null,23365.687521819709,null,23365.687521819709,null,23487.824827966917,null,23365.687521819709,0.85547832959415937,null,"CmiNgsd107"]
[4913,"ChoTgsd108",0.9052147254347801,6403.4963126030007,0,4502.84619140625,0,0,34494.440100833992,17330.630859375,19189.632729749865,0,0,null,56327.916848610024,19189.632729749865,23692.479102241639,null,26248.595682998068,6724.5994182323011,0,0,58890.19676183127,0,null,32973.196779156809,58890.1953125,null,-23354.720372458432,9280.7178580006948,39700.562582750135,null,0.63624026302778147,1.7182818057814186,0,1,0.58537930118034343,1.3917157798846245,0,1,3.0688547374438273,"PASS",1,null,"ChoTgsd108",null,39700.562582750135,0,0.58537930118034343,"FAIL",0,1,null,null,2.7937155013538075,null,-131.86729674723887,"NO",0,null,7.4389999999999992,5.9600000000000009,6.2474711356919013,13.13,13.290000000000001,14.852837601175882,null,-23518.766127578612,null,-2720.9272451570764,null,0,null,0,null,-131.86729674723887,null,-131.86729674723887,-8.4060885150204573E-2,null,"ChoTgsd108"]
[4956,"CscNgsd109",1.1220338940620422,17691.01527970433,0,10326.1826171875,0,0,95298.199155304697,17491.701171875,22395.065819976102,0,0,null,123116.08359439397,22395.065819976102,32721.24866314153,null,66287.450048554223,8717.9974538407369,0,0,132308.80901195368,0,null,75005.445452632557,132308.8125,null,-48110.63749173464,42284.197015468955,109913.74668002391,null,0.66500143394982703,3.3491951332301375,0,1,0.60922540466565589,2.2922550035543297,0,1,5.9079447929991034,"PASS",1,null,"CscNgsd109",null,109913.74668002391,0,0.60922540466565589,"FAIL",0,1,null,null,1.7807978818204655,null,-1623.4834815755107,"NO",0,null,7.4389999999999992,5.9600000000000009,6.2474711356919013,13.13,13.290000000000001,14.852837601175882,null,-48483.798911896993,null,-6563.9495505642244,null,0,null,0,null,-1623.4834815755107,null,-1623.4834815755107,-0.73609876023854937,null,"CscNgsd109"]
[4991,"CdaEgsd111",1.0094594538211823,9403.3323265907238,0,17529.123046875,0,0,50653.997106147668,17330.630859375,83422.443272684541,0,0,null,85513.750607578579,83422.443272684541,100951.56639883119,null,37031.524494431942,7499.0057774795941,0,0,78359.542551365768,0,null,44530.528486811178,78359.5390625,null,-40983.222525586491,-56421.037832748363,-5062.9042101845407,null,0.65500878388853045,0.53379554397913498,0,0,0.52074114349580103,0.44110785112388406,0,0,0.93931004641478399,"FAIL",0,null,"CdaEgsd111",null,-5062.9042101845407,5062.9042101845407,0.49163361549819079,"FAIL",0,1,null,null,2.9091345461180924,null,-109.35613706183528,"NO",0,null,7.4389999999999992,5.9600000000000009,6.2474711356919013,13.13,13.290000000000001,14.852837601175882,null,-41204.767443431316,null,-3645.7347513113809,null,447.95801473630149,null,447.95801473630149,null,-109.35613706183528,null,-109.35613706183528,-5.072482266143416E-2,null,"CdaEgsd111"]
[4999,"CinEgsd111",1.0121621549129487,9403.3323265907238,0,17529.123046875,0,0,50653.997106147668,17330.630859375,89789.654504310281,0,0,null,85513.750607578579,89789.654504310281,107318.77763045699,null,37044.956564429165,7519.0834250019716,0,0,78359.542551365768,0,null,44564.038956120079,78359.5390625,null,-40949.712056277589,-62754.738595065202,-11430.115441810281,null,0.65550169633523669,0.49631596426268482,0,0,0.52113301578431803,0.41524922267089215,0,0,0.87270119809558255,"FAIL",0,null,"CinEgsd111",null,-11430.115441810281,11430.115441810281,0.45968910242681715,"FAIL",0,1,null,null,3.1311740766484855,null,55.190539883573479,"YES",1,null,7.4389999999999992,5.9600000000000009,6.2474711356919013,13.13,13.290000000000001,14.852837601175882,null,-41171.423692875193,null,-3642.7845473014104,null,1011.3191182286753,null,1011.3191182286753,null,55.190539883573479,null,55.190539883573479,2.3784751264936132E-2,null,"CinEgsd111"]
[5042,"CwaNgsd112",0.9588235318660735,6822.0256232661886,0,5486.77294921875,0,0,36748.979423157136,17330.630859375,178153.02428906833,0,0,null,59566.382649871171,178153.02428906833,183639.79714049806,null,27845.916525621058,7122.8449818656736,0,0,61606.509198365136,0,null,34968.761831496515,114548.046875,null,-24597.621400254371,-148671.03540679056,-63604.977414068329,null,0.64661637997771448,0.19628497451020951,0,0,0.58705531432798141,0.19042039011904263,0,0,0.64297559545852068,"FAIL",0,null,"CwaNgsd112",null,-63604.977414068329,63604.977414068329,0.28390334935123129,"FAIL",0,1,null,null,21.707985418880707,null,10953.798145636636,"YES",1,null,7.4389999999999992,5.9600000000000009,6.2474711356919013,13.13,13.290000000000001,14.852837601175882,null,-24771.595339714549,null,-2553.387135892981,null,6556.2241301216554,null,6556.2241301216554,null,10953.798145636636,null,6556.2241301216554,0.51489391177437349,null,"CwaNgsd112"]
[5063,"CreTgsd113",0.90597014725208269,7789.3276687939915,0,9390.740234375,0,0,41959.655097819879,17491.701171875,61583.547805881462,0,0,null,68842.096883984341,61583.547805881462,70974.287996122046,null,31196.7002508767,7039.2217907123622,0,0,68045.502918598417,0,null,38235.922222809801,68045.5,null,-30606.174281260079,-32738.365817446662,6461.9521941185376,null,0.64314634050325992,0.62087884808673077,0,0,0.5554148430175907,0.53872921136063345,0,0,1.1049298461090187,"PASS",1,null,"CreTgsd113",null,6461.9521941185376,0,0.5554148430175907,"FAIL",0,1,null,null,4.5466030753647626,null,971.12211194350289,"YES",1,null,7.4389999999999992,5.9600000000000009,6.2474711356919013,13.13,13.290000000000001,14.852837601175882,null,-30796.402750030273,null,-2724.8185753094263,null,0,null,0,null,971.12211194350289,null,0,0,null,"CreTgsd113"]
[5084,"CinNgsd114",1.0121621549129487,9403.3323265907238,0,16119.1572265625,0,0,50653.997106147668,17491.701171875,75222.732361888673,0,0,null,84264.855636762019,75222.732361888673,91341.889296579102,null,37478.088185878347,7864.314203076221,0,0,78520.613772005425,0,null,45342.402237370079,78520.6171875,null,-38922.453267215089,-45999.487351081094,3297.884825611327,null,0.66537438727798948,0.60277526239318902,0,0,0.53809387040250523,0.4964031556787824,0,0,1.043841598437897,"PASS",1,null,"CinNgsd114",null,3297.884825611327,0,0.53809387040250523,"FAIL",0,1,null,null,3.3975879722279205,null,253.47304904226326,"YES",1,null,7.4389999999999992,5.9600000000000009,6.2474711356919013,13.13,13.290000000000001,14.852837601175882,null,-39148.037357948269,null,-3463.7584215818824,null,0,null,0,null,253.47304904226326,null,0,0,null,"CinNgsd114"]
[5100,"CasNgsd115",0.91491227895021443,6103.9175288030956,0,10463.3125,0,0,32880.665077191341,17491.701171875,29648.311006454733,0,0,null,60835.679452495708,29648.311006454733,40111.623785835232,null,25762.869329969581,7108.7005130475618,0,0,57106.960725070065,0,null,32871.56868941032,57106.9609375,null,-27964.110059656021,-7240.0548170444163,27458.649931045267,null,0.65257146203687821,1.108716401492613,0,1,0.54033372135121949,0.81950232416099156,0,0,1.9261455037039799,"PASS",1,null,"CasNgsd115",null,27458.649931045267,0,0.54033372135121949,"FAIL",0,1,null,null,1.8244082827714727,null,-653.7857621242033,"NO",0,null,7.4389999999999992,5.9600000000000009,6.2474711356919013,13.13,13.290000000000001,14.852837601175882,null,-28127.650202389399,null,-2488.6914349501822,null,0,null,0,null,-653.7857621242033,null,-653.7857621242033,-0.65758145546316438,null,"CasNgsd115"]
[5148,"CreNgsd116",0.90597014725208269,7789.3276687939915,0,13352.4365234375,0,0,41959.655097819879,17330.630859375,80371.963916757304,0,0,null,72642.721943956145,80371.963916757304,93724.400387609276,null,30809.011067914111,6730.2112459792661,0,0,67884.431697958789,0,null,37539.223004059801,67884.4296875,null,-35103.499476572579,-56185.177436135004,-12487.534229257304,null,0.63314289007075386,0.46706862909235181,0,0,0.51676508977300939,0.40052774760627508,0,0,0.84462823078218086,"FAIL",0,null,"CreNgsd116",null,-12487.534229257304,12487.534229257304,0.44096217320226672,"FAIL",0,1,null,null,4.1820803095003658,null,733.76841448202254,"YES",1,null,7.4389999999999992,5.9600000000000009,6.2474711356919013,13.13,13.290000000000001,14.852837601175882,null,-35290.261780075358,null,-3122.4283435436987,null,1104.8779139524383,null,1104.8779139524383,null,733.76841448202254,null,733.76841448202254,0.2722503797838724,null,"CreNgsd116"]
[5164,"CheNgsd117",1.0052083313465119,7248.4020654536762,0,4374.44580078125,0,0,39045.789779164756,17330.630859375,780237.45345577458,0,0,null,60750.865898275719,780237.45345577458,784611.89919960126,null,29485.535288514042,7467.425319366439,0,0,64373.750591145385,0,null,36952.962115881521,64373.75,null,-23797.904323439485,-747658.93714067433,-715863.70345577458,null,0.65546839791066713,4.7361174411984425E-2,0,0,0.60827053640116824,4.7097121711887881E-2,0,0,8.2505331825433612E-2,"FAIL",0,null,"CheNgsd117",null,-715863.70345577458,715863.70345577458,4.7582112863106721E-2,"FAIL",0,1,null,null,121.41710948984034,null,72458.126466896967,"YES",1,null,7.4389999999999992,5.9600000000000009,6.2474711356919013,13.13,13.290000000000001,14.852837601175882,null,-23981.749906105561,null,-3148.4900213037631,null,93983.538973118892,null,93983.538973118892,null,72458.126466896967,null,72458.126466896967,0.97497754432834471,null,"CheNgsd117"]
[5185,"CcoEgsd118",1.0014851570129395,10334.355722817088,0,12213.0693359375,0,0,55669.246464595511,17491.701171875,45258.199122304839,0,0,null,85374.016920390452,45258.199122304839,57471.267982175857,null,40590.223941804892,7781.3558887155368,0,0,84563.082878569083,0,null,48371.579844672728,84563.0859375,null,-37002.437127735291,-9099.6886135696113,39304.886815195161,null,0.66116666619774123,1.0687915291095509,0,1,0.5665843257709885,0.84166542939310118,0,0,1.868458921862499,"PASS",1,null,"CcoEgsd118",null,39304.886815195161,0,0.5665843257709885,"FAIL",0,1,null,null,2.3114146790323487,null,-599.38729346996718,"NO",0,null,7.4389999999999992,5.9600000000000009,6.2474711356919013,13.13,13.290000000000001,14.852837601175882,null,-37243.091753828186,null,-3295.2117504270723,null,0,null,0,null,-599.38729346996718,null,-599.38729346996718,-0.32488789263717122,null,"CcoEgsd118"]
[5233,"CrtTgsd119",0.93286713361740115,7299.0901418893945,0,10292.9169921875,0,0,39318.836991356795,17491.701171875,3990.0719567015481,0,0,null,67103.455357987041,3990.0719567015481,14282.988727407943,null,29696.465201153504,7248.2064389389234,0,0,64863.794356594692,0,null,36944.671648679461,64863.79296875,null,-30158.783506739841,22661.682699790414,60873.721012048452,null,0.6503137066318152,9.2591492207625041,0,1,0.55056288179366264,2.5866204742497594,0,1,16.256296546183247,"PASS",1,null,"CrtTgsd119",null,60873.721012048452,0,0.55056288179366264,"FAIL",0,1,null,null,0.26383186392495833,null,-1710.3249436464839,"NO",0,null,7.4389999999999992,5.9600000000000009,6.2474711356919013,13.13,13.290000000000001,14.852837601175882,null,-30342.587843300433,null,-2684.6657270158521,null,0,null,0,null,-1710.3249436464839,null,-1710.3249436464839,-10.515287609359889,null,"CrtTgsd119"]
[5249,"ChoEgsd120",1.0014851570129395,10334.355722817088,0,9845.7255859375,0,0,55669.246464595511,17330.630859375,7756.8156629525647,0,0,null,82845.602765985663,7756.8156629525647,17602.541589058397,null,40161.661297164581,7439.7668475651853,0,0,84402.011657929514,0,null,47601.427500922728,84402.0078125,null,-35244.175408985291,29998.886252032662,76645.192149547438,null,0.65207544513629123,6.1367227957050172,0,1,0.57458001184067398,2.7042361002235547,0,1,10.881012451490063,"PASS",1,null,"ChoEgsd120",null,76645.192149547438,0,0.57458001184067398,"FAIL",0,1,null,null,0.58737938027663827,null,-1972.4479369165786,"NO",0,null,7.4389999999999992,5.9600000000000009,6.2474711356919013,13.13,13.290000000000001,14.852837601175882,null,-35480.998431377935,null,-3139.3044304906093,null,0,null,0,null,-1972.4479369165786,null,-1972.4479369165786,-4.2144407466524916,null,"ChoEgsd120"]
[5270,"CcoNgsd121",1.0014851570129395,10334.355722817088,0,10970.37109375,0,0,55669.246464595511,15185.5009765625,50556.788848880511,0,0,null,81825.119160825678,50556.788848880511,61527.160165255045,null,40466.583858345941,7683.2150917820563,0,0,82256.882662500808,0,null,48149.798594672728,82256.8828125,null,-33675.319940235291,-13377.361347957783,31700.093963619489,null,0.67955642117924664,0.95239036519106213,0,0,0.58844764855587939,0.78257794833320482,0,0,1.627019529629826,"PASS",1,null,"CcoNgsd121",null,31700.093963619489,0,0.58844764855587939,"FAIL",0,1,null,null,3.5345364884603234,null,359.02981832868642,"YES",1,null,7.4389999999999992,5.9600000000000009,6.2474711356919013,13.13,13.290000000000001,14.852837601175882,null,-33914.87117702471,null,-3000.7358882943677,null,0,null,0,null,359.02981832868642,null,0,0,null,"CcoNgsd121"]
[5291,"CscTgsd121",1.0058252394199372,10133.68891828857,0,10757.35546875,0,0,54588.291821830833,15185.5009765625,49575.104810352204,0,0,null,80531.14831058796,49575.104810352204,60332.459919253721,null,39806.283481675695,7716.5114281436254,0,0,80954.527671218035,0,null,47522.793075697366,80954.53125,null,-33008.355191445968,-12809.667203404839,31379.426439647796,null,0.68109803365586374,0.9586019688207239,0,0,0.59011691871139804,0.787682001626547,0,0,1.632967425075321,"PASS",1,null,"CscTgsd121",null,31379.426439647796,0,0.59011691871139804,"FAIL",0,1,null,null,3.5204960800105405,null,343.64111091793262,"YES",1,null,7.4389999999999992,5.9600000000000009,6.2474711356919013,13.13,13.290000000000001,14.852837601175882,null,-33244.786997792718,null,-2941.4478658128942,null,0,null,0,null,343.64111091793262,null,0,0,null,"CscTgsd121"]
[5334,"ChoNgsd123",1.0014851570129395,10334.355722817088,0,8311.6455078125,0,0,55669.246464595511,17491.701171875,120458.6389137229,0,0,null,81472.593851804195,120458.6389137229,128770.28470500777,null,40590.223941804892,7781.3558887155368,0,0,84563.082878569083,0,null,48371.579844672728,84563.0859375,null,-33101.013299610291,-80398.70457686267,-35895.552976222898,null,0.66116666619774123,0.40156173339562895,0,0,0.5937159721798666,0.37564240897632994,0,0,0.70200930958606733,"FAIL",0,null,"ChoNgsd123",null,-35895.552976222898,35895.552976222898,0.41213550220864836,"FAIL",0,1,null,null,10.786601835484293,null,6165.26432697158,"YES",1,null,7.4389999999999992,5.9600000000000009,6.2474711356919013,13.13,13.290000000000001,14.852837601175882,null,-33341.667925703186,null,-3436.766377101942,null,3700.0137434954854,null,3700.0137434954854,null,6165.26432697158,null,3700.0137434954854,0.42975659630700064,null,"ChoNgsd123"]
[5355,"CdaEgsd124",1.0094594538211823,9403.3323265907238,0,4755.91650390625,0,0,50653.997106147668,17330.630859375,39135.837974877351,0,0,null,72740.543913476155,39135.837974877351,43891.754406921551,null,37031.524494431942,7499.0057774795941,0,0,78359.542551365768,0,null,44530.528486811178,78359.5390625,null,-28210.015982617741,638.7740080275762,39223.701087622649,null,0.65500878388853045,1.1378452791887801,0,1,0.61218305157897568,1.0145533942676259,0,1,2.0022450806547618,"PASS",1,null,"CdaEgsd124",null,39223.701087622649,0,0.61218305157897568,"FAIL",0,1,null,null,5.0301568026671983,null,1462.4683178391649,"YES",1,null,7.4389999999999992,5.9600000000000009,6.2474711356919013,13.13,13.290000000000001,14.852837601175882,null,-28431.560900462569,null,-3732.6919901873571,null,0,null,0,null,1462.4683178391649,null,0,0,null,"CdaEgsd124"]
[5371,"CreEgsd124",0.90597014725208269,7789.3276687939915,0,3939.6025390625,0,0,41959.655097819879,17330.630859375,22953.368418801696,0,0,null,63229.888017416008,22953.368418801696,26892.97096311353,null,30809.011067914111,6730.2112459792661,0,0,67884.431697958789,0,null,37539.223004059801,67884.4296875,null,-25690.665492197579,10646.252046195605,44931.061268698308,null,0.63314289007075386,1.6354559522213941,0,1,0.59369427808308994,1.3958748947030104,0,1,2.9574931421348212,"PASS",1,null,"CreEgsd124",null,44931.061268698308,0,0.59369427808308994,"FAIL",0,1,null,null,3.3924541220535893,null,224.88336297996472,"YES",1,null,7.4389999999999992,5.9600000000000009,6.2474711356919013,13.13,13.290000000000001,14.852837601175882,null,-25877.427795700358,null,-3397.3677279917079,null,0,null,0,null,224.88336297996472,null,0,0,null,"CreEgsd124"]
[5419,"CinEgsd201",0.85557262618094687,5349.566970421316,0,2225.7119140625,0,0,28817.119338917386,17330.630859375,564554.98223542573,0,0,null,48373.461528002153,564554.98223542573,566780.69404922624,null,22849.263581058563,6355.8214671204032,0,0,52050.051265546193,0,null,29205.085159370436,52050.05078125,null,-19168.37695298445,-537575.60899011779,-512504.93145417573,null,0.63286043271620029,5.1731161850222744E-2,0,0,0.6037418841665102,5.1528016851730668E-2,0,0,9.2196601604951467E-2,"FAIL",0,null,"CinEgsd201",null,-512504.93145417573,512504.93145417573,5.2070262456822856E-2,"FAIL",0,1,null,null,156.49366169732158,null,76499.194652633232,"YES",1,null,7.4389999999999992,5.9600000000000009,6.2474711356919013,13.13,13.290000000000001,14.852837601175882,null,-19313.675884125594,null,-3324.4278618838489,null,88216.540636861318,null,88216.540636861318,null,76499.194652633232,null,76499.194652633232,0.98074134501067523,null,"CinEgsd201"]
[5440,"CdaNgsd202",0.85303696105256677,5257.8553726642058,0,2187.554931640625,0,0,28323.086070067358,17330.630859375,158050.76291131458,0,0,null,47841.271456438131,158050.76291131458,160238.3179224011,null,22595.412984926679,6336.9846853403196,0,0,51454.830459702789,0,null,28932.398129016314,51454.83203125,null,-18908.87373206667,-131305.9197139389,-106595.93088006458,null,0.63373587245330365,0.18305763032128392,0,0,0.6047581304491132,0.18055854878214644,0,0,0.3255588969230242,"FAIL",0,null,"CdaNgsd202",null,-106595.93088006458,106595.93088006458,0.18734085839090178,"FAIL",0,1,null,null,44.299280570421473,null,20352.049513520487,"YES",1,null,7.4389999999999992,5.9600000000000009,6.2474711356919013,13.13,13.290000000000001,14.852837601175882,null,-19052.816011315506,null,-3279.5265269737961,null,18348.163483078733,null,18348.163483078733,null,20352.049513520487,null,18348.163483078733,0.84023321429653219,null,"CdaNgsd202"]
[5456,"CreNgsd202",0.87262633517384514,3885.5647395948208,0,1616.6070556640625,0,0,20930.81242259407,17330.630859375,143727.34546369055,0,0,null,39878.049894419455,143727.34546369055,145343.9525602317,null,18733.64245122144,6482.5089351322276,0,0,42548.476667566276,0,null,25216.152240307685,42548.4765625,null,-14661.898097325447,-120127.80027904693,-101178.86890119055,null,0.6590486421141083,0.17544436070224348,0,0,0.63233162170195334,0.17349295793335326,0,0,0.29603605650150205,"FAIL",0,null,"CreNgsd202",null,-101178.86890119055,101178.86890119055,0.17876579452025446,"FAIL",0,1,null,null,48.339357665189034,null,18631.363506706686,"YES",1,null,7.4389999999999992,5.9600000000000009,6.2474711356919013,13.13,13.290000000000001,14.852837601175882,null,-14787.351591058321,null,-2545.3199032501207,null,17415.734468521117,null,17415.734468521117,null,18631.363506706686,null,17415.734468521117,0.87701342539139704,null,"CreNgsd202"]
[5504,"CinNgsd204",0.85557192657142866,5349.5414877574067,0,1865.2564697265625,0,0,28816.982068560566,17330.630859375,91745.395937948531,0,0,null,48012.868925078197,91745.395937948531,93610.652419181919,null,22849.17151641917,6355.81626990738,0,0,52049.885879574082,0,null,29204.986841241887,52049.88671875,null,-18807.882556420242,-64405.665566433207,-39695.509219198531,null,0.63286018470443095,0.31832645706815099,0,0,0.60827413998847468,0.31198358402688992,0,0,0.56732968653766169,"FAIL",0,null,"CinNgsd204",null,-39695.509219198531,39695.509219198531,0.33297830038358106,"FAIL",0,1,null,null,25.431742625841721,null,11173.75006593028,"YES",1,null,7.4389999999999992,5.9600000000000009,6.2474711356919013,13.13,13.290000000000001,14.852837601175882,null,-18953.180998416468,null,-3262.3765336277356,null,6832.7157208036242,null,6832.7157208036242,null,11173.75006593028,null,6832.7157208036242,0.53902998877478248,null,"CinNgsd204"]
[5520,"CasNgsd205",0.87514014169573784,3210.6497604583765,0,1119.476318359375,0,0,17295.17133146738,17330.630859375,36939.393302253724,0,0,null,35745.278012191666,36939.393302253724,38058.869607693734,null,16594.55729177568,6501.1833351388632,0,0,38168.186196329312,0,null,23095.740884672079,38168.1875,null,-12649.537624529679,-14963.12873594102,1228.794197746276,null,0.66700955424450203,0.62523335712887784,0,0,0.64612004292333713,0.60684253407681799,0,0,1.0332651429245674,"PASS",1,null,"CasNgsd205",null,1228.794197746276,0,0.64612004292333713,"FAIL",0,1,null,null,13.778648873807278,null,4004.1068689795397,"YES",1,null,7.4389999999999992,5.9600000000000009,6.2474711356919013,13.13,13.290000000000001,14.852837601175882,null,-12764.44180803551,null,-2197.1201257916041,null,0,null,0,null,4004.1068689795397,null,0,0,null,"CasNgsd205"]
[5541,"CrtEgsd205",0.89586892127990725,3273.9644968612661,0,1141.552734375,0,0,17636.236005472292,17330.630859375,29072.537145622922,0,0,null,36108.419074721351,29072.537145622922,30214.089839587716,null,16906.162742068751,6655.1719250454416,0,0,38579.107490311093,0,null,23561.333843807042,38579.109375,null,-12547.085755415254,-6652.75603619088,9506.5722293770777,null,0.67381884499047284,0.810432667977668,0,0,0.6525163412113032,0.77981279387816071,0,0,1.3269949293300107,"PASS",1,null,"CrtEgsd205",null,9506.5722293770777,0,0.6525163412113032,"FAIL",0,1,null,null,10.734431984445578,null,2905.2701636201004,"YES",1,null,7.4389999999999992,5.9600000000000009,6.2474711356919013,13.13,13.290000000000001,14.852837601175882,null,-12664.306321802349,null,-2179.8839868818477,null,0,null,0,null,2905.2701636201004,null,0,0,null,"CrtEgsd205"]
[5562,"CloNgsd206",0.85799822099506862,5534.7031106035356,0,1929.8177490234375,0,0,29814.413190004063,17330.630859375,38704.553722129698,0,0,null,49074.861356713758,38704.553722129698,40634.371513555125,null,23364.382753761714,6373.8405658133406,0,0,53251.610122277125,0,null,29738.222883624079,53251.609375,null,-19336.638914778425,-10896.148587529056,14547.055652870302,null,0.63078152716278457,0.76833912353369849,0,0,0.60597670159087691,0.73184896940600219,0,0,1.3758486858499259,"PASS",1,null,"CloNgsd206",null,14547.055652870302,0,0.60597670159087691,"FAIL",0,1,null,null,10.495495341620687,null,3810.5416274640311,"YES",1,null,7.4389999999999992,5.9600000000000009,6.2474711356919013,13.13,13.290000000000001,14.852837601175882,null,-19484.590272408394,null,-3353.8470443229194,null,0,null,0,null,3810.5416274640311,null,0,0,null,"CloNgsd206"]
[5605,"CcoEgsd208",0.87402121126651766,6016.8254283595043,0,2503.327880859375,0,0,32411.516178628772,5263.66748046875,249289.55843428732,0,0,null,40178.511554731791,249289.55843428732,251792.88633366753,null,24705.388497794895,6326.0137421096415,0,0,44313.68696904659,0,null,31031.400807632213,44313.6875,null,-9147.1107323246833,-220761.48550751447,-204975.87093428732,null,0.82365625841186796,0.12447934443195736,0,0,0.77233823798504764,0.12324176930397063,0,0,0.17775990209265455,"FAIL",0,null,"CcoEgsd208",null,-204975.87093428732,204975.87093428732,0.12657901724800844,"FAIL",0,1,null,null,83.131937839869735,null,33159.861384129683,"YES",1,null,7.4389999999999992,5.9600000000000009,6.2474711356919013,13.13,13.290000000000001,14.852837601175882,null,-9301.4958109696145,null,-1601.0495369552618,null,35282.123425708683,null,35282.123425708683,null,33159.861384129683,null,33159.861384129683,0.96274769962986828,null,"CcoEgsd208"]
[5616,"CinNgsd208",0.87402154654264452,6016.837150384903,0,2503.332763671875,0,0,32411.579322992919,5263.66748046875,249290.18042882529,0,0,null,40178.579558428239,249290.18042882529,251793.51318753787,null,24705.430157300314,6326.0161687800182,0,0,44313.763046593696,0,null,31031.444714669415,44313.76171875,null,-9147.1348524641289,-220762.06847782776,-204976.41871007529,null,0.82365604335784182,0.12447920997646029,0,0,0.77233802312049449,0.12324163685243848,0,0,0.17775975629093019,"FAIL",0,null,"CinNgsd208",null,-204976.41871007529,204976.41871007529,0.12657887839423382,"FAIL",0,1,null,null,83.132001167087267,null,33159.945582332497,"YES",1,null,7.4389999999999992,5.9600000000000009,6.2474711356919013,13.13,13.290000000000001,14.852837601175882,null,-9301.5201495520323,null,-1601.0537263111357,null,35282.217713357633,null,35282.217713357633,null,33159.945582332497,null,33159.945582332497,0.96274772700071909,null,"CinNgsd208"]
[5648,"CmiNgsd209",1.0050766527652741,3607.5323126103381,0,1395.7835693359375,0,0,19433.103603768002,17330.630859375,103322.9662552542,0,0,null,38159.517505654687,103322.9662552542,104718.74978185662,null,18554.924074686758,7466.4471142114608,0,0,40744.008211149318,0,null,26021.371199201269,40744.0078125,null,-12138.146833277671,-78697.378625388868,-62578.958442754199,null,0.70779999853629261,0.25184498802441246,0,0,0.68191037363348095,0.24848817659481751,0,0,0.39433641221491816,"FAIL",0,null,"CmiNgsd209",null,-62578.958442754199,62578.958442754199,0.25830618160677365,"FAIL",0,1,null,null,32.638633524550769,null,11690.617340618774,"YES",1,null,7.4389999999999992,5.9600000000000009,6.2474711356919013,13.13,13.290000000000001,14.852837601175882,null,-12267.606391482654,null,-1990.9785919845199,null,10156.289873688578,null,10156.289873688578,null,11690.617340618774,null,10156.289873688578,0.7894559370360511,null,"CmiNgsd209"]
[5691,"CdaEgsd211",0.85000000000000009,5148.0128595354672,0,3106.850830078125,0,0,27731.384942327619,17330.630859375,167972.1282373904,0,0,null,48168.866160883306,167972.1282373904,171078.97908066178,null,22262.208505440842,6314.4239094785717,0,0,50741.937534715136,0,null,28576.632392766631,50741.9375,null,-19592.234239014113,-142502.3466747019,-117230.1907373904,null,0.63416231796019418,0.17012722701459174,0,0,0.59325938912401988,0.16703766031650708,0,0,0.30208545925123848,"FAIL",0,null,"CdaEgsd211",null,-117230.1907373904,117230.1907373904,0.17277385280971408,"FAIL",0,1,null,null,32.895630143151138,null,14535.107312539967,"YES",1,null,7.4389999999999992,5.9600000000000009,6.2474711356919013,13.13,13.290000000000001,14.852837601175882,null,-19734.406539475636,null,-2590.8694031569421,null,15390.790379239217,null,15390.790379239217,null,14535.107312539967,null,14535.107312539967,0.90847988675266,null,"CdaEgsd211"]
[5712,"CscNgsd211",0.85000000000000009,3133.8608106866855,0,1891.300048828125,0,0,16881.523583581235,17330.630859375,7968.5623297502025,0,0,null,36103.454059424643,7968.5623297502025,9859.8624303093511,null,16176.745637184509,6314.4239094785717,0,0,37669.815415743578,0,null,22491.169580990521,37669.81640625,null,-13612.284910793838,12631.307202412194,29701.254076499798,null,0.65740290102136822,2.8224877525298306,0,1,0.62296447521686804,2.2810835199743908,0,1,4.7273039787380151,"PASS",1,null,"CscNgsd211",null,29701.254076499798,0,0.62296447521686804,"FAIL",0,1,null,null,2.0748614032883994,null,-326.14148206309358,"NO",0,null,7.4389999999999992,5.9600000000000009,6.2474711356919013,13.13,13.290000000000001,14.852837601175882,null,-13724.181276868419,null,-1801.8054549798771,null,0,null,0,null,-326.14148206309358,null,-326.14148206309358,-0.42969503814038223,null,"CscNgsd211"]
[5728,"CinNgsd212",0.89241279661655437,6682.0218291341334,0,2836.705322265625,0,0,35994.805101064871,17491.701171875,74172.737615213919,0,0,null,56323.212018397622,74172.737615213919,77009.4429366228,null,27434.354868118764,6933.8836641665839,0,0,60858.936657447797,0,null,34368.237564578638,60858.9375,null,-21954.974030626858,-42641.205372900906,-13313.800115213919,null,0.64255902954660493,0.46335403909278394,0,0,0.61019669495381246,0.44628601706002008,0,0,0.82050278116628306,"FAIL",0,null,"CinNgsd212",null,-13313.800115213919,13313.800115213919,0.49353406644582232,"FAIL",0,1,null,null,14.523010721956938,null,6660.1486846576045,"YES",1,null,7.4389999999999992,5.9600000000000009,6.2474711356919013,13.13,13.290000000000001,14.852837601175882,null,-22125.960287167043,null,-3327.7706765884495,null,2002.4113323147226,null,2002.4113323147226,null,6660.1486846576045,null,2002.4113323147226,0.23790149782609482,null,"CinNgsd212"]
[5749,"CgrEgsd213",0.91860690563917169,4301.8793519376313,0,3459.88671875,0,0,23173.421578204485,17330.630859375,60726.774719893656,0,0,null,43963.938712357602,60726.774719893656,64186.661478762515,null,20191.482758450587,6824.0863628001307,0,0,45250.415409265574,0,null,27015.569368186327,45250.4140625,null,-16948.369788143158,-37171.092070457329,-15476.360657393656,null,0.66698435693119429,0.44487080851564176,0,0,0.6144938303213191,0.42089070786164257,0,0,0.74514765968093299,"FAIL",0,null,"CgrEgsd213",null,-15476.360657393656,15476.360657393656,0.45449921102095736,"FAIL",0,1,null,null,9.9612322555749877,null,3035.3329498586691,"YES",1,null,7.4389999999999992,5.9600000000000009,6.2474711356919013,13.13,13.290000000000001,14.852837601175882,null,-17082.775605895324,null,-1760.8449871417195,null,1595.2602031115114,null,1595.2602031115114,null,3035.3329498586691,null,1595.2602031115114,0.36754328381225582,null,"CgrEgsd213"]
[5797,"CwaEgsd214",2.3014538764953612,7567.2335114905072,0,3833.291015625,0,0,40763.27530280505,17330.630859375,1024365.2216131779,0,0,null,61927.196598954681,1024365.2216131779,1028198.5125340428,null,36985.389942771973,17096.888687417013,0,0,66443.010258181879,0,null,54082.278124885626,66443.0078125,null,-7844.9190529194238,-974116.23450391728,-957922.21380067791,null,0.93094580305729124,5.2795894456194495E-2,0,0,0.87332029527519006,5.259906278857869E-2,0,0,6.4862615804024526E-2,"FAIL",0,null,"CwaEgsd214",null,-957922.21380067791,957922.21380067791,5.3029670403002931E-2,"FAIL",0,1,null,null,184.17064849693267,null,114323.32857848458,"YES",1,null,7.4389999999999992,5.9600000000000009,6.2474711356919013,13.13,13.290000000000001,14.852837601175882,null,-8113.9851132422345,null,-1220.3529871552494,null,144072.63739813661,null,144072.63739813661,null,114323.32857848458,null,114323.32857848458,0.98348609867371772,null,"CwaEgsd214"]
[5813,"CloEgsd215",0.85000000000000009,5450.2112611852726,0,4383.458984375,0,0,29359.271358653146,17330.630859375,686951.72383156291,0,0,null,51073.360744784288,686951.72383156291,691335.18284240959,null,23096.042525612062,6314.4239094785717,0,0,52703.246470047074,0,null,29410.465538234515,52703.24609375,null,-21662.895664168631,-661924.71727770334,-634248.47773781291,null,0.62991062608990422,4.2813002017367111E-2,0,0,0.57584746423250233,4.2541543189571478E-2,0,0,7.6720451038088625E-2,"FAIL",0,null,"CloEgsd215",null,-634248.47773781291,634248.47773781291,4.2914823178136212E-2,"FAIL",0,1,null,null,97.329839435659451,null,47577.44814375155,"YES",1,null,7.4389999999999992,5.9600000000000009,6.2474711356919013,13.13,13.290000000000001,14.852837601175882,null,-21809.216388239445,null,-2248.0333545719336,null,65376.568679007774,null,65376.568679007774,null,47577.44814375155,null,47577.44814375155,0.96901854529193521,null,"CloEgsd215"]
[5834,"CgrNgsd301",0.85000000000000009,3680.702469280237,0,2480.88134765625,0,0,19827.257588279699,18190.099609375,68736.251246271684,0,0,null,40498.238350277308,68736.251246271684,71217.132686444354,null,18040.691682053941,6347.4524680131663,0,0,42078.361476378799,0,null,24388.144252822505,42078.36328125,null,-16110.09429248844,-46828.988341105432,-26657.887965021684,null,0.64150025279313783,0.35480759876536533,0,0,0.60220259272600551,0.3424477139774913,0,0,0.61217134362608072,"FAIL",0,null,"CgrNgsd301",null,-26657.887965021684,26657.887965021684,0.36315591026635746,"FAIL",0,1,null,null,12.060439684011476,null,3700.2473775030589,"YES",1,null,7.4389999999999992,5.9600000000000009,6.2474711356919013,13.13,13.290000000000001,14.852837601175882,null,-16231.428343497504,null,-1673.0904796837694,null,2747.8209322608391,null,2747.8209322608391,null,3700.2473775030589,null,2747.8209322608391,0.55931922850639726,null,"CgrNgsd301"]
[5877,"CheTgsd303",0.85000000000000009,5148.0128595354672,0,2459.158203125,0,0,27731.384942327619,17330.630859375,38130.51135101742,0,0,null,47521.17361467328,38130.51135101742,40589.66964807878,null,22262.208505440842,6314.4239094785717,0,0,50741.937534715136,0,null,28576.632392766631,50741.9375,null,-18944.541612060988,-12013.037161375789,12611.42614898258,null,0.63416231796019418,0.7494426741277922,0,0,0.60134525274698736,0.70403707905649149,0,0,1.3307436932299643,"PASS",1,null,"CheTgsd303",null,12611.42614898258,0,0.60134525274698736,"FAIL",0,1,null,null,9.4342534702062633,null,3124.2517569021079,"YES",1,null,7.4389999999999992,5.9600000000000009,6.2474711356919013,13.13,13.290000000000001,14.852837601175882,null,-19086.713912522511,null,-3015.9843853308539,null,0,null,0,null,3124.2517569021079,null,0,0,null,"CheTgsd303"]
[5898,"CasNgsd304",0.85000000000000009,3133.8608106866855,0,1497.0162353515625,0,0,16881.523583581235,18190.099609375,18568.05427505547,0,0,null,36568.639199122321,18568.05427505547,20065.070568771611,null,16217.970070049279,6347.4524680131663,0,0,38529.284362284234,0,null,22565.423487240521,38529.28515625,null,-14003.215941067276,2500.3529768334884,19961.23088119453,null,0.64340972652137041,1.215282072799365,0,1,0.61707035974033586,1.1246122198043931,0,1,2.0750308344375461,"PASS",1,null,"CasNgsd304",null,19961.23088119453,0,0.61707035974033586,"FAIL",0,1,null,null,5.9645647093522625,null,1124.8080618843096,"YES",1,null,7.4389999999999992,5.9600000000000009,6.2474711356919013,13.13,13.290000000000001,14.852837601175882,null,-14115.481729561006,null,-2230.4558386998215,null,0,null,0,null,1124.8080618843096,null,0,0,null,"CasNgsd304"]
[5919,"CrtTgsd304",0.85000000000000009,3133.8608106866855,0,1497.0162353515625,0,0,16881.523583581235,18190.099609375,14613.66477954513,0,0,null,36568.639199122321,14613.66477954513,16110.681073261274,null,16217.970070049279,6347.4524680131663,0,0,38529.284362284234,0,null,22565.423487240521,38529.28515625,null,-14003.215941067276,6454.7424723438289,23915.620376704872,null,0.64340972652137041,1.5441317306542801,0,1,0.61707035974033586,1.4006498835384718,0,1,2.6365244952231124,"PASS",1,null,"CrtTgsd304",null,23915.620376704872,0,0.61707035974033586,"FAIL",0,1,null,null,4.6943071990588825,null,648.94824400729476,"YES",1,null,7.4389999999999992,5.9600000000000009,6.2474711356919013,13.13,13.290000000000001,14.852837601175882,null,-14115.481729561006,null,-2230.4558386998215,null,0,null,0,null,648.94824400729476,null,0,0,null,"CrtTgsd304"]
[5962,"CheNgsd306",0.85000000000000009,5148.0128595354672,0,2459.158203125,0,0,27731.384942327619,18190.099609375,26647.350313402392,0,0,null,48380.642561213936,26647.350313402392,29106.50861046377,null,22303.432938305603,6347.4524680131663,0,0,51601.406481255799,0,null,28650.886299016631,51601.40625,null,-19729.756455810988,-455.6222175107614,24954.055936597608,null,0.62391028031245022,1.0751870622050761,0,1,0.59219730593921738,0.98434638021760501,0,0,1.936455431519841,"PASS",1,null,"CheNgsd306",null,24954.055936597608,0,0.59219730593921738,"FAIL",0,1,null,null,6.4758407355092302,null,1717.9314393093046,"YES",1,null,7.4389999999999992,5.9600000000000009,6.2474711356919013,13.13,13.290000000000001,14.852837601175882,null,-19872.298178691661,null,-3140.1183714631279,null,0,null,0,null,1717.9314393093046,null,0,0,null,"CheNgsd306"]
[5983,"CcoTgsd307",0.85000000000000009,5148.0128595354672,0,2459.158203125,0,0,27731.384942327619,18190.099609375,105904.49273656023,0,0,null,48380.642561213936,105904.49273656023,108363.65103362157,null,22303.432938305603,6347.4524680131663,0,0,51601.406481255799,0,null,28650.886299016631,51601.40625,null,-19729.756455810988,-79712.764640668611,-54303.086486560234,null,0.62391028031245022,0.2705351355611168,0,0,0.59219730593921738,0.2643957272624895,0,0,0.48724473265132989,"FAIL",0,null,"CcoTgsd307",null,-54303.086486560234,54303.086486560234,0.27902070279960733,"FAIL",0,1,null,null,25.736915407501399,null,11255.507653971543,"YES",1,null,7.4389999999999992,5.9600000000000009,6.2474711356919013,13.13,13.290000000000001,14.852837601175882,null,-19872.298178691661,null,-3140.1183714631279,null,8580.6944909089216,null,8580.6944909089216,null,11255.507653971543,null,8580.6944909089216,0.67329972631407753,null,"CcoTgsd307"]
[6004,"CrtNgsd307",0.85000000000000009,3133.8608106866855,0,1497.0162353515625,0,0,16881.523583581235,18190.099609375,56292.597581573536,0,0,null,36568.639199122321,56292.597581573536,57789.61387528971,null,16217.970070049279,6347.4524680131663,0,0,38529.284362284234,0,null,22565.423487240521,38529.28515625,null,-14003.215941067276,-35224.190329684578,-17763.312425323536,null,0.64340972652137041,0.40085951717792012,0,0,0.61707035974033586,0.39047541585459922,0,0,0.68444674453718823,"FAIL",0,null,"CrtNgsd307",null,-17763.312425323536,17763.312425323536,0.41532510276882934,"FAIL",0,1,null,null,18.082716504219306,null,5664.4714444770771,"YES",1,null,7.4389999999999992,5.9600000000000009,6.2474711356919013,13.13,13.290000000000001,14.852837601175882,null,-14115.481729561006,null,-2230.4558386998215,null,2806.8672874789777,null,2806.8672874789777,null,5664.4714444770771,null,2806.8672874789777,0.41435343429116395,null,"CrtNgsd307"]
[6020,"ChoNgsd308",0.85000000000000009,5148.0128595354672,0,2603.706787109375,0,0,27731.384942327619,18190.099609375,6690.74654073683,0,0,null,48525.190959358442,6690.74654073683,9294.4532359427412,null,22303.432938305603,6347.4524680131663,0,0,51601.406481255799,0,null,28650.886299016631,51601.40625,null,-19874.305039795363,19356.432971170427,44910.659709263171,null,0.62391028031245022,4.2821658427164699,0,1,0.59043324732036118,3.0825789627861715,0,1,7.7123540603164598,"PASS",1,null,"ChoNgsd308",null,44910.659709263171,0,0.59043324732036118,"FAIL",0,1,null,null,1.2870125530883787,null,-851.43943427461932,"NO",0,null,7.4389999999999992,5.9600000000000009,6.2474711356919013,13.13,13.290000000000001,14.852837601175882,null,-20016.846762676043,null,-2627.9501094374664,null,0,null,0,null,-851.43943427461932,null,-851.43943427461932,-1.3360215740406867,null,"ChoNgsd308"]
[6068,"CcoNgsd310",0.96843927800655372,7151.6403133629756,0,3617.079833984375,0,0,38524.552270996668,17330.630859375,80110.973223294684,0,0,null,59472.262509768356,80110.973223294684,83728.053086782107,null,28986.713915683387,7194.277802262055,0,0,63745.753593352558,0,null,36180.993591168801,63745.75390625,null,-23291.269373187242,-47547.059466110259,-16365.219317044684,null,0.64776429980936034,0.451635926208522,0,0,0.60836752778103342,0.43212510347537975,0,0,0.79571813125488278,"FAIL",0,null,"CcoNgsd310",null,-16365.219317044684,16365.219317044684,0.47708590136097184,"FAIL",0,1,null,null,12.585603600819702,null,5789.1837054990665,"YES",1,null,7.4389999999999992,5.9600000000000009,6.2474711356919013,13.13,13.290000000000001,14.852837601175882,null,-23471.274316426887,null,-3081.4712546785104,null,2148.5391982611218,null,2148.5391982611218,null,5789.1837054990665,null,2148.5391982611218,0.28156946964291568,null,"CcoNgsd310"]
[6084,"CofNgsd310",0.95681454837322222,3700.7499358045011,0,1871.7255859375,0,0,19935.249550707107,17330.630859375,41454.918830379713,0,0,null,39137.605556146904,41454.918830379713,43326.644460535237,null,18605.349461382841,7107.9207778644904,0,0,41349.003327943465,0,null,25713.269834051185,41349.00390625,null,-13424.336161968422,-17613.374582266028,-105.91492412971274,null,0.68999496459218446,0.620270659297674,0,0,0.65699649172885766,0.59347475855682308,0,0,0.99744505773698211,"FAIL",0,null,"CofNgsd310",null,-105.91492412971274,105.91492412971274,0.65522331409485945,"FAIL",0,1,null,null,9.8778415742959194,null,2756.7360469014225,"YES",1,null,7.4389999999999992,5.9600000000000009,6.2474711356919013,13.13,13.290000000000001,14.852837601175882,null,-13552.26287756071,null,-1779.234818274128,null,13.905243905685397,null,13.905243905685397,null,2756.7360469014225,null,13.905243905685397,3.5215739954702961E-3,null,"CofNgsd310"]
[6105,"CinEgsd311",0.85000000000000009,5148.0128595354672,0,3469.8837890625,0,0,27731.384942327619,17330.630859375,236119.009744576,0,0,null,48531.899165720257,236119.009744576,239588.89359268427,null,22262.208505440842,6314.4239094785717,0,0,50741.937534715136,0,null,28576.632392766631,50741.9375,null,-19955.267197998488,-211012.26114087188,-185377.072244576,null,0.63416231796019418,0.12102639437493692,0,0,0.58882163347680561,0.11927361060563704,0,0,0.21489984035970072,"FAIL",0,null,"CinEgsd311",null,-185377.072244576,185377.072244576,0.12216988586860612,"FAIL",0,1,null,null,34.698371484652121,null,15411.902448444111,"YES",1,null,7.4389999999999992,5.9600000000000009,6.2474711356919013,13.13,13.290000000000001,14.852837601175882,null,-20097.439498460011,null,-2071.5881547395975,null,19108.152909309498,null,19108.152909309498,null,15411.902448444111,null,15411.902448444111,0.91323478113845247,null,"CinEgsd311"]
[6153,"CdaEgsd313",0.96843927800655372,7151.6403133629756,0,4820.37646484375,0,0,38524.552270996668,17330.630859375,210677.96052122241,0,0,null,60675.559311111203,210677.96052122241,215498.33718605284,null,28986.713915683387,7194.277802262055,0,0,63745.753593352558,0,null,36180.993591168801,63745.75390625,null,-24494.566004046617,-179317.34339489735,-146932.20661497241,null,0.64776429980936034,0.1717360159632082,0,0,0.5963025942000848,0.16789453736484386,0,0,0.3025743829517879,"FAIL",0,null,"CdaEgsd313",null,-146932.20661497241,146932.20661497241,0.17427572316605036,"FAIL",0,1,null,null,24.8358074552334,null,13216.415628794199,"YES",1,null,7.4389999999999992,5.9600000000000009,6.2474711356919013,13.13,13.290000000000001,14.852837601175882,null,-24674.570947286258,null,-2543.3861314321562,null,15145.363109397675,null,15145.363109397675,null,13216.415628794199,null,13216.415628794199,0.87771138957743322,null,"CdaEgsd313"]
[6169,"CreEgsd313",0.96172192692756664,4703.9616416603321,0,3170.582763671875,0,0,25339.36386681773,17330.630859375,36168.538479709183,0,0,null,45840.577061447933,36168.538479709183,39339.121299055092,null,21549.851719388287,7144.3763878367427,0,0,47859.984431691191,0,null,28694.228603756572,47859.984375,null,-17146.348886108033,-10644.892639624486,11691.445895290817,null,0.67246852941706092,0.79334774944954567,0,0,0.62595696160461534,0.72940695411655831,0,0,1.3232490553039571,"PASS",1,null,"CreEgsd313",null,11691.445895290817,0,0.62595696160461534,"FAIL",0,1,null,null,5.6223145418383407,null,1204.3964669958257,"YES",1,null,7.4389999999999992,5.9600000000000009,6.2474711356919013,13.13,13.290000000000001,14.852837601175882,null,-17289.106242345624,null,-1782.1129751589531,null,0,null,0,null,1204.3964669958257,null,0,0,null,"CreEgsd313"]
[6190,"CinNgsd314",0.85000000000000009,5148.0128595354672,0,2603.706787109375,0,0,27731.384942327619,17330.630859375,125628.45956598051,0,0,null,47665.722012817816,125628.45956598051,128232.16626118643,null,22262.208505440842,6314.4239094785717,0,0,50741.937534715136,0,null,28576.632392766631,50741.9375,null,-19089.090196045363,-99655.533960323257,-74886.522065980505,null,0.63416231796019418,0.22746941649601365,0,0,0.59952164450086576,0.22285073398885186,0,0,0.40390479733097545,"FAIL",0,null,"CinNgsd314",null,-74886.522065980505,74886.522065980505,0.23317918389223985,"FAIL",0,1,null,null,24.603055551930279,null,10501.86697350852,"YES",1,null,7.4389999999999992,5.9600000000000009,6.2474711356919013,13.13,13.290000000000001,14.852837601175882,null,-19231.262496506883,null,-2524.813172699704,null,9831.6206439487596,null,9831.6206439487596,null,10501.86697350852,null,9831.6206439487596,0.8216206572816187,null,"CinNgsd314"]
[6211,"CgrEgsd315",0.11926725804805756,1079.8634314823689,0,546.1617431640625,0,0,5817.0228631252112,17330.630859375,8022.4628503319127,0,0,null,23693.815004530839,8022.4628503319127,8568.6246164532695,null,4269.2523485106785,886.00473627835936,0,0,24339.091656158027,0,null,5155.2569935079673,24339.091796875,null,-18538.558472156306,-3413.3675999880079,16316.628946543087,null,0.22271185906400975,0.64260278790754133,0,0,0.21757816933193694,0.60164346532593704,0,0,3.0338678097921039,"PASS",1,null,"CgrEgsd315",null,16316.628946543087,0,0.21757816933193694,"FAIL",0,1,null,null,3.1463068770747706,null,65.608327111256472,"YES",1,null,7.4389999999999992,5.9600000000000009,6.2474711356919013,13.13,13.290000000000001,14.852837601175882,null,-18564.206516900125,null,-2437.2374493406601,null,0,null,0,null,65.608327111256472,null,0,0,null,"CgrEgsd315"]
[6254,"CreNgsd316",0.96470588445663452,6822.0256232661886,0,3450.370849609375,0,0,36748.979423157136,17330.630859375,27908.592015581173,0,0,null,57529.980662620241,27908.592015581173,31358.962879760002,null,27875.151046591738,7166.543414620759,0,0,61606.509198365136,0,null,35041.693167502672,61606.5078125,null,-22488.287964638839,3682.730302312124,33697.915796918824,null,0.64796497209265647,1.2555879977011788,0,1,0.60910315765643763,1.1174378858811072,0,1,2.2074387621598937,"PASS",1,null,"CreNgsd316",null,33697.915796918824,0,0.60910315765643763,"FAIL",0,1,null,null,4.5319710610393074,null,878.94073032266169,"YES",1,null,7.4389999999999992,5.9600000000000009,6.2474711356919013,13.13,13.290000000000001,14.852837601175882,null,-22662.624746566707,null,-2975.306145318073,null,0,null,0,null,878.94073032266169,null,0,0,null,"CreNgsd316"]
[6269,"CheEgsd317",0.87711195647716511,6128.6127783978181,0,5838.83984375,0,0,33013.693780002308,17330.630859375,34876.103926345488,0,0,null,56183.163923105276,34876.103926345488,40714.943694164213,null,25267.742183041315,6515.831422669341,0,0,57106.16504998583,0,null,31783.571689153039,57106.1640625,null,-24399.592793974269,-8931.3720809424485,22230.060136154512,null,0.63132382680317467,0.91132804731504591,0,0,0.5657134478193756,0.78063651195553396,0,0,1.6374009030108971,"PASS",1,null,"CheEgsd317",null,22230.060136154512,0,0.5657134478193756,"FAIL",0,1,null,null,3.8606878595065912,null,455.47303775779352,"YES",1,null,7.4389999999999992,5.9600000000000009,6.2474711356919013,13.13,13.290000000000001,14.852837601175882,null,-24557.720016308358,null,-2172.8294765731803,null,0,null,0,null,455.47303775779352,null,0,0,null,"CheEgsd317"]
[6292,"CcoNgsd318",0.88979809880256644,6587.4520957929308,0,4921.59423828125,0,0,35485.375588991963,17330.630859375,19419.218786916204,0,0,null,57737.600162771661,19419.218786916204,24340.812985411612,null,26742.888481295282,6610.0733996323543,0,0,60084.094940334842,0,null,33352.962802790171,60084.09375,null,-24384.637883858042,9012.1497775927164,40664.874963083799,null,0.63149346278946883,1.7175234065163267,0,1,0.57766450988849327,1.3702485109377158,0,1,3.0940530826338883,"PASS",1,null,"CcoNgsd318",null,40664.874963083799,0,0.57766450988849327,"FAIL",0,1,null,null,2.6097287356515051,null,-241.0689994789841,"NO",0,null,7.4389999999999992,5.9600000000000009,6.2474711356919013,13.13,13.290000000000001,14.852837601175882,null,-24550.573022180379,null,-2693.8793752853985,null,0,null,0,null,-241.0689994789841,null,-241.0689994789841,-0.16134348584189714,null,"CcoNgsd318"]
[6340,"CrtNgsd319",1.2142799615859985,4246.5279480064692,0,3172.651123046875,0,0,22875.253890711214,17330.630859375,14007.57709553309,0,0,null,43378.535329910897,14007.57709553309,17180.228159448503,null,21532.861753476904,9020.5628496933532,0,0,44891.177231562811,0,null,30553.423744095235,44891.17578125,null,-12825.112129037858,13373.195525515272,30883.598685716912,null,0.75992417363803233,2.1812068950767003,0,1,0.70434428292953954,1.7784061629083898,0,1,3.2047780622649906,"PASS",1,null,"CrtNgsd319",null,30883.598685716912,0,0.70434428292953954,"FAIL",0,1,null,null,2.4924476853649913,null,-216.82345669094059,"NO",0,null,7.4389999999999992,5.9600000000000009,6.2474711356919013,13.13,13.290000000000001,14.852837601175882,null,-12977.119212341808,null,-1423.9502175840757,null,0,null,0,null,-216.82345669094059,null,-216.82345669094059,-0.20118012013167455,null,"CrtNgsd319"]
[6361,"CmiEgsd320",0.85000000000000009,3133.8608106866855,0,5841.953125,0,0,16881.523583581235,18190.099609375,79513.802786870496,0,0,null,40913.576148737164,79513.802786870496,85355.756030201519,null,16217.970070049279,6347.4524680131663,0,0,38529.284362284234,0,null,22565.423487240521,38529.28515625,null,-18348.152830715713,-62790.332424629974,-40984.517630620496,null,0.64340972652137041,0.28379253282257272,0,0,0.55153876825324022,0.26436908965505779,0,0,0.48456096684904176,"FAIL",0,null,"CmiEgsd320",null,-40984.517630620496,40984.517630620496,0.27553050870035145,"FAIL",0,1,null,null,5.4852316406688777,null,945.24183653084094,"YES",1,null,7.4389999999999992,5.9600000000000009,6.2474711356919013,13.13,13.290000000000001,14.852837601175882,null,-18460.418619209446,null,-1633.3495820891108,null,3626.2473850099791,null,3626.2473850099791,null,945.24183653084094,null,945.24183653084094,0.46000303802872483,null,"CmiEgsd320"]
[6377,"CdaTgsd321",0.85230279518291352,5231.3014175639228,0,3157.115966796875,0,0,28180.044867428685,17330.630859375,41707.225247421964,0,0,null,48667.791096038716,41707.225247421964,44864.341100747704,null,22499.060591173497,6331.5307623746021,0,0,51282.491661342916,0,null,28830.590442244891,51282.4921875,null,-19837.201251355673,-16033.750771973948,9575.266940078036,null,0.63349071359239351,0.69126129276670079,0,0,0.59239569824237348,0.6426170464553177,0,0,1.2295829291753211,"PASS",1,null,"CdaTgsd321",null,9575.266940078036,0,0.59239569824237348,"FAIL",0,1,null,null,8.0850638849488945,null,2492.6783825838766,"YES",1,null,7.4389999999999992,5.9600000000000009,6.2474711356919013,13.13,13.290000000000001,14.852837601175882,null,-19980.637024700172,null,-2623.1962445553199,null,0,null,0,null,2492.6783825838766,null,0,0,null,"CdaTgsd321"]
[6398,"CscNgsd321",0.88686502054333671,3246.4625866635479,0,1959.255859375,0,0,17488.088345559281,17330.630859375,47392.483195409863,0,0,null,36777.974545436431,47392.483195409863,49351.739020002737,null,16756.800203621904,6588.2843414106483,0,0,38400.61633378944,0,null,23345.085505818322,38400.6171875,null,-13432.889558490962,-26006.65354896654,-8991.8660079098627,null,0.67047513633155142,0.49259046860999639,0,0,0.63475722806917834,0.4730347086635221,0,0,0.81026809735133787,"FAIL",0,null,"CscNgsd321",null,-8991.8660079098627,8991.8660079098627,0.51005389048615368,"FAIL",0,1,null,null,12.116853519919758,null,3407.7986001923136,"YES",1,null,7.4389999999999992,5.9600000000000009,6.2474711356919013,13.13,13.290000000000001,14.852837601175882,null,-13549.034262500003,null,-1778.8109433550305,null,1180.5143707047419,null,1180.5143707047419,null,3407.7986001923136,null,1180.5143707047419,0.26151469977876074,null,"CscNgsd321"]
[6441,"CinTgsd323",0.85263915341347452,5243.4673509676086,0,3164.4580078125,0,0,28245.580481189918,17330.630859375,105634.60369097197,0,0,null,48740.668858318961,105634.60369097197,108799.06169281671,null,22543.205274999567,6334.0294782018964,0,0,51361.450232139599,0,null,28877.235399523357,51361.44921875,null,-19863.433948854057,-79921.826299261113,-54273.15447222197,null,0.63360324498542286,0.27336908920491687,0,0,0.59246694363430374,0.26541805552948056,0,0,0.48621803295636912,"FAIL",0,null,"CinTgsd323",null,-54273.15447222197,54273.15447222197,0.28032388594577012,"FAIL",0,1,null,null,20.447265462889529,null,8579.4814687872004,"YES",1,null,7.4389999999999992,5.9600000000000009,6.2474711356919013,13.13,13.290000000000001,14.852837601175882,null,-20007.101786662628,null,-2626.6707215756041,null,7125.3551533770387,null,7125.3551533770387,null,8579.4814687872004,null,7125.3551533770387,0.70816523223987093,null,"CinTgsd323"]
[6462,"CdaNgsd324",0.85000000000000009,5148.0128595354672,0,3106.850830078125,0,0,27731.384942327619,17330.630859375,27695.040454746795,0,0,null,48168.866160883306,27695.040454746795,30801.891298018203,null,22262.208505440842,6314.4239094785717,0,0,50741.937534715136,0,null,28576.632392766631,50741.9375,null,-19592.234239014113,-2225.2588920582893,23046.897045253205,null,0.63416231796019418,1.0318321231362828,0,1,0.59325938912401988,0.92775577085571359,0,0,1.8321669391641231,"PASS",1,null,"CdaNgsd324",null,23046.897045253205,0,0.59325938912401988,"FAIL",0,1,null,null,5.423791632709178,null,1173.6927004854226,"YES",1,null,7.4389999999999992,5.9600000000000009,6.2474711356919013,13.13,13.290000000000001,14.852837601175882,null,-19734.406539475636,null,-2590.8694031569421,null,0,null,0,null,1173.6927004854226,null,0,0,null,"CdaNgsd324"]
[6483,"CwaTgsd324",0.85000000000000009,3133.8608106866855,0,1891.300048828125,0,0,16881.523583581235,17330.630859375,143452.86370194482,0,0,null,36103.454059424643,143452.86370194482,145344.16380250402,null,16176.745637184509,6314.4239094785717,0,0,37669.815415743578,0,null,22491.169580990521,37669.81640625,null,-13612.284910793838,-122852.99416978243,-105783.04729569482,null,0.65740290102136822,0.15678438896640587,0,0,0.62296447521686804,0.15474422226926818,0,0,0.26259368711186837,"FAIL",0,null,"CwaTgsd324",null,-105783.04729569482,105783.04729569482,0.15851521672356336,"FAIL",0,1,null,null,37.352385056463916,null,12578.760252430411,"YES",1,null,7.4389999999999992,5.9600000000000009,6.2474711356919013,13.13,13.290000000000001,14.852837601175882,null,-13724.181276868419,null,-1801.8054549798771,null,13887.930202658212,null,13887.930202658212,null,12578.760252430411,null,12578.760252430411,0.92058287445775766,null,"CwaTgsd324"]
[6526,"CinNgsd326",0.85000000000000009,5148.0128595354672,0,3106.850830078125,0,0,27731.384942327619,17330.630859375,79016.96874401909,0,0,null,48168.866160883306,79016.96874401909,82123.819587290476,null,22262.208505440842,6314.4239094785717,0,0,50741.937534715136,0,null,28576.632392766631,50741.9375,null,-19592.234239014113,-53547.187181330584,-28275.03124401909,null,0.63416231796019418,0.36165184323056732,0,0,0.59325938912401988,0.34797008396550549,0,0,0.64216507297795744,"FAIL",0,null,"CinNgsd326",null,-28275.03124401909,28275.03124401909,0.37382489887153253,"FAIL",0,1,null,null,15.474669022400612,null,6062.1147087520912,"YES",1,null,7.4389999999999992,5.9600000000000009,6.2474711356919013,13.13,13.290000000000001,14.852837601175882,null,-19734.406539475636,null,-2590.8694031569421,null,3712.1416940963727,null,3712.1416940963727,null,6062.1147087520912,null,3712.1416940963727,0.49321748066911958,null,"CinNgsd326"]
[6547,"CgrEgsd327",0.85000000000000009,3680.7034885867934,0,2480.882080078125,0,0,19827.263079093973,17330.630859375,626762.26036795229,0,0,null,39638.775535020461,626762.26036795229,629243.14244859398,null,17999.471063957728,6314.4239094785717,0,0,41218.899145277013,0,null,24313.89558907301,41218.8984375,null,-15324.880429474088,-604929.24685895746,-585543.36193045229,null,0.65433998033729313,3.8792851973568243E-2,0,0,0.6133866388229664,3.8639905545066959E-2,0,0,6.5764805962154921E-2,"FAIL",0,null,"CgrEgsd327",null,-585543.36193045229,585543.36193045229,3.8890899328695265E-2,"FAIL",0,1,null,null,112.40134670593537,null,43608.586897392968,"YES",1,null,7.4389999999999992,5.9600000000000009,6.2474711356919013,13.13,13.290000000000001,14.852837601175882,null,-15445.845084146089,null,-1592.1147427119618,null,60356.180833606879,null,60356.180833606879,null,43608.586897392968,null,43608.586897392968,0.97347841891262787,null,"CgrEgsd327"]
[6568,"CwaNgsd327",0.85000000000000009,3133.8585172469334,0,2112.29541015625,0,0,16881.511229249118,17330.630859375,279005.80739099265,0,0,null,36324.437087241393,279005.80739099265,281118.10287370079,null,16176.7368901429,6314.4239094785717,0,0,37669.800531006083,0,null,22491.161203333137,37669.80078125,null,-13833.276295447231,-258626.94159781575,-241336.00660974265,null,0.65740289354204673,8.0611803079118402E-2,0,0,0.6191743837489101,8.0006093450489868E-2,0,0,0.13501439677368565,"FAIL",0,null,"CwaNgsd327",null,-241336.00660974265,241336.00660974265,8.100239584196052E-2,"FAIL",0,1,null,null,54.51294423811396,null,18856.272373253312,"YES",1,null,7.4389999999999992,5.9600000000000009,6.2474711356919013,13.13,13.290000000000001,14.852837601175882,null,-13945.172619841924,null,-1437.4295997894217,null,24876.244192361381,null,24876.244192361381,null,18856.272373253312,null,18856.272373253312,0.94558321829448222,null,"CwaNgsd327"]
[6611,"CloEgsd329",0.85000000000000009,5450.2234928639491,0,3673.580810546875,0,0,29359.337248424428,17330.630859375,28555.237631183532,0,0,null,50363.548543080964,28555.237631183532,32228.818550555807,null,23096.084878467151,6314.4239094785717,0,0,52703.325855313706,0,null,29410.50891699057,52703.32421875,null,-20953.040001355737,-2818.3095247398378,24148.086587566468,null,0.62991066622891145,1.029951467988242,0,1,0.58396418736641065,0.91255312291900081,0,0,1.8456622529099787,"PASS",1,null,"CloEgsd329",null,24148.086587566468,0,0.58396418736641065,"FAIL",0,1,null,null,4.0458048937495672,null,519.78421121861379,"YES",1,null,7.4389999999999992,5.9600000000000009,6.2474711356919013,13.13,13.290000000000001,14.852837601175882,null,-21099.360941241259,null,-2174.863429831446,null,0,null,0,null,519.78421121861379,null,0,0,null,"CloEgsd329"]
[6632,"CgrNgsd330",7.8852099180221555E-2,713.93862099421619,0,430.86541748046875,0,0,3845.8541701800809,17330.630859375,3286.0837229892791,0,0,null,21607.349973579298,3286.0837229892791,3716.9491511042297,null,2822.5644363077927,585.77127103078431,0,0,21964.189616465093,0,null,3408.3357805113969,21964.189453125,null,-18199.014666524152,-308.61335995835088,18678.105730135721,null,0.16094907987584028,1.0372029649356918,0,1,0.15773964461149415,0.91697132559652184,0,0,6.6840017798282547,"PASS",1,null,"CgrNgsd330",null,18678.105730135721,0,0.15773964461149417,"FAIL",0,1,null,null,1.4165026848720106,null,-316.65591378224326,"NO",0,null,7.4389999999999992,5.9600000000000009,6.2474711356919013,13.13,13.290000000000001,14.852837601175882,null,-18215.971560954556,null,-2391.5187554106296,null,0,null,0,null,-316.65591378224326,null,-316.65591378224326,-1.0116802357260168,null,"CgrNgsd330"]
[6648,"CrtNgsd330",0.3137014031410218,958.18078080802707,0,578.26678466796875,0,0,5161.5411231364233,17330.630859375,3286.0837229892791,0,0,null,23070.438263530108,3286.0837229892791,3864.3504880986998,null,4821.2830468135708,2330.4042828595807,0,0,23549.354620026945,0,null,7151.6874428961692,23549.35546875,null,-15918.751324283223,3287.3369352389213,20263.271745760721,null,0.31796339848623317,2.1763558222401085,0,1,0.30999355994348693,1.8506829100323667,0,1,7.1663893722487577,"PASS",1,null,"CrtNgsd330",null,20263.271745760721,0,0.30999355994348693,"FAIL",0,1,null,null,1.3286027929177,null,-362.62865623976228,"NO",0,null,7.4389999999999992,5.9600000000000009,6.2474711356919013,13.13,13.290000000000001,14.852837601175882,null,-15954.331858824993,null,-2094.5950504341859,null,0,null,0,null,-362.62865623976228,null,-362.62865623976228,-1.1585580071557899,null,"CrtNgsd330"]
[6669,"CmiTgsd331",0.86035124361515047,3165.4779162791533,0,1461.42138671875,0,0,17051.83903341987,17330.630859375,3108087.0564593291,0,0,null,35843.890788990393,3108087.0564593291,3109548.4778396157,null,16348.77570425452,6391.3205449801526,0,0,37875.014752898584,0,null,22740.096064833764,37875.015625,null,-13103.795214679856,-3086808.3817812139,-3070212.0408343291,null,0.66138634413809638,7.3164282890900842E-3,0,0,0.63442040618594164,7.3129897240211527E-3,0,0,1.2185957129574891E-2,"FAIL",0,null,"CmiTgsd331",null,-3070212.0408343291,3070212.0408343291,7.321212676733053E-3,"FAIL",0,1,null,null,1052.4608707620723,null,385902.25326792413,"YES",1,null,7.4389999999999992,5.9600000000000009,6.2474711356919013,13.13,13.290000000000001,14.852837601175882,null,-13216.930020972559,null,-2145.0496440596603,null,498281.91833724728,null,498281.91833724728,null,385902.25326792413,null,385902.25326792413,0.99718057295338425,null,"CmiTgsd331"]
[6717,"CheEgsd333",0.92213329523801801,7756.969272508396,0,3293.050537109375,0,0,41785.34645330083,17491.701171875,65555.59044578849,0,0,null,62570.098565178472,65555.59044578849,68848.640961742291,null,31174.663434032867,7164.8064844842247,0,0,67835.492503515212,0,null,38339.470736934556,67835.4921875,null,-24230.627425350649,-30509.170245963309,2279.9017417115101,null,0.646784417796328,0.58483907285740289,0,0,0.61274429580556555,0.55686604978097032,0,0,1.0347781436519421,"PASS",1,null,"CheEgsd333",null,2279.9017417115101,0,0.61274429580556555,"FAIL",0,1,null,null,11.55318162172386,null,5479.9584640997473,"YES",1,null,7.4389999999999992,5.9600000000000009,6.2474711356919013,13.13,13.290000000000001,14.852837601175882,null,-24421.371060857782,null,-3673.0031801396563,null,0,null,0,null,5479.9584640997473,null,0,0,null,"CheEgsd333"]
[6733,"CscEgsd333",1.1694361448287964,4109.5578650128436,0,1744.622314453125,0,0,22137.421604600419,17491.701171875,18184.44551529552,0,0,null,41373.745560662392,18184.44551529552,19929.06787543364,null,21390.431452332279,9086.3042435713051,0,0,44163.29389062315,0,null,30476.736397994024,44163.29296875,null,-10897.008692934516,10547.668568245379,25978.84745345448,null,0.76904897869921007,1.6759783174229352,0,1,0.73662020034720632,1.5292605082361452,0,1,2.428630168107289,"PASS",1,null,"CscEgsd333",null,25978.84745345448,0,0.73662020034720632,"FAIL",0,1,null,null,4.8486810233700588,null,790.91210054626379,"YES",1,null,7.4389999999999992,5.9600000000000009,6.2474711356919013,13.13,13.290000000000001,14.852837601175882,null,-11048.634247153388,null,-1661.7276984517064,null,0,null,0,null,790.91210054626379,null,0,0,null,"CscEgsd333"]
[6754,"CmiNgsd334",1.4251802682876586,4890.71185377458,0,2076.244140625,0,0,26345.352422306474,17330.630859375,1483275.6152150112,0,0,null,45752.22695528125,1483275.6152150112,1485351.8593727013,null,24436.826866159499,10587.285131050206,0,0,49072.018835894502,0,null,35024.111245615466,49072.01953125,null,-10728.116176691008,-1450327.7481100208,-1434203.5956837612,null,0.80190779036920357,2.3612679185411187E-2,0,0,0.76551707356961329,2.3579673075448504E-2,0,0,3.3083547675080378E-2,"FAIL",0,null,"CmiNgsd334",null,-1434203.5956837612,1434203.5956837612,2.3665646432680921E-2,"FAIL",0,1,null,null,357.39068202427654,null,166903.37331592775,"YES",1,null,7.4389999999999992,5.9600000000000009,6.2474711356919013,13.13,13.290000000000001,14.852837601175882,null,-10902.365486370683,null,-1639.7287033022878,null,215705.9222754857,null,215705.9222754857,null,166903.37331592775,null,166903.37331592775,0.99158840176796414,null,"CmiNgsd334"]
[6802,"CheNgsd336",0.85000000000000009,5148.0128595354672,0,2782.89892578125,0,0,27731.384942327619,17491.701171875,44963.677448576971,0,0,null,48005.985511432882,44963.677448576971,47746.576421758393,null,22625.946545284347,6604.3440175746364,0,0,50903.008755354749,0,null,29230.290595891631,50903.0078125,null,-18775.694444092238,-18516.28577846659,5939.3303639230289,null,0.64635771477594184,0.65008674233376618,0,0,0.60888846612658643,0.61219657649819348,0,0,1.1320917393982195,"PASS",1,null,"CheNgsd336",null,5939.3303639230289,0,0.60888846612658643,"FAIL",0,1,null,null,9.8030003607604641,null,3313.2622880178046,"YES",1,null,7.4389999999999992,5.9600000000000009,6.2474711356919013,13.13,13.290000000000001,14.852837601175882,null,-18921.118775415081,null,-2715.1823266178312,null,0,null,0,null,3313.2622880178046,null,0,0,null,"CheNgsd336"]
[6818,"CscNgsd336",0.85000000000000009,3133.8608106866855,0,1694.0938720703125,0,0,16881.523583581235,17491.701171875,53938.561003714152,0,0,null,36067.319094320097,53938.561003714152,55632.654918529151,null,16540.483677028005,6604.3440175746364,0,0,37830.886636383177,0,null,23144.827784115521,37830.88671875,null,-12922.490843411026,-32487.827091668943,-16107.674284964152,null,0.67333885455252862,0.42909612999356422,0,0,0.64171190609249806,0.41602953940977389,0,0,0.70136996639834359,"FAIL",0,null,"CscNgsd336",null,-16107.674284964152,16107.674284964152,0.4436000177888792,"FAIL",0,1,null,null,15.620721836850104,null,4646.7495558981118,"YES",1,null,7.4389999999999992,5.9600000000000009,6.2474711356919013,13.13,13.290000000000001,14.852837601175882,null,-13037.639240346925,null,-1870.9024591191239,null,2311.4527772151646,null,2311.4527772151646,null,4646.7495558981118,null,2311.4527772151646,0.40299254282261471,null,"CscNgsd336"]
[6839,"CofTgsd337",1.3710405230522156,4725.3456739066505,0,2851.768798828125,0,0,25454.555659461268,17330.630859375,18061.252184105178,0,0,null,45636.954887898239,18061.252184105178,20913.02103725788,null,23660.348251716005,10185.095364264607,0,0,47998.769724032776,0,null,33845.443197924338,47998.76953125,null,-11791.512119740059,12932.422214991035,29937.517347144822,null,0.79105517473959841,1.8739256200469894,0,1,0.74162360223938961,1.6183909166229462,0,1,2.6575549160147025,"PASS",1,null,"CofTgsd337",null,29937.517347144822,0,0.74162360223938961,"FAIL",0,1,null,null,3.731192539017862,null,335.62988866820871,"YES",1,null,7.4389999999999992,5.9600000000000009,6.2474711356919013,13.13,13.290000000000001,14.852837601175882,null,-11959.897409281964,null,-1570.1780644186508,null,0,null,0,null,335.62988866820871,null,0,0,null,"CofTgsd337"]
[6882,"CdaNgsd339",0.85092786285094923,5181.5725085977583,0,2801.040283203125,0,0,27912.164511467978,17491.701171875,47468.306900478026,0,0,null,48204.906354887993,47468.306900478026,50269.347147974193,null,22748.542643406086,6611.5533416555736,0,0,51120.815465162399,0,null,29360.096841421837,51120.81640625,null,-18844.809125124266,-20909.250342259314,3652.5095057719736,null,0.64664310845657769,0.61851999278125014,0,0,0.60906864670159422,0.58405566187565194,0,0,1.076946277300975,"PASS",1,null,"CdaNgsd339",null,3652.5095057719736,0,0.60906864670159422,"FAIL",0,1,null,null,10.306614292028055,null,3573.282799044041,"YES",1,null,7.4389999999999992,5.9600000000000009,6.2474711356919013,13.13,13.290000000000001,14.852837601175882,null,-18990.879258663677,null,-2725.1929625353555,null,0,null,0,null,3573.282799044041,null,0,0,null,"CdaNgsd339"]
[6903,"CwaTgsd339",0.86728718020021911,3186.6631837469777,0,1722.6378173828125,0,0,17165.960117280061,17491.701171875,245876.24972359341,0,0,null,36380.299587087749,245876.24972359341,247598.8875974773,null,16835.18143138328,6738.6622353817593,0,0,38173.581255297438,0,null,23573.844392479776,38173.58203125,null,-12806.454714058098,-224025.04314849645,-207702.66769234341,null,0.68019143576362462,9.5876866590330595E-2,0,0,0.6479837981387937,9.5209815466470685E-2,0,0,0.15525526387426022,"FAIL",0,null,"CwaTgsd339",null,-207702.66769234341,207702.66769234341,9.658127603760272E-2,"FAIL",0,1,null,null,70.598623877960364,null,25047.090354229949,"YES",1,null,7.4389999999999992,5.9600000000000009,6.2474711356919013,13.13,13.290000000000001,14.852837601175882,null,-12923.73752198088,null,-1854.5575518041967,null,29805.352379183278,null,29805.352379183278,null,25047.090354229949,null,25047.090354229949,0.95797023600055742,null,"CwaTgsd339"]
[6922,"CmiNgsd340",0.85000000000000009,3133.8608106866855,0,2203.685791015625,0,0,16881.523583581235,17491.701171875,19087.66292406902,0,0,null,36576.910916084737,19087.66292406902,21291.348660648651,null,16540.483677028005,6604.3440175746364,0,0,37830.886636383177,0,null,23144.827784115521,37830.88671875,null,-13432.082762356338,1853.4790690308764,18743.22379468098,null,0.67333885455252862,1.2125543014975673,0,1,0.63277153368952388,1.0870531544916979,0,1,1.9819548820220567,"PASS",1,null,"CmiNgsd340",null,18743.22379468098,0,0.63277153368952388,"FAIL",0,1,null,null,4.2495441064063169,null,471.40457608563213,"YES",1,null,7.4389999999999992,5.9600000000000009,6.2474711356919013,13.13,13.290000000000001,14.852837601175882,null,-13547.231159292236,null,-1567.302900067325,null,0,null,0,null,471.40457608563213,null,0,0,null,"CmiNgsd340"]
[6941,"CheTgsd341",0.85000000000000009,5148.0128595354672,0,4904.6044921875,0,0,27731.384942327619,17491.701171875,7966.2910253679647,0,0,null,50127.691084549799,7966.2910253679647,12870.895571666286,null,22625.946545284347,6604.3440175746364,0,0,50903.008755354749,0,null,29230.290595891631,50903.0078125,null,-20897.400010498488,16359.395078336165,42936.716787132034,null,0.64635771477594184,3.6692471443498986,0,1,0.5831166415666762,2.2710378276338661,0,1,6.3898001780758165,"PASS",1,null,"CheTgsd341",null,42936.716787132034,0,0.5831166415666762,"FAIL",0,1,null,null,0.98547767362124061,null,-987.42704496509259,"NO",0,null,7.4389999999999992,5.9600000000000009,6.2474711356919013,13.13,13.290000000000001,14.852837601175882,null,-21042.824341821331,null,-1861.8368875407616,null,0,null,0,null,-987.42704496509259,null,-987.42704496509259,-2.0543136072266068,null,"CheTgsd341"]
[6989,"CasTgsd343",0.88520497009158117,3241.39204619883,0,1956.19580078125,0,0,17460.774289955807,17491.701171875,41698.067105806163,0,0,null,36908.671627539014,41698.067105806163,43654.262847465499,null,17108.065376361385,6877.880174766673,0,0,38528.779053701954,0,null,23985.946495735589,38528.77734375,null,-12922.724766876468,-19668.316410851825,-3169.2897620561635,null,0.68624457005710482,0.57522921709710884,0,0,0.64987293433218229,0.54945255969758033,0,0,0.92399432438884288,"FAIL",0,null,"CasTgsd343",null,-3169.2897620561635,3169.2897620561635,0.59848220524422635,"FAIL",0,1,null,null,10.630363093011317,null,2862.5360286664027,"YES",1,null,7.4389999999999992,5.9600000000000009,6.2474711356919013,13.13,13.290000000000001,14.852837601175882,null,-13042.05783401943,null,-1712.2515708172941,null,416.08628350817582,null,416.08628350817582,null,2862.5360286664027,null,416.08628350817582,0.10476151089820752,null,"CasTgsd343"]
[7005,"CmiTgsd343",0.88437761142849947,3238.8649304189225,0,1954.670654296875,0,0,17447.161188668269,17491.701171875,74643.652388983188,0,0,null,36893.533450891431,74643.652388983188,76598.323055282497,null,17093.986584267186,6871.4517497820661,0,0,38512.377726849489,0,null,23965.439233877576,38512.37890625,null,-12928.093780962565,-52632.883809402483,-36131.273482733188,null,0.68592500198123041,0.32106466480215651,0,0,0.64958374206768599,0.31287159146208038,0,0,0.51594981855328026,"FAIL",0,null,"CmiTgsd343",null,-36131.273482733188,36131.273482733188,0.32818216690069513,"FAIL",0,1,null,null,19.037105047626227,null,6001.0838855923748,"YES",1,null,7.4389999999999992,5.9600000000000009,6.2474711356919013,13.13,13.290000000000001,14.852837601175882,null,-13047.324821927128,null,-1712.9430574241783,null,4743.5635207095784,null,4743.5635207095784,null,6001.0838855923748,null,4743.5635207095784,0.66718477215218797,null,"CmiTgsd343"]
[7026,"CheNgsd344",4.4545627593994137,135519.79935491519,0,81786.859375,0,0,730019.87869107118,15185.5009765625,62271528.02005779,0,0,null,826992.23938372184,62271528.02005779,62353314.8793706,null,484886.42206368386,34174.609159849657,0,0,894727.52389921818,0,null,519061.00088641286,894727.5,null,-307931.23815622082,-61834253.87854638,-61376800.52005779,null,0.69653415695672694,8.3354466702538956E-3,0,0,0.62764918022362948,8.3245133300463049E-3,0,0,1.436816356444323E-2,"FAIL",0,null,"CheNgsd344",null,-61376800.52005779,61376800.52005779,8.3445233459735323E-3,"FAIL",0,1,null,null,717.43077593973635,null,5905431.0141108446,"YES",1,null,7.4389999999999992,5.9600000000000009,6.2474711356919013,13.13,13.290000000000001,14.852837601175882,null,-310513.63119545672,null,-40766.377479768096,null,8057970.9459715085,null,8057970.9459715085,null,5905431.0141108446,null,5905431.0141108446,0.99562633314467763,null,"CheNgsd344"]
[7047,"CasTgsd346",0.85000000000000009,3133.8608106866855,0,1891.300048828125,0,0,16881.523583581235,17330.630859375,51065.105598642869,0,0,null,36103.454059424643,51065.105598642869,52956.405699202027,null,16176.745637184509,6314.4239094785717,0,0,37669.815415743578,0,null,22491.169580990521,37669.81640625,null,-13612.284910793838,-30465.236066480473,-13395.289192392869,null,0.65740290102136822,0.44044106669953226,0,0,0.62296447521686804,0.42471102987452508,0,0,0.73768214056628001,"FAIL",0,null,"CasTgsd346",null,-13395.289192392869,13395.289192392869,0.45437859442440859,"FAIL",0,1,null,null,13.296376964892749,null,3778.8109198816037,"YES",1,null,7.4389999999999992,5.9600000000000009,6.2474711356919013,13.13,13.290000000000001,14.852837601175882,null,-13724.181276868419,null,-1801.8054549798771,null,1758.6262270206432,null,1758.6262270206432,null,3778.8109198816037,null,1758.6262270206432,0.3615626965579935,null,"CasTgsd346"]
[7090,"CloNgsd347",0.9115805417299272,5764.4298354012008,0,3885.36328125,0,0,31051.908202298793,17330.630859375,63637.211830037602,0,0,null,52267.901855845557,63637.211830037602,67522.575108300109,null,24327.053787415356,6771.8893742527998,0,0,54742.567968415322,0,null,31098.944182169842,54742.56640625,null,-21168.958160753951,-36423.63092911776,-8894.6454237876023,null,0.6427720575500937,0.48869118064488692,0,0,0.59499124296462458,0.46057106280253668,0,0,0.86022886345895477,"FAIL",0,null,"CloNgsd347",null,-8894.6454237876023,8894.6454237876023,0.50846384458653782,"FAIL",0,1,null,null,8.6922813233872152,null,2968.0612414661496,"YES",1,null,7.4389999999999992,5.9600000000000009,6.2474711356919013,13.13,13.290000000000001,14.852837601175882,null,-21323.679276088125,null,-2197.9855397596925,null,916.83530640503136,null,916.83530640503136,null,2968.0612414661496,null,916.83530640503136,0.20157530809489244,null,"CloNgsd347"]
[7111,"CheEgsd348",0.27675215005874632,10009.721874208059,0,6746.7919921875,0,0,53920.504480703392,17330.630859375,96805.603056413063,0,0,null,77997.926941243306,96805.603056413063,103552.39514166878,null,35454.582884716998,2055.9181098006479,0,0,82295.093605047368,0,null,37510.502333262251,82295.09375,null,-40487.424999003633,-66041.892715338312,-14510.509306413063,null,0.52645480179686055,0.38748276080056193,0,0,0.48091665530380123,0.36223693634181353,0,0,0.85010672060007597,"FAIL",0,null,"CheEgsd348",null,-14510.509306413063,14510.509306413063,0.40548196138879117,"FAIL",0,1,null,null,8.9005847138955421,null,4539.635260814377,"YES",1,null,7.4389999999999992,5.9600000000000009,6.2474711356919013,13.13,13.290000000000001,14.852837601175882,null,-40674.044413596981,null,-4192.5673476472621,null,1495.7029327396338,null,1495.7029327396338,null,4539.635260814377,null,1495.7029327396338,0.21617328121688592,null,"CheEgsd348"]
[7132,"CasNgsd349",0.85000000000000009,3133.8585172469334,0,1585.00927734375,0,0,16881.511229249118,24502.99609375,78297.010142794359,0,0,null,42969.516547955216,78297.010142794359,79882.019362505947,null,16195.952437399837,6329.824662261809,0,0,44842.166254716321,0,null,22525.776437708137,44842.16796875,null,-20443.740162634731,-57356.242982429976,-33454.842174044359,null,0.54430456938627403,0.28769650841873395,0,0,0.52422689897163977,0.28198806942065652,0,0,0.57271877798359083,"FAIL",0,null,"CasNgsd349",null,-33454.842174044359,33454.842174044359,0.29474603122554954,"FAIL",0,1,null,null,16.966789769539371,null,6167.7410131592933,"YES",1,null,7.4389999999999992,5.9600000000000009,6.2474711356919013,13.13,13.290000000000001,14.852837601175882,null,-20555.808702125818,null,-2698.7087611148449,null,4392.1831043052534,null,4392.1831043052534,null,6167.7410131592933,null,4392.1831043052534,0.5889379600161434,null,"CasNgsd349"]
[7175,"CmiEgsd350",0.95681454837322222,3700.7499358045011,0,2494.39404296875,0,0,19935.249550707107,24502.99609375,18910.920728934871,0,0,null,46932.639716485523,18910.920728934871,21405.314795718772,null,18626.979714524477,7125.2568535337896,0,0,48521.369051653674,0,null,25752.236630926185,48521.3671875,null,-21180.403056499672,4346.9218590225646,29610.446458565129,null,0.57950614965688518,1.3617653524147917,0,1,0.54870633321367812,1.2030767547846708,0,1,2.5657855523268798,"PASS",1,null,"CmiEgsd350",null,29610.446458565129,0,0.54870633321367812,"FAIL",0,1,null,null,2.8546312505058791,null,-45.142710830103056,"NO",0,null,7.4389999999999992,5.9600000000000009,6.2474711356919013,13.13,13.290000000000001,14.852837601175882,null,-21308.523636753034,null,-2196.4233386182746,null,0,null,0,null,-45.142710830103056,null,-45.142710830103056,-3.3398898395388107E-2,null,"CmiEgsd350"]
[7196,"CheNgsd401",9.0615944936871511E-3,650.04944164014626,0,619.3138427734375,0,0,3501.6950791561699,17330.630859375,6629.4556659700238,0,0,null,21451.639277184848,6629.4556659700238,7248.7694887144144,null,2258.1972851438491,67.316175210514743,0,0,21549.540109207366,0,null,2325.5134680040892,21549.541015625,null,-19126.126313300516,-4923.2560407393721,14920.085349654975,null,0.11163004432946458,0.35078497921651303,0,0,0.10840725891877066,0.32081492799557998,0,0,3.2505747230865394,"PASS",1,null,"CheNgsd401",null,14920.085349654975,0,0.10840725891877066,"FAIL",0,1,null,null,1.842106793923671,null,-217.63030880008625,"NO",0,null,7.4389999999999992,5.9600000000000009,6.2474711356919013,13.13,13.290000000000001,14.852837601175882,null,-19137.696032046806,null,-1693.2740508693139,null,0,null,0,null,-217.63030880008625,null,-217.63030880008625,-0.54407577200021562,null,"CheNgsd401"]
[7212,"CscNgsd401",9.7155243158340444E-3,650.04944164014626,0,619.3138427734375,0,0,3501.6950791561699,17330.630859375,6629.4556659700238,0,0,null,21451.639277184848,6629.4556659700238,7248.7694887144144,null,2261.4472306043726,72.174045921203458,0,0,21549.540109207366,0,null,2333.6212113879956,21549.541015625,null,-19118.01856991661,-4915.1482973554657,14920.085349654975,null,0.11201923483117954,0.352007967014067,0,0,0.10878521339994614,0.32193342726281793,0,0,3.2505747230865394,"PASS",1,null,"CscNgsd401",null,14920.085349654975,0,0.10878521339994614,"FAIL",0,1,null,null,1.842106793923671,null,-217.63030880008625,"NO",0,null,7.4389999999999992,5.9600000000000009,6.2474711356919013,13.13,13.290000000000001,14.852837601175882,null,-19129.628625694662,null,-1692.5602591040445,null,0,null,0,null,-217.63030880008625,null,-217.63030880008625,-0.54407577200021562,null,"CscNgsd401"]
[7260,"CmiNgsd403",6.5814837813377366E-3,503.26410542849794,0,404.76187133789063,0,0,2710.9898549385475,17491.701171875,1175.2667519495153,0,0,null,20607.453316903382,1175.2667519495153,1580.0286179904865,null,1748.9415920786194,51.136921221226373,0,0,20757.954433199229,0,null,1800.0784585500271,20757.955078125,null,-18807.374439601412,220.04983526262117,19582.688326175485,null,8.9100925028300207E-2,1.5316339508150667,0,1,8.7350846678945979E-2,1.1392695246272093,0,1,17.662334992198161,"PASS",1,null,"CmiNgsd403",null,19582.688326175485,0,8.7350846678945979E-2,"FAIL",0,1,null,null,0.40050986106005032,null,-509.82454414127551,"NO",0,null,7.4389999999999992,5.9600000000000009,6.2474711356919013,13.13,13.290000000000001,14.852837601175882,null,-18816.330053823054,null,-1939.5349570853239,null,0,null,0,null,-509.82454414127551,null,-509.82454414127551,-6.0693398112056611,null,"CmiNgsd403"]
[7281,"ChoTgsd404",2.9833648586645721E-4,20.969337726187415,0,16.865077972412109,0,0,112.95791062243946,17491.701171875,6.9956354282709263,0,0,null,17621.524584298022,6.9956354282709263,23.860713179978063,null,73.002696374669142,2.3180197478310327,0,0,17627.79546414367,0,null,75.320717787428435,17627.794921875,null,-17546.203442682425,51.460004386745396,17620.799286446731,null,4.2784536431217986E-3,10.766815761015874,0,1,4.2743588523627522E-3,3.1566833951105715,0,1,2519.8275557124002,"PASS",1,null,"ChoTgsd404",null,17620.799286446731,0,4.2743588523627522E-3,"FAIL",0,1,null,null,2.7644932538254917E-3,null,-502.54409496458391,"NO",0,null,7.4389999999999992,5.9600000000000009,6.2474711356919013,13.13,13.290000000000001,14.852837601175882,null,-17546.578172621666,null,-1808.6524654745556,null,0,null,0,null,-502.54409496458391,null,-502.54409496458391,-1005.0881899291678,null,"ChoTgsd404"]
[7297,"CwaTgsd404",2.8929599211551248E-4,20.969337726187415,0,16.865077972412109,0,0,112.95791062243946,17491.701171875,6.9956354282709263,0,0,null,17621.524584298022,6.9956354282709263,23.860713179978063,null,72.953897633961105,2.2477767703957707,0,0,17627.79546414367,0,null,75.201676442198121,17627.794921875,null,-17546.322484027656,51.340963041515081,17620.799286446731,null,4.2716917203448525E-3,10.749799244582034,0,1,4.2676034012368302E-3,3.1516943847976231,0,1,2519.8275557124002,"PASS",1,null,"CwaTgsd404",null,17620.799286446731,0,4.2676034012368302E-3,"FAIL",0,1,null,null,2.7644932538254917E-3,null,-502.54409496458391,"NO",0,null,7.4389999999999992,5.9600000000000009,6.2474711356919013,13.13,13.290000000000001,14.852837601175882,null,-17546.696621721399,null,-1808.6646748782443,null,0,null,0,null,-502.54409496458391,null,-502.54409496458391,-1005.0881899291678,null,"CwaTgsd404"]
[7318,"CofNgsd405",7.2231704369187348E-3,552.33170741287995,0,368.23037719726563,0,0,2975.3078735513845,17491.701171875,2957.4222576421839,0,0,null,20835.239857584449,2957.4222576421839,3325.6526457513842,null,1919.4611468643948,56.122708779983803,0,0,21076.409877311075,0,null,1975.5837646333127,21076.41015625,null,-18859.655657990337,-1350.0688702061368,18118.987898607815,null,9.6525279304294942E-2,0.66800868882631403,0,0,9.481934546373165E-2,0.59404393108803644,0,0,7.1266151128020683,"PASS",1,null,"CofNgsd405",null,18118.987898607815,0,9.481934546373165E-2,"FAIL",0,1,null,null,1.1990430232508744,null,-348.06035022216423,"NO",0,null,7.4389999999999992,5.9600000000000009,6.2474711356919013,13.13,13.290000000000001,14.852837601175882,null,-18869.484432938763,null,-2286.8924386071553,null,0,null,0,null,-348.06035022216423,null,-348.06035022216423,-1.3649425498908401,null,"CofNgsd405"]
[7361,"CgrTgsd407",8.1846658140420914E-3,587.14147225991258,0,354.34274291992188,0,0,3162.8215832222777,17491.701171875,1774.275237013381,0,0,null,21008.865908559845,1774.275237013381,2128.6179664270703,null,2043.1646433909145,63.593351417431251,0,0,21302.330009444686,0,null,2106.7580443945903,21302.330078125,null,-18902.107453622608,-21.859935538712762,19528.054841111618,null,0.10199984136039497,1.1873907725505284,0,1,0.10027947699476797,0.98973045621864109,0,0,12.006215063894478,"PASS",1,null,"CgrTgsd407",null,19528.054841111618,0,0.10027947699476797,"FAIL",0,1,null,null,0.78695010783994679,null,-440.61244834591747,"NO",0,null,7.4389999999999992,5.9600000000000009,6.2474711356919013,13.13,13.290000000000001,14.852837601175882,null,-18912.588836928051,null,-2482.9754902468126,null,0,null,0,null,-440.61244834591747,null,-440.61244834591747,-2.6071742505675588,null,"CgrTgsd407"]
[7382,"CwaNgsd407",8.100287988781929E-3,587.14147225991258,0,354.34274291992188,0,0,3162.8215832222777,17491.701171875,1774.275237013381,0,0,null,21008.865908559845,1774.275237013381,2128.6179664270703,null,2042.7091891060281,62.93775119922779,0,0,21302.330009444686,0,null,2105.6470529505987,21302.330078125,null,-18903.218445066603,-22.970926982704441,19528.054841111618,null,0.10194605210284761,1.1867646062033828,0,1,0.10022659496531729,0.98920852534402426,0,0,12.006215063894478,"PASS",1,null,"CwaNgsd407",null,19528.054841111618,0,0.10022659496531729,"FAIL",0,1,null,null,0.78695010783994679,null,-440.61244834591747,"NO",0,null,7.4389999999999992,5.9600000000000009,6.2474711356919013,13.13,13.290000000000001,14.852837601175882,null,-18913.69430105143,null,-2483.120623223972,null,0,null,0,null,-440.61244834591747,null,-440.61244834591747,-2.6071742505675588,null,"CwaNgsd407"]
[7403,"CreTgsd408",8.2628097385168079E-3,638.84981085190896,0,385.5489501953125,0,0,3441.3647573262106,17330.630859375,2677.1608605823199,0,0,null,21157.544075790876,2677.1608605823199,3062.7098037627029,null,2216.0970974234742,61.382215732191646,0,0,21476.852974472484,0,null,2277.4792753168399,21476.853515625,null,-18880.065291579682,-785.23053546079245,18799.69265504268,null,0.10964181378344259,0.85070692196712316,0,0,0.10764383684107773,0.74361575729519747,0,0,8.0222499259732505,"PASS",1,null,"CreTgsd408",null,18799.69265504268,0,0.10764383684107773,"FAIL",0,1,null,null,1.1779796900150059,null,-360.52224244722646,"NO",0,null,7.4389999999999992,5.9600000000000009,6.2474711356919013,13.13,13.290000000000001,14.852837601175882,null,-18891.396034242949,null,-2480.19315250921,null,0,null,0,null,-360.52224244722646,null,-360.52224244722646,-1.4138127154793194,null,"CreTgsd408"]
[7446,"CgrNgsd502",0.91705882400274263,6139.8231119048978,0,4902.20947265625,0,0,33074.081755382125,18190.099609375,60436.831298840138,0,0,null,56166.390720507152,60436.831298840138,65339.040942140258,null,25548.995221579647,6848.2203479170175,0,0,58038.390593369681,0,null,32397.215237861852,58038.390625,null,-23769.175599551523,-32941.825533634532,-2398.4406738401376,null,0.63196591412135861,0.53605085742613379,0,0,0.57680785172120275,0.49583242813682182,0,0,0.96031491687609094,"FAIL",0,null,"CgrNgsd502",null,-2398.4406738401376,2398.4406738401376,0.55318549378284432,"FAIL",0,1,null,null,6.5758557518915062,null,1971.1451843784948,"YES",1,null,7.4389999999999992,5.9600000000000009,6.2474711356919013,13.13,13.290000000000001,14.852837601175882,null,-23930.355774864263,null,-2117.3212487958272,null,212.21035953138519,null,212.21035953138519,null,1971.1451843784948,null,212.21035953138519,5.8194610133029866E-2,null,"CgrNgsd502"]
[7467,"CasEgsd503",0.92275449037551882,6250.1192164512258,0,5026.8037109375,0,0,33668.226295473542,18190.099609375,11569.325851537627,0,0,null,56885.129461603654,11569.325851537627,16596.129695842767,null,25914.996667587922,6890.753255652141,0,0,58754.227388660533,0,null,32805.750585803718,58754.2265625,null,-24079.379029982323,16209.621023328589,47184.900710962371,null,0.63260334793677775,2.8355801372336362,0,1,0.5767016935248378,1.9767109230081898,0,1,5.0784485903896668,"PASS",1,null,"CasEgsd503",null,47184.900710962371,0,0.5767016935248378,"FAIL",0,1,null,null,1.4735999756882501,null,-869.28327995809707,"NO",0,null,7.4389999999999992,5.9600000000000009,6.2474711356919013,13.13,13.290000000000001,14.852837601175882,null,-24242.591719463933,null,-2498.8589143446829,null,0,null,0,null,-869.28327995809707,null,-869.28327995809707,-1.0512607462615446,null,"CasEgsd503"]
[7488,"CreNgsd503",0.9369999974966049,6958.4659216771352,0,5596.50830078125,0,0,37483.957858549271,18190.099609375,6437.8176178674994,0,0,null,61270.565522990983,6437.8176178674994,12034.325960484239,null,28240.436850414797,6997.1328783978306,0,0,63351.494332125272,0,null,35237.570976134259,63351.49609375,null,-26032.994792571262,23203.24505748551,56913.678475882502,null,0.6329262241473208,5.4735273764724264,0,1,0.57511417650613827,2.9280884707907964,0,1,9.840523583321847,"PASS",1,null,"CreNgsd503",null,56913.678475882502,0,0.57511417650613827,"FAIL",0,1,null,null,0.76238936444447081,null,-1369.3775981770432,"NO",0,null,7.4389999999999992,5.9600000000000009,6.2474711356919013,13.13,13.290000000000001,14.852837601175882,null,-26208.306090959984,null,-2701.4792833675451,null,0,null,0,null,-1369.3775981770432,null,-1369.3775981770432,-2.9760602789558259,null,"CreNgsd503"]
[7531,"CheEgsd505",0.97382550239562982,7005.1669805175698,0,5634.06884765625,0,0,37735.527750710608,17330.630859375,29812.088248645177,0,0,null,60700.227018987243,29812.088248645177,35446.157141637545,null,28526.470508684193,7234.2906305728802,0,0,62795.121641200647,0,null,35760.759484114271,62795.12109375,null,-24939.467973627587,314.60238781284716,32983.032845104826,null,0.64941445684145704,1.1995388979750332,0,1,0.58913715783042353,1.0088755005784724,0,1,2.1063643905120855,"PASS",1,null,"CheEgsd505",null,32983.032845104826,0,0.58913715783042353,"FAIL",0,1,null,null,3.5659677033542376,null,316.93430642407935,"YES",1,null,7.4389999999999992,5.9600000000000009,6.2474711356919013,13.13,13.290000000000001,14.852837601175882,null,-25117.382199916708,null,-2589.0298835034055,null,0,null,0,null,316.93430642407935,null,0,0,null,"CheEgsd505"]
[7547,"CscEgsd505",1.0183962345123292,9846.8856132130677,0,7919.5869140625,0,0,53043.335918884957,17330.630859375,51095.646366662848,0,0,null,78293.553345882901,51095.646366662848,59015.233418376491,null,38586.06338502383,7565.3947441501159,0,0,81238.264012495056,0,null,46151.458158757567,81238.265625,null,-32142.095533564891,-12863.775121967781,30142.619258337152,null,0.65580299465248781,0.9032366050832249,0,0,0.58946689711037126,0.78202619210573976,0,0,1.5899253929000805,"PASS",1,null,"CscEgsd505",null,30142.619258337152,0,0.58946689711037126,"FAIL",0,1,null,null,4.7575296212999048,null,1303.2512222988969,"YES",1,null,7.4389999999999992,5.9600000000000009,6.2474711356919013,13.13,13.290000000000001,14.852837601175882,null,-32371.70477813582,null,-3336.7852741764445,null,0,null,0,null,1303.2512222988969,null,0,0,null,"CscEgsd505"]
[7569,"CofEgsd506",1.0171052694320681,9155.8762932046429,0,7363.82666015625,0,0,49320.997615787041,17330.630859375,15475.303709785307,0,0,null,74015.454847562738,15475.303709785307,22839.130566276726,null,36227.032853850345,7555.8045079511712,0,0,76753.519069003596,0,null,43782.838991287739,76753.515625,null,-30232.616144030551,20943.708621346181,61278.211915214692,null,0.65689076160537574,2.8292070910119249,0,1,0.59153644210174805,1.9170098984552437,0,1,4.9597421197276663,"PASS",1,null,"CofEgsd506",null,61278.211915214692,0,0.59153644210174805,"FAIL",0,1,null,null,1.5229693516610499,null,-1112.5802880598328,"NO",0,null,7.4389999999999992,5.9600000000000009,6.2474711356919013,13.13,13.290000000000001,14.852837601175882,null,-30450.44121363894,null,-3138.7467706820321,null,0,null,0,null,-1112.5802880598328,null,-1112.5802880598328,-1.0058873969617039,null,"CofEgsd506"]
[7590,"ChoNgsd507",0.96637931466102589,8998.016286817905,0,8572.572265625,0,0,48470.63520925177,17330.630859375,5402.5324450392045,0,0,null,74373.837810567013,5402.5324450392045,13975.104671070181,null,35437.480356845197,7178.9748824954131,0,0,75728.986049081635,0,null,42616.456580012695,75728.984375,null,-31757.381754239083,28641.351869348491,70326.451929960793,null,0.64765405175587787,7.8882370468954104,0,1,0.57300332394417131,3.0494552607890433,0,1,14.017312278158926,"PASS",1,null,"ChoNgsd507",null,70326.451929960793,0,0.57300332394417131,"FAIL",0,1,null,null,0.45475339587559799,null,-1862.96396125876,"NO",0,null,7.4389999999999992,5.9600000000000009,6.2474711356919013,13.13,13.290000000000001,14.852837601175882,null,-31969.403926278948,null,-2828.6039238725489,null,0,null,0,null,-1862.96396125876,null,-1862.96396125876,-5.7151148573975661,null,"ChoNgsd507"]
[7638,"CcoNgsd509",0.96637931466102589,8998.016286817905,0,7236.8642578125,0,0,48470.63520925177,17491.701171875,3259.8486901563579,0,0,null,73199.201247446123,3259.8486901563579,10496.713132426825,null,35851.020259974721,7508.5899358699126,0,0,75890.057269721219,0,null,43359.608923762695,75890.0546875,null,-29839.591715176583,32862.895975793836,72630.205997343641,null,0.65733888916901373,13.301110893488422,0,1,0.5923508528137803,4.1307797153920358,0,1,23.280238410041036,"PASS",1,null,"CcoNgsd509",null,72630.205997343641,0,0.5923508528137803,"FAIL",0,1,null,null,0.32441728380818025,null,-1959.7668114124922,"NO",0,null,7.4389999999999992,5.9600000000000009,6.2474711356919013,13.13,13.290000000000001,14.852837601175882,null,-30055.311162558475,null,-3098.0178642229448,null,0,null,0,null,-1959.7668114124922,null,-1959.7668114124922,-8.4113191545824169,null,"CcoNgsd509"]
[7654,"CofNgsd509",1.0171052694320681,9155.8762932046429,0,7363.82666015625,0,0,49320.997615787041,17491.701171875,3172.1773750409134,0,0,null,74176.526068202336,3172.1773750409134,10536.00423153235,null,36662.279767988868,7902.7212957850834,0,0,76914.59028964318,0,null,44564.999147537739,76914.59375,null,-29611.526300280551,34028.995112340577,73742.416374959081,null,0.66701390538301875,14.048709727955536,0,1,0.600796530687978,4.2297818982093602,0,1,24.246624528367676,"PASS",1,null,"CofNgsd509",null,73742.416374959081,0,0.600796530687978,"FAIL",0,1,null,null,0.31159287619334297,null,-1995.7463210154274,"NO",0,null,7.4389999999999992,5.9600000000000009,6.2474711356919013,13.13,13.290000000000001,14.852837601175882,null,-29833.24271394989,null,-3075.1276663092158,null,0,null,0,null,-1995.7463210154274,null,-1995.7463210154274,-8.8024800147738382,null,"CofNgsd509"]
[7675,"CinTgsd510",1.0542857110500339,9940.665893626352,0,7426.83544921875,0,0,53548.512795303053,17330.630859375,130126.48248278633,0,0,null,78305.978699231506,130126.48248278633,137553.3180114305,null,39083.714299536034,7832.008119148175,0,0,81846.910851552981,0,null,46915.720700339094,81846.9140625,null,-31390.258403557702,-90637.597231666005,-48279.568420286334,null,0.66191150571614787,0.36053937526932922,0,0,0.59913331315468343,0.34107298468460295,0,0,0.62897968577093477,"FAIL",0,null,"CinTgsd510",null,-48279.568420286334,48279.568420286334,0.37062462198835322,"FAIL",0,1,null,null,12.948349756354734,null,7645.7028035389521,"YES",1,null,7.4389999999999992,5.9600000000000009,6.2474711356919013,13.13,13.290000000000001,14.852837601175882,null,-31623.669949330528,null,-3469.9944547269165,null,5297.6088785213542,null,5297.6088785213542,null,7645.7028035389521,null,5297.6088785213542,0.52912227198732742,null,"CinTgsd510"]
[7696,"CdaNgsd511",1.0171052694320681,9155.8762932046429,0,5525.61572265625,0,0,49320.997615787041,17330.630859375,87888.406444730746,0,0,null,72177.243869838087,87888.406444730746,93414.022323497586,null,36227.032853850345,7555.8045079511712,0,0,76753.519069003596,0,null,43782.838991287739,76753.515625,null,-28394.405206530551,-49631.183176099257,-11134.890819730746,null,0.65689076160537574,0.49816398729246381,0,0,0.60660169943993469,0.46869664719964649,0,0,0.87330648864667948,"FAIL",0,null,"CdaNgsd511",null,-11134.890819730746,11134.890819730746,0.52552775153421805,"FAIL",0,1,null,null,11.526739788184406,null,6152.7363714741314,"YES",1,null,7.4389999999999992,5.9600000000000009,6.2474711356919013,13.13,13.290000000000001,14.852837601175882,null,-28612.23027613894,null,-3756.4115156056173,null,1461.8654923635754,null,1461.8654923635754,null,6152.7363714741314,null,1461.8654923635754,0.17462647790597624,null,"CdaNgsd511"]
[7739,"CreTgsd512",0.9369999974966049,6958.4659216771352,0,4199.4677734375,0,0,37483.957858549271,17491.701171875,9200.4323399967525,0,0,null,59175.127471072883,9200.4323399967525,13399.900356596472,null,28595.960672687379,7280.3180328637118,0,0,62653.096606224201,0,null,35876.278007384259,62653.09765625,null,-23298.848796477512,22476.377893950004,53452.665316253246,null,0.6525847737001178,3.8994121886447046,0,1,0.60627293839686325,2.6773541372458447,0,1,6.8097992943092622,"PASS",1,null,"CreTgsd512",null,53452.665316253246,0,0.60627293839686325,"FAIL",0,1,null,null,1.4701073694198306,null,-932.51919662368107,"NO",0,null,7.4389999999999992,5.9600000000000009,6.2474711356919013,13.13,13.290000000000001,14.852837601175882,null,-23477.337741787876,null,-3082.2673031036147,null,0,null,0,null,-932.51919662368107,null,-932.51919662368107,-1.0641033858321778,null,"CreTgsd512"]
[7760,"CinNgsd513",1.0542857110500339,9940.665893626352,0,5999.240234375,0,0,53548.512795303053,17491.701171875,33473.102442332514,0,0,null,77039.45459802312,33473.102442332514,39472.342649128637,null,39534.871732444641,8191.606504220842,0,0,82007.98207219255,0,null,47726.478512839094,82007.984375,null,-29312.975688713952,8254.1358361315797,48534.881932667486,null,0.67182340603435753,1.4258158052442944,0,1,0.61950696571623654,1.2091118812920703,0,1,2.4499666416127224,"PASS",1,null,"CinNgsd513",null,48534.881932667486,0,0.61950696571623654,"FAIL",0,1,null,null,4.116045740209632,null,818.12867875962013,"YES",1,null,7.4389999999999992,5.9600000000000009,6.2474711356919013,13.13,13.290000000000001,14.852837601175882,null,-29550.420855444485,null,-3879.5836647853012,null,0,null,0,null,818.12867875962013,null,0,0,null,"CinNgsd513"]
[7803,"CasTgsd515",0.92275449037551882,6250.1192164512258,0,4394.99365234375,0,0,33668.226295473542,24502.99609375,14520.103422155989,0,0,null,62566.216288889256,14520.103422155989,18915.097316577147,null,25891.103964031718,6871.6166239903387,0,0,65067.124165830137,0,null,32762.719335803722,65067.125,null,-29803.496705763569,13847.622261303983,50547.021577844011,null,0.56321180800685999,2.256369557658358,0,1,0.52364872623968606,1.7320936396341609,0,1,4.4811750376870689,"PASS",1,null,"CasTgsd515",null,50547.021577844011,0,0.52364872623968606,"FAIL",0,1,null,null,1.8959153106154374,null,-689.63548716696073,"NO",0,null,7.4389999999999992,5.9600000000000009,6.2474711356919013,13.13,13.290000000000001,14.852837601175882,null,-29966.495309424277,null,-3466.8763270566569,null,0,null,0,null,-689.63548716696073,null,-689.63548716696073,-0.58099630827622262,null,"CasTgsd515"]
[7824,"CreNgsd515",0.9369999974966049,6958.4659216771352,0,4893.09326171875,0,0,37483.957858549271,24502.99609375,8079.9927597392634,0,0,null,66880.047214752019,8079.9927597392634,12973.086016947453,null,28216.175290697814,6977.7008149332532,0,0,69664.391109294898,0,null,35193.875663634259,69664.390625,null,-31686.171550383762,22220.789642176245,61584.397865260733,null,0.56776262454704496,4.3556815841466108,0,1,0.52622384597027683,2.7128376089869559,0,1,8.6218382486827903,"PASS",1,null,"CreNgsd515",null,61584.397865260733,0,0.52622384597027683,"FAIL",0,1,null,null,0.98810413816665843,null,-1349.4302854484122,"NO",0,null,7.4389999999999992,5.9600000000000009,6.2474711356919013,13.13,13.290000000000001,14.852837601175882,null,-31861.265459158058,null,-3686.0856042676542,null,0,null,0,null,-1349.4302854484122,null,-1349.4302854484122,-2.0429746879695729,null,"CreNgsd515"]
[7845,"CasTgsd517",0.92275449037551882,6250.1192164512258,0,5026.8037109375,0,0,33668.226295473542,17330.630859375,180262.56361780353,0,0,null,56025.660515062955,180262.56361780353,185289.3674621087,null,25870.243690483054,6854.897666595165,0,0,57894.758442119892,0,null,32725.141210803722,57894.7578125,null,-23300.519654982319,-152564.2261179373,-122367.80580530353,null,0.64168381482431891,0.18154152783596406,0,0,0.58410986510626661,0.17661640105199702,0,0,0.32116905834785353,"FAIL",0,null,"CasTgsd517",null,-122367.80580530353,122367.80580530353,0.1834436082300045,"FAIL",0,1,null,null,23.326335792165619,null,11212.221685825816,"YES",1,null,7.4389999999999992,5.9600000000000009,6.2474711356919013,13.13,13.290000000000001,14.852837601175882,null,-23463.331302797258,null,-2418.5349184073984,null,12613.333009270487,null,12613.333009270487,null,11212.221685825816,null,11212.221685825816,0.87024849550001115,null,"CasTgsd517"]
[7861,"CmiTgsd517",1.0171052694320681,9155.8762932046429,0,7363.82666015625,0,0,49320.997615787041,17330.630859375,280734.52181610151,0,0,null,74015.454847562738,280734.52181610151,288098.34867259307,null,36227.032853850345,7555.8045079511712,0,0,76753.519069003596,0,null,43782.838991287739,76753.515625,null,-30232.616144030551,-244315.50948497001,-203981.00619110151,null,0.65689076160537574,0.15595815829151288,0,0,0.59153644210174805,0.15197184997017049,0,0,0.27340248405672851,"FAIL",0,null,"CmiTgsd517",null,-203981.00619110151,203981.00619110151,0.15749423133799717,"FAIL",0,1,null,null,27.627897820432558,null,17846.32854572,"YES",1,null,7.4389999999999992,5.9600000000000009,6.2474711356919013,13.13,13.290000000000001,14.852837601175882,null,-30450.44121363894,null,-3138.7467706820321,null,21025.794666516093,null,21025.794666516093,null,17846.32854572,null,17846.32854572,0.88942680154997034,null,"CmiTgsd517"]
[7909,"CheEgsd602",1.0052083313465119,7248.4020654536762,0,10221.4384765625,0,0,39045.789779164756,17330.630859375,87495.963220343125,0,0,null,66597.858227293196,87495.963220343125,97717.401293187315,null,29485.535288514042,7467.425319366439,0,0,64373.750591145385,0,null,36952.962115881521,64373.75,null,-29644.896999220735,-60764.439581024104,-23122.213220343125,null,0.65546839791066713,0.42233905149226159,0,0,0.55486711745515815,0.37816152982147594,0,0,0.73573394280929383,"FAIL",0,null,"CheEgsd602",null,-23122.213220343125,23122.213220343125,0.41186950872845707,"FAIL",0,1,null,null,5.827095716316264,null,1707.0726276803737,"YES",1,null,7.4389999999999992,5.9600000000000009,6.2474711356919013,13.13,13.290000000000001,14.852837601175882,null,-29828.742581886811,null,-2639.2014848282415,null,2045.8180325945439,null,2045.8180325945439,null,1707.0726276803737,null,1707.0726276803737,0.47861603997974222,null,"CheEgsd602"]
[7925,"CscEgsd602",1.0058252394199372,10133.68891828857,0,14290.1669921875,0,0,54588.291821830833,17330.630859375,122324.44424706613,0,0,null,86209.08888965752,122324.44424706613,136614.61093960842,null,39500.039493976888,7472.0081653532443,0,0,83099.656666646741,0,null,46972.046981947366,83099.65625,null,-39237.042691445968,-89642.564257306265,-39224.787997066131,null,0.65312500842316301,0.38399558870731559,0,0,0.54486188358910748,0.34382886688221848,0,0,0.67933810581766108,"FAIL",0,null,"CscEgsd602",null,-39224.787997066131,39224.787997066131,0.37447655971660682,"FAIL",0,1,null,null,6.3538874656360891,null,2583.7348979199255,"YES",1,null,7.4389999999999992,5.9600000000000009,6.2474711356919013,13.13,13.290000000000001,14.852837601175882,null,-39470.734467475551,null,-3492.3101678808143,null,3470.5492006489285,null,3470.5492006489285,null,2583.7348979199255,null,2583.7348979199255,0.51815290133988257,null,"CscEgsd602"]
[7946,"CmiNgsd603",1.0094594538211823,9403.3323265907238,0,5674.95654296875,0,0,50653.997106147668,17330.630859375,26457.909575296097,0,0,null,73659.584122072018,26457.909575296097,32132.866215936159,null,37031.524494431942,7499.0057774795941,0,0,78359.542551365768,0,null,44530.528486811178,78359.5390625,null,-29129.056021680241,12397.662368546331,51901.6294872039,null,0.65500878388853045,1.6830705524970722,0,1,0.60454493171459223,1.3858249781677363,0,1,2.9616678082407826,"PASS",1,null,"CmiNgsd603",null,51901.6294872039,0,0.60454493171459223,"FAIL",0,1,null,null,3.4006538371924262,null,254.89371433917159,"YES",1,null,7.4389999999999992,5.9600000000000009,6.2474711356919013,13.13,13.290000000000001,14.852837601175882,null,-29350.600939525069,null,-3853.3499239701714,null,0,null,0,null,254.89371433917159,null,0,0,null,"CmiNgsd603"]
[7967,"ChoTgsd604",1,8998.016286817905,0,5430.3466796875,0,0,48470.63520925177,17330.630859375,2566224.531046465,0,0,null,71231.61231239824,2566224.531046465,2571654.8777743275,null,35604.570754004977,7428.7340111512585,0,0,75728.986049081635,0,null,43033.306686176111,75728.984375,null,-28198.306062138166,-2528621.5710399766,-2490495.546671465,null,0.65398903785977236,1.6769112042050279E-2,0,0,0.6041321405739829,1.6733702122668184E-2,0,0,2.9509882498130021E-2,"FAIL",0,null,"ChoTgsd604",null,-2490495.546671465,2490495.546671465,1.6798551917575399E-2,"FAIL",0,1,null,null,341.00192845783062,null,242244.36682964017,"YES",1,null,7.4389999999999992,5.9600000000000009,6.2474711356919013,13.13,13.290000000000001,14.852837601175882,null,-28412.402115303215,null,-3730.1766923408404,null,326969.48335701873,null,326969.48335701873,null,242244.36682964017,null,242244.36682964017,0.99104485625959171,null,"ChoTgsd604"]
[8010,"CscNgsd605",0.95655737817287445,5703.6608171228736,0,3442.18701171875,0,0,30724.556836941912,17330.630859375,381310.83468822751,0,0,null,51497.37425289215,381310.83468822751,384753.02172889333,null,24385.687605161889,7106.0103288505115,0,0,54348.168733045604,0,null,31491.697141043791,54348.16796875,null,-20005.677566991872,-353261.32455890247,-326962.66671947751,null,0.65532356964360383,8.2587994560376063E-2,0,0,0.61152043807254153,8.1849122332827123E-2,0,0,0.14252982875030781,"FAIL",0,null,"CscNgsd605",null,-326962.66671947751,326962.66671947751,8.3210098012620512E-2,"FAIL",0,1,null,null,69.896279838990125,null,34751.066766040247,"YES",1,null,7.4389999999999992,5.9600000000000009,6.2474711356919013,13.13,13.290000000000001,14.852837601175882,null,-20162.352677146318,null,-2647.0531324255303,null,42925.920649479216,null,42925.920649479216,null,34751.066766040247,null,34751.066766040247,0.95680464673992749,null,"CscNgsd605"]
[8031,"CofTgsd606",0.95655737817287445,5703.6608171228736,0,3442.18701171875,0,0,30724.556836941912,17330.630859375,542704.87972513342,0,0,null,51497.37425289215,542704.87972513342,546147.06676579942,null,24385.687605161889,7106.0103288505115,0,0,54348.168733045604,0,null,31491.697141043791,54348.16796875,null,-20005.677566991872,-514655.36959580838,-488356.71175638342,null,0.65532356964360383,5.8027296819209651E-2,0,0,0.61152043807254153,5.7661569674267443E-2,0,0,0.1001431348770551,"FAIL",0,null,"CofTgsd606",null,-488356.71175638342,488356.71175638342,5.8333720037737201E-2,"FAIL",0,1,null,null,99.480653356401405,null,50123.87397065547,"YES",1,null,7.4389999999999992,5.9600000000000009,6.2474711356919013,13.13,13.290000000000001,14.852837601175882,null,-20162.352677146318,null,-2647.0531324255303,null,64114.847324391209,null,64114.847324391209,null,50123.87397065547,null,50123.87397065547,0.96965043556365249,null,"CofTgsd606"]
[8052,"ChoNgsd607",1,8998.016286817905,0,9551.7890625,0,0,48470.63520925177,17330.630859375,48207.209632018057,0,0,null,75353.054976381856,48207.209632018057,57758.999023863937,null,35604.570754004977,7428.7340111512585,0,0,75728.986049081635,0,null,43033.306686176111,75728.984375,null,-32319.748444950666,-14725.692008341946,27521.774742981943,null,0.65398903785977236,0.89267366882804255,0,0,0.57108907676392207,0.74504938899261819,0,0,1.5709057826218311,"PASS",1,null,"ChoNgsd607",null,27521.774742981943,0,0.57108907676392207,"FAIL",0,1,null,null,3.6418075615179943,null,421.54562341020511,"YES",1,null,7.4389999999999992,5.9600000000000009,6.2474711356919013,13.13,13.290000000000001,14.852837601175882,null,-32533.844498115712,null,-2878.5447616802235,null,0,null,0,null,421.54562341020511,null,0,0,null,"ChoNgsd607"]
[8095,"CwaTgsd608",0.9588235318660735,6822.0256232661886,0,4117.12548828125,0,0,36748.979423157136,17330.630859375,332353.77283623302,0,0,null,58196.73527978277,332353.77283623302,336470.89831757417,null,27845.916525621058,7122.8449818656736,0,0,61606.509198365136,0,null,34968.761831496515,61606.5078125,null,-23227.973939316871,-301502.13649301778,-270747.26502373302,null,0.64661637997771448,0.10521548027898373,0,0,0.60087153288473472,0.10392804253094834,0,0,0.18536424992791203,"FAIL",0,null,"CwaTgsd608",null,-270747.26502373302,270747.26502373302,0.10630612428568804,"FAIL",0,1,null,null,53.969677338298986,null,29877.393532394024,"YES",1,null,7.4389999999999992,5.9600000000000009,6.2474711356919013,13.13,13.290000000000001,14.852837601175882,null,-23401.947878777053,null,-3072.3696003785685,null,35545.573845113075,null,35545.573845113075,null,29877.393532394024,null,29877.393532394024,0.94379217403443616,null,"CwaTgsd608"]
[8116,"CofNgsd609",1.0094594538211823,9403.3323265907238,0,5674.95654296875,0,0,50653.997106147668,17330.630859375,568631.71448648488,0,0,null,73659.584122072018,568631.71448648488,574306.67112712481,null,37031.524494431942,7499.0057774795941,0,0,78359.542551365768,0,null,44530.528486811178,78359.5390625,null,-29129.056021680241,-529776.14254264242,-490272.17542398488,null,0.65500878388853045,7.8311721545509347E-2,0,0,0.60454493171459223,7.753789174517077E-2,0,0,0.13780367339036703,"FAIL",0,null,"CofNgsd609",null,-490272.17542398488,490272.17542398488,7.8964391883413601E-2,"FAIL",0,1,null,null,73.086634422678216,null,51897.0337766667,"YES",1,null,7.4389999999999992,5.9600000000000009,6.2474711356919013,13.13,13.290000000000001,14.852837601175882,null,-29350.600939525069,null,-3853.3499239701714,null,64366.322644883883,null,64366.322644883883,null,51897.0337766667,null,51897.0337766667,0.95817703326725212,null,"CofNgsd609"]
[8132,"CgrNgsd701",0.94000000357627866,7731.6288018634841,0,4666.07568359375,0,0,41648.842065054778,17330.630859375,28833.779623532675,0,0,null,63645.548156736091,28833.779623532675,33499.855339929687,null,30783.271853061477,6983.0099970494102,0,0,67509.958164506854,0,null,37766.283642918839,67509.9609375,null,-25879.264965104689,4266.4283357924141,38676.181313967325,null,0.64032928356800789,1.3097930322008811,0,1,0.59338452521654916,1.1273566198026179,0,1,2.3413496884189882,"PASS",1,null,"CgrNgsd701",null,38676.181313967325,0,0.59338452521654916,"FAIL",0,1,null,null,4.2845252951685131,null,795.8540256742333,"YES",1,null,7.4389999999999992,5.9600000000000009,6.2474711356919013,13.13,13.290000000000001,14.852837601175882,null,-26067.156923527164,null,-3422.2766803430659,null,0,null,0,null,795.8540256742333,null,0,0,null,"CgrNgsd701"]
[8180,"CwaNgsd702",0.9588235318660735,6822.0256232661886,0,12717.20703125,0,0,36748.979423157136,17330.630859375,4601.5869665684977,0,0,null,66796.817212252805,4601.5869665684977,17318.794380379895,null,27845.916525621058,7122.8449818656736,0,0,61606.509198365136,0,null,34968.761831496515,61606.5078125,null,-31828.055482285628,17649.967833678016,57004.920845931505,null,0.64661637997771448,7.599283048555197,0,1,0.52350940116246281,2.0191222227079573,0,1,13.388100292373981,"PASS",1,null,"CwaNgsd702",null,57004.920845931505,0,0.52350940116246281,"FAIL",0,1,null,null,0.20273599104040785,null,-1660.4391944328986,"NO",0,null,7.4389999999999992,5.9600000000000009,6.2474711356919013,13.13,13.290000000000001,14.852837601175882,null,-32002.029421745807,null,-2831.4905777716535,null,0,null,0,null,-1660.4391944328986,null,-1660.4391944328986,-13.962899363261686,null,"CwaNgsd702"]
[8200,"CofNgsd801",0.97167832255363473,7299.0901418893945,0,5132.615234375,0,0,39318.836991356795,17330.630859375,21975.522722548852,0,0,null,61782.082600919159,21975.522722548852,27108.13795682694,null,29490.152588025561,7218.3398026525911,0,0,64702.723135955108,0,null,36708.49162606457,64702.72265625,null,-25073.591459042225,9600.3536691407171,42727.199933701151,null,0.64799358261915907,1.6704263233929071,0,1,0.59416079537974542,1.3541502439007853,0,1,2.94430869623225,"PASS",1,null,"CofNgsd801",null,42727.199933701151,0,0.59416079537974542,"FAIL",0,1,null,null,2.9204901697333425,null,-72.700816046999591,"NO",0,null,7.4389999999999992,5.9600000000000009,6.2474711356919013,13.13,13.290000000000001,14.852837601175882,null,-25256.22077061468,null,-2921.9364158685426,null,0,null,0,null,-72.700816046999591,null,-72.700816046999591,-4.0469103804041888E-2,null,"CofNgsd801"]
[8218,"CheNgsd802",0.96900000274181353,6958.4659216771352,0,6629.45556640625,0,0,37483.957858549271,17330.630859375,455778.60540783929,0,0,null,61444.043899803561,455778.60540783929,462408.06107380945,null,28354.02880534716,7198.4432771737775,0,0,62492.025385584617,0,null,35552.471667447753,62492.0234375,null,-25891.572616882768,-426855.58930679777,-393286.58197033929,null,0.64859506381413679,7.8003818620741822E-2,0,0,0.57861542288671186,7.6885492853525098E-2,0,0,0.13711048016740707,"FAIL",0,null,"CheNgsd802",null,-393286.58197033929,393286.58197033929,7.8183587413654332E-2,"FAIL",0,1,null,null,46.239663650042644,null,25695.174717380898,"YES",1,null,7.4389999999999992,5.9600000000000009,6.2474711356919013,13.13,13.290000000000001,14.852837601175882,null,-26068.450585377526,null,-2306.4966048511219,null,34797.394769481005,null,34797.394769481005,null,25695.174717380898,null,25695.174717380898,0.93436273529755576,null,"CheNgsd802"]
[8239,"CcoEgsd803",0.96900000274181353,6958.4659216771352,0,4387.21435546875,0,0,37483.957858549271,17330.630859375,71487.436555115506,0,0,null,59201.802660464746,71487.436555115506,75874.650981746672,null,28354.02880534716,7198.4432771737775,0,0,62492.025385584617,0,null,35552.471667447753,62492.0234375,null,-23649.331405945268,-40322.179243136503,-8995.4131176155061,null,0.64859506381413679,0.49732475216169553,0,0,0.60053021735458001,0.46856850398356564,0,0,0.8741679160550091,"FAIL",0,null,"CcoEgsd803",null,-8995.4131176155061,8995.4131176155061,0.52131851786840488,"FAIL",0,1,null,null,10.959214815606115,null,4712.7583431406856,"YES",1,null,7.4389999999999992,5.9600000000000009,6.2474711356919013,13.13,13.290000000000001,14.852837601175882,null,-23826.20937444003,null,-3016.0984598517571,null,1138.7061711493106,null,1138.7061711493106,null,4712.7583431406856,null,1138.7061711493106,0.17470721276849374,null,"CcoEgsd803"]
[8282,"CmiNgsd804",0.97167832255363473,7299.0901418893945,0,5870.46337890625,0,0,39318.836991356795,17491.701171875,614521.31935692439,0,0,null,62681.001803113235,614521.31935692439,620391.78257275652,null,29905.960080265661,7549.7622547812434,0,0,64863.794356594692,0,null,37455.72209481457,64863.79296875,null,-25225.279447323475,-582936.06064101611,-549657.52638817439,null,0.6593094046600001,6.0951053958568445E-2,0,0,0.59756100211057595,6.0374304007768602E-2,0,0,0.10555173746718462,"FAIL",0,null,"CmiNgsd804",null,-549657.52638817439,549657.52638817439,6.1168325013638926E-2,"FAIL",0,1,null,null,71.244207615053398,null,42048.789256388161,"YES",1,null,7.4389999999999992,5.9600000000000009,6.2474711356919013,13.13,13.290000000000001,14.852837601175882,null,-25411.626323417073,null,-2619.3597492005656,null,56657.16873616966,null,56657.16873616966,null,42048.789256388161,null,42048.789256388161,0.95735653612677063,null,"CmiNgsd804"]
[8303,"ChoEgsd805",0.96900000274181353,6958.4659216771352,0,4690.1728515625,0,0,37483.957858549271,17330.630859375,715.1281805109503,0,0,null,59504.760854549582,715.1281805109503,5405.3008012269611,null,28354.02880534716,7198.4432771737775,0,0,62492.025385584617,0,null,35552.471667447753,62492.0234375,null,-23952.289902039018,30147.170635374303,61776.895256989046,null,0.64859506381413679,49.714824050208662,0,1,0.59747271864842788,6.5773342606618854,0,1,87.385765434177429,"PASS",1,null,"ChoEgsd805",null,61776.895256989046,0,0.59747271864842788,"FAIL",0,1,null,null,8.5941974726677306E-2,null,-1753.9263401720757,"NO",0,null,7.4389999999999992,5.9600000000000009,6.2474711356919013,13.13,13.290000000000001,14.852837601175882,null,-24129.16787053378,null,-2487.1674995290455,null,0,null,0,null,-1753.9263401720757,null,-1753.9263401720757,-34.315048931587256,null,"ChoEgsd805"]
[8324,"CcoNgsd806",0.96900000274181353,6958.4659216771352,0,5596.50830078125,0,0,37483.957858549271,17330.630859375,207922.81422057064,0,0,null,60411.096576450298,207922.81422057064,213519.32256318745,null,28354.02880534716,7198.4432771737775,0,0,62492.025385584617,0,null,35552.471667447753,62492.0234375,null,-24858.625351257768,-177966.85085390415,-145430.79078307064,null,0.64859506381413679,0.17098879601414324,0,0,0.58850895649915758,0.16650704604915798,0,0,0.30055395157939052,"FAIL",0,null,"CcoNgsd806",null,-145430.79078307064,145430.79078307064,0.17271738054445193,"FAIL",0,1,null,null,24.987543865366359,null,13055.856316135123,"YES",1,null,7.4389999999999992,5.9600000000000009,6.2474711356919013,13.13,13.290000000000001,14.852837601175882,null,-25035.50331975253,null,-2580.5900363136952,null,14990.601342211137,null,14990.601342211137,null,13055.856316135123,null,13055.856316135123,0.87853768024969725,null,"CcoNgsd806"]
[8367,"CofEgsd807",0.97167832255363473,7299.0901418893945,0,8626.013671875,0,0,39318.836991356795,17330.630859375,654351.85412151529,0,0,null,65275.480659961737,654351.85412151529,662977.86741483596,null,29490.152588025561,7218.3398026525911,0,0,64702.723135955108,0,null,36708.49162606457,64702.72265625,null,-28566.989896542225,-626269.37616732577,-589649.13146526529,null,0.64799358261915907,5.609901063907994E-2,0,0,0.56236263248937279,5.5369105681072846E-2,0,0,9.8880628592571379E-2,"FAIL",0,null,"CofEgsd807",null,-589649.13146526529,589649.13146526529,5.6049949716494067E-2,"FAIL",0,1,null,null,43.363879525818916,null,24804.84269355634,"YES",1,null,7.4389999999999992,5.9600000000000009,6.2474711356919013,13.13,13.290000000000001,14.852837601175882,null,-28749.619208114684,null,-2543.722300529615,null,52171.252576895378,null,52171.252576895378,null,24804.84269355634,null,24804.84269355634,0.92992601624211857,null,"CofEgsd807"]
[8388,"ChoNgsd808",0.96900000274181353,6958.4659216771352,0,3887.80810546875,0,0,37483.957858549271,17330.630859375,31653.713899410624,0,0,null,58702.396327813956,31653.713899410624,35541.521993391005,null,28354.02880534716,7198.4432771737775,0,0,62492.025385584617,0,null,35552.471667447753,62492.0234375,null,-23149.925155945268,10.949662568382337,30838.309538089376,null,0.64859506381413679,1.1231690467799964,0,1,0.60563918325869825,1.0003080808572824,0,0,1.9742398517939335,"PASS",1,null,"ChoNgsd808",null,30838.309538089376,0,0.60563918325869825,"FAIL",0,1,null,null,4.5891273327983377,null,924.26266577997399,"YES",1,null,7.4389999999999992,5.9600000000000009,6.2474711356919013,13.13,13.290000000000001,14.852837601175882,null,-23326.80312444003,null,-2827.0984229457031,null,0,null,0,null,924.26266577997399,null,0,0,null,"ChoNgsd808"]
[8409,"CdaEgsd809",0.97167832255363473,7299.0901418893945,0,4405.0361328125,0,0,39318.836991356795,17491.701171875,4043.7937064665439,0,0,null,61215.574907835355,4043.7937064665439,8448.8300270212312,null,29905.960080265661,7549.7622547812434,0,0,64863.794356594692,0,null,37455.72209481457,64863.79296875,null,-23759.852201229725,29006.892255535524,60819.999262283454,null,0.6593094046600001,9.2625204977489517,0,1,0.61186589402355618,4.433243751777435,0,1,16.040331846064376,"PASS",1,null,"CdaEgsd809",null,60819.999262283454,0,0.61186589402355618,"FAIL",0,1,null,null,0.62477619584444311,null,-1487.804224741036,"NO",0,null,7.4389999999999992,5.9600000000000009,6.2474711356919013,13.13,13.290000000000001,14.852837601175882,null,-23946.199077323326,null,-3143.8226625785583,null,0,null,0,null,-1487.804224741036,null,-1487.804224741036,-3.8627009380585036,null,"CdaEgsd809"]
[8452,"CofNgsd810",0.97167832255363473,7299.0901418893945,0,4405.0361328125,0,0,39318.836991356795,17330.630859375,3795.3723868645852,0,0,null,61054.503687195727,3795.3723868645852,8200.4087074192703,null,29490.152588025561,7218.3398026525911,0,0,64702.723135955108,0,null,36708.49162606457,64702.72265625,null,-24346.012357479725,28508.083106387487,60907.350269385417,null,0.64799358261915907,9.6719077561688263,0,1,0.60124133734602803,4.4764223072523315,0,1,17.047792959705305,"PASS",1,null,"CofNgsd810",null,60907.350269385417,0,0.60124133734602803,"FAIL",0,1,null,null,0.58770605768061834,null,-1507.6433164180999,"NO",0,null,7.4389999999999992,5.9600000000000009,6.2474711356919013,13.13,13.290000000000001,14.852837601175882,null,-24528.64166905218,null,-3220.2897550643206,null,0,null,0,null,-1507.6433164180999,null,-1507.6433164180999,-4.1704074679153607,null,"CofNgsd810"]
[8473,"CinEgsd811",0.97167832255363473,7299.0901418893945,0,4405.0361328125,0,0,39318.836991356795,17330.630859375,13084.853108188061,0,0,null,61054.503687195727,13084.853108188061,17489.889428742754,null,29490.152588025561,7218.3398026525911,0,0,64702.723135955108,0,null,36708.49162606457,64702.72265625,null,-24346.012357479725,19218.602385064009,51617.869548061935,null,0.64799358261915907,2.8054187022622079,0,1,0.60124133734602803,2.0988407142116672,0,1,4.9448566308903548,"PASS",1,null,"CinEgsd811",null,51617.869548061935,0,0.60124133734602803,"FAIL",0,1,null,null,2.0261640295037444,null,-622.81884076170581,"NO",0,null,7.4389999999999992,5.9600000000000009,6.2474711356919013,13.13,13.290000000000001,14.852837601175882,null,-24528.64166905218,null,-3220.2897550643206,null,0,null,0,null,-622.81884076170581,null,-622.81884076170581,-0.49972052870527456,null,"CinEgsd811"]
[8489,"CasTgsd812",0.96900000274181353,6958.4659216771352,0,4061.6318359375,0,0,37483.957858549271,17330.630859375,25263.568557459927,0,0,null,58876.220131486756,25263.568557459927,29325.200455113132,null,28354.02880534716,7198.4432771737775,0,0,62492.025385584617,0,null,35552.471667447753,62492.0234375,null,-23323.748886414018,6227.2712740503266,37228.454880040073,null,0.64859506381413679,1.4072624612230278,0,1,0.60385111905957456,1.2123522155181043,0,1,2.4736023850061795,"PASS",1,null,"CasTgsd812",null,37228.454880040073,0,0.60385111905957456,"FAIL",0,1,null,null,4.1834320677251151,null,682.9826578988027,"YES",1,null,7.4389999999999992,5.9600000000000009,6.2474711356919013,13.13,13.290000000000001,14.852837601175882,null,-23500.626854908776,null,-3181.6180362138316,null,0,null,0,null,682.9826578988027,null,0,0,null,"CasTgsd812"]
[8510,"CreNgsd812",0.97021276354789721,7402.6236570874125,0,4320.88525390625,0,0,39876.552724150759,17330.630859375,26876.136077567917,0,0,null,61528.068162869917,26876.136077567917,31197.021141002799,null,29826.972756182149,7207.4525546213208,0,0,65374.669801971897,0,null,37034.423940950808,65374.66796875,null,-24493.644896481201,5837.4026094766414,38498.53189118208,null,0.64737366220587367,1.3779668265581329,0,1,0.60191104061468725,1.1871141012936188,0,1,2.4324429590648919,"PASS",1,null,"CreNgsd812",null,38498.53189118208,0,0.60191104061468725,"FAIL",0,1,null,null,4.2600328990088494,null,758.19053294856303,"YES",1,null,7.4389999999999992,5.9600000000000009,6.2474711356919013,13.13,13.290000000000001,14.852837601175882,null,-24677.895761859061,null,-3341.0018692899434,null,0,null,0,null,758.19053294856303,null,0,0,null,"CreNgsd812"]
[8558,"CinNgsd814",0.97167832255363473,7299.0901418893945,0,4405.0361328125,0,0,39318.836991356795,17491.701171875,66357.510416781341,0,0,null,61215.574907835355,66357.510416781341,70762.546737336015,null,29905.960080265661,7549.7622547812434,0,0,64863.794356594692,0,null,37455.72209481457,64863.79296875,null,-23759.852201229725,-33306.824454779271,-1493.7174480313406,null,0.6593094046600001,0.56445339584865262,0,0,0.61186589402355618,0.52931563264987613,0,0,0.9774898509807024,"FAIL",0,null,"CinNgsd814",null,-1493.7174480313406,1493.7174480313406,0.59729142289911352,"FAIL",0,1,null,null,10.25240090858582,null,4447.5874214947507,"YES",1,null,7.4389999999999992,5.9600000000000009,6.2474711356919013,13.13,13.290000000000001,14.852837601175882,null,-23946.199077323326,null,-3143.8226625785583,null,196.10555936023098,null,196.10555936023098,null,4447.5874214947507,null,196.10555936023098,3.1026593592722241E-2,null,"CinNgsd814"]
[8574,"CasNgsd815",0.96900000274181353,6958.4659216771352,0,5596.50830078125,0,0,37483.957858549271,17491.701171875,49703.736945881676,0,0,null,60572.167797089911,49703.736945881676,55300.245288498401,null,28768.690171942042,7528.952201338474,0,0,62653.096606224201,0,null,36297.643542447753,62653.09765625,null,-24274.523788757768,-19002.601704215173,12949.360710368324,null,0.66024935730847989,0.73027997033642122,0,0,0.59924624033962814,0.65637400667112089,0,0,1.2605309279756534,"PASS",1,null,"CasNgsd815",null,12949.360710368324,0,0.59924624033962814,"FAIL",0,1,null,null,5.9594610414373053,null,1743.6201394649795,"YES",1,null,7.4389999999999992,5.9600000000000009,6.2474711356919013,13.13,13.290000000000001,14.852837601175882,null,-24455.109080013724,null,-2520.7646126713385,null,0,null,0,null,1743.6201394649795,null,0,0,null,"CasNgsd815"]
[8595,"CrtEgsd815",0.96900000274181353,6958.4659216771352,0,5596.50830078125,0,0,37483.957858549271,17491.701171875,49703.736945881676,0,0,null,60572.167797089911,49703.736945881676,55300.245288498401,null,28768.690171942042,7528.952201338474,0,0,62653.096606224201,0,null,36297.643542447753,62653.09765625,null,-24274.523788757768,-19002.601704215173,12949.360710368324,null,0.66024935730847989,0.73027997033642122,0,0,0.59924624033962814,0.65637400667112089,0,0,1.2605309279756534,"PASS",1,null,"CrtEgsd815",null,12949.360710368324,0,0.59924624033962814,"FAIL",0,1,null,null,5.9594610414373053,null,1743.6201394649795,"YES",1,null,7.4389999999999992,5.9600000000000009,6.2474711356919013,13.13,13.290000000000001,14.852837601175882,null,-24455.109080013724,null,-2520.7646126713385,null,0,null,0,null,1743.6201394649795,null,0,0,null,"CrtEgsd815"]
[8616,"CloNgsd816",0.96900000274181353,6958.4659216771352,0,11928.1767578125,0,0,37483.957858549271,18190.099609375,106972.30696647167,0,0,null,67602.233603260378,106972.30696647167,118900.48338935785,null,28401.02465894596,7236.0958340097577,0,0,63351.494332125272,0,null,35637.120104947753,63351.49609375,null,-31965.114120789018,-83263.363619336422,-43620.810872721675,null,0.64010280058139313,0.33314341922267315,0,0,0.52715890995478942,0.29972224661075325,0,0,0.59222333228361856,"FAIL",0,null,"CloNgsd816",null,-43620.810872721675,43620.810872721675,0.32041129671823454,"FAIL",0,1,null,null,5.943641917994742,null,1757.7055436929522,"YES",1,null,7.4389999999999992,5.9600000000000009,6.2474711356919013,13.13,13.290000000000001,14.852837601175882,null,-32142.41322578875,null,-2843.9115218680686,null,3859.5025757004873,null,3859.5025757004873,null,1757.7055436929522,null,1757.7055436929522,0.48999180790340496,null,"CloNgsd816"]
[8659,"CcoEgsd818",0.96900000274181353,6958.4659216771352,0,9812.5810546875,0,0,37483.957858549271,18190.099609375,1086027.7898120512,0,0,null,65486.637969869596,1086027.7898120512,1095840.370601547,null,28401.02465894596,7236.0958340097577,0,0,63351.494332125272,0,null,35637.120104947753,63351.49609375,null,-29849.518417664018,-1060203.2507617909,-1022676.2937183012,null,0.64010280058139313,3.2814188033913144E-2,0,0,0.54418917979188486,3.2520357026782194E-2,0,0,5.8333218254676203E-2,"FAIL",0,null,"CcoEgsd818",null,-1022676.2937183012,1022676.2937183012,3.2749801568372025E-2,"FAIL",0,1,null,null,73.352180882202063,null,42441.324733153378,"YES",1,null,7.4389999999999992,5.9600000000000009,6.2474711356919013,13.13,13.290000000000001,14.852837601175882,null,-30026.817522663758,null,-2656.7268523951343,null,90484.833058935328,null,90484.833058935328,null,42441.324733153378,null,42441.324733153378,0.95867462926652336,null,"CcoEgsd818"]
[8680,"CrtNgsd818",0.96900000274181353,6958.4659216771352,0,9812.5810546875,0,0,37483.957858549271,18190.099609375,1086027.7898120512,0,0,null,65486.637969869596,1086027.7898120512,1095840.370601547,null,28401.02465894596,7236.0958340097577,0,0,63351.494332125272,0,null,35637.120104947753,63351.49609375,null,-29849.518417664018,-1060203.2507617909,-1022676.2937183012,null,0.64010280058139313,3.2814188033913144E-2,0,0,0.54418917979188486,3.2520357026782194E-2,0,0,5.8333218254676203E-2,"FAIL",0,null,"CrtNgsd818",null,-1022676.2937183012,1022676.2937183012,3.2749801568372025E-2,"FAIL",0,1,null,null,73.352180882202063,null,42441.324733153378,"YES",1,null,7.4389999999999992,5.9600000000000009,6.2474711356919013,13.13,13.290000000000001,14.852837601175882,null,-30026.817522663758,null,-2656.7268523951343,null,90484.833058935328,null,90484.833058935328,null,42441.324733153378,null,42441.324733153378,0.95867462926652336,null,"CrtNgsd818"]
[8696,"ChoNgsd819",0.96900000274181353,6958.4659216771352,0,11928.1767578125,0,0,37483.957858549271,17330.630859375,77385.886479896682,0,0,null,66742.764656719679,77385.886479896682,89314.062902782825,null,28354.02880534716,7198.4432771737775,0,0,62492.025385584617,0,null,35552.471667447753,62492.0234375,null,-31190.293808289018,-53761.591570261429,-14893.863042396682,null,0.64859506381413679,0.45941803195190611,0,0,0.53267903141310902,0.39806129492535713,0,0,0.80753773433524201,"FAIL",0,null,"ChoNgsd819",null,-14893.863042396682,14893.863042396682,0.43549656952761956,"FAIL",0,1,null,null,4.3634127212939511,null,790.02293480149092,"YES",1,null,7.4389999999999992,5.9600000000000009,6.2474711356919013,13.13,13.290000000000001,14.852837601175882,null,-31367.171776783773,null,-2775.3193451211764,null,1317.7862039746558,null,1317.7862039746558,null,790.02293480149092,null,790.02293480149092,0.30443319561808163,null,"ChoNgsd819"]
[8744,"CcoNgsd821",0.96900000274181353,6958.4659216771352,0,4893.09326171875,0,0,37483.957858549271,17330.630859375,19998.446052900657,0,0,null,59707.681491041731,19998.446052900657,24891.539310108848,null,28354.02880534716,7198.4432771737775,0,0,62492.025385584617,0,null,35552.471667447753,62492.0234375,null,-24155.210312195268,10660.932352828346,42493.577384599339,null,0.64859506381413679,1.7777617107550752,0,1,0.59544216905906944,1.4282954227168636,0,1,3.1248439639856866,"PASS",1,null,"CcoNgsd821",null,42493.577384599339,0,0.59544216905906944,"FAIL",0,1,null,null,2.7488520485887848,null,-170.20816812898539,"NO",0,null,7.4389999999999992,5.9600000000000009,6.2474711356919013,13.13,13.290000000000001,14.852837601175882,null,-24332.08828069003,null,-2815.0219095406674,null,0,null,0,null,-170.20816812898539,null,-170.20816812898539,-0.1041136405678819,null,"CcoNgsd821"]
[8765,"CscTgsd821",0.97167832255363473,7299.0901418893945,0,5132.615234375,0,0,39318.836991356795,17330.630859375,20977.391726871396,0,0,null,61782.082600919159,20977.391726871396,26110.006961149473,null,29490.152588025561,7218.3398026525911,0,0,64702.723135955108,0,null,36708.49162606457,64702.72265625,null,-25073.591459042225,10598.484664818174,43725.330929378601,null,0.64799358261915907,1.7499073337626678,0,1,0.59416079537974542,1.4059165775232807,0,1,3.0844026511345448,"PASS",1,null,"CscTgsd821",null,43725.330929378601,0,0.59416079537974542,"FAIL",0,1,null,null,2.7878412281557736,null,-154.29585217376911,"NO",0,null,7.4389999999999992,5.9600000000000009,6.2474711356919013,13.13,13.290000000000001,14.852837601175882,null,-25256.22077061468,null,-2921.9364158685426,null,0,null,0,null,-154.29585217376911,null,-154.29585217376911,-8.99759135785244E-2,null,"CscTgsd821"]
[8781,"CinTgsd822",0.97167832255363473,7299.0901418893945,0,5132.615234375,0,0,39318.836991356795,17330.630859375,87086.499689147138,0,0,null,61782.082600919159,87086.499689147138,92219.114923425208,null,29490.152588025561,7218.3398026525911,0,0,64702.723135955108,0,null,36708.49162606457,64702.72265625,null,-25073.591459042225,-55510.623297457569,-22383.777032897138,null,0.64799358261915907,0.42151759178626447,0,0,0.59416079537974542,0.39805729708539428,0,0,0.74297075766283627,"FAIL",0,null,"CinTgsd822",null,-22383.777032897138,22383.777032897138,0.43614467403526536,"FAIL",0,1,null,null,11.573570843789046,null,5249.9834195792191,"YES",1,null,7.4389999999999992,5.9600000000000009,6.2474711356919013,13.13,13.290000000000001,14.852837601175882,null,-25256.22077061468,null,-2921.9364158685426,null,2589.6183689208497,null,2589.6183689208497,null,5249.9834195792191,null,2589.6183689208497,0.36375455689389657,null,"CinTgsd822"]
[8829,"CdaTgsd824",0.97167832255363473,7299.0901418893945,0,5132.615234375,0,0,39318.836991356795,17491.701171875,92878.1791801293,0,0,null,61943.15382155875,92878.1791801293,98010.794414407399,null,29905.960080265661,7549.7622547812434,0,0,64863.794356594692,0,null,37455.72209481457,64863.79296875,null,-24487.431302792225,-60555.072319689731,-28014.3862113793,null,0.6593094046600001,0.40327795425632101,0,0,0.60467896838235058,0.38215915214815988,0,0,0.6983749416851962,"FAIL",0,null,"CdaTgsd824",null,-28014.3862113793,28014.3862113793,0.4163711263960917,"FAIL",0,1,null,null,12.315724380393524,null,5719.6179859851136,"YES",1,null,7.4389999999999992,5.9600000000000009,6.2474711356919013,13.13,13.290000000000001,14.852837601175882,null,-24673.778178885823,null,-2854.5526123144696,null,3241.0334064894446,null,3241.0334064894446,null,5719.6179859851136,null,3241.0334064894446,0.4268677238444416,null,"CdaTgsd824"]
[8857,"CdaTgsd825",0.97167832255363473,7299.0901418893945,0,6342.185546875,0,0,39318.836991356795,17330.630859375,9.7873232581014644,0,0,null,62991.65288113671,9.7873232581014644,6351.972837753764,null,29490.152588025561,7218.3398026525911,0,0,64702.723135955108,0,null,36708.49162606457,64702.72265625,null,-26283.161771542225,30356.518755931469,64692.935332991896,null,0.64799358261915907,3750.6160426119663,0,1,0.5827516765492492,5.7790693342957189,0,1,6610.8700969585607,"PASS",1,null,"CdaTgsd825",null,64692.935332991896,0,0.5827516765492492,"FAIL",0,1,null,null,1.0526409404158887E-3,null,-1868.5056509646449,"NO",0,null,7.4389999999999992,5.9600000000000009,6.2474711356919013,13.13,13.290000000000001,14.852837601175882,null,-26465.79108311468,null,-2543.7212614890541,null,0,null,0,null,-1868.5056509646449,null,-1868.5056509646449,-2885.7201273497976,null,"CdaTgsd825"]
[8867,"CloTgsd825",0.96900000274181353,6958.4659216771352,0,6046.216796875,0,0,37483.957858549271,17330.630859375,9.3305815420949898,0,0,null,60860.805174018242,9.3305815420949898,6055.5475217267795,null,28354.02880534716,7198.4432771737775,0,0,62492.025385584617,0,null,35552.471667447753,62492.0234375,null,-25308.333847351518,29496.924289030656,62482.692855957903,null,0.64859506381413679,3810.3168068412997,0,1,0.58416038642148116,5.8710582951034693,0,1,6697.5486099732116,"PASS",1,null,"CloTgsd825",null,62482.692855957903,0,0.58416038642148116,"FAIL",0,1,null,null,1.0379192962164489E-3,null,-1804.4215096429534,"NO",0,null,7.4389999999999992,5.9600000000000009,6.2474711356919013,13.13,13.290000000000001,14.852837601175882,null,-25485.21181584628,null,-2449.4743023525339,null,0,null,0,null,-1804.4215096429534,null,-1804.4215096429534,-2923.162845621584,null,"CloTgsd825"]
[8888,"CgrNgsd826",0.96900000274181353,6958.4659216771352,0,3403.8642578125,0,0,37483.957858549271,17491.701171875,157369.5045334399,0,0,null,58379.523713325078,157369.5045334399,160773.36879229188,null,28768.690171942042,7528.952201338474,0,0,62653.096606224201,0,null,36297.643542447753,62653.09765625,null,-22081.879745789018,-124475.72524880465,-94716.406877189904,null,0.66024935730847989,0.23065233413589836,0,0,0.62175299656414929,0.22576900524847801,0,0,0.3981273108916516,"FAIL",0,null,"CgrNgsd826",null,-94716.406877189904,94716.406877189904,0.23709084561050447,"FAIL",0,1,null,null,25.998907470044887,null,13689.293120256933,"YES",1,null,7.4389999999999992,5.9600000000000009,6.2474711356919013,13.13,13.290000000000001,14.852837601175882,null,-22262.465037044974,null,-3013.9902535258166,null,12823.122987584875,null,12823.122987584875,null,13689.293120256933,null,12823.122987584875,0.82739674515130968,null,"CgrNgsd826"]
[8931,"CrtEgsd827",0.96900000274181353,6958.4659216771352,0,3403.8642578125,0,0,37483.957858549271,17491.701171875,157137.56710647189,0,0,null,58379.523713325078,157137.56710647189,160541.43136532381,null,28768.690171942042,7528.952201338474,0,0,62653.096606224201,0,null,36297.643542447753,62653.09765625,null,-22081.879745789018,-124243.78782183664,-94484.469450221892,null,0.66024935730847989,0.23099278047148022,0,0,0.62175299656414929,0.22609517826015149,0,0,0.39871495282727692,"FAIL",0,null,"CrtEgsd827",null,-94484.469450221892,94484.469450221892,0.23745057872818284,"FAIL",0,1,null,null,25.960589257119256,null,13666.45132956931,"YES",1,null,7.4389999999999992,5.9600000000000009,6.2474711356919013,13.13,13.290000000000001,14.852837601175882,null,-22262.465037044974,null,-3013.9902535258166,null,12791.72228046883,null,12791.72228046883,null,13666.45132956931,null,12791.72228046883,0.82658891117124778,null,"CrtEgsd827"]
[8952,"CloNgsd828",1.4514417409896851,26526.160649104328,0,13416.1162109375,0,0,142891.47911505279,17330.630859375,21345.109809699181,0,0,null,173638.22562721127,21345.109809699181,34761.225946573402,null,97524.605693014775,10782.374626494673,0,0,189489.03894763699,0,null,108306.9810846319,189489.03125,null,-65331.245100733388,73545.755063995224,168143.92144030082,null,0.67598024456124195,5.0740887280616098,0,1,0.62375079188502047,3.1157411139737521,0,1,8.8773978180190252,"PASS",1,null,"CloNgsd828",null,168143.92144030082,0,0.62375079188502047,"FAIL",0,1,null,null,1.1512900318559567,null,-3455.0638741975213,"NO",0,null,7.4389999999999992,5.9600000000000009,6.2474711356919013,13.13,13.290000000000001,14.852837601175882,null,-65870.085802646965,null,-8647.8805201473842,null,0,null,0,null,-3455.0638741975213,null,-3455.0638741975213,-1.6993857709496651,null,"CloNgsd828"]
[8973,"CheEgsd829",0.96900000274181353,6958.4659216771352,0,5198.78466796875,0,0,37483.957858549271,17330.630859375,7836.2985267645145,0,0,null,60013.372945230149,7836.2985267645145,13035.083238161116,null,28354.02880534716,7198.4432771737775,0,0,62492.025385584617,0,null,35552.471667447753,62492.0234375,null,-24460.901718445268,22517.38847271449,54655.724910735487,null,0.64859506381413679,4.5368960289121114,0,1,0.59240915252074222,2.727444937352796,0,1,7.9746864191124658,"PASS",1,null,"CheEgsd829",null,54655.724910735487,0,0.59240915252074222,"FAIL",0,1,null,null,1.0137893429022753,null,-1202.1057014334674,"NO",0,null,7.4389999999999992,5.9600000000000009,6.2474711356919013,13.13,13.290000000000001,14.852837601175882,null,-24637.77968694003,null,-2703.4483672340266,null,0,null,0,null,-1202.1057014334674,null,-1202.1057014334674,-1.9937630179274901,null,"CheEgsd829"]
[9016,"CrtNgsd901",1.0784503221511841,8394.7524427557109,0,2927.048095703125,0,0,45220.965416665727,18190.099609375,294942.93971553259,0,0,null,66338.112943292144,294942.93971553259,297869.98792033404,null,33902.181181227461,8053.4260693742735,0,0,72673.190185277635,0,null,41955.606335328994,72673.1875,null,-24382.506786414859,-255914.3814759067,-222269.75221553259,null,0.66164487724814713,0.14224990900204107,0,0,0.63245100532678655,0.14085207658422047,0,0,0.2463974474862563,"FAIL",0,null,"CrtNgsd901",null,-222269.75221553259,222269.75221553259,0.14537235943413504,"FAIL",0,1,null,null,59.101107856789987,null,38650.759891450005,"YES",1,null,7.4389999999999992,5.9600000000000009,6.2474711356919013,13.13,13.290000000000001,14.852837601175882,null,-24591.241146292119,null,-4232.8455606025755,null,38258.887720419545,null,38258.887720419545,null,38650.759891450005,null,38258.887720419545,0.93885424107944904,null,"CrtNgsd901"]
[9037,"CmiEgsd902",1.0784503221511841,8394.7524427557109,0,6751.6748046875,0,0,45220.965416665727,24502.99609375,31606.523389398462,0,0,null,76475.636540781532,31606.523389398462,38358.198414519757,null,33874.257075611036,8031.060524913838,0,0,78986.086962447196,0,null,41905.317272828994,78986.0859375,null,-34570.319042274234,3547.1190787430314,47379.562548101538,null,0.60101744601199913,1.3258439328029661,0,1,0.5479564380499713,1.0924735583458642,0,1,2.4990437880299643,"PASS",1,null,"CmiEgsd902",null,47379.562548101538,0,0.5479564380499713,"FAIL",0,1,null,null,2.9942846236412586,null,-21.281772409842802,"NO",0,null,7.4389999999999992,5.9600000000000009,6.2474711356919013,13.13,13.290000000000001,14.852837601175882,null,-34778.803207810692,null,-3584.9022840367725,null,0,null,0,null,-21.281772409842802,null,-21.281772409842802,-9.4208098834890151E-3,null,"CmiEgsd902"]
[9053,"CdaEgsd903",1.0321723639965057,11382.753288317293,0,9154.8447265625,0,0,61316.768577449933,17330.630859375,892842.07368326327,0,0,null,87802.243404448614,892842.07368326327,901996.91813497746,null,43883.553526258518,7667.7339457912421,0,0,91206.255167392621,0,null,51551.288064830194,91206.2578125,null,-36250.956098557232,-850445.63034499553,-801635.81587076327,null,0.65547352403228265,5.7738417111286439E-2,0,0,0.58712950398967723,5.7152399318295306E-2,0,0,0.10215273283016849,"FAIL",0,null,"CdaEgsd903",null,-801635.81587076327,801635.81587076327,5.7959390744815709E-2,"FAIL",0,1,null,null,74.241666527974331,null,61176.416440945824,"YES",1,null,7.4389999999999992,5.9600000000000009,6.2474711356919013,13.13,13.290000000000001,14.852837601175882,null,-36507.430168531508,null,-3763.0843423067899,null,82630.389841458964,null,82630.389841458964,null,61176.416440945824,null,61176.416440945824,0.95866430769961608,null,"CdaEgsd903"]
[9101,"CscEgsd904",1.0784503221511841,8394.7524427557109,0,3563.807373046875,0,0,45220.965416665727,17330.630859375,52674.200011168359,0,0,null,66115.403066209488,52674.200011168359,56238.007285427833,null,33849.877060164486,8011.5205875015426,0,0,71813.721238736965,0,null,41861.399304078994,71813.71875,null,-24254.004345008609,-14376.60808013624,19139.518738831641,null,0.66922991252444275,0.79472301990734062,0,0,0.63315652621984231,0.74436135366752987,0,0,1.3633566097780989,"PASS",1,null,"CscEgsd904",null,19139.518738831641,0,0.63315652621984231,"FAIL",0,1,null,null,8.781191820314584,null,3901.9794048976009,"YES",1,null,7.4389999999999992,5.9600000000000009,6.2474711356919013,13.13,13.290000000000001,14.852837601175882,null,-24462.270013188099,null,-3679.1544310910986,null,0,null,0,null,3901.9794048976009,null,0,0,null,"CscEgsd904"]
[9122,"CmiNgsd905",1.0784503400325776,8394.7524427557109,0,27251.751953125,0,0,45220.965416665727,17330.630859375,26451.015903463271,0,0,null,89803.346947453843,26451.015903463271,53702.767058967125,null,33849.877149032654,8011.5207203376513,0,0,71813.721238736965,0,null,41861.399315804003,71813.71875,null,-47941.948913361724,-11841.368540784264,45362.702846536733,null,0.66922991271188814,1.582600814599451,0,1,0.46614519548847444,0.77950170888013992,0,0,2.7149701551008225,"PASS",1,null,"CmiNgsd905",null,45362.702846536733,0,0.46614519548847444,"FAIL",0,1,null,null,0.68809122242027621,null,-1607.0010564717384,"NO",0,null,7.4389999999999992,5.9600000000000009,6.2474711356919013,13.13,13.290000000000001,14.852837601175882,null,-48150.214581599554,null,-4260.2572827096919,null,0,null,0,null,-1607.0010564717384,null,-1607.0010564717384,-3.4309456923365618,null,"CmiNgsd905"]
[9138,"CdaNgsd906",1.0321723639965057,11382.752269010738,0,6869.54638671875,0,0,61316.763086635627,17330.630859375,394047.03378232114,0,0,null,85516.939709709346,394047.03378232114,400916.58003011084,null,43883.550055921143,7667.7339457912421,0,0,91206.248551953744,0,null,51551.284775454697,91206.25,null,-33965.655557274673,-349365.29539358523,-302840.78378232114,null,0.6554735279702123,0.13082520703336287,0,0,0.60281956504616419,0.12858356906496346,0,0,0.23146031356851685,"FAIL",0,null,"CdaNgsd906",null,-302840.78378232114,302840.78378232114,0.13274175218974837,"FAIL",0,1,null,null,43.666063832847151,null,34895.237586818104,"YES",1,null,7.4389999999999992,5.9600000000000009,6.2474711356919013,13.13,13.290000000000001,14.852837601175882,null,-34222.129610883894,null,-4492.9179067204013,null,39759.032994489586,null,39759.032994489586,null,34895.237586818104,null,34895.237586818104,0.92972046465352776,null,"CdaNgsd906"]
[9159,"CwaEgsd906",1.0784503757953643,8394.7534620622682,0,5066.2744140625,0,0,45220.970907479998,17330.630859375,3948964.5000745244,0,0,null,67617.875676878772,3948964.5000745244,3954030.7744686389,null,33849.880786092785,8011.5209860098812,0,0,71813.727854175842,0,null,41861.402628629519,71813.7265625,null,-25756.473552287971,-3912169.3718599575,-3877150.7735120244,null,0.66922990692799722,1.0600602418137595E-2,0,0,0.619087806257412,1.0587019933865805E-2,0,0,1.8185457620888905E-2,"FAIL",0,null,"CwaEgsd906",null,-3877150.7735120244,3877150.7735120244,1.0611877741395045E-2,"FAIL",0,1,null,null,552.5767763885782,null,374064.12734067795,"YES",1,null,7.4389999999999992,5.9600000000000009,6.2474711356919013,13.13,13.290000000000001,14.852837601175882,null,-25964.739237007518,null,-3408.8305779829529,null,509019.17371696583,null,509019.17371696583,null,374064.12734067795,null,374064.12734067795,0.9944824050258817,null,"CwaEgsd906"]
[9207,"CofTgsd908",1.0094594538211823,9403.3323265907238,0,5674.95654296875,0,0,50653.997106147668,17491.701171875,101675.94891844915,0,0,null,73820.655342711587,101675.94891844915,107350.90555908917,null,37463.499556825365,7843.3147115624552,0,0,78520.613772005425,0,null,45306.813643061178,78520.6171875,null,-28513.841177930241,-62044.091818356726,-23155.331730949154,null,0.66485214456556319,0.44560010626898838,0,0,0.61374169265940826,0.4220440754395362,0,0,0.77226343125136443,"FAIL",0,null,"CofTgsd908",null,-23155.331730949154,23155.331730949154,0.46719621273246587,"FAIL",0,1,null,null,13.044265044416216,null,7415.6011178380541,"YES",1,null,7.4389999999999992,5.9600000000000009,6.2474711356919013,13.13,13.290000000000001,14.852837601175882,null,-28739.248210980284,null,-3773.0873087374925,null,3039.9921265258022,null,3039.9921265258022,null,7415.6011178380541,null,3039.9921265258022,0.31389796646364992,null,"CofTgsd908"]
[9223,"CgrTgsd909",1.0784503221511841,8394.7524427557109,0,4252.48291015625,0,0,45220.965416665727,17330.630859375,106226.40067243567,0,0,null,66804.078506290301,106226.40067243567,110478.88338677594,null,33849.877060164486,8011.5205875015426,0,0,71813.721238736965,0,null,41861.399304078994,71813.71875,null,-24942.679882117984,-68617.484278512929,-34412.681922435673,null,0.66922991252444275,0.39407716950859151,0,0,0.62662938871446006,0.37890860177623176,0,0,0.67604398054912818,"FAIL",0,null,"CgrTgsd909",null,-34412.681922435673,34412.681922435673,0.41358169186179072,"FAIL",0,1,null,null,17.708753053449939,null,9978.9778911754711,"YES",1,null,7.4389999999999992,5.9600000000000009,6.2474711356919013,13.13,13.290000000000001,14.852837601175882,null,-25150.945550297471,null,-3782.7320488908367,null,5175.7081870325201,null,5175.7081870325201,null,9978.9778911754711,null,5175.7081870325201,0.42936388322831232,null,"CgrTgsd909"]
[9244,"CwaNgsd909",1.0784503221511841,8394.7524427557109,0,4252.48291015625,0,0,45220.965416665727,17330.630859375,212452.80134487135,0,0,null,66804.078506290301,212452.80134487135,216705.28405921164,null,33849.877060164486,8011.5205875015426,0,0,71813.721238736965,0,null,41861.399304078994,71813.71875,null,-24942.679882117984,-174843.88495094859,-140639.08259487135,null,0.66922991252444275,0.19703858475429575,0,0,0.62662938871446006,0.19317202830557098,0,0,0.33802199027456409,"FAIL",0,null,"CwaNgsd909",null,-140639.08259487135,140639.08259487135,0.20179695944018991,"FAIL",0,1,null,null,35.417506106899921,null,22033.341076353674,"YES",1,null,7.4389999999999992,5.9600000000000009,6.2474711356919013,13.13,13.290000000000001,14.852837601175882,null,-25150.945550297471,null,-3782.7320488908367,null,21152.284871132135,null,21152.284871132135,null,22033.341076353674,null,21152.284871132135,0.87737048179950938,null,"CwaNgsd909"]
[9287,"CloTgsd911",1.4514417409896851,26526.160649104328,0,16008.666015625,0,0,142891.47911505279,17491.701171875,149069.57015328732,0,0,null,176391.84678377374,149069.57015328732,165078.23622608444,null,98145.716956326098,11277.435975250995,0,0,189650.11016827667,0,null,109423.1529596319,189650.109375,null,-66968.693342920888,-55655.083209280419,40580.539221712679,null,0.68226077549947772,0.73404084312521156,0,0,0.62034133239892453,0.66285632497107194,0,0,1.2722255063859376,"PASS",1,null,"CloTgsd911",null,40580.539221712679,0,0.62034133239892453,"FAIL",0,1,null,null,8.0340981356718935,null,8706.8881126379438,"YES",1,null,7.4389999999999992,5.9600000000000009,6.2474711356919013,13.13,13.290000000000001,14.852837601175882,null,-67513.087138739938,null,-8863.5851010028655,null,0,null,0,null,8706.8881126379438,null,0,0,null,"CloTgsd911"]
[9308,"CgrNgsd912",1.0784503221511841,8394.7519331024341,0,11837.9794921875,0,0,45220.962671258589,18190.099609375,2834081.0827401686,0,0,null,75249.041748094722,2834081.0827401686,2845919.062495179,null,33902.179451565557,8053.4260693742735,0,0,72673.186877558182,0,null,41955.606643766238,72673.1875,null,-33293.435129054851,-2803963.4555885899,-2761407.8952401686,null,0.66164491075841703,1.4803954233800858E-2,0,0,0.55755668983043483,1.4742375213881173E-2,0,0,2.5642592917537479E-2,"FAIL",0,null,"CgrNgsd912",null,-2761407.8952401686,2761407.8952401686,1.4790511357339407E-2,"FAIL",0,1,null,null,167.55233635603972,null,113428.61627378206,"YES",1,null,7.4389999999999992,5.9600000000000009,6.2474711356919013,13.13,13.290000000000001,14.852837601175882,null,-33502.169490466622,null,-2964.2206747896375,null,244325.14368741075,null,244325.14368741075,null,113428.61627378206,null,113428.61627378206,0.98182391706892103,null,"CgrNgsd912"]
[9329,"CasEgsd1001",0.96591968238353709,4397.8246394766702,0,2964.239013671875,0,0,23690.260944139456,17330.630859375,224581.06177733737,0,0,null,43985.130220336541,224581.06177733737,227545.30067825012,null,20688.588834483584,7175.5603965630062,0,0,45873.113440512549,0,null,27864.148758954972,45873.11328125,null,-16120.982058231362,-199681.15203205426,-178707.94849608737,null,0.67926725953256128,0.12407167611746844,0,0,0.63349018728091622,0.12245539091377246,0,0,0.20426082643928031,"FAIL",0,null,"CasEgsd1001",null,-178707.94849608737,178707.94849608737,0.12512355051571697,"FAIL",0,1,null,null,36.35962674538677,null,14728.453035526643,"YES",1,null,7.4389999999999992,5.9600000000000009,6.2474711356919013,13.13,13.290000000000001,14.852837601175882,null,-16259.609663997306,null,-1675.9953318037017,null,18420.71818604934,null,18420.71818604934,null,14728.453035526643,null,14728.453035526643,0.91757416507178313,null,"CasEgsd1001"]
[9345,"CmiEgsd1001",1.1248500168323516,7888.4083433004589,0,5316.97607421875,0,0,42493.384208460091,17330.630859375,249571.07013912321,0,0,null,65140.990417305446,249571.07013912321,254888.04597268417,null,32256.610676175525,8356.2115774865579,0,0,68527.47881921212,0,null,40612.821111377467,68527.4765625,null,-24528.170030676374,-214275.22510196449,-181043.59357662321,null,0.67887153788200527,0.16273048430147724,0,0,0.62346028820489607,0.15933591910145692,0,0,0.27458101022806614,"FAIL",0,null,"CmiEgsd1001",null,-181043.59357662321,181043.59357662321,0.16496898519371969,"FAIL",0,1,null,null,27.425891741694095,null,15857.549308062544,"YES",1,null,7.4389999999999992,5.9600000000000009,6.2474711356919013,13.13,13.290000000000001,14.852837601175882,null,-24730.223867051387,null,-2549.1226795815337,null,18661.469983455405,null,18661.469983455405,null,15857.549308062544,null,15857.549308062544,0.88899430657192213,null,"CmiEgsd1001"]
[9393,"CmiEgsd1004",0.95681454837322222,3700.7499358045011,0,4373.5205078125,0,0,19935.249550707107,17491.701171875,90938.65544430606,0,0,null,41800.471528039103,90938.65544430606,95312.175825714192,null,19014.796341758163,7434.273457031848,0,0,41510.074548583056,0,null,26449.070615301185,41510.07421875,null,-15351.400615093422,-68863.105336817374,-49428.58122555606,null,0.70668515881371941,0.29084519103649492,0,0,0.63274575230312535,0.27749938925524326,0,0,0.45646237033020781,"FAIL",0,null,"CmiEgsd1004",null,-49428.58122555606,49428.58122555606,0.28991938317096888,"FAIL",0,1,null,null,9.2417324421143796,null,2511.3482964631503,"YES",1,null,7.4389999999999992,5.9600000000000009,6.2474711356919013,13.13,13.290000000000001,14.852837601175882,null,-15482.988031089944,null,-1369.9110812013892,null,4373.3652065728202,null,4373.3652065728202,null,2511.3482964631503,null,2511.3482964631503,0.67745688584890762,null,"CmiEgsd1004"]
[9409,"CreNgsd1005",0.9984720975160597,5024.9907126327207,0,2133.249267578125,0,0,27068.687586031687,17491.701171875,230161.14288598331,0,0,null,46693.638435456436,230161.14288598331,232294.39213948426,null,23060.480434921814,7757.9449693475199,0,0,50104.578205600599,0,null,30818.425172517753,50104.578125,null,-15875.212852967059,-201475.96698104369,-180056.56476098331,null,0.69161032997158056,0.13389934020176686,0,0,0.66001336532607369,0.13266969076095822,0,0,0.21769347117736851,"FAIL",0,null,"CreNgsd1005",null,-180056.56476098331,180056.56476098331,0.13591355065529812,"FAIL",0,1,null,null,54.369942258421936,null,24673.30271645941,"YES",1,null,7.4389999999999992,5.9600000000000009,6.2474711356919013,13.13,13.290000000000001,14.852837601175882,null,-16028.538351337787,null,-2410.7111836900394,null,27080.720952318403,null,27080.720952318403,null,24673.30271645941,null,24673.30271645941,0.94467729339945117,null,"CreNgsd1005"]
[9430,"CmiNgsld101",1.1220338940620422,17691.01527970433,0,8961.638671875,0,0,138305.6008204458,16265.5703125,68254.419437469187,0,0,null,163532.80987675759,68254.419437469187,77216.058154542188,null,65807.30133177292,8335.2913504831849,0,0,182898.82433977581,0,null,74142.593890132557,182898.828125,null,-89390.215914688248,-3073.4642192116298,114644.40868753081,null,0.4796663785795019,1.0862680321829969,0,1,0.45338054167003555,0.96019656669265152,0,0,2.6796627915436524,"PASS",1,null,"CmiNgsld101",null,114644.40868753081,0,0.45338054167003555,"FAIL",0,1,null,null,6.7044402274993704,null,4151.4073271676061,"YES",1,null,6.8320000000000007,5.3630000000000004,5.5847964346769574,15.4,15.58,17.390432125820322,null,-89759.084541007309,null,-13499.872801734668,null,0,null,0,null,4151.4073271676061,null,0,0,null,"CmiNgsld101"]
[9478,"CheNgsld103",1.0321723639965057,11382.752269010738,0,7588.69189453125,0,0,88988.583564330809,16417.546875,11725.001498230888,0,0,null,112994.82145342801,11725.001498230888,19313.693411460077,null,44325.244588227877,8019.7898556072905,0,0,123632.70689674852,0,null,52345.034775454697,123632.703125,null,-60649.787558407363,33031.341382692561,111907.70162676911,null,0.49660332427802401,4.4643947195531455,0,1,0.46325162245746587,2.7102550356873301,0,1,10.544365656896007,"PASS",1,null,"CheNgsld103",null,111907.70162676911,0,0.46325162245746587,"FAIL",0,1,null,null,1.2338849753953414,null,-1512.9142366762694,"NO",0,null,6.8320000000000007,5.3630000000000004,5.5847964346769574,15.4,15.58,17.390432125820322,null,-60910.210616991717,null,-7382.0299960508037,null,0,null,0,null,-1512.9142366762694,null,-1512.9142366762694,-1.4964925947445893,null,"CheNgsld103"]
[9482,"CinNgsld103",1.0321723639965057,11382.752269010738,0,7588.69189453125,0,0,88988.583564330809,16417.546875,11725.001498230888,0,0,null,112994.82145342801,11725.001498230888,19313.693411460077,null,44325.244588227877,8019.7898556072905,0,0,123632.70689674852,0,null,52345.034775454697,123632.703125,null,-60649.787558407363,33031.341382692561,111907.70162676911,null,0.49660332427802401,4.4643947195531455,0,1,0.46325162245746587,2.7102550356873301,0,1,10.544365656896007,"PASS",1,null,"CinNgsld103",null,111907.70162676911,0,0.46325162245746587,"FAIL",0,1,null,null,1.2338849753953414,null,-1512.9142366762694,"NO",0,null,6.8320000000000007,5.3630000000000004,5.5847964346769574,15.4,15.58,17.390432125820322,null,-60910.210616991717,null,-7382.0299960508037,null,0,null,0,null,-1512.9142366762694,null,-1512.9142366762694,-1.4964925947445893,null,"CinNgsld103"]
[9516,"CofNgsld104",1.1220338940620422,17691.01527970433,0,9966.025390625,0,0,138305.6008204458,16417.546875,54140.847233145054,0,0,null,164689.17204737017,54140.847233145054,64106.872484201442,null,66287.450048554223,8717.9974538407369,0,0,183050.79997640516,0,null,75005.445452632557,183050.796875,null,-89683.727633438248,10898.572828862503,128909.94964185494,null,0.48477197219560125,1.3853762784619703,0,1,0.45543640815679354,1.1700063095079363,0,1,3.381010941456716,"PASS",1,null,"CofNgsld104",null,128909.94964185494,0,0.45543640815679354,"FAIL",0,1,null,null,4.7754808474218322,null,1926.1681929290712,"YES",1,null,6.8320000000000007,5.3630000000000004,5.5847964346769574,15.4,15.58,17.390432125820322,null,-90056.889053600593,null,{"$error":"#N/A"},null,{"$error":"#N/A"},null,{"$error":"#N/A"},null,1926.1681929290712,null,{"$error":"#N/A"},{"$error":"#N/A"},null,"CofNgsld104"]
[9537,"CinTgsld105",1.1220338940620422,17691.01527970433,0,12440.0673828125,0,0,138305.6008204458,17072.314453125,336400.71095037198,0,0,null,167817.98358929821,336400.71095037198,348840.77861671709,null,65861.719226993824,8378.890364774752,0,0,183705.56910304443,0,null,74240.609515132557,183705.5625,null,-93577.373141250748,-274600.16881805193,-152695.14845037198,null,0.47780670363879313,0.22069100063847669,0,0,0.44238768897099873,0.21282090319218339,0,0,0.54609148114167161,"FAIL",0,null,"CinTgsld105",null,-152695.14845037198,152695.14845037198,0.231630477224987,"FAIL",0,1,null,null,23.593618924276697,null,23877.396728495696,"YES",1,null,6.8320000000000007,5.3630000000000004,5.5847964346769574,15.4,15.58,17.390432125820322,null,-93946.729407495179,null,-10868.861667811096,null,17665.569161586653,null,17665.569161586653,null,23877.396728495696,null,17665.569161586653,0.64238329234443647,null,"CinTgsld105"]
[9580,"CwaNgsld106",1.1220338940620422,17691.01527970433,0,12440.0673828125,0,0,138305.6008204458,17072.314453125,1.4379751955941942,0,0,null,167817.98358929821,1.4379751955941942,12441.505641540716,null,65861.719226993824,8378.890364774752,0,0,183705.56910304443,0,null,74240.609515132557,183705.5625,null,-93577.373141250748,61799.104157124464,183704.12452480441,null,0.47780670363879313,51628.57450017082,0,1,0.44238768897099873,5.967172571070499,0,1,127752.94251448472,"PASS",1,null,"CwaNgsld106",null,183704.12452480441,0,0.44238768897099873,"FAIL",0,1,null,null,1.008530576592003E-4,null,-3622.53027620884,"NO",0,null,6.8320000000000007,5.3630000000000004,5.5847964346769574,15.4,15.58,17.390432125820322,null,-93946.729407495179,null,-10868.861667811096,null,0,null,0,null,-3622.53027620884,null,-3622.53027620884,-30816.55714463512,null,"CwaNgsld106"]
[9601,"CreTgsld107",0.92931937575340273,5464.7639008907254,0,3842.74365234375,0,0,42722.672650769775,16265.5703125,103207.60536574908,0,0,null,62830.98654794701,103207.60536574908,107050.34892368752,null,23540.638730603168,6903.6664538811619,0,0,67738.669918479485,0,null,30444.305645514563,67738.671875,null,-32386.680970098962,-76606.043372578279,-35468.933490749085,null,0.51610802621246621,0.29498122292078621,0,0,0.48454285513239326,0.28439239969567121,0,0,0.65633411060111702,"FAIL",0,null,"CreTgsld107",null,-35468.933490749085,35468.933490749085,0.30970834577050699,"FAIL",0,1,null,null,16.837538812637302,null,6925.6782746044491,"YES",1,null,6.8320000000000007,5.3630000000000004,5.5847964346769574,15.4,15.58,17.390432125820322,null,-32538.145177290575,null,-3764.3950043769287,null,4103.4630374794897,null,4103.4630374794897,null,6925.6782746044491,null,4103.4630374794897,0.48636501707975738,null,"CreTgsld107"]
[9617,"CheTgsld108",1.0177966177463531,8845.5076398521651,0,6220.03369140625,0,0,69152.800410222902,16265.5703125,26507.711527445437,0,0,null,91638.404582634204,26507.711527445437,32727.745360618002,null,35167.953553032203,7560.9403506870531,0,0,99582.197339507344,0,null,42728.893961698879,99582.1953125,null,-48909.510452430273,10001.148742847192,73074.483785054559,null,0.50023073023016795,1.6119420160981617,0,1,0.46627714913716656,1.3055862442086714,0,1,3.7567254800322929,"PASS",1,null,"CheTgsld108",null,73074.483785054559,0,0.46627714913716656,"FAIL",0,1,null,null,3.1774706576961012,null,79.74166184820325,"YES",1,null,6.8320000000000007,5.3630000000000004,5.5847964346769574,15.4,15.58,17.390432125820322,null,-49122.092014428774,null,-5683.020859858897,null,0,null,0,null,79.74166184820325,null,0,0,null,"CheTgsld108"]
[9665,"CasEgsld110",1.0784503221511841,8394.7519331024341,0,11837.9794921875,0,0,65628.862532175437,16417.546875,55782.20399728667,0,0,null,93884.388263054672,55782.20399728667,67620.183752297875,null,34311.373455500114,8379.3610980595458,0,0,95488.464689332381,0,null,42690.735550016238,95488.4609375,null,-51193.6533493467,-24929.447939457939,39706.25694021333,null,0.52032423915290416,0.76531102198996614,0,0,0.45471601882372076,0.63133125861247508,0,0,1.711808679021444,"PASS",1,null,"CasEgsld110",null,39706.25694021333,0,0.45471601882372076,"FAIL",0,1,null,null,3.4481026456147008,null,259.0001324941631,"YES",1,null,6.8320000000000007,5.3630000000000004,5.5847964346769574,15.4,15.58,17.390432125820322,null,-51406.045068501007,null,-4548.3281804952812,null,0,null,0,null,259.0001324941631,null,0,0,null,"CasEgsld110"]
[9686,"CreNgsld110",1.0784503221511841,8394.7519331024341,0,11837.9794921875,0,0,65628.862532175437,16417.546875,55782.20399728667,0,0,null,93884.388263054672,55782.20399728667,67620.183752297875,null,34311.373455500114,8379.3610980595458,0,0,95488.464689332381,0,null,42690.735550016238,95488.4609375,null,-51193.6533493467,-24929.447939457939,39706.25694021333,null,0.52032423915290416,0.76531102198996614,0,0,0.45471601882372076,0.63133125861247508,0,0,1.711808679021444,"PASS",1,null,"CreNgsld110",null,39706.25694021333,0,0.45471601882372076,"FAIL",0,1,null,null,3.4481026456147008,null,259.0001324941631,"YES",1,null,6.8320000000000007,5.3630000000000004,5.5847964346769574,15.4,15.58,17.390432125820322,null,-51406.045068501007,null,-4548.3281804952812,null,0,null,0,null,259.0001324941631,null,0,0,null,"CreNgsld110"]
[9702,"CheNgsld111",1.0052083313465119,7248.4020654536762,0,13512.033203125,0,0,56666.877892577657,16265.5703125,70970.745344812734,0,0,null,86444.481256602623,70970.745344812734,84482.778369598906,null,29485.535288514042,7467.425319366439,0,0,84538.917197766074,0,null,36952.962115881521,84538.9140625,null,-49491.519292321136,-47529.816432056214,13568.168717687266,null,0.50667381975131343,0.52067879428833441,0,0,0.42747624271565215,0.43740230554696358,0,0,1.1911797410576155,"PASS",1,null,"CheNgsld111",null,13568.168717687266,0,0.42747624271565215,"FAIL",0,1,null,null,3.0746477233501128,null,18.930273388253028,"YES",1,null,6.8320000000000007,5.3630000000000004,5.5847964346769574,15.4,15.58,17.390432125820322,null,-49675.364874987208,null,-4395.2002461230804,null,0,null,0,null,18.930273388253028,null,0,0,null,"CheNgsld111"]
[9750,"CasNgsld113",0.91491227895021443,6103.9175288030956,0,7358.82568359375,0,0,47719.476120065381,16417.546875,48258.453025914809,0,0,null,71495.847734601048,48258.453025914809,55617.278664582474,null,25762.869329969581,7108.7005130475618,0,0,73910.890698838339,0,null,32871.56868941032,73910.890625,null,-38624.279989248804,-22745.710020098239,25652.437599085191,null,0.5125209614412477,0.68115670164060738,0,0,0.45976891381698071,0.59103159040016928,0,0,1.5315636119813003,"PASS",1,null,"CasNgsld113",null,25652.437599085191,0,0.45976891381698071,"FAIL",0,1,null,null,4.2858091565138787,null,676.33818539065464,"YES",1,null,6.8320000000000007,5.3630000000000004,5.5847964346769574,15.4,15.58,17.390432125820322,null,-38787.820131982189,null,-3431.8869528124383,null,0,null,0,null,676.33818539065464,null,0,0,null,"CasNgsld113"]
[9766,"CmiNgsld113",1.0094594538211823,9403.3323265907238,0,11336.568359375,0,0,73513.786890199655,16417.546875,74344.101372791192,0,0,null,101267.90167804682,74344.101372791192,85680.67018477025,null,37463.499556825365,7843.3147115624552,0,0,104988.37355442184,0,null,45306.813643061178,104988.375,null,-55961.088481513478,-40373.856089105015,30644.273627208808,null,0.50379341377669373,0.60942042215124248,0,0,0.44739559813658453,0.52878687555417314,0,0,1.4121950909534315,"PASS",1,null,"CmiNgsld113",null,30644.273627208808,0,0.44739559813658453,"FAIL",0,1,null,null,4.9686827461290157,null,1358.1024463199342,"YES",1,null,6.8320000000000007,5.3630000000000004,5.5847964346769574,15.4,15.58,17.390432125820322,null,-56186.495514563525,null,-4971.2951185336724,null,0,null,0,null,1358.1024463199342,null,0,0,null,"CmiNgsld113"]
[9787,"ChoTgsld114",1.0014851570129395,10334.355722817088,0,17715.11328125,0,0,80792.382728659213,16417.546875,82670.533123550544,0,0,null,114925.04164521996,82670.533123550544,100385.64606424328,null,40590.223941804892,7781.3558887155368,0,0,113757.76613087907,0,null,48371.579844672728,113757.765625,null,-66553.463040236486,-52014.066560127816,31087.232501449456,null,0.49759916545451244,0.58511271207579774,0,0,0.42089677437070061,0.48185753219754679,0,0,1.3760376439691009,"PASS",1,null,"ChoTgsld114",null,31087.232501449456,0,0.42089677437070061,"FAIL",0,1,null,null,3.6322188957325263,null,426.97564577278155,"YES",1,null,6.8320000000000007,5.3630000000000004,5.5847964346769574,15.4,15.58,17.390432125820322,null,-66794.117666329388,null,-5909.8412894486164,null,0,null,0,null,426.97564577278155,null,0,0,null,"ChoTgsld114"]
[9808,"CcoNgsld115",1.0014851570129395,10334.355722817088,0,17715.11328125,0,0,80792.382728659213,16417.546875,50196.644322160697,0,0,null,114925.04164521996,50196.644322160697,67911.757262853484,null,40590.223941804892,7781.3558887155368,0,0,113757.76613087907,0,null,48371.579844672728,113757.765625,null,-66553.463040236486,-19540.177758737962,63561.121302839303,null,0.49759916545451244,0.96364170350163736,0,0,0.42089677437070061,0.71227106397616469,0,0,2.2662424383372275,"PASS",1,null,"CcoNgsld115",null,63561.121302839303,0,0.42089677437070061,"FAIL",0,1,null,null,2.205443791936037,null,-662.00501395122365,"NO",0,null,6.8320000000000007,5.3630000000000004,5.5847964346769574,15.4,15.58,17.390432125820322,null,-66794.117666329388,null,-5909.8412894486164,null,0,null,0,null,-662.00501395122365,null,-662.00501395122365,-0.39327889484041761,null,"CcoNgsld115"]
[9851,"CofTgsld116",1.0094594538211823,9403.3323265907238,0,16119.1572265625,0,0,73513.786890199655,16265.5703125,97025.61731156896,0,0,null,105898.51416412891,97025.61731156896,113144.77424625942,null,37031.524494431942,7499.0057774795941,0,0,104836.39791779259,0,null,44530.528486811178,104836.3984375,null,-61367.985942450978,-68614.246051320282,7810.7811259310402,null,0.49599963593270358,0.45895640471747384,0,0,0.42050191852839047,0.39357123356857926,0,0,1.0805022564386171,"PASS",1,null,"CofTgsld116",null,7810.7811259310402,0,0.42050191852839047,"FAIL",0,1,null,null,4.570904554040534,null,1071.4326290255719,"YES",1,null,6.8320000000000007,5.3630000000000004,5.5847964346769574,15.4,15.58,17.390432125820322,null,-61589.530860295796,null,-5449.3474155049544,null,0,null,0,null,1071.4326290255719,null,0,0,null,"CofTgsld116"]
[9872,"ChoNgsld117",1.0014851570129395,10334.355722817088,0,6236.83349609375,0,0,80792.382728659213,16265.5703125,1112417.670152884,0,0,null,103294.78655923982,1112417.670152884,1118654.5036442257,null,40161.661297164581,7439.7668475651853,0,0,113605.79049424987,0,null,47601.427500922728,113605.7890625,null,-55693.359036330236,-1071053.076148055,-998811.88109038398,null,0.49044334863250688,4.2790966718805064E-2,0,0,0.46083088117671273,4.2552394278707134E-2,0,0,0.10212512090614913,"FAIL",0,null,"ChoNgsld117",null,-998811.88109038398,998811.88109038398,4.3191307065937802E-2,"FAIL",0,1,null,null,139.1190250553806,null,103617.14314734306,"YES",1,null,6.8320000000000007,5.3630000000000004,5.5847964346769574,15.4,15.58,17.390432125820322,null,-55930.182058722872,null,-7342.901197412587,null,131130.93302553735,null,131130.93302553735,null,103617.14314734306,null,103617.14314734306,0.97790802147418676,null,"ChoNgsld117"]
[9893,"CdaEgsld118",1.0094594538211823,9403.3323265907238,0,11112.7919921875,0,0,73513.786890199655,16417.546875,41180.884344687744,0,0,null,101044.12477996081,41180.884344687744,52293.676258580905,null,37463.499556825365,7843.3147115624552,0,0,104988.37355442184,0,null,45306.813643061178,104988.375,null,-55737.312114325978,-6986.862693814066,63807.490655312256,null,0.50379341377669373,1.1001904005712706,0,1,0.44838641834405574,0.86639182434211015,0,0,2.549444400495088,"PASS",1,null,"CdaEgsld118",null,63807.490655312256,0,0.44838641834405574,"FAIL",0,1,null,null,2.3529923139523219,null,-508.01182904077763,"NO",0,null,6.8320000000000007,5.3630000000000004,5.5847964346769574,15.4,15.58,17.390432125820322,null,-55962.719147376025,null,-4951.4957280991139,null,0,null,0,null,-508.01182904077763,null,-508.01182904077763,-0.30262264655959126,null,"CdaEgsld118"]
[9936,"CofNgsld119",1.0094594538211823,9403.3323265907238,0,13260.244140625,0,0,73513.786890199655,16417.546875,5140.3629543848683,0,0,null,103191.57685246019,5140.3629543848683,18400.606940777332,null,37463.499556825365,7843.3147115624552,0,0,104988.37355442184,0,null,45306.813643061178,104988.375,null,-57884.764262763478,26906.206548051308,99848.012045615134,null,0.50379341377669373,8.8139327991252525,0,1,0.43905534310570737,2.4622455883723591,0,1,20.424311654966324,"PASS",1,null,"CofNgsld119",null,99848.012045615134,0,0.43905534310570737,"FAIL",0,1,null,null,0.29370993766671799,null,-1977.1674263976852,"NO",0,null,6.8320000000000007,5.3630000000000004,5.5847964346769574,15.4,15.58,17.390432125820322,null,-58110.171295813525,null,-5141.4990070906797,null,0,null,0,null,-1977.1674263976852,null,-1977.1674263976852,-9.4356737115683593,null,"CofNgsld119"]
[9957,"CinEgsld120",1.0121621549129487,9403.3323265907238,0,8958.7236328125,0,0,73513.786890199655,16265.5703125,179623.53130559155,0,0,null,98738.080883652074,179623.53130559155,188582.25495980514,null,37044.956564429165,7519.0834250019716,0,0,104836.39791779259,0,null,44564.038956120079,104836.3984375,null,-54174.041879392076,-144018.21598228396,-74787.132868091547,null,0.49637288954414616,0.24809688704039431,0,0,0.45133588357220905,0.23631088179890453,0,0,0.5836451253101298,"FAIL",0,null,"CinEgsld120",null,-74787.132868091547,74787.132868091547,0.25681592896487865,"FAIL",0,1,null,null,15.225626679782044,null,8655.6769266543415,"YES",1,null,6.8320000000000007,5.3630000000000004,5.5847964346769574,15.4,15.58,17.390432125820322,null,-54395.753515989687,null,-4812.8530075862855,null,6617.0510396026584,null,6617.0510396026584,null,8655.6769266543415,null,6617.0510396026584,0.61054702811033779,null,"CinEgsld120"]
[9973,"CasTgsld121",0.91491227895021443,6103.9175288030956,0,6479.576171875,0,0,47719.476120065381,14252.767578125,29861.026316724587,0,0,null,68451.819746493784,29861.026316724587,36340.602640818979,null,25649.917251014765,7019.0434476865412,0,0,71746.112025304363,0,null,32668.959314410316,71746.109375,null,-35782.860555655061,-3671.6431741892702,41885.083058275413,null,0.52715469643975899,1.094033372058383,0,1,0.47725479580268632,0.8989658144676852,0,0,2.4026672296530003,"PASS",1,null,"CasTgsld121",null,41885.083058275413,0,0.47725479580268632,"FAIL",0,1,null,null,3.1752940610726812,null,69.223296453777976,"YES",1,null,6.8320000000000007,5.3630000000000004,5.5847964346769574,15.4,15.58,17.390432125820322,null,-35945.392691547655,null,-3180.3933237827418,null,0,null,0,null,69.223296453777976,null,0,0,null,"CasTgsld121"]
[9994,"CreNgsld121",0.90597014725208269,7789.3276687939915,0,8268.712890625,0,0,60895.749971783436,14252.767578125,38106.234924415527,0,0,null,83417.23035282841,38106.234924415527,46374.948003126461,null,31084.852138267986,6950.4410118594296,0,0,87621.140762314055,0,null,38035.293316559801,87621.140625,null,-45381.937123973628,-8339.654498480726,49514.905700584473,null,0.50613497852834421,0.9981383201988745,0,0,0.45596447059788736,0.82016897287427304,0,0,2.2993911835897269,"PASS",1,null,"CreNgsld121",null,49514.905700584473,0,0.45596447059788736,"FAIL",0,1,null,null,3.4424518914583269,null,228.61541561524766,"YES",1,null,6.8320000000000007,5.3630000000000004,5.5847964346769574,15.4,15.58,17.390432125820322,null,-45571.167438981378,null,-4032.0671392749109,null,0,null,0,null,228.61541561524766,null,0,0,null,"CreNgsld121"]
[10042,"CinNgsld123",1.0121621549129487,9403.3323265907238,0,7562.84912109375,0,0,73513.786890199655,16417.546875,109606.50915876267,0,0,null,97494.181793072086,109606.50915876267,117169.35808576709,null,37478.088185878347,7864.314203076221,0,0,104988.37355442184,0,null,45342.402237370079,104988.375,null,-52151.780648923326,-71826.95604248633,-4618.1341587626666,null,0.50418914452835606,0.41368348089338913,0,0,0.46507802717063146,0.38698174081546777,0,0,0.95786624175692525,"FAIL",0,null,"CinNgsld123",null,-4618.1341587626666,4618.1341587626666,0.44404439689056496,"FAIL",0,1,null,null,10.980630798444171,null,5647.2117174871164,"YES",1,null,6.8320000000000007,5.3630000000000004,5.5847964346769574,15.4,15.58,17.390432125820322,null,-52377.364739656507,null,-5398.9130495684358,null,476.02442196798893,null,476.02442196798893,null,5647.2117174871164,null,476.02442196798893,6.0764517464213783E-2,null,"CinNgsld123"]
[10058,"CasNgsld124",0.91491227895021443,6103.9175288030956,0,3087.173828125,0,0,47719.476120065381,16265.5703125,35987.34424403352,0,0,null,67072.220306097355,35987.34424403352,39074.518090826685,null,25371.353566470625,6796.6399638573685,0,0,73758.91506220914,0,null,32167.994470660316,73758.9140625,null,-34904.225790030061,-6906.5236014982038,37771.56981846648,null,0.50274237910513286,0.89386964074164965,0,0,0.47960235020747188,0.82324737598186126,0,0,2.0495792510370858,"PASS",1,null,"CasNgsld124",null,37771.56981846648,0,0.47960235020747188,"FAIL",0,1,null,null,6.4037341744771163,null,1807.6008681531798,"YES",1,null,6.8320000000000007,5.3630000000000004,5.5847964346769574,15.4,15.58,17.390432125820322,null,-35064.265563515924,null,-4603.4793400530052,null,0,null,0,null,1807.6008681531798,null,0,0,null,"CasNgsld124"]
[10079,"CrtEgsld124",0.93286713361740115,7299.0901418893945,0,3691.655517578125,0,0,57063.149375872177,16265.5703125,30949.617915004117,0,0,null,77020.375122915968,30949.617915004117,34641.273322809117,null,29297.266068663583,6930.0218033887768,0,0,85016.352719807677,0,null,36227.288836179461,85016.3515625,null,-40793.086369770841,1586.0154035972228,54066.733647495887,null,0.49403956580908459,1.170524590502837,0,1,0.47035980724981818,1.0457839809695182,0,1,2.7469273383593138,"PASS",1,null,"CrtEgsld124",null,54066.733647495887,0,0.47035980724981818,"FAIL",0,1,null,null,4.919570358667805,null,1124.1684747288998,"YES",1,null,6.8320000000000007,5.3630000000000004,5.5847964346769574,15.4,15.58,17.390432125820322,null,-40973.321637612527,null,-5379.2610973250621,null,0,null,0,null,1124.1684747288998,null,0,0,null,"CrtEgsld124"]
[10127,"CloEgsld201",0.85799857247620825,5534.7066781764825,0,2302.740234375,0,0,43269.474385018184,16265.5703125,195531.6731401101,0,0,null,61837.784907095134,195531.6731401101,197834.41332294821,null,23364.396812260602,6373.8431768732389,0,0,68397.467188658309,0,null,29738.240486283034,68397.46875,null,-32099.54444561015,-168096.17288820207,-127134.2043901101,null,0.49950815754611705,0.15208912197551652,0,0,0.48090727245544285,0.15031884483106014,0,0,0.34980250335703483,"FAIL",0,null,"CloEgsld201",null,-127134.2043901101,127134.2043901101,0.15736851050242084,"FAIL",0,1,null,null,53.514585927460878,null,25492.276412249459,"YES",1,null,6.8320000000000007,5.3630000000000004,5.5847964346769574,15.4,15.58,17.390432125820322,null,-32247.495890815535,null,-5550.702748591023,null,21883.37910445642,null,21883.37910445642,null,25492.276412249459,null,21883.37910445642,0.81003004889086938,null,"CloEgsld201"]
[10135,"CrtEgsld201",0.89587013274431238,3273.9680644342134,0,1362.1495361328125,0,0,25595.372173919324,16265.5703125,146217.54300536236,0,0,null,43223.091997602234,146217.54300536236,147579.6924898065,null,16906.182333554876,6655.1809246922667,0,0,47103.368139141581,0,null,23561.363729115601,47103.3671875,null,-19661.728293436539,-124018.32881237956,-99114.175817862357,null,0.56284838156139128,0.16113910304354873,0,0,0.54511055610788306,0.15965180116153732,0,0,0.32214579878265731,"FAIL",0,null,"CrtEgsld201",null,-99114.175817862357,99114.175817862357,0.16553193753537621,"FAIL",0,1,null,null,52.628418695447593,null,19063.918542354251,"YES",1,null,6.8320000000000007,5.3630000000000004,5.5847964346769574,15.4,15.58,17.390432125820322,null,-19778.949008506763,null,-3404.5144775730887,null,17060.342607663766,null,17060.342607663766,null,19063.918542354251,null,17060.342607663766,0.84448536468778279,null,"CrtEgsld201"]
[10165,"CscEgsld202",0.89862364381551751,3282.3786176575527,0,1365.648681640625,0,0,25661.124568476385,16265.5703125,179595.39558292751,0,0,null,43292.343553193146,179595.39558292751,180961.04422840549,null,16951.8597697283,6675.6360260370138,0,0,47182.587891619987,0,null,23627.4952637276,47182.58984375,null,-19664.84829888941,-157333.54900084052,-132412.80573917751,null,0.56354299643228556,0.1315595825106646,0,0,0.54576614060066664,0.13056674910199897,0,0,0.2627160328392919,"FAIL",0,null,"CscEgsld202",null,-132412.80573917751,132412.80573917751,0.13447241220656864,"FAIL",0,1,null,null,64.566496842656818,null,23674.117765750965,"YES",1,null,6.8320000000000007,5.3630000000000004,5.5847964346769574,15.4,15.58,17.390432125820322,null,-19782.398026569645,null,-3405.108150771975,null,22791.9751429268,null,22791.9751429268,null,23674.117765750965,null,22791.9751429268,0.91852420760781883,null,"CscEgsld202"]
[10208,"ChoNgsld204",0.85303695518523448,5257.8553726642058,0,1833.2877197265625,0,0,41105.094017842333,16265.5703125,24053.387561688916,0,0,null,59203.952064002464,24053.387561688916,25886.675268610277,null,22595.412955766802,6336.9846417534673,0,0,65789.779999289822,0,null,28932.398125169046,65789.78125,null,-30271.55392489985,3045.7228437535668,41736.393688311087,null,0.50430648595204097,1.2028408909542199,0,1,0.48869031750956188,1.1176560068314429,0,1,2.735156579557501,"PASS",1,null,"ChoNgsld204",null,41736.393688311087,0,0.48869031750956188,"FAIL",0,1,null,null,6.7821227047288399,null,1847.2424851744231,"YES",1,null,6.8320000000000007,5.3630000000000004,5.5847964346769574,15.4,15.58,17.390432125820322,null,-30415.496204129544,null,-5235.3639783889603,null,0,null,0,null,1847.2424851744231,null,0,0,null,"ChoNgsld204"]
[10229,"CdaEgsld205",0.85303694261237972,5257.8548630109281,0,1833.2874755859375,0,0,41105.090033452412,16265.5703125,29428.955919176427,0,0,null,59203.947858733831,29428.955919176427,31262.243405219044,null,22595.411114008286,6336.9845483530735,0,0,65789.775198820047,0,null,28932.396472237146,65789.7734375,null,-30271.551349301204,-2329.8469225252193,36360.817518323573,null,0.50430649216465517,0.98312684118651605,0,0,0.48869032449406291,0.92547409688085414,0,0,2.2355456176625763,"PASS",1,null,"CdaEgsld205",null,36360.817518323573,0,0.48869032449406291,"FAIL",0,1,null,null,8.2978251638823313,null,2589.9548154559029,"YES",1,null,6.8320000000000007,5.3630000000000004,5.5847964346769574,15.4,15.58,17.390432125820322,null,-30415.493620307359,null,-5235.3635336403531,null,0,null,0,null,2589.9548154559029,null,0,0,null,"CdaEgsld205"]
[10250,"CscNgsld205",0.89862269610166534,3282.3755597378836,0,1144.4853515625,0,0,25661.100662136905,16265.5703125,33440.522061330281,0,0,null,43071.156412839962,33440.522061330281,34585.007472794561,null,16951.843427714517,6675.628985722884,0,0,47182.559088801332,0,null,23627.473055425664,47182.55859375,null,-19443.683270773738,-10957.534357467117,13742.036532419719,null,0.56354278806726288,0.70655215884765854,0,0,0.54856834760792117,0.68317096981791281,0,0,1.4109396530118961,"PASS",1,null,"CscNgsld205",null,13742.036532419719,0,0.54856834760792117,"FAIL",0,1,null,null,12.022235741746721,null,3480.717631023339,"YES",1,null,6.8320000000000007,5.3630000000000004,5.5847964346769574,15.4,15.58,17.390432125820322,null,-19561.232887964907,null,-3367.0393981810034,null,0,null,0,null,3480.717631023339,null,0,0,null,"CscNgsld205"]
[10266,"CinNgsld206",0.85557173937559128,5349.5348622647907,0,1865.2540283203125,0,0,41821.829981926159,16265.5703125,111749.67327240048,0,0,null,59952.654372732177,111749.67327240048,113614.92732396768,null,22849.147553285718,6355.8148792792999,0,0,66653.317305414908,0,null,29204.963384429931,66653.3203125,null,-30747.69093831654,-84409.963916290872,-45096.352959900483,null,0.50277621715551846,0.26134271832043793,0,0,0.4871337843894154,0.25705216804063957,0,0,0.59645203749299724,"FAIL",0,null,"CinNgsld206",null,-45096.352959900483,45096.352959900483,0.27801274985731633,"FAIL",0,1,null,null,31.196771055250778,null,13948.129983632372,"YES",1,null,6.8320000000000007,5.3630000000000004,5.5847964346769574,15.4,15.58,17.390432125820322,null,-30892.989263612206,null,-5317.553989256081,null,7762.3531195562873,null,7762.3531195562873,null,13948.129983632372,null,7762.3531195562873,0.5027487382637752,null,"CinNgsld206"]
[10314,"CdaNgsld208",0.87402132079005235,6016.828995932452,0,2503.329345703125,0,0,47038.631540327566,4940.052734375,249290.03906643021,0,0,null,54482.013544300899,249290.03906643021,251793.36851196183,null,24705.401212188161,6326.014534821963,0,0,61613.102607029272,0,null,31031.414345387151,61613.1015625,null,-23450.59927501854,-220761.95406674617,-187676.93750393021,null,0.59700269020641195,0.12447915874054628,0,0,0.56957172254302746,0.12324158710405425,0,0,0.24715428579992918,"FAIL",0,null,"CdaNgsld208",null,-187676.93750393021,187676.93750393021,0.12814481645757603,"FAIL",0,1,null,null,89.375652730732114,null,33241.640767498233,"YES",1,null,6.8320000000000007,5.3630000000000004,5.5847964346769574,15.4,15.58,17.390432125820322,null,-23604.984421015484,null,-4063.0829863442564,null,32304.489513770601,null,32304.489513770601,null,33241.640767498233,null,32304.489513770601,0.9379114406638378,null,"CdaNgsld208"]
[10330,"CreNgsld208",0.91860654801130293,4301.8762940179622,0,1789.8154296875,0,0,33631.398542850082,4940.052734375,178235.43279803114,0,0,null,40361.266558568444,178235.43279803114,180025.24825530761,null,19973.444242314898,6648.7146666505805,0,0,45459.809838984125,0,null,26622.158874934656,45459.80859375,null,-13739.107831977926,-153403.08935278398,-132775.62420428114,null,0.6902037126783972,0.14936513159592549,0,0,0.65959671355842608,0.14788013979716663,0,0,0.25505483326238021,"FAIL",0,null,"CreNgsld208",null,-132775.62420428114,132775.62420428114,0.15376364179133745,"FAIL",0,1,null,null,83.871541097065332,null,23716.554290092317,"YES",1,null,6.8320000000000007,5.3630000000000004,5.5847964346769574,15.4,15.58,17.390432125820322,null,-13871.556383594512,null,-2387.6857417503547,null,22854.426424673107,null,22854.426424673107,null,23716.554290092317,null,22854.426424673107,0.92806872407692798,null,"CreNgsld208"]
[10351,"CloEgsld209",0.92798103392124187,6273.9913760016707,0,2427.4580078125,0,0,49049.086956342762,16265.5703125,285785.47645935573,0,0,null,67742.115357616407,285785.47645935573,288212.93452139047,null,25949.308662396805,6893.7242683940412,0,0,75360.855828808417,0,null,32843.031263091187,75360.859375,null,-34899.084013564083,-255369.90320407704,-210424.61708435573,null,0.50284319992533122,0.11492197458733389,0,0,0.48482441283331584,0.11395405041001898,0,0,0.26369730298634608,"FAIL",0,null,"CloEgsld209",null,-210424.61708435573,210424.61708435573,0.11806958720163117,"FAIL",0,1,null,null,65.365284705438285,null,33934.478151890056,"YES",1,null,6.8320000000000007,5.3630000000000004,5.5847964346769574,15.4,15.58,17.390432125820322,null,-35062.482179052095,null,-5690.4867316903246,null,34150.990378397546,null,34150.990378397546,null,33934.478151890056,null,33934.478151890056,0.95365370898700208,null,"CloEgsld209"]
[10399,"CgrEgsld211",0.85000000000000009,3680.702469280237,0,2221.32177734375,0,0,28775.158373138293,16265.5703125,13871.638204852759,0,0,null,47262.050475134463,13871.638204852759,16092.959967610142,null,17999.467249189176,6314.4239094785717,0,0,50934.435849043963,0,null,24313.890346572505,50934.4375,null,-22948.160116409537,8220.9303643759959,37062.799295147241,null,0.53982009297121436,1.7527771404870334,0,1,0.51444848685979749,1.5108401669718146,0,1,3.6718401062522985,"PASS",1,null,"CgrEgsld211",null,37062.799295147241,0,0.51444848685979749,"FAIL",0,1,null,null,3.2573832560033367,null,113.85193831945281,"YES",1,null,6.8320000000000007,5.3630000000000004,5.5847964346769574,15.4,15.58,17.390432125820322,null,-23069.124744999448,null,-3028.6742770739479,null,0,null,0,null,113.85193831945281,null,0,0,null,"CgrEgsld211"]
[10415,"CrtEgsld211",0.85000000000000009,3133.8608106866855,0,1891.300048828125,0,0,24500.035495809898,16265.5703125,29012.185245985936,0,0,null,42656.905935607836,29012.185245985936,30903.485346545091,null,16176.745637184509,6314.4239094785717,0,0,45783.685394431428,0,null,22491.169580990521,45783.68359375,null,-20165.736276147501,-8412.3157138235401,16771.498347764064,null,0.55171925291015278,0.77523183415156049,0,0,0.52725740719018765,0.72778747660429044,0,0,1.5780846291157793,"PASS",1,null,"CrtEgsld211",null,16771.498347764064,0,0.52725740719018765,"FAIL",0,1,null,null,7.3423701858346622,null,1649.1417280834937,"YES",1,null,6.8320000000000007,5.3630000000000004,5.5847964346769574,15.4,15.58,17.390432125820322,null,-20277.632642222081,null,-2662.1878836892352,null,0,null,0,null,1649.1417280834937,null,0,0,null,"CrtEgsld211"]
[10436,"CloNgsld212",0.90918686240911495,6075.4523739095976,0,2579.19970703125,0,0,47496.939974584311,16417.546875,31593.116109994535,0,0,null,66493.68573998069,31593.116109994535,34172.315899522953,null,25634.851883744021,7064.2150771871738,0,0,73642.77486090934,0,null,32699.068657602053,73642.7734375,null,-33794.617899013509,-1473.2471594237286,42049.657327505469,null,0.51160652724249667,1.0350061242378572,0,1,0.49176200555161986,0.95688769917402827,0,0,2.3309753042753192,"PASS",1,null,"CloNgsld212",null,42049.657327505469,0,0.49176200555161986,"FAIL",0,1,null,null,6.6965457366450973,null,1965.2937854774336,"YES",1,null,6.8320000000000007,5.3630000000000004,5.5847964346769574,15.4,15.58,17.390432125820322,null,-33957.29983263342,null,-5107.218180478254,null,0,null,0,null,1965.2937854774336,null,0,0,null,"CloNgsld212"]
[10457,"CheEgsld213",0.87402112409472454,6016.8218607865574,0,4839.16943359375,0,0,47038.575758868748,16265.5703125,303986.784278134,0,0,null,68143.315420536979,303986.784278134,308825.95360056328,null,24912.819443415359,6492.87045102714,0,0,72938.553181249372,0,null,31405.688065783532,72938.5546875,null,-36737.627439178963,-277420.26564594422,-231048.229590634,null,0.49610791732941045,0.10331267571503623,0,0,0.46087701828210037,0.10169381066689438,0,0,0.23993988706023667,"FAIL",0,null,"CheEgsld213",null,-231048.229590634,231048.229590634,0.10496850121800372,"FAIL",0,1,null,null,40.946128346257204,null,20121.525752878959,"YES",1,null,6.8320000000000007,5.3630000000000004,5.5847964346769574,15.4,15.58,17.390432125820322,null,-36893.874643486335,null,-3802.9179637411189,null,23815.80875664228,null,23815.80875664228,null,20121.525752878959,null,20121.525752878959,0.92611168084526097,null,"CheEgsld213"]
[10500,"CrtNgsld214",2.0245416879653928,6721.4231240710442,0,3404.833740234375,0,0,52547.038643370615,16265.5703125,327001.91669232253,0,0,null,72217.442685962145,327001.91669232253,330406.75039567531,null,32812.364782754579,15039.781694382098,0,0,79575.255451733479,0,null,47852.146735309485,79575.2578125,null,-24365.295960795505,-282554.6036972474,-247426.65887982253,null,0.69539794321701953,0.14633598242891577,0,0,0.66261203594087337,0.14482799359475293,0,0,0.24334798589995021,"FAIL",0,null,"CrtNgsld214",null,-247426.65887982253,247426.65887982253,0.14970445723661444,"FAIL",0,1,null,null,65.293186731755313,null,35382.149413800566,"YES",1,null,6.8320000000000007,5.3630000000000004,5.5847964346769574,15.4,15.58,17.390432125820322,null,-24603.366342563204,null,-3700.3754864204384,null,37213.263033111507,null,37213.263033111507,null,35382.149413800566,null,35382.149413800566,0.95350306937676743,null,"CrtNgsld214"]
[10521,"CmiEgsld215",0.85000000000000009,3133.8608106866855,0,2520.48046875,0,0,24500.035495809898,16265.5703125,968736.02818911907,0,0,null,43286.086226691594,968736.02818911907,971256.50858076196,null,16176.745637184509,6314.4239094785717,0,0,45783.685394431428,0,null,22491.169580990521,45783.68359375,null,-20794.916696069376,-948765.3390768785,-922952.34459536907,null,0.55171925291015278,2.321702602827087E-2,0,0,0.51959351180497115,2.3156776176532341E-2,0,0,4.7261258239083469E-2,"FAIL",0,null,"CmiEgsld215",null,-922952.34459536907,922952.34459536907,2.3277038940257178E-2,"FAIL",0,1,null,null,183.96635027448548,null,68124.326728990054,"YES",1,null,6.8320000000000007,5.3630000000000004,5.5847964346769574,15.4,15.58,17.390432125820322,null,-20906.813062143952,null,-2155.0161301001158,null,95135.360133782873,null,95135.360133782873,null,68124.326728990054,null,68124.326728990054,0.98390675708044895,null,"CmiEgsld215"]
[10537,"CdaEgsld301",0.85000000000000009,5148.0128595354672,0,3469.8837890625,0,0,40246.362366000612,17072.314453125,2450.2121286883107,0,0,null,60788.561316616273,2450.2121286883107,5920.0959767966506,null,22303.432938305603,6347.4524680131663,0,0,65561.908314556276,0,null,28650.886299016631,65561.90625,null,-32137.674309171482,22730.790381265819,63111.694121311688,null,0.49985254177145705,11.693226869444366,0,1,0.47132036048172865,4.839598326964575,0,1,26.757644973824252,"PASS",1,null,"CdaEgsld301",null,63111.694121311688,0,0.47132036048172865,"FAIL",0,1,null,null,0.35418347730235766,null,-1310.9220280881875,"NO",0,null,6.8320000000000007,5.3630000000000004,5.5847964346769574,15.4,15.58,17.390432125820322,null,-32280.216032052158,null,-3327.3548687412936,null,0,null,0,null,-1310.9220280881875,null,-1310.9220280881875,-7.4856644992076147,null,"CdaEgsld301"]
[10585,"ChoTgsld303",0.85000000000000009,5148.0128595354672,0,2459.158203125,0,0,40246.362366000612,16265.5703125,40254.427286017788,0,0,null,58971.091002300745,40254.427286017788,42713.585583079192,null,22262.208505440842,6314.4239094785717,0,0,64755.163551287696,0,null,28576.632392766631,64755.1640625,null,-30394.458488858982,-14136.953096376157,24500.736776482212,null,0.50567430697054039,0.70990035927532891,0,0,0.48458714203081876,0.66902911721214375,0,0,1.6086470092444327,"PASS",1,null,"ChoTgsld303",null,24500.736776482212,0,0.48458714203081876,"FAIL",0,1,null,null,10.005688436223158,null,3386.7336309722077,"YES",1,null,6.8320000000000007,5.3630000000000004,5.5847964346769574,15.4,15.58,17.390432125820322,null,-30536.630789320501,null,-4825.2413727844414,null,0,null,0,null,3386.7336309722077,null,0,0,null,"ChoTgsld303"]
[10606,"CcoNgsld304",0.85000000000000009,5148.0128595354672,0,2459.158203125,0,0,40246.362366000612,17072.314453125,27493.005150337493,0,0,null,59777.835765569289,27493.005150337493,29952.16344739886,null,22303.432938305603,6347.4524680131663,0,0,65561.908314556276,0,null,28650.886299016631,65561.90625,null,-31126.948723233982,-1301.2770544458617,38068.901099662507,null,0.49985254177145705,1.0421154814596514,0,1,0.47928946052248539,0.95655482246508805,0,0,2.3846758799736083,"PASS",1,null,"CcoNgsld304",null,38068.901099662507,0,0.47928946052248539,"FAIL",0,1,null,null,6.6911941199727751,null,1822.3827555066487,"YES",1,null,6.8320000000000007,5.3630000000000004,5.5847964346769574,15.4,15.58,17.390432125820322,null,-31269.490446114658,null,-4941.0440872621793,null,0,null,0,null,1822.3827555066487,null,0,0,null,"CcoNgsld304"]
[10622,"CofNgsld304",0.85000000000000009,3133.8608106866855,0,1497.0162353515625,0,0,24500.035495809898,17072.314453125,16495.017739581184,0,0,null,43069.366892033373,16495.017739581184,17992.034033297328,null,16217.970070049279,6347.4524680131663,0,0,46590.430157700001,0,null,22565.423487240521,46590.4296875,null,-20503.942697045939,4573.3895123077746,30095.411947918816,null,0.54279884382188159,1.368014502530233,0,1,0.52393210038631466,1.2541896885410295,0,1,2.8245152823147524,"PASS",1,null,"CofNgsld304",null,30095.411947918816,0,0.52393210038631466,"FAIL",0,1,null,null,5.1334012209270812,null,842.01159094685227,"YES",1,null,6.8320000000000007,5.3630000000000004,5.5847964346769574,15.4,15.58,17.390432125820322,null,-20616.208485539672,null,-3257.6672528380554,null,0,null,0,null,842.01159094685227,null,0,0,null,"CofNgsld304"]
[10643,"CinTgsld305",0.85000000000000009,5148.0128595354672,0,2459.158203125,0,0,40246.362366000612,17072.314453125,45148.393141746616,0,0,null,59777.835765569289,45148.393141746616,47607.55143880799,null,22303.432938305603,6347.4524680131663,0,0,65561.908314556276,0,null,28650.886299016631,65561.90625,null,-31126.948723233982,-18956.665045854985,20413.513108253384,null,0.49985254177145705,0.63459370988165886,0,0,0.47928946052248539,0.60181390324967776,0,0,1.4521426276271605,"PASS",1,null,"CinTgsld305",null,20413.513108253384,0,0.47928946052248539,"FAIL",0,1,null,null,10.988128640815793,null,3946.9816000236187,"YES",1,null,6.8320000000000007,5.3630000000000004,5.5847964346769574,15.4,15.58,17.390432125820322,null,-31269.490446114658,null,-4941.0440872621793,null,0,null,0,null,3946.9816000236187,null,0,0,null,"CinTgsld305"]
[10686,"CwaNgsld306",0.85000000000000009,3133.8608106866855,0,1497.0162353515625,0,0,24500.035495809898,17072.314453125,145712.77351332945,0,0,null,43069.366892033373,145712.77351332945,147209.78980704557,null,16217.970070049279,6347.4524680131663,0,0,46590.430157700001,0,null,22565.423487240521,46590.4296875,null,-20503.942697045939,-124644.36626144049,-99122.343825829448,null,0.54279884382188159,0.15486235656049943,0,0,0.52393210038631466,0.15328751929993642,0,0,0.31974156118329611,"FAIL",0,null,"CwaNgsld306",null,-99122.343825829448,99122.343825829448,0.15869718062772545,"FAIL",0,1,null,null,45.347154328204965,null,16391.70461540945,"YES",1,null,6.8320000000000007,5.3630000000000004,5.5847964346769574,15.4,15.58,17.390432125820322,null,-20616.208485539672,null,-3257.6672528380554,null,15662.803067423783,null,15662.803067423783,null,16391.70461540945,null,15662.803067423783,0.89324837738989549,null,"CwaNgsld306"]
[10707,"CreTgsld307",0.85000000000000009,3680.702469280237,0,1758.237548828125,0,0,28775.158373138293,17072.314453125,51818.152191295645,0,0,null,47605.711034799213,51818.152191295645,53576.389750449227,null,18040.691682053941,6347.4524680131663,0,0,51741.180612312528,0,null,24388.144252822505,51741.1796875,null,-23217.566122268912,-29188.245487301265,-76.972503795645025,null,0.53194086280917074,0.47064866695341556,0,0,0.51229451384435254,0.45520320370818185,0,0,0.99851456486693146,"FAIL",0,null,"CreTgsld307",null,-76.972503795645025,76.972503795645025,0.51146753455060068,"FAIL",0,1,null,null,14.991868658308755,null,4999.5460039547334,"YES",1,null,6.8320000000000007,5.3630000000000004,5.5847964346769574,15.4,15.58,17.390432125820322,null,-23338.90017327798,null,-3687.8929927911931,null,12.162799244094945,null,12.162799244094945,null,4999.5460039547334,null,12.162799244094945,1.950527034404393E-3,null,"CreTgsld307"]
[10728,"CinNgsld308",0.85000000000000009,5148.0128595354672,0,2603.706787109375,0,0,40246.362366000612,17072.314453125,7570.5112529021198,0,0,null,59922.384163713854,7570.5112529021198,10174.217948108033,null,22303.432938305603,6347.4524680131663,0,0,65561.908314556276,0,null,28650.886299016631,65561.90625,null,-31271.497307218357,18476.668259005135,57991.394997097879,null,0.49985254177145705,3.7845378392421578,0,1,0.4781332880095156,2.8160283361672733,0,1,8.6601689185611015,"PASS",1,null,"CinNgsld308",null,57991.394997097879,0,0.4781332880095156,"FAIL",0,1,null,null,1.4583867838378097,null,-764.95395308208742,"NO",0,null,6.8320000000000007,5.3630000000000004,5.5847964346769574,15.4,15.58,17.390432125820322,null,-31414.039030099029,null,-4124.2523503229786,null,0,null,0,null,-764.95395308208742,null,-764.95395308208742,-1.0608265193257929,null,"CinNgsld308"]
[10760,"CmiNgsld309",2.5804927349090576,8419.5399395937875,0,4258.3447265625,0,0,65822.651304426428,17072.314453125,41748.402282142823,0,0,null,87153.310983068295,41748.402282142823,46006.746858277322,null,41524.106886441587,19270.064681045351,0,0,96376.714264466878,0,null,60794.173433202319,96376.7109375,null,-26359.13705091161,14787.426424496996,54628.308655357177,null,0.73338800345260036,1.4562035936691644,0,1,0.69755437969603828,1.3214186480452301,0,1,2.3085125578260395,"PASS",1,null,"CmiNgsld309",null,54628.308655357177,0,0.69755437969603828,"FAIL",0,1,null,null,5.939644114675942,null,1933.2167149147185,"YES",1,null,6.8320000000000007,5.3630000000000004,5.5847964346769574,15.4,15.58,17.390432125820322,null,-26661.595625206148,null,-3500.3187051261098,null,0,null,0,null,1933.2167149147185,null,0,0,null,"CmiNgsld309"]
[10793,"CrtEgsld310",0.95681454837322222,3700.7499358045011,0,1871.7255859375,0,0,28931.886342603499,16265.5703125,41454.734283445396,0,0,null,47069.182311997829,41454.734283445396,43326.459913600942,null,18605.349461382841,7107.9207778644904,0,0,51123.264727917696,0,null,25713.269834051185,51123.265625,null,-21355.91240698981,-17613.190035331711,9668.5313415546043,null,0.56890966299865364,0.62027342059986534,0,0,0.54628673390529048,0.5934772864334974,0,0,1.233231053308564,"PASS",1,null,"CrtEgsld310",null,9668.5313415546043,0,0.54628673390529048,"FAIL",0,1,null,null,9.7088609083707382,null,2737.7312735924243,"YES",1,null,6.8320000000000007,5.3630000000000004,5.5847964346769574,15.4,15.58,17.390432125820322,null,-21483.839122582103,null,-2820.5470143579523,null,0,null,0,null,2737.7312735924243,null,0,0,null,"CrtEgsld310"]
[10814,"CloNgsld311",0.85000000000000009,5450.2112611852726,0,3673.572265625,0,0,42608.902381163221,16265.5703125,98742.000408298598,0,0,null,62548.045100180214,98742.000408298598,102415.57278807685,null,23096.042525612062,6314.4239094785717,0,0,67601.597304495663,0,null,29410.465538234515,67601.59375,null,-33137.579421053706,-73005.10713568909,-31140.406658298598,null,0.4995452900489421,0.29785162764195694,0,0,0.47020599216773984,0.28716790591869457,0,0,0.68462856201481759,"FAIL",0,null,"CloNgsld311",null,-31140.406658298598,31140.406658298598,0.31391772444143695,"FAIL",0,1,null,null,14.106217485594838,null,5548.5547561543553,"YES",1,null,6.8320000000000007,5.3630000000000004,5.5847964346769574,15.4,15.58,17.390432125820322,null,-33283.90014512452,null,-3430.8118349832048,null,3209.8664893131599,null,3209.8664893131599,null,5548.5547561543553,null,3209.8664893131599,0.45482278530437281,null,"CloNgsld311"]
[10857,"CcoEgsld313",0.96843927800655372,7151.6403133629756,0,4820.37646484375,0,0,55910.409592270633,16265.5703125,278638.53653100861,0,0,null,76996.356596339683,278638.53653100861,283458.9131958388,null,28986.713915683387,7194.277802262055,0,0,83627.509607034764,0,null,36180.993591168801,83627.5078125,null,-40815.362778445582,-247277.91940468355,-195011.02871850861,null,0.50128856773273034,0.12984920909223321,0,0,0.46990526951022271,0.12764105107429877,0,0,0.30012900890754363,"FAIL",0,null,"CcoEgsld313",null,-195011.02871850861,195011.02871850861,0.13301474729977331,"FAIL",0,1,null,null,33.677982191374035,null,18116.498998593579,"YES",1,null,6.8320000000000007,5.3630000000000004,5.5847964346769574,15.4,15.58,17.390432125820322,null,-40995.367721685223,null,-4225.6884603605677,null,20101.194342085295,null,20101.194342085295,null,18116.498998593579,null,18116.498998593579,0.90968338628834877,null,"CcoEgsld313"]
[10878,"CrtNgsld313",0.95681454837322222,3700.7499358045011,0,2494.39404296875,0,0,28931.886342603499,16265.5703125,84203.252762742355,0,0,null,47691.850748626173,84203.252762742355,86697.646829526246,null,18605.349461382841,7107.9207778644904,0,0,51123.264727917696,0,null,25713.269834051185,51123.265625,null,-21978.58086402106,-60984.37697165992,-33079.987137742355,null,0.56890966299865364,0.30537145526317017,0,0,0.53915437244901343,0.29658555660310443,0,0,0.60714122017410532,"FAIL",0,null,"CrtNgsld313",null,-33079.987137742355,33079.987137742355,0.31834449386082686,"FAIL",0,1,null,null,14.797902194990915,null,4807.4319303972379,"YES",1,null,6.8320000000000007,5.3630000000000004,5.5847964346769574,15.4,15.58,17.390432125820322,null,-22106.507579613353,null,-2278.6773035489068,null,3409.7930494447487,null,3409.7930494447487,null,4807.4319303972379,null,3409.7930494447487,0.566573562206523,null,"CrtNgsld313"]
[10894,"ChoNgsld314",0.85000000000000009,5148.0128595354672,0,2603.706787109375,0,0,40246.362366000612,16265.5703125,21540.233590195814,0,0,null,59115.639400445289,21540.233590195814,24143.940285401724,null,22262.208505440842,6314.4239094785717,0,0,64755.163551287696,0,null,28576.632392766631,64755.1640625,null,-30539.007072843357,4432.6920154614418,43214.930472304186,null,0.50567430697054039,1.326663068583132,0,1,0.4834022375650836,1.1835943904014972,0,1,3.0062424249648694,"PASS",1,null,"ChoNgsld314",null,43214.930472304186,0,0.4834022375650836,"FAIL",0,1,null,null,4.2378910038704758,null,594.34205762395209,"YES",1,null,6.8320000000000007,5.3630000000000004,5.5847964346769574,15.4,15.58,17.390432125820322,null,-30681.179373304883,null,-4028.0374650261797,null,0,null,0,null,594.34205762395209,null,0,0,null,"ChoNgsld314"]
[10915,"CdaEgsld315",0.25781144499778746,9324.6642851823435,0,4716.12841796875,0,0,72898.772400622242,16265.5703125,146151.81135338487,0,0,null,93880.471365495527,146151.81135338487,150867.93997901934,null,33028.098760512992,1915.2126499191161,0,0,104095.41660504877,0,null,34943.309687592715,104095.4140625,null,-58937.161443498277,-115924.6300837609,-42056.397290884866,null,0.39189779932567304,0.23908913180078373,0,0,0.37221063408170646,0.23161521089603726,0,0,0.7122416964836964,"FAIL",0,null,"CdaEgsld315",null,-42056.397290884866,42056.397290884866,0.25705542648754809,"FAIL",0,1,null,null,19.673220280593032,null,11752.154825997557,"YES",1,null,6.8320000000000007,5.3630000000000004,5.5847964346769574,15.4,15.58,17.390432125820322,null,-59111.008755376846,null,-7760.5021295014485,null,5521.4547612568522,null,5521.4547612568522,null,11752.154825997557,null,5521.4547612568522,0.39662822332524011,null,"CdaEgsld315"]
[10963,"CscEgsld316",0.95655737817287445,5703.6608171228736,0,2884.736083984375,0,0,44590.331516654347,16265.5703125,57195.708620126992,0,0,null,63740.63796834118,57195.708620126992,60080.44473257503,null,24385.687605161889,7106.0103288505115,0,0,69988.861323159697,0,null,31491.697141043791,69988.859375,null,-32248.940772094931,-28588.747563067576,12793.150754873008,null,0.51747975454300155,0.55059545376385044,0,0,0.49405996193446433,0.52415885561660602,0,0,1.2236732626190618,"PASS",1,null,"CscEgsld316",null,12793.150754873008,0,0.49405996193446433,"FAIL",0,1,null,null,10.601805509824054,null,3895.8814043600205,"YES",1,null,6.8320000000000007,5.3630000000000004,5.5847964346769574,15.4,15.58,17.390432125820322,null,-32405.615882249371,null,-4254.4334187009927,null,0,null,0,null,3895.8814043600205,null,0,0,null,"CscEgsld316"]
[10979,"CinEgsld317",0.87711195647716511,6128.6127783978181,0,5838.83984375,0,0,47912.539733352045,16265.5703125,34876.103926345488,0,0,null,70016.949840409565,34876.103926345488,40714.943694164213,null,25267.742183041315,6515.831422669341,0,0,73991.521825205084,0,null,31783.571689153039,73991.5234375,null,-38233.378200449013,-8931.3720809424485,39115.419511154512,null,0.49524006965062184,0.91132804731504591,0,0,0.45394110625023237,0.78063651195553396,0,0,2.1215535884903312,"PASS",1,null,"CinEgsld317",null,39115.419511154512,0,0.45394110625023237,"FAIL",0,1,null,null,3.9215445207359689,null,479.90581587701473,"YES",1,null,6.8320000000000007,5.3630000000000004,5.5847964346769574,15.4,15.58,17.390432125820322,null,-38391.505422783099,null,-3396.8216339809078,null,0,null,0,null,479.90581587701473,null,0,0,null,"CinEgsld317"]
[11000,"CdaNgsld318",0.91187895983457579,7386.0848985568509,0,5518.265625,0,0,57743.260827865801,16265.5703125,14982.512642868096,0,0,null,79527.096889928609,14982.512642868096,20500.778365692127,null,29481.195531031484,6774.1062429763469,0,0,85835.764107751806,0,null,36255.300168743532,85835.765625,null,-43271.796596622269,15754.521900875436,70853.252982131904,null,0.4898780268530577,2.4198411196403433,0,1,0.45588612741277362,1.7684840885074247,0,1,5.7290634535762681,"PASS",1,null,"CdaNgsld318",null,70853.252982131904,0,0.45588612741277362,"FAIL",0,1,null,null,1.9089233009726589,null,-685.83603673038192,"NO",0,null,6.8320000000000007,5.3630000000000004,5.5847964346769574,15.4,15.58,17.390432125820322,null,-43452.171224327452,null,-4767.9093993786364,null,0,null,0,null,-685.83603673038192,null,-685.83603673038192,-0.59494593026478948,null,"CdaNgsld318"]
[11048,"CscNgsld319",1.1694359660148621,4109.5548070931745,0,3070.316162109375,0,0,32127.859125848416,16265.5703125,26241.395736198381,0,0,null,51463.745717064638,26241.395736198381,29311.711988175819,null,20889.985919323753,8687.4287345981393,0,0,54973.834346285061,0,null,29577.41391261743,54973.8359375,null,-21886.33168784036,265.70201430967427,28732.440201301619,null,0.6111865651162014,1.1271280769497034,0,1,0.574723304095346,1.0090647047579986,0,1,2.0949280476597134,"PASS",1,null,"CscNgsld319",null,28732.440201301619,0,0.574723304095346,"FAIL",0,1,null,null,4.7110990225607283,null,738.5653505440041,"YES",1,null,6.8320000000000007,5.3630000000000004,5.5847964346769574,15.4,15.58,17.390432125820322,null,-22033.483000838452,null,-2417.6847264638172,null,0,null,0,null,738.5653505440041,null,0,0,null,"CscNgsld319"]
[11064,"CinNgsld320",0.85000000000000009,5148.0128595354672,0,9596.6142578125,0,0,40246.362366000612,17072.314453125,134981.71709768422,0,0,null,66915.291685091099,134981.71709768422,144578.33131426733,null,22303.432938305603,6347.4524680131663,0,0,65561.908314556276,0,null,28650.886299016631,65561.90625,null,-38264.404777921482,-115927.44505648009,-69419.810847684217,null,0.49985254177145705,0.21225753320564458,0,0,0.42816650481388935,0.19816860542240139,0,0,0.48570952911018195,"FAIL",0,null,"CinNgsld320",null,-69419.810847684217,69419.810847684217,0.21015047404928253,"FAIL",0,1,null,null,7.0549914245565519,null,2002.2606002887128,"YES",1,null,6.8320000000000007,5.3630000000000004,5.5847964346769574,15.4,15.58,17.390432125820322,null,-38406.946500802158,null,-3398.1878369283963,null,6142.1586029897871,null,6142.1586029897871,null,2002.2606002887128,null,2002.2606002887128,0.57399208894426301,null,"CinNgsld320"]
[11085,"CgrTgsld321",0.87360798120498662,3894.4525831131859,0,2350.321044921875,0,0,30446.223456272342,16265.5703125,111264.83333155728,0,0,null,49062.114826542376,111264.83333155728,113615.15436258854,null,18771.452362861593,6489.8013223906773,0,0,52947.767274506659,0,null,25261.253015735179,52947.765625,null,-23800.861797959042,-88353.90136074397,-58317.067706557282,null,0.54078961601818787,0.22703717121886438,0,0,0.51488308467054211,0.22234052450457978,0,0,0.47587152238139191,"FAIL",0,null,"CgrTgsld321",null,-58317.067706557282,58317.067706557282,0.23525279689078427,"FAIL",0,1,null,null,25.411085761545177,null,9354.1589297373503,"YES",1,null,6.8320000000000007,5.3630000000000004,5.5847964346769574,15.4,15.58,17.390432125820322,null,-23926.539673659212,null,-3141.2416400717107,null,7656.2680565293404,null,7656.2680565293404,null,9354.1589297373503,null,7656.2680565293404,0.72242619820254128,null,"CgrTgsld321"]
[11128,"CreNgsld322",0.85000000000000009,3680.702469280237,0,2221.32177734375,0,0,28775.158373138293,16265.5703125,37927.265733513203,0,0,null,47262.050475134463,37927.265733513203,40148.587496270571,null,17999.467249189176,6314.4239094785717,0,0,50934.435849043963,0,null,24313.890346572505,50934.4375,null,-22948.160116409537,-15834.697164284447,13007.171766486797,null,0.53982009297121436,0.64106625870180567,0,0,0.51444848685979749,0.6055976524702783,0,0,1.3429504214165755,"PASS",1,null,"CreNgsld322",null,13007.171766486797,0,0.51444848685979749,"FAIL",0,1,null,null,8.9062041660992435,null,2405.1542961513182,"YES",1,null,6.8320000000000007,5.3630000000000004,5.5847964346769574,15.4,15.58,17.390432125820322,null,-23069.124744999448,null,-3028.6742770739479,null,0,null,0,null,2405.1542961513182,null,0,0,null,"CreNgsld322"]
[11149,"CloTgsld323",0.8537920051254333,5490.2689895444928,0,3313.404052734375,0,0,42922.0674596299,16265.5703125,36586.955175712763,0,0,null,62501.041837199446,36586.955175712763,39900.359214043492,null,23253.590364815645,6342.5937069243364,0,0,67978.904627949523,0,null,29596.184052382436,67978.90625,null,-32904.857772481839,-10304.175176064702,31391.951074287237,null,0.50003996047834498,0.80892722311117715,0,0,0.47353105145534435,0.74175232064782282,0,0,1.8580093895084748,"PASS",1,null,"CloTgsld323",null,31391.951074287237,0,0.47353105145534435,"FAIL",0,1,null,null,6.9358744291171499,null,1969.2441934020649,"YES",1,null,6.8320000000000007,5.3630000000000004,5.5847964346769574,15.4,15.58,17.390432125820322,null,-33052.102469259858,null,-4339.3086499113315,null,0,null,0,null,1969.2441934020649,null,0,0,null,"CloTgsld323"]
[11170,"CgrNgsld324",0.85000000000000009,3680.702469280237,0,2221.32177734375,0,0,28775.158373138293,16265.5703125,73883.134472637117,0,0,null,47262.050475134463,73883.134472637117,76104.456235394537,null,17999.467249189176,6314.4239094785717,0,0,50934.435849043963,0,null,24313.890346572505,50934.4375,null,-22948.160116409537,-51790.565903408366,-22948.696972637117,null,0.53982009297121436,0.32908579908148378,0,0,0.51444848685979749,0.3194805080363296,0,0,0.68939194125370729,"FAIL",0,null,"CgrNgsld324",null,-22948.696972637117,22948.696972637117,0.34629869691769782,"FAIL",0,1,null,null,17.349478215629347,null,5829.9564061743567,"YES",1,null,6.8320000000000007,5.3630000000000004,5.5847964346769574,15.4,15.58,17.390432125820322,null,-23069.124744999448,null,-3028.6742770739479,null,3012.8636860597321,null,3012.8636860597321,null,5829.9564061743567,null,3012.8636860597321,0.4281229098828751,null,"CgrNgsld324"]
[11186,"CrtNgsld324",0.85000000000000009,3133.8608106866855,0,1891.300048828125,0,0,24500.035495809898,16265.5703125,27359.659722588571,0,0,null,42656.905935607836,27359.659722588571,29250.959823147721,null,16176.745637184509,6314.4239094785717,0,0,45783.685394431428,0,null,22491.169580990521,45783.68359375,null,-20165.736276147501,-6759.7901904261744,18424.023871161429,null,0.55171925291015278,0.82205589576179761,0,0,0.52725740719018765,0.76890364476068673,0,0,1.6734010604653193,"PASS",1,null,"CrtNgsld324",null,18424.023871161429,0,0.52725740719018765,"FAIL",0,1,null,null,6.9241505965200085,null,1491.7382729898625,"YES",1,null,6.8320000000000007,5.3630000000000004,5.5847964346769574,15.4,15.58,17.390432125820322,null,-20277.632642222081,null,-2662.1878836892352,null,0,null,0,null,1491.7382729898625,null,0,0,null,"CrtNgsld324"]
[11234,"CloNgsld326",0.85000000000000009,5450.2112611852726,0,3289.228759765625,0,0,42608.902381163221,16265.5703125,27367.413256982014,0,0,null,62163.701430730369,27367.413256982014,30656.641967310396,null,23096.042525612062,6314.4239094785717,0,0,67601.597304495663,0,null,29410.465538234515,67601.59375,null,-32753.235915194331,-1246.1764785131236,40234.180493017986,null,0.4995452900489421,1.0746527361599028,0,1,0.47311316492741251,0.95935052254476072,0,0,2.4701491922242007,"PASS",1,null,"CloNgsld326",null,40234.180493017986,0,0.47311316492741251,"FAIL",0,1,null,null,5.2103305761570855,null,1097.9048539916696,"YES",1,null,6.8320000000000007,5.3630000000000004,5.5847964346769574,15.4,15.58,17.390432125820322,null,-32899.556639265153,null,-4319.2813781146415,null,0,null,0,null,1097.9048539916696,null,0,0,null,"CloNgsld326"]
[11250,"CcoNgsld327",0.85000000000000009,5148.0250912141437,0,3469.891845703125,0,0,40246.457991358533,16265.5703125,177038.16320943969,0,0,null,59981.920291319984,177038.16320943969,180508.05517016241,null,22262.251363301511,6314.4239094785717,0,0,64755.278762562339,0,null,28576.675771522685,64755.27734375,null,-31405.244378038973,-151931.37928362013,-112282.88586568969,null,0.50567421890910125,0.16141534262144319,0,0,0.47642149001346235,0.15831246845351521,0,0,0.36577016034188747,"FAIL",0,null,"CcoNgsld327",null,-112282.88586568969,112282.88586568969,0.16588806751968052,"FAIL",0,1,null,null,26.136221993548805,null,11196.101562304475,"YES",1,null,6.8320000000000007,5.3630000000000004,5.5847964346769574,15.4,15.58,17.390432125820322,null,-31547.4168943152,null,-3251.8199721861579,null,11573.807516980682,null,11573.807516980682,null,11196.101562304475,null,11196.101562304475,0.88482444999583765,null,"CcoNgsld327"]
[11271,"CscEgsld327",0.85000000000000009,3133.8585172469334,0,2112.29541015625,0,0,24500.017566055285,16265.5703125,33712.862078291793,0,0,null,42877.883388002083,33712.862078291793,35825.157560999804,null,16176.7368901429,6314.4239094785717,0,0,45783.66379231742,0,null,22491.161203333137,45783.6640625,null,-20386.722085378398,-13333.996285114907,12070.801984208207,null,0.55171929006240583,0.66713888459252246,0,0,0.52453991378008125,0.62780355426449963,0,0,1.3580473813281126,"PASS",1,null,"CscEgsld327",null,12070.801984208207,0,0.52453991378008125,"FAIL",0,1,null,null,6.402192057821817,null,1295.2906588357159,"YES",1,null,6.8320000000000007,5.3630000000000004,5.5847964346769574,15.4,15.58,17.390432125820322,null,-20498.618409773091,null,-2112.9405608842303,null,0,null,0,null,1295.2906588357159,null,0,0,null,"CscEgsld327"]
[11292,"CmiNgsld328",0.95681454837322222,3700.7499358045011,0,2494.39404296875,0,0,28931.886342603499,16265.5703125,768071.80057614949,0,0,null,47691.850748626173,768071.80057614949,770566.1946429332,null,18605.349461382841,7107.9207778644904,0,0,51123.264727917696,0,null,25713.269834051185,51123.265625,null,-21978.58086402106,-744852.92478506709,-716948.53495114949,null,0.56890966299865364,3.3477690255993037E-2,0,0,0.53915437244901343,3.3369319876225496E-2,0,0,6.6560529349796699E-2,"FAIL",0,null,"CmiNgsld328",null,-716948.53495114949,716948.53495114949,3.3627925383798822E-2,"FAIL",0,1,null,null,134.98113812380049,null,53685.660329283906,"YES",1,null,6.8320000000000007,5.3630000000000004,5.5847964346769574,15.4,15.58,17.390432125820322,null,-22106.507579613353,null,-2278.6773035489068,null,73901.060514525569,null,73901.060514525569,null,53685.660329283906,null,53685.660329283906,0.97794324308413572,null,"CmiNgsld328"]
[11335,"CdaEgsld330",2.0518393814563753E-2,742.12040866504049,0,447.87326049804688,0,0,5801.7817168065067,16265.5703125,3286.0837229892791,0,0,null,22515.225318413683,3286.0837229892791,3733.9569853576695,null,2628.6014590270393,152.42568998444534,0,0,23255.66879322254,0,null,2781.0272682791542,23255.66796875,null,-19734.198021525401,-952.92971520817173,19969.584245760721,null,0.12602451189367062,0.84630444709099317,0,0,0.12351763006957214,0.74479360115225968,0,0,7.077016268957026,"PASS",1,null,"CdaEgsld330",null,19969.584245760721,0,0.12351763006957214,"FAIL",0,1,null,null,1.2600994750622199,null,-393.85953816039705,"NO",0,null,6.8320000000000007,5.3630000000000004,5.5847964346769574,15.4,15.58,17.390432125820322,null,-19748.033978084004,null,-2592.6585075651842,null,0,null,0,null,-393.85953816039705,null,-393.85953816039705,-1.2583371826210767,null,"CdaEgsld330"]
[11356,"CscNgsld330",0.28909735679626464,883.02934701916217,0,532.9124755859375,0,0,6903.3858402507822,16265.5703125,3286.0837229892791,0,0,null,23701.868653174402,3286.0837229892791,3818.9961966741143,null,4443.1431268190981,2147.627366966341,0,0,24582.902676890328,0,null,6590.770598717786,24582.90234375,null,-17111.098029618934,2771.7744001425694,21296.818620760721,null,0.2844655821032871,2.0056611925645962,0,1,0.27806966201973643,1.7257861113285888,0,1,7.4809117527253584,"PASS",1,null,"CscNgsld330",null,21296.818620760721,0,0.27806966201973643,"FAIL",0,1,null,null,1.2229784123850178,null,-417.86226334721096,"NO",0,null,6.8320000000000007,5.3630000000000004,5.5847964346769574,15.4,15.58,17.390432125820322,null,-17143.887933095142,null,-2250.7682006123268,null,0,null,0,null,-417.86226334721096,null,-417.86226334721096,-1.3350232055821436,null,"CscNgsld330"]
[11377,"CofTgsld331",0.85556898452341545,3150.8707436729342,0,1454.6776123046875,0,0,24633.016501387203,16265.5703125,1542419.3738397423,0,0,null,42353.26447234684,1542419.3738397423,1543874.0514714632,null,16269.297623795885,6355.7944142152437,0,0,45943.90347344023,0,null,22625.091425440358,45943.90234375,null,-19728.173000751533,-1521248.9600266067,-1496475.4714959923,null,0.55319983373503656,1.466857315797118E-2,0,0,0.53419947038246862,1.4654752053226732E-2,0,0,2.9786906935288262E-2,"FAIL",0,null,"CofTgsld331",null,-1496475.4714959923,1496475.4714959923,1.4702800186455882E-2,"FAIL",0,1,null,null,509.04236712855879,null,190932.1510791555,"YES",1,null,6.8320000000000007,5.3630000000000004,5.5847964346769574,15.4,15.58,17.390432125820322,null,-19840.735644659195,null,-3220.0641801783795,null,242871.39088902308,null,242871.39088902308,null,190932.1510791555,null,190932.1510791555,0.99418289458336695,null,"CofTgsld331"]
[11413,"CwaTgsld332",0.85456218607723711,3147.7954957923321,0,1899.7099609375,0,0,24608.974692645654,16265.5703125,40359.44822823703,0,0,null,42774.254993911607,40359.44822823703,42259.158190264185,null,16252.565156642209,6348.3151763557444,0,0,45914.937438811852,0,null,22600.880258637113,45914.9375,null,-20173.374707446044,-19658.277930537417,5555.48927176297,null,0.55293288905826132,0.55998982272568987,0,0,0.52837577829369442,0.53481614937674615,0,0,1.1376502780797715,"PASS",1,null,"CwaTgsld332",null,5555.48927176297,0,0.52837577829369442,"FAIL",0,1,null,null,10.193927705427777,null,2727.5966978477231,"YES",1,null,6.8320000000000007,5.3630000000000004,5.5847964346769574,15.4,15.58,17.390432125820322,null,-20285.816897787518,null,-2663.2623693744113,null,0,null,0,null,2727.5966978477231,null,0,0,null,"CwaTgsld332"]
[11442,"CwaNgsld333",1.3001827120780944,4508.9147838304198,0,1914.1605224609375,0,0,35249.99319520565,16417.546875,89994.270604165329,0,0,null,53581.69972400603,89994.270604165329,91908.431157097657,null,23232.354898742295,10102.181077961093,0,0,58887.417295392872,0,null,33334.537130350509,58887.41796875,null,-20247.163462316079,-58573.893996275758,-31106.852635415329,null,0.64517368322656099,0.370407326006014,0,0,0.62212540403976668,0.36269291861183073,0,0,0.65434629975238034,"FAIL",0,null,"CwaNgsld333",null,-31106.852635415329,31106.852635415329,0.39361325538971531,"FAIL",0,1,null,null,22.616258016113544,null,8859.3897156219318,"YES",1,null,6.8320000000000007,5.3630000000000004,5.5847964346769574,15.4,15.58,17.390432125820322,null,-20413.006930626278,null,-3070.1404595819463,null,4678.5075403544115,null,4678.5075403544115,null,8859.3897156219318,null,4678.5075403544115,0.45812146955216287,null,"CwaNgsld333"]
[11458,"CloNgsld334",0.90918682664632799,6075.4523739095976,0,2579.199462890625,0,0,47496.939974584311,16265.5703125,737031.67119036324,0,0,null,66341.709834422116,737031.67119036324,739610.87071096234,null,25245.786003438068,6754.1071015982643,0,0,73490.799224280141,0,null,31999.892852902034,73490.796875,null,-34341.816897072902,-707610.9778003518,-663540.87431536324,null,0.50186061854882635,4.3417256142086441E-2,0,0,0.48234953505873618,4.3265849817267353E-2,0,0,9.9711857370127222E-2,"FAIL",0,null,"CloNgsld334",null,-663540.87431536324,663540.87431536324,4.3842521456899763E-2,"FAIL",0,1,null,null,156.6943070475125,null,82021.552254707916,"YES",1,null,6.8320000000000007,5.3630000000000004,5.5847964346769574,15.4,15.58,17.390432125820322,null,-34501.020344102268,null,-5188.9943904525226,null,99797.334696710212,null,99797.334696710212,null,82021.552254707916,null,82021.552254707916,0.98068615094532297,null,"CloNgsld334"]
[11506,"CgrNgsld336",0.85000000000000009,3680.702469280237,0,1989.7041015625,0,0,28775.158373138293,16417.546875,126631.92972527571,0,0,null,47182.408510720721,126631.92972527571,128621.63388699012,null,18363.205289032681,6604.3440175746364,0,0,51086.411485673205,0,null,24967.548549697505,51086.41015625,null,-22214.860800003287,-103654.08527714071,-75545.51956902571,null,0.55246855466183986,0.1971662960823852,0,0,0.52917069928850158,0.19411624473151246,0,0,0.40342439909966216,"FAIL",0,null,"CgrNgsld336",null,-75545.51956902571,75545.51956902571,0.20343819674681904,"FAIL",0,1,null,null,33.066330021812419,null,12253.887421722484,"YES",1,null,6.8320000000000007,5.3630000000000004,5.5847964346769574,15.4,15.58,17.390432125820322,null,-22339.077459454515,null,-3205.659719744931,null,10840.789174448821,null,10840.789174448821,null,12253.887421722484,null,10840.789174448821,0.80506140307818341,null,"CgrNgsld336"]
[11527,"CasTgsld337",0.98065295815467823,3532.9318140151972,0,2132.141357421875,0,0,27619.910416085819,16265.5703125,13503.565752224744,0,0,null,46017.622134434183,13503.565752224744,15635.707131334319,null,18218.11302022955,7285.0099833797576,0,0,49542.570840546978,0,null,25503.122981851164,49542.5703125,null,-20514.49910415653,9867.4158722045449,36039.004560275258,null,0.58112894192905851,1.888621379701096,0,1,0.55420340786373978,1.6310821636021013,0,1,3.6688509702955865,"PASS",1,null,"CasTgsld337",null,36039.004560275258,0,0.55420340786373978,"FAIL",0,1,null,null,3.2339896636608767,null,103.96455770068332,"YES",1,null,6.8320000000000007,5.3630000000000004,5.5847964346769574,15.4,15.58,17.390432125820322,null,-20641.380313021458,null,-2709.9431941343983,null,0,null,0,null,103.96455770068332,null,0,0,null,"CasTgsld337"]
[11543,"CmiTgsld337",1.4251812696456909,4890.7149116942492,0,2951.5703125,0,0,38234.847102268257,16265.5703125,18693.336968345633,0,0,null,57451.987738850636,18693.336968345633,21644.907265689224,null,24436.842693290837,10587.292569872681,0,0,62331.651185345123,0,null,35024.133489092434,62331.65234375,null,-22427.854238175823,13379.226208246801,43638.315375404367,null,0.64263972920695034,1.8736159064805047,0,1,0.60962439899131704,1.6181235167538262,0,1,3.3344315383229501,"PASS",1,null,"CmiTgsld337",null,43638.315375404367,0,0.60962439899131704,"FAIL",0,1,null,null,3.7854275590897162,null,367.00349266058703,"YES",1,null,6.8320000000000007,5.3630000000000004,5.5847964346769574,15.4,15.58,17.390432125820322,null,-22602.103658519565,null,-2967.3605182249325,null,0,null,0,null,367.00349266058703,null,0,0,null,"CmiTgsld337"]
[11564,"CheNgsld338",0.92213329970836633,7756.969272508396,0,4681.36865234375,0,0,60642.777071748693,22997.21484375,747091.01959240902,0,0,null,88321.360817466833,747091.01959240902,751772.38803401834,null,30800.903854736294,6866.9907086904486,0,0,96060.802137541148,0,null,37667.892614865814,96060.8046875,null,-50653.467952976622,-714104.49562988698,-651030.21490490902,null,0.45035743969130948,5.0419415609380923E-2,0,0,0.4264867793327517,5.0105448409475721E-2,0,0,0.12857978769428652,"FAIL",0,null,"CheNgsld338",null,-651030.21490490902,651030.21490490902,5.094720003914302E-2,"FAIL",0,1,null,null,100.21613430822393,null,69018.603245500723,"YES",1,null,6.8320000000000007,5.3630000000000004,5.5847964346769574,15.4,15.58,17.390432125820322,null,-50840.870403796849,null,-6674.7411580669996,null,85471.750110841473,null,85471.750110841473,null,69018.603245500723,null,69018.603245500723,0.96989994752893804,null,"CheNgsld338"]
[11612,"CasNgsld340",0.85000000000000009,3133.8608106866855,0,2203.685791015625,0,0,24500.035495809898,16417.546875,10663.664115901587,0,0,null,43121.267208257523,10663.664115901587,12867.349852481213,null,16540.483677028005,6604.3440175746364,0,0,45935.661031060656,0,null,23144.827784115521,45935.66015625,null,-19976.440377710001,10277.477877198309,35271.996040348415,null,0.56564504653204428,2.1704385596318723,0,1,0.5367381055969318,1.7987252970927103,0,1,4.3076807049605996,"PASS",1,null,"CasNgsld340",null,35271.996040348415,0,0.5367381055969318,"FAIL",0,1,null,null,2.3063130048886005,null,-247.02216856532166,"NO",0,null,6.8320000000000007,5.3630000000000004,5.5847964346769574,15.4,15.58,17.390432125820322,null,-20091.588774645894,null,-2324.4310946789642,null,0,null,0,null,-247.02216856532166,null,-247.02216856532166,-0.28336940664396781,null,"CasNgsld340"]
[11628,"CmiNgsld340",0.85000000000000009,3133.8608106866855,0,2203.685791015625,0,0,24500.035495809898,16417.546875,19087.66292406902,0,0,null,43121.267208257523,19087.66292406902,21291.348660648651,null,16540.483677028005,6604.3440175746364,0,0,45935.661031060656,0,null,23144.827784115521,45935.66015625,null,-19976.440377710001,1853.4790690308764,26847.99723218098,null,0.56564504653204428,1.2125543014975673,0,1,0.5367381055969318,1.0870531544916979,0,1,2.406562832704175,"PASS",1,null,"CmiNgsld340",null,26847.99723218098,0,0.5367381055969318,"FAIL",0,1,null,null,4.1282361996028563,null,441.6218603729896,"YES",1,null,6.8320000000000007,5.3630000000000004,5.5847964346769574,15.4,15.58,17.390432125820322,null,-20091.588774645894,null,-2324.4310946789642,null,0,null,0,null,441.6218603729896,null,0,0,null,"CmiNgsld340"]
[11649,"ChoTgsld341",0.85000000000000009,5148.0128595354672,0,4904.6044921875,0,0,40246.362366000612,16417.546875,8409.9494611730879,0,0,null,61568.512888166973,8409.9494611730879,13314.554007471406,null,22625.946545284347,6604.3440175746364,0,0,64907.139187916895,0,null,29230.290595891631,64907.140625,null,-32338.223137296482,15915.736642531043,56497.191163826908,null,0.51585375925212928,3.4756796971065689,0,1,0.47476037382619535,2.195363862603442,0,1,7.7178990105305845,"PASS",1,null,"ChoTgsld341",null,56497.191163826908,0,0.47476037382619535,"FAIL",0,1,null,null,1.0446397981248403,null,-954.41978273820678,"NO",0,null,6.8320000000000007,5.3630000000000004,5.5847964346769574,15.4,15.58,17.390432125820322,null,-32483.647468619321,null,-2874.1034053469102,null,0,null,0,null,-954.41978273820678,null,-954.41978273820678,-1.8808922527968763,null,"ChoTgsld341"]
[11692,"CscNgsld342",0.93019658327102661,3378.8159754366848,0,3219.05859375,0,0,26415.056804603086,17072.314453125,9172.8092681240232,0,0,null,46706.430572785663,9172.8092681240232,12391.867933799269,null,17476.157043542549,6946.3277626130557,0,0,48897.684746607454,0,null,24422.485386930606,48897.68359375,null,-22283.944464547476,12030.617525056583,39724.874325625977,null,0.56159948694508688,2.6624869953199592,0,1,0.52289343168792268,1.970847789788907,0,1,5.3307206292484386,"PASS",1,null,"CscNgsld342",null,39724.874325625977,0,0.52289343168792268,"FAIL",0,1,null,null,1.3843968966131239,null,-631.21988254228017,"NO",0,null,6.8320000000000007,5.3630000000000004,5.5847964346769574,15.4,15.58,17.390432125820322,null,-22405.449366970013,null,-1982.3998639975803,null,0,null,0,null,-631.21988254228017,null,-631.21988254228017,-1.140502362069006,null,"CscNgsld342"]
[11713,"CofTgsld343",0.86848014742136004,3190.3072046860402,0,1925.3658447265625,0,0,24941.324608548635,16417.546875,37042.763035124328,0,0,null,43284.236415042542,37042.763035124328,38968.128865750252,null,16855.518902264183,6747.9313717701198,0,0,46467.334660866385,0,null,23603.450603536789,46467.3359375,null,-19680.786724738406,-15364.678276314102,9424.5729023756721,null,0.57069861330538385,0.63719465476038473,0,0,0.54531284505544386,0.60571167469478726,0,0,1.2544241338973336,"PASS",1,null,"CofTgsld343",null,9424.5729023756721,0,0.54531284505544386,"FAIL",0,1,null,null,9.2607875209015376,null,2399.9597314109496,"YES",1,null,6.8320000000000007,5.3630000000000004,5.5847964346769574,15.4,15.58,17.390432125820322,null,-19798.216827243559,null,-2599.2468591424486,null,0,null,0,null,2399.9597314109496,null,0,0,null,"CofTgsld343"]
[11734,"ChoNgsld344",4.4545627593994137,135519.79935491519,0,81786.859375,0,0,1059472.6744909042,14252.767578125,62271528.02005779,0,0,null,1155512.3011060338,62271528.02005779,62353314.8793706,null,484886.42206368386,34174.609159849657,0,0,1290725.8690986047,0,null,519061.00088641286,1290725.875,null,-636451.3005576164,-61834253.87854638,-60980802.14505779,null,0.48342060320951463,8.3354466702538956E-3,0,0,0.44920421897521023,8.3245133300463049E-3,0,0,2.0727384023469835E-2,"FAIL",0,null,"ChoNgsld344",null,-60980802.14505779,60980802.14505779,8.3535852666851429E-3,"FAIL",0,1,null,null,797.89504643247221,null,5907780.0998045644,"YES",1,null,6.8320000000000007,5.3630000000000004,5.5847964346769574,15.4,15.58,17.390432125820322,null,-639033.69359685213,null,-83896.763807646013,null,8005981.5399848092,null,8005981.5399848092,null,5907780.0998045644,null,5907780.0998045644,0.99602237732331589,null,"ChoNgsld344"]
[11777,"CscTgsld346",0.85000000000000009,3133.8608106866855,0,1891.300048828125,0,0,24500.035495809898,16265.5703125,51065.105598642869,0,0,null,42656.905935607836,51065.105598642869,52956.405699202027,null,16176.745637184509,6314.4239094785717,0,0,45783.685394431428,0,null,22491.169580990521,45783.68359375,null,-20165.736276147501,-30465.236066480473,-5281.4220048928692,null,0.55171925291015278,0.44044106669953226,0,0,0.52725740719018765,0.42471102987452508,0,0,0.89657473644716734,"FAIL",0,null,"CscTgsld346",null,-5281.4220048928692,5281.4220048928692,0.46916883804794624,"FAIL",0,1,null,null,12.923496848780749,null,3749.6856479482822,"YES",1,null,6.8320000000000007,5.3630000000000004,5.5847964346769574,15.4,15.58,17.390432125820322,null,-20277.632642222081,null,-2662.1878836892352,null,693.38161501158129,null,693.38161501158129,null,3749.6856479482822,null,693.38161501158129,0.14255497991295513,null,"CscTgsld346"]
[11798,"CmiNgsld347",0.95681454837322222,3700.7499358045011,0,2494.39404296875,0,0,28931.886342603499,16265.5703125,58502.039683549512,0,0,null,47691.850748626173,58502.039683549512,60996.433750333381,null,18605.349461382841,7107.9207778644904,0,0,51123.264727917696,0,null,25713.269834051185,51123.265625,null,-21978.58086402106,-35283.163892467077,-7378.7740585495121,null,0.56890966299865364,0.43952774934241534,0,0,0.53915437244901343,0.42155365917519722,0,0,0.87387150775489308,"FAIL",0,null,"CmiNgsld347",null,-7378.7740585495121,7378.7740585495121,0.46691443846311897,"FAIL",0,1,null,null,10.281163270958947,null,2970.4852461046871,"YES",1,null,6.8320000000000007,5.3630000000000004,5.5847964346769574,15.4,15.58,17.390432125820322,null,-22106.507579613353,null,-2278.6773035489068,null,760.58350305581382,null,760.58350305581382,null,2970.4852461046871,null,760.58350305581382,0.18190016043238888,null,"CmiNgsld347"]
[11814,"CdaNgsld348",0.27675215005874632,10009.721874208059,0,6746.7919921875,0,0,78254.44588508895,16265.5703125,96805.603056413063,0,0,null,101266.80830958347,96805.603056413063,103552.39514166878,null,35454.582884716998,2055.9181098006479,0,0,110548.03526103272,0,null,37510.502333262251,110548.0390625,null,-63756.305856514198,-66041.892715338312,13742.436006086937,null,0.39685247466365842,0.38748276080056193,0,0,0.370412606102551,0.36223693634181353,0,0,1.1419590971204279,"PASS",1,null,"CdaNgsld348",null,13742.436006086937,0,0.370412606102551,"FAIL",0,1,null,null,9.29641386051442,null,4633.4776703435655,"YES",1,null,6.8320000000000007,5.3630000000000004,5.5847964346769574,15.4,15.58,17.390432125820322,null,-63942.925271107539,null,-6591.0588550932471,null,0,null,0,null,4633.4776703435655,null,0,0,null,"CdaNgsld348"]
[11835,"CwaEgsld348",3.27711009979248,10009.721874208059,0,6746.7919921875,0,0,78254.44588508895,16265.5703125,96805.603056413063,0,0,null,101266.80830958347,96805.603056413063,103552.39514166878,null,50365.968431679525,24344.779256615693,0,0,110548.03526103272,0,null,74710.749774861746,110548.0390625,null,-26556.058414914703,-28841.645273738817,13742.436006086937,null,0.79042252403642199,0.77176059459414104,0,0,0.73776147496277356,0.72147775761050748,0,0,1.1419590971204279,"PASS",1,null,"CwaEgsld348",null,13742.436006086937,0,0.73776147496277356,"FAIL",0,1,null,null,9.29641386051442,null,4633.4776703435655,"YES",1,null,6.8320000000000007,5.3630000000000004,5.5847964346769574,15.4,15.58,17.390432125820322,null,-26927.753687426448,null,-2775.637940190968,null,0,null,0,null,4633.4776703435655,null,0,0,null,"CwaEgsld348"]
[11883,"CofEgsld350",0.95681454837322222,3700.7499358045011,0,2494.39404296875,0,0,28931.886342603499,22997.21484375,18910.920728934871,0,0,null,54423.495713496362,18910.920728934871,21405.314795718772,null,18626.979714524477,7125.2568535337896,0,0,57854.909692787885,0,null,25752.236630926185,57854.91015625,null,-28671.25859839606,4346.9218590225646,38943.989427315129,null,0.49591146472016434,1.3617653524147917,0,1,0.47318233645992325,1.2030767547846708,0,1,3.0593386216107623,"PASS",1,null,"CofEgsld350",null,38943.989427315129,0,0.47318233645992325,"FAIL",0,1,null,null,2.7414137759740651,null,-99.368299437658777,"NO",0,null,6.8320000000000007,5.3630000000000004,5.5847964346769574,15.4,15.58,17.390432125820322,null,-28799.379178649418,null,-2968.5598891797076,null,0,null,0,null,-99.368299437658777,null,-99.368299437658777,-7.3517776748749986E-2,null,"CofEgsld350"]
[11899,"CgrEgsld401",9.0615944936871511E-3,650.04944164014626,0,619.3138427734375,0,0,5081.9852432199295,16265.5703125,6629.4556659700238,0,0,null,21966.869405203121,6629.4556659700238,7248.7694887144144,null,2258.1972851438491,67.316175210514743,0,0,22388.44412625075,0,null,2325.5134680040892,22388.443359375,null,-19641.355930489277,-4923.2560407393721,15758.987693404975,null,0.10893581993189773,0.35078497921651303,0,0,0.10586458296891355,0.32081492799557998,0,0,3.3771163859346989,"PASS",1,null,"CgrEgsld401",null,15758.987693404975,0,0.10586458296891355,"FAIL",0,1,null,null,1.6429348882425139,null,-291.17597972536851,"NO",0,null,6.8320000000000007,5.3630000000000004,5.5847964346769574,15.4,15.58,17.390432125820322,null,-19652.925649235567,null,-1738.8607787368769,null,0,null,0,null,-291.17597972536851,null,-291.17597972536851,-0.72793994931342132,null,"CgrEgsld401"]
[11920,"CwaNgsld401",8.9681759476661679E-3,650.04944164014626,0,619.3138427734375,0,0,5081.9852432199295,16265.5703125,6629.4556659700238,0,0,null,21966.869405203121,6629.4556659700238,7248.7694887144144,null,2257.7330072209147,66.622193680416359,0,0,22388.44412625075,0,null,2324.3552887037094,22388.443359375,null,-19642.514109789656,-4924.4142200397519,15758.987693404975,null,0.10888156644618333,0.35061027719590449,0,0,0.10581185905639923,0.32065515200891315,0,0,3.3771163859346989,"PASS",1,null,"CwaNgsld401",null,15758.987693404975,0,0.10581185905639923,"FAIL",0,1,null,null,1.6429348882425139,null,-291.17597972536851,"NO",0,null,6.8320000000000007,5.3630000000000004,5.5847964346769574,15.4,15.58,17.390432125820322,null,-19654.078066449874,null,-1738.9627428479953,null,0,null,0,null,-291.17597972536851,null,-291.17597972536851,-0.72793994931342132,null,"CwaNgsld401"]
[11941,"CreEgsld402",5.9534998610615729E-3,460.30253195679728,0,370.20901489257813,0,0,3598.5734699179629,16417.546875,806.17701180965196,0,0,null,20386.328459840686,806.17701180965196,1176.3860258643574,null,1599.2846242954372,46.257601401215815,0,0,20753.176662516154,0,null,1645.5422234379364,20753.17578125,null,-18740.787136372604,469.15619673570632,19946.998769440346,null,8.2210847810761434E-2,2.0411673854903576,0,1,8.0717925939229954E-2,1.3988114327155812,0,1,25.742703497169519,"PASS",1,null,"CreEgsld402",null,19946.998769440346,0,8.0717925939229954E-2,"FAIL",0,1,null,null,0.24526976834290956,null,-605.71459960543712,"NO",0,null,6.8320000000000007,5.3630000000000004,5.5847964346769574,15.4,15.58,17.390432125820322,null,-18748.973913603637,null,-1932.5920735285297,null,0,null,0,null,-605.71459960543712,null,-605.71459960543712,-10.512228386071452,null,"CreEgsld402"]
[11984,"CgrNgsld404",2.9230949585326013E-4,20.969337726187415,0,16.865077972412109,0,0,163.93501487471787,16417.546875,6.9956354282709263,0,0,null,16598.346068494437,6.9956354282709263,23.860713179978063,null,72.970163912283056,2.2711911414338082,0,0,16615.058041982131,0,null,75.241356894424968,16615.05859375,null,-16523.105610952705,51.380643493741928,16608.062958321731,null,4.537673857749119E-3,10.755471417272236,0,1,4.5330632646838846E-3,3.1533573883952317,0,1,2375.0606737745129,"PASS",1,null,"CgrNgsld404",null,16608.062958321731,0,4.5330632646838846E-3,"FAIL",0,1,null,null,2.3649827561748938E-3,null,-587.99765843223827,"NO",0,null,6.8320000000000007,5.3630000000000004,5.5847964346769574,15.4,15.58,17.390432125820322,null,-16523.479946061634,null,-1703.1943464221631,null,0,null,0,null,-587.99765843223827,null,-587.99765843223827,-1175.9953168644765,null,"CgrNgsld404"]
[12005,"CasTgsld405",7.5406724587082858E-3,552.33170741287995,0,368.23037719726563,0,0,4318.0432235315848,16417.546875,2957.4222576421839,0,0,null,21103.819587508795,2957.4222576421839,3325.6526457513842,null,1921.1749579971074,58.589641224894024,0,0,21620.007690966308,0,null,1979.7646101253304,21620.0078125,null,-19124.055865603521,-1345.8880247141192,18662.585554857815,null,9.5476646708285845E-2,0.66942236774254382,0,0,9.3810720784050658E-2,0.59530108147356353,0,0,7.3104230404137933,"PASS",1,null,"CasTgsld405",null,18662.585554857815,0,9.3810720784050658E-2,"FAIL",0,1,null,null,1.0631684065380118,null,-424.01104612189175,"NO",0,null,6.8320000000000007,5.3630000000000004,5.5847964346769574,15.4,15.58,17.390432125820322,null,-19133.905440778275,null,-2318.9390165402274,null,0,null,0,null,-424.01104612189175,null,-424.01104612189175,-1.6627884161642814,null,"CasTgsld405"]
[12048,"CloNgsld406",4.9288804829120632E-2,3942.2353810365794,0,2945.30908203125,0,0,30819.781924861676,16417.546875,29565.489288329696,0,0,null,50182.63704368964,29565.489288329696,32510.79843128967,null,13687.809868513763,382.96496859600813,0,0,53549.813355219419,0,null,14070.774147767637,53549.8125,null,-36111.863734125283,-18440.024222593311,23984.323211670304,null,0.29787404379666876,0.4759188664373552,0,0,0.28039128156004539,0.43280309475867906,0,0,1.8112270011082674,"PASS",1,null,"CloNgsld406",null,23984.323211670304,0,0.28039128156004539,"FAIL",0,1,null,null,5.4003835549838746,null,1018.3456151708897,"YES",1,null,6.8320000000000007,5.3630000000000004,5.5847964346769574,15.4,15.58,17.390432125820322,null,-36181.867585606713,null,-3970.1552692930495,null,0,null,0,null,1018.3456151708897,null,0,0,null,"CloNgsld406"]
[12066,"CdaNgsld407",7.6783977448940284E-3,587.14147225991258,0,354.34274291992188,0,0,4590.1805410042844,16417.546875,1774.275237013381,0,0,null,21362.069246285988,1774.275237013381,2128.6179664270703,null,2040.4319116490772,59.659741424764086,0,0,21947.883977077981,0,null,2100.0916067165758,21947.884765625,null,-19261.978552207631,-28.526373216727279,20173.609528611618,null,9.996757693631661E-2,1.1836334988542354,0,1,9.8309367542229645E-2,0.98659864123781327,0,0,12.370056408254699,"PASS",1,null,"CdaNgsld407",null,20173.609528611618,0,9.8309367542229645E-2,"FAIL",0,1,null,null,0.69918022028023163,null,-515.94060823285645,"NO",0,null,6.8320000000000007,5.3630000000000004,5.5847964346769574,15.4,15.58,17.390432125820322,null,-19272.426769156467,null,-2530.2175031667834,null,0,null,0,null,-515.94060823285645,null,-515.94060823285645,-3.0529030072950087,null,"CdaNgsld407"]
[12091,"CcoTgsld408",9.0890910476446145E-3,638.84981085190896,0,385.5489501953125,0,0,4994.4282748580663,16265.5703125,2677.1608605823199,0,0,null,21645.547557277245,2677.1608605823199,3062.7098037627029,null,2220.2036071723355,67.520439796088027,0,0,22282.95380292321,0,null,2287.7239570708075,22282.953125,null,-19357.823580482571,-774.98585370682486,19605.79226441768,null,0.10760696656072063,0.85453361833968977,0,0,0.10569027894082053,0.74696073033767008,0,0,8.3233523443014725,"PASS",1,null,"CcoTgsld408",null,19605.79226441768,0,0.10569027894082053,"FAIL",0,1,null,null,1.0499552632742299,null,-434.26820756792767,"NO",0,null,6.8320000000000007,5.3630000000000004,5.5847964346769574,15.4,15.58,17.390432125820322,null,-19369.20529171178,null,-2542.9232570727713,null,0,null,0,null,-434.26820756792767,null,-434.26820756792767,-1.7030125786977557,null,"CcoTgsld408"]
[12107,"CofTgsld408",8.3546189591288556E-3,638.84981085190896,0,385.5489501953125,0,0,4994.4282748580663,16265.5703125,2677.1608605823199,0,0,null,21645.547557277245,2677.1608605823199,3062.7098037627029,null,2216.553377210168,62.064242011889696,0,0,22282.95380292321,0,null,2278.6176005383741,22282.953125,null,-19366.929937015004,-784.09221023925829,19605.79226441768,null,0.10717863367560708,0.85113212063123578,0,0,0.10526957549053198,0.74398742986356425,0,0,8.3233523443014725,"PASS",1,null,"CofTgsld408",null,19605.79226441768,0,0.10526957549053198,"FAIL",0,1,null,null,1.0499552632742299,null,-434.26820756792767,"NO",0,null,6.8320000000000007,5.3630000000000004,5.5847964346769574,15.4,15.58,17.390432125820322,null,-19378.26634298783,null,-2544.1128545640663,null,0,null,0,null,-434.26820756792767,null,-434.26820756792767,-1.7030125786977557,null,"CofTgsld408"]
[12155,"ChoEgsld502",0.96637931466102589,8998.016286817905,0,7184.2724609375,0,0,70345.089248111588,17072.314453125,106656.44208476755,0,0,null,94601.676850837466,106656.44208476755,113840.71458498604,null,35484.349108820665,7216.5256069200059,0,0,101825.43467854538,0,null,42700.874548762695,101825.4375,null,-51900.801613411393,-71139.839996942348,-4831.0045847675501,null,0.48847109089055063,0.4003590754961171,0,0,0.45137545423150105,0.37509317048092705,0,0,0.954704990244021,"FAIL",0,null,"ChoEgsld502",null,-4831.0045847675501,4831.0045847675501,0.42944507005133814,"FAIL",0,1,null,null,9.1874726738145771,null,4293.4421647135123,"YES",1,null,6.8320000000000007,5.3630000000000004,5.5847964346769574,15.4,15.58,17.390432125820322,null,-52113.243775345531,null,-4610.9000395687526,null,427.43989084785829,null,427.43989084785829,null,4293.4421647135123,null,427.43989084785829,6.6421064450312137E-2,null,"ChoEgsld502"]
[12171,"CwaEgsld502",0.95714285969734203,6212.9160561031504,0,4960.5693359375,0,0,48571.609622209406,17072.314453125,115641.24008731582,0,0,null,70604.494133074419,115641.24008731582,120601.80949567346,null,25960.877816433345,7147.5515376789099,0,0,75592.326695530675,0,null,33108.427657539571,75592.328125,null,-37496.065753732335,-87493.381765713741,-40048.911962315819,null,0.50436393198468166,0.2863029454936733,0,0,0.46892805341272881,0.27452679040117212,0,0,0.65367967403258065,"FAIL",0,null,"CwaEgsld502",null,-40048.911962315819,40048.911962315819,0.29920839350365214,"FAIL",0,1,null,null,12.653457338915862,null,5309.9754561944201,"YES",1,null,6.8320000000000007,5.3630000000000004,5.5847964346769574,15.4,15.58,17.390432125820322,null,-37660.784299292223,null,-3332.1685474882997,null,3543.4664276087492,null,3543.4664276087492,null,5309.9754561944201,null,3543.4664276087492,0.50784768435071714,null,"CwaEgsld502"]
[12192,"CofNgsld503",1.0171052694320681,9155.8762932046429,0,7363.82666015625,0,0,71579.21418009809,17072.314453125,11954.264277607734,0,0,null,96015.35613909681,11954.264277607734,19318.091134099162,null,36276.361780786952,7595.3262972773891,0,0,103312.33218696286,0,null,43871.686647537739,103312.3359375,null,-52143.668645841601,24553.595709773756,91358.071659892274,null,0.49487794879485436,3.6699612480306705,0,1,0.45692365052949896,2.2710156396342014,0,1,8.642299813550272,"PASS",1,null,"CofNgsld503",null,91358.071659892274,0,0.45692365052949896,"FAIL",0,1,null,null,1.2052768511764576,null,-1314.3455252534861,"NO",0,null,6.8320000000000007,5.3630000000000004,5.5847964346769574,15.4,15.58,17.390432125820322,null,-52361.93574359054,null,-5397.3226715756464,null,0,null,0,null,-1314.3455252534861,null,-1314.3455252534861,-1.5383100027566801,null,"CofNgsld503"]
[12213,"CinEgsld504",1.0542857110500339,9940.665893626352,0,5027.68310546875,0,0,77714.576989291018,16265.5703125,950751.11080962687,0,0,null,99007.83058776184,950751.11080962687,955778.79406885931,null,39083.714299536034,7832.008119148175,0,0,109897.59080826414,0,null,46915.720700339094,109897.59375,null,-52092.109706920673,-908863.07321475656,-840853.51705962687,null,0.49920884407301841,4.9345954127139838E-2,0,0,0.47385868882648491,4.9086379608990094E-2,0,0,0.11559028698521845,"FAIL",0,null,"CinEgsld504",null,-840853.51705962687,840853.51705962687,4.9917704166456356E-2,"FAIL",0,1,null,null,122.28300973964983,null,88285.437899176424,"YES",1,null,6.8320000000000007,5.3630000000000004,5.5847964346769574,15.4,15.58,17.390432125820322,null,-52325.521252693499,null,-6869.6563915746765,null,110393.06631941804,null,110393.06631941804,null,88285.437899176424,null,88285.437899176424,0.97489201311165452,null,"CinEgsld504"]
[12256,"CwaNgsld505",0.95714285969734203,6212.9160561031504,0,4996.88232421875,0,0,48571.609622209406,16265.5703125,24534.798470413432,0,0,null,69834.062349216008,24534.798470413432,29531.680858181295,null,25914.457026360891,7110.359715364224,0,0,74785.581932262212,0,null,33024.818282539571,74785.578125,null,-36809.243976388585,3493.1374879073883,50250.779654586571,null,0.50935001053092277,1.3460399245734287,0,1,0.47290415614218989,1.1182844116526656,0,1,3.0481431594061834,"PASS",1,null,"CwaNgsld505",null,50250.779654586571,0,0.47290415614218989,"FAIL",0,1,null,null,3.2406857107518285,null,114.8125303983598,"YES",1,null,6.8320000000000007,5.3630000000000004,5.5847964346769574,15.4,15.58,17.390432125820322,null,-36973.546554908673,null,-3811.1303227324534,null,0,null,0,null,114.8125303983598,null,0,0,null,"CwaNgsld505"]
[12277,"CreEgsld506",0.9369999974966049,6958.4659216771352,0,5596.50830078125,0,0,54400.202298747747,16265.5703125,8334.0280672339395,0,0,null,76262.280980603275,8334.0280672339395,13930.53640985068,null,28194.992975719408,6960.7237498516743,0,0,81807.982747368631,0,null,35155.715507384259,81807.984375,null,-41106.565404644745,21225.179139369069,73473.956307766057,null,0.49749283434266989,4.2183341865144959,0,1,0.46098431737096229,2.5236440707410619,0,1,9.816139772391244,"PASS",1,null,"CreEgsld506",null,73473.956307766057,0,0.46098431737096229,"FAIL",0,1,null,null,1.0252221299925093,null,-1170.1058176797503,"NO",0,null,6.8320000000000007,5.3630000000000004,5.5847964346769574,15.4,15.58,17.390432125820322,null,-41281.469461895409,null,-4255.1790318393487,null,0,null,0,null,-1170.1058176797503,null,-1170.1058176797503,-1.9643882859665487,null,"CreEgsld506"]
[12298,"CinNgsld507",1.0542857110500339,9940.665893626352,0,9470.6513671875,0,0,77714.576989291018,16265.5703125,9850.1070559412328,0,0,null,103450.79856893688,9850.1070559412328,19320.758296348304,null,39083.714299536034,7832.008119148175,0,0,109897.59080826414,0,null,46915.720700339094,109897.59375,null,-56535.077968639423,27594.962277210361,100047.48669405877,null,0.49920884407301841,4.7629655631043324,0,1,0.45350757368688704,2.4282546095176389,0,1,11.156994855575066,"PASS",1,null,"CinNgsld507",null,100047.48669405877,0,0.45350757368688704,"FAIL",0,1,null,null,0.80252143808199039,null,-1679.4353806637753,"NO",0,null,6.8320000000000007,5.3630000000000004,5.5847964346769574,15.4,15.58,17.390432125820322,null,-56768.489514412257,null,-5022.7890567828363,null,0,null,0,null,-1679.4353806637753,null,-1679.4353806637753,-2.8257921340374739,null,"CinNgsld507"]
[12341,"CasTgsld509",0.92275449037551882,6250.1192164512258,0,5026.8037109375,0,0,48862.458132767359,16417.546875,3070.2889168068673,0,0,null,70306.807952940493,3070.2889168068673,8097.0927611120032,null,26265.115348819498,7169.6330567078767,0,0,75287.977461129907,0,null,33434.746679553718,75287.9765625,null,-36872.062039151133,25337.654051809353,72217.687645693135,null,0.51217438901200263,10.889772130736871,0,1,0.47555488990155992,4.1292286276917327,0,1,24.521463159499753,"PASS",1,null,"CasTgsld509",null,72217.687645693135,0,0.47555488990155992,"FAIL",0,1,null,null,0.40285869023485066,null,-1430.1409972070132,"NO",0,null,6.8320000000000007,5.3630000000000004,5.5847964346769574,15.4,15.58,17.390432125820322,null,-37038.404062432499,null,-3817.8156541818944,null,0,null,0,null,-1430.1409972070132,null,-1430.1409972070132,-6.5171360858700922,null,"CasTgsld509"]
[12362,"CreNgsld509",0.9369999974966049,6958.4659216771352,0,5596.50830078125,0,0,54400.202298747747,16417.546875,1708.407804233271,0,0,null,76414.256617232531,1708.407804233271,7304.9161468500097,null,28595.960672687379,7280.3180328637118,0,0,81959.958383997844,0,null,35876.278007384259,81959.9609375,null,-40537.979467144745,28571.361902369739,80251.553133266731,null,0.50660008862133743,20.999832662017976,0,1,0.46949717491323945,4.9112512028381383,0,1,47.974471162219622,"PASS",1,null,"CreNgsld509",null,80251.553133266731,0,0.46949717491323945,"FAIL",0,1,null,null,0.2095811018771081,null,-1648.140196482414,"NO",0,null,6.8320000000000007,5.3630000000000004,5.5847964346769574,15.4,15.58,17.390432125820322,null,-40716.468412455106,null,-4196.9402954308789,null,0,null,0,null,-1648.140196482414,null,-1648.140196482414,-13.497699884985288,null,"CreNgsld509"]
[12378,"CheNgsld510",0.97382550239562982,7005.1669805175698,0,5233.67578125,0,0,54765.303899744467,16265.5703125,94028.925185966378,0,0,null,76264.550208123066,94028.925185966378,99262.601155106211,null,28526.470508684193,7234.2906305728802,0,0,82247.864194352675,0,null,35760.759484114271,82247.8671875,null,-40503.790509380196,-63501.841483102107,-11781.057998466378,null,0.50345374290704914,0.38031658251318062,0,0,0.46890409091989321,0.36026417941561933,0,0,0.87470814991061197,"FAIL",0,null,"CheNgsld510",null,-11781.057998466378,11781.057998466378,0.40616176433672269,"FAIL",0,1,null,null,12.398695652088447,null,5460.9651474478896,"YES",1,null,6.8320000000000007,5.3630000000000004,5.5847964346769574,15.4,15.58,17.390432125820322,null,-40681.704735669322,null,-4463.9123184562186,null,1292.709100208654,null,1292.709100208654,null,5460.9651474478896,null,1292.709100208654,0.1786821476664846,null,"CheNgsld510"]
[12426,"CasNgsld512",0.92275449037551882,6250.1192164512258,0,3771.977294921875,0,0,48862.458132767359,16417.546875,16534.036592265154,0,0,null,69051.981326846697,16534.036592265154,20306.013810476477,null,26265.115348819498,7169.6330567078767,0,0,75287.977461129907,0,null,33434.746679553718,75287.9765625,null,-35617.235623135508,13128.732792366689,58753.939970234846,null,0.51217438901200263,2.0221768890480711,0,1,0.48419676835623016,1.6465440664674635,0,1,4.5535145723410784,"PASS",1,null,"CasNgsld512",null,58753.939970234846,0,0.48419676835623016,"FAIL",0,1,null,null,2.8911810231766233,null,-74.714511129748814,"NO",0,null,6.8320000000000007,5.3630000000000004,5.5847964346769574,15.4,15.58,17.390432125820322,null,-35783.577646416867,null,-4697.9156061338326,null,0,null,0,null,-74.714511129748814,null,-74.714511129748814,-4.7441711049773606E-2,null,"CasNgsld512"]
[12447,"CrtTgsld512",0.91964285522699352,6212.9160561031504,0,3749.52490234375,0,0,48571.609622209406,16417.546875,11820.363145723948,0,0,null,68738.68056712806,11820.363145723948,15569.888114774551,null,26121.627027160623,7145.456222616067,0,0,74937.557568891396,0,null,33267.084624384705,74937.5546875,null,-35471.596775168451,17697.196576317008,63117.191541776054,null,0.51188669644932494,2.8143876980986979,0,1,0.48396454437371506,2.1366296611563187,0,1,6.3396998690864148,"PASS",1,null,"CrtTgsld512",null,63117.191541776054,0,0.48396454437371506,"FAIL",0,1,null,null,2.0745179659732438,null,-517.35538370370045,"NO",0,null,6.8320000000000007,5.3630000000000004,5.5847964346769574,15.4,15.58,17.390432125820322,null,-35637.104658871853,null,-4678.6856191027937,null,0,null,0,null,-517.35538370370045,null,-517.35538370370045,-0.45950730592613886,null,"CrtTgsld512"]
[12463,"ChoTgsld513",0.96637931466102589,8998.016286817905,0,5430.3466796875,0,0,70345.089248111588,16417.546875,18359.209617449691,0,0,null,92192.981951841808,18359.209617449691,23789.556345311943,null,35851.020259974721,7508.5899358699126,0,0,101170.66555190604,0,null,43359.608923762695,101170.6640625,null,-48833.373879036393,19570.052626625504,82811.454445050302,null,0.49974978701935363,2.3617361437254427,0,1,0.47031354887940829,1.8226320988164266,0,1,5.5106219804986241,"PASS",1,null,"ChoTgsld513",null,82811.454445050302,0,0.47031354887940829,"FAIL",0,1,null,null,2.5279838126841239,null,-368.9490971138614,"NO",0,null,6.8320000000000007,5.3630000000000004,5.5847964346769574,15.4,15.58,17.390432125820322,null,-49049.09332641829,null,-6439.5042687401301,null,0,null,0,null,-368.9490971138614,null,-368.9490971138614,-0.21098265488226131,null,"ChoTgsld513"]
[12484,"CcoNgsld514",0.96637931466102589,8998.016286817905,0,5430.3466796875,0,0,70345.089248111588,16417.546875,54600.799302911786,0,0,null,92192.981951841808,54600.799302911786,60031.146030774049,null,35851.020259974721,7508.5899358699126,0,0,101170.66555190604,0,null,43359.608923762695,101170.6640625,null,-48833.373879036393,-16671.537058836591,46569.864759588214,null,0.49974978701935363,0.79412040624559843,0,0,0.47031354887940829,0.7222852106859825,0,0,1.8529154399595889,"PASS",1,null,"CcoNgsld514",null,46569.864759588214,0,0.47031354887940829,"FAIL",0,1,null,null,7.5182936364525323,null,3083.067855937566,"YES",1,null,6.8320000000000007,5.3630000000000004,5.5847964346769574,15.4,15.58,17.390432125820322,null,-49049.09332641829,null,-6439.5042687401301,null,0,null,0,null,3083.067855937566,null,0,0,null,"CcoNgsld514"]
[12532,"CrtNgsld515",0.91964285522699352,6212.9160561031504,0,4368.8330078125,0,0,48571.609622209406,22997.21484375,10380.760509792653,0,0,null,75937.658138352301,10380.760509792653,14749.593721826626,null,25748.876852134461,6848.4447358690486,0,0,81517.226897132336,0,null,32597.322905634705,81517.2265625,null,-43340.334568137201,17847.729388029551,71136.466052707343,null,0.45546818952069157,3.1401671269541511,0,1,0.42926426742744189,2.2100488984138074,0,1,7.8527220125732615,"PASS",1,null,"CrtNgsld515",null,71136.466052707343,0,0.42926426742744189,"FAIL",0,1,null,null,1.352456795035949,null,-1030.3135233084206,"NO",0,null,6.8320000000000007,5.3630000000000004,5.5847964346769574,15.4,15.58,17.390432125820322,null,-43502.510303986121,null,-5032.8816093818114,null,0,null,0,null,-1030.3135233084206,null,-1030.3135233084206,-1.2141258793951866,null,"CrtNgsld515"]
[12548,"CrtNgsld516",0.91964285522699352,6212.9160561031504,0,3749.52490234375,0,0,48571.609622209406,16417.546875,99650.956418550151,0,0,null,68738.68056712806,99650.956418550151,103400.48138760075,null,26121.627027160623,7145.456222616067,0,0,74937.557568891396,0,null,33267.084624384705,74937.5546875,null,-35471.596775168451,-70133.396696509197,-24713.401731050151,null,0.51188669644932494,0.33383607965243767,0,0,0.48396454437371506,0.32173046198057204,0,0,0.75200035584957292,"FAIL",0,null,"CrtNgsld516",null,-24713.401731050151,24713.401731050151,0.35598012917371274,"FAIL",0,1,null,null,17.489114691286478,null,7848.5224614962553,"YES",1,null,6.8320000000000007,5.3630000000000004,5.5847964346769574,15.4,15.58,17.390432125820322,null,-35637.104658871853,null,-4678.6856191027937,null,3244.5463340801821,null,3244.5463340801821,null,7848.5224614962553,null,3244.5463340801821,0.34182734597051917,null,"CrtNgsld516"]
[12569,"CofTgsld517",1.0171052694320681,9155.8762932046429,0,7363.82666015625,0,0,71579.21418009809,16265.5703125,264068.84139669233,0,0,null,95208.611375828288,264068.84139669233,271432.66825318371,null,36227.032853850345,7555.8045079511712,0,0,102505.58742369435,0,null,43782.838991287739,102505.5859375,null,-51425.772161466601,-227649.82906556083,-161563.25545919233,null,0.49841136550317267,0.16580085238271566,0,0,0.45986217487241565,0.16130276176675207,0,0,0.38817751233100978,"FAIL",0,null,"CofTgsld517",null,-161563.25545919233,161563.25545919233,0.17051260159063969,"FAIL",0,1,null,null,27.017434638794068,null,16733.752490769253,"YES",1,null,6.8320000000000007,5.3630000000000004,5.5847964346769574,15.4,15.58,17.390432125820322,null,-51643.597231074993,null,-5323.2783360405401,null,16653.490922367331,null,16653.490922367331,null,16733.752490769253,null,16653.490922367331,0.88235889882872465,null,"CofTgsld517"]
[12612,"CdaNgsld602",1.0094594538211823,9403.3323265907238,0,13260.244140625,0,0,73513.786890199655,16265.5703125,113508.27402028337,0,0,null,103039.60121583093,113508.27402028337,126768.51800667588,null,37031.524494431942,7499.0057774795941,0,0,104836.39791779259,0,null,44530.528486811178,104836.3984375,null,-58509.072856513478,-82237.989674097189,-8671.8755827833666,null,0.49599963593270358,0.39231085902031948,0,0,0.43216906806963357,0.35127434739189894,0,0,0.92360137921545926,"FAIL",0,null,"CdaNgsld602",null,-8671.8755827833666,8671.8755827833666,0.39862089117545246,"FAIL",0,1,null,null,6.5003101239329082,null,2444.8221007149773,"YES",1,null,6.8320000000000007,5.3630000000000004,5.5847964346769574,15.4,15.58,17.390432125820322,null,-58730.61777435831,null,-5196.3951617957127,null,767.27427753610436,null,767.27427753610436,null,2444.8221007149773,null,767.27427753610436,0.16582361404480189,null,"CdaNgsld602"]
[12633,"CwaEgsld602",0.9588235318660735,6822.0256232661886,0,9620.1767578125,0,0,53333.533306070116,16265.5703125,82349.137626823605,0,0,null,79219.280831195254,82349.137626823605,91969.314812710014,null,27845.916525621058,7122.8449818656736,0,0,80522.839382696751,0,null,34968.761831496515,80522.8359375,null,-44250.518544886094,-57000.552553139591,-1826.3016893236054,null,0.50243120979170641,0.42464029180198887,0,0,0.44141731236833653,0.38022205629640105,0,0,0.97782245519558753,"FAIL",0,null,"CwaEgsld602",null,-1826.3016893236054,1826.3016893236054,0.43147030276303322,"FAIL",0,1,null,null,5.8512345676914608,null,1614.3565711630656,"YES",1,null,6.8320000000000007,5.3630000000000004,5.5847964346769574,15.4,15.58,17.390432125820322,null,-44424.492484346272,null,-3930.6110945026439,null,161.58837795375479,null,161.58837795375479,null,1614.3565711630656,null,161.58837795375479,4.8136477955434527E-2,null,"CwaEgsld602"]
[12654,"CofNgsld603",1.0094594538211823,9403.3323265907238,0,5674.95654296875,0,0,73513.786890199655,16265.5703125,26457.909575296097,0,0,null,95454.313870078564,26457.909575296097,32132.866215936159,null,37031.524494431942,7499.0057774795941,0,0,104836.39791779259,0,null,44530.528486811178,104836.3984375,null,-50923.785258857228,12397.662368546331,78378.4888622039,null,0.49599963593270358,1.6830705524970722,0,1,0.46651143085539093,1.3858249781677363,0,1,3.962384032614064,"PASS",1,null,"CofNgsld603",null,78378.4888622039,0,0.46651143085539093,"FAIL",0,1,null,null,3.5403895958052338,null,337.89147202676651,"YES",1,null,6.8320000000000007,5.3630000000000004,5.5847964346769574,15.4,15.58,17.390432125820322,null,-51145.33017670206,null,-6714.7127431528916,null,0,null,0,null,337.89147202676651,null,0,0,null,"CofNgsld603"]
[12697,"CgrTgsld605",0.93011364042758948,5930.5110588184316,0,3579.092041015625,0,0,46363.811358139836,16265.5703125,396476.61467790161,0,0,null,66208.473727853954,396476.61467790161,400055.70670837705,null,24941.626066185327,6909.5668348801491,0,0,72125.58402374461,0,null,31851.19123417556,72125.5859375,null,-34357.282477479901,-368204.51548474166,-324351.02874040161,null,0.50856627328171677,8.0335611370298682E-2,0,0,0.48107424093312723,7.9616890096144768E-2,0,0,0.18191636850030857,"FAIL",0,null,"CgrTgsld605",null,-324351.02874040161,324351.02874040161,8.1552723808289457E-2,"FAIL",0,1,null,null,71.795120671485677,null,36173.79979498843,"YES",1,null,6.8320000000000007,5.3630000000000004,5.5847964346769574,15.4,15.58,17.390432125820322,null,-34515.746115460868,null,-4531.4659125319095,null,42583.046749593996,null,42583.046749593996,null,36173.79979498843,null,36173.79979498843,0.95787942252879732,null,"CgrTgsld605"]
[12719,"CasTgsld606",1,8998.016286817905,0,5430.3466796875,0,0,70345.089248111588,16265.5703125,856163.75317503745,0,0,null,92041.006315212624,856163.75317503745,861594.09990289994,null,35604.570754004977,7428.7340111512585,0,0,101018.68991527685,0,null,43033.306686176111,101018.6875,null,-49007.699554122977,-818560.79316854884,-755145.06567503745,null,0.49685924232063705,5.0262939217631433E-2,0,0,0.46754493941347719,4.9946148300495603E-2,0,0,0.11798991387497731,"FAIL",0,null,"CasTgsld606",null,-755145.06567503745,755145.06567503745,5.0795578578015907E-2,"FAIL",0,1,null,null,118.1652128351613,null,79436.544771492569,"YES",1,null,6.8320000000000007,5.3630000000000004,5.5847964346769574,15.4,15.58,17.390432125820322,null,-49221.795607288033,null,-6462.1778188398393,null,99140.667933882534,null,99140.667933882534,null,79436.544771492569,null,79436.544771492569,0.97408714620144643,null,"CasTgsld606"]
[12735,"CmiTgsld606",0.95655737817287445,5703.6608171228736,0,3442.18701171875,0,0,44590.331516654347,16265.5703125,542704.87972513342,0,0,null,64298.088896559064,542704.87972513342,546147.06676579942,null,24385.687605161889,7106.0103288505115,0,0,69988.861323159697,0,null,31491.697141043791,69988.859375,null,-32806.391699829306,-514655.36959580838,-472716.02035013342,null,0.51747975454300155,5.8027296819209651E-2,0,0,0.48977656581644935,5.7661569674267443E-2,0,0,0.12896301837279892,"FAIL",0,null,"CmiTgsld606",null,-472716.02035013342,472716.02035013342,5.8642215543433227E-2,"FAIL",0,1,null,null,100.59586396137949,null,50140.706918382406,"YES",1,null,6.8320000000000007,5.3630000000000004,5.5847964346769574,15.4,15.58,17.390432125820322,null,-32963.066809983749,null,-4327.6194326578543,null,62061.429162177265,null,62061.429162177265,null,50140.706918382406,null,50140.706918382406,0.9699760703121717,null,"CmiTgsld606"]
[12756,"CheNgsld607",0.98163265287876111,7100.4757111121489,0,7537.46630859375,0,0,55510.412704406437,16265.5703125,38041.064640560267,0,0,null,79313.449356834142,38041.064640560267,45578.530953749207,null,28879.338650998889,7292.2878748970943,0,0,83145.585645752566,0,null,36171.628473640965,83145.5859375,null,-43141.820851859222,-9406.9024755130522,45104.521296939733,null,0.5039516973960626,0.9508574172520381,0,0,0.45605920283700702,0.79361110857199202,0,0,2.1856797837578985,"PASS",1,null,"CheNgsld607",null,45104.521296939733,0,0.45605920283700702,"FAIL",0,1,null,null,3.4997618073410672,null,270.01623807226525,"YES",1,null,6.8320000000000007,5.3630000000000004,5.5847964346769574,15.4,15.58,17.390432125820322,null,-43321.779202474354,null,-3833.0447112443894,null,0,null,0,null,270.01623807226525,null,0,0,null,"CheNgsld607"]
[12804,"CasNgsld609",0.91491227895021443,6103.9175288030956,0,3683.743896484375,0,0,47719.476120065381,16265.5703125,369111.79020430386,0,0,null,67668.790378482023,369111.79020430386,372795.53412348172,null,25371.353566470625,6796.6399638573685,0,0,73758.91506220914,0,null,32167.994470660316,73758.9140625,null,-35500.795858389436,-340627.5396301279,-295352.87614180386,null,0.50274237910513286,8.7149734374118173E-2,0,0,0.47537416162219787,8.6288572496588556E-2,0,0,0.19982811717196663,"FAIL",0,null,"CasNgsld609",null,-295352.87614180386,295352.87614180386,8.8611775664478226E-2,"FAIL",0,1,null,null,65.681254536379583,null,33537.759001068625,"YES",1,null,6.8320000000000007,5.3630000000000004,5.5847964346769574,15.4,15.58,17.390432125820322,null,-35660.835631875299,null,-4681.8011853975686,null,38775.968681880324,null,38775.968681880324,null,33537.759001068625,null,33537.759001068625,0.95391656858456086,null,"CasNgsld609"]
[12820,"CmiNgsld609",1.0094594538211823,9403.3323265907238,0,5674.95654296875,0,0,73513.786890199655,16265.5703125,568631.71448648488,0,0,null,95454.313870078564,568631.71448648488,574306.67112712481,null,37031.524494431942,7499.0057774795941,0,0,104836.39791779259,0,null,44530.528486811178,104836.3984375,null,-50923.785258857228,-529776.14254264242,-463795.31604898488,null,0.49599963593270358,7.8311721545509347E-2,0,0,0.46651143085539093,7.753789174517077E-2,0,0,0.18436607696455123,"FAIL",0,null,"CmiNgsld609",null,-463795.31604898488,463795.31604898488,7.9625494795878562E-2,"FAIL",0,1,null,null,76.089826395296512,null,51980.03153435429,"YES",1,null,6.8320000000000007,5.3630000000000004,5.5847964346769574,15.4,15.58,17.390432125820322,null,-51145.33017670206,null,-6714.7127431528916,null,60890.25739259689,null,60890.25739259689,null,51980.03153435429,null,51980.03153435429,0.9597094242237596,null,"CmiNgsld609"]
[12841,"ChoTgsld701",1.0014851570129395,10334.355722817088,0,6236.83349609375,0,0,80792.382728659213,16265.5703125,38540.202491741678,0,0,null,103294.78655923982,38540.202491741678,44777.035983083581,null,40161.661297164581,7439.7668475651853,0,0,113605.79049424987,0,null,47601.427500922728,113605.7890625,null,-55693.359036330236,2824.3915130872992,75065.586570758314,null,0.49044334863250688,1.2351109860183707,0,1,0.46083088117671273,1.0630767859188939,0,1,2.9477216443489946,"PASS",1,null,"ChoTgsld701",null,75065.586570758314,0,0.46083088117671273,"FAIL",0,1,null,null,4.819839994831435,null,1330.1393431047684,"YES",1,null,6.8320000000000007,5.3630000000000004,5.5847964346769574,15.4,15.58,17.390432125820322,null,-55930.182058722872,null,-7342.901197412587,null,0,null,0,null,1330.1393431047684,null,0,0,null,"ChoTgsld701"]
[12862,"CcoNgsld702",1.0014851570129395,10334.355722817088,0,19264.681640625,0,0,80792.382728659213,16265.5703125,6970.7210549564061,0,0,null,116322.6337576479,6970.7210549564061,26235.40174470636,null,40161.661297164581,7439.7668475651853,0,0,113605.79049424987,0,null,47601.427500922728,113605.7890625,null,-68721.207180861486,21366.024805341323,106635.0680075436,null,0.49044334863250688,6.8287666549325747,0,1,0.40921895924333779,1.8143966781550418,0,1,16.297566373240922,"PASS",1,null,"CcoNgsld702",null,106635.0680075436,0,0.40921895924333779,"FAIL",0,1,null,null,0.23652134792543814,null,-2160.6780558298947,"NO",0,null,6.8320000000000007,5.3630000000000004,5.5847964346769574,15.4,15.58,17.390432125820322,null,-68958.030203254137,null,-6101.3009584176398,null,0,null,0,null,-2160.6780558298947,null,-2160.6780558298947,-11.994237268698468,null,"CcoNgsld702"]
[12905,"CofEgsld801",0.97167832255363473,7299.0901418893945,0,5132.615234375,0,0,57063.149375872177,16265.5703125,21975.522722548852,0,0,null,78461.334949389027,21975.522722548852,27108.13795682694,null,29490.152588025561,7218.3398026525911,0,0,85016.352719807677,0,null,36708.49162606457,85016.3515625,null,-41752.843296682608,9600.3536691407171,63040.828839951151,null,0.50060183488905885,1.6704263233929071,0,1,0.46785453831760132,1.3541502439007853,0,1,3.8686839278351099,"PASS",1,null,"CofEgsld801",null,63040.828839951151,0,0.46785453831760132,"FAIL",0,1,null,null,2.9979326204911501,null,-27.335257964064994,"NO",0,null,6.8320000000000007,5.3630000000000004,5.5847964346769574,15.4,15.58,17.390432125820322,null,-41935.47260825507,null,-4851.5882737802067,null,0,null,0,null,-27.335257964064994,null,-27.335257964064994,-1.5216244496387107E-2,null,"CofEgsld801"]
[12926,"ChoNgsld802",0.96900000274181353,6958.4659216771352,0,6629.45556640625,0,0,54400.202298747747,16265.5703125,455778.60540783929,0,0,null,77295.228303956537,455778.60540783929,462408.06107380945,null,28354.02880534716,7198.4432771737775,0,0,81807.982747368631,0,null,35552.471667447753,81807.984375,null,-41742.756510206251,-426855.58930679777,-373970.62103283929,null,0.50310737933952665,7.8003818620741822E-2,0,0,0.45995687580783867,7.6885492853525098E-2,0,0,0.17949061979729539,"FAIL",0,null,"ChoNgsld802",null,-373970.62103283929,373970.62103283929,7.8783873695845039E-2,"FAIL",0,1,null,null,47.332150292490496,null,25734.448563152826,"YES",1,null,6.8320000000000007,5.3630000000000004,5.5847964346769574,15.4,15.58,17.390432125820322,null,-41919.634478701009,null,-3708.9850923460112,null,33088.348112647051,null,33088.348112647051,null,25734.448563152826,null,25734.448563152826,0.93579086405576539,null,"ChoNgsld802"]
[12942,"CwaNgsld802",0.97167832255363473,7299.0901418893945,0,6953.974609375,0,0,57063.149375872177,16265.5703125,478089.44283650391,0,0,null,80282.694094406354,478089.44283650391,485043.41721579939,null,29490.152588025561,7218.3398026525911,0,0,85016.352719807677,0,null,36708.49162606457,85016.3515625,null,-43574.202671682608,-448334.92581981432,-393073.09127400391,null,0.50060183488905885,7.6781640289467906E-2,0,0,0.45724040463717536,7.5680836613271837E-2,0,0,0.17782520161520013,"FAIL",0,null,"CwaNgsld802",null,-393073.09127400391,393073.09127400391,7.7549472817207837E-2,"FAIL",0,1,null,null,48.139043437827517,null,27022.590215185268,"YES",1,null,6.8320000000000007,5.3630000000000004,5.5847964346769574,15.4,15.58,17.390432125820322,null,-43756.83198325507,null,-3871.5375153531468,null,34778.505439459179,null,34778.505439459179,null,27022.590215185268,null,27022.590215185268,0.93677585429882848,null,"CwaNgsld802"]
[12990,"CofNgsld804",0.97167832255363473,7299.0901418893945,0,5870.46337890625,0,0,57063.149375872177,16417.546875,22541.086779245165,0,0,null,79351.158567572769,22541.086779245165,28411.549995077752,null,29905.960080265661,7549.7622547812434,0,0,85168.328356436905,0,null,37455.72209481457,85168.328125,null,-41895.437534963858,9044.1719366631551,62627.241345754839,null,0.50973553607788513,1.661664429121587,0,1,0.4720248862092043,1.3183272959876966,0,1,3.7783594446483932,"PASS",1,null,"CofNgsld804",null,62627.241345754839,0,0.4720248862092043,"FAIL",0,1,null,null,2.6813773797098919,null,-217.18596448931945,"NO",0,null,6.8320000000000007,5.3630000000000004,5.5847964346769574,15.4,15.58,17.390432125820322,null,-42081.784411057452,null,-4337.6732704149717,null,0,null,0,null,-217.18596448931945,null,-217.18596448931945,-0.13480750545318548,null,"CofNgsld804"]
[13011,"CinEgsld805",0.97167832255363473,7299.0901418893945,0,4919.76123046875,0,0,57063.149375872177,16265.5703125,35268.933238842132,0,0,null,78248.481029206087,35268.933238842132,40188.694552937239,null,29490.152588025561,7218.3398026525911,0,0,85016.352719807677,0,null,36708.49162606457,85016.3515625,null,-41539.989292776358,-3480.2028432463121,49747.418323657868,null,0.50060183488905885,1.0408166126679737,0,1,0.46912721109740774,0.91340343623493703,0,0,2.4105166716205182,"PASS",1,null,"CinEgsld805",null,49747.418323657868,0,0.46912721109740774,"FAIL",0,1,null,null,4.2066977553995866,null,696.9935461303462,"YES",1,null,6.8320000000000007,5.3630000000000004,5.5847964346769574,15.4,15.58,17.390432125820322,null,-41722.61860434882,null,-4300.6514582173477,null,0,null,0,null,696.9935461303462,null,0,0,null,"CinEgsld805"]
[13027,"CasEgsld806",0.96900000274181353,6958.4659216771352,0,5596.50830078125,0,0,54400.202298747747,16265.5703125,207922.81422057064,0,0,null,76262.280980603275,207922.81422057064,213519.32256318745,null,28354.02880534716,7198.4432771737775,0,0,81807.982747368631,0,null,35552.471667447753,81807.984375,null,-40709.809244581251,-177966.85085390415,-126114.82984557064,null,0.50310737933952665,0.17098879601414324,0,0,0.46618683892314566,0.16650704604915798,0,0,0.39345362211294277,"FAIL",0,null,"CasEgsld806",null,-126114.82984557064,126114.82984557064,0.17567437114976547,"FAIL",0,1,null,null,25.577914896330114,null,13095.130161907056,"YES",1,null,6.8320000000000007,5.3630000000000004,5.5847964346769574,15.4,15.58,17.390432125820322,null,-40886.687213076017,null,-4214.4859758697867,null,12999.565823551959,null,12999.565823551959,null,13095.130161907056,null,12999.565823551959,0.8747498537313394,null,"CasEgsld806"]
[13075,"CreEgsld807",0.97021276354789721,7402.6236570874125,0,8748.3681640625,0,0,57872.558264967542,16265.5703125,26044.379564489431,0,0,null,82886.496706632839,26044.379564489431,34792.747666915951,null,29826.972756182149,7207.4525546213208,0,0,85991.544152452698,0,null,37034.423940950808,85991.546875,null,-45852.072800579241,2241.676212398881,59947.167310510573,null,0.49953275934464991,1.4219737448246188,0,1,0.44680889405227825,1.0644294101140881,0,1,3.3017314412145322,"PASS",1,null,"CreEgsld807",null,59947.167310510573,0,0.44680889405227825,"FAIL",0,1,null,null,1.7554985583470111,null,-779.75072440035501,"NO",0,null,6.8320000000000007,5.3630000000000004,5.5847964346769574,15.4,15.58,17.390432125820322,null,-46036.323665957105,null,-4073.223450223697,null,0,null,0,null,-779.75072440035501,null,-779.75072440035501,-0.73445474698653268,null,"CreEgsld807"]
[13096,"CinNgsld808",0.97167832255363473,7299.0901418893945,0,4078.1201171875,0,0,57063.149375872177,16265.5703125,83070.669327048876,0,0,null,77406.83994738305,83070.669327048876,87148.78955932091,null,29490.152588025561,7218.3398026525911,0,0,85016.352719807677,0,null,36708.49162606457,85016.3515625,null,-40698.348179495108,-50440.297818171806,1945.6822354511241,null,0.50060183488905885,0.44189473761844139,0,0,0.47422801031890227,0.42121631132413051,0,0,1.0234220122603199,"PASS",1,null,"CinNgsld808",null,1945.6822354511241,0,0.47422801031890227,"FAIL",0,1,null,null,11.953105057947726,null,5338.8762208055541,"YES",1,null,6.8320000000000007,5.3630000000000004,5.5847964346769574,15.4,15.58,17.390432125820322,null,-40880.97749106757,null,-4954.5814905251973,null,0,null,0,null,5338.8762208055541,null,0,0,null,"CinNgsld808"]
[13112,"CasNgsld809",0.96900000274181353,6958.4659216771352,0,4199.4677734375,0,0,54400.202298747747,16417.546875,46789.8041709475,0,0,null,75017.216291215489,46789.8041709475,50989.272187547234,null,28768.690171942042,7528.952201338474,0,0,81959.958383997844,0,null,36297.643542447753,81959.9609375,null,-38719.573404737501,-14691.628401937247,35170.1567665525,null,0.51255008759729603,0.77575968067388301,0,0,0.48385750657749094,0.71186824518769964,0,0,1.7516628331689019,"PASS",1,null,"CasNgsld809",null,35170.1567665525,0,0.48385750657749094,"FAIL",0,1,null,null,7.6495289026931426,null,2686.4910081589851,"YES",1,null,6.8320000000000007,5.3630000000000004,5.5847964346769574,15.4,15.58,17.390432125820322,null,-38900.15869599345,null,-5107.0819252554447,null,0,null,0,null,2686.4910081589851,null,0,0,null,"CasNgsld809"]
[13133,"CrtEgsld809",0.96900000274181353,6958.4659216771352,0,4199.4677734375,0,0,54400.202298747747,16417.546875,7680.4044667758399,0,0,null,75017.216291215489,7680.4044667758399,11879.872483375562,null,28768.690171942042,7528.952201338474,0,0,81959.958383997844,0,null,36297.643542447753,81959.9609375,null,-38719.573404737501,24417.771302234414,74279.556470724157,null,0.51255008759729603,4.7260067747037748,0,1,0.48385750657749094,3.0553900587903899,0,1,10.671307909895273,"PASS",1,null,"CrtEgsld809",null,74279.556470724157,0,0.48385750657749094,"FAIL",0,1,null,null,1.255646898732566,null,-1038.6857262964259,"NO",0,null,6.8320000000000007,5.3630000000000004,5.5847964346769574,15.4,15.58,17.390432125820322,null,-38900.15869599345,null,-5107.0819252554447,null,0,null,0,null,-1038.6857262964259,null,-1038.6857262964259,-1.4198235345030572,null,"CrtEgsld809"]
[13176,"CheNgsld811",0.96900000274181353,6958.4659216771352,0,4199.4677734375,0,0,54400.202298747747,16265.5703125,12474.225749790476,0,0,null,74865.240654586232,12474.225749790476,16673.693766390195,null,28354.02880534716,7198.4432771737775,0,0,81807.982747368631,0,null,35552.471667447753,81807.984375,null,-39312.768717237501,18878.778144219777,69333.758625209521,null,0.50310737933952665,2.8500744158846825,0,1,0.47488622870595248,2.1322493194396261,0,1,6.5581612851903133,"PASS",1,null,"CheNgsld811",null,69333.758625209521,0,0.47488622870595248,"FAIL",0,1,null,null,2.0450291300711987,null,-577.59290481088829,"NO",0,null,6.8320000000000007,5.3630000000000004,5.5847964346769574,15.4,15.58,17.390432125820322,null,-39489.646685732267,null,-5184.4739863284594,null,0,null,0,null,-577.59290481088829,null,-577.59290481088829,-0.48611891536120005,null,"CheNgsld811"]
[13197,"CcoTgsld812",0.96900000274181353,6958.4659216771352,0,4061.6318359375,0,0,54400.202298747747,16265.5703125,25263.568557459927,0,0,null,74727.404535639769,25263.568557459927,29325.200455113132,null,28354.02880534716,7198.4432771737775,0,0,81807.982747368631,0,null,35552.471667447753,81807.984375,null,-39174.932779737501,6227.2712740503266,56544.415817540073,null,0.50310737933952665,1.4072624612230278,0,1,0.47576216423487599,1.2123522155181043,0,1,3.2381800769330908,"PASS",1,null,"CcoTgsld812",null,56544.415817540073,0,0.47576216423487599,"FAIL",0,1,null,null,4.2822723985754338,null,722.25650367073263,"YES",1,null,6.8320000000000007,5.3630000000000004,5.5847964346769574,15.4,15.58,17.390432125820322,null,-39351.810748232267,null,-5327.6209016568,null,0,null,0,null,722.25650367073263,null,0,0,null,"CcoTgsld812"]
[13218,"CrtNgsld812",0.96900000274181353,6958.4659216771352,0,4061.6318359375,0,0,54400.202298747747,16265.5703125,25263.568557459927,0,0,null,74727.404535639769,25263.568557459927,29325.200455113132,null,28354.02880534716,7198.4432771737775,0,0,81807.982747368631,0,null,35552.471667447753,81807.984375,null,-39174.932779737501,6227.2712740503266,56544.415817540073,null,0.50310737933952665,1.4072624612230278,0,1,0.47576216423487599,1.2123522155181043,0,1,3.2381800769330908,"PASS",1,null,"CrtNgsld812",null,56544.415817540073,0,0.47576216423487599,"FAIL",0,1,null,null,4.2822723985754338,null,722.25650367073263,"YES",1,null,6.8320000000000007,5.3630000000000004,5.5847964346769574,15.4,15.58,17.390432125820322,null,-39351.810748232267,null,-5327.6209016568,null,0,null,0,null,722.25650367073263,null,0,0,null,"CrtNgsld812"]
[13261,"ChoEgsld814",0.96900000274181353,6958.4659216771352,0,4199.4677734375,0,0,54400.202298747747,16417.546875,63260.828237748756,0,0,null,75017.216291215489,63260.828237748756,67460.296254348475,null,28768.690171942042,7528.952201338474,0,0,81959.958383997844,0,null,36297.643542447753,81959.9609375,null,-38719.573404737501,-31162.65246873851,18699.132699751244,null,0.51255008759729603,0.57377755798632379,0,0,0.48385750657749094,0.53805935770618141,0,0,1.2955878577731483,"PASS",1,null,"ChoEgsld814",null,18699.132699751244,0,0.48385750657749094,"FAIL",0,1,null,null,10.342328365074168,null,4255.3585445949439,"YES",1,null,6.8320000000000007,5.3630000000000004,5.5847964346769574,15.4,15.58,17.390432125820322,null,-38900.15869599345,null,-5107.0819252554447,null,0,null,0,null,4255.3585445949439,null,0,0,null,"ChoEgsld814"]
[13282,"CcoNgsld815",0.96900000274181353,6958.4659216771352,0,5596.50830078125,0,0,54400.202298747747,16417.546875,49703.736945881676,0,0,null,76414.256617232531,49703.736945881676,55300.245288498401,null,28768.690171942042,7528.952201338474,0,0,81959.958383997844,0,null,36297.643542447753,81959.9609375,null,-40116.613932081251,-19002.601704215173,32256.223991618324,null,0.51255008759729603,0.73027997033642122,0,0,0.47501140156399174,0.65637400667112089,0,0,1.6489697953041134,"PASS",1,null,"CcoNgsld815",null,32256.223991618324,0,0.47501140156399174,"FAIL",0,1,null,null,6.0974692888927171,null,1782.2365411175542,"YES",1,null,6.8320000000000007,5.3630000000000004,5.5847964346769574,15.4,15.58,17.390432125820322,null,-40297.1992233372,null,-4153.723193775194,null,0,null,0,null,1782.2365411175542,null,0,0,null,"CcoNgsld815"]
[13298,"CofNgsld815",0.97167832255363473,7299.0901418893945,0,5870.46337890625,0,0,57063.149375872177,16417.546875,52136.786838960739,0,0,null,79351.158567572769,52136.786838960739,58007.250054793316,null,29905.960080265661,7549.7622547812434,0,0,85168.328356436905,0,null,37455.72209481457,85168.328125,null,-41895.437534963858,-20551.52812305242,33031.541286039261,null,0.50973553607788513,0.71841255216795763,0,0,0.4720248862092043,0.6457075961045593,0,0,1.6335553701854806,"PASS",1,null,"CofNgsld815",null,33031.541286039261,0,0.4720248862092043,"FAIL",0,1,null,null,6.2019372190263224,null,1898.111615726802,"YES",1,null,6.8320000000000007,5.3630000000000004,5.5847964346769574,15.4,15.58,17.390432125820322,null,-42081.784411057452,null,-4337.6732704149717,null,0,null,0,null,1898.111615726802,null,0,0,null,"CofNgsld815"]
[13346,"ChoNgsld817",0.96900000274181353,6958.4659216771352,0,11928.1767578125,0,0,54400.202298747747,17072.314453125,150270.61909085978,0,0,null,83400.693824141272,150270.61909085978,162198.79551374595,null,28401.02465894596,7236.0958340097577,0,0,82614.727510637094,0,null,35637.120104947753,82614.7265625,null,-47763.573404737501,-126561.67574372453,-67655.892528359778,null,0.49861291758715037,0.23715294660095923,0,0,0.42730004518258885,0.21971260587036887,0,0,0.54977298331716962,"FAIL",0,null,"ChoNgsld817",null,-67655.892528359778,67655.892528359778,0.23591900915841038,"FAIL",0,1,null,null,8.5219867472913826,null,3244.7390030246174,"YES",1,null,6.8320000000000007,5.3630000000000004,5.5847964346769574,15.4,15.58,17.390432125820322,null,-47940.872509737237,null,-4241.7350166309488,null,5986.0898101234161,null,5986.0898101234161,null,3244.7390030246174,null,3244.7390030246174,0.64390195647733861,null,"ChoNgsld817"]
[13372,"CheNgsld818",0.96900000274181353,6958.4659216771352,0,9812.5810546875,0,0,54400.202298747747,17072.314453125,1086027.7898120512,0,0,null,81285.09819075049,1086027.7898120512,1095840.370601547,null,28401.02465894596,7236.0958340097577,0,0,82614.727510637094,0,null,35637.120104947753,82614.7265625,null,-45647.977701612501,-1060203.2507617909,-1003413.0632495512,null,0.49861291758715037,3.2814188033913144E-2,0,0,0.43842132280822077,3.2520357026782194E-2,0,0,7.607054565039939E-2,"FAIL",0,null,"CheNgsld818",null,-1003413.0632495512,1003413.0632495512,3.2854411839557125E-2,"FAIL",0,1,null,null,74.86839568668637,null,42476.390562822198,"YES",1,null,6.8320000000000007,5.3630000000000004,5.5847964346769574,15.4,15.58,17.390432125820322,null,-45825.27680661223,null,-4054.5503471580132,null,88780.451913261903,null,88780.451913261903,null,42476.390562822198,null,42476.390562822198,0.95946670447786608,null,"CheNgsld818"]
[13384,"CreNgsld818",0.97021276354789721,7402.6236570874125,0,10438.916015625,0,0,57872.558264967542,17072.314453125,1155348.785964638,0,0,null,85383.789260265781,1155348.785964638,1165787.7018574295,null,29874.027427870871,7245.1522358587999,0,0,86798.288915721248,0,null,37119.177847200808,86798.2890625,null,-48264.610886516741,-1128668.5241330622,-1068550.496902138,null,0.49528642188540023,3.2128114295986221E-2,0,0,0.43473331879149402,3.1840426678157945E-2,0,0,7.512734692496284E-2,"FAIL",0,null,"CreNgsld818",null,-1068550.496902138,1068550.496902138,3.2167497152359011E-2,"FAIL",0,1,null,null,76.569870015034681,null,45226.529726929963,"YES",1,null,6.8320000000000007,5.3630000000000004,5.5847964346769574,15.4,15.58,17.390432125820322,null,-48449.283413119731,null,-4286.7184351383294,null,94543.71233705862,null,94543.71233705862,null,45226.529726929963,null,45226.529726929963,0.96029224530780233,null,"CreNgsld818"]
[13405,"CloEgsld819",0.96900000274181353,6958.4659216771352,0,11928.1767578125,0,0,54400.202298747747,16265.5703125,77385.886479896682,0,0,null,82593.949060872663,77385.886479896682,89314.062902782825,null,28354.02880534716,7198.4432771737775,0,0,81807.982747368631,0,null,35552.471667447753,81807.984375,null,-47041.477701612501,-53761.591570261429,4422.0978951033176,null,0.50310737933952665,0.45941803195190611,0,0,0.43044886385788605,0.39806129492535713,0,0,1.0571434675785758,"PASS",1,null,"CloEgsld819",null,4422.0978951033176,0,0.43044886385788605,"FAIL",0,1,null,null,4.466505385409735,null,829.29678057342085,"YES",1,null,6.8320000000000007,5.3630000000000004,5.5847964346769574,15.4,15.58,17.390432125820322,null,-47218.355670107267,null,-4177.8078326160667,null,0,null,0,null,829.29678057342085,null,0,0,null,"CloEgsld819"]
[13453,"CgrTgsld821",0.96900000274181353,6958.4659216771352,0,4893.09326171875,0,0,54400.202298747747,16265.5703125,19998.446052900657,0,0,null,75558.865895194729,19998.446052900657,24891.539310108848,null,28354.02880534716,7198.4432771737775,0,0,81807.982747368631,0,null,35552.471667447753,81807.984375,null,-40006.394205518751,10660.932352828346,61809.538322099339,null,0.50310737933952665,1.7777617107550752,0,1,0.47052680392557,1.4282954227168636,0,1,4.0907170566452207,"PASS",1,null,"CgrTgsld821",null,61809.538322099339,0,0.47052680392557,"FAIL",0,1,null,null,2.8137981123810523,null,-130.93432235705561,"NO",0,null,6.8320000000000007,5.3630000000000004,5.5847964346769574,15.4,15.58,17.390432125820322,null,-40183.272174013517,null,-4648.8731366577149,null,0,null,0,null,-130.93432235705561,null,-130.93432235705561,-8.0090451155970216E-2,null,"CgrTgsld821"]
[13469,"CrtTgsld821",0.96900000274181353,6958.4659216771352,0,4893.09326171875,0,0,54400.202298747747,16265.5703125,19998.446052900657,0,0,null,75558.865895194729,19998.446052900657,24891.539310108848,null,28354.02880534716,7198.4432771737775,0,0,81807.982747368631,0,null,35552.471667447753,81807.984375,null,-40006.394205518751,10660.932352828346,61809.538322099339,null,0.50310737933952665,1.7777617107550752,0,1,0.47052680392557,1.4282954227168636,0,1,4.0907170566452207,"PASS",1,null,"CrtTgsld821",null,61809.538322099339,0,0.47052680392557,"FAIL",0,1,null,null,2.8137981123810523,null,-130.93432235705561,"NO",0,null,6.8320000000000007,5.3630000000000004,5.5847964346769574,15.4,15.58,17.390432125820322,null,-40183.272174013517,null,-4648.8731366577149,null,0,null,0,null,-130.93432235705561,null,-130.93432235705561,-8.0090451155970216E-2,null,"CrtTgsld821"]
[13490,"CloNgsld822",0.96900000274181353,6958.4659216771352,0,4893.09326171875,0,0,54400.202298747747,16265.5703125,83022.460807061609,0,0,null,75558.865895194729,83022.460807061609,87915.554064269774,null,28354.02880534716,7198.4432771737775,0,0,81807.982747368631,0,null,35552.471667447753,81807.984375,null,-40006.394205518751,-52363.082401332606,-1214.4764320616086,null,0.50310737933952665,0.42822714867569645,0,0,0.47052680392557,0.40439342098251951,0,0,0.98537171242269039,"FAIL",0,null,"CloNgsld822",null,-1214.4764320616086,1214.4764320616086,0.46308354697121629,"FAIL",0,1,null,null,11.681329433278032,null,5021.1452500474597,"YES",1,null,6.8320000000000007,5.3630000000000004,5.5847964346769574,15.4,15.58,17.390432125820322,null,-40183.272174013517,null,-4648.8731366577149,null,140.5049055155431,null,140.5049055155431,null,5021.1452500474597,null,140.5049055155431,2.0702337502514424E-2,null,"CloNgsld822"]
[13533,"CcoTgsld824",0.96900000274181353,6958.4659216771352,0,4893.09326171875,0,0,54400.202298747747,16417.546875,88543.861404136755,0,0,null,75710.841531823971,88543.861404136755,93436.954661344906,null,28768.690171942042,7528.952201338474,0,0,81959.958383997844,0,null,36297.643542447753,81959.9609375,null,-39413.198893018751,-57139.311123407751,-6583.9004666367546,null,0.51255008759729603,0.4099396950487178,0,0,0.47942464216253705,0.38847203092452598,0,0,0.9256424966990523,"FAIL",0,null,"CcoTgsld824",null,-6583.9004666367546,6583.9004666367546,0.44106880053841291,"FAIL",0,1,null,null,12.423749981246967,null,5468.0276827424223,"YES",1,null,6.8320000000000007,5.3630000000000004,5.5847964346769574,15.4,15.58,17.390432125820322,null,-39593.7841842747,null,-4580.6742386682326,null,761.70297633376367,null,761.70297633376367,null,5468.0276827424223,null,761.70297633376367,0.10523269312313108,null,"CcoTgsld824"]
[13554,"CrtNgsld824",0.96900000274181353,6958.4659216771352,0,4893.09326171875,0,0,54400.202298747747,16417.546875,88543.861404136755,0,0,null,75710.841531823971,88543.861404136755,93436.954661344906,null,28768.690171942042,7528.952201338474,0,0,81959.958383997844,0,null,36297.643542447753,81959.9609375,null,-39413.198893018751,-57139.311123407751,-6583.9004666367546,null,0.51255008759729603,0.4099396950487178,0,0,0.47942464216253705,0.38847203092452598,0,0,0.9256424966990523,"FAIL",0,null,"CrtNgsld824",null,-6583.9004666367546,6583.9004666367546,0.44106880053841291,"FAIL",0,1,null,null,12.423749981246967,null,5468.0276827424223,"YES",1,null,6.8320000000000007,5.3630000000000004,5.5847964346769574,15.4,15.58,17.390432125820322,null,-39593.7841842747,null,-4580.6742386682326,null,761.70297633376367,null,761.70297633376367,null,5468.0276827424223,null,761.70297633376367,0.10523269312313108,null,"CrtNgsld824"]
[13575,"CmiTgsld825",0.97167832255363473,7299.0901418893945,0,6342.185546875,0,0,57063.149375872177,16265.5703125,9.7873232581014644,0,0,null,79670.905229606578,9.7873232581014644,6351.972837753764,null,29490.152588025561,7218.3398026525911,0,0,85016.352719807677,0,null,36708.49162606457,85016.3515625,null,-42962.413609182608,30356.518755931469,85006.564239241896,null,0.50060183488905885,3750.6160426119663,0,1,0.46075153178784745,5.7790693342957189,0,1,8686.3741311627418,"PASS",1,null,"CmiTgsld825",null,85006.564239241896,0,0.46075153178784745,"FAIL",0,1,null,null,1.0805537528056157E-3,null,-1823.1400928817111,"NO",0,null,6.8320000000000007,5.3630000000000004,5.5847964346769574,15.4,15.58,17.390432125820322,null,-43145.04292075507,null,-4146.8234469440404,null,0,null,0,null,-1823.1400928817111,null,-1823.1400928817111,-2815.6575594465144,null,"CmiTgsld825"]
[13591,"CdaEgsld826",0.97167832255363473,7299.0901418893945,0,3570.48681640625,0,0,57063.149375872177,16417.546875,165072.90109776377,0,0,null,77051.182208698199,165072.90109776377,168643.3879547219,null,29905.960080265661,7549.7622547812434,0,0,85168.328356436905,0,null,37455.72209481457,85168.328125,null,-39595.460972463858,-131187.66581935546,-79904.572972763766,null,0.50973553607788513,0.22690412445487687,0,0,0.4861148213922884,0.22210015203132316,0,0,0.51594372885322592,"FAIL",0,null,"CdaEgsld826",null,-79904.572972763766,79904.572972763766,0.23863872877181355,"FAIL",0,1,null,null,27.056740663515452,null,14428.537819354724,"YES",1,null,6.8320000000000007,5.3630000000000004,5.5847964346769574,15.4,15.58,17.390432125820322,null,-39781.807848557459,null,-5385.8357968747332,null,10817.831886599533,null,10817.831886599533,null,14428.537819354724,null,10817.831886599533,0.66543403031966941,null,"CdaEgsld826"]
[13639,"CscEgsld827",0.97167832255363473,7299.0901418893945,0,3570.48681640625,0,0,57063.149375872177,16417.546875,164829.6097437382,0,0,null,77051.182208698199,164829.6097437382,168400.09660069612,null,29905.960080265661,7549.7622547812434,0,0,85168.328356436905,0,null,37455.72209481457,85168.328125,null,-39595.460972463858,-130944.37446532988,-79661.281618738198,null,0.50973553607788513,0.2272390388659371,0,0,0.4861148213922884,0.22242102504636735,0,0,0.51670527071811811,"FAIL",0,null,"CscEgsld827",null,-79661.281618738198,79661.281618738198,0.23900920816898319,"FAIL",0,1,null,null,27.016863374401947,null,14404.577899053025,"YES",1,null,6.8320000000000007,5.3630000000000004,5.5847964346769574,15.4,15.58,17.390432125820322,null,-39781.807848557459,null,-5385.8357968747332,null,10784.894034992356,null,10784.894034992356,null,14404.577899053025,null,10784.894034992356,0.66438713409025452,null,"CscEgsld827"]
[13655,"CinEgsld828",1.0321723639965057,11382.752269010738,0,5757.0458984375,0,0,88988.583564330809,16265.5703125,9157.8180178672483,0,0,null,111011.19996822129,9157.8180178672483,14914.864082518921,null,43883.550055921143,7667.7339457912421,0,0,123480.73126011933,0,null,51551.284775454697,123480.734375,null,-59459.914999813613,36636.420859149948,114322.91635713275,null,0.48977910017480536,5.6292104379969325,0,1,0.46437913363530353,3.4563697707693772,0,1,13.483641423544826,"PASS",1,null,"CinEgsld828",null,114322.91635713275,0,0.46437913363530353,"FAIL",0,1,null,null,1.0667124145272016,null,-1647.123525990499,"NO",0,null,6.8320000000000007,5.3630000000000004,5.5847964346769574,15.4,15.58,17.390432125820322,null,-59716.389053422834,null,-7839.980642743988,null,0,null,0,null,-1647.123525990499,null,-1647.123525990499,-1.888288877603673,null,"CinEgsld828"]
[13676,"CdaNgsld829",0.97167832255363473,7299.0901418893945,0,5453.2705078125,0,0,57063.149375872177,16265.5703125,8219.8937315111652,0,0,null,78781.990316511787,8219.8937315111652,13673.164332912027,null,29490.152588025561,7218.3398026525911,0,0,85016.352719807677,0,null,36708.49162606457,85016.3515625,null,-42073.498570120108,23035.327386740904,76796.457830988831,null,0.50060183488905885,4.4658109733635198,0,1,0.46595029567864765,2.6847107943377071,0,1,10.342755556143958,"PASS",1,null,"CdaNgsld829",null,76796.457830988831,0,0.46595029567864765,"FAIL",0,1,null,null,1.0554326169873478,null,-1191.3402940605724,"NO",0,null,6.8320000000000007,5.3630000000000004,5.5847964346769574,15.4,15.58,17.390432125820322,null,-42256.127881692562,null,-4636.6702429744009,null,0,null,0,null,-1191.3402940605724,null,-1191.3402940605724,-1.8836989185684065,null,"CdaNgsld829"]
[13724,"CscNgsld901",1.0784503221511841,8394.7524427557109,0,2927.048095703125,0,0,65628.866516565366,17072.314453125,20482.601736367087,0,0,null,85628.229823874164,20482.601736367087,23409.649941168551,null,33902.181181227461,8053.4260693742735,0,0,96143.238616441493,0,null,41955.606335328994,96143.2421875,null,-43672.622730064497,18545.956503258782,75660.640451132916,null,0.50731568574220898,2.0483533720638794,0,1,0.48997400498949806,1.7922355368960547,0,1,4.6938979444587163,"PASS",1,null,"CscNgsld901",null,75660.640451132916,0,0.48997400498949806,"FAIL",0,1,null,null,4.2354284854303623,null,790.86363231461314,"YES",1,null,6.8320000000000007,5.3630000000000004,5.5847964346769574,15.4,15.58,17.390432125820322,null,-43881.357089941746,null,-7553.2180928323205,null,0,null,0,null,790.86363231461314,null,0,0,null,"CscNgsld901"]
[13740,"CinNgsld902",1.0321723639965057,11382.752269010738,0,9154.84375,0,0,88988.583564330809,22997.21484375,289280.97484667634,0,0,null,121140.6424661948,289280.97484667634,298435.81844443124,null,43906.883887494856,7686.4353945060702,0,0,130212.37622498948,0,null,51593.319931704697,130212.375,null,-69547.322226376113,-246842.49866497164,-159068.59984667634,null,0.46071306063021078,0.17835020073148605,0,0,0.4258960412672958,0.1728791140899576,0,0,0.45012422634780835,"FAIL",0,null,"CinNgsld902",null,-159068.59984667634,159068.59984667634,0.18412426214988578,"FAIL",0,1,null,null,22.869663159061851,null,17916.259542245738,"YES",1,null,6.8320000000000007,5.3630000000000004,5.5847964346769574,15.4,15.58,17.390432125820322,null,-69804.005410115933,null,-7195.2026909724236,null,16396.348761673737,null,16396.348761673737,null,17916.259542245738,null,16396.348761673737,0.79302052152876223,null,"CinNgsld902"]
[13761,"CgrEgsld903",1.0784502863883971,8394.7514234491555,0,6751.67431640625,0,0,65628.858547785523,16265.5703125,38733.453367941082,0,0,null,88646.103058186185,38733.453367941082,45485.127539102992,null,33849.873423104385,8011.5203218293054,0,0,95336.484252233422,0,null,41861.39208500347,95336.484375,null,-46784.711091688303,-3623.7355993438614,56603.031007058918,null,0.51116287966816798,1.0807554825372561,0,1,0.47223048261426931,0.92033141855747969,0,0,2.4613473905713796,"PASS",1,null,"CgrEgsld903",null,56603.031007058918,0,0.47223048261426931,"FAIL",0,1,null,null,4.2082253541666237,null,757.97663231325691,"YES",1,null,6.8320000000000007,5.3630000000000004,5.5847964346769574,15.4,15.58,17.390432125820322,null,-46992.976723952001,null,-4843.9053116568475,null,0,null,0,null,757.97663231325691,null,0,0,null,"CgrEgsld903"]
[13782,"CwaNgsld903",1.0784502863883971,8394.7514234491555,0,6751.67431640625,0,0,65628.858547785523,16265.5703125,38733.453367941082,0,0,null,88646.103058186185,38733.453367941082,45485.127539102992,null,33849.873423104385,8011.5203218293054,0,0,95336.484252233422,0,null,41861.39208500347,95336.484375,null,-46784.711091688303,-3623.7355993438614,56603.031007058918,null,0.51116287966816798,1.0807554825372561,0,1,0.47223048261426931,0.92033141855747969,0,0,2.4613473905713796,"PASS",1,null,"CwaNgsld903",null,56603.031007058918,0,0.47223048261426931,"FAIL",0,1,null,null,4.2082253541666237,null,757.97663231325691,"YES",1,null,6.8320000000000007,5.3630000000000004,5.5847964346769574,15.4,15.58,17.390432125820322,null,-46992.976723952001,null,-4843.9053116568475,null,0,null,0,null,757.97663231325691,null,0,0,null,"CwaNgsld903"]
[13825,"CloEgsld905",1.4514417409896851,26526.162687717439,0,86111.4609375,0,0,207377.40655249532,16265.5703125,83581.255773592638,0,0,null,309754.43480222736,83581.255773592638,169692.71368408573,null,97524.612633689656,10782.374626494673,0,0,266117.86739043787,0,null,108306.9876633829,266117.875,null,-201447.45013911242,-61385.729047709727,182536.61922640738,null,0.48428521736572872,1.2958286718827012,0,1,0.34965435340248868,0.63825360193731284,0,0,3.1839420518024748,"PASS",1,null,"CloEgsld905",null,182536.61922640738,0,0.34965435340248868,"FAIL",0,1,null,null,0.90910900557519914,null,-3618.9431892755174,"NO",0,null,6.8320000000000007,5.3630000000000004,5.5847964346769574,15.4,15.58,17.390432125820322,null,-201986.29087375611,null,-17871.437836359717,null,0,null,0,null,-3618.9431892755174,null,-3618.9431892755174,-2.4451917714252867,null,"CloEgsld905"]
[13846,"CgrNgsld906",1.0784504294395447,8394.7544813688255,0,5066.27490234375,0,0,65628.882454125021,16265.5703125,6180988.9687329289,0,0,null,86960.72782826623,6180988.9687329289,6186055.2437678287,null,33849.884512021075,8011.5213845182307,0,0,95336.513055052012,0,null,41861.405953180045,95336.515625,null,-45099.321715788727,-6144193.8376820926,-6085652.4531079289,null,0.51116289979338014,6.7726064817361124E-3,0,0,0.48138288484122183,6.767059831263314E-3,0,0,1.5424152365789369E-2,"FAIL",0,null,"CgrNgsld906",null,-6085652.4531079289,6085652.4531079289,6.7817964170421713E-3,"FAIL",0,1,null,null,894.93913012636199,null,586729.75969799038,"YES",1,null,6.8320000000000007,5.3630000000000004,5.5847964346769574,15.4,15.58,17.390432125820322,null,-45307.587417048322,null,-5948.2934911103757,null,798966.55151319632,null,798966.55151319632,null,586729.75969799038,null,586729.75969799038,0.99658520792762872,null,"CgrNgsld906"]
[13862,"CrtNgsld906",1.0784503400325776,8394.7524427557109,0,5066.27392578125,0,0,65628.866516565366,16265.5703125,1031032.4721163389,0,0,null,86960.710609130678,1031032.4721163389,1036098.7458696659,null,33849.877149032654,8011.5207203376513,0,0,95336.493853172971,0,null,41861.399315804003,95336.4921875,null,-45099.311439042613,-994237.34672631614,-935695.9799288389,null,0.51116291822336413,4.0601436373655236E-2,0,0,0.48138290214550628,4.0402905105052823E-2,0,0,9.2467012209429697E-2,"FAIL",0,null,"CrtNgsld906",null,-935695.9799288389,935695.9799288389,4.0933970996481765E-2,"FAIL",0,1,null,null,149.28216854749343,null,96195.580275041837,"YES",1,null,6.8320000000000007,5.3630000000000004,5.5847964346769574,15.4,15.58,17.390432125820322,null,-45307.577107280442,null,-5948.292137572731,null,122844.64091713174,null,122844.64091713174,null,96195.580275041837,null,96195.580275041837,0.97952849254993601,null,"CrtNgsld906"]
[13910,"CloNgsld908",1.0252336502075194,9754.858540076757,0,5887.10498046875,0,0,76261.964051976116,16417.546875,105476.91858820019,0,0,null,98566.614903672176,105476.91858820019,111364.02346402821,null,38745.453770692096,7965.8773227814609,0,0,108299.43037583923,0,null,46711.33072988013,108299.4296875,null,-51855.285177564736,-64652.692838788811,2822.5110992998088,null,0.50400924932248337,0.44285831777328555,0,0,0.47390620343243378,0.41944722571088799,0,0,1.0267595141864105,"PASS",1,null,"CloNgsld908",null,2822.5110992998088,0,0.47390620343243378,"FAIL",0,1,null,null,13.720499515525312,null,7800.1046885552587,"YES",1,null,6.8320000000000007,5.3630000000000004,5.5847964346769574,15.4,15.58,17.390432125820322,null,-52087.679857812895,null,-6838.4309279881381,null,0,null,0,null,7800.1046885552587,null,0,0,null,"CloNgsld908"]
[13931,"CheTgsld909",1.0321723639965057,11382.752269010738,0,5766.09716796875,0,0,88988.583564330809,16265.5703125,4761.5302690299695,0,0,null,111020.25105828904,4761.5302690299695,10527.627423749422,null,43883.550055921143,7667.7339457912421,0,0,123480.73126011933,0,null,51551.284775454697,123480.734375,null,-59468.966269344863,41023.657338455974,118719.20410597003,null,0.48977910017480536,10.826621246273595,0,1,0.46434127368935973,4.8967618852354882,0,1,25.93299368023461,"PASS",1,null,"CheTgsld909",null,118719.20410597003,0,0.46434127368935973,"FAIL",0,1,null,null,0.66076646427671604,null,-1979.0780270832959,"NO",0,null,6.8320000000000007,5.3630000000000004,5.5847964346769574,15.4,15.58,17.390432125820322,null,-59725.440322954084,null,-8982.7770805652035,null,0,null,0,null,-1979.0780270832959,null,-1979.0780270832959,-3.6627269506479654,null,"CheTgsld909"]
[13947,"CscTgsld909",1.0784503221511841,8394.7524427557109,0,4252.48291015625,0,0,65628.866516565366,16265.5703125,70817.60044829041,0,0,null,86146.91957014447,70817.60044829041,75070.083162630719,null,33849.877060164486,8011.5205875015426,0,0,95336.493853172971,0,null,41861.399304078994,95336.4921875,null,-44285.520435142622,-33208.684054367666,24518.89173920959,null,0.51116291808019199,0.59111575426288765,0,0,0.48593030871909426,0.55763091542336585,0,0,1.3462259605521765,"PASS",1,null,"CscTgsld909",null,24518.89173920959,0,0.48593030871909426,"FAIL",0,1,null,null,12.215827901894723,null,6025.8171638185077,"YES",1,null,6.8320000000000007,5.3630000000000004,5.5847964346769574,15.4,15.58,17.390432125820322,null,-44493.78610332212,null,-6691.9182156767729,null,0,null,0,null,6025.8171638185077,null,0,0,null,"CscTgsld909"]
[13969,"CofTgsld910",1.0094594538211823,9403.3323265907238,0,5674.95654296875,0,0,73513.786890199655,16417.546875,105649.00860445666,0,0,null,95606.289506707777,105649.00860445666,111323.96524509668,null,37463.499556825365,7843.3147115624552,0,0,104988.37355442184,0,null,45306.813643061178,104988.375,null,-50299.476665107228,-66017.151504364228,-660.63360445665603,null,0.50379341377669373,0.42884277137599164,0,0,0.47388946372695162,0.4069816735602414,0,0,0.99374690199952531,"FAIL",0,null,"CofTgsld910",null,-660.63360445665603,660.63360445665603,0.47063738822882811,"FAIL",0,1,null,null,14.10520055364772,null,7876.3762060743284,"YES",1,null,6.8320000000000007,5.3630000000000004,5.5847964346769574,15.4,15.58,17.390432125820322,null,-50524.883698157282,null,-6633.2562375142452,null,86.73254952259208,null,86.73254952259208,null,7876.3762060743284,null,86.73254952259208,8.6188824170916594E-3,null,"CofTgsld910"]
[13997,"CofTgsld911",1.0784503221511841,8394.7524427557109,0,5066.27392578125,0,0,65628.866516565366,16417.546875,17522.569935423147,0,0,null,87112.686245759847,17522.569935423147,22588.843688749643,null,34311.375185161982,8379.3610980595458,0,0,95488.469489802214,0,null,42690.735241578994,95488.46875,null,-44421.952075767622,20101.891380374596,77965.898814576853,null,0.52032421012528673,2.436328426646857,0,1,0.49006334847711736,1.8899035074078732,0,1,5.4494557078047743,"PASS",1,null,"CofTgsld911",null,77965.898814576853,0,0.49006334847711736,"FAIL",0,1,null,null,2.5308783176523151,null,-345.87789514869087,"NO",0,null,6.8320000000000007,5.3630000000000004,5.5847964346769574,15.4,15.58,17.390432125820322,null,-44634.343793387423,null,-5859.9054110369088,null,0,null,0,null,-345.87789514869087,null,-345.87789514869087,-0.20723318263290544,null,"CofTgsld911"]
[13998,"CofNgsld911",1.0784503221511841,8394.7524427557109,0,5066.27392578125,0,0,65628.866516565366,16417.546875,17522.569935423147,0,0,null,87112.686245759847,17522.569935423147,22588.843688749643,null,34311.375185161982,8379.3610980595458,0,0,95488.469489802214,0,null,42690.735241578994,95488.46875,null,-44421.952075767622,20101.891380374596,77965.898814576853,null,0.52032421012528673,2.436328426646857,0,1,0.49006334847711736,1.8899035074078732,0,1,5.4494557078047743,"PASS",1,null,"CofNgsld911",null,77965.898814576853,0,0.49006334847711736,"FAIL",0,1,null,null,2.5308783176523151,null,-345.87789514869087,"NO",0,null,6.8320000000000007,5.3630000000000004,5.5847964346769574,15.4,15.58,17.390432125820322,null,-44634.343793387423,null,-5859.9054110369088,null,0,null,0,null,-345.87789514869087,null,-345.87789514869087,-0.20723318263290544,null,"CofNgsld911"]
[13999,"CreTgsld911",1.0784503221511841,8394.7524427557109,0,5066.27392578125,0,0,65628.866516565366,16417.546875,34071.662481746847,0,0,null,87112.686245759847,34071.662481746847,39137.936235073343,null,34311.375185161982,8379.3610980595458,0,0,95488.469489802214,0,null,42690.735241578994,95488.46875,null,-44421.952075767622,3552.7988340508964,61416.806268253153,null,0.52032421012528673,1.2529689522620044,0,1,0.49006334847711736,1.0907763454122104,0,1,2.8025773265732448,"PASS",1,null,"CreTgsld911",null,61416.806268253153,0,0.49006334847711736,"FAIL",0,1,null,null,4.9211522850046396,null,1230.4259213648616,"YES",1,null,6.8320000000000007,5.3630000000000004,5.5847964346769574,15.4,15.58,17.390432125820322,null,-44634.343793387423,null,-5859.9054110369088,null,0,null,0,null,1230.4259213648616,null,0,0,null,"CreTgsld911"]
[14000,"CreNgsld911",1.0784503221511841,8394.7524427557109,0,5066.27392578125,0,0,65628.866516565366,16417.546875,34071.662481746847,0,0,null,87112.686245759847,34071.662481746847,39137.936235073343,null,34311.375185161982,8379.3610980595458,0,0,95488.469489802214,0,null,42690.735241578994,95488.46875,null,-44421.952075767622,3552.7988340508964,61416.806268253153,null,0.52032421012528673,1.2529689522620044,0,1,0.49006334847711736,1.0907763454122104,0,1,2.8025773265732448,"PASS",1,null,"CreNgsld911",null,61416.806268253153,0,0.49006334847711736,"FAIL",0,1,null,null,4.9211522850046396,null,1230.4259213648616,"YES",1,null,6.8320000000000007,5.3630000000000004,5.5847964346769574,15.4,15.58,17.390432125820322,null,-44634.343793387423,null,-5859.9054110369088,null,0,null,0,null,1230.4259213648616,null,0,0,null,"CreNgsld911"]
[14001,"CrtTgsld911",1.0784503221511841,8394.7524427557109,0,5066.27392578125,0,0,65628.866516565366,16417.546875,34071.662481746847,0,0,null,87112.686245759847,34071.662481746847,39137.936235073343,null,34311.375185161982,8379.3610980595458,0,0,95488.469489802214,0,null,42690.735241578994,95488.46875,null,-44421.952075767622,3552.7988340508964,61416.806268253153,null,0.52032421012528673,1.2529689522620044,0,1,0.49006334847711736,1.0907763454122104,0,1,2.8025773265732448,"PASS",1,null,"CrtTgsld911",null,61416.806268253153,0,0.49006334847711736,"FAIL",0,1,null,null,4.9211522843937603,null,1230.4259206582024,"YES",1,null,6.8320000000000007,5.3630000000000004,5.5847964346769574,15.4,15.58,17.390432125820322,null,-44634.343793387423,null,-5859.9054110369088,null,0,null,0,null,1230.4259206582024,null,0,0,null,"CrtTgsld911"]
[14002,"CrtNgsld911",1.0784503221511841,8394.7524427557109,0,5066.27392578125,0,0,65628.866516565366,16417.546875,34071.662481746847,0,0,null,87112.686245759847,34071.662481746847,39137.936235073343,null,34311.375185161982,8379.3610980595458,0,0,95488.469489802214,0,null,42690.735241578994,95488.46875,null,-44421.952075767622,3552.7988340508964,61416.806268253153,null,0.52032421012528673,1.2529689522620044,0,1,0.49006334847711736,1.0907763454122104,0,1,2.8025773265732448,"PASS",1,null,"CrtNgsld911",null,61416.806268253153,0,0.49006334847711736,"FAIL",0,1,null,null,4.9211522843937603,null,1230.4259206582024,"YES",1,null,6.8320000000000007,5.3630000000000004,5.5847964346769574,15.4,15.58,17.390432125820322,null,-44634.343793387423,null,-5859.9054110369088,null,0,null,0,null,1230.4259206582024,null,0,0,null,"CrtNgsld911"]
[14003,"CscTgsld911",1.0784503221511841,8394.7524427557109,0,5066.27392578125,0,0,65628.866516565366,16417.546875,6594.5155670947261,0,0,null,87112.686245759847,6594.5155670947261,11660.789320421243,null,34311.375185161982,8379.3610980595458,0,0,95488.469489802214,0,null,42690.735241578994,95488.46875,null,-44421.952075767622,31029.945748703016,88893.953182905272,null,0.52032421012528673,6.473672676518798,0,1,0.49006334847711736,3.6610501602537635,0,1,14.479982309309843,"PASS",1,null,"CscTgsld911",null,88893.953182905272,0,0.49006334847711736,"FAIL",0,1,null,null,0.95248108722573777,null,-1386.7768093524237,"NO",0,null,6.8320000000000007,5.3630000000000004,5.5847964346769574,15.4,15.58,17.390432125820322,null,-44634.343793387423,null,-5859.9054110369088,null,0,null,0,null,-1386.7768093524237,null,-1386.7768093524237,-2.2077910283313025,null,"CscTgsld911"]
[14004,"CscNgsld911",1.0784503221511841,8394.7524427557109,0,5066.27392578125,0,0,65628.866516565366,16417.546875,6594.5155670947261,0,0,null,87112.686245759847,6594.5155670947261,11660.789320421243,null,34311.375185161982,8379.3610980595458,0,0,95488.469489802214,0,null,42690.735241578994,95488.46875,null,-44421.952075767622,31029.945748703016,88893.953182905272,null,0.52032421012528673,6.473672676518798,0,1,0.49006334847711736,3.6610501602537635,0,1,14.479982309309843,"PASS",1,null,"CscNgsld911",null,88893.953182905272,0,0.49006334847711736,"FAIL",0,1,null,null,0.95248108722573777,null,-1386.7768093524237,"NO",0,null,6.8320000000000007,5.3630000000000004,5.5847964346769574,15.4,15.58,17.390432125820322,null,-44634.343793387423,null,-5859.9054110369088,null,0,null,0,null,-1386.7768093524237,null,-1386.7768093524237,-2.2077910283313025,null,"CscNgsld911"]
[14005,"CwaTgsld911",1.0784503221511841,8394.7524427557109,0,5066.27392578125,0,0,65628.866516565366,16417.546875,29204.283225705221,0,0,null,87112.686245759847,29204.283225705221,34270.556979031739,null,34311.375185161982,8379.3610980595458,0,0,95488.469489802214,0,null,42690.735241578994,95488.46875,null,-44421.952075767622,8420.1780900925223,66284.185524294779,null,0.52032421012528673,1.4617970559881153,0,1,0.49006334847711736,1.2456971461792328,0,1,3.2696734246828671,"PASS",1,null,"CwaTgsld911",null,66284.185524294779,0,0.49006334847711736,"FAIL",0,1,null,null,4.2181305288819626,null,766.80715070500833,"YES",1,null,6.8320000000000007,5.3630000000000004,5.5847964346769574,15.4,15.58,17.390432125820322,null,-44634.343793387423,null,-5859.9054110369088,null,0,null,0,null,766.80715070500833,null,0,0,null,"CwaTgsld911"]
[14006,"CwaNgsld911",1.0784503221511841,8394.7524427557109,0,5066.27392578125,0,0,65628.866516565366,16417.546875,29204.283225705221,0,0,null,87112.686245759847,29204.283225705221,34270.556979031739,null,34311.375185161982,8379.3610980595458,0,0,95488.469489802214,0,null,42690.735241578994,95488.46875,null,-44421.952075767622,8420.1780900925223,66284.185524294779,null,0.52032421012528673,1.4617970559881153,0,1,0.49006334847711736,1.2456971461792328,0,1,3.2696734246828671,"PASS",1,null,"CwaNgsld911",null,66284.185524294779,0,0.49006334847711736,"FAIL",0,1,null,null,4.2181305288819626,null,766.80715070500833,"YES",1,null,6.8320000000000007,5.3630000000000004,5.5847964346769574,15.4,15.58,17.390432125820322,null,-44634.343793387423,null,-5859.9054110369088,null,0,null,0,null,766.80715070500833,null,0,0,null,"CwaNgsld911"]
[14007,"CasTgsld912",1.0784503221511841,8394.7524427557109,0,11837.98046875,0,0,65628.866516565366,17072.314453125,1416975.2838747951,0,0,null,94539.162122724389,1416975.2838747951,1428813.2643784464,null,33902.181181227461,8053.4260693742735,0,0,96143.238616441493,0,null,41955.606335328994,96143.2421875,null,-52583.555103111372,-1386857.6580082162,-1320832.0416872951,null,0.50731568574220898,2.9609271814960057E-2,0,0,0.44379076032579989,2.9363953556663758E-2,0,0,6.7851036839958939E-2,"FAIL",0,null,"CasTgsld912",null,-1320832.0416872951,1320832.0416872951,2.9642828851310067E-2,"FAIL",0,1,null,null,86.448031049535288,null,55722.473074284921,"YES",1,null,6.8320000000000007,5.3630000000000004,5.5847964346769574,15.4,15.58,17.390432125820322,null,-52792.289462988636,null,-4670.9809625970729,null,116865.19725261998,null,116865.19725261998,null,55722.473074284921,null,55722.473074284921,0.96469793728003062,null,"CasTgsld912"]
[14008,"CasNgsld912",1.0784503221511841,8394.7524427557109,0,11837.98046875,0,0,65628.866516565366,17072.314453125,1416975.2838747951,0,0,null,94539.162122724389,1416975.2838747951,1428813.2643784464,null,33902.181181227461,8053.4260693742735,0,0,96143.238616441493,0,null,41955.606335328994,96143.2421875,null,-52583.555103111372,-1386857.6580082162,-1320832.0416872951,null,0.50731568574220898,2.9609271814960057E-2,0,0,0.44379076032579989,2.9363953556663758E-2,0,0,6.7851036839958939E-2,"FAIL",0,null,"CasNgsld912",null,-1320832.0416872951,1320832.0416872951,2.9642828851310067E-2,"FAIL",0,1,null,null,86.448031049535288,null,55722.473074284921,"YES",1,null,6.8320000000000007,5.3630000000000004,5.5847964346769574,15.4,15.58,17.390432125820322,null,-52792.289462988636,null,-4670.9809625970729,null,116865.19725261998,null,116865.19725261998,null,55722.473074284921,null,55722.473074284921,0.96469793728003062,null,"CasNgsld912"]
[14009,"CcoTgsld912",1.0321723639965057,11382.752269010738,0,16051.5517578125,0,0,88988.583564330809,17072.314453125,7319460.0579145839,0,0,null,122112.45026269677,7319460.0579145839,7335511.6095104413,null,43933.609726891045,7707.841199134833,0,0,124287.47602338789,0,null,51641.452744204697,124287.4765625,null,-70470.997031063613,-7283870.1569281919,-7195172.5813520839,null,0.48690378555634517,7.0553636928948641E-3,0,0,0.4229008003626486,7.0399251602453672E-3,0,0,1.6980415984114438E-2,"FAIL",0,null,"CcoTgsld912",null,-7195172.5813520839,7195172.5813520839,7.0574608648596611E-3,"FAIL",0,1,null,null,360.33280936902139,null,295822.35317820782,"YES",1,null,6.8320000000000007,5.3630000000000004,5.5847964346769574,15.4,15.58,17.390432125820322,null,-70727.919681532294,null,-6257.89807028819,null,636617.85635680973,null,636617.85635680973,null,295822.35317820782,null,295822.35317820782,0.99145999518927408,null,"CcoTgsld912"]
[14010,"CcoNgsld912",1.0321723639965057,11382.752269010738,0,16051.5517578125,0,0,88988.583564330809,17072.314453125,7319460.0579145839,0,0,null,122112.45026269677,7319460.0579145839,7335511.6095104413,null,43933.609726891045,7707.841199134833,0,0,124287.47602338789,0,null,51641.452744204697,124287.4765625,null,-70470.997031063613,-7283870.1569281919,-7195172.5813520839,null,0.48690378555634517,7.0553636928948641E-3,0,0,0.4229008003626486,7.0399251602453672E-3,0,0,1.6980415984114438E-2,"FAIL",0,null,"CcoNgsld912",null,-7195172.5813520839,7195172.5813520839,7.0574608648596611E-3,"FAIL",0,1,null,null,360.33280936902139,null,295822.35317820782,"YES",1,null,6.8320000000000007,5.3630000000000004,5.5847964346769574,15.4,15.58,17.390432125820322,null,-70727.919681532294,null,-6257.89807028819,null,636617.85635680973,null,636617.85635680973,null,295822.35317820782,null,295822.35317820782,0.99145999518927408,null,"CcoNgsld912"]
[14011,"CdaTgsld912",1.0321723639965057,11382.752269010738,0,16051.5517578125,0,0,88988.583564330809,17072.314453125,2164918.2686635242,0,0,null,122112.45026269677,2164918.2686635242,2180969.8202593848,null,43933.609726891045,7707.841199134833,0,0,124287.47602338789,0,null,51641.452744204697,124287.4765625,null,-70470.997031063613,-2129328.3676771321,-2040630.7921010242,null,0.48690378555634517,2.3853765517016342E-2,0,0,0.4229008003626486,2.3678206025899158E-2,0,0,5.7409777709172723E-2,"FAIL",0,null,"CdaTgsld912",null,-2040630.7921010242,2040630.7921010242,2.3877754762698065E-2,"FAIL",0,1,null,null,106.57767843051678,null,85702.631238842281,"YES",1,null,6.8320000000000007,5.3630000000000004,5.5847964346769574,15.4,15.58,17.390432125820322,null,-70727.919681532294,null,-6257.89807028819,null,180551.8888942246,null,180551.8888942246,null,85702.631238842281,null,85702.631238842281,0.97112675026874529,null,"CdaTgsld912"]
[14012,"CdaNgsld912",1.0321723639965057,11382.752269010738,0,16051.5517578125,0,0,88988.583564330809,17072.314453125,2164918.2686635242,0,0,null,122112.45026269677,2164918.2686635242,2180969.8202593848,null,43933.609726891045,7707.841199134833,0,0,124287.47602338789,0,null,51641.452744204697,124287.4765625,null,-70470.997031063613,-2129328.3676771321,-2040630.7921010242,null,0.48690378555634517,2.3853765517016342E-2,0,0,0.4229008003626486,2.3678206025899158E-2,0,0,5.7409777709172723E-2,"FAIL",0,null,"CdaNgsld912",null,-2040630.7921010242,2040630.7921010242,2.3877754762698065E-2,"FAIL",0,1,null,null,106.57767843051678,null,85702.631238842281,"YES",1,null,6.8320000000000007,5.3630000000000004,5.5847964346769574,15.4,15.58,17.390432125820322,null,-70727.919681532294,null,-6257.89807028819,null,180551.8888942246,null,180551.8888942246,null,85702.631238842281,null,85702.631238842281,0.97112675026874529,null,"CdaNgsld912"]
[14013,"CgrTgsld912",1.0784503221511841,8394.7519331024341,0,11837.9794921875,0,0,65628.862532175437,17072.314453125,2834081.0827401686,0,0,null,94539.157389693966,2834081.0827401686,2845919.062495179,null,33902.179451565557,8053.4260693742735,0,0,96143.233815971689,0,null,41955.606643766238,96143.234375,null,-52583.5498337217,-2803963.4555885899,-2737937.8483651686,null,0.50731571391328034,1.4803954233800858E-2,0,0,0.44379078687630225,1.4742375213881173E-2,0,0,3.3923953326713802E-2,"FAIL",0,null,"CgrTgsld912",null,-2737937.8483651686,2737937.8483651686,1.4812337954389451E-2,"FAIL",0,1,null,null,172.90402523374487,null,113489.36859563207,"YES",1,null,6.8320000000000007,5.3630000000000004,5.5847964346769574,15.4,15.58,17.390432125820322,null,-52792.284195133463,null,-4670.9804965053099,null,242248.54986548069,null,242248.54986548069,null,113489.36859563207,null,113489.36859563207,0.98234978156916175,null,"CgrTgsld912"]
[14014,"CgrNgsld912",1.0784503221511841,8394.7519331024341,0,11837.9794921875,0,0,65628.862532175437,17072.314453125,2834081.0827401686,0,0,null,94539.157389693966,2834081.0827401686,2845919.062495179,null,33902.179451565557,8053.4260693742735,0,0,96143.233815971689,0,null,41955.606643766238,96143.234375,null,-52583.5498337217,-2803963.4555885899,-2737937.8483651686,null,0.50731571391328034,1.4803954233800858E-2,0,0,0.44379078687630225,1.4742375213881173E-2,0,0,3.3923953326713802E-2,"FAIL",0,null,"CgrNgsld912",null,-2737937.8483651686,2737937.8483651686,1.4812337954389451E-2,"FAIL",0,1,null,null,172.90402523374487,null,113489.36859563207,"YES",1,null,6.8320000000000007,5.3630000000000004,5.5847964346769574,15.4,15.58,17.390432125820322,null,-52792.284195133463,null,-4670.9804965053099,null,242248.54986548069,null,242248.54986548069,null,113489.36859563207,null,113489.36859563207,0.98234978156916175,null,"CgrNgsld912"]
[14015,"CheTgsld912",1.0321723639965057,11382.752269010738,0,16051.5517578125,0,0,88988.583564330809,17072.314453125,808998.2231899465,0,0,null,122112.45026269677,808998.2231899465,825049.77478580549,null,43933.609726891045,7707.841199134833,0,0,124287.47602338789,0,null,51641.452744204697,124287.4765625,null,-70470.997031063613,-773408.32220355433,-684710.7466274465,null,0.48690378555634517,6.3833827150544545E-2,0,0,0.4229008003626486,6.2591923920559289E-2,0,0,0.15363133440815763,"FAIL",0,null,"CheTgsld912",null,-684710.7466274465,684710.7466274465,6.4005909813267897E-2,"FAIL",0,1,null,null,39.82651527851268,null,30429.913300216071,"YES",1,null,6.8320000000000007,5.3630000000000004,5.5847964346769574,15.4,15.58,17.390432125820322,null,-70727.919681532294,null,-6257.89807028819,null,60582.158775755663,null,60582.158775755663,null,30429.913300216071,null,30429.913300216071,0.92273378919809446,null,"CheTgsld912"]
[14016,"CheNgsld912",1.0321723639965057,11382.752269010738,0,16051.5517578125,0,0,88988.583564330809,17072.314453125,808998.2231899465,0,0,null,122112.45026269677,808998.2231899465,825049.77478580549,null,43933.609726891045,7707.841199134833,0,0,124287.47602338789,0,null,51641.452744204697,124287.4765625,null,-70470.997031063613,-773408.32220355433,-684710.7466274465,null,0.48690378555634517,6.3833827150544545E-2,0,0,0.4229008003626486,6.2591923920559289E-2,0,0,0.15363133440815763,"FAIL",0,null,"CheNgsld912",null,-684710.7466274465,684710.7466274465,6.4005909813267897E-2,"FAIL",0,1,null,null,39.82651527851268,null,30429.913300216071,"YES",1,null,6.8320000000000007,5.3630000000000004,5.5847964346769574,15.4,15.58,17.390432125820322,null,-70727.919681532294,null,-6257.89807028819,null,60582.158775755663,null,60582.158775755663,null,30429.913300216071,null,30429.913300216071,0.92273378919809446,null,"CheNgsld912"]
[14017,"ChoTgsld912",1.0321723639965057,11382.752269010738,0,16051.5517578125,0,0,88988.583564330809,17072.314453125,690309.74019887298,0,0,null,122112.45026269677,690309.74019887298,706361.29179473163,null,43933.609726891045,7707.841199134833,0,0,124287.47602338789,0,null,51641.452744204697,124287.4765625,null,-70470.997031063613,-654719.83921248082,-566022.26363637298,null,0.48690378555634517,7.4809103416862102E-2,0,0,0.4229008003626486,7.3109120406574288E-2,0,0,0.18004595520656239,"FAIL",0,null,"ChoTgsld912",null,-566022.26363637298,566022.26363637298,7.5045556833161595E-2,"FAIL",0,1,null,null,33.983552213311036,null,25591.698772428532,"YES",1,null,6.8320000000000007,5.3630000000000004,5.5847964346769574,15.4,15.58,17.390432125820322,null,-70727.919681532294,null,-6257.89807028819,null,50080.783477010547,null,50080.783477010547,null,25591.698772428532,null,25591.698772428532,0.9094490209320587,null,"ChoTgsld912"]
[14018,"ChoNgsld912",1.0321723639965057,11382.752269010738,0,16051.5517578125,0,0,88988.583564330809,17072.314453125,690309.74019887298,0,0,null,122112.45026269677,690309.74019887298,706361.29179473163,null,43933.609726891045,7707.841199134833,0,0,124287.47602338789,0,null,51641.452744204697,124287.4765625,null,-70470.997031063613,-654719.83921248082,-566022.26363637298,null,0.48690378555634517,7.4809103416862102E-2,0,0,0.4229008003626486,7.3109120406574288E-2,0,0,0.18004595520656239,"FAIL",0,null,"ChoNgsld912",null,-566022.26363637298,566022.26363637298,7.5045556833161595E-2,"FAIL",0,1,null,null,33.983552213311036,null,25591.698772428532,"YES",1,null,6.8320000000000007,5.3630000000000004,5.5847964346769574,15.4,15.58,17.390432125820322,null,-70727.919681532294,null,-6257.89807028819,null,50080.783477010547,null,50080.783477010547,null,25591.698772428532,null,25591.698772428532,0.9094490209320587,null,"ChoNgsld912"]
[14019,"CinTgsld912",1.0321723461151122,11382.752269010738,0,16051.5517578125,0,0,88988.583564330809,17072.314453125,76852439.386477515,0,0,null,122112.45026269677,76852439.386477515,76868490.938073367,null,43933.609637155656,7707.841065603905,0,0,124287.47602338789,0,null,51641.448826229687,124287.4765625,null,-70471.000949038629,-76816849.489409104,-76728151.909915015,null,0.48690374861553959,6.7195588374929576E-4,0,0,0.4229007682776727,6.7181556702764151E-4,0,0,1.6172222710782148E-3,"FAIL",0,null,"CinTgsld912",null,-76728151.909915015,76728151.909915015,6.7197490153744755E-4,"FAIL",0,1,null,null,3783.4015335858794,null,3130264.4825644572,"YES",1,null,6.8320000000000007,5.3630000000000004,5.5847964346769574,15.4,15.58,17.390432125820322,null,-70727.923580014874,null,-6257.8984152199619,null,6788789.4333079001,null,6788789.4333079001,null,3130264.4825644572,null,3130264.4825644572,0.99918664622395803,null,"CinTgsld912"]
[14020,"CinNgsld912",1.0321723461151122,11382.752269010738,0,16051.5517578125,0,0,88988.583564330809,17072.314453125,76852439.386477515,0,0,null,122112.45026269677,76852439.386477515,76868490.938073367,null,43933.609637155656,7707.841065603905,0,0,124287.47602338789,0,null,51641.448826229687,124287.4765625,null,-70471.000949038629,-76816849.489409104,-76728151.909915015,null,0.48690374861553959,6.7195588374929576E-4,0,0,0.4229007682776727,6.7181556702764151E-4,0,0,1.6172222710782148E-3,"FAIL",0,null,"CinNgsld912",null,-76728151.909915015,76728151.909915015,6.7197490153744755E-4,"FAIL",0,1,null,null,3783.4015335858794,null,3130264.4825644572,"YES",1,null,6.8320000000000007,5.3630000000000004,5.5847964346769574,15.4,15.58,17.390432125820322,null,-70727.923580014874,null,-6257.8984152199619,null,6788789.4333079001,null,6788789.4333079001,null,3130264.4825644572,null,3130264.4825644572,0.99918664622395803,null,"CinNgsld912"]
[14021,"CloTgsld912",1.4514417409896851,26526.160649104328,0,37406.24609375,0,0,207377.3906149356,17072.314453125,8266229.2152126674,0,0,null,261855.950639524,8266229.2152126674,8303635.4601347409,null,97594.999649024816,10838.77348355566,0,0,266924.59295182739,0,null,108433.7701471319,266924.59375,null,-153422.1810146787,-8195201.6911592856,-7999304.6214626674,null,0.48310943475845147,1.3117682479403906E-2,0,0,0.41409702420750638,1.3058589897451005E-2,0,0,3.2290974131078794E-2,"FAIL",0,null,"CloTgsld912",null,-7999304.6214626674,7999304.6214626674,1.3125730845428139E-2,"FAIL",0,1,null,null,205.67880586141078,null,331836.89501808217,"YES",1,null,6.8320000000000007,5.3630000000000004,5.5847964346769574,15.4,15.58,17.390432125820322,null,-153961.65250794802,null,-13622.291345003907,null,707766.22838193621,null,707766.22838193621,null,331836.89501808217,null,331836.89501808217,0.98478283504782094,null,"CloTgsld912"]
[14022,"CloNgsld912",1.4514417409896851,26526.160649104328,0,37406.24609375,0,0,207377.3906149356,17072.314453125,8266229.2152126674,0,0,null,261855.950639524,8266229.2152126674,8303635.4601347409,null,97594.999649024816,10838.77348355566,0,0,266924.59295182739,0,null,108433.7701471319,266924.59375,null,-153422.1810146787,-8195201.6911592856,-7999304.6214626674,null,0.48310943475845147,1.3117682479403906E-2,0,0,0.41409702420750638,1.3058589897451005E-2,0,0,3.2290974131078794E-2,"FAIL",0,null,"CloNgsld912",null,-7999304.6214626674,7999304.6214626674,1.3125730845428139E-2,"FAIL",0,1,null,null,205.67880586141078,null,331836.89501808217,"YES",1,null,6.8320000000000007,5.3630000000000004,5.5847964346769574,15.4,15.58,17.390432125820322,null,-153961.65250794802,null,-13622.291345003907,null,707766.22838193621,null,707766.22838193621,null,331836.89501808217,null,331836.89501808217,0.98478283504782094,null,"CloNgsld912"]
[14023,"CmiTgsld912",1.0784503221511841,8394.7524427557109,0,11837.98046875,0,0,65628.866516565366,17072.314453125,11336011.55494801,0,0,null,94539.162122724389,11336011.55494801,11347849.535451667,null,33902.181181227461,8053.4260693742735,0,0,96143.238616441493,0,null,41955.606335328994,96143.2421875,null,-52583.555103111372,-11305893.929081431,-11239868.31276051,null,0.50731568574220898,3.7010906465613086E-3,0,0,0.44379076032579989,3.6972297001634626E-3,0,0,8.4812230228836372E-3,"FAIL",0,null,"CmiTgsld912",null,-11239868.31276051,11239868.31276051,3.7016144364700608E-3,"FAIL",0,1,null,null,691.59699073912498,null,460062.01864090626,"YES",1,null,6.8320000000000007,5.3630000000000004,5.5847964346769574,15.4,15.58,17.390432125820322,null,-52792.289462988636,null,-4670.9809625970729,null,994486.34346138209,null,994486.34346138209,null,460062.01864090626,null,460062.01864090626,0.99558732346268475,null,"CmiTgsld912"]
[14024,"CmiNgsld912",1.0784503221511841,8394.7524427557109,0,11837.98046875,0,0,65628.866516565366,17072.314453125,11336011.55494801,0,0,null,94539.162122724389,11336011.55494801,11347849.535451667,null,33902.181181227461,8053.4260693742735,0,0,96143.238616441493,0,null,41955.606335328994,96143.2421875,null,-52583.555103111372,-11305893.929081431,-11239868.31276051,null,0.50731568574220898,3.7010906465613086E-3,0,0,0.44379076032579989,3.6972297001634626E-3,0,0,8.4812230228836372E-3,"FAIL",0,null,"CmiNgsld912",null,-11239868.31276051,11239868.31276051,3.7016144364700608E-3,"FAIL",0,1,null,null,691.59699073912498,null,460062.01864090626,"YES",1,null,6.8320000000000007,5.3630000000000004,5.5847964346769574,15.4,15.58,17.390432125820322,null,-52792.289462988636,null,-4670.9809625970729,null,994486.34346138209,null,994486.34346138209,null,460062.01864090626,null,460062.01864090626,0.99558732346268475,null,"CmiNgsld912"]
[14025,"CofTgsld912",1.0784503221511841,8394.7524427557109,0,11837.98046875,0,0,65628.866516565366,17072.314453125,971656.89028134791,0,0,null,94539.162122724389,971656.89028134791,983494.87078499922,null,33902.181181227461,8053.4260693742735,0,0,96143.238616441493,0,null,41955.606335328994,96143.2421875,null,-52583.555103111372,-941539.2644147689,-875513.64809384791,null,0.50731568574220898,4.3179446114132478E-2,0,0,0.44379076032579989,4.2659710368728239E-2,0,0,9.8947728513159888E-2,"FAIL",0,null,"CofTgsld912",null,-875513.64809384791,875513.64809384791,4.3250847709577711E-2,"FAIL",0,1,null,null,59.279664078521769,null,37569.512703215121,"YES",1,null,6.8320000000000007,5.3630000000000004,5.5847964346769574,15.4,15.58,17.390432125820322,null,-52792.289462988636,null,-4670.9809625970729,null,77464.107435752114,null,77464.107435752114,null,37569.512703215121,null,37569.512703215121,0.94851870600350385,null,"CofTgsld912"]
[14026,"CofNgsld912",1.0784503221511841,8394.7524427557109,0,11837.98046875,0,0,65628.866516565366,17072.314453125,971656.89028134791,0,0,null,94539.162122724389,971656.89028134791,983494.87078499922,null,33902.181181227461,8053.4260693742735,0,0,96143.238616441493,0,null,41955.606335328994,96143.2421875,null,-52583.555103111372,-941539.2644147689,-875513.64809384791,null,0.50731568574220898,4.3179446114132478E-2,0,0,0.44379076032579989,4.2659710368728239E-2,0,0,9.8947728513159888E-2,"FAIL",0,null,"CofNgsld912",null,-875513.64809384791,875513.64809384791,4.3250847709577711E-2,"FAIL",0,1,null,null,59.279664078521769,null,37569.512703215121,"YES",1,null,6.8320000000000007,5.3630000000000004,5.5847964346769574,15.4,15.58,17.390432125820322,null,-52792.289462988636,null,-4670.9809625970729,null,77464.107435752114,null,77464.107435752114,null,37569.512703215121,null,37569.512703215121,0.94851870600350385,null,"CofNgsld912"]
[14027,"CreTgsld912",1.0784503221511841,8394.7519331024341,0,11837.98046875,0,0,65628.862532175437,17072.314453125,1889329.4457149564,0,0,null,94539.158138334475,1889329.4457149564,1901167.4262186082,null,33902.179451565557,8053.4260693742735,0,0,96143.233815971689,0,null,41955.606643766238,96143.234375,null,-52583.5508102842,-1859211.8195399402,-1793186.2113399564,null,0.50731571391328034,2.2206612371877515E-2,0,0,0.44379078229207014,2.2068338677559553E-2,0,0,5.0887490581939067E-2,"FAIL",0,null,"CreTgsld912",null,-1793186.2113399564,1793186.2113399564,2.2225482232391684E-2,"FAIL",0,1,null,null,115.26581093053028,null,74977.513805709576,"YES",1,null,6.8320000000000007,5.3630000000000004,5.5847964346769574,15.4,15.58,17.390432125820322,null,-52792.28517169597,null,-4670.980582910066,null,158658.37115158018,null,158658.37115158018,null,74977.513805709576,null,74977.513805709576,0.97352385942459629,null,"CreTgsld912"]
[14028,"CreNgsld912",1.0784503221511841,8394.7519331024341,0,11837.98046875,0,0,65628.862532175437,17072.314453125,1889329.4457149564,0,0,null,94539.158138334475,1889329.4457149564,1901167.4262186082,null,33902.179451565557,8053.4260693742735,0,0,96143.233815971689,0,null,41955.606643766238,96143.234375,null,-52583.5508102842,-1859211.8195399402,-1793186.2113399564,null,0.50731571391328034,2.2206612371877515E-2,0,0,0.44379078229207014,2.2068338677559553E-2,0,0,5.0887490581939067E-2,"FAIL",0,null,"CreNgsld912",null,-1793186.2113399564,1793186.2113399564,2.2225482232391684E-2,"FAIL",0,1,null,null,115.26581093053028,null,74977.513805709576,"YES",1,null,6.8320000000000007,5.3630000000000004,5.5847964346769574,15.4,15.58,17.390432125820322,null,-52792.28517169597,null,-4670.980582910066,null,158658.37115158018,null,158658.37115158018,null,74977.513805709576,null,74977.513805709576,0.97352385942459629,null,"CreNgsld912"]
[14029,"CrtTgsld912",1.0784503221511841,8394.7524427557109,0,11837.98046875,0,0,65628.866516565366,17072.314453125,1889329.4457149564,0,0,null,94539.162122724389,1889329.4457149564,1901167.4262186082,null,33902.181181227461,8053.4260693742735,0,0,96143.238616441493,0,null,41955.606335328994,96143.2421875,null,-52583.555103111372,-1859211.8198483775,-1793186.2035274564,null,0.50731568574220898,2.2206612208625284E-2,0,0,0.44379076032579989,2.2068338515323846E-2,0,0,5.0887494717004031E-2,"FAIL",0,null,"CrtTgsld912",null,-1793186.2035274564,1793186.2035274564,2.2225482114071691E-2,"FAIL",0,1,null,null,115.26581124153674,null,74977.514427956063,"YES",1,null,6.8320000000000007,5.3630000000000004,5.5847964346769574,15.4,15.58,17.390432125820322,null,-52792.289462988636,null,-4670.9809625970729,null,158658.37046034215,null,158658.37046034215,null,74977.514427956063,null,74977.514427956063,0.97352385948970466,null,"CrtTgsld912"]
[14030,"CrtNgsld912",1.0784503221511841,8394.7524427557109,0,11837.98046875,0,0,65628.866516565366,17072.314453125,1889329.4457149564,0,0,null,94539.162122724389,1889329.4457149564,1901167.4262186082,null,33902.181181227461,8053.4260693742735,0,0,96143.238616441493,0,null,41955.606335328994,96143.2421875,null,-52583.555103111372,-1859211.8198483775,-1793186.2035274564,null,0.50731568574220898,2.2206612208625284E-2,0,0,0.44379076032579989,2.2068338515323846E-2,0,0,5.0887494717004031E-2,"FAIL",0,null,"CrtNgsld912",null,-1793186.2035274564,1793186.2035274564,2.2225482114071691E-2,"FAIL",0,1,null,null,115.26581124153674,null,74977.514427956063,"YES",1,null,6.8320000000000007,5.3630000000000004,5.5847964346769574,15.4,15.58,17.390432125820322,null,-52792.289462988636,null,-4670.9809625970729,null,158658.37046034215,null,158658.37046034215,null,74977.514427956063,null,74977.514427956063,0.97352385948970466,null,"CrtNgsld912"]
[14031,"CscTgsld912",1.0784503221511841,8394.7524427557109,0,11837.98046875,0,0,65628.866516565366,17072.314453125,365675.93276188627,0,0,null,94539.162122724389,365675.93276188627,377513.91326553805,null,33902.181181227461,8053.4260693742735,0,0,96143.238616441493,0,null,41955.606335328994,96143.2421875,null,-52583.555103111372,-335558.30689530727,-269532.69057438627,null,0.50731568574220898,0.11473439342437892,0,0,0.44379076032579989,0.11113658295739916,0,0,0.26291925055430071,"FAIL",0,null,"CscTgsld912",null,-269532.69057438627,269532.69057438627,0.11523990691225108,"FAIL",0,1,null,null,22.309467635121468,null,12867.309691506118,"YES",1,null,6.8320000000000007,5.3630000000000004,5.5847964346769574,15.4,15.58,17.390432125820322,null,-52792.289462988636,null,-4670.9809625970729,null,23847.839888686147,null,23847.839888686147,null,12867.309691506118,null,12867.309691506118,0.86320633624602372,null,"CscTgsld912"]
[14032,"CscNgsld912",1.0784503221511841,8394.7524427557109,0,11837.98046875,0,0,65628.866516565366,17072.314453125,365675.93276188627,0,0,null,94539.162122724389,365675.93276188627,377513.91326553805,null,33902.181181227461,8053.4260693742735,0,0,96143.238616441493,0,null,41955.606335328994,96143.2421875,null,-52583.555103111372,-335558.30689530727,-269532.69057438627,null,0.50731568574220898,0.11473439342437892,0,0,0.44379076032579989,0.11113658295739916,0,0,0.26291925055430071,"FAIL",0,null,"CscNgsld912",null,-269532.69057438627,269532.69057438627,0.11523990691225108,"FAIL",0,1,null,null,22.309467635121468,null,12867.309691506118,"YES",1,null,6.8320000000000007,5.3630000000000004,5.5847964346769574,15.4,15.58,17.390432125820322,null,-52792.289462988636,null,-4670.9809625970729,null,23847.839888686147,null,23847.839888686147,null,12867.309691506118,null,12867.309691506118,0.86320633624602372,null,"CscNgsld912"]
[14033,"CwaTgsld912",1.0784503400325776,8394.7524427557109,0,11837.98046875,0,0,65628.866516565366,17072.314453125,1619453.5762967397,0,0,null,94539.162122724389,1619453.5762967397,1631291.5568003918,null,33902.18127096285,8053.4262029052052,0,0,96143.238616441493,0,null,41955.606347054003,96143.2421875,null,-52583.555091386363,-1589335.9504184357,-1523310.3341092397,null,0.50731568588398457,2.5907260918831235E-2,0,0,0.44379076044982269,2.5719256728235142E-2,0,0,5.936770500538463E-2,"FAIL",0,null,"CwaTgsld912",null,-1523310.3341092397,1523310.3341092397,2.5932947695391801E-2,"FAIL",0,1,null,null,98.801000672685319,null,63976.299406666978,"YES",1,null,6.8320000000000007,5.3630000000000004,5.5847964346769574,15.4,15.58,17.390432125820322,null,-52792.289451321958,null,-4670.9809615648228,null,134780.16663285729,null,134780.16663285729,null,63976.299406666978,null,63976.299406666978,0.96911171147678543,null,"CwaTgsld912"]
[14034,"CwaNgsld912",1.0784503400325776,8394.7524427557109,0,11837.98046875,0,0,65628.866516565366,17072.314453125,1619453.5762967397,0,0,null,94539.162122724389,1619453.5762967397,1631291.5568003918,null,33902.18127096285,8053.4262029052052,0,0,96143.238616441493,0,null,41955.606347054003,96143.2421875,null,-52583.555091386363,-1589335.9504184357,-1523310.3341092397,null,0.50731568588398457,2.5907260918831235E-2,0,0,0.44379076044982269,2.5719256728235142E-2,0,0,5.936770500538463E-2,"FAIL",0,null,"CwaNgsld912",null,-1523310.3341092397,1523310.3341092397,2.5932947695391801E-2,"FAIL",0,1,null,null,98.801000672685319,null,63976.299406666978,"YES",1,null,6.8320000000000007,5.3630000000000004,5.5847964346769574,15.4,15.58,17.390432125820322,null,-52792.289451321958,null,-4670.9809615648228,null,134780.16663285729,null,134780.16663285729,null,63976.299406666978,null,63976.299406666978,0.96911171147678543,null,"CwaNgsld912"]
[14035,"CasEgsld1001",0.96591968238353709,4397.8246394766702,0,2964.239013671875,0,0,34381.50775685424,16265.5703125,224581.06177733737,0,0,null,53611.316997005822,224581.06177733737,227545.30067825012,null,20688.588834483584,7175.5603965630062,0,0,57689.073660749906,0,null,27864.148758954972,57689.07421875,null,-25747.168324071143,-199681.15203205426,-166891.98755858737,null,0.55016300685300812,0.12407167611746844,0,0,0.51974378312330338,0.12245539091377246,0,0,0.25687417167858206,"FAIL",0,null,"CasEgsld1001",null,-166891.98755858737,166891.98755858737,0.12636612772875622,"FAIL",0,1,null,null,36.15244261286167,null,14721.932452953541,"YES",1,null,6.8320000000000007,5.3630000000000004,5.5847964346769574,15.4,15.58,17.390432125820322,null,-25885.795929837088,null,-2668.2358331451151,null,17202.761803254089,null,17202.761803254089,null,14721.932452953541,null,14721.932452953541,0.91716793652246675,null,"CasEgsld1001"]
[14036,"CasNgsld1001",0.96591968238353709,4397.8246394766702,0,2964.239013671875,0,0,34381.50775685424,16265.5703125,224581.06177733737,0,0,null,53611.316997005822,224581.06177733737,227545.30067825012,null,20688.588834483584,7175.5603965630062,0,0,57689.073660749906,0,null,27864.148758954972,57689.07421875,null,-25747.168324071143,-199681.15203205426,-166891.98755858737,null,0.55016300685300812,0.12407167611746844,0,0,0.51974378312330338,0.12245539091377246,0,0,0.25687417167858206,"FAIL",0,null,"CasNgsld1001",null,-166891.98755858737,166891.98755858737,0.12636612772875622,"FAIL",0,1,null,null,36.15244261286167,null,14721.932452953541,"YES",1,null,6.8320000000000007,5.3630000000000004,5.5847964346769574,15.4,15.58,17.390432125820322,null,-25885.795929837088,null,-2668.2358331451151,null,17202.761803254089,null,17202.761803254089,null,14721.932452953541,null,14721.932452953541,0.91716793652246675,null,"CasNgsld1001"]
[14037,"CcoEgsld1001",0.95550141036510472,8550.5712877632977,0,5763.28955078125,0,0,66847.033966945964,16265.5703125,418024.98749065498,0,0,null,88875.893909038976,418024.98749065498,423788.27709350904,null,33799.891604721925,7098.1658248822487,0,0,96804.165480137541,0,null,40898.05853953489,96804.1640625,null,-47977.835290692325,-382890.21850190137,-321220.82342815498,null,0.49208009897060973,9.7836396778671453E-2,0,0,0.46017043291468107,9.6505875115408271E-2,0,0,0.23157506598732708,"FAIL",0,null,"CcoEgsld1001",null,-321220.82342815498,321220.82342815498,9.9727836918448179E-2,"FAIL",0,1,null,null,44.848257334864996,null,27840.5890860248,"YES",1,null,6.8320000000000007,5.3630000000000004,5.5847964346769574,15.4,15.58,17.390432125820322,null,-48181.308218749713,null,-4966.3952163392614,null,33110.54887964487,null,33110.54887964487,null,27840.5890860248,null,27840.5890860248,0.9318228223148336,null,"CcoEgsld1001"]
[14038,"CcoNgsld1001",0.95550141036510472,8550.5712877632977,0,5763.28955078125,0,0,66847.033966945964,16265.5703125,418024.98749065498,0,0,null,88875.893909038976,418024.98749065498,423788.27709350904,null,33799.891604721925,7098.1658248822487,0,0,96804.165480137541,0,null,40898.05853953489,96804.1640625,null,-47977.835290692325,-382890.21850190137,-321220.82342815498,null,0.49208009897060973,9.7836396778671453E-2,0,0,0.46017043291468107,9.6505875115408271E-2,0,0,0.23157506598732708,"FAIL",0,null,"CcoNgsld1001",null,-321220.82342815498,321220.82342815498,9.9727836918448179E-2,"FAIL",0,1,null,null,44.848257334864996,null,27840.5890860248,"YES",1,null,6.8320000000000007,5.3630000000000004,5.5847964346769574,15.4,15.58,17.390432125820322,null,-48181.308218749713,null,-4966.3952163392614,null,33110.54887964487,null,33110.54887964487,null,27840.5890860248,null,27840.5890860248,0.9318228223148336,null,"CcoNgsld1001"]
[14039,"CdaEgsld1001",0.96114835441112512,7643.1310776786431,0,5151.6533203125,0,0,59752.807802980635,16265.5703125,76033.730580916919,0,0,null,81170.031278203096,76033.730580916919,81185.383716900673,null,30583.283178592181,7140.1154701759924,0,0,88256.905041625025,0,null,37723.40020273898,88256.90625,null,-43446.631233054155,-43461.98369849044,12223.175669083081,null,0.49624052943398517,0.49614033027871535,0,0,0.46474541817294757,0.46465753304355217,0,0,1.1607599097886547,"PASS",1,null,"CdaEgsld1001",null,12223.175669083081,0,0.46474541817294757,"FAIL",0,1,null,null,8.7986225676332221,null,3551.977035590955,"YES",1,null,6.8320000000000007,5.3630000000000004,5.5847964346769574,15.4,15.58,17.390432125820322,null,-43634.309841027971,null,-4497.703272789422,null,0,null,0,null,3551.977035590955,null,0,0,null,"CdaEgsld1001"]
[14040,"CdaNgsld1001",0.96114835441112512,7643.1310776786431,0,5151.6533203125,0,0,59752.807802980635,16265.5703125,76033.730580916919,0,0,null,81170.031278203096,76033.730580916919,81185.383716900673,null,30583.283178592181,7140.1154701759924,0,0,88256.905041625025,0,null,37723.40020273898,88256.90625,null,-43446.631233054155,-43461.98369849044,12223.175669083081,null,0.49624052943398517,0.49614033027871535,0,0,0.46474541817294757,0.46465753304355217,0,0,1.1607599097886547,"PASS",1,null,"CdaNgsld1001",null,12223.175669083081,0,0.46474541817294757,"FAIL",0,1,null,null,8.7986225676332221,null,3551.977035590955,"YES",1,null,6.8320000000000007,5.3630000000000004,5.5847964346769574,15.4,15.58,17.390432125820322,null,-43634.309841027971,null,-4497.703272789422,null,0,null,0,null,3551.977035590955,null,0,0,null,"CdaNgsld1001"]
[14041,"CgrEgsld1001",0.97471644282340986,6807.6177250917417,0,4588.4970703125,0,0,53220.894603199136,16265.5703125,553980.10659943568,0,0,null,74074.962167790873,553980.10659943568,558568.60382478824,null,27876.15653719793,7240.9091900306403,0,0,80387.130102129304,0,null,35117.066555201207,80387.1328125,null,-38957.895430810429,-523451.53711454698,-473592.97378693568,null,0.50537995561876936,6.3390483045979079E-2,0,0,0.47407471585112304,6.2869746570940563E-2,0,0,0.14510833846715226,"FAIL",0,null,"CgrEgsld1001",null,-473592.97378693568,473592.97378693568,6.4121092840023555E-2,"FAIL",0,1,null,null,69.108694091171287,null,37854.627127454383,"YES",1,null,6.8320000000000007,5.3630000000000004,5.5847964346769574,15.4,15.58,17.390432125820322,null,-39132.607204716907,null,-4033.6802882566608,null,48816.646256857435,null,48816.646256857435,null,37854.627127454383,null,37854.627127454383,0.95605297505800857,null,"CgrEgsld1001"]
[14042,"CgrNgsld1001",0.97471644282340986,6807.6177250917417,0,4588.4970703125,0,0,53220.894603199136,16265.5703125,553980.10659943568,0,0,null,74074.962167790873,553980.10659943568,558568.60382478824,null,27876.15653719793,7240.9091900306403,0,0,80387.130102129304,0,null,35117.066555201207,80387.1328125,null,-38957.895430810429,-523451.53711454698,-473592.97378693568,null,0.50537995561876936,6.3390483045979079E-2,0,0,0.47407471585112304,6.2869746570940563E-2,0,0,0.14510833846715226,"FAIL",0,null,"CgrNgsld1001",null,-473592.97378693568,473592.97378693568,6.4121092840023555E-2,"FAIL",0,1,null,null,69.108694091171287,null,37854.627127454383,"YES",1,null,6.8320000000000007,5.3630000000000004,5.5847964346769574,15.4,15.58,17.390432125820322,null,-39132.607204716907,null,-4033.6802882566608,null,48816.646256857435,null,48816.646256857435,null,37854.627127454383,null,37854.627127454383,0.95605297505800857,null,"CgrNgsld1001"]
[14043,"CheEgsld1001",0.9784769088029861,7368.2852578160464,0,4966.400390625,0,0,57604.106010116629,16265.5703125,562222.27681558137,0,0,null,78836.076656237987,562222.27681558137,567188.67712246405,null,29752.053629937978,7268.8446915508966,0,0,85668.107700825116,0,null,37020.897528918897,85668.109375,null,-41815.17918432274,-530167.77967728744,-476554.16744058137,null,0.50116501617300613,6.5847439803710217E-2,0,0,0.46959335208395414,6.5270868437064422E-2,0,0,0.15237409278803909,"FAIL",0,null,"CheEgsld1001",null,-476554.16744058137,476554.16744058137,6.6657450177798672E-2,"FAIL",0,1,null,null,66.647214847494936,null,38348.213166899608,"YES",1,null,6.8320000000000007,5.3630000000000004,5.5847964346769574,15.4,15.58,17.390432125820322,null,-41999.362754118352,null,-4329.177475305245,null,49121.877860975583,null,49121.877860975583,null,38348.213166899608,null,38348.213166899608,0.95432052289565583,null,"CheEgsld1001"]
[14044,"CheNgsld1001",0.9784769088029861,7368.2852578160464,0,4966.400390625,0,0,57604.106010116629,16265.5703125,562222.27681558137,0,0,null,78836.076656237987,562222.27681558137,567188.67712246405,null,29752.053629937978,7268.8446915508966,0,0,85668.107700825116,0,null,37020.897528918897,85668.109375,null,-41815.17918432274,-530167.77967728744,-476554.16744058137,null,0.50116501617300613,6.5847439803710217E-2,0,0,0.46959335208395414,6.5270868437064422E-2,0,0,0.15237409278803909,"FAIL",0,null,"CheNgsld1001",null,-476554.16744058137,476554.16744058137,6.6657450177798672E-2,"FAIL",0,1,null,null,66.647214847494936,null,38348.213166899608,"YES",1,null,6.8320000000000007,5.3630000000000004,5.5847964346769574,15.4,15.58,17.390432125820322,null,-41999.362754118352,null,-4329.177475305245,null,49121.877860975583,null,49121.877860975583,null,38348.213166899608,null,38348.213166899608,0.95432052289565583,null,"CheNgsld1001"]
[14045,"ChoEgsld1001",0.9397157967090608,7897.5785347349411,0,5323.15673828125,0,0,61742.038373923533,16265.5703125,14457.27821060414,0,0,null,83330.765504881318,14457.27821060414,19780.435002323171,null,31367.517118778418,6980.8986998287046,0,0,90653.56838011049,0,null,38348.416108067577,90653.5703125,null,-44982.349316637214,18567.981159182185,76196.292101895859,null,0.49159840628138296,2.6525335923839206,0,1,0.46019517416671357,1.9387043918479898,0,1,6.2704451689950416,"PASS",1,null,"ChoEgsld1001",null,76196.292101895859,0,0.46019517416671357,"FAIL",0,1,null,null,1.6369138765909872,null,-892.4283489768502,"NO",0,null,6.8320000000000007,5.3630000000000004,5.5847964346769574,15.4,15.58,17.390432125820322,null,-45173.137456478347,null,-4656.3213425488784,null,0,null,0,null,-892.4283489768502,null,-892.4283489768502,-0.86366238454679178,null,"ChoEgsld1001"]
[14046,"ChoNgsld1001",0.9397157967090608,7897.5785347349411,0,5323.15673828125,0,0,61742.038373923533,16265.5703125,14457.27821060414,0,0,null,83330.765504881318,14457.27821060414,19780.435002323171,null,31367.517118778418,6980.8986998287046,0,0,90653.56838011049,0,null,38348.416108067577,90653.5703125,null,-44982.349316637214,18567.981159182185,76196.292101895859,null,0.49159840628138296,2.6525335923839206,0,1,0.46019517416671357,1.9387043918479898,0,1,6.2704451689950416,"PASS",1,null,"ChoNgsld1001",null,76196.292101895859,0,0.46019517416671357,"FAIL",0,1,null,null,1.6369138765909872,null,-892.4283489768502,"NO",0,null,6.8320000000000007,5.3630000000000004,5.5847964346769574,15.4,15.58,17.390432125820322,null,-45173.137456478347,null,-4656.3213425488784,null,0,null,0,null,-892.4283489768502,null,-892.4283489768502,-0.86366238454679178,null,"ChoNgsld1001"]
[14047,"CinEgsld1001",0.95376375019550297,7795.4511529314514,0,5254.32080078125,0,0,60943.622416601072,16265.5703125,1265251.0639293469,0,0,null,82463.513588012749,1265251.0639293469,1270505.3847615197,null,31067.219505526038,7085.2572096805106,0,0,89691.62144357746,0,null,38152.476966355163,89691.625,null,-44311.036563527166,-1232352.9077637729,-1175559.4389293469,null,0.49414422839801347,3.0154076178264051E-2,0,0,0.46265888188877424,3.0029370536244715E-2,0,0,7.0888401169531434E-2,"FAIL",0,null,"CinEgsld1001",null,-1175559.4389293469,1175559.4389293469,3.0327329792968649E-2,"FAIL",0,1,null,null,144.50798094924323,null,88523.121727760939,"YES",1,null,6.8320000000000007,5.3630000000000004,5.5847964346769574,15.4,15.58,17.390432125820322,null,-44500.849881767732,null,-4587.0238095742998,null,121173.39669389068,null,121173.39669389068,null,88523.121727760939,null,88523.121727760939,0.97889740167168093,null,"CinEgsld1001"]
[14048,"CinNgsld1001",0.95376375019550297,7795.4511529314514,0,5254.32080078125,0,0,60943.622416601072,16265.5703125,1265251.0639293469,0,0,null,82463.513588012749,1265251.0639293469,1270505.3847615197,null,31067.219505526038,7085.2572096805106,0,0,89691.62144357746,0,null,38152.476966355163,89691.625,null,-44311.036563527166,-1232352.9077637729,-1175559.4389293469,null,0.49414422839801347,3.0154076178264051E-2,0,0,0.46265888188877424,3.0029370536244715E-2,0,0,7.0888401169531434E-2,"FAIL",0,null,"CinNgsld1001",null,-1175559.4389293469,1175559.4389293469,3.0327329792968649E-2,"FAIL",0,1,null,null,144.50798094924323,null,88523.121727760939,"YES",1,null,6.8320000000000007,5.3630000000000004,5.5847964346769574,15.4,15.58,17.390432125820322,null,-44500.849881767732,null,-4587.0238095742998,null,121173.39669389068,null,121173.39669389068,null,88523.121727760939,null,88523.121727760939,0.97889740167168093,null,"CinNgsld1001"]
[14049,"CloEgsld1001",0.97234432399272908,8037.5507303637487,0,5417.50146484375,0,0,62836.319188705733,16265.5703125,123900.54619783399,0,0,null,84519.390900532628,123900.54619783399,129318.0475704221,null,32044.600356523992,7223.2873501946669,0,0,91971.97900033003,0,null,39267.886292434159,91971.9765625,null,-45251.504673615324,-90050.161370243586,-31928.569635333988,null,0.49642159675383746,0.31693069560592974,0,0,0.46460209714724093,0.30365356577964481,0,0,0.74230485163194415,"FAIL",0,null,"CloEgsld1001",null,-31928.569635333988,31928.569635333988,0.33721403182708581,"FAIL",0,1,null,null,13.864055355115182,null,6905.982439480139,"YES",1,null,6.8320000000000007,5.3630000000000004,5.5847964346769574,15.4,15.58,17.390432125820322,null,-45446.86729198564,null,-4684.5366525080981,null,3291.1081364073543,null,3291.1081364073543,null,6905.982439480139,null,3291.1081364073543,0.37164310098355463,null,"CloEgsld1001"]
[14050,"CloNgsld1001",0.97234432399272908,8037.5507303637487,0,5417.50146484375,0,0,62836.319188705733,16265.5703125,123900.54619783399,0,0,null,84519.390900532628,123900.54619783399,129318.0475704221,null,32044.600356523992,7223.2873501946669,0,0,91971.97900033003,0,null,39267.886292434159,91971.9765625,null,-45251.504673615324,-90050.161370243586,-31928.569635333988,null,0.49642159675383746,0.31693069560592974,0,0,0.46460209714724093,0.30365356577964481,0,0,0.74230485163194415,"FAIL",0,null,"CloNgsld1001",null,-31928.569635333988,31928.569635333988,0.33721403182708581,"FAIL",0,1,null,null,13.864055355115182,null,6905.982439480139,"YES",1,null,6.8320000000000007,5.3630000000000004,5.5847964346769574,15.4,15.58,17.390432125820322,null,-45446.86729198564,null,-4684.5366525080981,null,3291.1081364073543,null,3291.1081364073543,null,6905.982439480139,null,3291.1081364073543,0.37164310098355463,null,"CloNgsld1001"]
[14051,"CmiEgsld1001",1.1248500168323516,7888.4083433004589,0,5316.97607421875,0,0,61670.347246199497,16265.5703125,249571.07013912321,0,0,null,83252.893418999374,249571.07013912321,254888.04597268417,null,32256.610676175525,8356.2115774865579,0,0,90567.193527430965,0,null,40612.821111377467,90567.1953125,null,-42640.07252154078,-214275.22510196449,-159003.87482662321,null,0.52110531810687732,0.16273048430147724,0,0,0.4878247390468976,0.15933591910145692,0,0,0.36289140108271917,"FAIL",0,null,"CmiEgsld1001",null,-159003.87482662321,159003.87482662321,0.16764370039947959,"FAIL",0,1,null,null,28.279469152708764,null,15913.45421453302,"YES",1,null,6.8320000000000007,5.3630000000000004,5.5847964346769574,15.4,15.58,17.390432125820322,null,-42842.126357915782,null,-4416.0472031134159,null,16389.677086664211,null,16389.677086664211,null,15913.45421453302,null,15913.45421453302,0.89212840646315938,null,"CmiEgsld1001"]
[14052,"CmiNgsld1001",1.1248500168323516,7888.4083433004589,0,5316.97607421875,0,0,61670.347246199497,16265.5703125,249571.07013912321,0,0,null,83252.893418999374,249571.07013912321,254888.04597268417,null,32256.610676175525,8356.2115774865579,0,0,90567.193527430965,0,null,40612.821111377467,90567.1953125,null,-42640.07252154078,-214275.22510196449,-159003.87482662321,null,0.52110531810687732,0.16273048430147724,0,0,0.4878247390468976,0.15933591910145692,0,0,0.36289140108271917,"FAIL",0,null,"CmiNgsld1001",null,-159003.87482662321,159003.87482662321,0.16764370039947959,"FAIL",0,1,null,null,28.279469152708764,null,15913.45421453302,"YES",1,null,6.8320000000000007,5.3630000000000004,5.5847964346769574,15.4,15.58,17.390432125820322,null,-42842.126357915782,null,-4416.0472031134159,null,16389.677086664211,null,16389.677086664211,null,15913.45421453302,null,15913.45421453302,0.89212840646315938,null,"CmiNgsld1001"]
[14053,"CofEgsld1001",1.1575968742370606,6560.5857232331164,0,4421.99169921875,0,0,51289.636905506064,16265.5703125,305224.65650182619,0,0,null,71977.199038747509,305224.65650182619,309646.64829582878,null,28010.773607909261,8599.4792708472396,0,0,78060.313598884648,0,null,36610.253993769402,78060.3125,null,-35366.944923455412,-273036.39420727553,-227164.34400182619,null,0.54193089624646074,0.11994527052092975,0,0,0.50863682589082004,0.11823236003510487,0,0,0.25574707297453525,"FAIL",0,null,"CofEgsld1001",null,-227164.34400182619,227164.34400182619,0.12238438578782183,"FAIL",0,1,null,null,38.975773350889284,null,20117.373472117699,"YES",1,null,6.8320000000000007,5.3630000000000004,5.5847964346769574,15.4,15.58,17.390432125820322,null,-35549.085490588594,null,-3664.3008389089368,null,23415.468634670295,null,23415.468634670295,null,20117.373472117699,null,20117.373472117699,0.92216543784559168,null,"CofEgsld1001"]
[14054,"CofNgsld1001",1.1575968742370606,6560.5857232331164,0,4421.99169921875,0,0,51289.636905506064,16265.5703125,305224.65650182619,0,0,null,71977.199038747509,305224.65650182619,309646.64829582878,null,28010.773607909261,8599.4792708472396,0,0,78060.313598884648,0,null,36610.253993769402,78060.3125,null,-35366.944923455412,-273036.39420727553,-227164.34400182619,null,0.54193089624646074,0.11994527052092975,0,0,0.50863682589082004,0.11823236003510487,0,0,0.25574707297453525,"FAIL",0,null,"CofNgsld1001",null,-227164.34400182619,227164.34400182619,0.12238438578782183,"FAIL",0,1,null,null,38.975773350889284,null,20117.373472117699,"YES",1,null,6.8320000000000007,5.3630000000000004,5.5847964346769574,15.4,15.58,17.390432125820322,null,-35549.085490588594,null,-3664.3008389089368,null,23415.468634670295,null,23415.468634670295,null,20117.373472117699,null,20117.373472117699,0.92216543784559168,null,"CofNgsld1001"]
[14055,"CreEgsld1001",0.96657664477825145,6402.5447899326191,0,4315.46826171875,0,0,50054.097515100075,16265.5703125,269588.88963021425,0,0,null,70635.136325448373,269588.88963021425,273904.35810132365,null,26550.324480614832,7180.4407954486696,0,0,76571.711923696683,0,null,33730.76606645171,76571.7109375,null,-36904.370022867115,-240173.5918254813,-193017.17869271425,null,0.5086087908964777,0.12511927369380479,0,0,0.47753523152838306,0.12314797152573943,0,0,0.28403140441926505,"FAIL",0,null,"CreEgsld1001",null,-193017.17869271425,193017.17869271425,0.12793654436274396,"FAIL",0,1,null,null,34.953324238557101,null,17597.295377780356,"YES",1,null,6.8320000000000007,5.3630000000000004,5.5847964346769574,15.4,15.58,17.390432125820322,null,-37072.184779416617,null,-3821.297676514554,null,19895.673828087514,null,19895.673828087514,null,17597.295377780356,null,17597.295377780356,0.91327399554004696,null,"CreEgsld1001"]
[14056,"CreNgsld1001",0.96657664477825145,6402.5447899326191,0,4315.46826171875,0,0,50054.097515100075,16265.5703125,269588.88963021425,0,0,null,70635.136325448373,269588.88963021425,273904.35810132365,null,26550.324480614832,7180.4407954486696,0,0,76571.711923696683,0,null,33730.76606645171,76571.7109375,null,-36904.370022867115,-240173.5918254813,-193017.17869271425,null,0.5086087908964777,0.12511927369380479,0,0,0.47753523152838306,0.12314797152573943,0,0,0.28403140441926505,"FAIL",0,null,"CreNgsld1001",null,-193017.17869271425,193017.17869271425,0.12793654436274396,"FAIL",0,1,null,null,34.953324238557101,null,17597.295377780356,"YES",1,null,6.8320000000000007,5.3630000000000004,5.5847964346769574,15.4,15.58,17.390432125820322,null,-37072.184779416617,null,-3821.297676514554,null,19895.673828087514,null,19895.673828087514,null,17597.295377780356,null,17597.295377780356,0.91327399554004696,null,"CreNgsld1001"]
[14057,"CrtEgsld1001",1.0474157333374023,6192.9809681267279,0,4174.21728515625,0,0,48415.76021072024,16265.5703125,200077.81027518449,0,0,null,68855.547731139159,200077.81027518449,204252.02745636459,null,26295.214042238757,7780.9728820585005,0,0,74597.811556974033,0,null,34076.185003991755,74597.8125,null,-34779.362804384735,-170175.84255634897,-125479.99777518449,null,0.52683184975235775,0.17031466386564209,0,0,0.49489381885138795,0.16683401095700198,0,0,0.37284400702606207,"FAIL",0,null,"CrtEgsld1001",null,-125479.99777518449,125479.99777518449,0.17534715484841437,"FAIL",0,1,null,null,26.479531012775468,null,12664.817544865693,"YES",1,null,6.8320000000000007,5.3630000000000004,5.5847964346769574,15.4,15.58,17.390432125820322,null,-34948.89606311106,null,-3602.4349823824041,null,12934.129099766249,null,12934.129099766249,null,12664.817544865693,null,12664.817544865693,0.88563992666186586,null,"CrtEgsld1001"]
[14058,"CrtNgsld1001",1.0474157333374023,6192.9809681267279,0,4174.21728515625,0,0,48415.76021072024,16265.5703125,200077.81027518449,0,0,null,68855.547731139159,200077.81027518449,204252.02745636459,null,26295.214042238757,7780.9728820585005,0,0,74597.811556974033,0,null,34076.185003991755,74597.8125,null,-34779.362804384735,-170175.84255634897,-125479.99777518449,null,0.52683184975235775,0.17031466386564209,0,0,0.49489381885138795,0.16683401095700198,0,0,0.37284400702606207,"FAIL",0,null,"CrtNgsld1001",null,-125479.99777518449,125479.99777518449,0.17534715484841437,"FAIL",0,1,null,null,26.479531012775468,null,12664.817544865693,"YES",1,null,6.8320000000000007,5.3630000000000004,5.5847964346769574,15.4,15.58,17.390432125820322,null,-34948.89606311106,null,-3602.4349823824041,null,12934.129099766249,null,12934.129099766249,null,12664.817544865693,null,12664.817544865693,0.88563992666186586,null,"CrtNgsld1001"]
[14059,"CscEgsld1001",1.1077180862426759,5827.7257146327975,0,3928.026123046875,0,0,45560.251553438342,16265.5703125,154875.49829206147,0,0,null,65753.848128747341,154875.49829206147,158803.52452813173,null,25519.206906855867,8228.9430220383547,0,0,71157.439680730778,0,null,33748.149814308323,71157.4375,null,-32005.698174676894,-125055.37460080002,-83718.060792061471,null,0.54585849076922932,0.21790502814503723,0,0,0.51324980737190706,0.21251511853157315,0,0,0.45944928852343425,"FAIL",0,null,"CscEgsld1001",null,-83718.060792061471,83718.060792061471,0.22578255733486458,"FAIL",0,1,null,null,21.266786460712215,null,9496.285195036764,"YES",1,null,6.8320000000000007,5.3630000000000004,5.5847964346769574,15.4,15.58,17.390432125820322,null,-32173.599417534144,null,-3316.3651247119174,null,8629.4248124440564,null,8629.4248124440564,null,9496.285195036764,null,8629.4248124440564,0.77957212214443106,null,"CscEgsld1001"]
[14060,"CscNgsld1001",1.1077180862426759,5827.7257146327975,0,3928.026123046875,0,0,45560.251553438342,16265.5703125,154875.49829206147,0,0,null,65753.848128747341,154875.49829206147,158803.52452813173,null,25519.206906855867,8228.9430220383547,0,0,71157.439680730778,0,null,33748.149814308323,71157.4375,null,-32005.698174676894,-125055.37460080002,-83718.060792061471,null,0.54585849076922932,0.21790502814503723,0,0,0.51324980737190706,0.21251511853157315,0,0,0.45944928852343425,"FAIL",0,null,"CscNgsld1001",null,-83718.060792061471,83718.060792061471,0.22578255733486458,"FAIL",0,1,null,null,21.266786460712215,null,9496.285195036764,"YES",1,null,6.8320000000000007,5.3630000000000004,5.5847964346769574,15.4,15.58,17.390432125820322,null,-32173.599417534144,null,-3316.3651247119174,null,8629.4248124440564,null,8629.4248124440564,null,9496.285195036764,null,8629.4248124440564,0.77957212214443106,null,"CscNgsld1001"]
[14061,"CwaEgsld1001",1.0947695076465607,5851.7609632322637,0,3944.226806640625,0,0,45748.15538178628,16265.5703125,791824.49691161141,0,0,null,65957.952420927017,791824.49691161141,795768.72361151339,null,25490.131004060684,8132.7514758253283,0,0,71383.829835366807,0,null,33622.88293283432,71383.828125,null,-32335.069568092593,-762145.84078541771,-720440.66878661141,null,0.54218453344647555,4.2462544495623915E-2,0,0,0.50976238130438956,4.2252078940386649E-2,0,0,9.0151073127216375E-2,"FAIL",0,null,"CwaEgsld1001",null,-720440.66878661141,720440.66878661141,4.2755521211093869E-2,"FAIL",0,1,null,null,108.46169589033646,null,55016.934742572077,"YES",1,null,6.8320000000000007,5.3630000000000004,5.5847964346769574,15.4,15.58,17.390432125820322,null,-32502.347592634058,null,-3350.2515720616616,null,74261.019955570911,null,74261.019955570911,null,55016.934742572077,null,55016.934742572077,0.97213058982816658,null,"CwaEgsld1001"]
[14062,"CwaNgsld1001",1.0947695076465607,5851.7609632322637,0,3944.226806640625,0,0,45748.15538178628,16265.5703125,791824.49691161141,0,0,null,65957.952420927017,791824.49691161141,795768.72361151339,null,25490.131004060684,8132.7514758253283,0,0,71383.829835366807,0,null,33622.88293283432,71383.828125,null,-32335.069568092593,-762145.84078541771,-720440.66878661141,null,0.54218453344647555,4.2462544495623915E-2,0,0,0.50976238130438956,4.2252078940386649E-2,0,0,9.0151073127216375E-2,"FAIL",0,null,"CwaNgsld1001",null,-720440.66878661141,720440.66878661141,4.2755521211093869E-2,"FAIL",0,1,null,null,108.46169589033646,null,55016.934742572077,"YES",1,null,6.8320000000000007,5.3630000000000004,5.5847964346769574,15.4,15.58,17.390432125820322,null,-32502.347592634058,null,-3350.2515720616616,null,74261.019955570911,null,74261.019955570911,null,55016.934742572077,null,55016.934742572077,0.97213058982816658,null,"CwaNgsld1001"]
[14063,"CasEgsld1002",0.85000000000000009,3133.8608106866855,0,3703.574462890625,0,0,24500.035495809898,16417.546875,21466.60609760465,0,0,null,44621.15582029974,21466.60609760465,25170.180446226488,null,16540.483677028005,6604.3440175746364,0,0,45935.661031060656,0,null,23144.827784115521,45935.66015625,null,-21476.329049585001,-2025.3527763797538,24469.05405864535,null,0.56564504653204428,1.0781782494578003,0,1,0.51869627384100414,0.91953364134548343,0,0,2.1398659828847246,"PASS",1,null,"CasEgsld1002",null,24469.05405864535,0,0.51869627384100414,"FAIL",0,1,null,null,2.3151301558504418,null,-243.68949249802117,"NO",0,null,6.8320000000000007,5.3630000000000004,5.5847964346769574,15.4,15.58,17.390432125820322,null,-21591.477446520894,null,-1910.3808744219921,null,0,null,0,null,-243.68949249802117,null,-243.68949249802117,-0.27848170634853542,null,"CasEgsld1002"]
[14064,"CcoEgsld1002",0.85000000000000009,5148.0128595354672,0,6083.88525390625,0,0,40246.362366000612,16417.546875,91476.095477097915,0,0,null,62747.793776373015,91476.095477097915,97559.980911602281,null,22625.946545284347,6604.3440175746364,0,0,64907.139187916895,0,null,29230.290595891631,64907.140625,null,-33517.503899015232,-68329.690135112527,-26568.954852097915,null,0.51585375925212928,0.31954020821985968,0,0,0.46583773710587079,0.29961353391906076,0,0,0.70955302897957906,"FAIL",0,null,"CcoEgsld1002",null,-26568.954852097915,26568.954852097915,0.32726549957980378,"FAIL",0,1,null,null,7.6767151232158337,null,2267.0821624733221,"YES",1,null,6.8320000000000007,5.3630000000000004,5.5847964346769574,15.4,15.58,17.390432125820322,null,-33662.928230338075,null,-2978.4443620202719,null,2350.7804562493179,null,2350.7804562493179,null,2267.0821624733221,null,2267.0821624733221,0.6079710327713016,null,"CcoEgsld1002"]
[14065,"CdaEgsld1002",0.85000000000000009,5148.0128595354672,0,6083.88525390625,0,0,40246.362366000612,16417.546875,69164.871667711166,0,0,null,62747.793776373015,69164.871667711166,75248.757102215532,null,22625.946545284347,6604.3440175746364,0,0,64907.139187916895,0,null,29230.290595891631,64907.140625,null,-33517.503899015232,-46018.466325725785,-4257.7310427111661,null,0.51585375925212928,0.42261757870849143,0,0,0.46583773710587079,0.38844881685340332,0,0,0.93844084518559379,"FAIL",0,null,"CdaEgsld1002",null,-4257.7310427111661,4257.7310427111661,0.43623701719168301,"FAIL",0,1,null,null,5.804346992982639,null,1357.5874300394235,"YES",1,null,6.8320000000000007,5.3630000000000004,5.5847964346769574,15.4,15.58,17.390432125820322,null,-33662.928230338075,null,-2978.4443620202719,null,376.71752535576752,null,376.71752535576752,null,1357.5874300394235,null,376.71752535576752,0.13361447492435211,null,"CdaEgsld1002"]
[14066,"CgrEgsld1002",0.85000000000000009,3680.702469280237,0,4349.828125,0,0,28775.158373138293,16417.546875,23439.287296241633,0,0,null,49542.532504443581,23439.287296241633,27789.115451678896,null,18363.205289032681,6604.3440175746364,0,0,51086.411485673205,0,null,24967.548549697505,51086.41015625,null,-24574.984823440787,-2821.5668715441279,27647.122860008367,null,0.55246855466183986,1.0652008413967826,0,1,0.50396188587390212,0.89846503464491856,0,0,2.1795206275082193,"PASS",1,null,"CgrEgsld1002",null,27647.122860008367,0,0.50396188587390212,"FAIL",0,1,null,null,2.346255228766303,null,-256.42528836529766,"NO",0,null,6.8320000000000007,5.3630000000000004,5.5847964346769574,15.4,15.58,17.390432125820322,null,-24699.201482892015,null,-2185.347540171007,null,0,null,0,null,-256.42528836529766,null,-256.42528836529766,-0.26837354442981409,null,"CgrEgsld1002"]
[14067,"CheEgsld1002",0.85000000000000009,5148.0128595354672,0,6083.88525390625,0,0,40246.362366000612,16417.546875,47131.74085380695,0,0,null,62747.793776373015,47131.74085380695,53215.626288311338,null,22625.946545284347,6604.3440175746364,0,0,64907.139187916895,0,null,29230.290595891631,64907.140625,null,-33517.503899015232,-23985.33551182157,17775.39977119305,null,0.51585375925212928,0.62018270631161343,0,0,0.46583773710587079,0.54928021586604847,0,0,1.3771428648546786,"PASS",1,null,"CheEgsld1002",null,17775.39977119305,0,0.46583773710587079,"FAIL",0,1,null,null,3.9553169115743874,null,459.42905377958249,"YES",1,null,6.8320000000000007,5.3630000000000004,5.5847964346769574,15.4,15.58,17.390432125820322,null,-33662.928230338075,null,-2978.4443620202719,null,0,null,0,null,459.42905377958249,null,0,0,null,"CheEgsld1002"]
[14068,"ChoEgsld1002",0.85000000000000009,5148.0128595354672,0,6083.88525390625,0,0,40246.362366000612,16417.546875,18463.979733602733,0,0,null,62747.793776373015,18463.979733602733,24547.865168107128,null,22625.946545284347,6604.3440175746364,0,0,64907.139187916895,0,null,29230.290595891631,64907.140625,null,-33517.503899015232,4682.4256083826476,46443.160891397267,null,0.51585375925212928,1.5830980654021847,0,1,0.46583773710587079,1.1907467558081026,0,1,3.5153385977171006,"PASS",1,null,"ChoEgsld1002",null,46443.160891397267,0,0.46583773710587079,"FAIL",0,1,null,null,1.54950542060894,null,-709.18348773179741,"NO",0,null,6.8320000000000007,5.3630000000000004,5.5847964346769574,15.4,15.58,17.390432125820322,null,-33662.928230338075,null,-2978.4443620202719,null,0,null,0,null,-709.18348773179741,null,-709.18348773179741,-0.94222921808992899,null,"ChoEgsld1002"]
[14069,"CinEgsld1002",0.85000000000000009,5148.0128595354672,0,6083.88525390625,0,0,40246.362366000612,16417.546875,107687.04910595069,0,0,null,62747.793776373015,107687.04910595069,113770.93454045508,null,22625.946545284347,6604.3440175746364,0,0,64907.139187916895,0,null,29230.290595891631,64907.140625,null,-33517.503899015232,-84540.643763965316,-42779.908480950689,null,0.51585375925212928,0.27143738117600985,0,0,0.46583773710587079,0.25692230410481076,0,0,0.60273859450953504,"FAIL",0,null,"CinEgsld1002",null,-42779.908480950689,42779.908480950689,0.27699163131200616,"FAIL",0,1,null,null,9.037145421383876,null,2927.9053037547774,"YES",1,null,6.8320000000000007,5.3630000000000004,5.5847964346769574,15.4,15.58,17.390432125820322,null,-33662.928230338075,null,-2978.4443620202719,null,3785.1008192447775,null,3785.1008192447775,null,2927.9053037547774,null,2927.9053037547774,0.6669861376453643,null,"CinEgsld1002"]
[14070,"CloEgsld1002",0.85000000000000009,5450.2112611852726,0,6441.0205078125,0,0,42608.902381163221,16417.546875,45033.367406705685,0,0,null,65467.468999873359,45033.367406705685,51474.388049547822,null,23459.78056545557,6604.3440175746364,0,0,67753.572941124905,0,null,30064.125694484515,67753.5703125,null,-35403.344069491206,-21410.26222003367,22720.202905794315,null,0.50933312224172766,0.66759666055991673,0,0,0.45922235581842619,0.58405989682501935,0,0,1.5045192978931254,"PASS",1,null,"CloEgsld1002",null,22720.202905794315,0,0.45922235581842619,"FAIL",0,1,null,null,3.6574711340120625,null,322.41386144332165,"YES",1,null,6.8320000000000007,5.3630000000000004,5.5847964346769574,15.4,15.58,17.390432125820322,null,-35552.916834140378,null,-3145.6676606816254,null,0,null,0,null,322.41386144332165,null,0,0,null,"CloEgsld1002"]
[14071,"CmiEgsld1002",0.85000000000000009,3133.8608106866855,0,3703.574462890625,0,0,24500.035495809898,16417.546875,77008.468045369096,0,0,null,44621.15582029974,77008.468045369096,80712.04239399088,null,16540.483677028005,6604.3440175746364,0,0,45935.661031060656,0,null,23144.827784115521,45935.66015625,null,-21476.329049585001,-57567.2147241442,-31072.807889119096,null,0.56564504653204428,0.30054912623998542,0,0,0.51869627384100414,0.28675804830173862,0,0,0.59650141500266274,"FAIL",0,null,"CmiEgsld1002",null,-31072.807889119096,31072.807889119096,0.30576847003415053,"FAIL",0,1,null,null,8.3052078354941479,null,2020.4186919774029,"YES",1,null,6.8320000000000007,5.3630000000000004,5.5847964346769574,15.4,15.58,17.390432125820322,null,-21591.477446520894,null,-1910.3808744219921,null,2749.2744789230219,null,2749.2744789230219,null,2020.4186919774029,null,2020.4186919774029,0.64361499305999337,null,"CmiEgsld1002"]
[14072,"CofEgsld1002",0.85000000000000009,3133.8608106866855,0,3703.574462890625,0,0,24500.035495809898,16417.546875,27510.331461012865,0,0,null,44621.15582029974,27510.331461012865,31213.905809634714,null,16540.483677028005,6604.3440175746364,0,0,45935.661031060656,0,null,23144.827784115521,45935.66015625,null,-21476.329049585001,-8069.0781397879691,18425.328695237135,null,0.56564504653204428,0.84131402840114611,0,0,0.51869627384100414,0.74149091884048068,0,0,1.6697603306361164,"PASS",1,null,"CofEgsld1002",null,18425.328695237135,0,0.51869627384100414,"FAIL",0,1,null,null,2.9669337910307689,null,2.6769194012594539,"YES",1,null,6.8320000000000007,5.3630000000000004,5.5847964346769574,15.4,15.58,17.390432125820322,null,-21591.477446520894,null,-1910.3808744219921,null,0,null,0,null,2.6769194012594539,null,0,0,null,"CofEgsld1002"]
[14073,"CreEgsld1002",0.85000000000000009,3680.702469280237,0,4349.828125,0,0,28775.158373138293,16417.546875,12907.150688125685,0,0,null,49542.532504443581,12907.150688125685,17256.978843562953,null,18363.205289032681,6604.3440175746364,0,0,51086.411485673205,0,null,24967.548549697505,51086.41015625,null,-24574.984823440787,7710.5697365718188,38179.259468124314,null,0.55246855466183986,1.9343966110713451,0,1,0.50396188587390212,1.4468087850178704,0,1,3.9579928514546943,"PASS",1,null,"CreEgsld1002",null,38179.259468124314,0,0.50396188587390212,"FAIL",0,1,null,null,1.2919961303638816,null,-685.7572832678527,"NO",0,null,6.8320000000000007,5.3630000000000004,5.5847964346769574,15.4,15.58,17.390432125820322,null,-24699.201482892015,null,-2185.347540171007,null,0,null,0,null,-685.7572832678527,null,-685.7572832678527,-1.3033567907766261,null,"CreEgsld1002"]
[14074,"CrtEgsld1002",0.85000000000000009,3133.8608106866855,0,3703.574462890625,0,0,24500.035495809898,16417.546875,32520.057022096611,0,0,null,44621.15582029974,32520.057022096611,36223.631370718438,null,16540.483677028005,6604.3440175746364,0,0,45935.661031060656,0,null,23144.827784115521,45935.66015625,null,-21476.329049585001,-13078.803700871715,13415.603134153389,null,0.56564504653204428,0.71170932352268501,0,0,0.51869627384100414,0.63894277948658507,0,0,1.4125331983593326,"PASS",1,null,"CrtEgsld1002",null,13415.603134153389,0,0.51869627384100414,"FAIL",0,1,null,null,3.5072227055356939,null,206.89339515933051,"YES",1,null,6.8320000000000007,5.3630000000000004,5.5847964346769574,15.4,15.58,17.390432125820322,null,-21591.477446520894,null,-1910.3808744219921,null,0,null,0,null,206.89339515933051,null,0,0,null,"CrtEgsld1002"]
[14075,"CscEgsld1002",0.85000000000000009,3133.8608106866855,0,3703.574462890625,0,0,24500.035495809898,16417.546875,26937.941895019667,0,0,null,44621.15582029974,26937.941895019667,30641.516243641512,null,16540.483677028005,6604.3440175746364,0,0,45935.661031060656,0,null,23144.827784115521,45935.66015625,null,-21476.329049585001,-7496.6885737947705,18997.718261230333,null,0.56564504653204428,0.85919064917110755,0,0,0.51869627384100414,0.75534211537610618,0,0,1.7052401529139338,"PASS",1,null,"CscEgsld1002",null,18997.718261230333,0,0.51869627384100414,"FAIL",0,1,null,null,2.9052027404618643,null,-20.65596278251229,"NO",0,null,6.8320000000000007,5.3630000000000004,5.5847964346769574,15.4,15.58,17.390432125820322,null,-21591.477446520894,null,-1910.3808744219921,null,0,null,0,null,-20.65596278251229,null,-20.65596278251229,-1.8810670540774323E-2,null,"CscEgsld1002"]
[14076,"CwaEgsld1002",0.85000000000000009,3133.8608106866855,0,3703.574462890625,0,0,24500.035495809898,16417.546875,125547.0720981475,0,0,null,44621.15582029974,125547.0720981475,129250.64644676929,null,16540.483677028005,6604.3440175746364,0,0,45935.661031060656,0,null,23144.827784115521,45935.66015625,null,-21476.329049585001,-106105.81877692261,-79611.411941897502,null,0.56564504653204428,0.18435179249757297,0,0,0.51869627384100414,0.17906933852888282,0,0,0.36588396199585921,"FAIL",0,null,"CwaEgsld1002",null,-79611.411941897502,79611.411941897502,0.18630241660640659,"FAIL",0,1,null,null,13.53999845809912,null,3999.0461695736931,"YES",1,null,6.8320000000000007,5.3630000000000004,5.5847964346769574,15.4,15.58,17.390432125820322,null,-21591.477446520894,null,-1910.3808744219921,null,7043.8958675353651,null,7043.8958675353651,null,3999.0461695736931,null,3999.0461695736931,0.78139941734687979,null,"CwaEgsld1002"]
[14077,"CasEgsld1003",0.86916131973266597,2654.797431906416,0,3137.4208984375,0,0,20754.792648764811,16417.546875,18185.07521181586,0,0,null,40309.759582644198,18185.07521181586,21322.496169827235,null,13730.095219893834,6753.2239556278928,0,0,41423.320251488258,0,null,20483.318541445773,41423.3203125,null,-19826.441880756534,-839.17756880758679,23238.24510068414,null,0.55103657192064803,1.1263807437066093,0,1,0.50814786113597732,0.96064355859330886,0,0,2.2778745663688515,"PASS",1,null,"CasEgsld1003",null,23238.24510068414,0,0.50814786113597732,"FAIL",0,1,null,null,2.1039013186886213,null,-295.85317741543417,"NO",0,null,6.8320000000000007,5.3630000000000004,5.5847964346769574,15.4,15.58,17.390432125820322,null,-19928.348938176659,null,-1763.229809752318,null,0,null,0,null,-295.85317741543417,null,-295.85317741543417,-0.39910245620653012,null,"CasEgsld1003"]
[14078,"CcoEgsld1003",3.6034742742776869E-2,1303.3242240513214,0,1540.25927734375,0,0,10189.185698011099,16417.546875,23159.035221550927,0,0,null,28146.991006402033,23159.035221550927,24699.294554073858,null,4631.8139018538041,279.98333842129335,0,0,28693.673322869334,0,null,4911.7973143705667,28693.673828125,null,-23235.194535984279,-19787.497184524109,5534.6386065740735,null,0.18460730948049275,0.21208989352889074,0,0,0.17450523098469736,0.19886387097373878,0,0,1.2389839884790947,"PASS",1,null,"CcoEgsld1003",null,5534.6386065740735,0,0.17450523098469736,"FAIL",0,1,null,null,3.3712422644577549,null,137.11810195880474,"YES",1,null,6.8320000000000007,5.3630000000000004,5.5847964346769574,15.4,15.58,17.390432125820322,null,-23259.631338543335,null,-2057.9765773471654,null,0,null,0,null,137.11810195880474,null,0,0,null,"CcoEgsld1003"]
[14079,"CdaEgsld1003",0.27499870061874393,9946.3026588831399,0,11754.470703125,0,0,77758.644341740699,16417.546875,133631.11982684094,0,0,null,105930.6607218885,133631.11982684094,145385.59023112079,null,35347.630416299828,2136.6894391437636,0,0,110102.65964061589,0,null,37484.319213847564,110102.65625,null,-68446.342706018128,-107901.27131611836,-23528.463576840935,null,0.39802330854068746,0.28050591256302954,0,0,0.35385712252231233,0.25782692134212254,0,0,0.82392975822301651,"FAIL",0,null,"CdaEgsld1003",null,-23528.463576840935,23528.463576840935,0.28954559263418739,"FAIL",0,1,null,null,7.3366504840711597,null,3168.1386202298786,"YES",1,null,6.8320000000000007,5.3630000000000004,5.5847964346769574,15.4,15.58,17.390432125820322,null,-68632.831856335775,null,-6072.5279064629849,null,2081.7624422905828,null,2081.7624422905828,null,3168.1386202298786,null,2081.7624422905828,0.38216139103049945,null,"CdaEgsld1003"]
[14080,"CgrEgsld1003",0.12721818387508391,1151.8523392667421,0,1361.2508544921875,0,0,9005.0021053051296,16417.546875,7335.1751480095654,0,0,null,26783.798953851492,7335.1751480095654,8696.4260206879153,null,4608.3013970278344,988.46194306131883,0,0,27266.946102741651,0,null,5596.763365563248,27266.9453125,null,-21187.03646923407,-3099.6626369385058,19931.770164490434,null,0.22014957547722949,0.76300337110313665,0,0,0.20896076733264612,0.64357051551444155,0,0,3.7172861945769644,"PASS",1,null,"CgrEgsld1003",null,19931.770164490434,0,0.20896076733264612,"FAIL",0,1,null,null,1.0996001561868853,null,-482.12359505402156,"NO",0,null,6.8320000000000007,5.3630000000000004,5.5847964346769574,15.4,15.58,17.390432125820322,null,-21214.881063092595,null,-1877.0602028718458,null,0,null,0,null,-482.12359505402156,null,-482.12359505402156,-1.6123939291832987,null,"CgrEgsld1003"]
[14081,"CheEgsld1003",4.9289162456989284E-2,1782.7172210892604,0,2106.802734375,0,0,13937.005449233115,16417.546875,16321.360135544652,0,0,null,32461.354189936123,16321.360135544652,18428.162900379662,null,6335.5029173559542,382.96774729891962,0,0,33209.118806269362,0,null,6718.4707973132745,33209.1171875,null,-25742.884261294839,-11709.692072606376,16887.757051955348,null,0.22133321966174019,0.41163669826032401,0,0,0.20696827921025643,0.36457626540081517,0,0,2.0347028012191948,"PASS",1,null,"CheEgsld1003",null,16887.757051955348,0,0.20696827921025643,"FAIL",0,1,null,null,2.1765217804823909,null,-223.27368253814976,"NO",0,null,6.8320000000000007,5.3630000000000004,5.5847964346769574,15.4,15.58,17.390432125820322,null,-25776.309489142168,null,-2280.6484078362096,null,0,null,0,null,-223.27368253814976,null,-223.27368253814976,-0.33558648258326579,null,"CheEgsld1003"]
[14082,"ChoEgsld1003",1.009862208366394,36525.244020783437,0,43165.27734375,0,0,285548.66634495807,16417.546875,131002.26570905563,0,0,null,345131.49109344714,131002.26570905563,174167.5444816766,null,129805.10181640949,7846.4440404697743,0,0,360452.08374087774,0,null,137651.54511401456,360452.09375,null,-207479.94544969351,-36515.997938791086,229449.82804094435,null,0.45585081736858585,1.0507569801863303,0,1,0.39883797589488684,0.79033982280085424,0,0,2.7514951119283082,"PASS",1,null,"ChoEgsld1003",null,229449.82804094435,0,0.39883797589488684,"FAIL",0,1,null,null,2.4670312703704615,null,-1466.5369981042527,"NO",0,null,6.8320000000000007,5.3630000000000004,5.5847964346769574,15.4,15.58,17.390432125820322,null,-208164.77900747469,null,-18418.101009027465,null,0,null,0,null,-1466.5369981042527,null,-1466.5369981042527,-0.27462334598740201,null,"ChoEgsld1003"]
[14083,"CinEgsld1003",3.3911333978176111E-2,1226.5235522542318,0,1449.4969482421875,0,0,9588.7700130788689,16417.546875,25656.637686503153,0,0,null,27455.812954393663,25656.637686503153,27106.134651949931,null,4358.8761324614861,263.4848419844036,0,0,27970.280931384717,0,null,4622.3610505972611,27970.28125,null,-22833.452785723795,-22483.773584148079,2313.6435634968475,null,0.1777399341279319,0.18016238554239261,0,0,0.16835636627468606,0.17052822591208561,0,0,1.0901771928094053,"PASS",1,null,"CinEgsld1003",null,2313.6435634968475,0,0.16835636627468606,"FAIL",0,1,null,null,3.790438797996686,null,252.01277972773613,"YES",1,null,6.8320000000000007,5.3630000000000004,5.5847964346769574,15.4,15.58,17.390432125820322,null,-22856.449606871043,null,-2022.3036748785485,null,0,null,0,null,252.01277972773613,null,0,0,null,"CinEgsld1003"]
[14084,"CloEgsld1003",0.36390452384948729,3844.2359359597936,0,4543.0908203125,0,0,30053.637533648311,16417.546875,31763.702528234444,0,0,null,51014.274333538728,31763.702528234444,36306.793352256856,null,15052.391811052668,2827.4713706514217,0,0,52626.747823637066,0,null,17879.86350612816,52626.74609375,null,-33134.41172283265,-18426.92984241878,20863.043565515556,null,0.38475162046441641,0.56290237229853557,0,0,0.35048745524424818,0.49246606095120055,0,0,1.656820266685554,"PASS",1,null,"CloEgsld1003",null,20863.043565515556,0,0.35048745524424818,"FAIL",0,1,null,null,3.1126436205604371,null,55.054533328379478,"YES",1,null,6.8320000000000007,5.3630000000000004,5.5847964346769574,15.4,15.58,17.390432125820322,null,-33223.366267639256,null,-2939.5525923975997,null,0,null,0,null,55.054533328379478,null,0,0,null,"CloEgsld1003"]
[14085,"CmiEgsld1003",1.3677483558654784,4177.6995276134758,0,4937.17578125,0,0,32660.603932479957,16417.546875,102658.76025497615,0,0,null,54015.3258413312,102658.76025497615,107595.93618795944,null,21606.248205190044,10627.153731303202,0,0,55767.671195723393,0,null,32233.402156182125,55767.671875,null,-21781.924432547832,-75362.533880044022,-46891.08837997615,null,0.65677703063069481,0.31398588952489986,0,0,0.59674548302939401,0.29957824936184912,0,0,0.54323344385309569,"FAIL",0,null,"CmiEgsld1003",null,-46891.08837997615,46891.08837997615,0.31943858243480949,"FAIL",0,1,null,null,9.6461736436557466,null,2888.2171844374761,"YES",1,null,6.8320000000000007,5.3630000000000004,5.5847964346769574,15.4,15.58,17.390432125820322,null,-21942.289617404458,null,-1941.4201983140404,null,4148.851723732877,null,4148.851723732877,null,2888.2171844374761,null,2888.2171844374761,0.69017164246476492,null,"CmiEgsld1003"]
[14086,"CofEgsld1003",1.5698943614959715,4795.141671048289,0,5666.86474609375,0,0,37487.67039924088,16417.546875,42093.746627362874,0,0,null,59572.080975908975,42093.746627362874,47760.611228162983,null,24799.538438842403,12197.791099494205,0,0,61583.413926760637,0,null,36997.328153673283,61583.4140625,null,-22574.753866661347,-10763.283219783341,19489.667435137126,null,0.68634039568843008,0.87892694563860263,0,0,0.62105145395194394,0.77464100834845828,0,0,1.4630062419406484,"PASS",1,null,"CofEgsld1003",null,19489.667435137126,0,0.62105145395194394,"FAIL",0,1,null,null,3.6753868523035487,null,314.16906897694156,"YES",1,null,6.8320000000000007,5.3630000000000004,5.5847964346769574,15.4,15.58,17.390432125820322,null,-22758.8201758836,null,-2013.6655722660212,null,0,null,0,null,314.16906897694156,null,0,0,null,"CofEgsld1003"]
[14087,"CreEgsld1003",0.32674280405044553,2958.3780132466736,0,3496.190185546875,0,0,23128.138329374393,16417.546875,10374.168970323877,0,0,null,43041.874379487424,10374.168970323877,13870.359044568902,null,11835.803068087715,2538.7316273130846,0,0,44282.77287872872,0,null,14374.534646900689,44282.7734375,null,-28667.340743020577,504.17549102993689,33908.604467176119,null,0.36349185941809481,1.3856083015439764,0,1,0.33396627160596831,1.0363491302109895,0,1,4.2685610350259706,"PASS",1,null,"CreEgsld1003",null,33908.604467176119,0,0.33396627160596831,"FAIL",0,1,null,null,1.1473343256187181,null,-665.96945069155004,"NO",0,null,6.8320000000000007,5.3630000000000004,5.5847964346769574,15.4,15.58,17.390432125820322,null,-28738.855840766348,null,-2542.7699742621066,null,0,null,0,null,-665.96945069155004,null,-665.96945069155004,-1.5747958070175725,null,"CreEgsld1003"]
[14088,"CrtEgsld1003",1.3906232357025146,4247.5694244804517,0,5019.74755859375,0,0,33206.835898970654,16417.546875,44077.00911085694,0,0,null,54644.129486324382,44077.00911085694,49096.756722342645,null,21967.601622259084,10804.887349896693,0,0,56425.781998724196,0,null,32772.487949148708,56425.78125,null,-21871.642383415696,-16324.268720301981,12348.77213914306,null,0.66041099389429125,0.74352794371150444,0,0,0.59974397523933876,0.66750820568032798,0,0,1.2801635679972065,"PASS",1,null,"CrtEgsld1003",null,12348.77213914306,0,0.59974397523933876,"FAIL",0,1,null,null,4.1062440449108477,null,488.28939589565442,"YES",1,null,6.8320000000000007,5.3630000000000004,5.5847964346769574,15.4,15.58,17.390432125820322,null,-22034.689587142799,null,-1949.5956061999764,null,0,null,0,null,488.28939589565442,null,0,0,null,"CrtEgsld1003"]
[14089,"CscEgsld1003",2.7338973999023435,8350.5140285554953,0,9868.5791015625,0,0,65283.017487633479,16417.546875,71779.088366398908,0,0,null,91569.142562556066,71779.088366398908,81647.667465453473,null,43187.232059427632,21241.881103185773,0,0,95071.783912775849,0,null,64429.110436169227,95071.78125,null,-27140.033028026752,-17218.557031792181,23292.692883601092,null,0.7886005554404284,0.89760279633656725,0,0,0.70361158790746303,0.78911146434711377,0,0,1.3245052760311291,"PASS",1,null,"CscEgsld1003",null,23292.692883601092,0,0.70361158790746303,"FAIL",0,1,null,null,4.4529114043641771,null,918.6326518888477,"YES",1,null,6.8320000000000007,5.3630000000000004,5.5847964346769574,15.4,15.58,17.390432125820322,null,-27460.575866017643,null,-2429.6697187578202,null,0,null,0,null,918.6326518888477,null,0,0,null,"CscEgsld1003"]
[14090,"CwaEgsld1003",0.46555609703063966,1422.0112601697788,0,1680.52294921875,0,0,11117.062452421746,16417.546875,56967.86488981326,0,0,null,29215.131360850304,56967.86488981326,58648.387822373821,null,7354.365152859089,3617.2854403172978,0,0,29811.597123364081,0,null,10971.651027780696,29811.59765625,null,-18243.4812488598,-47676.736811251314,-27156.26723356326,null,0.39846764838076049,0.19259368503632646,0,0,0.37554685441398067,0.18707506603410468,0,0,0.52330551116688906,"FAIL",0,null,"CwaEgsld1003",null,-27156.26723356326,27156.26723356326,0.19463151745584606,"FAIL",0,1,null,null,8.1088761101104563,null,1495.0836599374011,"YES",1,null,6.8320000000000007,5.3630000000000004,5.5847964346769574,15.4,15.58,17.390432125820322,null,-18298.066577356218,null,-1618.9849219379944,null,2402.7449567630802,null,2402.7449567630802,null,1495.0836599374011,null,1495.0836599374011,0.64381162577706597,null,"CwaEgsld1003"]
[14091,"CasEgsld1004",0.95681454837322222,3700.7499358045011,0,4373.5205078125,0,0,28931.886342603499,16417.546875,25349.737004498689,0,0,null,49722.952699879635,25349.737004498689,29723.257385906803,null,19014.796341758163,7434.273457031848,0,0,51275.240364546946,0,null,26449.070615301185,51275.2421875,null,-23273.88311011481,-3274.186897010004,25925.505183001311,null,0.58322825091084773,1.0433666672994439,0,1,0.53192879009884098,0.88984427781329634,0,0,2.022712984296462,"PASS",1,null,"CasEgsld1004",null,25925.505183001311,0,0.53192879009884098,"FAIL",0,1,null,null,2.5308235153534433,null,-181.96270270547885,"NO",0,null,6.8320000000000007,5.3630000000000004,5.5847964346769574,15.4,15.58,17.390432125820322,null,-23405.470526111334,null,-2070.8802054273292,null,0,null,0,null,-181.96270270547885,null,-181.96270270547885,-0.17608898271495915,null,"CasEgsld1004"]
[14092,"CcoEgsld1004",0.96843927800655372,7151.6403133629756,0,8451.7578125,0,0,55910.409592270633,16417.546875,127078.9702392224,0,0,null,80779.71380090293,127078.9702392224,135530.72847198669,null,29401.135332965208,7524.595473043395,0,0,83779.485243663948,0,null,36925.731872418801,83779.484375,null,-43853.982407351832,-98604.996179303591,-43299.485864222399,null,0.51053193918354633,0.29057311215936993,0,0,0.45711639613543392,0.27245284079287824,0,0,0.65927103609108262,"FAIL",0,null,"CcoEgsld1004",null,-43299.485864222399,43299.485864222399,0.29759808114145442,"FAIL",0,1,null,null,8.7363701942996279,null,3377.0952507880138,"YES",1,null,6.8320000000000007,5.3630000000000004,5.5847964346769574,15.4,15.58,17.390432125820322,null,-44037.692516169838,null,-3896.3876253925964,null,3831.07223080024,null,3831.07223080024,null,3377.0952507880138,null,3377.0952507880138,0.65191787365428433,null,"CcoEgsld1004"]
[14093,"CdaEgsld1004",0.96843927800655372,7151.6403133629756,0,8451.7578125,0,0,55910.409592270633,16417.546875,96084.121506673691,0,0,null,80779.71380090293,96084.121506673691,104535.87973943799,null,29401.135332965208,7524.595473043395,0,0,83779.485243663948,0,null,36925.731872418801,83779.484375,null,-43853.982407351832,-67610.147446754883,-12304.637131673691,null,0.51053193918354633,0.38430628592315391,0,0,0.45711639613543392,0.35323500517631351,0,0,0.87193891208320984,"FAIL",0,null,"CdaEgsld1004",null,-12304.637131673691,12304.637131673691,0.39669107978421109,"FAIL",0,1,null,null,6.6055498018112369,null,2113.6214592010924,"YES",1,null,6.8320000000000007,5.3630000000000004,5.5847964346769574,15.4,15.58,17.390432125820322,null,-44037.692516169838,null,-3896.3876253925964,null,1088.6954587185874,null,1088.6954587185874,null,2113.6214592010924,null,1088.6954587185874,0.27795727595727582,null,"CdaEgsld1004"]
[14094,"CgrEgsld1004",0.96172192692756664,4703.9616416603321,0,5559.10888671875,0,0,36774.839137272844,16417.546875,29955.562030998219,0,0,null,58751.49414326714,29955.562030998219,35514.671061124507,null,21961.39860006492,7472.4028878522686,0,0,60724.581081016004,0,null,29433.800869381572,60724.58203125,null,-29317.694029610022,-6080.8700483353969,30769.020000251781,null,0.5533461285716802,0.98258216083287886,0,0,0.50098811817444955,0.82877864580460259,0,0,2.027155490136082,"PASS",1,null,"CgrEgsld1004",null,30769.020000251781,0,0.50098811817444955,"FAIL",0,1,null,null,2.6431703592704117,null,-165.1000190980665,"NO",0,null,6.8320000000000007,5.3630000000000004,5.5847964346769574,15.4,15.58,17.390432125820322,null,-29464.130849855697,null,-2606.941196888828,null,0,null,0,null,-165.1000190980665,null,-165.1000190980665,-0.13520504256180702,null,"CgrEgsld1004"]
[14095,"CheEgsld1004",0.96843927800655372,7151.6403133629756,0,8451.7578125,0,0,55910.409592270633,16417.546875,65475.607207967281,0,0,null,80779.71380090293,65475.607207967281,73927.365440731577,null,29401.135332965208,7524.595473043395,0,0,83779.485243663948,0,null,36925.731872418801,83779.484375,null,-43853.982407351832,-37001.633148048488,18303.877167032719,null,0.51053193918354633,0.56396165605815962,0,0,0.45711639613543392,0.49948664966207929,0,0,1.2795526142872555,"PASS",1,null,"CheEgsld1004",null,18303.877167032719,0,0.45711639613543392,"FAIL",0,1,null,null,4.5012889249650136,null,865.89618027596953,"YES",1,null,6.8320000000000007,5.3630000000000004,5.5847964346769574,15.4,15.58,17.390432125820322,null,-44037.692516169838,null,-3896.3876253925964,null,0,null,0,null,865.89618027596953,null,0,0,null,"CheEgsld1004"]
[14096,"ChoEgsld1004",0.96843927800655372,7151.6403133629756,0,8451.7578125,0,0,55910.409592270633,16417.546875,25650.235312928966,0,0,null,80779.71380090293,25650.235312928966,34101.99354569328,null,29401.135332965208,7524.595473043395,0,0,83779.485243663948,0,null,36925.731872418801,83779.484375,null,-43853.982407351832,2823.7387469898313,58129.24906207103,null,0.51053193918354633,1.4395864763785007,0,1,0.45711639613543392,1.0828027481151605,0,1,3.2662267364374262,"PASS",1,null,"ChoEgsld1004",null,58129.24906207103,0,0.45711639613543392,"FAIL",0,1,null,null,1.7633913403488566,null,-757.54512637113498,"NO",0,null,6.8320000000000007,5.3630000000000004,5.5847964346769574,15.4,15.58,17.390432125820322,null,-44037.692516169838,null,-3896.3876253925964,null,0,null,0,null,-757.54512637113498,null,-757.54512637113498,-0.72450337267367104,null,"ChoEgsld1004"]
[14097,"CinEgsld1004",0.96843927800655372,7151.6403133629756,0,8451.7578125,0,0,55910.409592270633,16417.546875,149599.28634629154,0,0,null,80779.71380090293,149599.28634629154,158051.04457905592,null,29401.135332965208,7524.595473043395,0,0,83779.485243663948,0,null,36925.731872418801,83779.484375,null,-43853.982407351832,-121125.31228637273,-65819.801971291541,null,0.51053193918354633,0.24683093599085315,0,0,0.45711639613543392,0.23363168569338943,0,0,0.56002596283158557,"FAIL",0,null,"CinEgsld1004",null,-65819.801971291541,65819.801971291541,0.25188167612491191,"FAIL",0,1,null,null,10.284587436590684,null,4295.1134545810319,"YES",1,null,6.8320000000000007,5.3630000000000004,5.5847964346769574,15.4,15.58,17.390432125820322,null,-44037.692516169838,null,-3896.3876253925964,null,5823.6353281354232,null,5823.6353281354232,null,4295.1134545810319,null,4295.1134545810319,0.70431732604499853,null,"CinEgsld1004"]
[14098,"CloEgsld1004",0.9115805417299272,5764.4298354012008,0,6812.36181640625,0,0,45065.414232449366,16417.546875,47629.65566264846,0,0,null,68295.322261665671,47629.65566264846,54442.017715996728,null,24717.14381024869,7082.8135262488167,0,0,70713.225773999744,0,null,31799.955900919842,70713.2265625,null,-36495.367022935781,-22642.061578134868,23083.57089985154,null,0.51721575096790373,0.66765034217657826,0,0,0.4656242117249304,0.58410686035200898,0,0,1.4846470246047538,"PASS",1,null,"CloEgsld1004",null,23083.57089985154,0,0.4656242117249304,"FAIL",0,1,null,null,3.7429564048618009,null,374.72432286267343,"YES",1,null,6.8320000000000007,5.3630000000000004,5.5847964346769574,15.4,15.58,17.390432125820322,null,-36653.575758761246,null,-3243.0522775549093,null,0,null,0,null,374.72432286267343,null,0,0,null,"CloEgsld1004"]
[14099,"CmiEgsld1004",0.95681454837322222,3700.7499358045011,0,4373.5205078125,0,0,28931.886342603499,16417.546875,90938.65544430606,0,0,null,49722.952699879635,90938.65544430606,95312.175825714192,null,19014.796341758163,7434.273457031848,0,0,51275.240364546946,0,null,26449.070615301185,51275.2421875,null,-23273.88311011481,-68863.105336817374,-39663.41325680606,null,0.58322825091084773,0.29084519103649492,0,0,0.53192879009884098,0.27749938925524326,0,0,0.56384429632240063,"FAIL",0,null,"CmiEgsld1004",null,-39663.41325680606,39663.41325680606,0.29589602428479511,"FAIL",0,1,null,null,9.0789777993584639,null,2491.7038105144497,"YES",1,null,6.8320000000000007,5.3630000000000004,5.5847964346769574,15.4,15.58,17.390432125820322,null,-23405.470526111334,null,-2070.8802054273292,null,3509.3580922276083,null,3509.3580922276083,null,2491.7038105144497,null,2491.7038105144497,0.67215762397684786,null,"CmiEgsld1004"]
[14100,"CofEgsld1004",0.95681454837322222,3700.7499358045011,0,4373.5205078125,0,0,28931.886342603499,16417.546875,32486.721557817833,0,0,null,49722.952699879635,32486.721557817833,36860.241939225954,null,19014.796341758163,7434.273457031848,0,0,51275.240364546946,0,null,26449.070615301185,51275.2421875,null,-23273.88311011481,-10411.171450329144,18788.520629682167,null,0.58322825091084773,0.81415019266344824,0,0,0.53192879009884098,0.71755010637771,0,0,1.5783446198547162,"PASS",1,null,"CofEgsld1004",null,18788.520629682167,0,0.53192879009884098,"FAIL",0,1,null,null,3.2433536348482117,null,108.96934280346835,"YES",1,null,6.8320000000000007,5.3630000000000004,5.5847964346769574,15.4,15.58,17.390432125820322,null,-23405.470526111334,null,-2070.8802054273292,null,0,null,0,null,108.96934280346835,null,0,0,null,"CofEgsld1004"]
[14101,"CreEgsld1004",0.96172192692756664,4703.9616416603321,0,5559.10888671875,0,0,36774.839137272844,16417.546875,16495.422046851487,0,0,null,58751.49414326714,16495.422046851487,22054.531076977775,null,21961.39860006492,7472.4028878522686,0,0,60724.581081016004,0,null,29433.800869381572,60724.58203125,null,-29317.694029610022,7379.269935811335,44229.159984398517,null,0.5533461285716802,1.7843617935801563,0,1,0.50098811817444955,1.3345920145859462,0,1,3.6812990815740068,"PASS",1,null,"CreEgsld1004",null,44229.159984398517,0,0.50098811817444955,"FAIL",0,1,null,null,1.455496331450542,null,-713.78912595179827,"NO",0,null,6.8320000000000007,5.3630000000000004,5.5847964346769574,15.4,15.58,17.390432125820322,null,-29464.130849855697,null,-2606.941196888828,null,0,null,0,null,-713.78912595179827,null,-713.78912595179827,-1.0615237945693399,null,"CreEgsld1004"]
[14102,"CrtEgsld1004",0.95681454837322222,3700.7499358045011,0,4373.5205078125,0,0,28931.886342603499,16417.546875,38402.667463041791,0,0,null,49722.952699879635,38402.667463041791,42776.187844449931,null,19014.796341758163,7434.273457031848,0,0,51275.240364546946,0,null,26449.070615301185,51275.2421875,null,-23273.88311011481,-16327.117355553106,12872.574724458209,null,0.58322825091084773,0.68873003784842324,0,0,0.53192879009884098,0.61831294161420725,0,0,1.3352000153855614,"PASS",1,null,"CrtEgsld1004",null,12872.574724458209,0,0.53192879009884098,"FAIL",0,1,null,null,3.833979560214011,null,350.12687972152497,"YES",1,null,6.8320000000000007,5.3630000000000004,5.5847964346769574,15.4,15.58,17.390432125820322,null,-23405.470526111334,null,-2070.8802054273292,null,0,null,0,null,350.12687972152497,null,0,0,null,"CrtEgsld1004"]
[14103,"CscEgsld1004",0.95681454837322222,3700.7499358045011,0,4373.5205078125,0,0,28931.886342603499,16417.546875,31810.792015818297,0,0,null,49722.952699879635,31810.792015818297,36184.312397226415,null,19014.796341758163,7434.273457031848,0,0,51275.240364546946,0,null,26449.070615301185,51275.2421875,null,-23273.88311011481,-9735.2419083296118,19464.450171681703,null,0.58322825091084773,0.83144960999867812,0,0,0.53192879009884098,0.73095407292948178,0,0,1.6118819726966487,"PASS",1,null,"CscEgsld1004",null,19464.450171681703,0,0.53192879009884098,"FAIL",0,1,null,null,3.1758712977780359,null,81.415736545431912,"YES",1,null,6.8320000000000007,5.3630000000000004,5.5847964346769574,15.4,15.58,17.390432125820322,null,-23405.470526111334,null,-2070.8802054273292,null,0,null,0,null,81.415736545431912,null,0,0,null,"CscEgsld1004"]
[14104,"CwaEgsld1004",0.95681454837322222,3700.7499358045011,0,4373.5205078125,0,0,28931.886342603499,16417.546875,148257.49497976503,0,0,null,49722.952699879635,148257.49497976503,152631.01536117328,null,19014.796341758163,7434.273457031848,0,0,51275.240364546946,0,null,26449.070615301185,51275.2421875,null,-23273.88311011481,-126181.94487227635,-96982.252792265033,null,0.58322825091084773,0.17839955152966191,0,0,0.53192879009884098,0.17328765409055308,0,0,0.34585261402466239,"FAIL",0,null,"CwaEgsld1004",null,-96982.252792265033,96982.252792265033,0.1802871980014801,"FAIL",0,1,null,null,14.801477321053072,null,4828.2485343376056,"YES",1,null,6.8320000000000007,5.3630000000000004,5.5847964346769574,15.4,15.58,17.390432125820322,null,-23405.470526111334,null,-2070.8802054273292,null,8580.8412764526038,null,8580.8412764526038,null,4828.2485343376056,null,4828.2485343376056,0.79890698819843453,null,"CwaEgsld1004"]
[14105,"CasNgsld1005",0.9806519567966463,3532.9287560955281,0,1499.8271484375,0,0,27619.886509746353,16417.546875,76139.226716448436,0,0,null,45537.259588843001,76139.226716448436,77639.05381967705,null,18637.744046974178,7619.4857461091697,0,0,49694.517674357594,0,null,26257.2296446242,49694.51953125,null,-19280.030888559657,-51381.82422026174,-26444.707185198436,null,0.59624795603367642,0.34485810766648911,0,0,0.57660977707453576,0.33819615692792004,0,0,0.65267959334967141,"FAIL",0,null,"CasNgsld1005",null,-26444.707185198436,26444.707185198436,0.36477510238885563,"FAIL",0,1,null,null,21.636620981128697,null,7453.3973396096617,"YES",1,null,6.8320000000000007,5.3630000000000004,5.5847964346769574,15.4,15.58,17.390432125820322,null,-19410.66387186624,null,-2919.3868744027195,null,3977.3153336495843,null,3977.3153336495843,null,7453.3973396096617,null,3977.3153336495843,0.46033052040543171,null,"CasNgsld1005"]
[14106,"CcoNgsld1005",0.87211016416549691,5947.7052314647462,0,2524.967529296875,0,0,46498.232720671083,16417.546875,310788.01358192432,0,0,null,65440.746186662029,310788.01358192432,313312.98107204732,null,25085.466550559937,6776.1359357322763,0,0,72439.513109206688,0,null,31861.603591413637,72439.515625,null,-33579.143533554321,-281451.37751980755,-238348.49795692432,null,0.5064167335471732,0.10251876584363463,0,0,0.48687713681767103,0.10169257423810113,0,0,0.23308336376977037,"FAIL",0,null,"CcoNgsld1005",null,-238348.49795692432,238348.49795692432,0.10488061742549419,"FAIL",0,1,null,null,66.727234878396558,null,33669.544134032207,"YES",1,null,6.8320000000000007,5.3630000000000004,5.5847964346769574,15.4,15.58,17.390432125820322,null,-33737.658974307611,null,-5074.183934812484,null,35847.896860322457,null,35847.896860322457,null,33669.544134032207,null,33669.544134032207,0.95468731397541451,null,"CcoNgsld1005"]
[14107,"CdaNgsld1005",0.88437728285789485,6391.3889893263067,0,2713.323486328125,0,0,49966.883204270816,16417.546875,63318.915523328702,0,0,null,69097.752658782978,63318.915523328702,66032.239001972906,null,26482.362204696281,6871.4491968487682,0,0,76618.610077399077,0,null,33353.809914264239,76618.609375,null,-35743.94365133471,-32678.429095392588,13299.693851671298,null,0.5024342285447938,0.52675902040640032,0,0,0.4827046928898972,0.50511402330892397,0,0,1.210042982286569,"PASS",1,null,"CdaNgsld1005",null,13299.693851671298,0,0.4827046928898972,"FAIL",0,1,null,null,13.010406323532115,null,5511.6579467392949,"YES",1,null,6.8320000000000007,5.3630000000000004,5.5847964346769574,15.4,15.58,17.390432125820322,null,-35909.883004141993,null,-5400.8890059436226,null,0,null,0,null,5511.6579467392949,null,0,0,null,"CdaNgsld1005"]
[14108,"CgrNgsld1005",1.1263490855693818,6182.8082886940447,0,2624.77490234375,0,0,48336.231788035264,16417.546875,1100278.7972142501,0,0,null,67378.552747064256,1100278.7972142501,1102903.5721974107,null,27134.85551973803,8751.5256999774265,0,0,74653.969816874378,0,null,35886.380047689832,74653.96875,null,-31492.173517689182,-1067017.1920689039,-1025624.8284642501,null,0.55419746598009101,3.2615715342828616E-2,0,0,0.53260834714815342,3.2538093950335023E-2,0,0,6.7850047587041815E-2,"FAIL",0,null,"CgrNgsld1005",null,-1025624.8284642501,1025624.8284642501,3.283281702299163E-2,"FAIL",0,1,null,null,230.74176807505737,null,123219.35445456649,"YES",1,null,6.8320000000000007,5.3630000000000004,5.5847964346769574,15.4,15.58,17.390432125820322,null,-31670.712721906533,null,-4763.312766304869,null,154255.19096334727,null,154255.19096334727,null,123219.35445456649,null,123219.35445456649,0.98688009449117664,null,"CgrNgsld1005"]
[14109,"CheNgsld1005",0.92213300466537484,7756.9585697895536,0,3293.046142578125,0,0,60642.693399560514,16417.546875,741270.7899968666,0,0,null,80353.285588512197,741270.7899968666,744563.83620995062,null,31174.625719890602,7164.8042267881156,0,0,89481.031999434897,0,null,38339.430148585387,89481.03125,null,-42013.85626855326,-706224.40599085938,-651789.7587468666,null,0.49752544258861042,5.1721220727917051E-2,0,0,0.47713580686113571,5.1492468862542273E-2,0,0,0.12071301399907886,"FAIL",0,null,"CheNgsld1005",null,-651789.7587468666,651789.7587468666,5.2366037486563953E-2,"FAIL",0,1,null,null,134.51556049405517,null,82211.693255932914,"YES",1,null,6.8320000000000007,5.3630000000000004,5.5847964346769574,15.4,15.58,17.390432125820322,null,-42204.599702128311,null,-6347.6218651334639,null,98029.952974131331,null,98029.952974131331,null,82211.693255932914,null,82211.693255932914,0.97733822276410498,null,"CheNgsld1005"]
[14110,"ChoNgsld1005",0.86679627895355238,5755.5098837263104,0,2443.375,0,0,44995.67944017316,16417.546875,8424.493689361494,0,0,null,63856.600538105406,8424.493689361494,10867.868811425742,null,24444.773959977236,6734.8480227798254,0,0,70629.207951980279,0,null,31179.621494411833,70629.2109375,null,-32676.979820761328,20311.752805050339,62204.717248138506,null,0.50770205972240845,3.701067701408058,0,1,0.48827561837374439,2.8689729684472005,0,1,8.3837929662990938,"PASS",1,null,"ChoNgsld1005",null,62204.717248138506,0,0.48827561837374439,"FAIL",0,1,null,null,1.8446583750328127,null,-609.33638708291437,"NO",0,null,6.8320000000000007,5.3630000000000004,5.5847964346769574,15.4,15.58,17.390432125820322,null,-32832.102315758399,null,-4937.9871390486724,null,0,null,0,null,-609.33638708291437,null,-609.33638708291437,-0.63738450628946075,null,"ChoNgsld1005"]
[14111,"CinNgsld1005",0.89241264015436172,6682.0162229480729,0,2836.702880859375,0,0,52238.961630824168,16417.546875,633494.97742493171,0,0,null,71493.2105077366,633494.97742493171,636331.68032597622,null,27434.335047761615,6933.8824484840579,0,0,79356.053964812789,0,null,34368.217417294545,79356.0546875,null,-37124.993969388997,-601963.46288849658,-554138.92273743171,null,0.50058207393956056,5.4251759906600257E-2,0,0,0.48072001174220624,5.4009910996068583E-2,0,0,0.1252670621163742,"FAIL",0,null,"CinNgsld1005",null,-554138.92273743171,554138.92273743171,5.4933587235588589E-2,"FAIL",0,1,null,null,126.60217444420888,null,70164.609047408303,"YES",1,null,6.8320000000000007,5.3630000000000004,5.5847964346769574,15.4,15.58,17.390432125820322,null,-37295.980125693939,null,-5609.3596574379899,null,83343.151389071092,null,83343.151389071092,null,70164.609047408303,null,70164.609047408303,0.9760299342609764,null,"CinNgsld1005"]
[14112,"CloNgsld1005",0.9091868042945862,6075.4518642563189,0,2579.199462890625,0,0,47496.935990194397,16417.546875,82381.48647195693,0,0,null,66493.681486661415,82381.48647195693,84960.685992555955,null,25634.849831300959,7064.2146256479436,0,0,73642.770060439565,0,null,32699.065021683025,73642.7734375,null,-33794.617306401997,-52261.62091316453,-8738.7130344569305,null,0.51160650224848803,0.39692249341499741,0,0,0.49176198214355588,0.38487289340811626,0,0,0.89392382428749173,"FAIL",0,null,"CloNgsld1005",null,-8738.7130344569305,8738.7130344569305,0.43464075368207428,"FAIL",0,1,null,null,17.461760604519242,null,7728.6586703987668,"YES",1,null,6.8320000000000007,5.3630000000000004,5.5847964346769574,15.4,15.58,17.390432125820322,null,-33957.299221932764,null,-5107.2180886281503,null,1314.3128076594064,null,1314.3128076594064,null,7728.6586703987668,null,1314.3128076594064,0.14059092495551953,null,"CloNgsld1005"]
[14113,"CmiNgsld1005",1.4251832365989685,4890.7210275335874,0,2076.247802734375,0,0,38234.894914947217,16417.546875,213006.52909620645,0,0,null,56728.688813517096,213006.52909620645,215082.77701890832,null,25046.748707344646,11073.412214800073,0,0,62483.684427611661,0,null,36120.162327596336,62483.68359375,null,-20608.527265085257,-178962.61457134449,-150522.84550245645,null,0.66090665201056553,0.16957302896232967,0,0,0.63671772760737444,0.16793609813103641,0,0,0.29334163538962998,"FAIL",0,null,"CmiNgsld1005",null,-150522.84550245645,150522.84550245645,0.17428176013758118,"FAIL",0,1,null,null,51.213214810125152,null,22753.54140568864,"YES",1,null,6.8320000000000007,5.3630000000000004,5.5847964346769574,15.4,15.58,17.390432125820322,null,-20788.229565222551,null,-3126.5743889751016,null,22638.814538153678,null,22638.814538153678,null,22753.54140568864,null,22638.814538153678,0.93658878046014726,null,"CmiNgsld1005"]
[14114,"CofNgsld1005",1.3710423469543458,4725.351280092711,0,2006.0438232421875,0,0,36942.059997576784,16417.546875,168110.67475125208,0,0,null,55365.649746211377,168110.67475125208,170116.71852401865,null,24247.083486356656,10652.747437587555,0,0,60926.051997044851,0,null,34899.831626065425,60926.05078125,null,-20465.819069753547,-135216.88694842884,-107184.62397000208,null,0.6540496392600218,0.20760033042342835,0,0,0.63035169256488022,0.20515227379478729,0,0,0.36241631217886849,"FAIL",0,null,"CofNgsld1005",null,-107184.62397000208,107184.62397000208,0.21470176963905005,"FAIL",0,1,null,null,41.191109352595852,null,17687.016719414227,"YES",1,null,6.8320000000000007,5.3630000000000004,5.5847964346769574,15.4,15.58,17.390432125820322,null,-20639.450072868298,null,-3104.1977768186857,null,16120.694604853312,null,16120.694604853312,null,17687.016719414227,null,16120.694604853312,0.84503882084323811,null,"CofNgsld1005"]
[14115,"CreNgsld1005",0.9984720975160597,5024.9907126327207,0,2133.249267578125,0,0,39284.594390980797,16417.546875,230161.14288598331,0,0,null,57835.389620349721,230161.14288598331,232294.39213948426,null,23060.480434921814,7757.9449693475199,0,0,63748.382591507529,0,null,30818.425172517753,63748.3828125,null,-27016.96536104117,-201475.96698104369,-166412.76007348331,null,0.55327182173048017,0.13389934020176686,0,0,0.5328644777566669,0.13266969076095822,0,0,0.27697282874581275,"FAIL",0,null,"CreNgsld1005",null,-166412.76007348331,166412.76007348331,0.13743000818107945,"FAIL",0,1,null,null,54.508006637748252,null,24677.340909409555,"YES",1,null,6.8320000000000007,5.3630000000000004,5.5847964346769574,15.4,15.58,17.390432125820322,null,-27170.290859411904,null,-4086.4439790561896,null,25028.676540826968,null,25028.676540826968,null,24677.340909409555,null,24677.340909409555,0.9448319054199904,null,"CreNgsld1005"]
[14116,"CrtNgsld1005",1.2142812490463257,4246.5343186724467,0,1802.772705078125,0,0,33198.743603055147,16417.546875,132684.52535474123,0,0,null,51419.062270649811,132684.52535474123,134487.29804646794,null,22052.515262658264,9434.7424738731315,0,0,56416.032244609152,0,null,31487.258623455215,56416.03125,null,-19931.804559678058,-103000.03943636414,-76268.494104741229,null,0.63461533137753934,0.23730920044573289,0,0,0.61236546670075886,0.23412812271274736,0,0,0.42518923061425473,"FAIL",0,null,"CrtNgsld1005",null,-76268.494104741229,76268.494104741229,0.24659613898374197,"FAIL",0,1,null,null,34.414617616085053,null,13748.490010987362,"YES",1,null,6.8320000000000007,5.3630000000000004,5.5847964346769574,15.4,15.58,17.390432125820322,null,-20088.457587655445,null,-3021.3278533661251,null,11470.871995396381,null,11470.871995396381,null,13748.490010987362,null,11470.871995396381,0.7618410123406969,null,"CrtNgsld1005"]
[14117,"CscNgsld1005",1.1694360017776488,4109.5576101862043,0,1744.6221923828125,0,0,32127.881039992953,16417.546875,59182.643918680886,0,0,null,50290.049241534398,59182.643918680886,60927.266144354275,null,21390.429745207111,9086.3031320901409,0,0,55125.836385498049,0,null,30476.732552162583,55125.8359375,null,-19813.31755521318,-30450.533558901116,-4056.8079811808857,null,0.62779820595113212,0.51496064613197623,0,0,0.60601913275271779,0.50021500220618553,0,0,0.93145274167279368,"FAIL",0,null,"CscNgsld1005",null,-4056.8079811808857,4056.8079811808857,0.56078186714127287,"FAIL",0,1,null,null,15.611832036875635,null,5430.9739290546258,"YES",1,null,6.8320000000000007,5.3630000000000004,5.5847964346769574,15.4,15.58,17.390432125820322,null,-19964.943090298562,null,-3002.7511264307436,null,610.14873321244056,null,610.14873321244056,null,5430.9739290546258,null,610.14873321244056,9.0850962652305703E-2,null,"CscNgsld1005"]
[14118,"CwaNgsld1005",1.3001846075057983,4508.920899669758,0,1914.1630859375,0,0,35250.041007884618,16417.546875,489792.81540957268,0,0,null,53581.75009151415,489792.81540957268,491706.97851733421,null,23232.387122671771,10102.195805086527,0,0,58887.474901030197,0,null,33334.581546954381,58887.4765625,null,-20247.169421867737,-458372.39694855578,-430905.33884707268,null,0.64517394585003995,6.8058535156501759E-2,0,0,0.62212564808400794,6.7793590501703166E-2,0,0,0.12022935965946609,"FAIL",0,null,"CwaNgsld1005",null,-430905.33884707268,430905.33884707268,6.8803859272331763E-2,"FAIL",0,1,null,null,123.088640167875,null,54227.74113612972,"YES",1,null,6.8320000000000007,5.3630000000000004,5.5847964346769574,15.4,15.58,17.390432125820322,null,-20413.013111156062,null,-3070.1413891409584,null,64808.674172319887,null,64808.674172319887,null,54227.74113612972,null,54227.74113612972,0.97565730332079759,null,"CwaNgsld1005"]
[]
[null,null,null,null,null,null,null,null,null,null,null,null,null,null,null,null,null,null,null,null,null,null,null,null,null,null,null,null,null,null,null,null,null,null,14061,9039,null,null,14090,9804,null,null,null,null,null,null,null,null,null,null,14102]
[null,null,null,null,null,null,null,null,null,null,null,null,null,null,null,null,null,null,null,null,null,null,null,null,null,null,null,null,null,null,null,null,null,null,57,5079,null,null,28,4314]