{"text_format":"1","workbook":"xlsx","n_sheets":3,"sheets":["INPUTS","OUTPUTS","Module2"],"not_rendered":{"charts":0,"images":0,"macros":1,"external_links":1,"defined_names":70,"comments":0,"pivot_tables":0},"unopened":[{"sheet":"Module2","index":2,"reason":"part_missing"}],"bounds":{"document_bytes":16777216,"sheet_cells":100000,"rows_first":2000,"rows_last":500,"rows_between":2000,"halvings":0,"cell_chars":16384,"cell_head_chars":4096},"cells_cut":0,"cells_raw":0,"read":"whole","date_system":"1900"}

{"sheet":"INPUTS","index":0,"n_rows":14128,"n_cols":45,"rows_kept":1125,"cut":true,"hidden":false,"merged":[[3,43,3,44],[2,0,2,27],[7,36,7,41],[3,32,3,33]],"bounds":{"rows_first":500,"rows_last":125,"rows_between":500,"halvings":2}}
["FPL 000627"]
["20240012-EG"]
["I. Inputs: Batch Runs "]
[null,null,null,null,null,null,null,null,null,null,null,null,null,null,null,null,null,null,null,null,null,null,"adjusted for tax credits",null,null,null,null,null,null,null,null,null,"Screening Step # 4",null,null,null,null,null,null,null,null,null,null,"Maximum Incentive"]
[]
[null,null,"Summer","Winter","Annual",null,null,null,"Billing","Billing","Billing","Billing","Billing","Billing","Billing","Billing","Billing","Billing","Billing","Billing",null,null,null,null,null,null,null,null,null,null,null,null,"Maximum Incentive",null,null,null,null,null,null,null,null,null,null,"Minimum","Conversion Factor to"]
[null,null,"kW","kW","kWh",null,null,"Life","kW","kW","kW","kW","kW","kW","kW","kW","kW","kW","kW","kW","Admin.",null,null,null,null,null,"Kwh pct","External",null,null,"(Based on 2-Yrs.)",null,"that does not violate",null,null,null,null,null,null,null,null,null,null,"Incentive Needed","calculate one-time"]
[null,null,"Reduction ","Reduction ","Reduction ",null,null,"(Years)","per","per","per","per","per","per","per","per","per","per","per","per","Non-","Admin.","Part.","Part.","Rebate","Rebate","for rev","non rec",null,null,"with zero incentive",null,"2-Years Payback",null,null,null,"Energy and Demand Charge",null,null,null,null,null,null,"to get Participant ","incentive payment needed"]
[null,"Measure","at","at","at","Load","Rate","of","month","month","month","month","month","month","month","month","month","month","month","month","rec.","Rec.","Equip.","O&M","Non-rec.","Rec.","loss & bill","credit",null,null,"Years",null,"one-time incentive payment","2 Yrs. Payback ",null,null,null,null,null,null,null,null,null,"Test to 1.00","to make Part. Test = 1.00"]
[null,"Name","Meter","Meter","Meter","Shifting %","Class","Measure","Jan.","Feb.","March","April","May","June","July","Aug.","Sep.","Oct.","Nov.","Dec.","Cost","Cost","Cost","Cost","Cost","Cost","savings","per part",null,null,"to Payback",null,"(Nominal $)"," criterion met",null,null,"Egy yr1","Egy yr2","Egy yr3","Dmd yr1","Dmd yr2","Dmd yr3",null,"(NPV $)","(Nominal $)"]
[1,"CasEgs101",1,0.36809815950920244,6134.9693251533736,0,"GS",20,1,1,1,1,1,1,1,1,1,1,1,1,368.09815950920245,0,2803.541488311283,0,0,0,1,0,null,null,3.9479677114016347,null,1252.4371938327556,1,null,null,13.708,11.574999999999999,12.50331411195598,0,0,0,null,0,0]
[2,"CasNgs101",1,0.36809815950920244,6134.9693251533736,0,"GS",20,1,1,1,1,1,1,1,1,1,1,1,1,368.09815950920245,0,2803.541488311283,0,0,0,1,0,null,null,3.9479677114016347,null,1252.4371938327556,1,null,null,13.708,11.574999999999999,12.50331411195598,0,0,0,null,0,0]
[3,"CcoEgs101",1,0.36809815950920244,6134.9693251533736,0,"GS",20,1,1,1,1,1,1,1,1,1,1,1,1,368.09815950920245,0,2803.541488311283,0,0,0,1,0,null,null,3.9479677114016347,null,1252.4371938327556,1,null,null,13.708,11.574999999999999,12.50331411195598,0,0,0,null,0,0]
[4,"CcoNgs101",1,0.36809815950920244,6134.9693251533736,0,"GS",20,1,1,1,1,1,1,1,1,1,1,1,1,368.09815950920245,0,2803.541488311283,0,0,0,1,0,null,null,3.9479677114016347,null,1252.4371938327556,1,null,null,13.708,11.574999999999999,12.50331411195598,0,0,0,null,0,0]
[5,"CdaEgs101",1,1.8135593220338981,16949.152542372882,0,"GS",20,1,1,1,1,1,1,1,1,1,1,1,1,1016.9491525423729,0,7745.3773321142226,0,0,0,1,0,null,null,3.9479677114016343,null,3460.1230948260868,1,null,null,13.708,11.574999999999999,12.50331411195598,0,0,0,null,0,0]
[6,"CdaNgs101",1,1.8135593220338981,16949.152542372882,0,"GS",20,1,1,1,1,1,1,1,1,1,1,1,1,1016.9491525423729,0,7745.3773321142226,0,0,0,1,0,null,null,3.9479677114016343,null,3460.1230948260868,1,null,null,13.708,11.574999999999999,12.50331411195598,0,0,0,null,0,0]
[7,"CgrEgs101",1,0.36809815950920244,6134.9693251533736,0,"GS",20,1,1,1,1,1,1,1,1,1,1,1,1,368.09815950920245,0,2803.541488311283,0,0,0,1,0,null,null,3.9479677114016347,null,1252.4371938327556,1,null,null,13.708,11.574999999999999,12.50331411195598,0,0,0,null,0,0]
[8,"CgrNgs101",1,0.36809815950920244,6134.9693251533736,0,"GS",20,1,1,1,1,1,1,1,1,1,1,1,1,368.09815950920245,0,2803.541488311283,0,0,0,1,0,null,null,3.9479677114016347,null,1252.4371938327556,1,null,null,13.708,11.574999999999999,12.50331411195598,0,0,0,null,0,0]
[9,"CheEgs101",1,1.1186440677966101,8474.5762711864409,0,"GS",20,1,1,1,1,1,1,1,1,1,1,1,1,508.47457627118644,0,3872.6886660571113,0,0,0,1,0,null,null,3.9479677114016343,null,1730.0615474130434,1,null,null,13.708,11.574999999999999,12.50331411195598,0,0,0,null,0,0]
[10,"CheNgs101",1,1.1186440677966101,8474.5762711864409,0,"GS",20,1,1,1,1,1,1,1,1,1,1,1,1,508.47457627118644,0,3872.6886660571113,0,0,0,1,0,null,null,3.9479677114016343,null,1730.0615474130434,1,null,null,13.708,11.574999999999999,12.50331411195598,0,0,0,null,0,0]
[11,"ChoEgs101",1,0.36809815950920244,6134.9693251533736,0,"GS",20,1,1,1,1,1,1,1,1,1,1,1,1,368.09815950920245,0,2803.541488311283,0,0,0,1,0,null,null,3.9479677114016347,null,1252.4371938327556,1,null,null,13.708,11.574999999999999,12.50331411195598,0,0,0,null,0,0]
[12,"ChoNgs101",1,0.36809815950920244,6134.9693251533736,0,"GS",20,1,1,1,1,1,1,1,1,1,1,1,1,368.09815950920245,0,2803.541488311283,0,0,0,1,0,null,null,3.9479677114016347,null,1252.4371938327556,1,null,null,13.708,11.574999999999999,12.50331411195598,0,0,0,null,0,0]
[13,"CinEgs101",1,1.8135593220338981,16949.152542372882,0,"GS",20,1,1,1,1,1,1,1,1,1,1,1,1,1016.9491525423729,0,7745.3773321142226,0,0,0,1,0,null,null,3.9479677114016343,null,3460.1230948260868,1,null,null,13.708,11.574999999999999,12.50331411195598,0,0,0,null,0,0]
[14,"CinNgs101",1,1.8135593220338981,16949.152542372882,0,"GS",20,1,1,1,1,1,1,1,1,1,1,1,1,1016.9491525423729,0,7745.3773321142226,0,0,0,1,0,null,null,3.9479677114016343,null,3460.1230948260868,1,null,null,13.708,11.574999999999999,12.50331411195598,0,0,0,null,0,0]
[15,"CloEgs101",1,0.44505494505494508,5494.5054945054944,0,"GS",20,1,1,1,1,1,1,1,1,1,1,1,1,329.67032967032969,0,2510.8640801908746,0,0,0,1,0,null,null,3.9479677114016347,null,1121.6882560150505,1,null,null,13.708,11.574999999999999,12.50331411195598,0,0,0,null,0,0]
[16,"CloNgs101",1,0.44505494505494508,5494.5054945054944,0,"GS",20,1,1,1,1,1,1,1,1,1,1,1,1,329.67032967032969,0,2510.8640801908746,0,0,0,1,0,null,null,3.9479677114016347,null,1121.6882560150505,1,null,null,13.708,11.574999999999999,12.50331411195598,0,0,0,null,0,0]
[17,"CmiEgs101",1,1.8135593220338981,16949.152542372882,0,"GS",20,1,1,1,1,1,1,1,1,1,1,1,1,1016.9491525423729,0,7745.3773321142226,0,0,0,1,0,null,null,3.9479677114016343,null,3460.1230948260868,1,null,null,13.708,11.574999999999999,12.50331411195598,0,0,0,null,0,0]
[18,"CmiNgs101",1,1.8135593220338981,16949.152542372882,0,"GS",20,1,1,1,1,1,1,1,1,1,1,1,1,1016.9491525423729,0,7745.3773321142226,0,0,0,1,0,null,null,3.9479677114016343,null,3460.1230948260868,1,null,null,13.708,11.574999999999999,12.50331411195598,0,0,0,null,0,0]
[19,"CofEgs101",1,1.8135593220338981,16949.152542372882,0,"GS",20,1,1,1,1,1,1,1,1,1,1,1,1,1016.9491525423729,0,7745.3773321142226,0,0,0,1,0,null,null,3.9479677114016343,null,3460.1230948260868,1,null,null,13.708,11.574999999999999,12.50331411195598,0,0,0,null,0,0]
[20,"CofNgs101",1,1.8135593220338981,16949.152542372882,0,"GS",20,1,1,1,1,1,1,1,1,1,1,1,1,1016.9491525423729,0,7745.3773321142226,0,0,0,1,0,null,null,3.9479677114016343,null,3460.1230948260868,1,null,null,13.708,11.574999999999999,12.50331411195598,0,0,0,null,0,0]
[21,"CreEgs101",1,0.52879581151832455,5235.6020942408377,0,"GS",20,1,1,1,1,1,1,1,1,1,1,1,1,314.13612565445032,0,2392.5511130614618,0,0,0,1,0,null,null,3.9479677114016352,null,1068.8338355745509,1,null,null,13.708,11.574999999999999,12.50331411195598,0,0,0,null,0,0]
[22,"CreNgs101",1,0.52879581151832455,5235.6020942408377,0,"GS",20,1,1,1,1,1,1,1,1,1,1,1,1,314.13612565445032,0,2392.5511130614618,0,0,0,1,0,null,null,3.9479677114016352,null,1068.8338355745509,1,null,null,13.708,11.574999999999999,12.50331411195598,0,0,0,null,0,0]
[23,"CrtEgs101",1,0.36809815950920244,6134.9693251533736,0,"GS",20,1,1,1,1,1,1,1,1,1,1,1,1,368.09815950920245,0,2803.541488311283,0,0,0,1,0,null,null,3.9479677114016347,null,1252.4371938327556,1,null,null,13.708,11.574999999999999,12.50331411195598,0,0,0,null,0,0]
[24,"CrtNgs101",1,0.36809815950920244,6134.9693251533736,0,"GS",20,1,1,1,1,1,1,1,1,1,1,1,1,368.09815950920245,0,2803.541488311283,0,0,0,1,0,null,null,3.9479677114016347,null,1252.4371938327556,1,null,null,13.708,11.574999999999999,12.50331411195598,0,0,0,null,0,0]
[25,"CscEgs101",1,1.8135593220338981,16949.152542372882,0,"GS",20,1,1,1,1,1,1,1,1,1,1,1,1,1016.9491525423729,0,7745.3773321142226,0,0,0,1,0,null,null,3.9479677114016343,null,3460.1230948260868,1,null,null,13.708,11.574999999999999,12.50331411195598,0,0,0,null,0,0]
[26,"CscNgs101",1,1.8135593220338981,16949.152542372882,0,"GS",20,1,1,1,1,1,1,1,1,1,1,1,1,1016.9491525423729,0,7745.3773321142226,0,0,0,1,0,null,null,3.9479677114016343,null,3460.1230948260868,1,null,null,13.708,11.574999999999999,12.50331411195598,0,0,0,null,0,0]
[27,"CwaEgs101",1,1.8135593220338981,16949.152542372882,0,"GS",20,1,1,1,1,1,1,1,1,1,1,1,1,1016.9491525423729,0,7745.3773321142226,0,0,0,1,0,null,null,3.9479677114016343,null,3460.1230948260868,1,null,null,13.708,11.574999999999999,12.50331411195598,0,0,0,null,0,0]
[28,"CwaNgs101",1,1.8135593220338981,16949.152542372882,0,"GS",20,1,1,1,1,1,1,1,1,1,1,1,1,1016.9491525423729,0,7745.3773321142226,0,0,0,1,0,null,null,3.9479677114016343,null,3460.1230948260868,1,null,null,13.708,11.574999999999999,12.50331411195598,0,0,0,null,0,0]
[29,"CasTgs102",1,0.36809815950920244,6134.9693251533745,0,"GS",12,0.57723342209516748,0.60437372201316453,0.83705124089372529,1.0970310586362544,1.2026142145897361,1.2026142145897361,1.2889868661351127,1.2890846405144394,1.2453007447106357,1.1191895620457397,0.77552819282287611,0.85362126693691953,368.0981595092025,0,1522.1814594444616,0,0,0,1,0,null,null,2.1435471091960885,null,-28.922835034066111,0,null,null,13.708,11.574999999999999,12.50331411195598,0,0,0,null,0,0]
[30,"CasNgs102",1,0.36809815950920244,6134.9693251533745,0,"GS",12,0.57723342209516748,0.60437372201316453,0.83705124089372529,1.0970310586362544,1.2026142145897361,1.2026142145897361,1.2889868661351127,1.2890846405144394,1.2453007447106357,1.1191895620457397,0.77552819282287611,0.85362126693691953,368.0981595092025,0,1522.1814594444616,0,0,0,1,0,null,null,2.1435471091960885,null,-28.922835034066111,0,null,null,13.708,11.574999999999999,12.50331411195598,0,0,0,null,0,0]
[31,"CcoTgs102",1,0.36809815950920244,6134.9693251533745,0,"GS",12,0.57723342209516748,0.60437372201316453,0.83705124089372529,1.0970310586362544,1.2026142145897361,1.2026142145897361,1.2889868661351127,1.2890846405144394,1.2453007447106357,1.1191895620457397,0.77552819282287611,0.85362126693691953,368.0981595092025,0,1522.1814594444616,0,0,0,1,0,null,null,2.1435471091960885,null,-28.922835034066111,0,null,null,13.708,11.574999999999999,12.50331411195598,0,0,0,null,0,0]
[32,"CcoNgs102",1,0.36809815950920244,6134.9693251533745,0,"GS",12,0.57723342209516748,0.60437372201316453,0.83705124089372529,1.0970310586362544,1.2026142145897361,1.2026142145897361,1.2889868661351127,1.2890846405144394,1.2453007447106357,1.1191895620457397,0.77552819282287611,0.85362126693691953,368.0981595092025,0,1522.1814594444616,0,0,0,1,0,null,null,2.1435471091960885,null,-28.922835034066111,0,null,null,13.708,11.574999999999999,12.50331411195598,0,0,0,null,0,0]
[33,"CdaTgs102",1,1.8135593220338984,16949.152542372882,0,"GS",12,0.57723342209516748,0.60437372201316453,0.83705124089372529,1.0970310586362544,1.2026142145897361,1.2026142145897361,1.2889868661351127,1.2890846405144394,1.2453007447106357,1.1191895620457397,0.77552819282287611,0.85362126693691953,1016.949152542373,0,4205.3487777872415,0,0,0,1,0,null,null,2.1435471091960889,null,-79.905459500894267,0,null,null,13.708,11.574999999999999,12.50331411195598,0,0,0,null,0,0]
[34,"CdaNgs102",1,1.8135593220338984,16949.152542372882,0,"GS",12,0.57723342209516748,0.60437372201316453,0.83705124089372529,1.0970310586362544,1.2026142145897361,1.2026142145897361,1.2889868661351127,1.2890846405144394,1.2453007447106357,1.1191895620457397,0.77552819282287611,0.85362126693691953,1016.949152542373,0,4205.3487777872415,0,0,0,1,0,null,null,2.1435471091960889,null,-79.905459500894267,0,null,null,13.708,11.574999999999999,12.50331411195598,0,0,0,null,0,0]
[35,"CgrTgs102",1,0.36809815950920244,6134.9693251533745,0,"GS",12,0.57723342209516748,0.60437372201316453,0.83705124089372529,1.0970310586362544,1.2026142145897361,1.2026142145897361,1.2889868661351127,1.2890846405144394,1.2453007447106357,1.1191895620457397,0.77552819282287611,0.85362126693691953,368.0981595092025,0,1522.1814594444616,0,0,0,1,0,null,null,2.1435471091960885,null,-28.922835034066111,0,null,null,13.708,11.574999999999999,12.50331411195598,0,0,0,null,0,0]
[36,"CgrNgs102",1,0.36809815950920244,6134.9693251533745,0,"GS",12,0.57723342209516748,0.60437372201316453,0.83705124089372529,1.0970310586362544,1.2026142145897361,1.2026142145897361,1.2889868661351127,1.2890846405144394,1.2453007447106357,1.1191895620457397,0.77552819282287611,0.85362126693691953,368.0981595092025,0,1522.1814594444616,0,0,0,1,0,null,null,2.1435471091960885,null,-28.922835034066111,0,null,null,13.708,11.574999999999999,12.50331411195598,0,0,0,null,0,0]
[37,"CheTgs102",1,1.1186440677966101,8474.5762711864409,0,"GS",12,0.57723342209516748,0.60437372201316453,0.83705124089372529,1.0970310586362544,1.2026142145897361,1.2026142145897361,1.2889868661351127,1.2890846405144394,1.2453007447106357,1.1191895620457397,0.77552819282287611,0.85362126693691953,508.47457627118649,0,2102.6743888936207,0,0,0,1,0,null,null,2.1435471091960889,null,-39.952729750447133,0,null,null,13.708,11.574999999999999,12.50331411195598,0,0,0,null,0,0]
[38,"CheNgs102",1,1.1186440677966101,8474.5762711864409,0,"GS",12,0.57723342209516748,0.60437372201316453,0.83705124089372529,1.0970310586362544,1.2026142145897361,1.2026142145897361,1.2889868661351127,1.2890846405144394,1.2453007447106357,1.1191895620457397,0.77552819282287611,0.85362126693691953,508.47457627118649,0,2102.6743888936207,0,0,0,1,0,null,null,2.1435471091960889,null,-39.952729750447133,0,null,null,13.708,11.574999999999999,12.50331411195598,0,0,0,null,0,0]
[39,"ChoTgs102",1,0.36809815950920244,6134.9693251533745,0,"GS",12,0.57723342209516748,0.60437372201316453,0.83705124089372529,1.0970310586362544,1.2026142145897361,1.2026142145897361,1.2889868661351127,1.2890846405144394,1.2453007447106357,1.1191895620457397,0.77552819282287611,0.85362126693691953,368.0981595092025,0,1522.1814594444616,0,0,0,1,0,null,null,2.1435471091960885,null,-28.922835034066111,0,null,null,13.708,11.574999999999999,12.50331411195598,0,0,0,null,0,0]
[40,"ChoNgs102",1,0.36809815950920244,6134.9693251533745,0,"GS",12,0.57723342209516748,0.60437372201316453,0.83705124089372529,1.0970310586362544,1.2026142145897361,1.2026142145897361,1.2889868661351127,1.2890846405144394,1.2453007447106357,1.1191895620457397,0.77552819282287611,0.85362126693691953,368.0981595092025,0,1522.1814594444616,0,0,0,1,0,null,null,2.1435471091960885,null,-28.922835034066111,0,null,null,13.708,11.574999999999999,12.50331411195598,0,0,0,null,0,0]
[41,"CinTgs102",1,1.8135593220338984,16949.152542372882,0,"GS",12,0.57723342209516748,0.60437372201316453,0.83705124089372529,1.0970310586362544,1.2026142145897361,1.2026142145897361,1.2889868661351127,1.2890846405144394,1.2453007447106357,1.1191895620457397,0.77552819282287611,0.85362126693691953,1016.949152542373,0,4205.3487777872415,0,0,0,1,0,null,null,2.1435471091960889,null,-79.905459500894267,0,null,null,13.708,11.574999999999999,12.50331411195598,0,0,0,null,0,0]
[42,"CinNgs102",1,1.8135593220338984,16949.152542372882,0,"GS",12,0.57723342209516748,0.60437372201316453,0.83705124089372529,1.0970310586362544,1.2026142145897361,1.2026142145897361,1.2889868661351127,1.2890846405144394,1.2453007447106357,1.1191895620457397,0.77552819282287611,0.85362126693691953,1016.949152542373,0,4205.3487777872415,0,0,0,1,0,null,null,2.1435471091960889,null,-79.905459500894267,0,null,null,13.708,11.574999999999999,12.50331411195598,0,0,0,null,0,0]
[43,"CloTgs102",1,0.44505494505494508,5494.5054945054944,0,"GS",12,0.57723342209516748,0.60437372201316453,0.83705124089372529,1.0970310586362544,1.2026142145897361,1.2026142145897361,1.2889868661351127,1.2890846405144394,1.2453007447106357,1.1191895620457397,0.77552819282287611,0.85362126693691953,329.67032967032969,0,1363.2724059859738,0,0,0,1,0,null,null,2.1435471091960885,null,-25.903418189850299,0,null,null,13.708,11.574999999999999,12.50331411195598,0,0,0,null,0,0]
[44,"CloNgs102",1,0.44505494505494508,5494.5054945054944,0,"GS",12,0.57723342209516748,0.60437372201316453,0.83705124089372529,1.0970310586362544,1.2026142145897361,1.2026142145897361,1.2889868661351127,1.2890846405144394,1.2453007447106357,1.1191895620457397,0.77552819282287611,0.85362126693691953,329.67032967032969,0,1363.2724059859738,0,0,0,1,0,null,null,2.1435471091960885,null,-25.903418189850299,0,null,null,13.708,11.574999999999999,12.50331411195598,0,0,0,null,0,0]
[45,"CmiTgs102",1,1.8135593220338984,16949.152542372882,0,"GS",12,0.57723342209516748,0.60437372201316453,0.83705124089372529,1.0970310586362544,1.2026142145897361,1.2026142145897361,1.2889868661351127,1.2890846405144394,1.2453007447106357,1.1191895620457397,0.77552819282287611,0.85362126693691953,1016.949152542373,0,4205.3487777872415,0,0,0,1,0,null,null,2.1435471091960889,null,-79.905459500894267,0,null,null,13.708,11.574999999999999,12.50331411195598,0,0,0,null,0,0]
[46,"CmiNgs102",1,1.8135593220338984,16949.152542372882,0,"GS",12,0.57723342209516748,0.60437372201316453,0.83705124089372529,1.0970310586362544,1.2026142145897361,1.2026142145897361,1.2889868661351127,1.2890846405144394,1.2453007447106357,1.1191895620457397,0.77552819282287611,0.85362126693691953,1016.949152542373,0,4205.3487777872415,0,0,0,1,0,null,null,2.1435471091960889,null,-79.905459500894267,0,null,null,13.708,11.574999999999999,12.50331411195598,0,0,0,null,0,0]
[47,"CofTgs102",1,1.8135593220338984,16949.152542372882,0,"GS",12,0.57723342209516748,0.60437372201316453,0.83705124089372529,1.0970310586362544,1.2026142145897361,1.2026142145897361,1.2889868661351127,1.2890846405144394,1.2453007447106357,1.1191895620457397,0.77552819282287611,0.85362126693691953,1016.949152542373,0,4205.3487777872415,0,0,0,1,0,null,null,2.1435471091960889,null,-79.905459500894267,0,null,null,13.708,11.574999999999999,12.50331411195598,0,0,0,null,0,0]
[48,"CofNgs102",1,1.8135593220338984,16949.152542372882,0,"GS",12,0.57723342209516748,0.60437372201316453,0.83705124089372529,1.0970310586362544,1.2026142145897361,1.2026142145897361,1.2889868661351127,1.2890846405144394,1.2453007447106357,1.1191895620457397,0.77552819282287611,0.85362126693691953,1016.949152542373,0,4205.3487777872415,0,0,0,1,0,null,null,2.1435471091960889,null,-79.905459500894267,0,null,null,13.708,11.574999999999999,12.50331411195598,0,0,0,null,0,0]
[49,"CreTgs102",1,0.52879581151832455,5235.6020942408377,0,"GS",12,0.57723342209516748,0.60437372201316453,0.83705124089372529,1.0970310586362544,1.2026142145897361,1.2026142145897361,1.2889868661351127,1.2890846405144394,1.2453007447106357,1.1191895620457397,0.77552819282287611,0.85362126693691953,314.13612565445027,0,1299.0344392117656,0,0,0,1,0,null,null,2.1435471091960889,null,-24.682838275145286,0,null,null,13.708,11.574999999999999,12.50331411195598,0,0,0,null,0,0]
[50,"CreNgs102",1,0.52879581151832455,5235.6020942408377,0,"GS",12,0.57723342209516748,0.60437372201316453,0.83705124089372529,1.0970310586362544,1.2026142145897361,1.2026142145897361,1.2889868661351127,1.2890846405144394,1.2453007447106357,1.1191895620457397,0.77552819282287611,0.85362126693691953,314.13612565445027,0,1299.0344392117656,0,0,0,1,0,null,null,2.1435471091960889,null,-24.682838275145286,0,null,null,13.708,11.574999999999999,12.50331411195598,0,0,0,null,0,0]
[51,"CrtTgs102",1,0.36809815950920244,6134.9693251533745,0,"GS",12,0.57723342209516748,0.60437372201316453,0.83705124089372529,1.0970310586362544,1.2026142145897361,1.2026142145897361,1.2889868661351127,1.2890846405144394,1.2453007447106357,1.1191895620457397,0.77552819282287611,0.85362126693691953,368.0981595092025,0,1522.1814594444616,0,0,0,1,0,null,null,2.1435471091960885,null,-28.922835034066111,0,null,null,13.708,11.574999999999999,12.50331411195598,0,0,0,null,0,0]
[52,"CrtNgs102",1,0.36809815950920244,6134.9693251533745,0,"GS",12,0.57723342209516748,0.60437372201316453,0.83705124089372529,1.0970310586362544,1.2026142145897361,1.2026142145897361,1.2889868661351127,1.2890846405144394,1.2453007447106357,1.1191895620457397,0.77552819282287611,0.85362126693691953,368.0981595092025,0,1522.1814594444616,0,0,0,1,0,null,null,2.1435471091960885,null,-28.922835034066111,0,null,null,13.708,11.574999999999999,12.50331411195598,0,0,0,null,0,0]
[53,"CscTgs102",1,1.8135593220338984,16949.152542372882,0,"GS",12,0.57723342209516748,0.60437372201316453,0.83705124089372529,1.0970310586362544,1.2026142145897361,1.2026142145897361,1.2889868661351127,1.2890846405144394,1.2453007447106357,1.1191895620457397,0.77552819282287611,0.85362126693691953,1016.949152542373,0,4205.3487777872415,0,0,0,1,0,null,null,2.1435471091960889,null,-79.905459500894267,0,null,null,13.708,11.574999999999999,12.50331411195598,0,0,0,null,0,0]
[54,"CscNgs102",1,1.8135593220338984,16949.152542372882,0,"GS",12,0.57723342209516748,0.60437372201316453,0.83705124089372529,1.0970310586362544,1.2026142145897361,1.2026142145897361,1.2889868661351127,1.2890846405144394,1.2453007447106357,1.1191895620457397,0.77552819282287611,0.85362126693691953,1016.949152542373,0,4205.3487777872415,0,0,0,1,0,null,null,2.1435471091960889,null,-79.905459500894267,0,null,null,13.708,11.574999999999999,12.50331411195598,0,0,0,null,0,0]
[55,"CwaTgs102",1,1.8135593220338984,16949.152542372882,0,"GS",12,0.57723342209516748,0.60437372201316453,0.83705124089372529,1.0970310586362544,1.2026142145897361,1.2026142145897361,1.2889868661351127,1.2890846405144394,1.2453007447106357,1.1191895620457397,0.77552819282287611,0.85362126693691953,1016.949152542373,0,4205.3487777872415,0,0,0,1,0,null,null,2.1435471091960889,null,-79.905459500894267,0,null,null,13.708,11.574999999999999,12.50331411195598,0,0,0,null,0,0]
[56,"CwaNgs102",1,1.8135593220338984,16949.152542372882,0,"GS",12,0.57723342209516748,0.60437372201316453,0.83705124089372529,1.0970310586362544,1.2026142145897361,1.2026142145897361,1.2889868661351127,1.2890846405144394,1.2453007447106357,1.1191895620457397,0.77552819282287611,0.85362126693691953,1016.949152542373,0,4205.3487777872415,0,0,0,1,0,null,null,2.1435471091960889,null,-79.905459500894267,0,null,null,13.708,11.574999999999999,12.50331411195598,0,0,0,null,0,0]
[57,"CasTgs103",1,1.5230021874837072,8042.7229438435033,0,"GS",13,0.57723342209516748,0.60437372201316453,0.83705124089372529,1.0970310586362544,1.2026142145897361,1.2026142145897361,1.2889868661351127,1.2890846405144394,1.2453007447106357,1.1191895620457397,0.77552819282287611,0.85362126693691953,482.56337663061026,0,745.59045828745332,0,0,0,1,0,null,null,0.80089620066229128,null,-1287.8511836044997,0,null,null,13.708,11.574999999999999,12.50331411195598,0,0,0,null,0,0]
[58,"CasNgs103",1,1.5230021874837072,8042.7229438435033,0,"GS",13,0.57723342209516748,0.60437372201316453,0.83705124089372529,1.0970310586362544,1.2026142145897361,1.2026142145897361,1.2889868661351127,1.2890846405144394,1.2453007447106357,1.1191895620457397,0.77552819282287611,0.85362126693691953,482.56337663061026,0,745.59045828745332,0,0,0,1,0,null,null,0.80089620066229128,null,-1287.8511836044997,0,null,null,13.708,11.574999999999999,12.50331411195598,0,0,0,null,0,0]
[59,"CcoTgs103",1,1.2144824008532755,10905.422717184669,0,"GS",13,0.57723342209516748,0.60437372201316453,0.83705124089372529,1.0970310586362544,1.2026142145897361,1.2026142145897361,1.2889868661351127,1.2890846405144394,1.2453007447106357,1.1191895620457397,0.77552819282287611,0.85362126693691953,654.3253630310802,0,1010.9734201086928,0,0,0,1,0,null,null,0.80089620066229128,null,-1746.2446054771069,0,null,null,13.708,11.574999999999999,12.50331411195598,0,0,0,null,0,0]
[60,"CcoNgs103",1,1.2144824008532755,10905.422717184669,0,"GS",13,0.57723342209516748,0.60437372201316453,0.83705124089372529,1.0970310586362544,1.2026142145897361,1.2026142145897361,1.2889868661351127,1.2890846405144394,1.2453007447106357,1.1191895620457397,0.77552819282287611,0.85362126693691953,654.3253630310802,0,1010.9734201086928,0,0,0,1,0,null,null,0.80089620066229128,null,-1746.2446054771069,0,null,null,13.708,11.574999999999999,12.50331411195598,0,0,0,null,0,0]
[61,"CdaTgs103",1,1.2144824008532755,10905.422717184669,0,"GS",13,0.57723342209516748,0.60437372201316453,0.83705124089372529,1.0970310586362544,1.2026142145897361,1.2026142145897361,1.2889868661351127,1.2890846405144394,1.2453007447106357,1.1191895620457397,0.77552819282287611,0.85362126693691953,654.3253630310802,0,1010.9734201086928,0,0,0,1,0,null,null,0.80089620066229128,null,-1746.2446054771069,0,null,null,13.708,11.574999999999999,12.50331411195598,0,0,0,null,0,0]
[62,"CdaNgs103",1,1.2144824008532755,10905.422717184669,0,"GS",13,0.57723342209516748,0.60437372201316453,0.83705124089372529,1.0970310586362544,1.2026142145897361,1.2026142145897361,1.2889868661351127,1.2890846405144394,1.2453007447106357,1.1191895620457397,0.77552819282287611,0.85362126693691953,654.3253630310802,0,1010.9734201086928,0,0,0,1,0,null,null,0.80089620066229128,null,-1746.2446054771069,0,null,null,13.708,11.574999999999999,12.50331411195598,0,0,0,null,0,0]
[63,"CgrTgs103",1,1.5230021874837072,8042.7229438435033,0,"GS",13,0.57723342209516748,0.60437372201316453,0.83705124089372529,1.0970310586362544,1.2026142145897361,1.2026142145897361,1.2889868661351127,1.2890846405144394,1.2453007447106357,1.1191895620457397,0.77552819282287611,0.85362126693691953,482.56337663061026,0,745.59045828745332,0,0,0,1,0,null,null,0.80089620066229128,null,-1287.8511836044997,0,null,null,13.708,11.574999999999999,12.50331411195598,0,0,0,null,0,0]
[64,"CgrNgs103",1,1.5230021874837072,8042.7229438435033,0,"GS",13,0.57723342209516748,0.60437372201316453,0.83705124089372529,1.0970310586362544,1.2026142145897361,1.2026142145897361,1.2889868661351127,1.2890846405144394,1.2453007447106357,1.1191895620457397,0.77552819282287611,0.85362126693691953,482.56337663061026,0,745.59045828745332,0,0,0,1,0,null,null,0.80089620066229128,null,-1287.8511836044997,0,null,null,13.708,11.574999999999999,12.50331411195598,0,0,0,null,0,0]
[65,"CheTgs103",1,1.2144824008532755,10905.422717184669,0,"GS",13,0.57723342209516748,0.60437372201316453,0.83705124089372529,1.0970310586362544,1.2026142145897361,1.2026142145897361,1.2889868661351127,1.2890846405144394,1.2453007447106357,1.1191895620457397,0.77552819282287611,0.85362126693691953,654.3253630310802,0,1010.9734201086928,0,0,0,1,0,null,null,0.80089620066229128,null,-1746.2446054771069,0,null,null,13.708,11.574999999999999,12.50331411195598,0,0,0,null,0,0]
[66,"CheNgs103",1,1.2144824008532755,10905.422717184669,0,"GS",13,0.57723342209516748,0.60437372201316453,0.83705124089372529,1.0970310586362544,1.2026142145897361,1.2026142145897361,1.2889868661351127,1.2890846405144394,1.2453007447106357,1.1191895620457397,0.77552819282287611,0.85362126693691953,654.3253630310802,0,1010.9734201086928,0,0,0,1,0,null,null,0.80089620066229128,null,-1746.2446054771069,0,null,null,13.708,11.574999999999999,12.50331411195598,0,0,0,null,0,0]
[67,"ChoTgs103",1,1.2144824008532755,10905.422717184669,0,"GS",13,0.57723342209516748,0.60437372201316453,0.83705124089372529,1.0970310586362544,1.2026142145897361,1.2026142145897361,1.2889868661351127,1.2890846405144394,1.2453007447106357,1.1191895620457397,0.77552819282287611,0.85362126693691953,654.3253630310802,0,1010.9734201086928,0,0,0,1,0,null,null,0.80089620066229128,null,-1746.2446054771069,0,null,null,13.708,11.574999999999999,12.50331411195598,0,0,0,null,0,0]
[68,"ChoNgs103",1,1.2144824008532755,10905.422717184669,0,"GS",13,0.57723342209516748,0.60437372201316453,0.83705124089372529,1.0970310586362544,1.2026142145897361,1.2026142145897361,1.2889868661351127,1.2890846405144394,1.2453007447106357,1.1191895620457397,0.77552819282287611,0.85362126693691953,654.3253630310802,0,1010.9734201086928,0,0,0,1,0,null,null,0.80089620066229128,null,-1746.2446054771069,0,null,null,13.708,11.574999999999999,12.50331411195598,0,0,0,null,0,0]
[69,"CinTgs103",1,1.2144824008532755,10905.422717184669,0,"GS",13,0.57723342209516748,0.60437372201316453,0.83705124089372529,1.0970310586362544,1.2026142145897361,1.2026142145897361,1.2889868661351127,1.2890846405144394,1.2453007447106357,1.1191895620457397,0.77552819282287611,0.85362126693691953,654.3253630310802,0,1010.9734201086928,0,0,0,1,0,null,null,0.80089620066229128,null,-1746.2446054771069,0,null,null,13.708,11.574999999999999,12.50331411195598,0,0,0,null,0,0]
[70,"CinNgs103",1,1.2144824008532755,10905.422717184669,0,"GS",13,0.57723342209516748,0.60437372201316453,0.83705124089372529,1.0970310586362544,1.2026142145897361,1.2026142145897361,1.2889868661351127,1.2890846405144394,1.2453007447106357,1.1191895620457397,0.77552819282287611,0.85362126693691953,654.3253630310802,0,1010.9734201086928,0,0,0,1,0,null,null,0.80089620066229128,null,-1746.2446054771069,0,null,null,13.708,11.574999999999999,12.50331411195598,0,0,0,null,0,0]
[71,"CloTgs103",1,4.0096114999788481,25413.800203910301,0,"GS",13,0.57723342209516748,0.60437372201316453,0.83705124089372529,1.0970310586362544,1.2026142145897361,1.2026142145897361,1.2889868661351127,1.2890846405144394,1.2453007447106357,1.1191895620457397,0.77552819282287611,0.85362126693691953,1524.8280122346182,0,2355.954205206544,0,0,0,1,0,null,null,0.80089620066229128,null,-4069.4169003480974,0,null,null,13.708,11.574999999999999,12.50331411195598,0,0,0,null,0,0]
[72,"CloNgs103",1,4.0096114999788481,25413.800203910301,0,"GS",13,0.57723342209516748,0.60437372201316453,0.83705124089372529,1.0970310586362544,1.2026142145897361,1.2026142145897361,1.2889868661351127,1.2890846405144394,1.2453007447106357,1.1191895620457397,0.77552819282287611,0.85362126693691953,1524.8280122346182,0,2355.954205206544,0,0,0,1,0,null,null,0.80089620066229128,null,-4069.4169003480974,0,null,null,13.708,11.574999999999999,12.50331411195598,0,0,0,null,0,0]
[73,"CmiTgs103",1,1.5230021874837072,8042.7229438435033,0,"GS",13,0.57723342209516748,0.60437372201316453,0.83705124089372529,1.0970310586362544,1.2026142145897361,1.2026142145897361,1.2889868661351127,1.2890846405144394,1.2453007447106357,1.1191895620457397,0.77552819282287611,0.85362126693691953,482.56337663061026,0,745.59045828745332,0,0,0,1,0,null,null,0.80089620066229128,null,-1287.8511836044997,0,null,null,13.708,11.574999999999999,12.50331411195598,0,0,0,null,0,0]
[74,"CmiNgs103",1,1.5230021874837072,8042.7229438435033,0,"GS",13,0.57723342209516748,0.60437372201316453,0.83705124089372529,1.0970310586362544,1.2026142145897361,1.2026142145897361,1.2889868661351127,1.2890846405144394,1.2453007447106357,1.1191895620457397,0.77552819282287611,0.85362126693691953,482.56337663061026,0,745.59045828745332,0,0,0,1,0,null,null,0.80089620066229128,null,-1287.8511836044997,0,null,null,13.708,11.574999999999999,12.50331411195598,0,0,0,null,0,0]
[75,"CofTgs103",1,1.5230021874837072,8042.7229438435033,0,"GS",13,0.57723342209516748,0.60437372201316453,0.83705124089372529,1.0970310586362544,1.2026142145897361,1.2026142145897361,1.2889868661351127,1.2890846405144394,1.2453007447106357,1.1191895620457397,0.77552819282287611,0.85362126693691953,482.56337663061026,0,745.59045828745332,0,0,0,1,0,null,null,0.80089620066229128,null,-1287.8511836044997,0,null,null,13.708,11.574999999999999,12.50331411195598,0,0,0,null,0,0]
[76,"CofNgs103",1,1.5230021874837072,8042.7229438435033,0,"GS",13,0.57723342209516748,0.60437372201316453,0.83705124089372529,1.0970310586362544,1.2026142145897361,1.2026142145897361,1.2889868661351127,1.2890846405144394,1.2453007447106357,1.1191895620457397,0.77552819282287611,0.85362126693691953,482.56337663061026,0,745.59045828745332,0,0,0,1,0,null,null,0.80089620066229128,null,-1287.8511836044997,0,null,null,13.708,11.574999999999999,12.50331411195598,0,0,0,null,0,0]
[77,"CreTgs103",1,1.5230021874837072,8042.7229438435033,0,"GS",13,0.57723342209516748,0.60437372201316453,0.83705124089372529,1.0970310586362544,1.2026142145897361,1.2026142145897361,1.2889868661351127,1.2890846405144394,1.2453007447106357,1.1191895620457397,0.77552819282287611,0.85362126693691953,482.56337663061026,0,745.59045828745332,0,0,0,1,0,null,null,0.80089620066229128,null,-1287.8511836044997,0,null,null,13.708,11.574999999999999,12.50331411195598,0,0,0,null,0,0]
[78,"CreNgs103",1,1.5230021874837072,8042.7229438435033,0,"GS",13,0.57723342209516748,0.60437372201316453,0.83705124089372529,1.0970310586362544,1.2026142145897361,1.2026142145897361,1.2889868661351127,1.2890846405144394,1.2453007447106357,1.1191895620457397,0.77552819282287611,0.85362126693691953,482.56337663061026,0,745.59045828745332,0,0,0,1,0,null,null,0.80089620066229128,null,-1287.8511836044997,0,null,null,13.708,11.574999999999999,12.50331411195598,0,0,0,null,0,0]
[79,"CrtTgs103",1,1.5230021874837072,8042.7229438435033,0,"GS",13,0.57723342209516748,0.60437372201316453,0.83705124089372529,1.0970310586362544,1.2026142145897361,1.2026142145897361,1.2889868661351127,1.2890846405144394,1.2453007447106357,1.1191895620457397,0.77552819282287611,0.85362126693691953,482.56337663061026,0,745.59045828745332,0,0,0,1,0,null,null,0.80089620066229128,null,-1287.8511836044997,0,null,null,13.708,11.574999999999999,12.50331411195598,0,0,0,null,0,0]
[80,"CrtNgs103",1,1.5230021874837072,8042.7229438435033,0,"GS",13,0.57723342209516748,0.60437372201316453,0.83705124089372529,1.0970310586362544,1.2026142145897361,1.2026142145897361,1.2889868661351127,1.2890846405144394,1.2453007447106357,1.1191895620457397,0.77552819282287611,0.85362126693691953,482.56337663061026,0,745.59045828745332,0,0,0,1,0,null,null,0.80089620066229128,null,-1287.8511836044997,0,null,null,13.708,11.574999999999999,12.50331411195598,0,0,0,null,0,0]
[81,"CscTgs103",1,1.5230021874837072,8042.7229438435033,0,"GS",13,0.57723342209516748,0.60437372201316453,0.83705124089372529,1.0970310586362544,1.2026142145897361,1.2026142145897361,1.2889868661351127,1.2890846405144394,1.2453007447106357,1.1191895620457397,0.77552819282287611,0.85362126693691953,482.56337663061026,0,745.59045828745332,0,0,0,1,0,null,null,0.80089620066229128,null,-1287.8511836044997,0,null,null,13.708,11.574999999999999,12.50331411195598,0,0,0,null,0,0]
[82,"CscNgs103",1,1.5230021874837072,8042.7229438435033,0,"GS",13,0.57723342209516748,0.60437372201316453,0.83705124089372529,1.0970310586362544,1.2026142145897361,1.2026142145897361,1.2889868661351127,1.2890846405144394,1.2453007447106357,1.1191895620457397,0.77552819282287611,0.85362126693691953,482.56337663061026,0,745.59045828745332,0,0,0,1,0,null,null,0.80089620066229128,null,-1287.8511836044997,0,null,null,13.708,11.574999999999999,12.50331411195598,0,0,0,null,0,0]
[83,"CwaTgs103",1,1.5230021874837072,8042.7229438435033,0,"GS",13,0.57723342209516748,0.60437372201316453,0.83705124089372529,1.0970310586362544,1.2026142145897361,1.2026142145897361,1.2889868661351127,1.2890846405144394,1.2453007447106357,1.1191895620457397,0.77552819282287611,0.85362126693691953,482.56337663061026,0,745.59045828745332,0,0,0,1,0,null,null,0.80089620066229128,null,-1287.8511836044997,0,null,null,13.708,11.574999999999999,12.50331411195598,0,0,0,null,0,0]
[84,"CwaNgs103",1,1.5230021874837072,8042.7229438435033,0,"GS",13,0.57723342209516748,0.60437372201316453,0.83705124089372529,1.0970310586362544,1.2026142145897361,1.2026142145897361,1.2889868661351127,1.2890846405144394,1.2453007447106357,1.1191895620457397,0.77552819282287611,0.85362126693691953,482.56337663061026,0,745.59045828745332,0,0,0,1,0,null,null,0.80089620066229128,null,-1287.8511836044997,0,null,null,13.708,11.574999999999999,12.50331411195598,0,0,0,null,0,0]
[85,"CasTgs104",1,0.36809815950920249,6134.9693251533745,0,"GS",17,0.57723342209516748,0.60437372201316453,0.83705124089372529,1.0970310586362544,1.2026142145897361,1.2026142145897361,1.2889868661351127,1.2890846405144394,1.2453007447106357,1.1191895620457397,0.77552819282287611,0.85362126693691953,368.0981595092025,0,1999.708612711454,0,0,0,1,0,null,null,2.8160043531055465,null,448.60431823292618,1,null,null,13.708,11.574999999999999,12.50331411195598,0,0,0,null,0,{"$error":"#N/A"}]
[86,"CasNgs104",1,0.36809815950920249,6134.9693251533745,0,"GS",17,0.57723342209516748,0.60437372201316453,0.83705124089372529,1.0970310586362544,1.2026142145897361,1.2026142145897361,1.2889868661351127,1.2890846405144394,1.2453007447106357,1.1191895620457397,0.77552819282287611,0.85362126693691953,368.0981595092025,0,1999.708612711454,0,0,0,1,0,null,null,2.8160043531055465,null,448.60431823292618,1,null,null,13.708,11.574999999999999,12.50331411195598,0,0,0,null,0,{"$error":"#N/A"}]
[87,"CcoTgs104",1,0.36809815950920249,6134.9693251533745,0,"GS",17,0.57723342209516748,0.60437372201316453,0.83705124089372529,1.0970310586362544,1.2026142145897361,1.2026142145897361,1.2889868661351127,1.2890846405144394,1.2453007447106357,1.1191895620457397,0.77552819282287611,0.85362126693691953,368.0981595092025,0,1999.708612711454,0,0,0,1,0,null,null,2.8160043531055465,null,448.60431823292618,1,null,null,13.708,11.574999999999999,12.50331411195598,0,0,0,null,0,{"$error":"#N/A"}]
[88,"CcoNgs104",1,0.36809815950920249,6134.9693251533745,0,"GS",17,0.57723342209516748,0.60437372201316453,0.83705124089372529,1.0970310586362544,1.2026142145897361,1.2026142145897361,1.2889868661351127,1.2890846405144394,1.2453007447106357,1.1191895620457397,0.77552819282287611,0.85362126693691953,368.0981595092025,0,1999.708612711454,0,0,0,1,0,null,null,2.8160043531055465,null,448.60431823292618,1,null,null,13.708,11.574999999999999,12.50331411195598,0,0,0,null,0,{"$error":"#N/A"}]
[89,"CdaTgs104",1,1.8135593220338984,16949.152542372882,0,"GS",17,0.57723342209516748,0.60437372201316453,0.83705124089372529,1.0970310586362544,1.2026142145897361,1.2026142145897361,1.2889868661351127,1.2890846405144394,1.2453007447106357,1.1191895620457397,0.77552819282287611,0.85362126693691953,1016.949152542373,0,5524.6187096943559,0,0,0,1,0,null,null,2.8160043531055465,null,1239.3644724062201,1,null,null,13.708,11.574999999999999,12.50331411195598,0,0,0,null,0,{"$error":"#N/A"}]
[90,"CdaNgs104",1,1.8135593220338984,16949.152542372882,0,"GS",17,0.57723342209516748,0.60437372201316453,0.83705124089372529,1.0970310586362544,1.2026142145897361,1.2026142145897361,1.2889868661351127,1.2890846405144394,1.2453007447106357,1.1191895620457397,0.77552819282287611,0.85362126693691953,1016.949152542373,0,5524.6187096943559,0,0,0,1,0,null,null,2.8160043531055465,null,1239.3644724062201,1,null,null,13.708,11.574999999999999,12.50331411195598,0,0,0,null,0,{"$error":"#N/A"}]
[91,"CgrTgs104",1,0.36809815950920249,6134.9693251533745,0,"GS",17,0.57723342209516748,0.60437372201316453,0.83705124089372529,1.0970310586362544,1.2026142145897361,1.2026142145897361,1.2889868661351127,1.2890846405144394,1.2453007447106357,1.1191895620457397,0.77552819282287611,0.85362126693691953,368.0981595092025,0,1999.708612711454,0,0,0,1,0,null,null,2.8160043531055465,null,448.60431823292618,1,null,null,13.708,11.574999999999999,12.50331411195598,0,0,0,null,0,{"$error":"#N/A"}]
[92,"CgrNgs104",1,0.36809815950920249,6134.9693251533745,0,"GS",17,0.57723342209516748,0.60437372201316453,0.83705124089372529,1.0970310586362544,1.2026142145897361,1.2026142145897361,1.2889868661351127,1.2890846405144394,1.2453007447106357,1.1191895620457397,0.77552819282287611,0.85362126693691953,368.0981595092025,0,1999.708612711454,0,0,0,1,0,null,null,2.8160043531055465,null,448.60431823292618,1,null,null,13.708,11.574999999999999,12.50331411195598,0,0,0,null,0,{"$error":"#N/A"}]
[93,"CheTgs104",1,1.1186440677966103,8474.5762711864409,0,"GS",17,0.57723342209516748,0.60437372201316453,0.83705124089372529,1.0970310586362544,1.2026142145897361,1.2026142145897361,1.2889868661351127,1.2890846405144394,1.2453007447106357,1.1191895620457397,0.77552819282287611,0.85362126693691953,508.47457627118649,0,2762.3093548471779,0,0,0,1,0,null,null,2.8160043531055465,null,619.68223620311005,1,null,null,13.708,11.574999999999999,12.50331411195598,0,0,0,null,0,{"$error":"#N/A"}]
[94,"CheNgs104",1,1.1186440677966103,8474.5762711864409,0,"GS",17,0.57723342209516748,0.60437372201316453,0.83705124089372529,1.0970310586362544,1.2026142145897361,1.2026142145897361,1.2889868661351127,1.2890846405144394,1.2453007447106357,1.1191895620457397,0.77552819282287611,0.85362126693691953,508.47457627118649,0,2762.3093548471779,0,0,0,1,0,null,null,2.8160043531055465,null,619.68223620311005,1,null,null,13.708,11.574999999999999,12.50331411195598,0,0,0,null,0,{"$error":"#N/A"}]
[95,"ChoTgs104",1,0.36809815950920249,6134.9693251533745,0,"GS",17,0.57723342209516748,0.60437372201316453,0.83705124089372529,1.0970310586362544,1.2026142145897361,1.2026142145897361,1.2889868661351127,1.2890846405144394,1.2453007447106357,1.1191895620457397,0.77552819282287611,0.85362126693691953,368.0981595092025,0,1999.708612711454,0,0,0,1,0,null,null,2.8160043531055465,null,448.60431823292618,1,null,null,13.708,11.574999999999999,12.50331411195598,0,0,0,null,0,{"$error":"#N/A"}]
[96,"ChoNgs104",1,0.36809815950920249,6134.9693251533745,0,"GS",17,0.57723342209516748,0.60437372201316453,0.83705124089372529,1.0970310586362544,1.2026142145897361,1.2026142145897361,1.2889868661351127,1.2890846405144394,1.2453007447106357,1.1191895620457397,0.77552819282287611,0.85362126693691953,368.0981595092025,0,1999.708612711454,0,0,0,1,0,null,null,2.8160043531055465,null,448.60431823292618,1,null,null,13.708,11.574999999999999,12.50331411195598,0,0,0,null,0,{"$error":"#N/A"}]
[97,"CinTgs104",1,1.8135593220338984,16949.152542372882,0,"GS",17,0.57723342209516748,0.60437372201316453,0.83705124089372529,1.0970310586362544,1.2026142145897361,1.2026142145897361,1.2889868661351127,1.2890846405144394,1.2453007447106357,1.1191895620457397,0.77552819282287611,0.85362126693691953,1016.949152542373,0,5524.6187096943559,0,0,0,1,0,null,null,2.8160043531055465,null,1239.3644724062201,1,null,null,13.708,11.574999999999999,12.50331411195598,0,0,0,null,0,{"$error":"#N/A"}]
[98,"CinNgs104",1,1.8135593220338984,16949.152542372882,0,"GS",17,0.57723342209516748,0.60437372201316453,0.83705124089372529,1.0970310586362544,1.2026142145897361,1.2026142145897361,1.2889868661351127,1.2890846405144394,1.2453007447106357,1.1191895620457397,0.77552819282287611,0.85362126693691953,1016.949152542373,0,5524.6187096943559,0,0,0,1,0,null,null,2.8160043531055465,null,1239.3644724062201,1,null,null,13.708,11.574999999999999,12.50331411195598,0,0,0,null,0,{"$error":"#N/A"}]
[99,"CloTgs104",1,0.44505494505494508,5494.5054945054944,0,"GS",17,0.57723342209516748,0.60437372201316453,0.83705124089372529,1.0970310586362544,1.2026142145897361,1.2026142145897361,1.2889868661351127,1.2890846405144394,1.2453007447106357,1.1191895620457397,0.77552819282287611,0.85362126693691953,329.67032967032969,0,1790.9478234723458,0,0,0,1,0,null,null,2.8160043531055461,null,401.7719992965217,1,null,null,13.708,11.574999999999999,12.50331411195598,0,0,0,null,0,{"$error":"#N/A"}]
[100,"CloNgs104",1,0.44505494505494508,5494.5054945054944,0,"GS",17,0.57723342209516748,0.60437372201316453,0.83705124089372529,1.0970310586362544,1.2026142145897361,1.2026142145897361,1.2889868661351127,1.2890846405144394,1.2453007447106357,1.1191895620457397,0.77552819282287611,0.85362126693691953,329.67032967032969,0,1790.9478234723458,0,0,0,1,0,null,null,2.8160043531055461,null,401.7719992965217,1,null,null,13.708,11.574999999999999,12.50331411195598,0,0,0,null,0,{"$error":"#N/A"}]
[101,"CmiTgs104",1,1.8135593220338984,16949.152542372882,0,"GS",17,0.57723342209516748,0.60437372201316453,0.83705124089372529,1.0970310586362544,1.2026142145897361,1.2026142145897361,1.2889868661351127,1.2890846405144394,1.2453007447106357,1.1191895620457397,0.77552819282287611,0.85362126693691953,1016.949152542373,0,5524.6187096943559,0,0,0,1,0,null,null,2.8160043531055465,null,1239.3644724062201,1,null,null,13.708,11.574999999999999,12.50331411195598,0,0,0,null,0,{"$error":"#N/A"}]
[102,"CmiNgs104",1,1.8135593220338984,16949.152542372882,0,"GS",17,0.57723342209516748,0.60437372201316453,0.83705124089372529,1.0970310586362544,1.2026142145897361,1.2026142145897361,1.2889868661351127,1.2890846405144394,1.2453007447106357,1.1191895620457397,0.77552819282287611,0.85362126693691953,1016.949152542373,0,5524.6187096943559,0,0,0,1,0,null,null,2.8160043531055465,null,1239.3644724062201,1,null,null,13.708,11.574999999999999,12.50331411195598,0,0,0,null,0,{"$error":"#N/A"}]
[103,"CofTgs104",1,1.8135593220338984,16949.152542372882,0,"GS",17,0.57723342209516748,0.60437372201316453,0.83705124089372529,1.0970310586362544,1.2026142145897361,1.2026142145897361,1.2889868661351127,1.2890846405144394,1.2453007447106357,1.1191895620457397,0.77552819282287611,0.85362126693691953,1016.949152542373,0,5524.6187096943559,0,0,0,1,0,null,null,2.8160043531055465,null,1239.3644724062201,1,null,null,13.708,11.574999999999999,12.50331411195598,0,0,0,null,0,{"$error":"#N/A"}]
[104,"CofNgs104",1,1.8135593220338984,16949.152542372882,0,"GS",17,0.57723342209516748,0.60437372201316453,0.83705124089372529,1.0970310586362544,1.2026142145897361,1.2026142145897361,1.2889868661351127,1.2890846405144394,1.2453007447106357,1.1191895620457397,0.77552819282287611,0.85362126693691953,1016.949152542373,0,5524.6187096943559,0,0,0,1,0,null,null,2.8160043531055465,null,1239.3644724062201,1,null,null,13.708,11.574999999999999,12.50331411195598,0,0,0,null,0,{"$error":"#N/A"}]
[105,"CreTgs104",1,0.52879581151832467,5235.6020942408377,0,"GS",17,0.57723342209516748,0.60437372201316453,0.83705124089372529,1.0970310586362544,1.2026142145897361,1.2026142145897361,1.2889868661351127,1.2890846405144394,1.2453007447106357,1.1191895620457397,0.77552819282287611,0.85362126693691953,314.13612565445032,0,1706.5576118951151,0,0,0,1,0,null,null,2.8160043531055465,null,382.84033440820417,1,null,null,13.708,11.574999999999999,12.50331411195598,0,0,0,null,0,{"$error":"#N/A"}]
[106,"CreNgs104",1,0.52879581151832467,5235.6020942408377,0,"GS",17,0.57723342209516748,0.60437372201316453,0.83705124089372529,1.0970310586362544,1.2026142145897361,1.2026142145897361,1.2889868661351127,1.2890846405144394,1.2453007447106357,1.1191895620457397,0.77552819282287611,0.85362126693691953,314.13612565445032,0,1706.5576118951151,0,0,0,1,0,null,null,2.8160043531055465,null,382.84033440820417,1,null,null,13.708,11.574999999999999,12.50331411195598,0,0,0,null,0,{"$error":"#N/A"}]
[107,"CrtTgs104",1,0.36809815950920249,6134.9693251533745,0,"GS",17,0.57723342209516748,0.60437372201316453,0.83705124089372529,1.0970310586362544,1.2026142145897361,1.2026142145897361,1.2889868661351127,1.2890846405144394,1.2453007447106357,1.1191895620457397,0.77552819282287611,0.85362126693691953,368.0981595092025,0,1999.708612711454,0,0,0,1,0,null,null,2.8160043531055465,null,448.60431823292618,1,null,null,13.708,11.574999999999999,12.50331411195598,0,0,0,null,0,{"$error":"#N/A"}]
[108,"CrtNgs104",1,0.36809815950920249,6134.9693251533745,0,"GS",17,0.57723342209516748,0.60437372201316453,0.83705124089372529,1.0970310586362544,1.2026142145897361,1.2026142145897361,1.2889868661351127,1.2890846405144394,1.2453007447106357,1.1191895620457397,0.77552819282287611,0.85362126693691953,368.0981595092025,0,1999.708612711454,0,0,0,1,0,null,null,2.8160043531055465,null,448.60431823292618,1,null,null,13.708,11.574999999999999,12.50331411195598,0,0,0,null,0,{"$error":"#N/A"}]
[109,"CscTgs104",1,1.8135593220338984,16949.152542372882,0,"GS",17,0.57723342209516748,0.60437372201316453,0.83705124089372529,1.0970310586362544,1.2026142145897361,1.2026142145897361,1.2889868661351127,1.2890846405144394,1.2453007447106357,1.1191895620457397,0.77552819282287611,0.85362126693691953,1016.949152542373,0,5524.6187096943559,0,0,0,1,0,null,null,2.8160043531055465,null,1239.3644724062201,1,null,null,13.708,11.574999999999999,12.50331411195598,0,0,0,null,0,{"$error":"#N/A"}]
[110,"CscNgs104",1,1.8135593220338984,16949.152542372882,0,"GS",17,0.57723342209516748,0.60437372201316453,0.83705124089372529,1.0970310586362544,1.2026142145897361,1.2026142145897361,1.2889868661351127,1.2890846405144394,1.2453007447106357,1.1191895620457397,0.77552819282287611,0.85362126693691953,1016.949152542373,0,5524.6187096943559,0,0,0,1,0,null,null,2.8160043531055465,null,1239.3644724062201,1,null,null,13.708,11.574999999999999,12.50331411195598,0,0,0,null,0,{"$error":"#N/A"}]
[111,"CwaTgs104",1,1.8135593220338984,16949.152542372882,0,"GS",17,0.57723342209516748,0.60437372201316453,0.83705124089372529,1.0970310586362544,1.2026142145897361,1.2026142145897361,1.2889868661351127,1.2890846405144394,1.2453007447106357,1.1191895620457397,0.77552819282287611,0.85362126693691953,1016.949152542373,0,5524.6187096943559,0,0,0,1,0,null,null,2.8160043531055465,null,1239.3644724062201,1,null,null,13.708,11.574999999999999,12.50331411195598,0,0,0,null,0,{"$error":"#N/A"}]
[112,"CwaNgs104",1,1.8135593220338984,16949.152542372882,0,"GS",17,0.57723342209516748,0.60437372201316453,0.83705124089372529,1.0970310586362544,1.2026142145897361,1.2026142145897361,1.2889868661351127,1.2890846405144394,1.2453007447106357,1.1191895620457397,0.77552819282287611,0.85362126693691953,1016.949152542373,0,5524.6187096943559,0,0,0,1,0,null,null,2.8160043531055465,null,1239.3644724062201,1,null,null,13.708,11.574999999999999,12.50331411195598,0,0,0,null,0,{"$error":"#N/A"}]
[113,"CasTgs105",1,0.36809815950920244,6134.9693251533736,0,"GS",12,1.0062777414973603,0.98564281026156741,1.0265347938683682,1.0441196275961266,1.0994476760618126,1.0901464119048656,1.0679338408439019,1.0965343851174858,1.0642381511272074,1.0546811027982033,1.0276723440678304,1.0296503063189142,368.09815950920245,0,9954.0038577409632,0,0,0,1,0,null,null,14.017301328827449,null,8402.8995632624355,1,null,null,13.708,11.574999999999999,12.50331411195598,0,0,0,null,34569.345364739609,3999.388111601098]
[114,"CasNgs105",1,0.36809815950920244,6134.9693251533736,0,"GS",12,1.0062777414973603,0.98564281026156741,1.0265347938683682,1.0441196275961266,1.0994476760618126,1.0901464119048656,1.0679338408439019,1.0965343851174858,1.0642381511272074,1.0546811027982033,1.0276723440678304,1.0296503063189142,368.09815950920245,0,9954.0038577409632,0,0,0,1,0,null,null,14.017301328827449,null,8402.8995632624355,1,null,null,13.708,11.574999999999999,12.50331411195598,0,0,0,null,34569.345364739609,3999.388111601098]
[115,"CcoTgs105",1,0.36809815950920244,6134.9693251533736,0,"GS",12,1.0062777414973603,0.98564281026156741,1.0265347938683682,1.0441196275961266,1.0994476760618126,1.0901464119048656,1.0679338408439019,1.0965343851174858,1.0642381511272074,1.0546811027982033,1.0276723440678304,1.0296503063189142,368.09815950920245,0,9954.0038577409632,0,0,0,1,0,null,null,14.017301328827449,null,8402.8995632624355,1,null,null,13.708,11.574999999999999,12.50331411195598,0,0,0,null,34569.345364739609,3999.388111601098]
[116,"CcoNgs105",1,0.36809815950920244,6134.9693251533736,0,"GS",12,1.0062777414973603,0.98564281026156741,1.0265347938683682,1.0441196275961266,1.0994476760618126,1.0901464119048656,1.0679338408439019,1.0965343851174858,1.0642381511272074,1.0546811027982033,1.0276723440678304,1.0296503063189142,368.09815950920245,0,9954.0038577409632,0,0,0,1,0,null,null,14.017301328827449,null,8402.8995632624355,1,null,null,13.708,11.574999999999999,12.50331411195598,0,0,0,null,34569.345364739609,3999.388111601098]
[117,"CdaTgs105",1,1.8135593220338984,16949.152542372882,0,"GS",12,1.0062777414973603,0.98564281026156741,1.0265347938683682,1.0441196275961266,1.0994476760618126,1.0901464119048656,1.0679338408439019,1.0965343851174858,1.0642381511272074,1.0546811027982033,1.0276723440678304,1.0296503063189142,1016.949152542373,0,27500.044556131816,0,0,0,1,0,null,null,14.017301328827449,null,23214.790318843679,1,null,null,13.708,11.574999999999999,12.50331411195598,0,0,0,null,95505.132825371984,11049.156088685268]
[118,"CdaNgs105",1,1.8135593220338984,16949.152542372882,0,"GS",12,1.0062777414973603,0.98564281026156741,1.0265347938683682,1.0441196275961266,1.0994476760618126,1.0901464119048656,1.0679338408439019,1.0965343851174858,1.0642381511272074,1.0546811027982033,1.0276723440678304,1.0296503063189142,1016.949152542373,0,27500.044556131816,0,0,0,1,0,null,null,14.017301328827449,null,23214.790318843679,1,null,null,13.708,11.574999999999999,12.50331411195598,0,0,0,null,95505.132825371984,11049.156088685268]
[119,"CgrTgs105",1,0.36809815950920244,6134.9693251533736,0,"GS",12,1.0062777414973603,0.98564281026156741,1.0265347938683682,1.0441196275961266,1.0994476760618126,1.0901464119048656,1.0679338408439019,1.0965343851174858,1.0642381511272074,1.0546811027982033,1.0276723440678304,1.0296503063189142,368.09815950920245,0,9954.0038577409632,0,0,0,1,0,null,null,14.017301328827449,null,8402.8995632624355,1,null,null,13.708,11.574999999999999,12.50331411195598,0,0,0,null,34569.345364739609,3999.388111601098]
[120,"CgrNgs105",1,0.36809815950920244,6134.9693251533736,0,"GS",12,1.0062777414973603,0.98564281026156741,1.0265347938683682,1.0441196275961266,1.0994476760618126,1.0901464119048656,1.0679338408439019,1.0965343851174858,1.0642381511272074,1.0546811027982033,1.0276723440678304,1.0296503063189142,368.09815950920245,0,9954.0038577409632,0,0,0,1,0,null,null,14.017301328827449,null,8402.8995632624355,1,null,null,13.708,11.574999999999999,12.50331411195598,0,0,0,null,34569.345364739609,3999.388111601098]
[121,"CheTgs105",1,1.1186440677966103,8474.5762711864409,0,"GS",12,1.0062777414973603,0.98564281026156741,1.0265347938683682,1.0441196275961266,1.0994476760618126,1.0901464119048656,1.0679338408439019,1.0965343851174858,1.0642381511272074,1.0546811027982033,1.0276723440678304,1.0296503063189142,508.47457627118649,0,13750.022278065908,0,0,0,1,0,null,null,14.017301328827449,null,11607.39515942184,1,null,null,13.708,11.574999999999999,12.50331411195598,0,0,0,null,47752.566412685992,5524.5780443426338]
[122,"CheNgs105",1,1.1186440677966103,8474.5762711864409,0,"GS",12,1.0062777414973603,0.98564281026156741,1.0265347938683682,1.0441196275961266,1.0994476760618126,1.0901464119048656,1.0679338408439019,1.0965343851174858,1.0642381511272074,1.0546811027982033,1.0276723440678304,1.0296503063189142,508.47457627118649,0,13750.022278065908,0,0,0,1,0,null,null,14.017301328827449,null,11607.39515942184,1,null,null,13.708,11.574999999999999,12.50331411195598,0,0,0,null,47752.566412685992,5524.5780443426338]
[123,"ChoTgs105",1,0.36809815950920244,6134.9693251533736,0,"GS",12,1.0062777414973603,0.98564281026156741,1.0265347938683682,1.0441196275961266,1.0994476760618126,1.0901464119048656,1.0679338408439019,1.0965343851174858,1.0642381511272074,1.0546811027982033,1.0276723440678304,1.0296503063189142,368.09815950920245,0,9954.0038577409632,0,0,0,1,0,null,null,14.017301328827449,null,8402.8995632624355,1,null,null,13.708,11.574999999999999,12.50331411195598,0,0,0,null,34569.345364739609,3999.388111601098]
[124,"ChoNgs105",1,0.36809815950920244,6134.9693251533736,0,"GS",12,1.0062777414973603,0.98564281026156741,1.0265347938683682,1.0441196275961266,1.0994476760618126,1.0901464119048656,1.0679338408439019,1.0965343851174858,1.0642381511272074,1.0546811027982033,1.0276723440678304,1.0296503063189142,368.09815950920245,0,9954.0038577409632,0,0,0,1,0,null,null,14.017301328827449,null,8402.8995632624355,1,null,null,13.708,11.574999999999999,12.50331411195598,0,0,0,null,34569.345364739609,3999.388111601098]
[125,"CinTgs105",1,1.8135593220338984,16949.152542372882,0,"GS",12,1.0062777414973603,0.98564281026156741,1.0265347938683682,1.0441196275961266,1.0994476760618126,1.0901464119048656,1.0679338408439019,1.0965343851174858,1.0642381511272074,1.0546811027982033,1.0276723440678304,1.0296503063189142,1016.949152542373,0,27500.044556131816,0,0,0,1,0,null,null,14.017301328827449,null,23214.790318843679,1,null,null,13.708,11.574999999999999,12.50331411195598,0,0,0,null,95505.132825371984,11049.156088685268]
[126,"CinNgs105",1,1.8135593220338984,16949.152542372882,0,"GS",12,1.0062777414973603,0.98564281026156741,1.0265347938683682,1.0441196275961266,1.0994476760618126,1.0901464119048656,1.0679338408439019,1.0965343851174858,1.0642381511272074,1.0546811027982033,1.0276723440678304,1.0296503063189142,1016.949152542373,0,27500.044556131816,0,0,0,1,0,null,null,14.017301328827449,null,23214.790318843679,1,null,null,13.708,11.574999999999999,12.50331411195598,0,0,0,null,95505.132825371984,11049.156088685268]
[127,"CloTgs105",1,0.44505494505494503,5494.5054945054944,0,"GS",12,1.0062777414973603,0.98564281026156741,1.0265347938683682,1.0441196275961266,1.0994476760618126,1.0901464119048656,1.0679338408439019,1.0965343851174858,1.0642381511272074,1.0546811027982033,1.0276723440678304,1.0296503063189142,329.67032967032964,0,8914.8496088559168,0,0,0,1,0,null,null,14.017301328827447,null,7525.6737846800925,1,null,null,13.708,11.574999999999999,12.50331411195598,0,0,0,null,30960.460656644631,3581.8699189535764]
[128,"CloNgs105",1,0.44505494505494503,5494.5054945054944,0,"GS",12,1.0062777414973603,0.98564281026156741,1.0265347938683682,1.0441196275961266,1.0994476760618126,1.0901464119048656,1.0679338408439019,1.0965343851174858,1.0642381511272074,1.0546811027982033,1.0276723440678304,1.0296503063189142,329.67032967032964,0,8914.8496088559168,0,0,0,1,0,null,null,14.017301328827447,null,7525.6737846800925,1,null,null,13.708,11.574999999999999,12.50331411195598,0,0,0,null,30960.460656644631,3581.8699189535764]
[129,"CmiTgs105",1,1.8135593220338984,16949.152542372882,0,"GS",12,1.0062777414973603,0.98564281026156741,1.0265347938683682,1.0441196275961266,1.0994476760618126,1.0901464119048656,1.0679338408439019,1.0965343851174858,1.0642381511272074,1.0546811027982033,1.0276723440678304,1.0296503063189142,1016.949152542373,0,27500.044556131816,0,0,0,1,0,null,null,14.017301328827449,null,23214.790318843679,1,null,null,13.708,11.574999999999999,12.50331411195598,0,0,0,null,95505.132825371984,11049.156088685268]
[130,"CmiNgs105",1,1.8135593220338984,16949.152542372882,0,"GS",12,1.0062777414973603,0.98564281026156741,1.0265347938683682,1.0441196275961266,1.0994476760618126,1.0901464119048656,1.0679338408439019,1.0965343851174858,1.0642381511272074,1.0546811027982033,1.0276723440678304,1.0296503063189142,1016.949152542373,0,27500.044556131816,0,0,0,1,0,null,null,14.017301328827449,null,23214.790318843679,1,null,null,13.708,11.574999999999999,12.50331411195598,0,0,0,null,95505.132825371984,11049.156088685268]
[131,"CofTgs105",1,1.8135593220338984,16949.152542372882,0,"GS",12,1.0062777414973603,0.98564281026156741,1.0265347938683682,1.0441196275961266,1.0994476760618126,1.0901464119048656,1.0679338408439019,1.0965343851174858,1.0642381511272074,1.0546811027982033,1.0276723440678304,1.0296503063189142,1016.949152542373,0,27500.044556131816,0,0,0,1,0,null,null,14.017301328827449,null,23214.790318843679,1,null,null,13.708,11.574999999999999,12.50331411195598,0,0,0,null,95505.132825371984,11049.156088685268]
[132,"CofNgs105",1,1.8135593220338984,16949.152542372882,0,"GS",12,1.0062777414973603,0.98564281026156741,1.0265347938683682,1.0441196275961266,1.0994476760618126,1.0901464119048656,1.0679338408439019,1.0965343851174858,1.0642381511272074,1.0546811027982033,1.0276723440678304,1.0296503063189142,1016.949152542373,0,27500.044556131816,0,0,0,1,0,null,null,14.017301328827449,null,23214.790318843679,1,null,null,13.708,11.574999999999999,12.50331411195598,0,0,0,null,95505.132825371984,11049.156088685268]
[133,"CreTgs105",1,0.52879581151832455,5235.6020942408377,0,"GS",12,1.0062777414973603,0.98564281026156741,1.0265347938683682,1.0441196275961266,1.0994476760618126,1.0901464119048656,1.0679338408439019,1.0965343851174858,1.0642381511272074,1.0546811027982033,1.0276723440678304,1.0296503063189142,314.13612565445027,0,8494.7781613182051,0,0,0,1,0,null,null,14.01730132882745,null,7171.0608838312946,1,null,null,13.708,11.574999999999999,12.50331411195598,0,0,0,null,29501.590676498483,3413.0906958179412]
[134,"CreNgs105",1,0.52879581151832455,5235.6020942408377,0,"GS",12,1.0062777414973603,0.98564281026156741,1.0265347938683682,1.0441196275961266,1.0994476760618126,1.0901464119048656,1.0679338408439019,1.0965343851174858,1.0642381511272074,1.0546811027982033,1.0276723440678304,1.0296503063189142,314.13612565445027,0,8494.7781613182051,0,0,0,1,0,null,null,14.01730132882745,null,7171.0608838312946,1,null,null,13.708,11.574999999999999,12.50331411195598,0,0,0,null,29501.590676498483,3413.0906958179412]
[135,"CrtTgs105",1,0.36809815950920244,6134.9693251533736,0,"GS",12,1.0062777414973603,0.98564281026156741,1.0265347938683682,1.0441196275961266,1.0994476760618126,1.0901464119048656,1.0679338408439019,1.0965343851174858,1.0642381511272074,1.0546811027982033,1.0276723440678304,1.0296503063189142,368.09815950920245,0,9954.0038577409632,0,0,0,1,0,null,null,14.017301328827449,null,8402.8995632624355,1,null,null,13.708,11.574999999999999,12.50331411195598,0,0,0,null,34569.345364739609,3999.388111601098]
[136,"CrtNgs105",1,0.36809815950920244,6134.9693251533736,0,"GS",12,1.0062777414973603,0.98564281026156741,1.0265347938683682,1.0441196275961266,1.0994476760618126,1.0901464119048656,1.0679338408439019,1.0965343851174858,1.0642381511272074,1.0546811027982033,1.0276723440678304,1.0296503063189142,368.09815950920245,0,9954.0038577409632,0,0,0,1,0,null,null,14.017301328827449,null,8402.8995632624355,1,null,null,13.708,11.574999999999999,12.50331411195598,0,0,0,null,34569.345364739609,3999.388111601098]
[137,"CscTgs105",1,1.8135593220338984,16949.152542372882,0,"GS",12,1.0062777414973603,0.98564281026156741,1.0265347938683682,1.0441196275961266,1.0994476760618126,1.0901464119048656,1.0679338408439019,1.0965343851174858,1.0642381511272074,1.0546811027982033,1.0276723440678304,1.0296503063189142,1016.949152542373,0,27500.044556131816,0,0,0,1,0,null,null,14.017301328827449,null,23214.790318843679,1,null,null,13.708,11.574999999999999,12.50331411195598,0,0,0,null,95505.132825371984,11049.156088685268]
[138,"CscNgs105",1,1.8135593220338984,16949.152542372882,0,"GS",12,1.0062777414973603,0.98564281026156741,1.0265347938683682,1.0441196275961266,1.0994476760618126,1.0901464119048656,1.0679338408439019,1.0965343851174858,1.0642381511272074,1.0546811027982033,1.0276723440678304,1.0296503063189142,1016.949152542373,0,27500.044556131816,0,0,0,1,0,null,null,14.017301328827449,null,23214.790318843679,1,null,null,13.708,11.574999999999999,12.50331411195598,0,0,0,null,95505.132825371984,11049.156088685268]
[139,"CwaTgs105",1,1.8135593220338984,16949.152542372882,0,"GS",12,1.0062777414973603,0.98564281026156741,1.0265347938683682,1.0441196275961266,1.0994476760618126,1.0901464119048656,1.0679338408439019,1.0965343851174858,1.0642381511272074,1.0546811027982033,1.0276723440678304,1.0296503063189142,1016.949152542373,0,27500.044556131816,0,0,0,1,0,null,null,14.017301328827449,null,23214.790318843679,1,null,null,13.708,11.574999999999999,12.50331411195598,0,0,0,null,95505.132825371984,11049.156088685268]
[140,"CwaNgs105",1,1.8135593220338984,16949.152542372882,0,"GS",12,1.0062777414973603,0.98564281026156741,1.0265347938683682,1.0441196275961266,1.0994476760618126,1.0901464119048656,1.0679338408439019,1.0965343851174858,1.0642381511272074,1.0546811027982033,1.0276723440678304,1.0296503063189142,1016.949152542373,0,27500.044556131816,0,0,0,1,0,null,null,14.017301328827449,null,23214.790318843679,1,null,null,13.708,11.574999999999999,12.50331411195598,0,0,0,null,95505.132825371984,11049.156088685268]
[141,"CasTgs106",1,0.36809815950920249,6134.9693251533736,0,"GS",12,1.0062777414973603,0.98564281026156741,1.0265347938683682,1.0441196275961266,1.0994476760618126,1.0901464119048656,1.0679338408439019,1.0965343851174858,1.0642381511272074,1.0546811027982033,1.0276723440678304,1.0296503063189142,368.09815950920245,0,4.2549289628972323E-2,0,0,0,1,0,null,null,5.9918222112505307E-5,null,-1551.0617451888984,0,null,null,13.708,11.574999999999999,12.50331411195598,0,0,0,null,0,0]
[142,"CasNgs106",1,0.36809815950920249,6134.9693251533736,0,"GS",12,1.0062777414973603,0.98564281026156741,1.0265347938683682,1.0441196275961266,1.0994476760618126,1.0901464119048656,1.0679338408439019,1.0965343851174858,1.0642381511272074,1.0546811027982033,1.0276723440678304,1.0296503063189142,368.09815950920245,0,4.2549289628972323E-2,0,0,0,1,0,null,null,5.9918222112505307E-5,null,-1551.0617451888984,0,null,null,13.708,11.574999999999999,12.50331411195598,0,0,0,null,0,0]
[143,"CcoTgs106",1,0.36809815950920249,6134.9693251533736,0,"GS",12,1.0062777414973603,0.98564281026156741,1.0265347938683682,1.0441196275961266,1.0994476760618126,1.0901464119048656,1.0679338408439019,1.0965343851174858,1.0642381511272074,1.0546811027982033,1.0276723440678304,1.0296503063189142,368.09815950920245,0,4.2549289628972323E-2,0,0,0,1,0,null,null,5.9918222112505307E-5,null,-1551.0617451888984,0,null,null,13.708,11.574999999999999,12.50331411195598,0,0,0,null,0,0]
[144,"CcoNgs106",1,0.36809815950920249,6134.9693251533736,0,"GS",12,1.0062777414973603,0.98564281026156741,1.0265347938683682,1.0441196275961266,1.0994476760618126,1.0901464119048656,1.0679338408439019,1.0965343851174858,1.0642381511272074,1.0546811027982033,1.0276723440678304,1.0296503063189142,368.09815950920245,0,4.2549289628972323E-2,0,0,0,1,0,null,null,5.9918222112505307E-5,null,-1551.0617451888984,0,null,null,13.708,11.574999999999999,12.50331411195598,0,0,0,null,0,0]
[145,"CdaTgs106",1,1.8135593220338984,16949.152542372882,0,"GS",12,1.0062777414973603,0.98564281026156741,1.0265347938683682,1.0441196275961266,1.0994476760618126,1.0901464119048656,1.0679338408439019,1.0965343851174858,1.0642381511272074,1.0546811027982033,1.0276723440678304,1.0296503063189142,1016.9491525423729,0,0.11755142728004218,0,0,0,1,0,null,null,5.9918222112505307E-5,null,-4285.1366858608562,0,null,null,13.708,11.574999999999999,12.50331411195598,0,0,0,null,0,0]
[146,"CdaNgs106",1,1.8135593220338984,16949.152542372882,0,"GS",12,1.0062777414973603,0.98564281026156741,1.0265347938683682,1.0441196275961266,1.0994476760618126,1.0901464119048656,1.0679338408439019,1.0965343851174858,1.0642381511272074,1.0546811027982033,1.0276723440678304,1.0296503063189142,1016.9491525423729,0,0.11755142728004218,0,0,0,1,0,null,null,5.9918222112505307E-5,null,-4285.1366858608562,0,null,null,13.708,11.574999999999999,12.50331411195598,0,0,0,null,0,0]
[147,"CgrTgs106",1,0.36809815950920249,6134.9693251533736,0,"GS",12,1.0062777414973603,0.98564281026156741,1.0265347938683682,1.0441196275961266,1.0994476760618126,1.0901464119048656,1.0679338408439019,1.0965343851174858,1.0642381511272074,1.0546811027982033,1.0276723440678304,1.0296503063189142,368.09815950920245,0,4.2549289628972323E-2,0,0,0,1,0,null,null,5.9918222112505307E-5,null,-1551.0617451888984,0,null,null,13.708,11.574999999999999,12.50331411195598,0,0,0,null,0,0]
[148,"CgrNgs106",1,0.36809815950920249,6134.9693251533736,0,"GS",12,1.0062777414973603,0.98564281026156741,1.0265347938683682,1.0441196275961266,1.0994476760618126,1.0901464119048656,1.0679338408439019,1.0965343851174858,1.0642381511272074,1.0546811027982033,1.0276723440678304,1.0296503063189142,368.09815950920245,0,4.2549289628972323E-2,0,0,0,1,0,null,null,5.9918222112505307E-5,null,-1551.0617451888984,0,null,null,13.708,11.574999999999999,12.50331411195598,0,0,0,null,0,0]
[149,"CheTgs106",1,1.1186440677966103,8474.5762711864409,0,"GS",12,1.0062777414973603,0.98564281026156741,1.0265347938683682,1.0441196275961266,1.0994476760618126,1.0901464119048656,1.0679338408439019,1.0965343851174858,1.0642381511272074,1.0546811027982033,1.0276723440678304,1.0296503063189142,508.47457627118644,0,5.8775713640021092E-2,0,0,0,1,0,null,null,5.9918222112505307E-5,null,-2142.5683429304281,0,null,null,13.708,11.574999999999999,12.50331411195598,0,0,0,null,0,0]
[150,"CheNgs106",1,1.1186440677966103,8474.5762711864409,0,"GS",12,1.0062777414973603,0.98564281026156741,1.0265347938683682,1.0441196275961266,1.0994476760618126,1.0901464119048656,1.0679338408439019,1.0965343851174858,1.0642381511272074,1.0546811027982033,1.0276723440678304,1.0296503063189142,508.47457627118644,0,5.8775713640021092E-2,0,0,0,1,0,null,null,5.9918222112505307E-5,null,-2142.5683429304281,0,null,null,13.708,11.574999999999999,12.50331411195598,0,0,0,null,0,0]
[151,"ChoTgs106",1,0.36809815950920249,6134.9693251533736,0,"GS",12,1.0062777414973603,0.98564281026156741,1.0265347938683682,1.0441196275961266,1.0994476760618126,1.0901464119048656,1.0679338408439019,1.0965343851174858,1.0642381511272074,1.0546811027982033,1.0276723440678304,1.0296503063189142,368.09815950920245,0,4.2549289628972323E-2,0,0,0,1,0,null,null,5.9918222112505307E-5,null,-1551.0617451888984,0,null,null,13.708,11.574999999999999,12.50331411195598,0,0,0,null,0,0]
[152,"ChoNgs106",1,0.36809815950920249,6134.9693251533736,0,"GS",12,1.0062777414973603,0.98564281026156741,1.0265347938683682,1.0441196275961266,1.0994476760618126,1.0901464119048656,1.0679338408439019,1.0965343851174858,1.0642381511272074,1.0546811027982033,1.0276723440678304,1.0296503063189142,368.09815950920245,0,4.2549289628972323E-2,0,0,0,1,0,null,null,5.9918222112505307E-5,null,-1551.0617451888984,0,null,null,13.708,11.574999999999999,12.50331411195598,0,0,0,null,0,0]
[153,"CinTgs106",1,1.8135593220338984,16949.152542372882,0,"GS",12,1.0062777414973603,0.98564281026156741,1.0265347938683682,1.0441196275961266,1.0994476760618126,1.0901464119048656,1.0679338408439019,1.0965343851174858,1.0642381511272074,1.0546811027982033,1.0276723440678304,1.0296503063189142,1016.9491525423729,0,0.11755142728004218,0,0,0,1,0,null,null,5.9918222112505307E-5,null,-4285.1366858608562,0,null,null,13.708,11.574999999999999,12.50331411195598,0,0,0,null,0,0]
[154,"CinNgs106",1,1.8135593220338984,16949.152542372882,0,"GS",12,1.0062777414973603,0.98564281026156741,1.0265347938683682,1.0441196275961266,1.0994476760618126,1.0901464119048656,1.0679338408439019,1.0965343851174858,1.0642381511272074,1.0546811027982033,1.0276723440678304,1.0296503063189142,1016.9491525423729,0,0.11755142728004218,0,0,0,1,0,null,null,5.9918222112505307E-5,null,-4285.1366858608562,0,null,null,13.708,11.574999999999999,12.50331411195598,0,0,0,null,0,0]
[155,"CloTgs106",1,0.44505494505494503,5494.5054945054944,0,"GS",12,1.0062777414973603,0.98564281026156741,1.0265347938683682,1.0441196275961266,1.0994476760618126,1.0901464119048656,1.0679338408439019,1.0965343851174858,1.0642381511272074,1.0546811027982033,1.0276723440678304,1.0296503063189142,329.67032967032964,0,3.8107330821552134E-2,0,0,0,1,0,null,null,5.9918222112505307E-5,null,-1389.1377168450026,0,null,null,13.708,11.574999999999999,12.50331411195598,0,0,0,null,0,0]
[156,"CloNgs106",1,0.44505494505494503,5494.5054945054944,0,"GS",12,1.0062777414973603,0.98564281026156741,1.0265347938683682,1.0441196275961266,1.0994476760618126,1.0901464119048656,1.0679338408439019,1.0965343851174858,1.0642381511272074,1.0546811027982033,1.0276723440678304,1.0296503063189142,329.67032967032964,0,3.8107330821552134E-2,0,0,0,1,0,null,null,5.9918222112505307E-5,null,-1389.1377168450026,0,null,null,13.708,11.574999999999999,12.50331411195598,0,0,0,null,0,0]
[157,"CmiTgs106",1,1.8135593220338984,16949.152542372882,0,"GS",12,1.0062777414973603,0.98564281026156741,1.0265347938683682,1.0441196275961266,1.0994476760618126,1.0901464119048656,1.0679338408439019,1.0965343851174858,1.0642381511272074,1.0546811027982033,1.0276723440678304,1.0296503063189142,1016.9491525423729,0,0.11755142728004218,0,0,0,1,0,null,null,5.9918222112505307E-5,null,-4285.1366858608562,0,null,null,13.708,11.574999999999999,12.50331411195598,0,0,0,null,0,0]
[158,"CmiNgs106",1,1.8135593220338984,16949.152542372882,0,"GS",12,1.0062777414973603,0.98564281026156741,1.0265347938683682,1.0441196275961266,1.0994476760618126,1.0901464119048656,1.0679338408439019,1.0965343851174858,1.0642381511272074,1.0546811027982033,1.0276723440678304,1.0296503063189142,1016.9491525423729,0,0.11755142728004218,0,0,0,1,0,null,null,5.9918222112505307E-5,null,-4285.1366858608562,0,null,null,13.708,11.574999999999999,12.50331411195598,0,0,0,null,0,0]
[159,"CofTgs106",1,1.8135593220338984,16949.152542372882,0,"GS",12,1.0062777414973603,0.98564281026156741,1.0265347938683682,1.0441196275961266,1.0994476760618126,1.0901464119048656,1.0679338408439019,1.0965343851174858,1.0642381511272074,1.0546811027982033,1.0276723440678304,1.0296503063189142,1016.9491525423729,0,0.11755142728004218,0,0,0,1,0,null,null,5.9918222112505307E-5,null,-4285.1366858608562,0,null,null,13.708,11.574999999999999,12.50331411195598,0,0,0,null,0,0]
[160,"CofNgs106",1,1.8135593220338984,16949.152542372882,0,"GS",12,1.0062777414973603,0.98564281026156741,1.0265347938683682,1.0441196275961266,1.0994476760618126,1.0901464119048656,1.0679338408439019,1.0965343851174858,1.0642381511272074,1.0546811027982033,1.0276723440678304,1.0296503063189142,1016.9491525423729,0,0.11755142728004218,0,0,0,1,0,null,null,5.9918222112505307E-5,null,-4285.1366858608562,0,null,null,13.708,11.574999999999999,12.50331411195598,0,0,0,null,0,0]
[161,"CreTgs106",1,0.52879581151832467,5235.6020942408377,0,"GS",12,1.0062777414973603,0.98564281026156741,1.0265347938683682,1.0441196275961266,1.0994476760618126,1.0901464119048656,1.0679338408439019,1.0965343851174858,1.0642381511272074,1.0546811027982033,1.0276723440678304,1.0296503063189142,314.13612565445027,0,3.6311697432054917E-2,0,0,0,1,0,null,null,5.9918222112505313E-5,null,-1323.6809657894787,0,null,null,13.708,11.574999999999999,12.50331411195598,0,0,0,null,0,0]
[162,"CreNgs106",1,0.52879581151832467,5235.6020942408377,0,"GS",12,1.0062777414973603,0.98564281026156741,1.0265347938683682,1.0441196275961266,1.0994476760618126,1.0901464119048656,1.0679338408439019,1.0965343851174858,1.0642381511272074,1.0546811027982033,1.0276723440678304,1.0296503063189142,314.13612565445027,0,3.6311697432054917E-2,0,0,0,1,0,null,null,5.9918222112505313E-5,null,-1323.6809657894787,0,null,null,13.708,11.574999999999999,12.50331411195598,0,0,0,null,0,0]
[163,"CrtTgs106",1,0.36809815950920249,6134.9693251533736,0,"GS",12,1.0062777414973603,0.98564281026156741,1.0265347938683682,1.0441196275961266,1.0994476760618126,1.0901464119048656,1.0679338408439019,1.0965343851174858,1.0642381511272074,1.0546811027982033,1.0276723440678304,1.0296503063189142,368.09815950920245,0,4.2549289628972323E-2,0,0,0,1,0,null,null,5.9918222112505307E-5,null,-1551.0617451888984,0,null,null,13.708,11.574999999999999,12.50331411195598,0,0,0,null,0,0]
[164,"CrtNgs106",1,0.36809815950920249,6134.9693251533736,0,"GS",12,1.0062777414973603,0.98564281026156741,1.0265347938683682,1.0441196275961266,1.0994476760618126,1.0901464119048656,1.0679338408439019,1.0965343851174858,1.0642381511272074,1.0546811027982033,1.0276723440678304,1.0296503063189142,368.09815950920245,0,4.2549289628972323E-2,0,0,0,1,0,null,null,5.9918222112505307E-5,null,-1551.0617451888984,0,null,null,13.708,11.574999999999999,12.50331411195598,0,0,0,null,0,0]
[165,"CscTgs106",1,1.8135593220338984,16949.152542372882,0,"GS",12,1.0062777414973603,0.98564281026156741,1.0265347938683682,1.0441196275961266,1.0994476760618126,1.0901464119048656,1.0679338408439019,1.0965343851174858,1.0642381511272074,1.0546811027982033,1.0276723440678304,1.0296503063189142,1016.9491525423729,0,0.11755142728004218,0,0,0,1,0,null,null,5.9918222112505307E-5,null,-4285.1366858608562,0,null,null,13.708,11.574999999999999,12.50331411195598,0,0,0,null,0,0]
[166,"CscNgs106",1,1.8135593220338984,16949.152542372882,0,"GS",12,1.0062777414973603,0.98564281026156741,1.0265347938683682,1.0441196275961266,1.0994476760618126,1.0901464119048656,1.0679338408439019,1.0965343851174858,1.0642381511272074,1.0546811027982033,1.0276723440678304,1.0296503063189142,1016.9491525423729,0,0.11755142728004218,0,0,0,1,0,null,null,5.9918222112505307E-5,null,-4285.1366858608562,0,null,null,13.708,11.574999999999999,12.50331411195598,0,0,0,null,0,0]
[167,"CwaTgs106",1,1.8135593220338984,16949.152542372882,0,"GS",12,1.0062777414973603,0.98564281026156741,1.0265347938683682,1.0441196275961266,1.0994476760618126,1.0901464119048656,1.0679338408439019,1.0965343851174858,1.0642381511272074,1.0546811027982033,1.0276723440678304,1.0296503063189142,1016.9491525423729,0,0.11755142728004218,0,0,0,1,0,null,null,5.9918222112505307E-5,null,-4285.1366858608562,0,null,null,13.708,11.574999999999999,12.50331411195598,0,0,0,null,0,0]
[168,"CwaNgs106",1,1.8135593220338984,16949.152542372882,0,"GS",12,1.0062777414973603,0.98564281026156741,1.0265347938683682,1.0441196275961266,1.0994476760618126,1.0901464119048656,1.0679338408439019,1.0965343851174858,1.0642381511272074,1.0546811027982033,1.0276723440678304,1.0296503063189142,1016.9491525423729,0,0.11755142728004218,0,0,0,1,0,null,null,5.9918222112505307E-5,null,-4285.1366858608562,0,null,null,13.708,11.574999999999999,12.50331411195598,0,0,0,null,0,0]
[169,"CasTgs107",1,0.36809815950920244,6134.9693251533745,0,"GS",12,1,1,1,1,1,1,1,1,1,1,1,1,368.09815950920245,0,9886.3039584576654,0,0,0,1,0,null,null,13.921965833508418,null,8335.1996639791378,1,null,null,13.708,11.574999999999999,12.50331411195598,0,0,0,null,33741.186941751454,3903.5770131705367]
[170,"CasNgs107",1,0.36809815950920244,6134.9693251533745,0,"GS",12,1,1,1,1,1,1,1,1,1,1,1,1,368.09815950920245,0,9886.3039584576654,0,0,0,1,0,null,null,13.921965833508418,null,8335.1996639791378,1,null,null,13.708,11.574999999999999,12.50331411195598,0,0,0,null,33741.186941751454,3903.5770131705367]
[171,"CcoTgs107",1,0.36809815950920244,6134.9693251533745,0,"GS",12,1,1,1,1,1,1,1,1,1,1,1,1,368.09815950920245,0,9886.3039584576654,0,0,0,1,0,null,null,13.921965833508418,null,8335.1996639791378,1,null,null,13.708,11.574999999999999,12.50331411195598,0,0,0,null,33741.186941751454,3903.5770131705367]
[172,"CcoNgs107",1,0.36809815950920244,6134.9693251533745,0,"GS",12,1,1,1,1,1,1,1,1,1,1,1,1,368.09815950920245,0,9886.3039584576654,0,0,0,1,0,null,null,13.921965833508418,null,8335.1996639791378,1,null,null,13.708,11.574999999999999,12.50331411195598,0,0,0,null,33741.186941751454,3903.5770131705367]
[173,"CdaTgs107",1,1.8135593220338984,16949.152542372882,0,"GS",12,1,1,1,1,1,1,1,1,1,1,1,1,1016.9491525423729,0,27313.009241162705,0,0,0,1,0,null,null,13.921965833508422,null,23027.755003874572,1,null,null,13.708,11.574999999999999,12.50331411195598,0,0,0,null,93217.18167060276,10784.459012366277]
[174,"CdaNgs107",1,1.8135593220338984,16949.152542372882,0,"GS",12,1,1,1,1,1,1,1,1,1,1,1,1,1016.9491525423729,0,27313.009241162705,0,0,0,1,0,null,null,13.921965833508422,null,23027.755003874572,1,null,null,13.708,11.574999999999999,12.50331411195598,0,0,0,null,93217.18167060276,10784.459012366277]
[175,"CgrTgs107",1,0.36809815950920244,6134.9693251533745,0,"GS",12,1,1,1,1,1,1,1,1,1,1,1,1,368.09815950920245,0,9886.3039584576654,0,0,0,1,0,null,null,13.921965833508418,null,8335.1996639791378,1,null,null,13.708,11.574999999999999,12.50331411195598,0,0,0,null,33741.186941751454,3903.5770131705367]
[176,"CgrNgs107",1,0.36809815950920244,6134.9693251533745,0,"GS",12,1,1,1,1,1,1,1,1,1,1,1,1,368.09815950920245,0,9886.3039584576654,0,0,0,1,0,null,null,13.921965833508418,null,8335.1996639791378,1,null,null,13.708,11.574999999999999,12.50331411195598,0,0,0,null,33741.186941751454,3903.5770131705367]
[177,"CheTgs107",1,1.1186440677966103,8474.5762711864409,0,"GS",12,1,1,1,1,1,1,1,1,1,1,1,1,508.47457627118644,0,13656.504620581352,0,0,0,1,0,null,null,13.921965833508422,null,11513.877501937286,1,null,null,13.708,11.574999999999999,12.50331411195598,0,0,0,null,46608.59083530138,5392.2295061831383]
[178,"CheNgs107",1,1.1186440677966103,8474.5762711864409,0,"GS",12,1,1,1,1,1,1,1,1,1,1,1,1,508.47457627118644,0,13656.504620581352,0,0,0,1,0,null,null,13.921965833508422,null,11513.877501937286,1,null,null,13.708,11.574999999999999,12.50331411195598,0,0,0,null,46608.59083530138,5392.2295061831383]
[179,"ChoTgs107",1,0.36809815950920244,6134.9693251533745,0,"GS",12,1,1,1,1,1,1,1,1,1,1,1,1,368.09815950920245,0,9886.3039584576654,0,0,0,1,0,null,null,13.921965833508418,null,8335.1996639791378,1,null,null,13.708,11.574999999999999,12.50331411195598,0,0,0,null,33741.186941751454,3903.5770131705367]
[180,"ChoNgs107",1,0.36809815950920244,6134.9693251533745,0,"GS",12,1,1,1,1,1,1,1,1,1,1,1,1,368.09815950920245,0,9886.3039584576654,0,0,0,1,0,null,null,13.921965833508418,null,8335.1996639791378,1,null,null,13.708,11.574999999999999,12.50331411195598,0,0,0,null,33741.186941751454,3903.5770131705367]
[181,"CinTgs107",1,1.8135593220338984,16949.152542372882,0,"GS",12,1,1,1,1,1,1,1,1,1,1,1,1,1016.9491525423729,0,27313.009241162705,0,0,0,1,0,null,null,13.921965833508422,null,23027.755003874572,1,null,null,13.708,11.574999999999999,12.50331411195598,0,0,0,null,93217.18167060276,10784.459012366277]
[182,"CinNgs107",1,1.8135593220338984,16949.152542372882,0,"GS",12,1,1,1,1,1,1,1,1,1,1,1,1,1016.9491525423729,0,27313.009241162705,0,0,0,1,0,null,null,13.921965833508422,null,23027.755003874572,1,null,null,13.708,11.574999999999999,12.50331411195598,0,0,0,null,93217.18167060276,10784.459012366277]
[183,"CloTgs107",1,0.44505494505494503,5494.5054945054944,0,"GS",12,1,1,1,1,1,1,1,1,1,1,1,1,329.67032967032969,0,8854.2172814758214,0,0,0,1,0,null,null,13.92196583350842,null,7465.0414572999971,1,null,null,13.708,11.574999999999999,12.50331411195598,0,0,0,null,30218.755641621348,3496.0607667089785]
[184,"CloNgs107",1,0.44505494505494503,5494.5054945054944,0,"GS",12,1,1,1,1,1,1,1,1,1,1,1,1,329.67032967032969,0,8854.2172814758214,0,0,0,1,0,null,null,13.92196583350842,null,7465.0414572999971,1,null,null,13.708,11.574999999999999,12.50331411195598,0,0,0,null,30218.755641621348,3496.0607667089785]
[185,"CmiTgs107",1,1.8135593220338984,16949.152542372882,0,"GS",12,1,1,1,1,1,1,1,1,1,1,1,1,1016.9491525423729,0,27313.009241162705,0,0,0,1,0,null,null,13.921965833508422,null,23027.755003874572,1,null,null,13.708,11.574999999999999,12.50331411195598,0,0,0,null,93217.18167060276,10784.459012366277]
[186,"CmiNgs107",1,1.8135593220338984,16949.152542372882,0,"GS",12,1,1,1,1,1,1,1,1,1,1,1,1,1016.9491525423729,0,27313.009241162705,0,0,0,1,0,null,null,13.921965833508422,null,23027.755003874572,1,null,null,13.708,11.574999999999999,12.50331411195598,0,0,0,null,93217.18167060276,10784.459012366277]
[187,"CofTgs107",1,1.8135593220338984,16949.152542372882,0,"GS",12,1,1,1,1,1,1,1,1,1,1,1,1,1016.9491525423729,0,27313.009241162705,0,0,0,1,0,null,null,13.921965833508422,null,23027.755003874572,1,null,null,13.708,11.574999999999999,12.50331411195598,0,0,0,null,93217.18167060276,10784.459012366277]
[188,"CofNgs107",1,1.8135593220338984,16949.152542372882,0,"GS",12,1,1,1,1,1,1,1,1,1,1,1,1,1016.9491525423729,0,27313.009241162705,0,0,0,1,0,null,null,13.921965833508422,null,23027.755003874572,1,null,null,13.708,11.574999999999999,12.50331411195598,0,0,0,null,93217.18167060276,10784.459012366277]
[189,"CreTgs107",1,0.52879581151832467,5235.6020942408377,0,"GS",12,1,1,1,1,1,1,1,1,1,1,1,1,314.13612565445027,0,8437.0028545999976,0,0,0,1,0,null,null,13.921965833508422,null,7113.2855771130871,1,null,null,13.708,11.574999999999999,12.50331411195598,0,0,0,null,28794.839740749085,3331.3254422247337]
[190,"CreNgs107",1,0.52879581151832467,5235.6020942408377,0,"GS",12,1,1,1,1,1,1,1,1,1,1,1,1,314.13612565445027,0,8437.0028545999976,0,0,0,1,0,null,null,13.921965833508422,null,7113.2855771130871,1,null,null,13.708,11.574999999999999,12.50331411195598,0,0,0,null,28794.839740749085,3331.3254422247337]
[191,"CrtTgs107",1,0.36809815950920244,6134.9693251533745,0,"GS",12,1,1,1,1,1,1,1,1,1,1,1,1,368.09815950920245,0,9886.3039584576654,0,0,0,1,0,null,null,13.921965833508418,null,8335.1996639791378,1,null,null,13.708,11.574999999999999,12.50331411195598,0,0,0,null,33741.186941751454,3903.5770131705367]
[192,"CrtNgs107",1,0.36809815950920244,6134.9693251533745,0,"GS",12,1,1,1,1,1,1,1,1,1,1,1,1,368.09815950920245,0,9886.3039584576654,0,0,0,1,0,null,null,13.921965833508418,null,8335.1996639791378,1,null,null,13.708,11.574999999999999,12.50331411195598,0,0,0,null,33741.186941751454,3903.5770131705367]
[193,"CscTgs107",1,1.8135593220338984,16949.152542372882,0,"GS",12,1,1,1,1,1,1,1,1,1,1,1,1,1016.9491525423729,0,27313.009241162705,0,0,0,1,0,null,null,13.921965833508422,null,23027.755003874572,1,null,null,13.708,11.574999999999999,12.50331411195598,0,0,0,null,93217.18167060276,10784.459012366277]
[194,"CscNgs107",1,1.8135593220338984,16949.152542372882,0,"GS",12,1,1,1,1,1,1,1,1,1,1,1,1,1016.9491525423729,0,27313.009241162705,0,0,0,1,0,null,null,13.921965833508422,null,23027.755003874572,1,null,null,13.708,11.574999999999999,12.50331411195598,0,0,0,null,93217.18167060276,10784.459012366277]
[195,"CwaTgs107",1,1.8135593220338984,16949.152542372882,0,"GS",12,1,1,1,1,1,1,1,1,1,1,1,1,1016.9491525423729,0,27313.009241162705,0,0,0,1,0,null,null,13.921965833508422,null,23027.755003874572,1,null,null,13.708,11.574999999999999,12.50331411195598,0,0,0,null,93217.18167060276,10784.459012366277]
[196,"CwaNgs107",1,1.8135593220338984,16949.152542372882,0,"GS",12,1,1,1,1,1,1,1,1,1,1,1,1,1016.9491525423729,0,27313.009241162705,0,0,0,1,0,null,null,13.921965833508422,null,23027.755003874572,1,null,null,13.708,11.574999999999999,12.50331411195598,0,0,0,null,93217.18167060276,10784.459012366277]
[197,"CasTgs108",1,0.36809815950920249,6134.9693251533745,0,"GS",12,1,1,1,1,1,1,1,1,1,1,1,1,368.0981595092025,0,1568.7117321166818,0,0,0,1,0,null,null,2.209071380864096,null,17.607437638154124,1,null,null,13.708,11.574999999999999,12.50331411195598,0,0,0,null,0,0]
[198,"CasNgs108",1,0.36809815950920249,6134.9693251533745,0,"GS",12,1,1,1,1,1,1,1,1,1,1,1,1,368.0981595092025,0,1568.7117321166818,0,0,0,1,0,null,null,2.209071380864096,null,17.607437638154124,1,null,null,13.708,11.574999999999999,12.50331411195598,0,0,0,null,0,0]
[199,"CcoTgs108",1,0.36809815950920249,6134.9693251533745,0,"GS",12,1,1,1,1,1,1,1,1,1,1,1,1,368.0981595092025,0,1568.7117321166818,0,0,0,1,0,null,null,2.209071380864096,null,17.607437638154124,1,null,null,13.708,11.574999999999999,12.50331411195598,0,0,0,null,0,0]
[200,"CcoNgs108",1,0.36809815950920249,6134.9693251533745,0,"GS",12,1,1,1,1,1,1,1,1,1,1,1,1,368.0981595092025,0,1568.7117321166818,0,0,0,1,0,null,null,2.209071380864096,null,17.607437638154124,1,null,null,13.708,11.574999999999999,12.50331411195598,0,0,0,null,0,0]
[201,"CdaTgs108",1,1.8135593220338984,16949.152542372882,0,"GS",12,1,1,1,1,1,1,1,1,1,1,1,1,1016.9491525423731,0,4333.8985141528665,0,0,0,1,0,null,null,2.2090713808640965,null,48.644276864730728,1,null,null,13.708,11.574999999999999,12.50331411195598,0,0,0,null,0,0]
[202,"CdaNgs108",1,1.8135593220338984,16949.152542372882,0,"GS",12,1,1,1,1,1,1,1,1,1,1,1,1,1016.9491525423731,0,4333.8985141528665,0,0,0,1,0,null,null,2.2090713808640965,null,48.644276864730728,1,null,null,13.708,11.574999999999999,12.50331411195598,0,0,0,null,0,0]
[203,"CgrTgs108",1,0.36809815950920249,6134.9693251533745,0,"GS",12,1,1,1,1,1,1,1,1,1,1,1,1,368.0981595092025,0,1568.7117321166818,0,0,0,1,0,null,null,2.209071380864096,null,17.607437638154124,1,null,null,13.708,11.574999999999999,12.50331411195598,0,0,0,null,0,0]
[204,"CgrNgs108",1,0.36809815950920249,6134.9693251533745,0,"GS",12,1,1,1,1,1,1,1,1,1,1,1,1,368.0981595092025,0,1568.7117321166818,0,0,0,1,0,null,null,2.209071380864096,null,17.607437638154124,1,null,null,13.708,11.574999999999999,12.50331411195598,0,0,0,null,0,0]
[205,"CheTgs108",1,1.1186440677966103,8474.5762711864409,0,"GS",12,1,1,1,1,1,1,1,1,1,1,1,1,508.47457627118655,0,2166.9492570764332,0,0,0,1,0,null,null,2.2090713808640965,null,24.322138432365364,1,null,null,13.708,11.574999999999999,12.50331411195598,0,0,0,null,0,0]
[206,"CheNgs108",1,1.1186440677966103,8474.5762711864409,0,"GS",12,1,1,1,1,1,1,1,1,1,1,1,1,508.47457627118655,0,2166.9492570764332,0,0,0,1,0,null,null,2.2090713808640965,null,24.322138432365364,1,null,null,13.708,11.574999999999999,12.50331411195598,0,0,0,null,0,0]
[207,"ChoTgs108",1,0.36809815950920249,6134.9693251533745,0,"GS",12,1,1,1,1,1,1,1,1,1,1,1,1,368.0981595092025,0,1568.7117321166818,0,0,0,1,0,null,null,2.209071380864096,null,17.607437638154124,1,null,null,13.708,11.574999999999999,12.50331411195598,0,0,0,null,0,0]
[208,"ChoNgs108",1,0.36809815950920249,6134.9693251533745,0,"GS",12,1,1,1,1,1,1,1,1,1,1,1,1,368.0981595092025,0,1568.7117321166818,0,0,0,1,0,null,null,2.209071380864096,null,17.607437638154124,1,null,null,13.708,11.574999999999999,12.50331411195598,0,0,0,null,0,0]
[209,"CinTgs108",1,1.8135593220338984,16949.152542372882,0,"GS",12,1,1,1,1,1,1,1,1,1,1,1,1,1016.9491525423731,0,4333.8985141528665,0,0,0,1,0,null,null,2.2090713808640965,null,48.644276864730728,1,null,null,13.708,11.574999999999999,12.50331411195598,0,0,0,null,0,0]
[210,"CinNgs108",1,1.8135593220338984,16949.152542372882,0,"GS",12,1,1,1,1,1,1,1,1,1,1,1,1,1016.9491525423731,0,4333.8985141528665,0,0,0,1,0,null,null,2.2090713808640965,null,48.644276864730728,1,null,null,13.708,11.574999999999999,12.50331411195598,0,0,0,null,0,0]
[211,"CloTgs108",1,0.44505494505494508,5494.5054945054953,0,"GS",12,1,1,1,1,1,1,1,1,1,1,1,1,329.67032967032975,0,1404.9451227198854,0,0,0,1,0,null,null,2.209071380864096,null,15.76929854406103,1,null,null,13.708,11.574999999999999,12.50331411195598,0,0,0,null,0,0]
[212,"CloNgs108",1,0.44505494505494508,5494.5054945054953,0,"GS",12,1,1,1,1,1,1,1,1,1,1,1,1,329.67032967032975,0,1404.9451227198854,0,0,0,1,0,null,null,2.209071380864096,null,15.76929854406103,1,null,null,13.708,11.574999999999999,12.50331411195598,0,0,0,null,0,0]
[213,"CmiTgs108",1,1.8135593220338984,16949.152542372882,0,"GS",12,1,1,1,1,1,1,1,1,1,1,1,1,1016.9491525423731,0,4333.8985141528665,0,0,0,1,0,null,null,2.2090713808640965,null,48.644276864730728,1,null,null,13.708,11.574999999999999,12.50331411195598,0,0,0,null,0,0]
[214,"CmiNgs108",1,1.8135593220338984,16949.152542372882,0,"GS",12,1,1,1,1,1,1,1,1,1,1,1,1,1016.9491525423731,0,4333.8985141528665,0,0,0,1,0,null,null,2.2090713808640965,null,48.644276864730728,1,null,null,13.708,11.574999999999999,12.50331411195598,0,0,0,null,0,0]
[215,"CofTgs108",1,1.8135593220338984,16949.152542372882,0,"GS",12,1,1,1,1,1,1,1,1,1,1,1,1,1016.9491525423731,0,4333.8985141528665,0,0,0,1,0,null,null,2.2090713808640965,null,48.644276864730728,1,null,null,13.708,11.574999999999999,12.50331411195598,0,0,0,null,0,0]
[216,"CofNgs108",1,1.8135593220338984,16949.152542372882,0,"GS",12,1,1,1,1,1,1,1,1,1,1,1,1,1016.9491525423731,0,4333.8985141528665,0,0,0,1,0,null,null,2.2090713808640965,null,48.644276864730728,1,null,null,13.708,11.574999999999999,12.50331411195598,0,0,0,null,0,0]
[217,"CreTgs108",1,0.52879581151832455,5235.6020942408368,0,"GS",12,1,1,1,1,1,1,1,1,1,1,1,1,314.13612565445027,0,1338.743520078634,0,0,0,1,0,null,null,2.209071380864096,null,15.026242591723189,1,null,null,13.708,11.574999999999999,12.50331411195598,0,0,0,null,0,0]
[218,"CreNgs108",1,0.52879581151832455,5235.6020942408368,0,"GS",12,1,1,1,1,1,1,1,1,1,1,1,1,314.13612565445027,0,1338.743520078634,0,0,0,1,0,null,null,2.209071380864096,null,15.026242591723189,1,null,null,13.708,11.574999999999999,12.50331411195598,0,0,0,null,0,0]
[219,"CrtTgs108",1,0.36809815950920249,6134.9693251533745,0,"GS",12,1,1,1,1,1,1,1,1,1,1,1,1,368.0981595092025,0,1568.7117321166818,0,0,0,1,0,null,null,2.209071380864096,null,17.607437638154124,1,null,null,13.708,11.574999999999999,12.50331411195598,0,0,0,null,0,0]
[220,"CrtNgs108",1,0.36809815950920249,6134.9693251533745,0,"GS",12,1,1,1,1,1,1,1,1,1,1,1,1,368.0981595092025,0,1568.7117321166818,0,0,0,1,0,null,null,2.209071380864096,null,17.607437638154124,1,null,null,13.708,11.574999999999999,12.50331411195598,0,0,0,null,0,0]
[221,"CscTgs108",1,1.8135593220338984,16949.152542372882,0,"GS",12,1,1,1,1,1,1,1,1,1,1,1,1,1016.9491525423731,0,4333.8985141528665,0,0,0,1,0,null,null,2.2090713808640965,null,48.644276864730728,1,null,null,13.708,11.574999999999999,12.50331411195598,0,0,0,null,0,0]
[222,"CscNgs108",1,1.8135593220338984,16949.152542372882,0,"GS",12,1,1,1,1,1,1,1,1,1,1,1,1,1016.9491525423731,0,4333.8985141528665,0,0,0,1,0,null,null,2.2090713808640965,null,48.644276864730728,1,null,null,13.708,11.574999999999999,12.50331411195598,0,0,0,null,0,0]
[223,"CwaTgs108",1,1.8135593220338984,16949.152542372882,0,"GS",12,1,1,1,1,1,1,1,1,1,1,1,1,1016.9491525423731,0,4333.8985141528665,0,0,0,1,0,null,null,2.2090713808640965,null,48.644276864730728,1,null,null,13.708,11.574999999999999,12.50331411195598,0,0,0,null,0,0]
[224,"CwaNgs108",1,1.8135593220338984,16949.152542372882,0,"GS",12,1,1,1,1,1,1,1,1,1,1,1,1,1016.9491525423731,0,4333.8985141528665,0,0,0,1,0,null,null,2.2090713808640965,null,48.644276864730728,1,null,null,13.708,11.574999999999999,12.50331411195598,0,0,0,null,0,0]
[225,"CasTgs109",1,0.36809815950920244,6134.9693251533563,0,"GS",16,0.57723342209516748,0.60437372201316453,0.83705124089372529,1.0970310586362544,1.2026142145897361,1.2026142145897361,1.2889868661351127,1.2890846405144394,1.2453007447106357,1.1191895620457397,0.77552819282287611,0.85362126693691953,368.09815950920137,0,798.31850282119797,0,0,0,1,0,null,null,1.1241979780549085,null,-752.78579165732503,0,null,null,13.708,11.574999999999999,12.50331411195598,0,0,0,null,0,0]
[226,"CasNgs109",1,0.36809815950920244,6134.9693251533563,0,"GS",16,0.57723342209516748,0.60437372201316453,0.83705124089372529,1.0970310586362544,1.2026142145897361,1.2026142145897361,1.2889868661351127,1.2890846405144394,1.2453007447106357,1.1191895620457397,0.77552819282287611,0.85362126693691953,368.09815950920137,0,798.31850282119797,0,0,0,1,0,null,null,1.1241979780549085,null,-752.78579165732503,0,null,null,13.708,11.574999999999999,12.50331411195598,0,0,0,null,0,0]
[227,"CcoTgs109",1,0.36809815950920244,6134.9693251533563,0,"GS",16,0.57723342209516748,0.60437372201316453,0.83705124089372529,1.0970310586362544,1.2026142145897361,1.2026142145897361,1.2889868661351127,1.2890846405144394,1.2453007447106357,1.1191895620457397,0.77552819282287611,0.85362126693691953,368.09815950920137,0,798.31850282119797,0,0,0,1,0,null,null,1.1241979780549085,null,-752.78579165732503,0,null,null,13.708,11.574999999999999,12.50331411195598,0,0,0,null,0,0]
[228,"CcoNgs109",1,0.36809815950920244,6134.9693251533563,0,"GS",16,0.57723342209516748,0.60437372201316453,0.83705124089372529,1.0970310586362544,1.2026142145897361,1.2026142145897361,1.2889868661351127,1.2890846405144394,1.2453007447106357,1.1191895620457397,0.77552819282287611,0.85362126693691953,368.09815950920137,0,798.31850282119797,0,0,0,1,0,null,null,1.1241979780549085,null,-752.78579165732503,0,null,null,13.708,11.574999999999999,12.50331411195598,0,0,0,null,0,0]
[229,"CdaTgs109",1,1.8135593220338984,16949.152542372831,0,"GS",16,0.57723342209516748,0.60437372201316453,0.83705124089372529,1.0970310586362544,1.2026142145897361,1.2026142145897361,1.2889868661351127,1.2890846405144394,1.2453007447106357,1.1191895620457397,0.77552819282287611,0.85362126693691953,1016.9491525423699,0,2205.523999319581,0,0,0,1,0,null,null,1.1241979780549087,null,-2079.7302379685416,0,null,null,13.708,11.574999999999999,12.50331411195598,0,0,0,null,0,0]
[230,"CdaNgs109",1,1.8135593220338984,16949.152542372831,0,"GS",16,0.57723342209516748,0.60437372201316453,0.83705124089372529,1.0970310586362544,1.2026142145897361,1.2026142145897361,1.2889868661351127,1.2890846405144394,1.2453007447106357,1.1191895620457397,0.77552819282287611,0.85362126693691953,1016.9491525423699,0,2205.523999319581,0,0,0,1,0,null,null,1.1241979780549087,null,-2079.7302379685416,0,null,null,13.708,11.574999999999999,12.50331411195598,0,0,0,null,0,0]
[231,"CgrTgs109",1,0.36809815950920244,6134.9693251533563,0,"GS",16,0.57723342209516748,0.60437372201316453,0.83705124089372529,1.0970310586362544,1.2026142145897361,1.2026142145897361,1.2889868661351127,1.2890846405144394,1.2453007447106357,1.1191895620457397,0.77552819282287611,0.85362126693691953,368.09815950920137,0,798.31850282119797,0,0,0,1,0,null,null,1.1241979780549085,null,-752.78579165732503,0,null,null,13.708,11.574999999999999,12.50331411195598,0,0,0,null,0,0]
[232,"CgrNgs109",1,0.36809815950920244,6134.9693251533563,0,"GS",16,0.57723342209516748,0.60437372201316453,0.83705124089372529,1.0970310586362544,1.2026142145897361,1.2026142145897361,1.2889868661351127,1.2890846405144394,1.2453007447106357,1.1191895620457397,0.77552819282287611,0.85362126693691953,368.09815950920137,0,798.31850282119797,0,0,0,1,0,null,null,1.1241979780549085,null,-752.78579165732503,0,null,null,13.708,11.574999999999999,12.50331411195598,0,0,0,null,0,0]
[233,"CheTgs109",1,1.1186440677966103,8474.5762711864154,0,"GS",16,0.57723342209516748,0.60437372201316453,0.83705124089372529,1.0970310586362544,1.2026142145897361,1.2026142145897361,1.2889868661351127,1.2890846405144394,1.2453007447106357,1.1191895620457397,0.77552819282287611,0.85362126693691953,508.47457627118496,0,1102.7619996597905,0,0,0,1,0,null,null,1.1241979780549087,null,-1039.8651189842708,0,null,null,13.708,11.574999999999999,12.50331411195598,0,0,0,null,0,0]
[234,"CheNgs109",1,1.1186440677966103,8474.5762711864154,0,"GS",16,0.57723342209516748,0.60437372201316453,0.83705124089372529,1.0970310586362544,1.2026142145897361,1.2026142145897361,1.2889868661351127,1.2890846405144394,1.2453007447106357,1.1191895620457397,0.77552819282287611,0.85362126693691953,508.47457627118496,0,1102.7619996597905,0,0,0,1,0,null,null,1.1241979780549087,null,-1039.8651189842708,0,null,null,13.708,11.574999999999999,12.50331411195598,0,0,0,null,0,0]
[235,"ChoTgs109",1,0.36809815950920244,6134.9693251533563,0,"GS",16,0.57723342209516748,0.60437372201316453,0.83705124089372529,1.0970310586362544,1.2026142145897361,1.2026142145897361,1.2889868661351127,1.2890846405144394,1.2453007447106357,1.1191895620457397,0.77552819282287611,0.85362126693691953,368.09815950920137,0,798.31850282119797,0,0,0,1,0,null,null,1.1241979780549085,null,-752.78579165732503,0,null,null,13.708,11.574999999999999,12.50331411195598,0,0,0,null,0,0]
[236,"ChoNgs109",1,0.36809815950920244,6134.9693251533563,0,"GS",16,0.57723342209516748,0.60437372201316453,0.83705124089372529,1.0970310586362544,1.2026142145897361,1.2026142145897361,1.2889868661351127,1.2890846405144394,1.2453007447106357,1.1191895620457397,0.77552819282287611,0.85362126693691953,368.09815950920137,0,798.31850282119797,0,0,0,1,0,null,null,1.1241979780549085,null,-752.78579165732503,0,null,null,13.708,11.574999999999999,12.50331411195598,0,0,0,null,0,0]
[237,"CinTgs109",1,1.8135593220338984,16949.152542372831,0,"GS",16,0.57723342209516748,0.60437372201316453,0.83705124089372529,1.0970310586362544,1.2026142145897361,1.2026142145897361,1.2889868661351127,1.2890846405144394,1.2453007447106357,1.1191895620457397,0.77552819282287611,0.85362126693691953,1016.9491525423699,0,2205.523999319581,0,0,0,1,0,null,null,1.1241979780549087,null,-2079.7302379685416,0,null,null,13.708,11.574999999999999,12.50331411195598,0,0,0,null,0,0]
[238,"CinNgs109",1,1.8135593220338984,16949.152542372831,0,"GS",16,0.57723342209516748,0.60437372201316453,0.83705124089372529,1.0970310586362544,1.2026142145897361,1.2026142145897361,1.2889868661351127,1.2890846405144394,1.2453007447106357,1.1191895620457397,0.77552819282287611,0.85362126693691953,1016.9491525423699,0,2205.523999319581,0,0,0,1,0,null,null,1.1241979780549087,null,-2079.7302379685416,0,null,null,13.708,11.574999999999999,12.50331411195598,0,0,0,null,0,0]
[239,"CloTgs109",1,0.44505494505494508,5494.5054945054781,0,"GS",16,0.57723342209516748,0.60437372201316453,0.83705124089372529,1.0970310586362544,1.2026142145897361,1.2026142145897361,1.2889868661351127,1.2890846405144394,1.2453007447106357,1.1191895620457397,0.77552819282287611,0.85362126693691953,329.67032967032873,0,714.97756021898499,0,0,0,1,0,null,null,1.1241979780549087,null,-674.19826395683492,0,null,null,13.708,11.574999999999999,12.50331411195598,0,0,0,null,0,0]
[240,"CloNgs109",1,0.44505494505494508,5494.5054945054781,0,"GS",16,0.57723342209516748,0.60437372201316453,0.83705124089372529,1.0970310586362544,1.2026142145897361,1.2026142145897361,1.2889868661351127,1.2890846405144394,1.2453007447106357,1.1191895620457397,0.77552819282287611,0.85362126693691953,329.67032967032873,0,714.97756021898499,0,0,0,1,0,null,null,1.1241979780549087,null,-674.19826395683492,0,null,null,13.708,11.574999999999999,12.50331411195598,0,0,0,null,0,0]
[241,"CmiTgs109",1,1.8135593220338984,16949.152542372831,0,"GS",16,0.57723342209516748,0.60437372201316453,0.83705124089372529,1.0970310586362544,1.2026142145897361,1.2026142145897361,1.2889868661351127,1.2890846405144394,1.2453007447106357,1.1191895620457397,0.77552819282287611,0.85362126693691953,1016.9491525423699,0,2205.523999319581,0,0,0,1,0,null,null,1.1241979780549087,null,-2079.7302379685416,0,null,null,13.708,11.574999999999999,12.50331411195598,0,0,0,null,0,0]
[242,"CmiNgs109",1,1.8135593220338984,16949.152542372831,0,"GS",16,0.57723342209516748,0.60437372201316453,0.83705124089372529,1.0970310586362544,1.2026142145897361,1.2026142145897361,1.2889868661351127,1.2890846405144394,1.2453007447106357,1.1191895620457397,0.77552819282287611,0.85362126693691953,1016.9491525423699,0,2205.523999319581,0,0,0,1,0,null,null,1.1241979780549087,null,-2079.7302379685416,0,null,null,13.708,11.574999999999999,12.50331411195598,0,0,0,null,0,0]
[243,"CofTgs109",1,1.8135593220338984,16949.152542372831,0,"GS",16,0.57723342209516748,0.60437372201316453,0.83705124089372529,1.0970310586362544,1.2026142145897361,1.2026142145897361,1.2889868661351127,1.2890846405144394,1.2453007447106357,1.1191895620457397,0.77552819282287611,0.85362126693691953,1016.9491525423699,0,2205.523999319581,0,0,0,1,0,null,null,1.1241979780549087,null,-2079.7302379685416,0,null,null,13.708,11.574999999999999,12.50331411195598,0,0,0,null,0,0]
[244,"CofNgs109",1,1.8135593220338984,16949.152542372831,0,"GS",16,0.57723342209516748,0.60437372201316453,0.83705124089372529,1.0970310586362544,1.2026142145897361,1.2026142145897361,1.2889868661351127,1.2890846405144394,1.2453007447106357,1.1191895620457397,0.77552819282287611,0.85362126693691953,1016.9491525423699,0,2205.523999319581,0,0,0,1,0,null,null,1.1241979780549087,null,-2079.7302379685416,0,null,null,13.708,11.574999999999999,12.50331411195598,0,0,0,null,0,0]
[245,"CreTgs109",1,0.52879581151832455,5235.6020942408222,0,"GS",16,0.57723342209516748,0.60437372201316453,0.83705124089372529,1.0970310586362544,1.2026142145897361,1.2026142145897361,1.2889868661351127,1.2890846405144394,1.2453007447106357,1.1191895620457397,0.77552819282287611,0.85362126693691953,314.13612565444936,0,681.28751811442544,0,0,0,1,0,null,null,1.1241979780549083,null,-642.42975937248173,0,null,null,13.708,11.574999999999999,12.50331411195598,0,0,0,null,0,0]
[246,"CreNgs109",1,0.52879581151832455,5235.6020942408222,0,"GS",16,0.57723342209516748,0.60437372201316453,0.83705124089372529,1.0970310586362544,1.2026142145897361,1.2026142145897361,1.2889868661351127,1.2890846405144394,1.2453007447106357,1.1191895620457397,0.77552819282287611,0.85362126693691953,314.13612565444936,0,681.28751811442544,0,0,0,1,0,null,null,1.1241979780549083,null,-642.42975937248173,0,null,null,13.708,11.574999999999999,12.50331411195598,0,0,0,null,0,0]
[247,"CrtTgs109",1,0.36809815950920244,6134.9693251533563,0,"GS",16,0.57723342209516748,0.60437372201316453,0.83705124089372529,1.0970310586362544,1.2026142145897361,1.2026142145897361,1.2889868661351127,1.2890846405144394,1.2453007447106357,1.1191895620457397,0.77552819282287611,0.85362126693691953,368.09815950920137,0,798.31850282119797,0,0,0,1,0,null,null,1.1241979780549085,null,-752.78579165732503,0,null,null,13.708,11.574999999999999,12.50331411195598,0,0,0,null,0,0]
[248,"CrtNgs109",1,0.36809815950920244,6134.9693251533563,0,"GS",16,0.57723342209516748,0.60437372201316453,0.83705124089372529,1.0970310586362544,1.2026142145897361,1.2026142145897361,1.2889868661351127,1.2890846405144394,1.2453007447106357,1.1191895620457397,0.77552819282287611,0.85362126693691953,368.09815950920137,0,798.31850282119797,0,0,0,1,0,null,null,1.1241979780549085,null,-752.78579165732503,0,null,null,13.708,11.574999999999999,12.50331411195598,0,0,0,null,0,0]
[249,"CscTgs109",1,1.8135593220338984,16949.152542372831,0,"GS",16,0.57723342209516748,0.60437372201316453,0.83705124089372529,1.0970310586362544,1.2026142145897361,1.2026142145897361,1.2889868661351127,1.2890846405144394,1.2453007447106357,1.1191895620457397,0.77552819282287611,0.85362126693691953,1016.9491525423699,0,2205.523999319581,0,0,0,1,0,null,null,1.1241979780549087,null,-2079.7302379685416,0,null,null,13.708,11.574999999999999,12.50331411195598,0,0,0,null,0,0]
[250,"CscNgs109",1,1.8135593220338984,16949.152542372831,0,"GS",16,0.57723342209516748,0.60437372201316453,0.83705124089372529,1.0970310586362544,1.2026142145897361,1.2026142145897361,1.2889868661351127,1.2890846405144394,1.2453007447106357,1.1191895620457397,0.77552819282287611,0.85362126693691953,1016.9491525423699,0,2205.523999319581,0,0,0,1,0,null,null,1.1241979780549087,null,-2079.7302379685416,0,null,null,13.708,11.574999999999999,12.50331411195598,0,0,0,null,0,0]
[251,"CwaTgs109",1,1.8135593220338984,16949.152542372831,0,"GS",16,0.57723342209516748,0.60437372201316453,0.83705124089372529,1.0970310586362544,1.2026142145897361,1.2026142145897361,1.2889868661351127,1.2890846405144394,1.2453007447106357,1.1191895620457397,0.77552819282287611,0.85362126693691953,1016.9491525423699,0,2205.523999319581,0,0,0,1,0,null,null,1.1241979780549087,null,-2079.7302379685416,0,null,null,13.708,11.574999999999999,12.50331411195598,0,0,0,null,0,0]
[252,"CwaNgs109",1,1.8135593220338984,16949.152542372831,0,"GS",16,0.57723342209516748,0.60437372201316453,0.83705124089372529,1.0970310586362544,1.2026142145897361,1.2026142145897361,1.2889868661351127,1.2890846405144394,1.2453007447106357,1.1191895620457397,0.77552819282287611,0.85362126693691953,1016.9491525423699,0,2205.523999319581,0,0,0,1,0,null,null,1.1241979780549087,null,-2079.7302379685416,0,null,null,13.708,11.574999999999999,12.50331411195598,0,0,0,null,0,0]
[253,"CasEgs110",1,1.5230021384457662,8042.7227875223252,0,"GS",5,0.57723342209516748,0.60437372201316453,0.83705124089372529,1.0970310586362544,1.2026142145897361,1.2026142145897361,1.2889868661351127,1.2890846405144394,1.2453007447106357,1.1191895620457397,0.77552819282287611,0.85362126693691953,482.56336725133957,0,2273.9055692495203,0,0,0,1,0,null,null,2.4425773509180129,null,240.46396688025084,1,null,null,13.708,11.574999999999999,12.50331411195598,0,0,0,null,0,0]
[254,"CasNgs110",1,1.5230021384457662,8042.7227875223252,0,"GS",5,0.57723342209516748,0.60437372201316453,0.83705124089372529,1.0970310586362544,1.2026142145897361,1.2026142145897361,1.2889868661351127,1.2890846405144394,1.2453007447106357,1.1191895620457397,0.77552819282287611,0.85362126693691953,482.56336725133957,0,2273.9055692495203,0,0,0,1,0,null,null,2.4425773509180129,null,240.46396688025084,1,null,null,13.708,11.574999999999999,12.50331411195598,0,0,0,null,0,0]
[255,"CcoEgs110",1,1.2144824144485646,10905.422616371987,0,"GS",5,0.57723342209516748,0.60437372201316453,0.83705124089372529,1.0970310586362544,1.2026142145897361,1.2026142145897361,1.2889868661351127,1.2890846405144394,1.2453007447106357,1.1191895620457397,0.77552819282287611,0.85362126693691953,654.32535698231925,0,3083.2719064817202,0,0,0,1,0,null,null,2.4425773509180124,null,326.05390638439076,1,null,null,13.708,11.574999999999999,12.50331411195598,0,0,0,null,0,0]
[256,"CcoNgs110",1,1.2144824144485646,10905.422616371987,0,"GS",5,0.57723342209516748,0.60437372201316453,0.83705124089372529,1.0970310586362544,1.2026142145897361,1.2026142145897361,1.2889868661351127,1.2890846405144394,1.2453007447106357,1.1191895620457397,0.77552819282287611,0.85362126693691953,654.32535698231925,0,3083.2719064817202,0,0,0,1,0,null,null,2.4425773509180124,null,326.05390638439076,1,null,null,13.708,11.574999999999999,12.50331411195598,0,0,0,null,0,0]
[257,"CdaEgs110",1,1.2144824144485646,10905.422616371987,0,"GS",5,0.57723342209516748,0.60437372201316453,0.83705124089372529,1.0970310586362544,1.2026142145897361,1.2026142145897361,1.2889868661351127,1.2890846405144394,1.2453007447106357,1.1191895620457397,0.77552819282287611,0.85362126693691953,654.32535698231925,0,3083.2719064817202,0,0,0,1,0,null,null,2.4425773509180124,null,326.05390638439076,1,null,null,13.708,11.574999999999999,12.50331411195598,0,0,0,null,0,0]
[258,"CdaNgs110",1,1.2144824144485646,10905.422616371987,0,"GS",5,0.57723342209516748,0.60437372201316453,0.83705124089372529,1.0970310586362544,1.2026142145897361,1.2026142145897361,1.2889868661351127,1.2890846405144394,1.2453007447106357,1.1191895620457397,0.77552819282287611,0.85362126693691953,654.32535698231925,0,3083.2719064817202,0,0,0,1,0,null,null,2.4425773509180124,null,326.05390638439076,1,null,null,13.708,11.574999999999999,12.50331411195598,0,0,0,null,0,0]
[259,"CgrEgs110",1,1.5230021384457662,8042.7227875223252,0,"GS",5,0.57723342209516748,0.60437372201316453,0.83705124089372529,1.0970310586362544,1.2026142145897361,1.2026142145897361,1.2889868661351127,1.2890846405144394,1.2453007447106357,1.1191895620457397,0.77552819282287611,0.85362126693691953,482.56336725133957,0,2273.9055692495203,0,0,0,1,0,null,null,2.4425773509180129,null,240.46396688025084,1,null,null,13.708,11.574999999999999,12.50331411195598,0,0,0,null,0,0]
[260,"CgrNgs110",1,1.5230021384457662,8042.7227875223252,0,"GS",5,0.57723342209516748,0.60437372201316453,0.83705124089372529,1.0970310586362544,1.2026142145897361,1.2026142145897361,1.2889868661351127,1.2890846405144394,1.2453007447106357,1.1191895620457397,0.77552819282287611,0.85362126693691953,482.56336725133957,0,2273.9055692495203,0,0,0,1,0,null,null,2.4425773509180129,null,240.46396688025084,1,null,null,13.708,11.574999999999999,12.50331411195598,0,0,0,null,0,0]
[261,"CheEgs110",1,1.2144824144485646,10905.422616371987,0,"GS",5,0.57723342209516748,0.60437372201316453,0.83705124089372529,1.0970310586362544,1.2026142145897361,1.2026142145897361,1.2889868661351127,1.2890846405144394,1.2453007447106357,1.1191895620457397,0.77552819282287611,0.85362126693691953,654.32535698231925,0,3083.2719064817202,0,0,0,1,0,null,null,2.4425773509180124,null,326.05390638439076,1,null,null,13.708,11.574999999999999,12.50331411195598,0,0,0,null,0,0]
[262,"CheNgs110",1,1.2144824144485646,10905.422616371987,0,"GS",5,0.57723342209516748,0.60437372201316453,0.83705124089372529,1.0970310586362544,1.2026142145897361,1.2026142145897361,1.2889868661351127,1.2890846405144394,1.2453007447106357,1.1191895620457397,0.77552819282287611,0.85362126693691953,654.32535698231925,0,3083.2719064817202,0,0,0,1,0,null,null,2.4425773509180124,null,326.05390638439076,1,null,null,13.708,11.574999999999999,12.50331411195598,0,0,0,null,0,0]
[263,"ChoEgs110",1,1.2144824144485646,10905.422616371987,0,"GS",5,0.57723342209516748,0.60437372201316453,0.83705124089372529,1.0970310586362544,1.2026142145897361,1.2026142145897361,1.2889868661351127,1.2890846405144394,1.2453007447106357,1.1191895620457397,0.77552819282287611,0.85362126693691953,654.32535698231925,0,3083.2719064817202,0,0,0,1,0,null,null,2.4425773509180124,null,326.05390638439076,1,null,null,13.708,11.574999999999999,12.50331411195598,0,0,0,null,0,0]
[264,"ChoNgs110",1,1.2144824144485646,10905.422616371987,0,"GS",5,0.57723342209516748,0.60437372201316453,0.83705124089372529,1.0970310586362544,1.2026142145897361,1.2026142145897361,1.2889868661351127,1.2890846405144394,1.2453007447106357,1.1191895620457397,0.77552819282287611,0.85362126693691953,654.32535698231925,0,3083.2719064817202,0,0,0,1,0,null,null,2.4425773509180124,null,326.05390638439076,1,null,null,13.708,11.574999999999999,12.50331411195598,0,0,0,null,0,0]
[265,"CinEgs110",1,1.2144824144485646,10905.422616371987,0,"GS",5,0.57723342209516748,0.60437372201316453,0.83705124089372529,1.0970310586362544,1.2026142145897361,1.2026142145897361,1.2889868661351127,1.2890846405144394,1.2453007447106357,1.1191895620457397,0.77552819282287611,0.85362126693691953,654.32535698231925,0,3083.2719064817202,0,0,0,1,0,null,null,2.4425773509180124,null,326.05390638439076,1,null,null,13.708,11.574999999999999,12.50331411195598,0,0,0,null,0,0]
[266,"CinNgs110",1,1.2144824144485646,10905.422616371987,0,"GS",5,0.57723342209516748,0.60437372201316453,0.83705124089372529,1.0970310586362544,1.2026142145897361,1.2026142145897361,1.2889868661351127,1.2890846405144394,1.2453007447106357,1.1191895620457397,0.77552819282287611,0.85362126693691953,654.32535698231925,0,3083.2719064817202,0,0,0,1,0,null,null,2.4425773509180124,null,326.05390638439076,1,null,null,13.708,11.574999999999999,12.50331411195598,0,0,0,null,0,0]
[267,"CloEgs110",1,4.0096114897526833,25413.800231132398,0,"GS",5,0.57723342209516748,0.60437372201316453,0.83705124089372529,1.0970310586362544,1.2026142145897361,1.2026142145897361,1.2889868661351127,1.2890846405144394,1.2453007447106357,1.1191895620457397,0.77552819282287611,0.85362126693691953,1524.828013867944,0,7185.2012568456685,0,0,0,1,0,null,null,2.4425773509180129,null,759.83014440846409,1,null,null,13.708,11.574999999999999,12.50331411195598,0,0,0,null,0,0]
[268,"CloNgs110",1,4.0096114897526833,25413.800231132398,0,"GS",5,0.57723342209516748,0.60437372201316453,0.83705124089372529,1.0970310586362544,1.2026142145897361,1.2026142145897361,1.2889868661351127,1.2890846405144394,1.2453007447106357,1.1191895620457397,0.77552819282287611,0.85362126693691953,1524.828013867944,0,7185.2012568456685,0,0,0,1,0,null,null,2.4425773509180129,null,759.83014440846409,1,null,null,13.708,11.574999999999999,12.50331411195598,0,0,0,null,0,0]
[269,"CmiEgs110",1,1.5230021384457662,8042.7227875223252,0,"GS",5,0.57723342209516748,0.60437372201316453,0.83705124089372529,1.0970310586362544,1.2026142145897361,1.2026142145897361,1.2889868661351127,1.2890846405144394,1.2453007447106357,1.1191895620457397,0.77552819282287611,0.85362126693691953,482.56336725133957,0,2273.9055692495203,0,0,0,1,0,null,null,2.4425773509180129,null,240.46396688025084,1,null,null,13.708,11.574999999999999,12.50331411195598,0,0,0,null,0,0]
[270,"CmiNgs110",1,1.5230021384457662,8042.7227875223252,0,"GS",5,0.57723342209516748,0.60437372201316453,0.83705124089372529,1.0970310586362544,1.2026142145897361,1.2026142145897361,1.2889868661351127,1.2890846405144394,1.2453007447106357,1.1191895620457397,0.77552819282287611,0.85362126693691953,482.56336725133957,0,2273.9055692495203,0,0,0,1,0,null,null,2.4425773509180129,null,240.46396688025084,1,null,null,13.708,11.574999999999999,12.50331411195598,0,0,0,null,0,0]
[271,"CofEgs110",1,1.5230021384457662,8042.7227875223252,0,"GS",5,0.57723342209516748,0.60437372201316453,0.83705124089372529,1.0970310586362544,1.2026142145897361,1.2026142145897361,1.2889868661351127,1.2890846405144394,1.2453007447106357,1.1191895620457397,0.77552819282287611,0.85362126693691953,482.56336725133957,0,2273.9055692495203,0,0,0,1,0,null,null,2.4425773509180129,null,240.46396688025084,1,null,null,13.708,11.574999999999999,12.50331411195598,0,0,0,null,0,0]
[272,"CofNgs110",1,1.5230021384457662,8042.7227875223252,0,"GS",5,0.57723342209516748,0.60437372201316453,0.83705124089372529,1.0970310586362544,1.2026142145897361,1.2026142145897361,1.2889868661351127,1.2890846405144394,1.2453007447106357,1.1191895620457397,0.77552819282287611,0.85362126693691953,482.56336725133957,0,2273.9055692495203,0,0,0,1,0,null,null,2.4425773509180129,null,240.46396688025084,1,null,null,13.708,11.574999999999999,12.50331411195598,0,0,0,null,0,0]
[273,"CreEgs110",1,1.5230021384457662,8042.7227875223252,0,"GS",5,0.57723342209516748,0.60437372201316453,0.83705124089372529,1.0970310586362544,1.2026142145897361,1.2026142145897361,1.2889868661351127,1.2890846405144394,1.2453007447106357,1.1191895620457397,0.77552819282287611,0.85362126693691953,482.56336725133957,0,2273.9055692495203,0,0,0,1,0,null,null,2.4425773509180129,null,240.46396688025084,1,null,null,13.708,11.574999999999999,12.50331411195598,0,0,0,null,0,0]
[274,"CreNgs110",1,1.5230021384457662,8042.7227875223252,0,"GS",5,0.57723342209516748,0.60437372201316453,0.83705124089372529,1.0970310586362544,1.2026142145897361,1.2026142145897361,1.2889868661351127,1.2890846405144394,1.2453007447106357,1.1191895620457397,0.77552819282287611,0.85362126693691953,482.56336725133957,0,2273.9055692495203,0,0,0,1,0,null,null,2.4425773509180129,null,240.46396688025084,1,null,null,13.708,11.574999999999999,12.50331411195598,0,0,0,null,0,0]
[275,"CrtEgs110",1,1.5230021384457662,8042.7227875223252,0,"GS",5,0.57723342209516748,0.60437372201316453,0.83705124089372529,1.0970310586362544,1.2026142145897361,1.2026142145897361,1.2889868661351127,1.2890846405144394,1.2453007447106357,1.1191895620457397,0.77552819282287611,0.85362126693691953,482.56336725133957,0,2273.9055692495203,0,0,0,1,0,null,null,2.4425773509180129,null,240.46396688025084,1,null,null,13.708,11.574999999999999,12.50331411195598,0,0,0,null,0,0]
[276,"CrtNgs110",1,1.5230021384457662,8042.7227875223252,0,"GS",5,0.57723342209516748,0.60437372201316453,0.83705124089372529,1.0970310586362544,1.2026142145897361,1.2026142145897361,1.2889868661351127,1.2890846405144394,1.2453007447106357,1.1191895620457397,0.77552819282287611,0.85362126693691953,482.56336725133957,0,2273.9055692495203,0,0,0,1,0,null,null,2.4425773509180129,null,240.46396688025084,1,null,null,13.708,11.574999999999999,12.50331411195598,0,0,0,null,0,0]
[277,"CscEgs110",1,1.5230021384457662,8042.7227875223252,0,"GS",5,0.57723342209516748,0.60437372201316453,0.83705124089372529,1.0970310586362544,1.2026142145897361,1.2026142145897361,1.2889868661351127,1.2890846405144394,1.2453007447106357,1.1191895620457397,0.77552819282287611,0.85362126693691953,482.56336725133957,0,2273.9055692495203,0,0,0,1,0,null,null,2.4425773509180129,null,240.46396688025084,1,null,null,13.708,11.574999999999999,12.50331411195598,0,0,0,null,0,0]
[278,"CscNgs110",1,1.5230021384457662,8042.7227875223252,0,"GS",5,0.57723342209516748,0.60437372201316453,0.83705124089372529,1.0970310586362544,1.2026142145897361,1.2026142145897361,1.2889868661351127,1.2890846405144394,1.2453007447106357,1.1191895620457397,0.77552819282287611,0.85362126693691953,482.56336725133957,0,2273.9055692495203,0,0,0,1,0,null,null,2.4425773509180129,null,240.46396688025084,1,null,null,13.708,11.574999999999999,12.50331411195598,0,0,0,null,0,0]
[279,"CwaEgs110",1,1.5230021384457662,8042.7227875223252,0,"GS",5,0.57723342209516748,0.60437372201316453,0.83705124089372529,1.0970310586362544,1.2026142145897361,1.2026142145897361,1.2889868661351127,1.2890846405144394,1.2453007447106357,1.1191895620457397,0.77552819282287611,0.85362126693691953,482.56336725133957,0,2273.9055692495203,0,0,0,1,0,null,null,2.4425773509180129,null,240.46396688025084,1,null,null,13.708,11.574999999999999,12.50331411195598,0,0,0,null,0,0]
[280,"CwaNgs110",1,1.5230021384457662,8042.7227875223252,0,"GS",5,0.57723342209516748,0.60437372201316453,0.83705124089372529,1.0970310586362544,1.2026142145897361,1.2026142145897361,1.2889868661351127,1.2890846405144394,1.2453007447106357,1.1191895620457397,0.77552819282287611,0.85362126693691953,482.56336725133957,0,2273.9055692495203,0,0,0,1,0,null,null,2.4425773509180129,null,240.46396688025084,1,null,null,13.708,11.574999999999999,12.50331411195598,0,0,0,null,0,0]
[281,"CasEgs111",1,0.43274853801169588,5847.9532163742688,0,"GS",3,1,1,1,1,1,1,1,1,1,1,1,1,294.05380555225247,0,1982.4262758066436,0,0,0,1,0,null,null,2.9286815824011754,null,503.88826411073717,1,null,null,13.708,11.574999999999999,12.50331411195598,0,0,0,null,0,0]
[282,"CasNgs111",1,0.43274853801169588,5847.9532163742688,0,"GS",3,1,1,1,1,1,1,1,1,1,1,1,1,294.05380555225247,0,1982.4262758066436,0,0,0,1,0,null,null,2.9286815824011754,null,503.88826411073717,1,null,null,13.708,11.574999999999999,12.50331411195598,0,0,0,null,0,0]
[283,"CcoEgs111",1,1.0099009900990099,9900.9900990098813,0,"GS",3,1,1,1,1,1,1,1,1,1,1,1,1,497.85347276668398,0,2475.3031808105034,0,0,0,1,0,null,null,2.1598757776402708,null,-27.964145922164789,0,null,null,13.708,11.574999999999999,12.50331411195598,0,0,0,null,0,0]
[284,"CcoNgs111",1,1.0099009900990099,9900.9900990098813,0,"GS",3,1,1,1,1,1,1,1,1,1,1,1,1,497.85347276668398,0,2475.3031808105034,0,0,0,1,0,null,null,2.1598757776402708,null,-27.964145922164789,0,null,null,13.708,11.574999999999999,12.50331411195598,0,0,0,null,0,0]
[285,"CdaEgs111",1,1.0630630630630631,9009.0090090089943,0,"GS",3,1,1,1,1,1,1,1,1,1,1,1,1,453.00180855346929,0,2155.8702687191103,0,0,0,1,0,null,null,2.067400430477941,null,-121.87747902863384,0,null,null,13.708,11.574999999999999,12.50331411195598,0,0,0,null,0,0]
[286,"CdaNgs111",1,1.0630630630630631,9009.0090090089943,0,"GS",3,1,1,1,1,1,1,1,1,1,1,1,1,453.00180855346929,0,2155.8702687191103,0,0,0,1,0,null,null,2.067400430477941,null,-121.87747902863384,0,null,null,13.708,11.574999999999999,12.50331411195598,0,0,0,null,0,0]
[287,"CgrEgs111",1,0.6,7407.407407407406,0,"GS",3,1,1,1,1,1,1,1,1,1,1,1,1,372.46815369951975,0,960.03160171478146,0,0,0,1,0,null,null,1.1196912849373264,null,-912.78321310003298,0,null,null,13.708,11.574999999999999,12.50331411195598,0,0,0,null,0,0]
[288,"CgrNgs111",1,0.6,7407.407407407406,0,"GS",3,1,1,1,1,1,1,1,1,1,1,1,1,372.46815369951975,0,960.03160171478146,0,0,0,1,0,null,null,1.1196912849373264,null,-912.78321310003298,0,null,null,13.708,11.574999999999999,12.50331411195598,0,0,0,null,0,0]
[289,"CheEgs111",1,1.0347222222222223,6944.4444444444443,0,"GS",3,1,1,1,1,1,1,1,1,1,1,1,1,349.18889409329978,0,1834.0835446395522,0,0,0,1,0,null,null,2.2817108460310629,null,78.319655750663401,1,null,null,13.708,11.574999999999999,12.50331411195598,0,0,0,null,0,0]
[290,"CheNgs111",1,1.0347222222222223,6944.4444444444443,0,"GS",3,1,1,1,1,1,1,1,1,1,1,1,1,349.18889409329978,0,1834.0835446395522,0,0,0,1,0,null,null,2.2817108460310629,null,78.319655750663401,1,null,null,13.708,11.574999999999999,12.50331411195598,0,0,0,null,0,0]
[291,"ChoEgs111",1,1.0099009900990099,9900.9900990099013,0,"GS",3,1,1,1,1,1,1,1,1,1,1,1,1,497.85347276668494,0,1545.2273719995837,0,0,0,1,0,null,null,1.3483193483538483,null,-958.03995473308964,0,null,null,13.708,11.574999999999999,12.50331411195598,0,0,0,null,0,0]
[292,"ChoNgs111",1,1.0099009900990099,9900.9900990099013,0,"GS",3,1,1,1,1,1,1,1,1,1,1,1,1,497.85347276668494,0,1545.2273719995837,0,0,0,1,0,null,null,1.3483193483538483,null,-958.03995473308964,0,null,null,13.708,11.574999999999999,12.50331411195598,0,0,0,null,0,0]
[293,"CinEgs111",1,1.0810810810810811,9009.0090090090107,0,"GS",3,1,1,1,1,1,1,1,1,1,1,1,1,453.00180855347003,0,2320.4169456645222,0,0,0,1,0,null,null,2.2251946519979433,null,42.669197916774237,1,null,null,13.708,11.574999999999999,12.50331411195598,0,0,0,null,0,0]
[294,"CinNgs111",1,1.0810810810810811,9009.0090090090107,0,"GS",3,1,1,1,1,1,1,1,1,1,1,1,1,453.00180855347003,0,2320.4169456645222,0,0,0,1,0,null,null,2.2251946519979433,null,42.669197916774237,1,null,null,13.708,11.574999999999999,12.50331411195598,0,0,0,null,0,0]
[295,"CloEgs111",1,1.1682242990654206,9345.7943925233649,0,"GS",3,1,1,1,1,1,1,1,1,1,1,1,1,469.9364556021979,0,1726.0766041399811,0,0,0,1,0,null,null,1.5955956513432223,null,-636.82059212170111,0,null,null,13.708,11.574999999999999,12.50331411195598,0,0,0,null,0,0]
[296,"CloNgs111",1,1.1682242990654206,9345.7943925233649,0,"GS",3,1,1,1,1,1,1,1,1,1,1,1,1,469.9364556021979,0,1726.0766041399811,0,0,0,1,0,null,null,1.5955956513432223,null,-636.82059212170111,0,null,null,13.708,11.574999999999999,12.50331411195598,0,0,0,null,0,0]
[297,"CmiEgs111",1,1.0630630630630631,9009.0090090089943,0,"GS",3,1,1,1,1,1,1,1,1,1,1,1,1,453.00180855346935,0,1961.6475952030914,0,0,0,1,0,null,null,1.8811480178621469,null,-316.1001525446527,0,null,null,13.708,11.574999999999999,12.50331411195598,0,0,0,null,0,0]
[298,"CmiNgs111",1,1.0630630630630631,9009.0090090089943,0,"GS",3,1,1,1,1,1,1,1,1,1,1,1,1,453.00180855346935,0,1961.6475952030914,0,0,0,1,0,null,null,1.8811480178621469,null,-316.1001525446527,0,null,null,13.708,11.574999999999999,12.50331411195598,0,0,0,null,0,0]
[299,"CofEgs111",1,1.0630630630630631,9009.0090090090089,0,"GS",3,1,1,1,1,1,1,1,1,1,1,1,1,453.00180855347003,0,2154.1394156123692,0,0,0,1,0,null,null,2.0657406059004151,null,-123.6083321353783,0,null,null,13.708,11.574999999999999,12.50331411195598,0,0,0,null,0,0]
[300,"CofNgs111",1,1.0630630630630631,9009.0090090090089,0,"GS",3,1,1,1,1,1,1,1,1,1,1,1,1,453.00180855347003,0,2154.1394156123692,0,0,0,1,0,null,null,2.0657406059004151,null,-123.6083321353783,0,null,null,13.708,11.574999999999999,12.50331411195598,0,0,0,null,0,0]
[301,"CreEgs111",1,0.37313432835820898,7462.686567164169,0,"GS",3,1,1,1,1,1,1,1,1,1,1,1,1,375.24776678682917,0,1264.4276477868341,0,0,0,1,0,null,null,1.4637866505696415,null,-622.36339698928282,0,null,null,13.708,11.574999999999999,12.50331411195598,0,0,0,null,0,0]
[302,"CreNgs111",1,0.37313432835820898,7462.686567164169,0,"GS",3,1,1,1,1,1,1,1,1,1,1,1,1,375.24776678682917,0,1264.4276477868341,0,0,0,1,0,null,null,1.4637866505696415,null,-622.36339698928282,0,null,null,13.708,11.574999999999999,12.50331411195598,0,0,0,null,0,0]
[303,"CrtEgs111",1,0.55244755244755239,6993.0069930069794,0,"GS",3,1,1,1,1,1,1,1,1,1,1,1,1,351.63077447157394,0,1704.9149006917257,0,0,0,1,0,null,null,2.1062879550662399,null,-63.127057350228824,0,null,null,13.708,11.574999999999999,12.50331411195598,0,0,0,null,0,0]
[304,"CrtNgs111",1,0.55244755244755239,6993.0069930069794,0,"GS",3,1,1,1,1,1,1,1,1,1,1,1,1,351.63077447157394,0,1704.9149006917257,0,0,0,1,0,null,null,2.1062879550662399,null,-63.127057350228824,0,null,null,13.708,11.574999999999999,12.50331411195598,0,0,0,null,0,0]
[305,"CscEgs111",1,1.0388349514563107,9708.737864077646,0,"GS",3,1,1,1,1,1,1,1,1,1,1,1,1,488.18641504305873,0,3126.4803477306941,0,0,0,1,0,null,null,2.782094823466629,null,671.82015355594285,1,null,null,13.708,11.574999999999999,12.50331411195598,0,0,0,null,0,0]
[306,"CscNgs111",1,1.0388349514563107,9708.737864077646,0,"GS",3,1,1,1,1,1,1,1,1,1,1,1,1,488.18641504305873,0,3126.4803477306941,0,0,0,1,0,null,null,2.782094823466629,null,671.82015355594285,1,null,null,13.708,11.574999999999999,12.50331411195598,0,0,0,null,0,0]
[307,"CwaEgs111",1,0.72549019607843135,6535.9477124183013,0,"GS",3,1,1,1,1,1,1,1,1,1,1,1,1,328.64837091134103,0,1601.7802504438796,0,0,0,1,0,null,null,2.1172559681893182,null,-50.70340968683945,0,null,null,13.708,11.574999999999999,12.50331411195598,0,0,0,null,0,0]
[308,"CwaNgs111",1,0.72549019607843135,6535.9477124183013,0,"GS",3,1,1,1,1,1,1,1,1,1,1,1,1,328.64837091134103,0,1601.7802504438796,0,0,0,1,0,null,null,2.1172559681893182,null,-50.70340968683945,0,null,null,13.708,11.574999999999999,12.50331411195598,0,0,0,null,0,0]
[309,"CasTgs112",1,0.43274853801169594,5847.9532163742688,0,"GS",10,1,1,1,1,1,1,1,1,1,1,1,1,350.87719298245622,0,11392.823143129142,0,0,0,1,4882.6384899124887,null,null,16.830866155292298,null,9914.2851314332365,1,null,null,13.708,11.574999999999999,12.50331411195598,0,0,0,null,28915.310177150648,2980.5097339985309]
[310,"CasNgs112",1,0.43274853801169594,5847.9532163742688,0,"GS",10,1,1,1,1,1,1,1,1,1,1,1,1,350.87719298245622,0,11392.823143129142,0,0,0,1,4882.6384899124887,null,null,16.830866155292298,null,9914.2851314332365,1,null,null,13.708,11.574999999999999,12.50331411195598,0,0,0,null,28915.310177150648,2980.5097339985309]
[311,"CcoTgs112",1,1.0099009900990097,9900.9900990099013,0,"GS",10,1,1,1,1,1,1,1,1,1,1,1,1,594.05940594059416,0,19288.839182921613,0,0,0,1,8266.645364109263,null,null,16.830866155292291,null,16785.571856188941,1,null,null,13.708,11.574999999999999,12.50331411195598,0,0,0,null,48955.63276236254,5046.2104362131859]
[312,"CcoNgs112",1,1.0099009900990097,9900.9900990099013,0,"GS",10,1,1,1,1,1,1,1,1,1,1,1,1,594.05940594059416,0,19288.839182921613,0,0,0,1,8266.645364109263,null,null,16.830866155292291,null,16785.571856188941,1,null,null,13.708,11.574999999999999,12.50331411195598,0,0,0,null,48955.63276236254,5046.2104362131859]
[313,"CdaTgs112",1,1.0630630630630631,9009.0090090090089,0,"GS",10,1,1,1,1,1,1,1,1,1,1,1,1,540.54054054054063,0,17551.105923198946,0,0,0,1,7521.9025385138339,null,null,16.830866155292295,null,15273.358175451198,1,null,null,13.708,11.574999999999999,12.50331411195598,0,0,0,null,44545.207945014146,4591.596115334718]
[314,"CdaNgs112",1,1.0630630630630631,9009.0090090090089,0,"GS",10,1,1,1,1,1,1,1,1,1,1,1,1,540.54054054054063,0,17551.105923198946,0,0,0,1,7521.9025385138339,null,null,16.830866155292295,null,15273.358175451198,1,null,null,13.708,11.574999999999999,12.50331411195598,0,0,0,null,44545.207945014146,4591.596115334718]
[315,"CgrTgs112",1,0.6,7407.4074074074069,0,"GS",10,1,1,1,1,1,1,1,1,1,1,1,1,444.44444444444451,0,14430.909314630246,0,0,0,1,6184.6754205558191,null,null,16.830866155292298,null,12558.094499815432,1,null,null,13.708,11.574999999999999,12.50331411195598,0,0,0,null,36626.071539163997,3775.3135647449603]
[316,"CgrNgs112",1,0.6,7407.4074074074069,0,"GS",10,1,1,1,1,1,1,1,1,1,1,1,1,444.44444444444451,0,14430.909314630246,0,0,0,1,6184.6754205558191,null,null,16.830866155292298,null,12558.094499815432,1,null,null,13.708,11.574999999999999,12.50331411195598,0,0,0,null,36626.071539163997,3775.3135647449603]
[317,"CheTgs112",1,1.0347222222222221,6944.4444444444443,0,"GS",10,1,1,1,1,1,1,1,1,1,1,1,1,416.66666666666669,0,13528.977482465856,0,0,0,1,5798.13320677108,null,null,16.830866155292298,null,11773.213593576966,1,null,null,13.708,11.574999999999999,12.50331411195598,0,0,0,null,34336.932911094365,3539.35552308352]
[318,"CheNgs112",1,1.0347222222222221,6944.4444444444443,0,"GS",10,1,1,1,1,1,1,1,1,1,1,1,1,416.66666666666669,0,13528.977482465856,0,0,0,1,5798.13320677108,null,null,16.830866155292298,null,11773.213593576966,1,null,null,13.708,11.574999999999999,12.50331411195598,0,0,0,null,34336.932911094365,3539.35552308352]
[319,"ChoTgs112",1,1.0099009900990097,9900.9900990099013,0,"GS",10,1,1,1,1,1,1,1,1,1,1,1,1,594.05940594059416,0,19288.839182921613,0,0,0,1,8266.645364109263,null,null,16.830866155292291,null,16785.571856188941,1,null,null,13.708,11.574999999999999,12.50331411195598,0,0,0,null,48955.63276236254,5046.2104362131859]
[320,"ChoNgs112",1,1.0099009900990097,9900.9900990099013,0,"GS",10,1,1,1,1,1,1,1,1,1,1,1,1,594.05940594059416,0,19288.839182921613,0,0,0,1,8266.645364109263,null,null,16.830866155292291,null,16785.571856188941,1,null,null,13.708,11.574999999999999,12.50331411195598,0,0,0,null,48955.63276236254,5046.2104362131859]
[321,"CinTgs112",1,1.0810810810810811,9009.0090090090089,0,"GS",10,1,1,1,1,1,1,1,1,1,1,1,1,540.54054054054063,0,17551.105923198946,0,0,0,1,7521.9025385138339,null,null,16.830866155292295,null,15273.358175451198,1,null,null,13.708,11.574999999999999,12.50331411195598,0,0,0,null,44545.207945014146,4591.596115334718]
[322,"CinNgs112",1,1.0810810810810811,9009.0090090090089,0,"GS",10,1,1,1,1,1,1,1,1,1,1,1,1,540.54054054054063,0,17551.105923198946,0,0,0,1,7521.9025385138339,null,null,16.830866155292295,null,15273.358175451198,1,null,null,13.708,11.574999999999999,12.50331411195598,0,0,0,null,44545.207945014146,4591.596115334718]
[323,"CloTgs112",1,1.1682242990654204,9345.7943925233649,0,"GS",10,1,1,1,1,1,1,1,1,1,1,1,1,560.74766355140196,0,18207.22203247741,0,0,0,1,7803.095156776033,null,null,16.830866155292295,null,15844.324836215726,1,null,null,13.708,11.574999999999999,12.50331411195598,0,0,0,null,46210.464978959004,4763.2461778405068]
[324,"CloNgs112",1,1.1682242990654204,9345.7943925233649,0,"GS",10,1,1,1,1,1,1,1,1,1,1,1,1,560.74766355140196,0,18207.22203247741,0,0,0,1,7803.095156776033,null,null,16.830866155292295,null,15844.324836215726,1,null,null,13.708,11.574999999999999,12.50331411195598,0,0,0,null,46210.464978959004,4763.2461778405068]
[325,"CmiTgs112",1,1.0630630630630631,9009.0090090090089,0,"GS",10,1,1,1,1,1,1,1,1,1,1,1,1,540.54054054054063,0,17551.105923198946,0,0,0,1,7521.9025385138339,null,null,16.830866155292295,null,15273.358175451198,1,null,null,13.708,11.574999999999999,12.50331411195598,0,0,0,null,44545.207945014146,4591.596115334718]
[326,"CmiNgs112",1,1.0630630630630631,9009.0090090090089,0,"GS",10,1,1,1,1,1,1,1,1,1,1,1,1,540.54054054054063,0,17551.105923198946,0,0,0,1,7521.9025385138339,null,null,16.830866155292295,null,15273.358175451198,1,null,null,13.708,11.574999999999999,12.50331411195598,0,0,0,null,44545.207945014146,4591.596115334718]
[327,"CofTgs112",1,1.0630630630630631,9009.0090090090089,0,"GS",10,1,1,1,1,1,1,1,1,1,1,1,1,540.54054054054063,0,17551.105923198946,0,0,0,1,7521.9025385138339,null,null,16.830866155292295,null,15273.358175451198,1,null,null,13.708,11.574999999999999,12.50331411195598,0,0,0,null,44545.207945014146,4591.596115334718]
[328,"CofNgs112",1,1.0630630630630631,9009.0090090090089,0,"GS",10,1,1,1,1,1,1,1,1,1,1,1,1,540.54054054054063,0,17551.105923198946,0,0,0,1,7521.9025385138339,null,null,16.830866155292295,null,15273.358175451198,1,null,null,13.708,11.574999999999999,12.50331411195598,0,0,0,null,44545.207945014146,4591.596115334718]
[329,"CreTgs112",1,0.37313432835820898,7462.6865671641799,0,"GS",10,1,1,1,1,1,1,1,1,1,1,1,1,447.76119402985086,0,14538.602667724501,0,0,0,1,6230.8297147390713,null,null,16.830866155292295,null,12651.811622948382,1,null,null,13.708,11.574999999999999,12.50331411195598,0,0,0,null,36899.385374630452,3803.4859945772355]
[330,"CreNgs112",1,0.37313432835820898,7462.6865671641799,0,"GS",10,1,1,1,1,1,1,1,1,1,1,1,1,447.76119402985086,0,14538.602667724501,0,0,0,1,6230.8297147390713,null,null,16.830866155292295,null,12651.811622948382,1,null,null,13.708,11.574999999999999,12.50331411195598,0,0,0,null,36899.385374630452,3803.4859945772355]
[331,"CrtTgs112",1,0.5524475524475525,6993.0069930069931,0,"GS",10,1,1,1,1,1,1,1,1,1,1,1,1,419.58041958041963,0,13623.585716608974,0,0,0,1,5838.6795928324173,null,null,16.830866155292298,null,11855.543758567015,1,null,null,13.708,11.574999999999999,12.50331411195598,0,0,0,null,34577.062138937035,3564.1073758776911]
[332,"CrtNgs112",1,0.5524475524475525,6993.0069930069931,0,"GS",10,1,1,1,1,1,1,1,1,1,1,1,1,419.58041958041963,0,13623.585716608974,0,0,0,1,5838.6795928324173,null,null,16.830866155292298,null,11855.543758567015,1,null,null,13.708,11.574999999999999,12.50331411195598,0,0,0,null,34577.062138937035,3564.1073758776911]
[333,"CscTgs112",1,1.0388349514563107,9708.7378640776697,0,"GS",10,1,1,1,1,1,1,1,1,1,1,1,1,582.52427184466023,0,18914.298616262942,0,0,0,1,8106.1279783984028,null,null,16.830866155292295,null,16459.638422088185,1,null,null,13.708,11.574999999999999,12.50331411195598,0,0,0,null,48005.031090869044,4948.2250603799866]
[334,"CscNgs112",1,1.0388349514563107,9708.7378640776697,0,"GS",10,1,1,1,1,1,1,1,1,1,1,1,1,582.52427184466023,0,18914.298616262942,0,0,0,1,8106.1279783984028,null,null,16.830866155292295,null,16459.638422088185,1,null,null,13.708,11.574999999999999,12.50331411195598,0,0,0,null,48005.031090869044,4948.2250603799866]
[335,"CwaTgs112",1,0.72549019607843146,6535.9477124183013,0,"GS",10,1,1,1,1,1,1,1,1,1,1,1,1,392.15686274509812,0,12733.155277614922,0,0,0,1,5457.0665475492524,null,null,16.830866155292295,null,11080.671617484202,1,null,null,13.708,11.574999999999999,12.50331411195598,0,0,0,null,32317.118039068329,3331.1586249673878]
[336,"CwaNgs112",1,0.72549019607843146,6535.9477124183013,0,"GS",10,1,1,1,1,1,1,1,1,1,1,1,1,392.15686274509812,0,12733.155277614922,0,0,0,1,5457.0665475492524,null,null,16.830866155292295,null,11080.671617484202,1,null,null,13.708,11.574999999999999,12.50331411195598,0,0,0,null,32317.118039068329,3331.1586249673878]
[337,"CasTgs113",1,0.43274853801169594,5847.9532163742551,0,"GS",6,0.57723342209516748,0.60437372201316453,0.83705124089372529,1.0970310586362544,1.2026142145897361,1.2026142145897361,1.2889868661351127,1.2890846405144394,1.2453007447106357,1.1191895620457397,0.77552819282287611,0.85362126693691953,350.87719298245537,0,2301.0180601856528,0,0,0,1,0,null,null,3.3993441753066742,null,822.48004848974995,1,null,null,13.708,11.574999999999999,12.50331411195598,0,0,0,null,0,0]
[338,"CasNgs113",1,0.43274853801169594,5847.9532163742551,0,"GS",6,0.57723342209516748,0.60437372201316453,0.83705124089372529,1.0970310586362544,1.2026142145897361,1.2026142145897361,1.2889868661351127,1.2890846405144394,1.2453007447106357,1.1191895620457397,0.77552819282287611,0.85362126693691953,350.87719298245537,0,2301.0180601856528,0,0,0,1,0,null,null,3.3993441753066742,null,822.48004848974995,1,null,null,13.708,11.574999999999999,12.50331411195598,0,0,0,null,0,0]
[339,"CcoTgs113",1,1.0099009900990099,9900.9900990098777,0,"GS",6,0.57723342209516748,0.60437372201316453,0.83705124089372529,1.0970310586362544,1.2026142145897361,1.2026142145897361,1.2889868661351127,1.2890846405144394,1.2453007447106357,1.1191895620457397,0.77552819282287611,0.85362126693691953,594.05940594059268,0,3895.7830523935313,0,0,0,1,0,null,null,3.3993441753066751,null,1392.5157256608643,1,null,null,13.708,11.574999999999999,12.50331411195598,0,0,0,null,0,0]
[340,"CcoNgs113",1,1.0099009900990099,9900.9900990098777,0,"GS",6,0.57723342209516748,0.60437372201316453,0.83705124089372529,1.0970310586362544,1.2026142145897361,1.2026142145897361,1.2889868661351127,1.2890846405144394,1.2453007447106357,1.1191895620457397,0.77552819282287611,0.85362126693691953,594.05940594059268,0,3895.7830523935313,0,0,0,1,0,null,null,3.3993441753066751,null,1392.5157256608643,1,null,null,13.708,11.574999999999999,12.50331411195598,0,0,0,null,0,0]
[341,"CdaTgs113",1,1.0630630630630631,9009.0090090089871,0,"GS",6,0.57723342209516748,0.60437372201316453,0.83705124089372529,1.0970310586362544,1.2026142145897361,1.2026142145897361,1.2889868661351127,1.2890846405144394,1.2453007447106357,1.1191895620457397,0.77552819282287611,0.85362126693691953,540.54054054053927,0,3544.8116062319514,0,0,0,1,0,null,null,3.3993441753066747,null,1267.0638584842093,1,null,null,13.708,11.574999999999999,12.50331411195598,0,0,0,null,0,0]
[342,"CdaNgs113",1,1.0630630630630631,9009.0090090089871,0,"GS",6,0.57723342209516748,0.60437372201316453,0.83705124089372529,1.0970310586362544,1.2026142145897361,1.2026142145897361,1.2889868661351127,1.2890846405144394,1.2453007447106357,1.1191895620457397,0.77552819282287611,0.85362126693691953,540.54054054053927,0,3544.8116062319514,0,0,0,1,0,null,null,3.3993441753066747,null,1267.0638584842093,1,null,null,13.708,11.574999999999999,12.50331411195598,0,0,0,null,0,0]
[343,"CgrTgs113",1,0.6,7407.4074074073897,0,"GS",6,0.57723342209516748,0.60437372201316453,0.83705124089372529,1.0970310586362544,1.2026142145897361,1.2026142145897361,1.2889868661351127,1.2890846405144394,1.2453007447106357,1.1191895620457397,0.77552819282287611,0.85362126693691953,444.44444444444343,0,2914.6228762351602,0,0,0,1,0,null,null,3.3993441753066747,null,1041.8080614203498,1,null,null,13.708,11.574999999999999,12.50331411195598,0,0,0,null,0,0]
[344,"CgrNgs113",1,0.6,7407.4074074073897,0,"GS",6,0.57723342209516748,0.60437372201316453,0.83705124089372529,1.0970310586362544,1.2026142145897361,1.2026142145897361,1.2889868661351127,1.2890846405144394,1.2453007447106357,1.1191895620457397,0.77552819282287611,0.85362126693691953,444.44444444444343,0,2914.6228762351602,0,0,0,1,0,null,null,3.3993441753066747,null,1041.8080614203498,1,null,null,13.708,11.574999999999999,12.50331411195598,0,0,0,null,0,0]
[345,"CheTgs113",1,1.0347222222222221,6944.4444444444271,0,"GS",6,0.57723342209516748,0.60437372201316453,0.83705124089372529,1.0970310586362544,1.2026142145897361,1.2026142145897361,1.2889868661351127,1.2890846405144394,1.2453007447106357,1.1191895620457397,0.77552819282287611,0.85362126693691953,416.66666666666572,0,2732.4589464704627,0,0,0,1,0,null,null,3.3993441753066751,null,976.69505758157823,1,null,null,13.708,11.574999999999999,12.50331411195598,0,0,0,null,0,0]
[346,"CheNgs113",1,1.0347222222222221,6944.4444444444271,0,"GS",6,0.57723342209516748,0.60437372201316453,0.83705124089372529,1.0970310586362544,1.2026142145897361,1.2026142145897361,1.2889868661351127,1.2890846405144394,1.2453007447106357,1.1191895620457397,0.77552819282287611,0.85362126693691953,416.66666666666572,0,2732.4589464704627,0,0,0,1,0,null,null,3.3993441753066751,null,976.69505758157823,1,null,null,13.708,11.574999999999999,12.50331411195598,0,0,0,null,0,0]
[347,"ChoTgs113",1,1.0099009900990099,9900.9900990098777,0,"GS",6,0.57723342209516748,0.60437372201316453,0.83705124089372529,1.0970310586362544,1.2026142145897361,1.2026142145897361,1.2889868661351127,1.2890846405144394,1.2453007447106357,1.1191895620457397,0.77552819282287611,0.85362126693691953,594.05940594059268,0,3895.7830523935313,0,0,0,1,0,null,null,3.3993441753066751,null,1392.5157256608643,1,null,null,13.708,11.574999999999999,12.50331411195598,0,0,0,null,0,0]
[348,"ChoNgs113",1,1.0099009900990099,9900.9900990098777,0,"GS",6,0.57723342209516748,0.60437372201316453,0.83705124089372529,1.0970310586362544,1.2026142145897361,1.2026142145897361,1.2889868661351127,1.2890846405144394,1.2453007447106357,1.1191895620457397,0.77552819282287611,0.85362126693691953,594.05940594059268,0,3895.7830523935313,0,0,0,1,0,null,null,3.3993441753066751,null,1392.5157256608643,1,null,null,13.708,11.574999999999999,12.50331411195598,0,0,0,null,0,0]
[349,"CinTgs113",1,1.0810810810810809,9009.0090090089871,0,"GS",6,0.57723342209516748,0.60437372201316453,0.83705124089372529,1.0970310586362544,1.2026142145897361,1.2026142145897361,1.2889868661351127,1.2890846405144394,1.2453007447106357,1.1191895620457397,0.77552819282287611,0.85362126693691953,540.54054054053927,0,3544.8116062319514,0,0,0,1,0,null,null,3.3993441753066747,null,1267.0638584842093,1,null,null,13.708,11.574999999999999,12.50331411195598,0,0,0,null,0,0]
[350,"CinNgs113",1,1.0810810810810809,9009.0090090089871,0,"GS",6,0.57723342209516748,0.60437372201316453,0.83705124089372529,1.0970310586362544,1.2026142145897361,1.2026142145897361,1.2889868661351127,1.2890846405144394,1.2453007447106357,1.1191895620457397,0.77552819282287611,0.85362126693691953,540.54054054053927,0,3544.8116062319514,0,0,0,1,0,null,null,3.3993441753066747,null,1267.0638584842093,1,null,null,13.708,11.574999999999999,12.50331411195598,0,0,0,null,0,0]
[351,"CloTgs113",1,1.1682242990654206,9345.7943925233412,0,"GS",6,0.57723342209516748,0.60437372201316453,0.83705124089372529,1.0970310586362544,1.2026142145897361,1.2026142145897361,1.2889868661351127,1.2890846405144394,1.2453007447106357,1.1191895620457397,0.77552819282287611,0.85362126693691953,560.74766355140059,0,3677.3279279602489,0,0,0,1,0,null,null,3.3993441753066751,null,1314.4307316985726,1,null,null,13.708,11.574999999999999,12.50331411195598,0,0,0,null,0,0]
[352,"CloNgs113",1,1.1682242990654206,9345.7943925233412,0,"GS",6,0.57723342209516748,0.60437372201316453,0.83705124089372529,1.0970310586362544,1.2026142145897361,1.2026142145897361,1.2889868661351127,1.2890846405144394,1.2453007447106357,1.1191895620457397,0.77552819282287611,0.85362126693691953,560.74766355140059,0,3677.3279279602489,0,0,0,1,0,null,null,3.3993441753066751,null,1314.4307316985726,1,null,null,13.708,11.574999999999999,12.50331411195598,0,0,0,null,0,0]
[353,"CmiTgs113",1,1.0630630630630631,9009.0090090089871,0,"GS",6,0.57723342209516748,0.60437372201316453,0.83705124089372529,1.0970310586362544,1.2026142145897361,1.2026142145897361,1.2889868661351127,1.2890846405144394,1.2453007447106357,1.1191895620457397,0.77552819282287611,0.85362126693691953,540.54054054053927,0,3544.8116062319514,0,0,0,1,0,null,null,3.3993441753066747,null,1267.0638584842093,1,null,null,13.708,11.574999999999999,12.50331411195598,0,0,0,null,0,0]
[354,"CmiNgs113",1,1.0630630630630631,9009.0090090089871,0,"GS",6,0.57723342209516748,0.60437372201316453,0.83705124089372529,1.0970310586362544,1.2026142145897361,1.2026142145897361,1.2889868661351127,1.2890846405144394,1.2453007447106357,1.1191895620457397,0.77552819282287611,0.85362126693691953,540.54054054053927,0,3544.8116062319514,0,0,0,1,0,null,null,3.3993441753066747,null,1267.0638584842093,1,null,null,13.708,11.574999999999999,12.50331411195598,0,0,0,null,0,0]
[355,"CofTgs113",1,1.0630630630630631,9009.0090090089871,0,"GS",6,0.57723342209516748,0.60437372201316453,0.83705124089372529,1.0970310586362544,1.2026142145897361,1.2026142145897361,1.2889868661351127,1.2890846405144394,1.2453007447106357,1.1191895620457397,0.77552819282287611,0.85362126693691953,540.54054054053927,0,3544.8116062319514,0,0,0,1,0,null,null,3.3993441753066747,null,1267.0638584842093,1,null,null,13.708,11.574999999999999,12.50331411195598,0,0,0,null,0,0]
[356,"CofNgs113",1,1.0630630630630631,9009.0090090089871,0,"GS",6,0.57723342209516748,0.60437372201316453,0.83705124089372529,1.0970310586362544,1.2026142145897361,1.2026142145897361,1.2889868661351127,1.2890846405144394,1.2453007447106357,1.1191895620457397,0.77552819282287611,0.85362126693691953,540.54054054053927,0,3544.8116062319514,0,0,0,1,0,null,null,3.3993441753066747,null,1267.0638584842093,1,null,null,13.708,11.574999999999999,12.50331411195598,0,0,0,null,0,0]
[357,"CreTgs113",1,0.37313432835820898,7462.6865671641617,0,"GS",6,0.57723342209516748,0.60437372201316453,0.83705124089372529,1.0970310586362544,1.2026142145897361,1.2026142145897361,1.2889868661351127,1.2890846405144394,1.2453007447106357,1.1191895620457397,0.77552819282287611,0.85362126693691953,447.76119402984972,0,2936.3737932219901,0,0,0,1,0,null,null,3.3993441753066751,null,1049.582748445875,1,null,null,13.708,11.574999999999999,12.50331411195598,0,0,0,null,0,0]
[358,"CreNgs113",1,0.37313432835820898,7462.6865671641617,0,"GS",6,0.57723342209516748,0.60437372201316453,0.83705124089372529,1.0970310586362544,1.2026142145897361,1.2026142145897361,1.2889868661351127,1.2890846405144394,1.2453007447106357,1.1191895620457397,0.77552819282287611,0.85362126693691953,447.76119402984972,0,2936.3737932219901,0,0,0,1,0,null,null,3.3993441753066751,null,1049.582748445875,1,null,null,13.708,11.574999999999999,12.50331411195598,0,0,0,null,0,0]
[359,"CrtTgs113",1,0.55244755244755239,6993.0069930069758,0,"GS",6,0.57723342209516748,0.60437372201316453,0.83705124089372529,1.0970310586362544,1.2026142145897361,1.2026142145897361,1.2889868661351127,1.2890846405144394,1.2453007447106357,1.1191895620457397,0.77552819282287611,0.85362126693691953,419.58041958041861,0,2751.5670509912352,0,0,0,1,0,null,null,3.3993441753066747,null,983.52509294928143,1,null,null,13.708,11.574999999999999,12.50331411195598,0,0,0,null,0,0]
[360,"CrtNgs113",1,0.55244755244755239,6993.0069930069758,0,"GS",6,0.57723342209516748,0.60437372201316453,0.83705124089372529,1.0970310586362544,1.2026142145897361,1.2026142145897361,1.2889868661351127,1.2890846405144394,1.2453007447106357,1.1191895620457397,0.77552819282287611,0.85362126693691953,419.58041958041861,0,2751.5670509912352,0,0,0,1,0,null,null,3.3993441753066747,null,983.52509294928143,1,null,null,13.708,11.574999999999999,12.50331411195598,0,0,0,null,0,0]
[361,"CscTgs113",1,1.0388349514563107,9708.737864077646,0,"GS",6,0.57723342209516748,0.60437372201316453,0.83705124089372529,1.0970310586362544,1.2026142145897361,1.2026142145897361,1.2889868661351127,1.2890846405144394,1.2453007447106357,1.1191895620457397,0.77552819282287611,0.85362126693691953,582.52427184465887,0,3820.1367795315209,0,0,0,1,0,null,null,3.3993441753066755,null,1365.4765853567696,1,null,null,13.708,11.574999999999999,12.50331411195598,0,0,0,null,0,0]
[362,"CscNgs113",1,1.0388349514563107,9708.737864077646,0,"GS",6,0.57723342209516748,0.60437372201316453,0.83705124089372529,1.0970310586362544,1.2026142145897361,1.2026142145897361,1.2889868661351127,1.2890846405144394,1.2453007447106357,1.1191895620457397,0.77552819282287611,0.85362126693691953,582.52427184465887,0,3820.1367795315209,0,0,0,1,0,null,null,3.3993441753066755,null,1365.4765853567696,1,null,null,13.708,11.574999999999999,12.50331411195598,0,0,0,null,0,0]
[363,"CwaTgs113",1,0.72549019607843135,6535.947712418284,0,"GS",6,0.57723342209516748,0.60437372201316453,0.83705124089372529,1.0970310586362544,1.2026142145897361,1.2026142145897361,1.2889868661351127,1.2890846405144394,1.2453007447106357,1.1191895620457397,0.77552819282287611,0.85362126693691953,392.1568627450971,0,2571.7260672663178,0,0,0,1,0,null,null,3.3993441753066751,null,919.24240713560289,1,null,null,13.708,11.574999999999999,12.50331411195598,0,0,0,null,0,0]
[364,"CwaNgs113",1,0.72549019607843135,6535.947712418284,0,"GS",6,0.57723342209516748,0.60437372201316453,0.83705124089372529,1.0970310586362544,1.2026142145897361,1.2026142145897361,1.2889868661351127,1.2890846405144394,1.2453007447106357,1.1191895620457397,0.77552819282287611,0.85362126693691953,392.1568627450971,0,2571.7260672663178,0,0,0,1,0,null,null,3.3993441753066751,null,919.24240713560289,1,null,null,13.708,11.574999999999999,12.50331411195598,0,0,0,null,0,0]
[365,"CasTgs114",1,0.43274853801169588,5847.9532163742615,0,"GS",4,0.57723342209516748,0.60437372201316453,0.83705124089372529,1.0970310586362544,1.2026142145897361,1.2026142145897361,1.2889868661351127,1.2890846405144394,1.2453007447106357,1.1191895620457397,0.77552819282287611,0.85362126693691953,350.87719298245571,0,1637.4269005847955,0,0,0,1,0,null,null,2.419006479481645,null,158.88888888889096,1,null,null,13.708,11.574999999999999,12.50331411195598,0,0,0,null,0,0]
[366,"CasNgs114",1,0.43274853801169588,5847.9532163742615,0,"GS",4,0.57723342209516748,0.60437372201316453,0.83705124089372529,1.0970310586362544,1.2026142145897361,1.2026142145897361,1.2889868661351127,1.2890846405144394,1.2453007447106357,1.1191895620457397,0.77552819282287611,0.85362126693691953,350.87719298245571,0,1637.4269005847955,0,0,0,1,0,null,null,2.419006479481645,null,158.88888888889096,1,null,null,13.708,11.574999999999999,12.50331411195598,0,0,0,null,0,0]
[367,"CcoTgs114",1,1.0099009900990099,9900.9900990098886,0,"GS",4,0.57723342209516748,0.60437372201316453,0.83705124089372529,1.0970310586362544,1.2026142145897361,1.2026142145897361,1.2889868661351127,1.2890846405144394,1.2453007447106357,1.1191895620457397,0.77552819282287611,0.85362126693691953,594.05940594059336,0,2772.2772277227723,0,0,0,1,0,null,null,2.4190064794816446,null,269.0099009901021,1,null,null,13.708,11.574999999999999,12.50331411195598,0,0,0,null,0,0]
[368,"CcoNgs114",1,1.0099009900990099,9900.9900990098886,0,"GS",4,0.57723342209516748,0.60437372201316453,0.83705124089372529,1.0970310586362544,1.2026142145897361,1.2026142145897361,1.2889868661351127,1.2890846405144394,1.2453007447106357,1.1191895620457397,0.77552819282287611,0.85362126693691953,594.05940594059336,0,2772.2772277227723,0,0,0,1,0,null,null,2.4190064794816446,null,269.0099009901021,1,null,null,13.708,11.574999999999999,12.50331411195598,0,0,0,null,0,0]
[369,"CdaTgs114",1,1.0630630630630631,9009.009009008998,0,"GS",4,0.57723342209516748,0.60437372201316453,0.83705124089372529,1.0970310586362544,1.2026142145897361,1.2026142145897361,1.2889868661351127,1.2890846405144394,1.2453007447106357,1.1191895620457397,0.77552819282287611,0.85362126693691953,540.54054054053984,0,2522.5225225225226,0,0,0,1,0,null,null,2.4190064794816446,null,244.7747747747776,1,null,null,13.708,11.574999999999999,12.50331411195598,0,0,0,null,0,0]
[370,"CdaNgs114",1,1.0630630630630631,9009.009009008998,0,"GS",4,0.57723342209516748,0.60437372201316453,0.83705124089372529,1.0970310586362544,1.2026142145897361,1.2026142145897361,1.2889868661351127,1.2890846405144394,1.2453007447106357,1.1191895620457397,0.77552819282287611,0.85362126693691953,540.54054054053984,0,2522.5225225225226,0,0,0,1,0,null,null,2.4190064794816446,null,244.7747747747776,1,null,null,13.708,11.574999999999999,12.50331411195598,0,0,0,null,0,0]
[371,"CgrTgs114",1,0.6,7407.4074074073978,0,"GS",4,0.57723342209516748,0.60437372201316453,0.83705124089372529,1.0970310586362544,1.2026142145897361,1.2026142145897361,1.2889868661351127,1.2890846405144394,1.2453007447106357,1.1191895620457397,0.77552819282287611,0.85362126693691953,444.44444444444389,0,2074.0740740740744,0,0,0,1,0,null,null,2.419006479481645,null,201.25925925926208,1,null,null,13.708,11.574999999999999,12.50331411195598,0,0,0,null,0,0]
[372,"CgrNgs114",1,0.6,7407.4074074073978,0,"GS",4,0.57723342209516748,0.60437372201316453,0.83705124089372529,1.0970310586362544,1.2026142145897361,1.2026142145897361,1.2889868661351127,1.2890846405144394,1.2453007447106357,1.1191895620457397,0.77552819282287611,0.85362126693691953,444.44444444444389,0,2074.0740740740744,0,0,0,1,0,null,null,2.419006479481645,null,201.25925925926208,1,null,null,13.708,11.574999999999999,12.50331411195598,0,0,0,null,0,0]
[373,"CheTgs114",1,1.0347222222222221,6944.4444444444362,0,"GS",4,0.57723342209516748,0.60437372201316453,0.83705124089372529,1.0970310586362544,1.2026142145897361,1.2026142145897361,1.2889868661351127,1.2890846405144394,1.2453007447106357,1.1191895620457397,0.77552819282287611,0.85362126693691953,416.66666666666617,0,1944.4444444444446,0,0,0,1,0,null,null,2.4190064794816446,null,188.68055555555782,1,null,null,13.708,11.574999999999999,12.50331411195598,0,0,0,null,0,0]
[374,"CheNgs114",1,1.0347222222222221,6944.4444444444362,0,"GS",4,0.57723342209516748,0.60437372201316453,0.83705124089372529,1.0970310586362544,1.2026142145897361,1.2026142145897361,1.2889868661351127,1.2890846405144394,1.2453007447106357,1.1191895620457397,0.77552819282287611,0.85362126693691953,416.66666666666617,0,1944.4444444444446,0,0,0,1,0,null,null,2.4190064794816446,null,188.68055555555782,1,null,null,13.708,11.574999999999999,12.50331411195598,0,0,0,null,0,0]
[375,"ChoTgs114",1,1.0099009900990099,9900.9900990098886,0,"GS",4,0.57723342209516748,0.60437372201316453,0.83705124089372529,1.0970310586362544,1.2026142145897361,1.2026142145897361,1.2889868661351127,1.2890846405144394,1.2453007447106357,1.1191895620457397,0.77552819282287611,0.85362126693691953,594.05940594059336,0,2772.2772277227723,0,0,0,1,0,null,null,2.4190064794816446,null,269.0099009901021,1,null,null,13.708,11.574999999999999,12.50331411195598,0,0,0,null,0,0]
[376,"ChoNgs114",1,1.0099009900990099,9900.9900990098886,0,"GS",4,0.57723342209516748,0.60437372201316453,0.83705124089372529,1.0970310586362544,1.2026142145897361,1.2026142145897361,1.2889868661351127,1.2890846405144394,1.2453007447106357,1.1191895620457397,0.77552819282287611,0.85362126693691953,594.05940594059336,0,2772.2772277227723,0,0,0,1,0,null,null,2.4190064794816446,null,269.0099009901021,1,null,null,13.708,11.574999999999999,12.50331411195598,0,0,0,null,0,0]
[377,"CinTgs114",1,1.0810810810810811,9009.009009008998,0,"GS",4,0.57723342209516748,0.60437372201316453,0.83705124089372529,1.0970310586362544,1.2026142145897361,1.2026142145897361,1.2889868661351127,1.2890846405144394,1.2453007447106357,1.1191895620457397,0.77552819282287611,0.85362126693691953,540.54054054053984,0,2522.5225225225226,0,0,0,1,0,null,null,2.4190064794816446,null,244.7747747747776,1,null,null,13.708,11.574999999999999,12.50331411195598,0,0,0,null,0,0]
[378,"CinNgs114",1,1.0810810810810811,9009.009009008998,0,"GS",4,0.57723342209516748,0.60437372201316453,0.83705124089372529,1.0970310586362544,1.2026142145897361,1.2026142145897361,1.2889868661351127,1.2890846405144394,1.2453007447106357,1.1191895620457397,0.77552819282287611,0.85362126693691953,540.54054054053984,0,2522.5225225225226,0,0,0,1,0,null,null,2.4190064794816446,null,244.7747747747776,1,null,null,13.708,11.574999999999999,12.50331411195598,0,0,0,null,0,0]
[379,"CloTgs114",1,1.1682242990654206,9345.794392523354,0,"GS",4,0.57723342209516748,0.60437372201316453,0.83705124089372529,1.0970310586362544,1.2026142145897361,1.2026142145897361,1.2889868661351127,1.2890846405144394,1.2453007447106357,1.1191895620457397,0.77552819282287611,0.85362126693691953,560.74766355140116,0,2616.8224299065423,0,0,0,1,0,null,null,2.4190064794816442,null,253.9252336448626,1,null,null,13.708,11.574999999999999,12.50331411195598,0,0,0,null,0,0]
[380,"CloNgs114",1,1.1682242990654206,9345.794392523354,0,"GS",4,0.57723342209516748,0.60437372201316453,0.83705124089372529,1.0970310586362544,1.2026142145897361,1.2026142145897361,1.2889868661351127,1.2890846405144394,1.2453007447106357,1.1191895620457397,0.77552819282287611,0.85362126693691953,560.74766355140116,0,2616.8224299065423,0,0,0,1,0,null,null,2.4190064794816442,null,253.9252336448626,1,null,null,13.708,11.574999999999999,12.50331411195598,0,0,0,null,0,0]
[381,"CmiTgs114",1,1.0630630630630631,9009.009009008998,0,"GS",4,0.57723342209516748,0.60437372201316453,0.83705124089372529,1.0970310586362544,1.2026142145897361,1.2026142145897361,1.2889868661351127,1.2890846405144394,1.2453007447106357,1.1191895620457397,0.77552819282287611,0.85362126693691953,540.54054054053984,0,2522.5225225225226,0,0,0,1,0,null,null,2.4190064794816446,null,244.7747747747776,1,null,null,13.708,11.574999999999999,12.50331411195598,0,0,0,null,0,0]
[382,"CmiNgs114",1,1.0630630630630631,9009.009009008998,0,"GS",4,0.57723342209516748,0.60437372201316453,0.83705124089372529,1.0970310586362544,1.2026142145897361,1.2026142145897361,1.2889868661351127,1.2890846405144394,1.2453007447106357,1.1191895620457397,0.77552819282287611,0.85362126693691953,540.54054054053984,0,2522.5225225225226,0,0,0,1,0,null,null,2.4190064794816446,null,244.7747747747776,1,null,null,13.708,11.574999999999999,12.50331411195598,0,0,0,null,0,0]
[383,"CofTgs114",1,1.0630630630630631,9009.009009008998,0,"GS",4,0.57723342209516748,0.60437372201316453,0.83705124089372529,1.0970310586362544,1.2026142145897361,1.2026142145897361,1.2889868661351127,1.2890846405144394,1.2453007447106357,1.1191895620457397,0.77552819282287611,0.85362126693691953,540.54054054053984,0,2522.5225225225226,0,0,0,1,0,null,null,2.4190064794816446,null,244.7747747747776,1,null,null,13.708,11.574999999999999,12.50331411195598,0,0,0,null,0,0]
[384,"CofNgs114",1,1.0630630630630631,9009.009009008998,0,"GS",4,0.57723342209516748,0.60437372201316453,0.83705124089372529,1.0970310586362544,1.2026142145897361,1.2026142145897361,1.2889868661351127,1.2890846405144394,1.2453007447106357,1.1191895620457397,0.77552819282287611,0.85362126693691953,540.54054054053984,0,2522.5225225225226,0,0,0,1,0,null,null,2.4190064794816446,null,244.7747747747776,1,null,null,13.708,11.574999999999999,12.50331411195598,0,0,0,null,0,0]
[385,"CreTgs114",1,0.37313432835820898,7462.6865671641699,0,"GS",4,0.57723342209516748,0.60437372201316453,0.83705124089372529,1.0970310586362544,1.2026142145897361,1.2026142145897361,1.2889868661351127,1.2890846405144394,1.2453007447106357,1.1191895620457397,0.77552819282287611,0.85362126693691953,447.76119402985017,0,2089.5522388059703,0,0,0,1,0,null,null,2.4190064794816446,null,202.7611940298533,1,null,null,13.708,11.574999999999999,12.50331411195598,0,0,0,null,0,0]
[386,"CreNgs114",1,0.37313432835820898,7462.6865671641699,0,"GS",4,0.57723342209516748,0.60437372201316453,0.83705124089372529,1.0970310586362544,1.2026142145897361,1.2026142145897361,1.2889868661351127,1.2890846405144394,1.2453007447106357,1.1191895620457397,0.77552819282287611,0.85362126693691953,447.76119402985017,0,2089.5522388059703,0,0,0,1,0,null,null,2.4190064794816446,null,202.7611940298533,1,null,null,13.708,11.574999999999999,12.50331411195598,0,0,0,null,0,0]
[387,"CrtTgs114",1,0.55244755244755239,6993.006993006984,0,"GS",4,0.57723342209516748,0.60437372201316453,0.83705124089372529,1.0970310586362544,1.2026142145897361,1.2026142145897361,1.2889868661351127,1.2890846405144394,1.2453007447106357,1.1191895620457397,0.77552819282287611,0.85362126693691953,419.58041958041906,0,1958.0419580419582,0,0,0,1,0,null,null,2.419006479481645,null,190.0000000000025,1,null,null,13.708,11.574999999999999,12.50331411195598,0,0,0,null,0,0]
[388,"CrtNgs114",1,0.55244755244755239,6993.006993006984,0,"GS",4,0.57723342209516748,0.60437372201316453,0.83705124089372529,1.0970310586362544,1.2026142145897361,1.2026142145897361,1.2889868661351127,1.2890846405144394,1.2453007447106357,1.1191895620457397,0.77552819282287611,0.85362126693691953,419.58041958041906,0,1958.0419580419582,0,0,0,1,0,null,null,2.419006479481645,null,190.0000000000025,1,null,null,13.708,11.574999999999999,12.50331411195598,0,0,0,null,0,0]
[389,"CscTgs114",1,1.0388349514563107,9708.7378640776587,0,"GS",4,0.57723342209516748,0.60437372201316453,0.83705124089372529,1.0970310586362544,1.2026142145897361,1.2026142145897361,1.2889868661351127,1.2890846405144394,1.2453007447106357,1.1191895620457397,0.77552819282287611,0.85362126693691953,582.52427184465955,0,2718.4466019417478,0,0,0,1,0,null,null,2.4190064794816446,null,263.78640776699331,1,null,null,13.708,11.574999999999999,12.50331411195598,0,0,0,null,0,0]
[390,"CscNgs114",1,1.0388349514563107,9708.7378640776587,0,"GS",4,0.57723342209516748,0.60437372201316453,0.83705124089372529,1.0970310586362544,1.2026142145897361,1.2026142145897361,1.2889868661351127,1.2890846405144394,1.2453007447106357,1.1191895620457397,0.77552819282287611,0.85362126693691953,582.52427184465955,0,2718.4466019417478,0,0,0,1,0,null,null,2.4190064794816446,null,263.78640776699331,1,null,null,13.708,11.574999999999999,12.50331411195598,0,0,0,null,0,0]
[391,"CwaTgs114",1,0.72549019607843135,6535.9477124182922,0,"GS",4,0.57723342209516748,0.60437372201316453,0.83705124089372529,1.0970310586362544,1.2026142145897361,1.2026142145897361,1.2889868661351127,1.2890846405144394,1.2453007447106357,1.1191895620457397,0.77552819282287611,0.85362126693691953,392.15686274509756,0,1830.0653594771243,0,0,0,1,0,null,null,2.419006479481645,null,177.5816993464075,1,null,null,13.708,11.574999999999999,12.50331411195598,0,0,0,null,0,0]
[392,"CwaNgs114",1,0.72549019607843135,6535.9477124182922,0,"GS",4,0.57723342209516748,0.60437372201316453,0.83705124089372529,1.0970310586362544,1.2026142145897361,1.2026142145897361,1.2889868661351127,1.2890846405144394,1.2453007447106357,1.1191895620457397,0.77552819282287611,0.85362126693691953,392.15686274509756,0,1830.0653594771243,0,0,0,1,0,null,null,2.419006479481645,null,177.5816993464075,1,null,null,13.708,11.574999999999999,12.50331411195598,0,0,0,null,0,0]
[393,"CasTgs115",1,0.43274853801169588,5847.9532163742688,0,"GS",4,0.57723342209516748,0.60437372201316453,0.83705124089372529,1.0970310586362544,1.2026142145897361,1.2026142145897361,1.2889868661351127,1.2890846405144394,1.2453007447106357,1.1191895620457397,0.77552819282287611,0.85362126693691953,350.87719298245617,0,994.22779747295704,0,0,0,1,0,null,null,1.4687944135453621,null,-484.31021422294941,0,null,null,13.708,11.574999999999999,12.50331411195598,0,0,0,null,0,0]
[394,"CasNgs115",1,0.43274853801169588,5847.9532163742688,0,"GS",4,0.57723342209516748,0.60437372201316453,0.83705124089372529,1.0970310586362544,1.2026142145897361,1.2026142145897361,1.2889868661351127,1.2890846405144394,1.2453007447106357,1.1191895620457397,0.77552819282287611,0.85362126693691953,350.87719298245617,0,994.22779747295704,0,0,0,1,0,null,null,1.4687944135453621,null,-484.31021422294941,0,null,null,13.708,11.574999999999999,12.50331411195598,0,0,0,null,0,0]
[395,"CcoTgs115",1,1.0099009900990099,9900.9900990098995,0,"GS",4,0.57723342209516748,0.60437372201316453,0.83705124089372529,1.0970310586362544,1.2026142145897361,1.2026142145897361,1.2889868661351127,1.2890846405144394,1.2453007447106357,1.1191895620457397,0.77552819282287611,0.85362126693691953,594.05940594059405,0,1683.2965679987688,0,0,0,1,0,null,null,1.4687944135453621,null,-819.97075873390418,0,null,null,13.708,11.574999999999999,12.50331411195598,0,0,0,null,0,0]
[396,"CcoNgs115",1,1.0099009900990099,9900.9900990098995,0,"GS",4,0.57723342209516748,0.60437372201316453,0.83705124089372529,1.0970310586362544,1.2026142145897361,1.2026142145897361,1.2889868661351127,1.2890846405144394,1.2453007447106357,1.1191895620457397,0.77552819282287611,0.85362126693691953,594.05940594059405,0,1683.2965679987688,0,0,0,1,0,null,null,1.4687944135453621,null,-819.97075873390418,0,null,null,13.708,11.574999999999999,12.50331411195598,0,0,0,null,0,0]
[397,"CdaTgs115",1,1.0630630630630631,9009.0090090090089,0,"GS",4,0.57723342209516748,0.60437372201316453,0.83705124089372529,1.0970310586362544,1.2026142145897361,1.2026142145897361,1.2889868661351127,1.2890846405144394,1.2453007447106357,1.1191895620457397,0.77552819282287611,0.85362126693691953,540.54054054054052,0,1531.6482285394204,0,0,0,1,0,null,null,1.4687944135453623,null,-746.09951920832714,0,null,null,13.708,11.574999999999999,12.50331411195598,0,0,0,null,0,0]
[398,"CdaNgs115",1,1.0630630630630631,9009.0090090090089,0,"GS",4,0.57723342209516748,0.60437372201316453,0.83705124089372529,1.0970310586362544,1.2026142145897361,1.2026142145897361,1.2889868661351127,1.2890846405144394,1.2453007447106357,1.1191895620457397,0.77552819282287611,0.85362126693691953,540.54054054054052,0,1531.6482285394204,0,0,0,1,0,null,null,1.4687944135453623,null,-746.09951920832714,0,null,null,13.708,11.574999999999999,12.50331411195598,0,0,0,null,0,0]
[399,"CgrTgs115",1,0.59999999999999987,7407.4074074074069,0,"GS",4,0.57723342209516748,0.60437372201316453,0.83705124089372529,1.0970310586362544,1.2026142145897361,1.2026142145897361,1.2889868661351127,1.2890846405144394,1.2453007447106357,1.1191895620457397,0.77552819282287611,0.85362126693691953,444.4444444444444,0,1259.3552101324121,0,0,0,1,0,null,null,1.4687944135453621,null,-613.45960468240253,0,null,null,13.708,11.574999999999999,12.50331411195598,0,0,0,null,0,0]
[400,"CgrNgs115",1,0.59999999999999987,7407.4074074074069,0,"GS",4,0.57723342209516748,0.60437372201316453,0.83705124089372529,1.0970310586362544,1.2026142145897361,1.2026142145897361,1.2889868661351127,1.2890846405144394,1.2453007447106357,1.1191895620457397,0.77552819282287611,0.85362126693691953,444.4444444444444,0,1259.3552101324121,0,0,0,1,0,null,null,1.4687944135453621,null,-613.45960468240253,0,null,null,13.708,11.574999999999999,12.50331411195598,0,0,0,null,0,0]
[401,"CheTgs115",1,1.0347222222222221,6944.4444444444434,0,"GS",4,0.57723342209516748,0.60437372201316453,0.83705124089372529,1.0970310586362544,1.2026142145897361,1.2026142145897361,1.2889868661351127,1.2890846405144394,1.2453007447106357,1.1191895620457397,0.77552819282287611,0.85362126693691953,416.66666666666663,0,1180.6455094991363,0,0,0,1,0,null,null,1.4687944135453621,null,-575.11837938975225,0,null,null,13.708,11.574999999999999,12.50331411195598,0,0,0,null,0,0]
[402,"CheNgs115",1,1.0347222222222221,6944.4444444444434,0,"GS",4,0.57723342209516748,0.60437372201316453,0.83705124089372529,1.0970310586362544,1.2026142145897361,1.2026142145897361,1.2889868661351127,1.2890846405144394,1.2453007447106357,1.1191895620457397,0.77552819282287611,0.85362126693691953,416.66666666666663,0,1180.6455094991363,0,0,0,1,0,null,null,1.4687944135453621,null,-575.11837938975225,0,null,null,13.708,11.574999999999999,12.50331411195598,0,0,0,null,0,0]
[403,"ChoTgs115",1,1.0099009900990099,9900.9900990098995,0,"GS",4,0.57723342209516748,0.60437372201316453,0.83705124089372529,1.0970310586362544,1.2026142145897361,1.2026142145897361,1.2889868661351127,1.2890846405144394,1.2453007447106357,1.1191895620457397,0.77552819282287611,0.85362126693691953,594.05940594059405,0,1683.2965679987688,0,0,0,1,0,null,null,1.4687944135453621,null,-819.97075873390418,0,null,null,13.708,11.574999999999999,12.50331411195598,0,0,0,null,0,0]
[404,"ChoNgs115",1,1.0099009900990099,9900.9900990098995,0,"GS",4,0.57723342209516748,0.60437372201316453,0.83705124089372529,1.0970310586362544,1.2026142145897361,1.2026142145897361,1.2889868661351127,1.2890846405144394,1.2453007447106357,1.1191895620457397,0.77552819282287611,0.85362126693691953,594.05940594059405,0,1683.2965679987688,0,0,0,1,0,null,null,1.4687944135453621,null,-819.97075873390418,0,null,null,13.708,11.574999999999999,12.50331411195598,0,0,0,null,0,0]
[405,"CinTgs115",1,1.0810810810810811,9009.0090090090089,0,"GS",4,0.57723342209516748,0.60437372201316453,0.83705124089372529,1.0970310586362544,1.2026142145897361,1.2026142145897361,1.2889868661351127,1.2890846405144394,1.2453007447106357,1.1191895620457397,0.77552819282287611,0.85362126693691953,540.54054054054052,0,1531.6482285394204,0,0,0,1,0,null,null,1.4687944135453623,null,-746.09951920832714,0,null,null,13.708,11.574999999999999,12.50331411195598,0,0,0,null,0,0]
[406,"CinNgs115",1,1.0810810810810811,9009.0090090090089,0,"GS",4,0.57723342209516748,0.60437372201316453,0.83705124089372529,1.0970310586362544,1.2026142145897361,1.2026142145897361,1.2889868661351127,1.2890846405144394,1.2453007447106357,1.1191895620457397,0.77552819282287611,0.85362126693691953,540.54054054054052,0,1531.6482285394204,0,0,0,1,0,null,null,1.4687944135453623,null,-746.09951920832714,0,null,null,13.708,11.574999999999999,12.50331411195598,0,0,0,null,0,0]
[407,"CloTgs115",1,1.1682242990654206,9345.7943925233649,0,"GS",4,0.57723342209516748,0.60437372201316453,0.83705124089372529,1.0970310586362544,1.2026142145897361,1.2026142145897361,1.2889868661351127,1.2890846405144394,1.2453007447106357,1.1191895620457397,0.77552819282287611,0.85362126693691953,560.74766355140184,0,1588.9061062418284,0,0,0,1,0,null,null,1.4687944135453619,null,-773.9910900198538,0,null,null,13.708,11.574999999999999,12.50331411195598,0,0,0,null,0,0]
[408,"CloNgs115",1,1.1682242990654206,9345.7943925233649,0,"GS",4,0.57723342209516748,0.60437372201316453,0.83705124089372529,1.0970310586362544,1.2026142145897361,1.2026142145897361,1.2889868661351127,1.2890846405144394,1.2453007447106357,1.1191895620457397,0.77552819282287611,0.85362126693691953,560.74766355140184,0,1588.9061062418284,0,0,0,1,0,null,null,1.4687944135453619,null,-773.9910900198538,0,null,null,13.708,11.574999999999999,12.50331411195598,0,0,0,null,0,0]
[409,"CmiTgs115",1,1.0630630630630631,9009.0090090090089,0,"GS",4,0.57723342209516748,0.60437372201316453,0.83705124089372529,1.0970310586362544,1.2026142145897361,1.2026142145897361,1.2889868661351127,1.2890846405144394,1.2453007447106357,1.1191895620457397,0.77552819282287611,0.85362126693691953,540.54054054054052,0,1531.6482285394204,0,0,0,1,0,null,null,1.4687944135453623,null,-746.09951920832714,0,null,null,13.708,11.574999999999999,12.50331411195598,0,0,0,null,0,0]
[410,"CmiNgs115",1,1.0630630630630631,9009.0090090090089,0,"GS",4,0.57723342209516748,0.60437372201316453,0.83705124089372529,1.0970310586362544,1.2026142145897361,1.2026142145897361,1.2889868661351127,1.2890846405144394,1.2453007447106357,1.1191895620457397,0.77552819282287611,0.85362126693691953,540.54054054054052,0,1531.6482285394204,0,0,0,1,0,null,null,1.4687944135453623,null,-746.09951920832714,0,null,null,13.708,11.574999999999999,12.50331411195598,0,0,0,null,0,0]
[411,"CofTgs115",1,1.0630630630630631,9009.0090090090089,0,"GS",4,0.57723342209516748,0.60437372201316453,0.83705124089372529,1.0970310586362544,1.2026142145897361,1.2026142145897361,1.2889868661351127,1.2890846405144394,1.2453007447106357,1.1191895620457397,0.77552819282287611,0.85362126693691953,540.54054054054052,0,1531.6482285394204,0,0,0,1,0,null,null,1.4687944135453623,null,-746.09951920832714,0,null,null,13.708,11.574999999999999,12.50331411195598,0,0,0,null,0,0]
[412,"CofNgs115",1,1.0630630630630631,9009.0090090090089,0,"GS",4,0.57723342209516748,0.60437372201316453,0.83705124089372529,1.0970310586362544,1.2026142145897361,1.2026142145897361,1.2889868661351127,1.2890846405144394,1.2453007447106357,1.1191895620457397,0.77552819282287611,0.85362126693691953,540.54054054054052,0,1531.6482285394204,0,0,0,1,0,null,null,1.4687944135453623,null,-746.09951920832714,0,null,null,13.708,11.574999999999999,12.50331411195598,0,0,0,null,0,0]
[413,"CreTgs115",1,0.37313432835820898,7462.686567164179,0,"GS",4,0.57723342209516748,0.60437372201316453,0.83705124089372529,1.0970310586362544,1.2026142145897361,1.2026142145897361,1.2889868661351127,1.2890846405144394,1.2453007447106357,1.1191895620457397,0.77552819282287611,0.85362126693691953,447.76119402985074,0,1268.7533833423556,0,0,0,1,0,null,null,1.4687944135453621,null,-618.03766143376379,0,null,null,13.708,11.574999999999999,12.50331411195598,0,0,0,null,0,0]
[414,"CreNgs115",1,0.37313432835820898,7462.686567164179,0,"GS",4,0.57723342209516748,0.60437372201316453,0.83705124089372529,1.0970310586362544,1.2026142145897361,1.2026142145897361,1.2889868661351127,1.2890846405144394,1.2453007447106357,1.1191895620457397,0.77552819282287611,0.85362126693691953,447.76119402985074,0,1268.7533833423556,0,0,0,1,0,null,null,1.4687944135453621,null,-618.03766143376379,0,null,null,13.708,11.574999999999999,12.50331411195598,0,0,0,null,0,0]
[415,"CrtTgs115",1,0.5524475524475525,6993.0069930069931,0,"GS",4,0.57723342209516748,0.60437372201316453,0.83705124089372529,1.0970310586362544,1.2026142145897361,1.2026142145897361,1.2889868661351127,1.2890846405144394,1.2453007447106357,1.1191895620457397,0.77552819282287611,0.85362126693691953,419.58041958041957,0,1188.9017718033263,0,0,0,1,0,null,null,1.4687944135453621,null,-579.14018623863171,0,null,null,13.708,11.574999999999999,12.50331411195598,0,0,0,null,0,0]
[416,"CrtNgs115",1,0.5524475524475525,6993.0069930069931,0,"GS",4,0.57723342209516748,0.60437372201316453,0.83705124089372529,1.0970310586362544,1.2026142145897361,1.2026142145897361,1.2889868661351127,1.2890846405144394,1.2453007447106357,1.1191895620457397,0.77552819282287611,0.85362126693691953,419.58041958041957,0,1188.9017718033263,0,0,0,1,0,null,null,1.4687944135453621,null,-579.14018623863171,0,null,null,13.708,11.574999999999999,12.50331411195598,0,0,0,null,0,0]
[417,"CscTgs115",1,1.0388349514563107,9708.7378640776697,0,"GS",4,0.57723342209516748,0.60437372201316453,0.83705124089372529,1.0970310586362544,1.2026142145897361,1.2026142145897361,1.2889868661351127,1.2890846405144394,1.2453007447106357,1.1191895620457397,0.77552819282287611,0.85362126693691953,582.52427184466012,0,1650.6111977463654,0,0,0,1,0,null,null,1.4687944135453621,null,-804.04899642839177,0,null,null,13.708,11.574999999999999,12.50331411195598,0,0,0,null,0,0]
[418,"CscNgs115",1,1.0388349514563107,9708.7378640776697,0,"GS",4,0.57723342209516748,0.60437372201316453,0.83705124089372529,1.0970310586362544,1.2026142145897361,1.2026142145897361,1.2889868661351127,1.2890846405144394,1.2453007447106357,1.1191895620457397,0.77552819282287611,0.85362126693691953,582.52427184466012,0,1650.6111977463654,0,0,0,1,0,null,null,1.4687944135453621,null,-804.04899642839177,0,null,null,13.708,11.574999999999999,12.50331411195598,0,0,0,null,0,0]
[419,"CwaTgs115",1,0.72549019607843135,6535.9477124183013,0,"GS",4,0.57723342209516748,0.60437372201316453,0.83705124089372529,1.0970310586362544,1.2026142145897361,1.2026142145897361,1.2889868661351127,1.2890846405144394,1.2453007447106357,1.1191895620457397,0.77552819282287611,0.85362126693691953,392.15686274509807,0,1111.1957736462462,0,0,0,1,0,null,null,1.4687944135453621,null,-541.28788648447289,0,null,null,13.708,11.574999999999999,12.50331411195598,0,0,0,null,0,0]
[420,"CwaNgs115",1,0.72549019607843135,6535.9477124183013,0,"GS",4,0.57723342209516748,0.60437372201316453,0.83705124089372529,1.0970310586362544,1.2026142145897361,1.2026142145897361,1.2889868661351127,1.2890846405144394,1.2453007447106357,1.1191895620457397,0.77552819282287611,0.85362126693691953,392.15686274509807,0,1111.1957736462462,0,0,0,1,0,null,null,1.4687944135453621,null,-541.28788648447289,0,null,null,13.708,11.574999999999999,12.50331411195598,0,0,0,null,0,0]
[421,"CasTgs116",1,0.43274853801169594,5847.9532163742178,0,"GS",4,1,1,1,1,1,1,1,1,1,1,1,1,350.8771929824531,0,2112.0257412877145,0,0,0,1,0,null,null,3.1201416998721587,null,633.48772959182099,1,null,null,13.708,11.574999999999999,12.50331411195598,0,0,0,null,0,0]
[422,"CasNgs116",1,0.43274853801169594,5847.9532163742178,0,"GS",4,1,1,1,1,1,1,1,1,1,1,1,1,350.8771929824531,0,2112.0257412877145,0,0,0,1,0,null,null,3.1201416998721587,null,633.48772959182099,1,null,null,13.708,11.574999999999999,12.50331411195598,0,0,0,null,0,0]
[423,"CcoTgs116",1,1.0099009900990099,9900.990099009814,0,"GS",4,1,1,1,1,1,1,1,1,1,1,1,1,594.05940594058882,0,3575.8059580217737,0,0,0,1,0,null,null,3.1201416998721583,null,1072.5386312891221,1,null,null,13.708,11.574999999999999,12.50331411195598,0,0,0,null,0,0]
[424,"CcoNgs116",1,1.0099009900990099,9900.990099009814,0,"GS",4,1,1,1,1,1,1,1,1,1,1,1,1,594.05940594058882,0,3575.8059580217737,0,0,0,1,0,null,null,3.1201416998721583,null,1072.5386312891221,1,null,null,13.708,11.574999999999999,12.50331411195598,0,0,0,null,0,0]
[425,"CdaTgs116",1,1.0630630630630631,9009.0090090089307,0,"GS",4,1,1,1,1,1,1,1,1,1,1,1,1,540.54054054053586,0,3253.6612771189116,0,0,0,1,0,null,null,3.1201416998721583,null,975.91352937118359,1,null,null,13.708,11.574999999999999,12.50331411195598,0,0,0,null,0,0]
[426,"CdaNgs116",1,1.0630630630630631,9009.0090090089307,0,"GS",4,1,1,1,1,1,1,1,1,1,1,1,1,540.54054054053586,0,3253.6612771189116,0,0,0,1,0,null,null,3.1201416998721583,null,975.91352937118359,1,null,null,13.708,11.574999999999999,12.50331411195598,0,0,0,null,0,0]
[427,"CgrTgs116",1,0.6,7407.4074074073415,0,"GS",4,1,1,1,1,1,1,1,1,1,1,1,1,444.44444444444053,0,2675.2326056311049,0,0,0,1,0,null,null,3.1201416998721592,null,802.41779081630693,1,null,null,13.708,11.574999999999999,12.50331411195598,0,0,0,null,0,0]
[428,"CgrNgs116",1,0.6,7407.4074074073415,0,"GS",4,1,1,1,1,1,1,1,1,1,1,1,1,444.44444444444053,0,2675.2326056311049,0,0,0,1,0,null,null,3.1201416998721592,null,802.41779081630693,1,null,null,13.708,11.574999999999999,12.50331411195598,0,0,0,null,0,0]
[429,"CheTgs116",1,1.0347222222222223,6944.4444444443834,0,"GS",4,1,1,1,1,1,1,1,1,1,1,1,1,416.66666666666299,0,2508.0305677791607,0,0,0,1,0,null,null,3.1201416998721587,null,752.26667889028727,1,null,null,13.708,11.574999999999999,12.50331411195598,0,0,0,null,0,0]
[430,"CheNgs116",1,1.0347222222222223,6944.4444444443834,0,"GS",4,1,1,1,1,1,1,1,1,1,1,1,1,416.66666666666299,0,2508.0305677791607,0,0,0,1,0,null,null,3.1201416998721587,null,752.26667889028727,1,null,null,13.708,11.574999999999999,12.50331411195598,0,0,0,null,0,0]
[431,"ChoTgs116",1,1.0099009900990099,9900.990099009814,0,"GS",4,1,1,1,1,1,1,1,1,1,1,1,1,594.05940594058882,0,3575.8059580217737,0,0,0,1,0,null,null,3.1201416998721583,null,1072.5386312891221,1,null,null,13.708,11.574999999999999,12.50331411195598,0,0,0,null,0,0]
[432,"ChoNgs116",1,1.0099009900990099,9900.990099009814,0,"GS",4,1,1,1,1,1,1,1,1,1,1,1,1,594.05940594058882,0,3575.8059580217737,0,0,0,1,0,null,null,3.1201416998721583,null,1072.5386312891221,1,null,null,13.708,11.574999999999999,12.50331411195598,0,0,0,null,0,0]
[433,"CinTgs116",1,1.0810810810810811,9009.0090090089307,0,"GS",4,1,1,1,1,1,1,1,1,1,1,1,1,540.54054054053586,0,3253.6612771189116,0,0,0,1,0,null,null,3.1201416998721583,null,975.91352937118359,1,null,null,13.708,11.574999999999999,12.50331411195598,0,0,0,null,0,0]
[434,"CinNgs116",1,1.0810810810810811,9009.0090090089307,0,"GS",4,1,1,1,1,1,1,1,1,1,1,1,1,540.54054054053586,0,3253.6612771189116,0,0,0,1,0,null,null,3.1201416998721583,null,975.91352937118359,1,null,null,13.708,11.574999999999999,12.50331411195598,0,0,0,null,0,0]
[435,"CloTgs116",1,1.1682242990654206,9345.794392523283,0,"GS",4,1,1,1,1,1,1,1,1,1,1,1,1,560.74766355139695,0,3375.2934743943847,0,0,0,1,0,null,null,3.1201416998721587,null,1012.3962781327234,1,null,null,13.708,11.574999999999999,12.50331411195598,0,0,0,null,0,0]
[436,"CloNgs116",1,1.1682242990654206,9345.794392523283,0,"GS",4,1,1,1,1,1,1,1,1,1,1,1,1,560.74766355139695,0,3375.2934743943847,0,0,0,1,0,null,null,3.1201416998721587,null,1012.3962781327234,1,null,null,13.708,11.574999999999999,12.50331411195598,0,0,0,null,0,0]
[437,"CmiTgs116",1,1.0630630630630631,9009.0090090089307,0,"GS",4,1,1,1,1,1,1,1,1,1,1,1,1,540.54054054053586,0,3253.6612771189116,0,0,0,1,0,null,null,3.1201416998721583,null,975.91352937118359,1,null,null,13.708,11.574999999999999,12.50331411195598,0,0,0,null,0,0]
[438,"CmiNgs116",1,1.0630630630630631,9009.0090090089307,0,"GS",4,1,1,1,1,1,1,1,1,1,1,1,1,540.54054054053586,0,3253.6612771189116,0,0,0,1,0,null,null,3.1201416998721583,null,975.91352937118359,1,null,null,13.708,11.574999999999999,12.50331411195598,0,0,0,null,0,0]
[439,"CofTgs116",1,1.0630630630630631,9009.0090090089307,0,"GS",4,1,1,1,1,1,1,1,1,1,1,1,1,540.54054054053586,0,3253.6612771189116,0,0,0,1,0,null,null,3.1201416998721583,null,975.91352937118359,1,null,null,13.708,11.574999999999999,12.50331411195598,0,0,0,null,0,0]
[440,"CofNgs116",1,1.0630630630630631,9009.0090090089307,0,"GS",4,1,1,1,1,1,1,1,1,1,1,1,1,540.54054054053586,0,3253.6612771189116,0,0,0,1,0,null,null,3.1201416998721583,null,975.91352937118359,1,null,null,13.708,11.574999999999999,12.50331411195598,0,0,0,null,0,0]
[441,"CreTgs116",1,0.37313432835820892,7462.6865671641135,0,"GS",4,1,1,1,1,1,1,1,1,1,1,1,1,447.76119402984682,0,2695.1970280611877,0,0,0,1,0,null,null,3.1201416998721587,null,808.40598328508497,1,null,null,13.708,11.574999999999999,12.50331411195598,0,0,0,null,0,0]
[442,"CreNgs116",1,0.37313432835820892,7462.6865671641135,0,"GS",4,1,1,1,1,1,1,1,1,1,1,1,1,447.76119402984682,0,2695.1970280611877,0,0,0,1,0,null,null,3.1201416998721587,null,808.40598328508497,1,null,null,13.708,11.574999999999999,12.50331411195598,0,0,0,null,0,0]
[443,"CrtTgs116",1,0.5524475524475525,6993.0069930069321,0,"GS",4,1,1,1,1,1,1,1,1,1,1,1,1,419.58041958041593,0,2525.569243078316,0,0,0,1,0,null,null,3.1201416998721587,null,757.52728503637331,1,null,null,13.708,11.574999999999999,12.50331411195598,0,0,0,null,0,0]
[444,"CrtNgs116",1,0.5524475524475525,6993.0069930069321,0,"GS",4,1,1,1,1,1,1,1,1,1,1,1,1,419.58041958041593,0,2525.569243078316,0,0,0,1,0,null,null,3.1201416998721587,null,757.52728503637331,1,null,null,13.708,11.574999999999999,12.50331411195598,0,0,0,null,0,0]
[445,"CscTgs116",1,1.0388349514563107,9708.7378640775842,0,"GS",4,1,1,1,1,1,1,1,1,1,1,1,1,582.52427184465512,0,3506.3728326232931,0,0,0,1,0,null,null,3.1201416998721587,null,1051.7126384485575,1,null,null,13.708,11.574999999999999,12.50331411195598,0,0,0,null,0,0]
[446,"CscNgs116",1,1.0388349514563107,9708.7378640775842,0,"GS",4,1,1,1,1,1,1,1,1,1,1,1,1,582.52427184465512,0,3506.3728326232931,0,0,0,1,0,null,null,3.1201416998721587,null,1051.7126384485575,1,null,null,13.708,11.574999999999999,12.50331411195598,0,0,0,null,0,0]
[447,"CwaTgs116",1,0.72549019607843135,6535.947712418244,0,"GS",4,1,1,1,1,1,1,1,1,1,1,1,1,392.1568627450946,0,2360.4993579097986,0,0,0,1,0,null,null,3.1201416998721583,null,708.01569777909401,1,null,null,13.708,11.574999999999999,12.50331411195598,0,0,0,null,0,0]
[448,"CwaNgs116",1,0.72549019607843135,6535.947712418244,0,"GS",4,1,1,1,1,1,1,1,1,1,1,1,1,392.1568627450946,0,2360.4993579097986,0,0,0,1,0,null,null,3.1201416998721583,null,708.01569777909401,1,null,null,13.708,11.574999999999999,12.50331411195598,0,0,0,null,0,0]
[449,"CasTgs117",1,0.43274853801169594,5847.9532163742479,0,"GS",15,1,1,1,1,1,1,1,1,1,1,1,1,350.87719298245491,0,62583.358982250946,0,0,0,1,0,null,null,92.455761433822474,null,61104.820970555047,1,null,null,13.708,11.574999999999999,12.50331411195598,0,0,0,null,573926.02454169677,75348.97863212321]
[450,"CasNgs117",1,0.43274853801169594,5847.9532163742479,0,"GS",15,1,1,1,1,1,1,1,1,1,1,1,1,350.87719298245491,0,62583.358982250946,0,0,0,1,0,null,null,92.455761433822474,null,61104.820970555047,1,null,null,13.708,11.574999999999999,12.50331411195598,0,0,0,null,573926.02454169677,75348.97863212321]
[451,"CcoTgs117",1,1.0099009900990101,9900.9900990098668,0,"GS",15,1,1,1,1,1,1,1,1,1,1,1,1,594.059405940592,0,105957.96421747439,0,0,0,1,0,null,null,92.455761433822474,null,103454.69689074173,1,null,null,13.708,11.574999999999999,12.50331411195598,0,0,0,null,971696.49827788398,127571.03799939278]
[452,"CcoNgs117",1,1.0099009900990101,9900.9900990098668,0,"GS",15,1,1,1,1,1,1,1,1,1,1,1,1,594.059405940592,0,105957.96421747439,0,0,0,1,0,null,null,92.455761433822474,null,103454.69689074173,1,null,null,13.708,11.574999999999999,12.50331411195598,0,0,0,null,971696.49827788398,127571.03799939278]
[453,"CdaTgs117",1,1.0630630630630629,9009.0090090089761,0,"GS",15,1,1,1,1,1,1,1,1,1,1,1,1,540.54054054053859,0,96412.201675359567,0,0,0,1,0,null,null,92.455761433822474,null,94134.453927611816,1,null,null,13.708,11.574999999999999,12.50331411195598,0,0,0,null,884156.31483338226,116078.157158035]
[454,"CdaNgs117",1,1.0630630630630629,9009.0090090089761,0,"GS",15,1,1,1,1,1,1,1,1,1,1,1,1,540.54054054053859,0,96412.201675359567,0,0,0,1,0,null,null,92.455761433822474,null,94134.453927611816,1,null,null,13.708,11.574999999999999,12.50331411195598,0,0,0,null,884156.31483338226,116078.157158035]
[455,"CgrTgs117",1,0.6,7407.4074074073815,0,"GS",15,1,1,1,1,1,1,1,1,1,1,1,1,444.44444444444287,0,79272.254710851208,0,0,0,1,0,null,null,92.455761433822474,null,77399.439896036405,1,null,null,13.708,11.574999999999999,12.50331411195598,0,0,0,null,726972.98915560218,95442.042848218305]
[456,"CgrNgs117",1,0.6,7407.4074074073815,0,"GS",15,1,1,1,1,1,1,1,1,1,1,1,1,444.44444444444287,0,79272.254710851208,0,0,0,1,0,null,null,92.455761433822474,null,77399.439896036405,1,null,null,13.708,11.574999999999999,12.50331411195598,0,0,0,null,726972.98915560218,95442.042848218305]
[457,"CheTgs117",1,1.0347222222222221,6944.4444444444198,0,"GS",15,1,1,1,1,1,1,1,1,1,1,1,1,416.66666666666521,0,74317.738791423006,0,0,0,1,0,null,null,92.455761433822474,null,72561.97490253413,1,null,null,13.708,11.574999999999999,12.50331411195598,0,0,0,null,681537.18783077458,89476.916548375622]
[458,"CheNgs117",1,1.0347222222222221,6944.4444444444198,0,"GS",15,1,1,1,1,1,1,1,1,1,1,1,1,416.66666666666521,0,74317.738791423006,0,0,0,1,0,null,null,92.455761433822474,null,72561.97490253413,1,null,null,13.708,11.574999999999999,12.50331411195598,0,0,0,null,681537.18783077458,89476.916548375622]
[459,"ChoTgs117",1,1.0099009900990101,9900.9900990098668,0,"GS",15,1,1,1,1,1,1,1,1,1,1,1,1,594.059405940592,0,105957.96421747439,0,0,0,1,0,null,null,92.455761433822474,null,103454.69689074173,1,null,null,13.708,11.574999999999999,12.50331411195598,0,0,0,null,971696.49827788398,127571.03799939278]
[460,"ChoNgs117",1,1.0099009900990101,9900.9900990098668,0,"GS",15,1,1,1,1,1,1,1,1,1,1,1,1,594.059405940592,0,105957.96421747439,0,0,0,1,0,null,null,92.455761433822474,null,103454.69689074173,1,null,null,13.708,11.574999999999999,12.50331411195598,0,0,0,null,971696.49827788398,127571.03799939278]
[461,"CinTgs117",1,1.0810810810810811,9009.0090090089761,0,"GS",15,1,1,1,1,1,1,1,1,1,1,1,1,540.54054054053859,0,96412.201675359567,0,0,0,1,0,null,null,92.455761433822474,null,94134.453927611816,1,null,null,13.708,11.574999999999999,12.50331411195598,0,0,0,null,884156.31483338226,116078.157158035]
[462,"CinNgs117",1,1.0810810810810811,9009.0090090089761,0,"GS",15,1,1,1,1,1,1,1,1,1,1,1,1,540.54054054053859,0,96412.201675359567,0,0,0,1,0,null,null,92.455761433822474,null,94134.453927611816,1,null,null,13.708,11.574999999999999,12.50331411195598,0,0,0,null,884156.31483338226,116078.157158035]
[463,"CloTgs117",1,1.1682242990654206,9345.7943925233303,0,"GS",15,1,1,1,1,1,1,1,1,1,1,1,1,560.74766355139991,0,100016.3961305132,0,0,0,1,0,null,null,92.455761433822488,null,97653.498934251518,1,null,null,13.708,11.574999999999999,12.50331411195598,0,0,0,null,917208.90030943882,120417.52922041979]
[464,"CloNgs117",1,1.1682242990654206,9345.7943925233303,0,"GS",15,1,1,1,1,1,1,1,1,1,1,1,1,560.74766355139991,0,100016.3961305132,0,0,0,1,0,null,null,92.455761433822488,null,97653.498934251518,1,null,null,13.708,11.574999999999999,12.50331411195598,0,0,0,null,917208.90030943882,120417.52922041979]
[465,"CmiTgs117",1,1.0630630630630629,9009.0090090089761,0,"GS",15,1,1,1,1,1,1,1,1,1,1,1,1,540.54054054053859,0,96412.201675359567,0,0,0,1,0,null,null,92.455761433822474,null,94134.453927611816,1,null,null,13.708,11.574999999999999,12.50331411195598,0,0,0,null,884156.31483338226,116078.157158035]
[466,"CmiNgs117",1,1.0630630630630629,9009.0090090089761,0,"GS",15,1,1,1,1,1,1,1,1,1,1,1,1,540.54054054053859,0,96412.201675359567,0,0,0,1,0,null,null,92.455761433822474,null,94134.453927611816,1,null,null,13.708,11.574999999999999,12.50331411195598,0,0,0,null,884156.31483338226,116078.157158035]
[467,"CofTgs117",1,1.0630630630630629,9009.0090090089761,0,"GS",15,1,1,1,1,1,1,1,1,1,1,1,1,540.54054054053859,0,96412.201675359567,0,0,0,1,0,null,null,92.455761433822474,null,94134.453927611816,1,null,null,13.708,11.574999999999999,12.50331411195598,0,0,0,null,884156.31483338226,116078.157158035]
[468,"CofNgs117",1,1.0630630630630629,9009.0090090089761,0,"GS",15,1,1,1,1,1,1,1,1,1,1,1,1,540.54054054053859,0,96412.201675359567,0,0,0,1,0,null,null,92.455761433822474,null,94134.453927611816,1,null,null,13.708,11.574999999999999,12.50331411195598,0,0,0,null,884156.31483338226,116078.157158035]
[469,"CreTgs117",1,0.37313432835820892,7462.6865671641526,0,"GS",15,1,1,1,1,1,1,1,1,1,1,1,1,447.76119402984915,0,79863.838701230692,0,0,0,1,0,null,null,92.455761433822474,null,77977.047656454582,1,null,null,13.708,11.574999999999999,12.50331411195598,0,0,0,null,732398.10081874591,96154.289035537513]
[470,"CreNgs117",1,0.37313432835820892,7462.6865671641526,0,"GS",15,1,1,1,1,1,1,1,1,1,1,1,1,447.76119402984915,0,79863.838701230692,0,0,0,1,0,null,null,92.455761433822474,null,77977.047656454582,1,null,null,13.708,11.574999999999999,12.50331411195598,0,0,0,null,732398.10081874591,96154.289035537513]
[471,"CrtTgs117",1,0.55244755244755239,6993.0069930069676,0,"GS",15,1,1,1,1,1,1,1,1,1,1,1,1,419.58041958041809,0,74837.443258495885,0,0,0,1,0,null,null,92.455761433822474,null,73069.40130045393,1,null,null,13.708,11.574999999999999,12.50331411195598,0,0,0,null,686303.16852218576,90102.627462190721]
[472,"CrtNgs117",1,0.55244755244755239,6993.0069930069676,0,"GS",15,1,1,1,1,1,1,1,1,1,1,1,1,419.58041958041809,0,74837.443258495885,0,0,0,1,0,null,null,92.455761433822474,null,73069.40130045393,1,null,null,13.708,11.574999999999999,12.50331411195598,0,0,0,null,686303.16852218576,90102.627462190721]
[473,"CscTgs117",1,1.0388349514563107,9708.7378640776351,0,"GS",15,1,1,1,1,1,1,1,1,1,1,1,1,582.52427184465819,0,103900.52801907681,0,0,0,1,0,null,null,92.45576143382246,null,101445.86782490207,1,null,null,13.708,11.574999999999999,12.50331411195598,0,0,0,null,952828.66035523615,125093.9377187369]
[474,"CscNgs117",1,1.0388349514563107,9708.7378640776351,0,"GS",15,1,1,1,1,1,1,1,1,1,1,1,1,582.52427184465819,0,103900.52801907681,0,0,0,1,0,null,null,92.45576143382246,null,101445.86782490207,1,null,null,13.708,11.574999999999999,12.50331411195598,0,0,0,null,952828.66035523615,125093.9377187369]
[475,"CwaTgs117",1,0.72549019607843146,6535.9477124182777,0,"GS",15,1,1,1,1,1,1,1,1,1,1,1,1,392.15686274509665,0,69946.107097809887,0,0,0,1,0,null,null,92.455761433822474,null,68293.623437679169,1,null,null,13.708,11.574999999999999,12.50331411195598,0,0,0,null,641446.74801474542,84213.566283918437]
[476,"CwaNgs117",1,0.72549019607843146,6535.9477124182777,0,"GS",15,1,1,1,1,1,1,1,1,1,1,1,1,392.15686274509665,0,69946.107097809887,0,0,0,1,0,null,null,92.455761433822474,null,68293.623437679169,1,null,null,13.708,11.574999999999999,12.50331411195598,0,0,0,null,641446.74801474542,84213.566283918437]
[477,"CasEgs118",1,0.43274853801169588,5847.9532163742688,0,"GS",5,0.57723342209516748,0.60437372201316453,0.83705124089372529,1.0970310586362544,1.2026142145897361,1.2026142145897361,1.2889868661351127,1.2890846405144394,1.2453007447106357,1.1191895620457397,0.77552819282287611,0.85362126693691953,294.05380555225247,0,1089.6807235480005,0,0,0,1,0,null,null,1.6098091034704802,null,-388.85728814790593,0,null,null,13.708,11.574999999999999,12.50331411195598,0,0,0,null,0,0]
[478,"CasNgs118",1,0.43274853801169588,5847.9532163742688,0,"GS",5,0.57723342209516748,0.60437372201316453,0.83705124089372529,1.0970310586362544,1.2026142145897361,1.2026142145897361,1.2889868661351127,1.2890846405144394,1.2453007447106357,1.1191895620457397,0.77552819282287611,0.85362126693691953,294.05380555225247,0,1089.6807235480005,0,0,0,1,0,null,null,1.6098091034704802,null,-388.85728814790593,0,null,null,13.708,11.574999999999999,12.50331411195598,0,0,0,null,0,0]
[479,"CcoEgs118",1,1.0099009900990097,9900.9900990098995,0,"GS",5,0.57723342209516748,0.60437372201316453,0.83705124089372529,1.0970310586362544,1.2026142145897361,1.2026142145897361,1.2889868661351127,1.2890846405144394,1.2453007447106357,1.1191895620457397,0.77552819282287611,0.85362126693691953,497.85347276668489,0,1844.9049873931492,0,0,0,1,0,null,null,1.6098091034704802,null,-658.36233933952371,0,null,null,13.708,11.574999999999999,12.50331411195598,0,0,0,null,0,0]
[480,"CcoNgs118",1,1.0099009900990097,9900.9900990098995,0,"GS",5,0.57723342209516748,0.60437372201316453,0.83705124089372529,1.0970310586362544,1.2026142145897361,1.2026142145897361,1.2889868661351127,1.2890846405144394,1.2453007447106357,1.1191895620457397,0.77552819282287611,0.85362126693691953,497.85347276668489,0,1844.9049873931492,0,0,0,1,0,null,null,1.6098091034704802,null,-658.36233933952371,0,null,null,13.708,11.574999999999999,12.50331411195598,0,0,0,null,0,0]
[481,"CdaEgs118",1,1.0630630630630631,9009.0090090090089,0,"GS",5,0.57723342209516748,0.60437372201316453,0.83705124089372529,1.0970310586362544,1.2026142145897361,1.2026142145897361,1.2889868661351127,1.2890846405144394,1.2453007447106357,1.1191895620457397,0.77552819282287611,0.85362126693691953,453.00180855347003,0,1678.6973308712438,0,0,0,1,0,null,null,1.6098091034704802,null,-599.05041687650373,0,null,null,13.708,11.574999999999999,12.50331411195598,0,0,0,null,0,0]
[482,"CdaNgs118",1,1.0630630630630631,9009.0090090090089,0,"GS",5,0.57723342209516748,0.60437372201316453,0.83705124089372529,1.0970310586362544,1.2026142145897361,1.2026142145897361,1.2889868661351127,1.2890846405144394,1.2453007447106357,1.1191895620457397,0.77552819282287611,0.85362126693691953,453.00180855347003,0,1678.6973308712438,0,0,0,1,0,null,null,1.6098091034704802,null,-599.05041687650373,0,null,null,13.708,11.574999999999999,12.50331411195598,0,0,0,null,0,0]
[483,"CgrEgs118",1,0.6,7407.4074074074069,0,"GS",5,0.57723342209516748,0.60437372201316453,0.83705124089372529,1.0970310586362544,1.2026142145897361,1.2026142145897361,1.2889868661351127,1.2890846405144394,1.2453007447106357,1.1191895620457397,0.77552819282287611,0.85362126693691953,372.4681536995198,0,1380.2622498274673,0,0,0,1,0,null,null,1.6098091034704805,null,-492.55256498734741,0,null,null,13.708,11.574999999999999,12.50331411195598,0,0,0,null,0,0]
[484,"CgrNgs118",1,0.6,7407.4074074074069,0,"GS",5,0.57723342209516748,0.60437372201316453,0.83705124089372529,1.0970310586362544,1.2026142145897361,1.2026142145897361,1.2889868661351127,1.2890846405144394,1.2453007447106357,1.1191895620457397,0.77552819282287611,0.85362126693691953,372.4681536995198,0,1380.2622498274673,0,0,0,1,0,null,null,1.6098091034704805,null,-492.55256498734741,0,null,null,13.708,11.574999999999999,12.50331411195598,0,0,0,null,0,0]
[485,"CheEgs118",1,1.0347222222222223,6944.4444444444443,0,"GS",5,0.57723342209516748,0.60437372201316453,0.83705124089372529,1.0970310586362544,1.2026142145897361,1.2026142145897361,1.2889868661351127,1.2890846405144394,1.2453007447106357,1.1191895620457397,0.77552819282287611,0.85362126693691953,349.18889409329984,0,1293.9958592132505,0,0,0,1,0,null,null,1.6098091034704802,null,-461.76802967563833,0,null,null,13.708,11.574999999999999,12.50331411195598,0,0,0,null,0,0]
[486,"CheNgs118",1,1.0347222222222223,6944.4444444444443,0,"GS",5,0.57723342209516748,0.60437372201316453,0.83705124089372529,1.0970310586362544,1.2026142145897361,1.2026142145897361,1.2889868661351127,1.2890846405144394,1.2453007447106357,1.1191895620457397,0.77552819282287611,0.85362126693691953,349.18889409329984,0,1293.9958592132505,0,0,0,1,0,null,null,1.6098091034704802,null,-461.76802967563833,0,null,null,13.708,11.574999999999999,12.50331411195598,0,0,0,null,0,0]
[487,"ChoEgs118",1,1.0099009900990097,9900.9900990098995,0,"GS",5,0.57723342209516748,0.60437372201316453,0.83705124089372529,1.0970310586362544,1.2026142145897361,1.2026142145897361,1.2889868661351127,1.2890846405144394,1.2453007447106357,1.1191895620457397,0.77552819282287611,0.85362126693691953,497.85347276668489,0,1844.9049873931492,0,0,0,1,0,null,null,1.6098091034704802,null,-658.36233933952371,0,null,null,13.708,11.574999999999999,12.50331411195598,0,0,0,null,0,0]
[488,"ChoNgs118",1,1.0099009900990097,9900.9900990098995,0,"GS",5,0.57723342209516748,0.60437372201316453,0.83705124089372529,1.0970310586362544,1.2026142145897361,1.2026142145897361,1.2889868661351127,1.2890846405144394,1.2453007447106357,1.1191895620457397,0.77552819282287611,0.85362126693691953,497.85347276668489,0,1844.9049873931492,0,0,0,1,0,null,null,1.6098091034704802,null,-658.36233933952371,0,null,null,13.708,11.574999999999999,12.50331411195598,0,0,0,null,0,0]
[489,"CinEgs118",1,1.0810810810810809,9009.0090090090089,0,"GS",5,0.57723342209516748,0.60437372201316453,0.83705124089372529,1.0970310586362544,1.2026142145897361,1.2026142145897361,1.2889868661351127,1.2890846405144394,1.2453007447106357,1.1191895620457397,0.77552819282287611,0.85362126693691953,453.00180855347003,0,1678.6973308712438,0,0,0,1,0,null,null,1.6098091034704802,null,-599.05041687650373,0,null,null,13.708,11.574999999999999,12.50331411195598,0,0,0,null,0,0]
[490,"CinNgs118",1,1.0810810810810809,9009.0090090090089,0,"GS",5,0.57723342209516748,0.60437372201316453,0.83705124089372529,1.0970310586362544,1.2026142145897361,1.2026142145897361,1.2889868661351127,1.2890846405144394,1.2453007447106357,1.1191895620457397,0.77552819282287611,0.85362126693691953,453.00180855347003,0,1678.6973308712438,0,0,0,1,0,null,null,1.6098091034704802,null,-599.05041687650373,0,null,null,13.708,11.574999999999999,12.50331411195598,0,0,0,null,0,0]
[497,"CreEgs118",1,0.37313432835820898,7462.686567164179,0,"GS",5,0.57723342209516748,0.60437372201316453,0.83705124089372529,1.0970310586362544,1.2026142145897361,1.2026142145897361,1.2889868661351127,1.2890846405144394,1.2453007447106357,1.1191895620457397,0.77552819282287611,0.85362126693691953,375.24776678682969,0,1390.5627143784186,0,0,0,1,0,null,null,1.6098091034704805,null,-496.2283303977008,0,null,null,13.708,11.574999999999999,12.50331411195598,0,0,0,null,0,0]
[540,"CgrNgs120",1,0.6,7407.407407407447,0,"GS",8,1,1,1,1,1,1,1,1,1,1,1,1,444.44444444444684,0,31271.376917814912,0,0,0,1,0,null,null,36.472016275637067,null,29398.562103000088,1,null,null,13.708,11.574999999999999,12.50331411195598,0,0,0,null,413000.22874894715,36541.62806079899]
[561,"CasTgs121",1,0.43274853801169594,5847.9532163742624,0,"GS",7,0.53600000000000003,0.63800000000000001,0.81100000000000005,0.88200000000000001,1.0329999999999999,1.022,1.038,1.0509999999999999,1.0349999999999999,1.0169999999999999,0.878,0.56200000000000006,350.87719298245577,0,1617.0121225377563,0,0,0,1,0,null,null,2.3888472825395826,null,138.4741108418516,1,null,null,13.708,11.574999999999999,12.50331411195598,0,0,0,null,0,0]
[577,"CmiTgs121",1,1.0630630630630631,9009.009009008998,0,"GS",7,0.53600000000000003,0.63800000000000001,0.81100000000000005,0.88200000000000001,1.0329999999999999,1.022,1.038,1.0509999999999999,1.0349999999999999,1.0169999999999999,0.878,0.56200000000000006,540.54054054053995,0,2491.0727293149216,0,0,0,1,0,null,null,2.3888472825395821,null,213.32498156717656,1,null,null,13.708,11.574999999999999,12.50331411195598,0,0,0,null,0,0]
[625,"CheTgs123",1,1.0347222222222221,6944.4444444444443,0,"GS",10,0.57723342209516748,0.60437372201316453,0.83705124089372529,1.0970310586362544,1.2026142145897361,1.2026142145897361,1.2889868661351127,1.2890846405144394,1.2453007447106357,1.1191895620457397,0.77552819282287611,0.85362126693691953,416.66666666666669,0,6038.6473429951684,0,0,0,1,0,null,null,7.5124424828622409,null,4282.8834541062797,1,null,null,13.708,11.574999999999999,12.50331411195598,0,0,0,null,0,0]
[646,"CasNgs124",1,0.43274853801169594,5847.9532163742697,0,"GS",15,1,1,1,1,1,1,1,1,1,1,1,1,294.05380555225247,0,3427.8002311295127,0,0,0,1,0,null,null,5.063964056355478,null,1949.2622194336059,1,null,null,13.708,11.574999999999999,12.50331411195598,0,0,0,null,0,0]
[662,"CmiNgs124",1,1.0630630630630631,9009.0090090090089,0,"GS",15,1,1,1,1,1,1,1,1,1,1,1,1,453.00180855347003,0,3391.8663468984669,0,0,0,1,0,null,null,3.2526752873065217,null,1114.1185991507195,1,null,null,13.708,11.574999999999999,12.50331411195598,0,0,0,null,0,0]
[683,"ChoTgs125",1,1.0099009900990101,9900.9900990099013,0,"GS",10,0.53600000000000003,0.63800000000000001,0.81100000000000005,0.88200000000000001,1.0329999999999999,1.022,1.038,1.0509999999999999,1.0349999999999999,1.0169999999999999,0.878,0.56200000000000006,594.05940594059416,0,3096.1165821676004,0,0,0,1,0,null,null,2.7015790479388997,null,592.84925543492704,1,null,null,13.708,11.574999999999999,12.50331411195598,0,0,0,null,0,0]
[726,"CscNgs201",1,0.32414687439359158,3144.7290567543528,0,"GS",30,1,1,1,1,1,1,1,1,1,1,1,1,188.68374340526117,0,23237.342389500274,0,0,0,1,0,null,null,63.838433854218621,null,22442.260542081069,1,null,null,13.708,11.574999999999999,12.50331411195598,0,0,0,null,123490.65070080027,21256.220842420604]
[747,"CofEgs202",1,8.795576894181327E-2,3041.0523915306303,0,"GS",30,1,1,1,1,1,1,1,1,1,1,1,1,182.46314349183783,0,24349.733344100863,0,0,0,1,0,null,null,69.175022268458122,null,23580.864067950173,1,null,null,13.708,11.574999999999999,12.50331411195598,0,0,0,null,133015.40015331566,22895.698622175147]
[768,"ChoNgs203",1,2.0246303962564546E-2,5037.3695790306147,0,"GS",30,1,1,1,1,1,1,1,1,1,1,1,1,302.24217474183689,0,18478.138128568229,0,0,0,1,0,null,null,31.690813997046657,null,17204.539977901917,1,null,null,13.708,11.574999999999999,12.50331411195598,0,0,0,null,62144.913306553528,10696.890768497864]
[811,"CwaEgs204",1,0.37724104187235785,3168.0348742440056,0,"GS",30,1,1,1,1,1,1,1,1,1,1,1,1,159.29893356282292,0,17213.734719791413,0,0,0,1,0,null,null,46.942277058367964,null,16412.760462536302,1,null,null,13.708,11.574999999999999,12.50331411195598,0,0,0,null,79562.016041232535,13694.864947615746]
[832,"CofNgs205",1,8.7978167076477917E-2,3041.0622226714063,0,"GS",30,1,1,1,1,1,1,1,1,1,1,1,1,152.91434223410985,0,4533.9081424026608,0,0,0,1,0,null,null,12.880312830077296,null,3765.0363806446494,1,null,null,13.708,11.574999999999999,12.50331411195598,0,0,0,null,0,0]
[853,"CinEgs206",1,3.7144930534218426E-2,5125.2048437646872,0,"GS",30,1,1,1,1,1,1,1,1,1,1,1,1,257.71170404099729,0,15439.826157223779,0,0,0,1,0,null,null,26.026164984712214,null,14144.020616574753,1,null,null,13.708,11.574999999999999,12.50331411195598,0,0,0,null,38905.962334900483,6696.8124532862585]
[869,"CasEgs207",1,1.3128370172539261,3578.7170380333832,0,"GS",20,0.57723342209516748,0.60437372201316453,0.83705124089372529,1.0970310586362544,1.2026142145897361,1.2026142145897361,1.2889868661351127,1.2890846405144394,1.2453007447106357,1.1191895620457397,0.77552819282287611,0.85362126693691953,214.723022282003,0,46743.87258919634,0,0,0,1,0,null,null,112.84344308271575,null,45839.065560470357,1,null,null,13.708,11.574999999999999,12.50331411195598,0,0,0,null,361056.25766607496,54303.289496402096]
[917,"CreEgs208",1,0.45737697640551017,4121.4794675995072,0,"GS",30,0.57723342209516748,0.60437372201316453,0.83705124089372529,0,0,0,0,0,0,0,0.77552819282287611,0.85362126693691953,247.28876805597045,0,24625.790991291604,0,0,0,1,0,null,null,51.619768059535666,null,23583.75733749842,1,null,null,13.708,11.574999999999999,12.50331411195598,0,0,0,null,119657.50701678114,20596.428799817721]
[933,"CheEgs209",1,0.14342106015858147,5677.6042896857516,0,"GS",25,1,1,1,1,1,1,1,1,1,1,1,1,285.48811627412289,0,10719.210999910143,0,0,0,1,0,null,null,16.310853977882324,null,9283.7423073488935,1,null,null,13.708,11.574999999999999,12.50331411195598,0,0,0,null,5395.0831565503904,875.59828086152731]
[954,"CasNgs210",1,0.87101407191942815,3384.7777650002904,0,"GS",20,1,1,1,1,1,1,1,1,1,1,1,1,170.19745984973412,0,12081.594432152848,0,0,0,1,0,null,null,30.83706908117513,null,11225.821069827824,1,null,null,13.708,11.574999999999999,12.50331411195598,0,0,0,null,58359.070958355544,8777.2735071208881]
[1002,"CreNgs211",1,0,3526.354208738177,0,"GS",15,1,1,1,1,1,1,1,1,1,1,1,1,211.58125252429062,0,2026.5082541679053,0,0,0,1,0,null,null,4.964796407057178,null,1134.9401195726318,1,null,null,13.708,11.574999999999999,12.50331411195598,0,0,0,null,0,0]
[1018,"CheNgs212",1,0.48088362477317909,7431.658893423506,0,"GS",20,0.57723342209516748,0.60437372201316453,0.83705124089372529,1.0970310586362544,1.2026142145897361,1.2026142145897361,1.2889868661351127,1.2890846405144394,1.2453007447106357,1.1191895620457397,0.77552819282287611,0.85362126693691953,373.68759603933938,0,7739.1302381829964,0,0,0,1,0,null,null,8.9967445166456983,null,5860.1839201587309,1,null,null,13.708,11.574999999999999,12.50331411195598,0,0,0,null,0,0]
[1039,"CcoEgs213",1,0.16014083074905633,5764.5099134740813,0,"GS",10,1,1,1,1,1,1,1,1,1,1,1,1,345.87059480844488,0,55594.854820936358,0,0,0,1,0,null,null,83.320373938554539,null,54137.413779512703,1,null,null,13.708,11.574999999999999,12.50331411195598,0,0,0,null,695912.63421857811,71732.738386464815]
[1082,"CmiNgs214",1,12.363787952135546,8429.5591988774486,0,"GS",20,1,1,1,1,1,1,1,1,1,1,1,1,505.77355193264691,0,86304.180605680012,0,0,0,1,0,null,null,88.451656150018664,null,84172.935153427825,1,null,null,13.708,11.574999999999999,12.50331411195598,0,0,0,null,640728.45754555694,96366.320150746935]
[1103,"ChoEgs215",1,0,4932.1338336334702,0,"GS",10,1,1,1,1,1,1,1,1,1,1,1,1,295.92803001800826,0,198169.10658442107,0,0,0,1,0,null,null,347.12036921730441,null,196922.11518726352,1,null,null,13.708,11.574999999999999,12.50331411195598,0,0,0,null,2702538.059665293,278570.10504072177]
[1124,"CcoNgs301",1,0,4932.1338393812839,0,"GS",10,1.0062777414973603,0.98564281026156741,1.0265347938683682,1.0441196275961266,1.0994476760618126,1.0901464119048656,1.0679338408439019,1.0965343851174858,1.0642381511272074,1.0546811027982033,1.0276723440678304,1.0296503063189142,248.00347596869156,0,750.29590553159755,0,0,0,1,0,null,null,1.3142461806270223,null,-496.69549307917248,0,null,null,13.708,11.574999999999999,12.50331411195598,0,0,0,null,0,0]
[1140,"CofNgs301",1,0,3002.4439883901418,0,"GS",10,1.0062777414973603,0.98564281026156741,1.0265347938683682,1.0441196275961266,1.0994476760618126,1.0901464119048656,1.0679338408439019,1.0965343851174858,1.0642381511272074,1.0546811027982033,1.0276723440678304,1.0296503063189142,150.97249380715633,0,628.47366265670598,0,0,0,1,0,null,null,1.8083861347964252,null,-130.63425092797354,0,null,null,13.708,11.574999999999999,12.50331411195598,0,0,0,null,0,0]
[1188,"CscNgs303",1,0,3002.4439895124242,0,"GS",23,1,1,1,1,1,1,1,1,1,1,1,1,180.14663937074545,0,5504.4226597717943,0,0,0,1,0,null,null,15.83856604617513,null,4745.314745903368,1,null,null,13.708,11.574999999999999,12.50331411195598,0,0,0,null,3068.4309523466072,484.85768069649816]
[1209,"CofTgs304",1,0,3002.4439893026747,0,"GS",23,1.0062777414973603,0.98564281026156741,1.0265347938683682,1.0441196275961266,1.0994476760618126,1.0901464119048656,1.0679338408439019,1.0965343851174858,1.0642381511272074,1.0546811027982033,1.0276723440678304,1.0296503063189142,180.14663935816051,0,1984.9630285094095,0,0,0,1,0,null,null,5.7115832071227279,null,1225.8551146940142,1,null,null,13.708,11.574999999999999,12.50331411195598,0,0,0,null,0,0]
[1225,"CgrTgs305",1,0,3526.3542081747942,0,"GS",23,1.0062777414973603,0.98564281026156741,1.0265347938683682,1.0441196275961266,1.0994476760618126,1.0901464119048656,1.0679338408439019,1.0965343851174858,1.0642381511272074,1.0546811027982033,1.0276723440678304,1.0296503063189142,211.58125249048769,0,3799.9440395598463,0,0,0,1,0,null,null,9.3095838513550042,null,2908.3759051070133,1,null,null,13.708,11.574999999999999,12.50331411195598,0,0,0,null,0,0]
[1273,"CwaTgs306",1,0,3002.4439894073776,0,"GS",23,1.0062777414973603,0.98564281026156741,1.0265347938683682,1.0441196275961266,1.0994476760618126,1.0901464119048656,1.0679338408439019,1.0965343851174858,1.0642381511272074,1.0546811027982033,1.0276723440678304,1.0296503063189142,180.14663936444268,0,17534.656052990624,0,0,0,1,0,null,null,50.454666214437694,null,16775.548139148759,1,null,null,13.708,11.574999999999999,12.50331411195598,0,0,0,null,103039.51960707945,16281.775041593475]
[1289,"CloTgs307",1,0,5221.6594433711034,0,"GS",23,1.0062777414973603,0.98564281026156741,1.0265347938683682,1.0441196275961266,1.0994476760618126,1.0901464119048656,1.0679338408439019,1.0965343851174858,1.0642381511272074,1.0546811027982033,1.0276723440678304,1.0296503063189142,313.29956660226622,0,9058.7303929031441,0,0,0,1,0,null,null,14.987796609459018,null,7738.5382358356273,1,null,null,13.708,11.574999999999999,12.50331411195598,0,0,0,null,1063.3272033840185,168.02149686959334]
[1310,"CgrNgs308",1,0,3526.354207869972,0,"GS",15,1.0062777414973603,0.98564281026156741,1.0265347938683682,1.0441196275961266,1.0994476760618126,1.0901464119048656,1.0679338408439019,1.0965343851174858,1.0642381511272074,1.0546811027982033,1.0276723440678304,1.0296503063189142,177.31637654794125,0,412.16758276357285,0,0,0,1,0,null,null,1.0097803106921353,null,-479.40055161219215,0,null,null,13.708,11.574999999999999,12.50331411195598,0,0,0,null,0,0]
[1331,"CasEgs309",1,15.550574776285483,9828.4071399584464,0,"GS",15,1.0062777414973603,0.98564281026156741,1.0265347938683682,1.0441196275961266,1.0994476760618126,1.0901464119048656,1.0679338408439019,1.0965343851174858,1.0642381511272074,1.0546811027982033,1.0276723440678304,1.0296503063189142,494.20376926571254,0,5524.5896256872611,0,0,0,1,0,null,null,4.8561924018192153,null,3039.6734484915673,1,null,null,13.708,11.574999999999999,12.50331411195598,0,0,0,null,0,0]
[1374,"CloNgs310",1,0.41053695838630505,5522.7015531978532,0,"GS",15,1,1,1,1,1,1,1,1,1,1,1,1,277.69911087866507,0,6150.4436035757362,0,0,0,1,0,null,null,9.6213024326066989,null,4754.1389698807234,1,null,null,13.708,11.574999999999999,12.50331411195598,0,0,0,null,0,0]
[1395,"CheEgs311",1,0,4932.1338406936102,0,"GS",10,1,1,1,1,1,1,1,1,1,1,1,1,248.00347603467952,0,7386.2469480306036,0,0,0,1,0,null,null,12.938024540006651,null,6139.2555490880377,1,null,null,13.708,11.574999999999999,12.50331411195598,0,0,0,null,33243.358374080839,3426.6329020065591]
[1416,"CasNgs312",0,5.7944087240000002,2543.4699999999998,0,"GS",10,1,1,1,1,1,1,1,1,1,1,1,1,127.89381261016587,0,2849.8724740932639,0,0,0,1,0,null,null,9.680054611175148,null,2206.806953993264,1,null,null,13.708,11.574999999999999,12.50331411195598,0,0,0,null,3723.4091864110815,383.79866083979721]
[1459,"CmiEgs313",1,0.71209699109639468,3545.5611216245493,0,"GS",10,1,1,1,1,1,1,1,1,1,1,1,1,178.28216164803973,0,14251.444199736219,0,0,0,1,0,null,null,34.725851241019093,null,13355.019981355885,1,null,null,13.708,11.574999999999999,12.50331411195598,0,0,0,null,149003.3295197807,15358.848696799965]
[1480,"CheNgs314",1,0,4932.1338349961625,0,"GS",15,1,1,1,1,1,1,1,1,1,1,1,1,248.00347574819361,0,5237.2576766069278,0,0,0,1,0,null,null,9.1737751116782551,null,3990.2662791048483,1,null,null,13.708,11.574999999999999,12.50331411195598,0,0,0,null,0,0]
[1496,"CscNgs314",1,0,3002.4439895121541,0,"GS",15,1,1,1,1,1,1,1,1,1,1,1,1,150.97249386357467,0,2993.3337646676778,0,0,0,1,0,null,null,8.6130948621421588,null,2234.2258507993197,1,null,null,13.708,11.574999999999999,12.50331411195598,0,0,0,null,0,0]
[1517,"CofEgs315",0,9.811836886,4306.93,0,"GS",15,1,1,1,1,1,1,1,1,1,1,1,1,216.56622580376484,0,4385.1009112729016,0,0,0,1,0,null,null,8.7961125753395439,null,3296.1797993729015,1,null,null,13.708,11.574999999999999,12.50331411195598,0,0,0,null,0,0]
[1565,"ChoEgs317",1,0.18074637223928422,5871.6128929884808,0,"GS",8,1,1,1,1,1,1,1,1,1,1,1,1,352.29677357930888,0,2104.311821192573,0,0,0,1,0,null,null,3.0962190598145432,null,619.7919334582956,1,null,null,13.708,11.574999999999999,12.50331411195598,0,0,0,null,0,0]
[1581,"CwaEgs317",1,1.3028957492164264,3574.3532960007383,0,"GS",8,1,1,1,1,1,1,1,1,1,1,1,1,214.46119776004429,0,1281.0030277837218,0,0,0,1,0,null,null,3.0962190598142101,null,377.29928395585517,1,null,null,13.708,11.574999999999999,12.50331411195598,0,0,0,null,0,0]
[1602,"CofNgs318",1,6.2524923963854073,5746.9909466193267,0,"GS",11,1,1,1,1,1,1,1,1,1,1,1,1,344.8194567971596,0,172.24112486183407,0,0,0,1,0,null,null,0.25892580814653426,null,-1280.7705961719303,0,null,null,13.708,11.574999999999999,12.50331411195598,0,0,0,null,0,0]
[1645,"CgrEgs320",1,0,3526.354129512642,0,"GS",3,1.0062777414973603,0.98564281026156741,1.0265347938683682,1.0441196275961266,1.0994476760618126,1.0901464119048656,1.0679338408439019,1.0965343851174858,1.0642381511272074,1.0546811027982033,1.0276723440678304,1.0296503063189142,177.31637260788389,0,2439.8206615631811,0,0,0,1,0,null,null,5.9773815880707559,null,1548.2525469984998,1,null,null,13.708,11.574999999999999,12.50331411195598,0,0,0,null,44290.529105425972,3918.7582197933443]
[1666,"CwaNgs320",1,0,3002.443918959093,0,"GS",3,1.0062777414973603,0.98564281026156741,1.0265347938683682,1.0441196275961266,1.0994476760618126,1.0901464119048656,1.0679338408439019,1.0965343851174858,1.0642381511272074,1.0546811027982033,1.0276723440678304,1.0296503063189142,150.97249031594095,0,4737.8510894305045,0,0,0,1,0,null,null,13.632813793291531,null,3978.743193400077,1,null,null,13.708,11.574999999999999,12.50331411195598,0,0,0,null,140660.18208538354,12445.397602558711]
[1687,"CreTgs321",1,0.114348411884937,3675.140947537479,0,"GS",15,1,1,1,1,1,1,1,1,1,1,1,1,220.50845685224874,0,3612.5780813250281,0,0,0,1,0,null,null,8.4922396865719918,null,2683.3921955591268,1,null,null,13.708,11.574999999999999,12.50331411195598,0,0,0,null,0,0]
[1730,"CgrNgs323",1,9.8371415564119297E-2,3654.3521633834216,0,"GS",15,1,1,1,1,1,1,1,1,1,1,1,1,219.2611298030053,0,7037.3801927207878,0,0,0,1,0,null,null,16.63717624869949,null,6113.450335252558,1,null,null,13.708,11.574999999999999,12.50331411195598,0,0,0,null,21944.415722637117,2881.0146964494097]
[1751,"CasTgs324",1,0,3002.4439912287444,0,"GS",15,1,1,1,1,1,1,1,1,1,1,1,1,180.14663947372469,0,3311.1845697922804,0,0,0,1,0,null,null,9.5276868640617636,null,2552.0766554899169,1,null,null,13.708,11.574999999999999,12.50331411195598,0,0,0,null,0,0]
[1772,"CreNgs324",1,0,3526.3542073999047,0,"GS",15,1,1,1,1,1,1,1,1,1,1,1,1,211.58125244399429,0,2398.8554990828757,0,0,0,1,0,null,null,5.877019816189252,null,1507.2873648259579,1,null,null,13.708,11.574999999999999,12.50331411195598,0,0,0,null,0,0]
[1788,"CheNgs325",1,3.7930913725576748E-2,5129.2902049364993,0,"GS",15,1,1,1,1,1,1,1,1,1,1,1,1,307.75741229618995,0,1869.1188638661147,0,0,0,1,0,null,null,3.1481734327783015,null,572.28042135201963,1,null,null,13.708,11.574999999999999,12.50331411195598,0,0,0,null,0,0]
[1836,"CasNgs327",1,0,3002.4418096247109,0,"GS",10,1,1,1,1,1,1,1,1,1,1,1,1,150.97238425185674,0,3099.9310237081631,0,0,0,1,0,null,null,8.9198270081585811,null,2340.8236609807477,1,null,null,13.708,11.574999999999999,12.50331411195598,0,0,0,null,698.75031698567182,72.025238831990251]
[1852,"CmiNgs327",1,0,3002.4418096247109,0,"GS",10,1,1,1,1,1,1,1,1,1,1,1,1,150.97238425185677,0,8672.3616199295775,0,0,0,1,0,null,null,24.954092465396826,null,7913.2542572021621,1,null,null,13.708,11.574999999999999,12.50331411195598,0,0,0,null,78664.133651345881,8108.4800622222374]
[1873,"ChoEgs328",1,0.789595172663209,6851.7404375853421,0,"GS",10,1,1,1,1,1,1,1,1,1,1,1,1,344.52743990612652,0,2945.1284734692158,0,0,0,1,0,null,null,3.7134907156203907,null,1212.8029386345138,1,null,null,13.708,11.574999999999999,12.50331411195598,0,0,0,null,0,0]
[1921,"CcoEgs330",0,7.6186439999999994E-2,396,0,"GS",15,1,1,1,1,1,1,1,1,1,1,1,1,23.76,0,313,0,0,0,1,0,null,null,6.8285446255208679,null,212.87932000000001,1,null,null,13.708,11.574999999999999,12.50331411195598,0,0,0,null,0,0]
[1937,"CofEgs330",0,0.53308733399999997,234,0,"GS",15,1,1,1,1,1,1,1,1,1,1,1,1,14.040000000000001,0,313,0,0,0,1,0,null,null,11.555998597035314,null,253.83777999999998,1,null,null,13.708,11.574999999999999,12.50331411195598,0,0,0,null,0,0]
[1958,"ChoNgs331",1,8.546185169019822E-3,4976.5549908813528,0,"GS",25,1,1,1,1,1,1,1,1,1,1,1,1,298.59329945288118,0,172230.95958213645,0,0,0,1,0,null,null,298.99327084694761,null,170972.73718379191,1,null,null,13.708,11.574999999999999,12.50331411195598,0,0,0,null,1312519.6781962507,213016.1742604881]
[2001,"CwaTgs332",1,3.0414573883073975E-2,3015.7945265045842,0,"GS",15,1,1,1,1,1,1,1,1,1,1,1,1,180.94767159027506,0,3844.244011058212,0,0,0,1,0,null,null,11.012557730559413,null,3081.7606809220579,1,null,null,13.708,11.574999999999999,12.50331411195598,0,0,0,null,0,0]
[2022,"CofNgs333",1,3.4736185684845791,4527.197426292485,0,"GS",20,0.57723342209516748,0.60437372201316453,0.83705124089372529,1.0970310586362544,1.2026142145897361,1.2026142145897361,1.2889868661351127,1.2890846405144394,1.2453007447106357,1.1191895620457397,0.77552819282287611,0.85362126693691953,227.64197701859129,0,3137.348745730153,0,0,0,1,0,null,null,5.9870428101302151,null,1992.7374204406242,1,null,null,13.708,11.574999999999999,12.50331411195598,0,0,0,null,0,0]
[2043,"CinEgs334",1,0.28275840015362114,6401.8484805943181,0,"GS",20,1,1,1,1,1,1,1,1,1,1,1,1,321.90543231719062,0,184332.57370227666,0,0,0,1,0,null,null,248.75722084520893,null,182713.994350928,1,null,null,13.708,11.574999999999999,12.50331411195598,0,0,0,null,1533401.4825525915,230625.40214516135]
[2059,"CasEgs335",1,0,-309.19999999999698,0,"GS",30,0.57723342209516748,0.60437372201316453,0.83705124089372529,1.0970310586362544,1.2026142145897361,1.2026142145897361,1.2889868661351127,1.2890846405144394,1.2453007447106357,1.1191895620457397,0.77552819282287611,0.85362126693691953,15.547565671725204,0,2781.66,0,0,0,1,0,null,null,-77.721927135868697,null,2859.835035999999,1,null,null,13.708,11.574999999999999,12.50331411195598,0,0,0,null,24527.581755114894,4221.8879855158939]
[2107,"CreTgs336",1,0,3526.3542078519231,0,"GS",18,0.57723342209516748,0.60437372201316453,0.83705124089372529,1.0970310586362544,1.2026142145897361,1.2026142145897361,1.2889868661351127,1.2890846405144394,1.2453007447106357,1.1191895620457397,0.77552819282287611,0.85362126693691953,211.58125247111542,0,4590.1843717138145,0,0,0,1,0,null,null,11.245614635554325,null,3698.6162373426132,1,null,null,13.708,11.574999999999999,12.50331411195598,0,0,0,null,0,0]
[2128,"CinNgs337",1,0.28275455258646226,6401.8284823131135,0,"GS",15,1,1,1,1,1,1,1,1,1,1,1,1,384.10970893878687,0,2432.7084308215371,0,0,0,1,0,null,null,3.282955728477301,null,814.13413563831273,1,null,null,13.708,11.574999999999999,12.50331411195598,0,0,0,null,0,0]
[2144,"CasNgs338",1,0.87101324845240924,3384.777402862851,0,"GS",15,1.4642934035850563,1.390983597018502,1.4252994685226312,1.4319034391640282,1.4237894031075788,1.3901451134910312,1.2503752648303077,1.3782245597891407,1.4308728765503533,1.4735364224775085,1.411655598241391,1.4937785463243058,203.08664417177107,0,11951.946021846743,0,0,0,1,0,null,null,30.506157662590432,null,11096.172751080929,1,null,null,13.708,11.574999999999999,12.50331411195598,0,0,0,null,77372.243567589161,10157.963357645502]
[2165,"CrtTgs338",1,2.4285415952302718,4068.458312451723,0,"GS",15,1.4642934035850563,1.390983597018502,1.4252994685226312,1.4319034391640282,1.4237894031075788,1.3901451134910312,1.2503752648303077,1.3782245597891407,1.4308728765503533,1.4735364224775085,1.411655598241391,1.4937785463243058,244.10749874710339,0,31184.066011434301,0,0,0,1,0,null,null,66.218886110260044,null,30155.437696297133,1,null,null,13.708,11.574999999999999,12.50331411195598,0,0,0,null,269566.88390767161,35390.605246916304]
[2208,"CheNgs340",1,0,4932.1338415377268,0,"GS",12,0.57723342209516748,0.60437372201316453,0.83705124089372529,1.0970310586362544,1.2026142145897361,1.2026142145897361,1.2889868661351127,1.2890846405144394,1.2453007447106357,1.1191895620457397,0.77552819282287611,0.85362126693691953,295.92803049226359,0,657.84165557914389,0,0,0,1,0,null,null,1.1522998813537157,null,-589.14974357683957,0,null,null,13.708,11.574999999999999,12.50331411195598,0,0,0,null,0,0]
[2229,"CcoTgs341",1,0,4932.1338311724121,0,"GS",8,0.57723342209516748,0.60437372201316453,0.83705124089372529,1.0970310586362544,1.2026142145897361,1.2026142145897361,1.2889868661351127,1.2890846405144394,1.2453007447106357,1.1191895620457397,0.77552819282287611,0.85362126693691953,295.92802987034474,0,943.07457825723145,0,0,0,1,0,null,null,1.6519244679946838,null,-303.91681827808952,0,null,null,13.708,11.574999999999999,12.50331411195598,0,0,0,null,0,0]
[2250,"CrtNgs341",1,0,3002.4439929075406,0,"GS",8,0.57723342209516748,0.60437372201316453,0.83705124089372529,1.0970310586362544,1.2026142145897361,1.2026142145897361,1.2889868661351127,1.2890846405144394,1.2453007447106357,1.1191895620457397,0.77552819282287611,0.85362126693691953,180.14663957445245,0,501.28166062909821,0,0,0,1,0,null,null,1.4424006242575726,null,-257.82625409771526,0,null,null,13.708,11.574999999999999,12.50331411195598,0,0,0,null,0,0]
[2293,"ChoTgs343",1,2.8351967453110416E-2,5079.5010000726961,0,"GS",15,0.57723342209516748,0.60437372201316453,0.83705124089372529,1.0970310586362544,1.2026142145897361,1.2026142145897361,1.2889868661351127,1.2890846405144394,1.2453007447106357,1.1191895620457397,0.77552819282287611,0.85362126693691953,304.77006000436177,0,3164.2203783809477,0,0,0,1,0,null,null,5.3817642982350735,null,1879.9701405325682,1,null,null,13.708,11.574999999999999,12.50331411195598,0,0,0,null,0,0]
[2314,"CcoNgs344",1,24.030419103376271,129836.85521941875,0,"GS",15,0.53600000000000003,0.63800000000000001,0.81100000000000005,0.88200000000000001,1.0329999999999999,1.022,1.038,1.0509999999999999,1.0349999999999999,1.0169999999999999,0.878,0.56200000000000006,7790.2113131651267,0,5931372.8630083436,0,0,0,1,0,null,null,394.67192895904418,null,5898546.210903218,1,null,null,13.708,11.574999999999999,12.50331411195598,0,0,0,null,60426177.77005779,7933166.6154235806]
[2335,"CscEgs344",1,173.22129863496033,79038.360119734338,0,"GS",15,0.53600000000000003,0.63800000000000001,0.81100000000000005,0.88200000000000001,1.0329999999999999,1.022,1.038,1.0509999999999999,1.0349999999999999,1.0169999999999999,0.878,0.56200000000000006,4742.3016071840611,0,3610731.2023130506,0,0,0,1,0,null,null,394.67192895911501,null,3590747.9337239782,1,null,null,13.708,11.574999999999999,12.50331411195598,0,0,0,null,36784516.502280287,4829325.7831209116]
[2378,"CheNgs347",1,0.789595172663209,6851.7404375853421,0,"GS",10,1,1,1,1,1,1,1,1,1,1,1,1,344.52743990612657,0,5642.9144632616972,0,0,0,1,0,null,null,7.1151091224480556,null,3910.5889284269952,1,null,null,13.708,11.574999999999999,12.50331411195598,0,0,0,null,0,0]
[2399,"CcoEgs348",0,1.845014328,9589.9699999999993,0,"GS",10,1,1,1,1,1,1,1,1,1,1,1,1,482.21438669106078,0,6919,0,0,0,1,0,null,null,6.2331141776003918,null,4494.3678848999998,1,null,null,13.708,11.574999999999999,12.50331411195598,0,0,0,null,0,0]
[2415,"CofEgs348",0,21.847399750000001,9589.9699999999993,0,"GS",10,1,1,1,1,1,1,1,1,1,1,1,1,482.21438669106078,0,6919,0,0,0,1,0,null,null,6.2331141776003918,null,4494.3678848999998,1,null,null,13.708,11.574999999999999,12.50331411195598,0,0,0,null,0,0]
[2436,"ChoNgs349",1,0,4932.1455142563218,0,"GS",15,1.4642934035850563,1.390983597018502,1.4252994685226312,1.4319034391640282,1.4237894031075788,1.3901451134910312,1.2503752648303077,1.3782245597891407,1.4308728765503533,1.4735364224775085,1.411655598241391,1.4937785463243058,248.00406301877683,0,12251.017815334237,0,0,0,1,0,null,null,21.459287118034421,null,11004.02346496481,1,null,null,13.708,11.574999999999999,12.50331411195598,0,0,0,null,58519.6021628421,7682.8581809814596]
[2484,"CcoNgs401",0,6.1656210000000003E-2,622.79,0,"GS",8,1,1,1,1,1,1,1,1,1,1,1,1,37.367400000000004,0,400,0,0,0,1,0,null,null,5.5487781469140973,null,242.54000430000002,1,null,null,13.708,11.574999999999999,12.50331411195598,0,0,0,null,0,0]
[2500,"CofNgs401",0,5.6673889999999998E-2,622.79,0,"GS",8,1,1,1,1,1,1,1,1,1,1,1,1,37.367400000000004,0,400,0,0,0,1,0,null,null,5.5487781469140973,null,242.54000430000002,1,null,null,13.708,11.574999999999999,12.50331411195598,0,0,0,null,0,0]
[2521,"CinEgs402",0,5.2920000000000002E-2,441,0,"GS",10,0.57723342209516748,0.60437372201316453,0.83705124089372529,1.0970310586362544,1.2026142145897361,1.2026142145897361,1.2889868661351127,1.2890846405144394,1.2453007447106357,1.1191895620457397,0.77552819282287611,0.85362126693691953,26.46,0,57.62,0,0,0,1,0,null,null,1.1287913293467136,null,-53.878030000000003,0,null,null,13.708,11.574999999999999,12.50331411195598,0,0,0,null,0,0]
[2564,"CwaNgs403",0,4.628736E-2,482.16,0,"GS",10,0.57723342209516748,0.60437372201316453,0.83705124089372529,1.0970310586362544,1.2026142145897361,1.2026142145897361,1.2889868661351127,1.2890846405144394,1.2453007447106357,1.1191895620457397,0.77552819282287611,0.85362126693691953,28.929600000000004,0,84,0,0,0,1,0,null,null,1.5051060723504488,null,-37.904512800000013,0,null,null,13.708,11.574999999999999,12.50331411195598,0,0,0,null,0,0]
[2585,"CreTgs404",0,1.8081E-3,20.09,0,"GS",10,0.57723342209516748,0.60437372201316453,0.83705124089372529,1.0970310586362544,1.2026142145897361,1.2026142145897361,1.2889868661351127,1.2890846405144394,1.2453007447106357,1.1191895620457397,0.77552819282287611,0.85362126693691953,1.2054,0,0.5,0,0,0,1,0,null,null,0.21501515319292128,null,-4.5793546999999997,0,null,null,13.708,11.574999999999999,12.50331411195598,0,0,0,null,0,0]
[2606,"CinNgs405",0,6.3500399999999999E-2,529.16999999999996,0,"GS",13,0.57723342209516748,0.60437372201316453,0.83705124089372529,1.0970310586362544,1.2026142145897361,1.2026142145897361,1.2889868661351127,1.2890846405144394,1.2453007447106357,1.1191895620457397,0.77552819282287611,0.85362126693691953,31.7502,0,255,0,0,0,1,0,null,null,4.1631682788127682,null,121.20994890000001,1,null,null,13.708,11.574999999999999,12.50331411195598,0,0,0,null,0,0]
[2649,"CasTgs407",0,5.3439399999999998E-2,562.52,0,"GS",15,0.57723342209516748,0.60437372201316453,0.83705124089372529,1.0970310586362544,1.2026142145897361,1.2026142145897361,1.2889868661351127,1.2890846405144394,1.2453007447106357,1.1191895620457397,0.77552819282287611,0.85362126693691953,33.751200000000004,0,169,0,0,0,1,0,null,null,2.5955400635431212,null,26.778068400000009,1,null,null,13.708,11.574999999999999,12.50331411195598,0,0,0,null,0,0]
[2670,"CreNgs407",0,5.06268E-2,562.52,0,"GS",15,0.57723342209516748,0.60437372201316453,0.83705124089372529,1.0970310586362544,1.2026142145897361,1.2026142145897361,1.2889868661351127,1.2890846405144394,1.2453007447106357,1.1191895620457397,0.77552819282287611,0.85362126693691953,33.751200000000004,0,169,0,0,0,1,0,null,null,2.5955400635431212,null,26.778068400000009,1,null,null,13.708,11.574999999999999,12.50331411195598,0,0,0,null,0,0]
[2691,"CloTgs408",0,5.324922E-2,612.05999999999995,0,"GS",15,1,1,1,1,1,1,1,1,1,1,1,1,36.723599999999998,0,255,0,0,0,1,0,null,null,3.5993591446906388,null,100.2528702,1,null,null,13.708,11.574999999999999,12.50331411195598,0,0,0,null,0,0]
[2707,"CcoEgs501",1,0.77586206896551735,8620.6896551724149,0,"GS",10,1.0062777414973603,0.98564281026156741,1.0265347938683682,1.0441196275961266,1.0994476760618126,1.0901464119048656,1.0679338408439019,1.0965343851174858,1.0642381511272074,1.0546811027982033,1.0276723440678304,1.0296503063189142,517.24137931034488,0,5663.5786104711133,0,0,0,1,0,null,null,5.6758109616816332,null,3484.0096449538719,1,null,null,13.708,11.574999999999999,12.50331411195598,0,0,0,null,0,0]
[2755,"CrtEgs502",1,0.4642857142857143,5952.3809523809523,0,"GS",8,1.0062777414973603,0.98564281026156741,1.0265347938683682,1.0441196275961266,1.0994476760618126,1.0901464119048656,1.0679338408439019,1.0965343851174858,1.0642381511272074,1.0546811027982033,1.0276723440678304,1.0296503063189142,299.30476636568551,0,6941.3384659453541,0,0,0,1,0,null,null,10.074685635238183,null,5436.3979897548779,1,null,null,13.708,11.574999999999999,12.50331411195598,0,0,0,null,30443.011051138034,2693.5510187276504]
[2771,"ChoEgs503",1,0.77586206896551724,8620.6896551724021,0,"GS",10,1.0062777414973603,0.98564281026156741,1.0265347938683682,1.0441196275961266,1.0994476760618126,1.0901464119048656,1.0679338408439019,1.0965343851174858,1.0642381511272074,1.0546811027982033,1.0276723440678304,1.0296503063189142,517.2413793103442,0,548.06179557939799,0,0,0,1,0,null,null,0.54924551436034774,null,-1631.5071699378404,0,null,null,13.708,11.574999999999999,12.50331411195598,0,0,0,null,0,0]
[2792,"CcoNgs504",1,0.77586206896551724,8620.6896551724149,0,"GS",15,1,1,1,1,1,1,1,1,1,1,1,1,433.47586852961359,0,155883.89758154191,0,0,0,1,0,null,null,156.22057986573529,null,153704.32861602466,1,null,null,13.708,11.574999999999999,12.50331411195598,0,0,0,null,1514049.0637070402,198774.83450998249]
[2813,"CscEgs504",1,1.1226415094339621,9433.9622641509432,0,"GS",15,1,1,1,1,1,1,1,1,1,1,1,1,474.36981839089793,0,298354.02312975773,0,0,0,1,0,null,null,273.22269072789913,null,295968.83445051243,1,null,null,13.708,11.574999999999999,12.50331411195598,0,0,0,null,2998237.15464492,393629.31395170582]
[2856,"ChoNgs506",1,0.77586206896551724,8620.6896551724003,0,"GS",10,1,1,1,1,1,1,1,1,1,1,1,1,517.24137931034409,0,709.48927804858477,0,0,0,1,0,null,null,0.71102165229923087,null,-1470.079687468653,0,null,null,13.708,11.574999999999999,12.50331411195598,0,0,0,null,0,0]
[2877,"CdaEgs507",1,1.1140350877192984,8771.9298245614027,0,"GS",8,1,1,1,1,1,1,1,1,1,1,1,1,526.31578947368428,0,508.5857092110349,0,0,0,1,0,null,null,0.50089650842382716,null,-1709.2213083328245,0,null,null,13.708,11.574999999999999,12.50331411195598,0,0,0,null,0,0]
[2898,"CscNgs507",1,1.1226415094339623,9433.962264150945,0,"GS",8,1,1,1,1,1,1,1,1,1,1,1,1,566.03773584905673,0,736.05515204634662,0,0,0,1,0,null,null,0.67405482606404088,null,-1649.1335271989367,0,null,null,13.708,11.574999999999999,12.50331411195598,0,0,0,null,0,0]
[2941,"CinTgs509",1,1.361904761904762,9523.8095238095248,0,"GS",10,0.57723342209516748,0.60437372201316453,0.83705124089372529,1.0970310586362544,1.2026142145897361,1.2026142145897361,1.2889868661351127,1.2890846405144394,1.2453007447106357,1.1191895620457397,0.77552819282287611,0.85362126693691953,571.42857142857156,0,265.14285714285717,0,0,0,1,0,null,null,0.24051835853131748,null,-2142.761904761905,0,null,null,13.708,11.574999999999999,12.50331411195598,0,0,0,null,0,0]
[2962,"CdaNgs510",1,1.1140350877192984,8771.9298245614045,0,"GS",11,1,1,1,1,1,1,1,1,1,1,1,1,526.31578947368428,0,8567.7131013243579,0,0,0,1,0,null,null,8.4381796419090875,null,6349.9060837804973,1,null,null,13.708,11.574999999999999,12.50331411195598,0,0,0,null,0,0]
[2978,"CreNgs510",1,0.57999999999999996,6666.6666666666661,0,"GS",11,1,1,1,1,1,1,1,1,1,1,1,1,399.99999999999994,0,4610.3321965390933,0,0,0,1,0,null,null,5.9745125657094089,null,2924.79886320576,1,null,null,13.708,11.574999999999999,12.50331411195598,0,0,0,null,0,0]
[3026,"CinNgs512",1,1.361904761904762,9523.8095238095229,0,"GS",15,0.57723342209516748,0.60437372201316453,0.83705124089372529,1.0970310586362544,1.2026142145897361,1.2026142145897361,1.2889868661351127,1.2890846405144394,1.2453007447106357,1.1191895620457397,0.77552819282287611,0.85362126693691953,571.42857142857144,0,1903.1033342583053,0,0,0,1,0,null,null,1.726357236260234,null,-504.80142764645643,0,null,null,13.708,11.574999999999999,12.50331411195598,0,0,0,null,0,0]
[3047,"CgrTgs513",1,0.44705882352941179,5882.3529411764703,0,"GS",15,0.57723342209516748,0.60437372201316453,0.83705124089372529,1.0970310586362544,1.2026142145897361,1.2026142145897361,1.2889868661351127,1.2890846405144394,1.2453007447106357,1.1191895620457397,0.77552819282287611,0.85362126693691953,352.94117647058823,0,990.91019807132341,0,0,0,1,0,null,null,1.4553324723293737,null,-496.32509604632355,0,null,null,13.708,11.574999999999999,12.50331411195598,0,0,0,null,0,0]
[3063,"CrtTgs513",1,0.4642857142857143,5952.3809523809523,0,"GS",15,0.57723342209516748,0.60437372201316453,0.83705124089372529,1.0970310586362544,1.2026142145897361,1.2026142145897361,1.2889868661351127,1.2890846405144394,1.2453007447106357,1.1191895620457397,0.77552819282287611,0.85362126693691953,357.14285714285717,0,1886.2325676282871,0,0,0,1,0,null,null,2.7376852817412725,null,381.292091437811,1,null,null,13.708,11.574999999999999,12.50331411195598,0,0,0,null,0,0]
[3084,"CloNgs514",1,1.4146341463414633,12195.12195121946,0,"GS",15,0.57723342209516748,0.60437372201316453,0.83705124089372529,1.0970310586362544,1.2026142145897361,1.2026142145897361,1.2889868661351127,1.2890846405144394,1.2453007447106357,1.1191895620457397,0.77552819282287611,0.85362126693691953,731.7073170731677,0,5563.0808900929424,0,0,0,1,0,null,null,3.9410162677116483,null,2479.7882071661261,1,null,null,13.708,11.574999999999999,12.50331411195598,0,0,0,null,0,0]
[3127,"CdaNgs516",1,1.1140350877192984,8771.9298245613845,0,"GS",15,0.57723342209516748,0.60437372201316453,0.83705124089372529,1.0970310586362544,1.2026142145897361,1.2026142145897361,1.2889868661351127,1.2890846405144394,1.2453007447106357,1.1191895620457397,0.77552819282287611,0.85362126693691953,526.31578947368314,0,18421.993893908988,0,0,0,1,0,null,null,18.143475627694421,null,16204.186876365133,1,null,null,13.708,11.574999999999999,12.50331411195598,0,0,0,null,68732.414551355265,9023.6668384220393]
[3148,"CheNgs517",1,0.82550335570469802,6711.4093959731354,0,"GS",10,1,1,1,1,1,1,1,1,1,1,1,1,402.68456375838815,0,14440.379190889842,0,0,0,1,0,null,null,18.588479476825853,null,12743.533553305953,1,null,null,13.708,11.574999999999999,12.50331411195598,0,0,0,null,106651.07286093727,10993.295899505853]
[3169,"CcoTgs601",1,1.0099009900990099,9900.9900990099013,0,"GS",4,1,1,1,1,1,1,1,1,1,1,1,1,594.05940594059416,0,8892.9686867427899,0,0,0,1,0,null,null,7.759739415645976,null,6389.7013600101163,1,null,null,13.708,11.574999999999999,12.50331411195598,0,0,0,null,124471.07855803362,11013.010503098303]
[3212,"CmiNgs602",1,1.0630630630630631,9009.0090090090089,0,"GS",5,1,1,1,1,1,1,1,1,1,1,1,1,540.54054054054052,0,4627.0507488083313,0,0,0,1,0,null,null,4.4371717763950311,null,2349.3030010605839,1,null,null,13.708,11.574999999999999,12.50331411195598,0,0,0,null,0,0]
[3233,"ChoEgs603",1,1.0099009900990099,9900.9900990099013,0,"GS",15,1,1,1,1,1,1,1,1,1,1,1,1,594.05940594059405,0,2769.6369636963695,0,0,0,1,0,null,null,2.4167026637868969,null,266.36963696369617,1,null,null,13.708,11.574999999999999,12.50331411195598,0,0,0,null,0,0]
[3254,"CcoNgs604",1,1,8620.6896551724712,0,"GS",15,1,1,1,1,1,1,1,1,1,1,1,1,517.24137931034829,0,244433.30218565537,0,0,0,1,0,null,null,244.96123588367894,null,242253.73322013812,1,null,null,13.708,11.574999999999999,12.50331411195598,0,0,0,null,2443700.062296465,320825.84846074897]
[3297,"CofTgs605",1,0.7103825136612022,5464.4808743168342,0,"GS",15,1,1,1,1,1,1,1,1,1,1,1,1,327.8688524590101,0,36319.918474942417,0,0,0,1,0,null,null,57.421555774640105,null,34938.333775488893,1,null,null,13.708,11.574999999999999,12.50331411195598,0,0,0,null,303645.04562572751,39864.622052769097]
[3318,"ChoNgs606",1,1,8620.6896551722657,0,"GS",15,1,1,1,1,1,1,1,1,1,1,1,1,517.24137931033601,0,81549.731028957307,0,0,0,1,0,null,null,81.72586435731499,null,79370.162063440104,1,null,null,13.708,11.574999999999999,12.50331411195598,0,0,0,null,733639.28442503745,96317.240205252616]
[3334,"CwaNgs606",1,0.7103825136612022,5464.480874316846,0,"GS",15,1,1,1,1,1,1,1,1,1,1,1,1,327.86885245901084,0,51692.72567955764,0,0,0,1,0,null,null,81.725864357315004,null,50311.140980104115,1,null,null,13.708,11.574999999999999,12.50331411195598,0,0,0,null,465039.09066263342,61053.548727681089]
[3355,"CreTgs607",1,0.76470588235294112,6535.9477124183004,0,"GS",7,1,1,1,1,1,1,1,1,1,1,1,1,392.15686274509807,0,1979.1881935512392,0,0,0,1,0,null,null,2.6161191672858717,null,326.70453342052042,1,null,null,13.708,11.574999999999999,12.50331411195598,0,0,0,null,0,0]
[3403,"CinTgs609",1,1.0810810810810811,9009.0090090090089,0,"GS",15,1,1,1,1,1,1,1,1,1,1,1,1,540.54054054054052,0,54162.260182447644,0,0,0,1,0,null,null,51.939618835867726,null,51884.512434699893,1,null,null,13.708,11.574999999999999,12.50331411195598,0,0,0,null,440588.12073648488,57843.456256319034]
[3419,"CasTgs701",1,0.43274853801169588,5847.9532163742688,0,"GS",15,1,1,1,1,1,1,1,1,1,1,1,1,350.87719298245611,0,2168.2280803324293,0,0,0,1,0,null,null,3.2031706413550363,null,689.69006863652282,1,null,null,13.708,11.574999999999999,12.50331411195598,0,0,0,null,0,0]
[3440,"CreNgs701",1,0.37313432835820898,7462.6865671641799,0,"GS",15,1,1,1,1,1,1,1,1,1,1,1,1,447.7611940298508,0,2766.9179234092944,0,0,0,1,0,null,null,3.2031706413550363,null,880.1268786331749,1,null,null,13.708,11.574999999999999,12.50331411195598,0,0,0,null,0,0]
[3483,"CheEgs801",1,0.79333333333333322,6666.6666666666915,0,"GS",12,1,1,1,1,1,1,1,1,1,1,1,1,400.00000000000153,0,1712.6178932387775,0,0,0,1,0,null,null,2.219375239618278,null,27.084559905437914,1,null,null,13.708,11.574999999999999,12.50331411195598,0,0,0,null,0,0]
[3504,"CasNgs802",1,0.79333333333333322,6666.6666666666497,0,"GS",8,1,1,1,1,1,1,1,1,1,1,1,1,399.99999999999903,0,27500.213510974463,0,0,0,1,0,null,null,35.637425716165701,null,25814.680177641134,1,null,null,13.708,11.574999999999999,12.50331411195598,0,0,0,null,361026.34759533929,31943.058612679404]
[3525,"CrtEgs802",1,0.79333333333333322,6666.6666666666497,0,"GS",8,1,1,1,1,1,1,1,1,1,1,1,1,399.99999999999903,0,27500.213510974463,0,0,0,1,0,null,null,35.637425716165701,null,25814.680177641134,1,null,null,13.708,11.574999999999999,12.50331411195598,0,0,0,null,361026.34759533929,31943.058612679404]
[3568,"CheNgs804",1,0.79333333333333322,6666.666666666667,0,"GS",10,0.57723342209516748,0.60437372201316453,0.83705124089372529,1.0970310586362544,1.2026142145897361,1.2026142145897361,1.2889868661351127,1.2890846405144394,1.2453007447106357,1.1191895620457397,0.77552819282287611,0.85362126693691953,400,0,3908.4670157903297,0,0,0,1,0,null,null,5.0649680550198664,null,2222.9336824569964,1,null,null,13.708,11.574999999999999,12.50331411195598,0,0,0,null,0,0]
[3589,"CcoEgs805",1,0.79333333333333322,6666.6666666666661,0,"GS",10,1,1,1,1,1,1,1,1,1,1,1,1,335.2213383295678,0,1784.1497411389885,0,0,0,1,0,null,null,2.3120730986682361,null,98.616407805655285,1,null,null,13.708,11.574999999999999,12.50331411195598,0,0,0,null,0,0]
[3610,"CrtNgs805",1,0.79333333333333345,6666.6666666666579,0,"GS",10,1,1,1,1,1,1,1,1,1,1,1,1,335.2213383295674,0,260.7487867033019,0,0,0,1,0,null,null,0.33790339529585606,null,-1424.7845466300291,0,null,null,13.708,11.574999999999999,12.50331411195598,0,0,0,null,0,0]
[3626,"ChoNgs806",1,0.79333333333333322,6666.6666666667006,0,"GS",10,1,1,1,1,1,1,1,1,1,1,1,1,400.0000000000021,0,14860.895109728701,0,0,0,1,0,null,null,19.258179407855671,null,13175.361776395361,1,null,null,13.708,11.574999999999999,12.50331411195598,0,0,0,null,113170.55640807064,11665.306127092112]
[3674,"CcoNgs808",1,0.79333333333333333,6666.666666666667,0,"GS",13,1,1,1,1,1,1,1,1,1,1,1,1,335.2213383295678,0,5069.5573083632789,0,0,0,1,0,null,null,6.5696207019826511,null,3384.0239750299456,1,null,null,13.708,11.574999999999999,12.50331411195598,0,0,0,null,0,0]
[3690,"CofNgs808",1,0.81118881118881114,6993.0069930069922,0,"GS",13,1,1,1,1,1,1,1,1,1,1,1,1,351.63077447157463,0,4643.5518546346111,0,0,0,1,0,null,null,5.7367422480583112,null,2875.5098965926531,1,null,null,13.708,11.574999999999999,12.50331411195598,0,0,0,null,0,0]
[3711,"CinEgs809",1,0.81118881118881114,6993.0069930069931,0,"GS",15,0.57723342209516748,0.60437372201316453,0.83705124089372529,1.0970310586362544,1.2026142145897361,1.2026142145897361,1.2889868661351127,1.2890846405144394,1.2453007447106357,1.1191895620457397,0.77552819282287611,0.85362126693691953,419.58041958041957,0,7072.3832088079762,0,0,0,1,0,null,null,8.7373719123934404,null,5304.3412507660178,1,null,null,13.708,11.574999999999999,12.50331411195598,0,0,0,null,0,0]
[3732,"CdaNgs810",1,0.81118881118881125,6993.0069930069931,0,"GS",15,1,1,1,1,1,1,1,1,1,1,1,1,419.58041958041963,0,361.50983519404576,0,0,0,1,0,null,null,0.44661690222676931,null,-1406.5321228479122,0,null,null,13.708,11.574999999999999,12.50331411195598,0,0,0,null,0,0]
[3775,"CreEgs811",1,0.8014184397163121,7092.1985815602839,0,"GS",15,1,1,1,1,1,1,1,1,1,1,1,1,425.53191489361706,0,1264.0128117135669,0,0,0,1,0,null,null,1.5397477879189021,null,-529.10775566231973,0,null,null,13.708,11.574999999999999,12.50331411195598,0,0,0,null,0,0]
[3796,"CinNgs812",1,0.81118881118881125,6993.0069930069931,0,"GS",16,1,1,1,1,1,1,1,1,1,1,1,1,419.58041958041963,0,2609.8127113556366,0,0,0,1,0,null,null,3.2242178637050198,null,841.7707533136786,1,null,null,13.708,11.574999999999999,12.50331411195598,0,0,0,null,0,0]
[3817,"CgrEgs813",1,0.79333333333333345,6666.666666666667,0,"GS",15,1,1,1,1,1,1,1,1,1,1,1,1,400,0,3726.7228651712153,0,0,0,1,0,null,null,4.8294464775436916,null,2041.189531837882,1,null,null,13.708,11.574999999999999,12.50331411195598,0,0,0,null,0,0]
[3860,"CreNgs814",1,0.80141843971631199,7092.1985815602629,0,"GS",15,0.57723342209516748,0.60437372201316453,0.83705124089372529,1.0970310586362544,1.2026142145897361,1.2026142145897361,1.2889868661351127,1.2890846405144394,1.2453007447106357,1.1191895620457397,0.77552819282287611,0.85362126693691953,425.53191489361586,0,6410.2170257821799,0,0,0,1,0,null,null,7.808558104840519,null,4617.0964584062986,1,null,null,13.708,11.574999999999999,12.50331411195598,0,0,0,null,0,0]
[3881,"CloEgs815",1,0.79333333333333333,6666.6666666666661,0,"GS",10,0.57723342209516748,0.60437372201316453,0.83705124089372529,1.0970310586362544,1.2026142145897361,1.2026142145897361,1.2889868661351127,1.2890846405144394,1.2453007447106357,1.1191895620457397,0.77552819282287611,0.85362126693691953,400,0,3552.4820007578628,0,0,0,1,0,null,null,4.6036483811117019,null,1866.9486674245295,1,null,null,13.708,11.574999999999999,12.50331411195598,0,0,0,null,0,0]
[3897,"CcoEgs816",1,0.79333333333333333,6666.6666666666233,0,"GS",4,1.0062777414973603,0.98564281026156741,1.0265347938683682,1.0441196275961266,1.0994476760618126,1.0901464119048656,1.0679338408439019,1.0965343851174858,1.0642381511272074,1.0546811027982033,1.0276723440678304,1.0296503063189142,399.99999999999744,0,3587.21414387291,0,0,0,1,0,null,null,4.6486576378482942,null,1901.6808105395876,1,null,null,13.708,11.574999999999999,12.50331411195598,0,0,0,null,12220.049153971675,1081.2112439302193]
[3945,"CrtEgs817",1,0.79333333333333333,6666.6666666666233,0,"GS",4,1.0062777414973603,0.98564281026156741,1.0265347938683682,1.0441196275961266,1.0994476760618126,1.0901464119048656,1.0679338408439019,1.0965343851174858,1.0642381511272074,1.0546811027982033,1.0276723440678304,1.0296503063189142,399.99999999999744,0,5039.1817735357545,0,0,0,1,0,null,null,6.5302571579297464,null,3353.6484402024325,1,null,null,13.708,11.574999999999999,12.50331411195598,0,0,0,null,55518.361278359778,4912.179624026563]
[3966,"CloNgs818",1,0.79333333333333333,6666.6666666666069,0,"GS",5,1.0062777414973603,0.98564281026156741,1.0265347938683682,1.0441196275961266,1.0994476760618126,1.0901464119048656,1.0679338408439019,1.0965343851174858,1.0642381511272074,1.0546811027982033,1.0276723440678304,1.0296503063189142,399.99999999999642,0,44270.833333333336,0,0,0,1,0,null,null,57.370410367171147,null,42585.300000000017,1,null,null,13.708,11.574999999999999,12.50331411195598,0,0,0,null,991275.53199955123,87706.541727165051]
[3982,"CcoNgs819",1,0.79333333333333333,6666.666666666667,0,"GS",4,1,1,1,1,1,1,1,1,1,1,1,1,400.00000000000006,0,2595.0617283950619,0,0,0,1,0,null,null,3.3629309655227586,null,909.52839506172847,1,null,null,13.708,11.574999999999999,12.50331411195598,0,0,0,null,0,0]
[4003,"CscEgs819",1,0.81118881118881114,6993.0069930069931,0,"GS",4,1,1,1,1,1,1,1,1,1,1,1,1,419.58041958041963,0,2722.0927220927224,0,0,0,1,0,null,null,3.3629309655227591,null,954.05076405076443,1,null,null,13.708,11.574999999999999,12.50331411195598,0,0,0,null,0,0]
[4046,"ChoNgs821",1,0.79333333333333333,6666.666666666667,0,"GS",12,1,1,1,1,1,1,1,1,1,1,1,1,400.00000000000006,0,1634.8306254645854,0,0,0,1,0,null,null,2.118571004921709,null,-50.702707868748007,0,null,null,13.708,11.574999999999999,12.50331411195598,0,0,0,null,0,0]
[4067,"CdaTgs822",1,0.81118881118881125,6993.006993006994,0,"GS",12,1,1,1,1,1,1,1,1,1,1,1,1,419.58041958041963,0,7119.1365711913659,0,0,0,1,0,null,null,8.7951320058778855,null,5351.0946131494075,1,null,null,13.708,11.574999999999999,12.50331411195598,0,0,0,null,0,0]
[4088,"CscNgs822",1,0.81118881118881125,6993.006993006994,0,"GS",12,1,1,1,1,1,1,1,1,1,1,1,1,419.58041958041963,0,7119.1365711913659,0,0,0,1,0,null,null,8.7951320058778855,null,5351.0946131494075,1,null,null,13.708,11.574999999999999,12.50331411195598,0,0,0,null,0,0]
[4131,"CinTgs824",1,0.81118881118881114,6993.0069930069931,0,"GS",12,0.57723342209516748,0.60437372201316453,0.83705124089372529,1.0970310586362544,1.2026142145897361,1.2026142145897361,1.2889868661351127,1.2890846405144394,1.2453007447106357,1.1191895620457397,0.77552819282287611,0.85362126693691953,419.58041958041963,0,7592.594205296572,0,0,0,1,0,null,null,9.3800515884009492,null,5824.5522472546145,1,null,null,13.708,11.574999999999999,12.50331411195598,0,0,0,null,0,0]
[4152,"CdaNgs825",1,0.81118881118881114,6993.0069930069931,0,"GS",9,1,1,1,1,1,1,1,1,1,1,1,1,419.58041958041963,0,0.64750064750064751,0,0,0,1,0,null,null,7.9993600511959052E-4,null,-1767.3944573944573,0,null,null,13.708,11.574999999999999,12.50331411195598,0,0,0,null,0,0]
[4173,"CwaTgs825",1,0.81118881118881114,6993.0069930069931,0,"GS",9,1,1,1,1,1,1,1,1,1,1,1,1,419.58041958041963,0,0.64750064750064751,0,0,0,1,0,null,null,7.9993600511959052E-4,null,-1767.3944573944573,0,null,null,13.708,11.574999999999999,12.50331411195598,0,0,0,null,0,0]
[4216,"CinNgs827",1,0.81118881118881114,6993.0069930069922,0,"GS",16,0.57723342209516748,0.60437372201316453,0.83705124089372529,1.0970310586362544,1.2026142145897361,1.2026142145897361,1.2889868661351127,1.2890846405144394,1.2453007447106357,1.1191895620457397,0.77552819282287611,0.85362126693691953,351.63077447157457,0,16232.846004400904,0,0,0,1,0,null,null,20.054401543233951,null,14464.804046358946,1,null,null,13.708,11.574999999999999,12.50331411195598,0,0,0,null,65439.133181238198,8859.4371413602294]
[4237,"CgrEgs828",1,1.5230020272111051,8042.7224329330729,0,"GS",15,1,1,1,1,1,1,1,1,1,1,1,1,404.41382666715941,0,643.73568880195546,0,0,0,1,0,null,null,0.69148618308163812,null,-1389.7058239165135,0,null,null,13.708,11.574999999999999,12.50331411195598,0,0,0,null,0,0]
[4253,"CrtEgs828",1,1.5230021894044772,8042.7229499664554,0,"GS",15,1,1,1,1,1,1,1,1,1,1,1,1,404.4138526652527,0,643.39662511956521,0,0,0,1,0,null,null,0.69112192418406726,null,-1390.0450183204539,0,null,null,13.708,11.574999999999999,12.50331411195598,0,0,0,null,0,0]
[4274,"CloNgs829",1,0.79333333333333333,6666.6666666666315,0,"GS",11,1,1,1,1,1,1,1,1,1,1,1,1,399.9999999999979,0,602.93309216009641,0,0,0,1,0,null,null,0.78133878033706217,null,-1082.6002411732279,0,null,null,13.708,11.574999999999999,12.50331411195598,0,0,0,null,0,0]
[4322,"CgrNgs902",1,1.5230021937689751,8042.7229638794224,0,"GS",10,1.4642934035850563,1.390983597018502,1.4252994685226312,1.4319034391640282,1.4237894031075788,1.3901451134910312,1.2503752648303077,1.3782245597891407,1.4308728765503533,1.4735364224775085,1.411655598241391,1.4937785463243058,482.56337783276535,0,282.37716121335546,0,0,0,1,0,null,null,0.30332308104591493,null,-1751.064485744279,0,null,null,13.708,11.574999999999999,12.50331411195598,0,0,0,null,0,0]
[4338,"CrtNgs902",1,1.5230021937689751,8042.7229638794224,0,"GS",10,1.4642934035850563,1.390983597018502,1.4252994685226312,1.4319034391640282,1.4237894031075788,1.3901451134910312,1.2503752648303077,1.3782245597891407,1.4308728765503533,1.4735364224775085,1.411655598241391,1.4937785463243058,482.56337783276535,0,188.25144080890365,0,0,0,1,0,null,null,0.20221538736394329,null,-1845.1902061487308,0,null,null,13.708,11.574999999999999,12.50331411195598,0,0,0,null,0,0]
[4359,"CmiEgs903",1,1.5230019612127661,8042.7222225462738,0,"GS",10,1,1,1,1,1,1,1,1,1,1,1,1,482.56333335277645,0,47062.824765572033,0,0,0,1,0,null,null,50.553813435510939,null,45029.38330604566,1,null,null,13.708,11.574999999999999,12.50331411195598,0,0,0,null,544158.80685584876,56090.376023581877]
[4402,"CcoNgs905",1,1.214482466251694,10905.4231930649,0,"GS",2,1,1,1,1,1,1,1,1,1,1,1,1,654.3253915838942,0,635.09942456779572,0,0,0,1,0,null,null,0.50312766277134324,null,-2122.118721334803,0,null,null,13.708,11.574999999999999,12.50331411195598,0,0,0,null,0,0]
[4423,"CscEgs905",1,1.5230022703880437,8042.7232081225411,0,"GS",2,1,1,1,1,1,1,1,1,1,1,1,1,482.56339248735253,0,468.38428834976094,0,0,0,1,0,null,null,0.50312766277134313,null,-1565.0574203598612,0,null,null,13.708,11.574999999999999,12.50331411195598,0,0,0,null,0,0]
[4444,"CmiNgs906",1,1.5230020115529084,8042.7223830185158,0,"GS",15,1,1,1,1,1,1,1,1,1,1,1,1,482.56334298111096,0,3524777.405643926,0,0,0,1,0,null,null,3786.2354565174523,null,3522743.9641438276,1,null,null,13.708,11.574999999999999,12.50331411195598,0,0,0,null,36891166.02813828,4843327.470623089]
[4460,"CdaNgs907",1,1.2144824026598817,10905.422747044759,0,"GS",10,1,1,1,1,1,1,1,1,1,1,1,1,654.32536482268563,0,6843.0768830191255,0,0,0,1,0,null,null,5.4211061858128238,null,4085.8588498837998,1,null,null,13.708,11.574999999999999,12.50331411195598,0,0,0,null,0,0]
[4508,"CscNgs908",1,1.0388349514563109,9708.7378640776387,0,"GS",15,0.57723342209516748,0.60437372201316453,0.83705124089372529,1.0970310586362544,1.2026142145897361,1.2026142145897361,1.2889868661351127,1.2890846405144394,1.2453007447106357,1.1191895620457397,0.77552819282287611,0.85362126693691953,582.52427184465841,0,10436.856462488666,0,0,0,1,0,null,null,9.2872243251519304,null,7982.1962683139163,1,null,null,13.708,11.574999999999999,12.50331411195598,0,0,0,null,0,0]
[4529,"CofTgs909",1,1.5230021878912803,8042.7229451427493,0,"GS",20,1,1,1,1,1,1,1,1,1,1,1,1,482.56337670856499,0,14465.235814455496,0,0,0,1,0,null,null,15.538225140675683,null,12431.794172235055,1,null,null,13.708,11.574999999999999,12.50331411195598,0,0,0,null,13161.745955978666,1979.5422063744641]
[4545,"CgrTgs910",1,0.6,7407.4074074073815,0,"GS",15,0.57723342209516748,0.60437372201316453,0.83705124089372529,1.0970310586362544,1.2026142145897361,1.2026142145897361,1.2889868661351127,1.2890846405144394,1.2453007447106357,1.1191895620457397,0.77552819282287611,0.85362126693691953,444.44444444444292,0,8274.0924120332165,0,0,0,1,0,null,null,9.6501293790452554,null,6401.2775972184081,1,null,null,13.708,11.574999999999999,12.50331411195598,0,0,0,null,0,0]
[4593,"CwaTgs911",1,1.5230021868124921,8042.7229417038116,0,"GS",15,0.57723342209516748,0.60437372201316453,0.83705124089372529,1.0970310586362544,1.2026142145897361,1.2026142145897361,1.2889868661351127,1.2890846405144394,1.2453007447106357,1.1191895620457397,0.77552819282287611,0.85362126693691953,482.56337650222872,0,2781.7126148735201,0,0,0,1,0,null,null,2.9880520068570227,null,748.27097352254555,1,null,null,13.708,11.574999999999999,12.50331411195598,0,0,0,null,0,0]
[4609,"CloTgs912",1,4.0096115303643218,25413.800415061942,0,"GS",5,1.0062777414973603,0.98564281026156741,1.0265347938683682,1.0441196275961266,1.0994476760618126,1.0901464119048656,1.0679338408439019,1.0965343851174858,1.0642381511272074,1.0546811027982033,1.0276723440678304,1.0296503063189142,1524.8280249037166,0,336964.54000639461,0,0,0,1,0,null,null,114.5496024542303,null,330539.16884745448,1,null,null,13.708,11.574999999999999,12.50331411195598,0,0,0,null,7905026.9652126674,699424.68566762086]
[4630,"CgrNgs1001",1,0.83144294175415878,6522.1439489043423,0,"GS",10,1,1,1,1,1,1,1,1,1,1,1,1,327.9542734994709,0,39594.69623025602,0,0,0,1,0,null,null,52.447601961023182,null,37945.702575654534,1,null,null,13.708,11.574999999999999,12.50331411195598,0,0,0,null,461281.92691193568,47547.657792896731]
[4651,"CasEgs1002",1,0,3002.443989353219,0,"GS",5,0.57723342209516748,0.60437372201316453,0.83705124089372529,1.0970310586362544,1.2026142145897361,1.2026142145897361,1.2889868661351127,1.2890846405144394,1.2453007447106357,1.1191895620457397,0.77552819282287611,0.85362126693691953,150.97249385558291,0,875.06463420268676,0,0,0,1,0,null,null,2.5179332803634775,null,115.95672037451243,1,null,null,13.708,11.574999999999999,12.50331411195598,0,0,0,null,0,0]
[4694,"CcoNgs1005",1,0.147401088946711,5698.2915859741934,0,"GS",20,0.57723342209516748,0.60437372201316453,0.83705124089372529,1.0970310586362544,1.2026142145897361,1.2026142145897361,1.2889868661351127,1.2890846405144394,1.2453007447106357,1.1191895620457397,0.77552819282287611,0.85362126693691953,286.52833974635774,0,35267.614475601251,0,0,0,1,0,null,null,53.470028594891765,null,33826.915413919392,1,null,null,13.708,11.574999999999999,12.50331411195598,0,0,0,null,229799.11514442432,34562.059542659554]
[4715,"CheEgsd101",1,1.1186440677966101,8474.5762711864409,0,"GSD",20,1,1,1,1,1,1,1,1,1,1,1,1,508.47457627118644,0,3872.6886660571113,0,0,0,1,0,null,null,5.8274061191923128,null,2420.1401914808398,1,null,null,7.4389999999999992,5.9600000000000009,6.2474711356919013,13.13,13.290000000000001,14.852837601175882,null,0,0]
[4736,"CasNgsd102",1,0.36809815950920244,6134.9693251533745,0,"GSD",12,0.57723342209516748,0.60437372201316453,0.83705124089372529,1.0970310586362544,1.2026142145897361,1.2026142145897361,1.2889868661351127,1.2890846405144394,1.2453007447106357,1.1191895620457397,0.77552819282287611,0.85362126693691953,368.0981595092025,0,1522.1814594444616,0,0,0,1,0,null,null,2.8919281532234873,null,380.6696575302766,1,null,null,7.4389999999999992,5.9600000000000009,6.2474711356919013,13.13,13.290000000000001,14.852837601175882,null,0,0]
[4779,"CmiTgsd103",1,1.5230021874837072,8042.7229438435033,0,"GSD",13,0.57723342209516748,0.60437372201316453,0.83705124089372529,1.0970310586362544,1.2026142145897361,1.2026142145897361,1.2889868661351127,1.2890846405144394,1.2453007447106357,1.1191895620457397,0.77552819282287611,0.85362126693691953,482.56337663061026,0,745.59045828745332,0,0,0,1,0,null,null,1.1648807454194612,null,-651.54125099502198,0,null,null,7.4389999999999992,5.9600000000000009,6.2474711356919013,13.13,13.290000000000001,14.852837601175882,null,0,0]
[4800,"CheNgsd104",1,1.1186440677966103,8474.5762711864409,0,"GSD",17,0.57723342209516748,0.60437372201316453,0.83705124089372529,1.0970310586362544,1.2026142145897361,1.2026142145897361,1.2889868661351127,1.2890846405144394,1.2453007447106357,1.1191895620457397,0.77552819282287611,0.85362126693691953,508.47457627118649,0,2762.3093548471779,0,0,0,1,0,null,null,4.1488837993789351,null,1307.3136182340227,1,null,null,7.4389999999999992,5.9600000000000009,6.2474711356919013,13.13,13.290000000000001,14.852837601175882,null,0,{"$error":"#N/A"}]
[4816,"CscNgsd104",1,1.8135593220338984,16949.152542372882,0,"GSD",17,0.57723342209516748,0.60437372201316453,0.83705124089372529,1.0970310586362544,1.2026142145897361,1.2026142145897361,1.2889868661351127,1.2890846405144394,1.2453007447106357,1.1191895620457397,0.77552819282287611,0.85362126693691953,1016.949152542373,0,5524.6187096943559,0,0,0,1,0,null,null,4.7183453431636986,null,2934.1144985049295,1,null,null,7.4389999999999992,5.9600000000000009,6.2474711356919013,13.13,13.290000000000001,14.852837601175882,null,0,{"$error":"#N/A"}]
[4864,"CmiNgsd106",1,1.8135593220338984,16949.152542372882,0,"GSD",12,1.0062777414973603,0.98564281026156741,1.0265347938683682,1.0441196275961266,1.0994476760618126,1.0901464119048656,1.0679338408439019,1.0965343851174858,1.0642381511272074,1.0546811027982033,1.0276723440678304,1.0296503063189142,1016.9491525423729,0,0.11755142728004218,0,0,0,1,0,null,null,9.9828914326020705E-5,null,-2603.6032659637322,0,null,null,7.4389999999999992,5.9600000000000009,6.2474711356919013,13.13,13.290000000000001,14.852837601175882,null,0,0]
[4885,"ChoTgsd107",1,0.36809815950920244,6134.9693251533745,0,"GSD",12,1,1,1,1,1,1,1,1,1,1,1,1,368.09815950920245,0,9886.3039584576654,0,0,0,1,0,null,null,18.826602334762999,null,8747.239418580366,1,null,null,7.4389999999999992,5.9600000000000009,6.2474711356919013,13.13,13.290000000000001,14.852837601175882,null,62046.319754251454,7178.2474031707134]
[4901,"CwaTgsd107",1,1.8135593220338984,16949.152542372882,0,"GSD",12,1,1,1,1,1,1,1,1,1,1,1,1,1016.9491525423729,0,27313.009241162705,0,0,0,1,0,null,null,23.351447967152833,null,24724.952292010163,1,null,null,7.4389999999999992,5.9600000000000009,6.2474711356919013,13.13,13.290000000000001,14.852837601175882,null,201965.02542060276,23365.687521819709]
[4922,"CofNgsd108",1,1.8135593220338984,16949.152542372882,0,"GSD",12,1,1,1,1,1,1,1,1,1,1,1,1,1016.9491525423731,0,4333.8985141528665,0,0,0,1,0,null,null,3.7052967966503525,null,1745.841565000324,1,null,null,7.4389999999999992,5.9600000000000009,6.2474711356919013,13.13,13.290000000000001,14.852837601175882,null,0,0]
[4965,"CgrEgsd110",1,1.5230021384457662,8042.7227875223252,0,"GSD",5,0.57723342209516748,0.60437372201316453,0.83705124089372529,1.0970310586362544,1.2026142145897361,1.2026142145897361,1.2889868661351127,1.2890846405144394,1.2453007447106357,1.1191895620457397,0.77552819282287611,0.85362126693691953,482.56336725133957,0,2273.9055692495203,0,0,0,1,0,null,null,3.5526592697572514,null,876.77388091251976,1,null,null,7.4389999999999992,5.9600000000000009,6.2474711356919013,13.13,13.290000000000001,14.852837601175882,null,0,0]
[5000,"CinNgsd111",1,1.0810810810810811,9009.0090090090107,0,"GSD",3,1,1,1,1,1,1,1,1,1,1,1,1,453.00180855347003,0,2320.4169456645222,0,0,0,1,0,null,null,3.331936405611347,null,796.25982854740505,1,null,null,7.4389999999999992,5.9600000000000009,6.2474711356919013,13.13,13.290000000000001,14.852837601175882,null,11430.115441810281,1011.3191182286753]
[5008,"CreNgsd111",1,0.37313432835820898,7462.686567164169,0,"GSD",3,1,1,1,1,1,1,1,1,1,1,1,1,375.24776678682917,0,1264.4276477868341,0,0,0,1,0,null,null,2.0925359416071956,null,-52.537725347492938,0,null,null,7.4389999999999992,5.9600000000000009,6.2474711356919013,13.13,13.290000000000001,14.852837601175882,null,0,0]
[5051,"CheTgsd113",1,1.0347222222222221,6944.4444444444271,0,"GSD",6,0.57723342209516748,0.60437372201316453,0.83705124089372529,1.0970310586362544,1.2026142145897361,1.2026142145897361,1.2889868661351127,1.2890846405144394,1.2453007447106357,1.1191895620457397,0.77552819282287611,0.85362126693691953,416.66666666666572,0,2732.4589464704627,0,0,0,1,0,null,null,4.7554112046861512,null,1482.4855733224699,1,null,null,7.4389999999999992,5.9600000000000009,6.2474711356919013,13.13,13.290000000000001,14.852837601175882,null,0,0]
[5072,"CasNgsd114",1,0.43274853801169588,5847.9532163742615,0,"GSD",4,0.57723342209516748,0.60437372201316453,0.83705124089372529,1.0970310586362544,1.2026142145897361,1.2026142145897361,1.2889868661351127,1.2890846405144394,1.2453007447106357,1.1191895620457397,0.77552819282287611,0.85362126693691953,350.87719298245571,0,1637.4269005847955,0,0,0,1,0,null,null,3.2153754450610674,null,534.37238708592395,1,null,null,7.4389999999999992,5.9600000000000009,6.2474711356919013,13.13,13.290000000000001,14.852837601175882,null,0,0]
[5093,"CrtTgsd114",1,0.55244755244755239,6993.006993006984,0,"GSD",4,0.57723342209516748,0.60437372201316453,0.83705124089372529,1.0970310586362544,1.2026142145897361,1.2026142145897361,1.2889868661351127,1.2890846405144394,1.2453007447106357,1.1191895620457397,0.77552819282287611,0.85362126693691953,419.58041958041906,0,1958.0419580419582,0,0,0,1,0,null,null,3.3905825563894485,null,701.56168901206809,1,null,null,7.4389999999999992,5.9600000000000009,6.2474711356919013,13.13,13.290000000000001,14.852837601175882,null,0,0]
[5109,"ChoTgsd115",1,1.0099009900990099,9900.9900990098995,0,"GSD",4,0.57723342209516748,0.60437372201316453,0.83705124089372529,1.0970310586362544,1.2026142145897361,1.2026142145897361,1.2889868661351127,1.2890846405144394,1.2453007447106357,1.1191895620457397,0.77552819282287611,0.85362126693691953,594.05940594059405,0,1683.2965679987688,0,0,0,1,0,null,null,2.2419739389394304,null,37.175642595548084,1,null,null,7.4389999999999992,5.9600000000000009,6.2474711356919013,13.13,13.290000000000001,14.852837601175882,null,0,0]
[5157,"CcoTgsd117",1,1.0099009900990101,9900.9900990098668,0,"GSD",15,1,1,1,1,1,1,1,1,1,1,1,1,594.059405940592,0,105957.96421747439,0,0,0,1,0,null,null,141.35663194660478,null,104314.29055410805,1,null,null,7.4389999999999992,5.9600000000000009,6.2474711356919013,13.13,13.290000000000001,14.852837601175882,null,1028015.662340384,134965.00744504223]
[5173,"CofTgsd117",1,1.0630630630630629,9009.0090090089761,0,"GSD",15,1,1,1,1,1,1,1,1,1,1,1,1,540.54054054053859,0,96412.201675359567,0,0,0,1,0,null,null,138.44034595053265,null,94888.044558242458,1,null,null,7.4389999999999992,5.9600000000000009,6.2474711356919013,13.13,13.290000000000001,14.852837601175882,null,933840.36952088226,122601.02354659984]
[5194,"ChoNgsd118",1,1.0099009900990097,9900.9900990098995,0,"GSD",5,0.57723342209516748,0.60437372201316453,0.83705124089372529,1.0970310586362544,1.2026142145897361,1.2026142145897361,1.2889868661351127,1.2890846405144394,1.2453007447106357,1.1191895620457397,0.77552819282287611,0.85362126693691953,497.85347276668489,0,1844.9049873931492,0,0,0,1,0,null,null,2.457219351710723,null,198.78406198992846,1,null,null,7.4389999999999992,5.9600000000000009,6.2474711356919013,13.13,13.290000000000001,14.852837601175882,null,0,0]
[5242,"CcoNgsd120",1,1.0099009900990099,9900.9900990099832,0,"GSD",8,1,1,1,1,1,1,1,1,1,1,1,1,594.05940594059905,0,1318.7034178320021,0,0,0,1,0,null,null,1.7592587311191883,null,-324.97024553434568,0,null,null,7.4389999999999992,5.9600000000000009,6.2474711356919013,13.13,13.290000000000001,14.852837601175882,null,0,0]
[5258,"CofNgsd120",1,1.0630630630630631,9009.0090090090853,0,"GSD",8,1,1,1,1,1,1,1,1,1,1,1,1,540.54054054054518,0,611.7653176476706,0,0,0,1,0,null,null,0.87844692626001442,null,-912.39179946945683,0,null,null,7.4389999999999992,5.9600000000000009,6.2474711356919013,13.13,13.290000000000001,14.852837601175882,null,0,0]
[5279,"CinTgsd121",1,1.0810810810810811,9009.009009008998,0,"GSD",7,0.53600000000000003,0.63800000000000001,0.81100000000000005,0.88200000000000001,1.0329999999999999,1.022,1.038,1.0509999999999999,1.0349999999999999,1.0169999999999999,0.878,0.56200000000000006,540.54054054053995,0,2491.0727293149216,0,0,0,1,0,null,null,3.6821765444541432,null,1006.4663521978058,1,null,null,7.4389999999999992,5.9600000000000009,6.2474711356919013,13.13,13.290000000000001,14.852837601175882,null,0,0]
[5300,"CdaNgsd122",1,0.81118881118881125,6993.0069930069803,0,"GSD",14,0.57723342209516748,0.60437372201316453,0.83705124089372529,1.0970310586362544,1.2026142145897361,1.2026142145897361,1.2889868661351127,1.2890846405144394,1.2453007447106357,1.1191895620457397,0.77552819282287611,0.85362126693691953,419.58041958041883,0,6836.8501434275395,0,0,0,1,0,null,null,11.838819256015855,null,5580.3698743976502,1,null,null,7.4389999999999992,5.9600000000000009,6.2474711356919013,13.13,13.290000000000001,14.852837601175882,null,10123.025484130791,1281.4477154927015]
[5343,"CreTgsd123",1,0.37313432835820892,7462.6865671641781,0,"GSD",10,0.57723342209516748,0.60437372201316453,0.83705124089372529,1.0970310586362544,1.2026142145897361,1.2026142145897361,1.2889868661351127,1.2890846405144394,1.2453007447106357,1.1191895620457397,0.77552819282287611,0.85362126693691953,447.7611940298508,0,6489.2926670992856,0,0,0,1,0,null,null,10.71747361088201,null,5169.8800319280726,1,null,null,7.4389999999999992,5.9600000000000009,6.2474711356919013,13.13,13.290000000000001,14.852837601175882,null,22747.948761558597,2344.7952761683418]
[5364,"CinNgsd124",1,1.0810810810810811,9009.0090090090089,0,"GSD",15,1,1,1,1,1,1,1,1,1,1,1,1,453.00180855347003,0,4012.2087085771814,0,0,0,1,0,null,null,5.7612164434485909,null,2488.0515914600642,1,null,null,7.4389999999999992,5.9600000000000009,6.2474711356919013,13.13,13.290000000000001,14.852837601175882,null,0,0]
[5380,"CasNgsd125",1,0.43274853801169588,5847.9532163742688,0,"GSD",10,0.53600000000000003,0.63800000000000001,0.81100000000000005,0.88200000000000001,1.0329999999999999,1.022,1.038,1.0509999999999999,1.0349999999999999,1.0169999999999999,0.878,0.56200000000000006,350.87719298245617,0,1828.7004374206292,0,0,0,1,0,null,null,3.7463935947175764,null,767.64392595864081,1,null,null,7.4389999999999992,5.9600000000000009,6.2474711356919013,13.13,13.290000000000001,14.852837601175882,null,0,0]
[5428,"CreNgsd201",1,0.15079619155928109,3722.5656968638632,0,"GSD",30,1,1,1,1,1,1,1,1,1,1,1,1,223.35394181183179,0,18596.560833145046,0,0,0,1,0,null,null,48.765723825499826,null,17780.734255422256,1,null,null,7.4389999999999992,5.9600000000000009,6.2474711356919013,13.13,13.290000000000001,14.852837601175882,null,92049.271779941715,15844.273540019141]
[5449,"CloEgsd202",1,5.3317730316543042E-2,5302.6027046431882,0,"GSD",30,1,1,1,1,1,1,1,1,1,1,1,1,318.1561622785913,0,28848.142087780914,0,0,0,1,0,null,null,60.667139280825566,null,27820.60635138577,1,null,null,7.4389999999999992,5.9600000000000009,6.2474711356919013,13.13,13.290000000000001,14.852837601175882,null,155544.20703203219,26773.541127762819]
[5465,"CcoEgsd203",1,2.0957610814670926E-2,5041.0667901066909,0,"GSD",30,1,1,1,1,1,1,1,1,1,1,1,1,302.46400740640149,0,34342.301278977742,0,0,0,1,0,null,null,74.668932068456058,null,33349.808739771346,1,null,null,7.4389999999999992,5.9600000000000009,6.2474711356919013,13.13,13.290000000000001,14.852837601175882,null,197081.27128531065,33923.240363316196]
[5513,"CrtEgsd204",1,0.30579431809917423,3136.6731597939147,0,"GSD",30,1,1,1,1,1,1,1,1,1,1,1,1,157.72196617928256,0,3283.071038595313,0,0,0,1,0,null,null,9.4769840863070129,null,2545.7482019145264,1,null,null,7.4389999999999992,5.9600000000000009,6.2474711356919013,13.13,13.290000000000001,14.852837601175882,null,0,0]
[5529,"ChoEgsd205",1,2.0246338937350495E-2,5037.3697594124096,0,"GSD",30,1,1,1,1,1,1,1,1,1,1,1,1,253.29507486166816,0,4066.0335084210551,0,0,0,1,0,null,null,8.8448324831892968,null,3074.0363343573863,1,null,null,7.4389999999999992,5.9600000000000009,6.2474711356919013,13.13,13.290000000000001,14.852837601175882,null,0,0]
[5550,"CcoNgsd206",1,2.0957897267913063E-2,5041.0682795406719,0,"GSD",30,1,1,1,1,1,1,1,1,1,1,1,1,253.48104829175341,0,7523.2436505887008,0,0,0,1,0,null,null,16.357449551603441,null,6530.7509118130456,1,null,null,7.4389999999999992,5.9600000000000009,6.2474711356919013,13.13,13.290000000000001,14.852837601175882,null,2971.5087212674043,511.4803854056417]
[5571,"CscEgsd206",1,0.32414894536858591,3144.7299685135572,0,"GSD",30,1,1,1,1,1,1,1,1,1,1,1,1,158.12708830953216,0,4599.7277581159105,0,0,0,1,0,null,null,13.259295033390428,null,3861.3253896347787,1,null,null,7.4389999999999992,5.9600000000000009,6.2474711356919013,13.13,13.290000000000001,14.852837601175882,null,0,0]
[5614,"ChoNgsd208",1,0.1601425394591178,5764.5187834614699,0,"GSD",30,0.57723342209516748,0.60437372201316453,0.83705124089372529,0,0,0,0,0,0,0,0.77552819282287611,0.85362126693691953,345.87112700768824,0,34443.001824705942,0,0,0,1,0,null,null,87.854785631669557,null,33574.238869651337,1,null,null,7.4389999999999992,5.9600000000000009,6.2474711356919013,13.13,13.290000000000001,14.852837601175882,null,204976.25986522227,35282.190371682314]
[5635,"CdaEgsd209",1,0.14342169861097573,5677.6076086342973,0,"GSD",25,1,1,1,1,1,1,1,1,1,1,1,1,285.48828316147893,0,43961.440672541859,0,0,0,1,0,null,null,88.299848679455025,null,42883.658029060949,1,null,null,7.4389999999999992,5.9600000000000009,6.2474711356919013,13.13,13.290000000000001,14.852837601175882,null,297278.70502252685,48247.027061747642]
[5656,"CscNgsd209",1,1.0338442884761756,3456.252489759027,0,"GSD",25,1,1,1,1,1,1,1,1,1,1,1,1,173.7914377832883,0,11995.182900582324,0,0,0,1,0,null,null,32.821013975836593,null,11215.039629479514,1,null,null,7.4389999999999992,5.9600000000000009,6.2474711356919013,13.13,13.290000000000001,14.852837601175882,null,55593.752085589731,9022.6215871543372]
[5699,"CinEgsd211",1,0,4932.1338381481291,0,"GSD",15,1,1,1,1,1,1,1,1,1,1,1,1,295.92803028888778,0,2775.2471639912851,0,0,0,1,0,null,null,6.120493747001901,null,1797.3505510178175,1,null,null,7.4389999999999992,5.9600000000000009,6.2474711356919013,13.13,13.290000000000001,14.852837601175882,null,0,0]
[5720,"CdaNgsd212",1,0.22918169427075266,6123.3688003468833,0,"GSD",20,0.57723342209516748,0.60437372201316453,0.83705124089372529,1.0970310586362544,1.2026142145897361,1.2026142145897361,1.2889868661351127,1.2890846405144394,1.2453007447106357,1.1191895620457397,0.77552819282287611,0.85362126693691953,307.90258265067035,0,6527.6572581215778,0,0,0,1,0,null,null,12.417931359891824,null,5387.6998105262146,1,null,null,7.4389999999999992,5.9600000000000009,6.2474711356919013,13.13,13.290000000000001,14.852837601175882,null,0,0]
[5736,"CreNgsd212",1,0.98981833271678854,4814.2762683983574,0,"GSD",20,0.57723342209516748,0.60437372201316453,0.83705124089372529,1.0970310586362544,1.2026142145897361,1.2026142145897361,1.2889868661351127,1.2890846405144394,1.2453007447106357,1.1191895620457397,0.77552819282287611,0.85362126693691953,242.07722006711626,0,1383.1726020506567,0,0,0,1,0,null,null,3.089908653738854,null,418.62046281107655,1,null,null,7.4389999999999992,5.9600000000000009,6.2474711356919013,13.13,13.290000000000001,14.852837601175882,null,0,0]
[5757,"CloEgsd213",1,0.5804759555289315,6102.8975781974332,0,"GSD",10,1,1,1,1,1,1,1,1,1,1,1,1,366.17385469184603,0,104819.5045233016,0,0,0,1,0,null,null,200.3382283967035,null,103684.73727679893,1,null,null,7.4389999999999992,5.9600000000000009,6.2474711356919013,13.13,13.290000000000001,14.852837601175882,null,1407885.1873540923,145120.88853804293]
[5805,"CgrEgsd215",1,0,3526.3542142607944,0,"GSD",10,1,1,1,1,1,1,1,1,1,1,1,1,211.58125285564768,0,6079.2177297770149,0,0,0,1,0,null,null,16.445843457290557,null,5289.681528608211,1,null,null,7.4389999999999992,5.9600000000000009,6.2474711356919013,13.13,13.290000000000001,14.852837601175882,null,43837.091839067361,4518.6054770311621]
[5821,"CrtEgsd215",1,0,3002.4439883581845,0,"GSD",10,1,1,1,1,1,1,1,1,1,1,1,1,180.14663930149106,0,17796.067696802103,0,0,0,1,0,null,null,52.584864891995927,null,17076.730226801988,1,null,null,7.4389999999999992,5.9600000000000009,6.2474711356919013,13.13,13.290000000000001,14.852837601175882,null,211319.79619129977,21782.256724068106]
[5842,"CloNgsd301",1,0,5221.659443371098,0,"GSD",10,1.0062777414973603,0.98564281026156741,1.0265347938683682,1.0441196275961266,1.0994476760618126,1.0901464119048656,1.0679338408439019,1.0965343851174858,1.0642381511272074,1.0546811027982033,1.0276723440678304,1.0296503063189142,262.56175003621286,0,446.03878557070345,0,0,0,1,0,null,null,0.93202360461359668,null,-586.31523148505948,0,null,null,7.4389999999999992,5.9600000000000009,6.2474711356919013,13.13,13.290000000000001,14.852837601175882,null,0,0]
[5885,"CmiTgsd303",1,0,3002.4439892688988,0,"GSD",23,1,1,1,1,1,1,1,1,1,1,1,1,180.14663935613393,0,10884.413886292419,0,0,0,1,0,null,null,32.161904713944423,null,10165.076416170281,1,null,null,7.4389999999999992,5.9600000000000009,6.2474711356919013,13.13,13.290000000000001,14.852837601175882,null,52779.527938003142,8339.9496034628537]
[5906,"CheNgsd304",1,0,4932.1338383838383,0,"GSD",23,1.0062777414973603,0.98564281026156741,1.0265347938683682,1.0441196275961266,1.0994476760618126,1.0901464119048656,1.0679338408439019,1.0965343851174858,1.0642381511272074,1.0546811027982033,1.0276723440678304,1.0296503063189142,295.92803030303037,0,1686.2021343934177,0,0,0,1,0,null,null,3.6552113226821636,null,692.64165314989771,1,null,null,7.4389999999999992,5.9600000000000009,6.2474711356919013,13.13,13.290000000000001,14.852837601175882,null,0,0]
[5927,"CcoTgsd305",1,0,4932.1338383838383,0,"GSD",23,1.0062777414973603,0.98564281026156741,1.0265347938683682,1.0441196275961266,1.0994476760618126,1.0901464119048656,1.0679338408439019,1.0965343851174858,1.0642381511272074,1.0546811027982033,1.0276723440678304,1.0296503063189142,295.92803030303031,0,2647.3128130902523,0,0,0,1,0,null,null,5.7386285853386196,null,1653.7523318467324,1,null,null,7.4389999999999992,5.9600000000000009,6.2474711356919013,13.13,13.290000000000001,14.852837601175882,null,0,0]
[5970,"CmiNgsd306",1,0,3002.443989407378,0,"GSD",23,1.0062777414973603,0.98564281026156741,1.0265347938683682,1.0441196275961266,1.0994476760618126,1.0901464119048656,1.0679338408439019,1.0965343851174858,1.0642381511272074,1.0546811027982033,1.0276723440678304,1.0296503063189142,180.14663936444268,0,7606.5300208344688,0,0,0,1,0,null,null,21.964827088392372,null,6871.528682455305,1,null,null,7.4389999999999992,5.9600000000000009,6.2474711356919013,13.13,13.290000000000001,14.852837601175882,null,24680.881955344608,3899.9460532950229]
[5991,"ChoTgsd307",1,0,4932.1338383838392,0,"GSD",23,1.0062777414973603,0.98564281026156741,1.0265347938683682,1.0441196275961266,1.0994476760618126,1.0901464119048656,1.0679338408439019,1.0965343851174858,1.0642381511272074,1.0546811027982033,1.0276723440678304,1.0296503063189142,295.92803030303037,0,6857.1379563104565,0,0,0,1,0,null,null,14.864343833911734,null,5863.577475066937,1,null,null,7.4389999999999992,5.9600000000000009,6.2474711356919013,13.13,13.290000000000001,14.852837601175882,null,5381.3260516725204,850.32947099239527]
[6012,"CcoNgsd308",1,0,4932.1338389340126,0,"GSD",15,1.0062777414973603,0.98564281026156741,1.0265347938683682,1.0441196275961266,1.0994476760618126,1.0901464119048656,1.0679338408439019,1.0965343851174858,1.0642381511272074,1.0546811027982033,1.0276723440678304,1.0296503063189142,248.00347594620129,0,775.72805822116379,0,0,0,1,0,null,null,1.6815599528052463,null,-217.83242309607411,0,null,null,7.4389999999999992,5.9600000000000009,6.2474711356919013,13.13,13.290000000000001,14.852837601175882,null,0,0]
[6028,"CofNgsd308",1,0,3002.443989316037,0,"GSD",15,1.0062777414973603,0.98564281026156741,1.0265347938683682,1.0441196275961266,1.0994476760618126,1.0901464119048656,1.0679338408439019,1.0965343851174858,1.0642381511272074,1.0546811027982033,1.0276723440678304,1.0296503063189142,150.97249385371327,0,317.34127918426441,0,0,0,1,0,null,null,0.91636348062904438,null,-417.66005918266092,0,null,null,7.4389999999999992,5.9600000000000009,6.2474711356919013,13.13,13.290000000000001,14.852837601175882,null,0,0]
[6076,"ChoNgsd310",1,0.789595172663209,6851.7404375853421,0,"GSD",15,1,1,1,1,1,1,1,1,1,1,1,1,344.52743990612657,0,7630.5829640763232,0,0,0,1,0,null,null,13.437821991976797,null,6395.4782628442626,1,null,null,7.4389999999999992,5.9600000000000009,6.2474711356919013,13.13,13.290000000000001,14.852837601175882,null,16365.219317044684,2148.5391982611218]
[6092,"CwaNgsd310",1,0.71209699109639457,3545.5611216245493,0,"GSD",15,1,1,1,1,1,1,1,1,1,1,1,1,178.28216164803973,0,3948.5700089941624,0,0,0,1,0,null,null,10.648917307767539,null,3156.4602743076889,1,null,null,7.4389999999999992,5.9600000000000009,6.2474711356919013,13.13,13.290000000000001,14.852837601175882,null,105.7303771953957,13.881015307545798]
[6113,"CreEgsd311",1,0,3526.354207453724,0,"GSD",10,1,1,1,1,1,1,1,1,1,1,1,1,177.31637652701099,0,2022.7429638245844,0,0,0,1,0,null,null,5.4720386162456514,null,1233.20676356786,1,null,null,7.4389999999999992,5.9600000000000009,6.2474711356919013,13.13,13.290000000000001,14.852837601175882,null,0,0]
[6161,"CinEgsd313",1,0.78959517266320889,6851.7404375853421,0,"GSD",10,1,1,1,1,1,1,1,1,1,1,1,1,344.52743990612652,0,23444.439669609474,0,0,0,1,0,null,null,41.286780900623768,null,22209.33496837741,1,null,null,7.4389999999999992,5.9600000000000009,6.2474711356919013,13.13,13.290000000000001,14.852837601175882,null,264271.74856221781,27240.396668230376]
[6177,"CasEgsd314",1,0,3002.4439891955553,0,"GSD",15,1,1,1,1,1,1,1,1,1,1,1,1,150.9724938476551,0,2385.3611087651534,0,0,0,1,0,null,null,7.0484049477447002,null,1666.0236386528411,1,null,null,7.4389999999999992,5.9600000000000009,6.2474711356919013,13.13,13.290000000000001,14.852837601175882,null,0,0]
[6198,"CreNgsd314",1,0,3526.3542084824512,0,"GSD",15,1,1,1,1,1,1,1,1,1,1,1,1,177.31637657873867,0,1434.2372776811028,0,0,0,1,0,null,null,3.8799797638099207,null,644.7010772865392,1,null,null,7.4389999999999992,5.9600000000000009,6.2474711356919013,13.13,13.290000000000001,14.852837601175882,null,0,0]
[6219,"CloEgsd315",0,2.2744029719999999,3452.84,0,"GSD",15,1,1,1,1,1,1,1,1,1,1,1,1,173.61984687567974,0,3308.9716666666736,0,0,0,1,0,null,null,9.0589928931624346,null,2529.2856350666734,1,null,null,7.4389999999999992,5.9600000000000009,6.2474711356919013,13.13,13.290000000000001,14.852837601175882,null,0,0]
[6262,"CasNgsd317",1,1.3028957492164264,3574.3532960007738,0,"GSD",8,1,1,1,1,1,1,1,1,1,1,1,1,214.46119776004645,0,1281.0030277837229,0,0,0,1,0,null,null,3.4388285397187288,null,485.0354296525793,1,null,null,7.4389999999999992,5.9600000000000009,6.2474711356919013,13.13,13.290000000000001,14.852837601175882,null,0,0]
[6283,"CrtEgsd317",1,1.3028957492164264,3574.3532960007774,0,"GSD",8,1,1,1,1,1,1,1,1,1,1,1,1,214.46119776004664,0,1281.0030277837216,0,0,0,1,0,null,null,3.438828539718723,null,485.03542965257725,1,null,null,7.4389999999999992,5.9600000000000009,6.2474711356919013,13.13,13.290000000000001,14.852837601175882,null,0,0]
[6299,"ChoEgsd318",1,0.20155547833798046,5979.773935793789,0,"GSD",11,1,1,1,1,1,1,1,1,1,1,1,1,358.78643614762734,0,111.54517736332369,0,0,0,1,0,null,null,0.2162254029177621,null,-1006.724732293686,0,null,null,7.4389999999999992,5.9600000000000009,6.2474711356919013,13.13,13.290000000000001,14.852837601175882,null,0,0]
[6347,"CcoEgsd320",1,0,4932.1337872856238,0,"GSD",3,1.0062777414973603,0.98564281026156741,1.0265347938683682,1.0441196275961266,1.0994476760618126,1.0901464119048656,1.0679338408439019,1.0965343851174858,1.0642381511272074,1.0546811027982033,1.0276723440678304,1.0296503063189142,248.00347334915503,0,1699.7310216128085,0,0,0,1,0,null,null,3.6845381642003967,null,706.1705472159382,1,null,null,7.4389999999999992,5.9600000000000009,6.2474711356919013,13.13,13.290000000000001,14.852837601175882,null,14170.507529553855,1253.7848154376563]
[6368,"CrtNgsd320",1,0,3002.4439966410209,0,"GSD",3,1.0062777414973603,0.98564281026156741,1.0265347938683682,1.0441196275961266,1.0994476760618126,1.0901464119048656,1.0679338408439019,1.0965343851174858,1.0642381511272074,1.0546811027982033,1.0276723440678304,1.0296503063189142,150.97249422203691,0,903.46942066632437,0,0,0,1,0,null,null,2.6088833575265058,null,168.4680813179244,1,null,null,7.4389999999999992,5.9600000000000009,6.2474711356919013,13.13,13.290000000000001,14.852837601175882,null,0,0]
[6384,"ChoNgsd321",1,1.5351967836812913E-2,5011.9299187735514,0,"GSD",15,1,1,1,1,1,1,1,1,1,1,1,1,300.71579512641307,0,3972.6197986309394,0,0,0,1,0,null,null,8.6702261673363434,null,2984.0313088144712,1,null,null,7.4389999999999992,5.9600000000000009,6.2474711356919013,13.13,13.290000000000001,14.852837601175882,null,0,0]
[6405,"CdaTgsd322",1,0,4932.1338355918906,0,"GSD",15,1,1,1,1,1,1,1,1,1,1,1,1,295.9280301355135,0,3972.6197986309553,0,0,0,1,0,null,null,8.7611636759364941,null,2994.7231859999979,1,null,null,7.4389999999999992,5.9600000000000009,6.2474711356919013,13.13,13.290000000000001,14.852837601175882,null,0,0]
[6448,"CofNgsd323",1,4.1673342398666775E-2,3020.7366081951932,0,"GSD",15,1,1,1,1,1,1,1,1,1,1,1,1,181.24419649171159,0,2941.4885651226255,0,0,0,1,0,null,null,8.6637725924123661,null,2219.7000669905515,1,null,null,7.4389999999999992,5.9600000000000009,6.2474711356919013,13.13,13.290000000000001,14.852837601175882,null,0,0]
[6469,"CinTgsd324",1,0,4932.1338242411312,0,"GSD",15,1,1,1,1,1,1,1,1,1,1,1,1,295.92802945446789,0,10061.712759944605,0,0,0,1,0,null,null,22.189969579276585,null,9083.8161488345359,1,null,null,7.4389999999999992,5.9600000000000009,6.2474711356919013,13.13,13.290000000000001,14.852837601175882,null,54892.66619097197,7206.6889372836304]
[6490,"CdaNgsd325",1,4.5845572575089651E-2,5170.4288308688492,0,"GSD",15,1,1,1,1,1,1,1,1,1,1,1,1,310.225729852131,0,1973.2391475861125,0,0,0,1,0,null,null,4.2195908187441971,null,963.41338853799539,1,null,null,7.4389999999999992,5.9600000000000009,6.2474711356919013,13.13,13.290000000000001,14.852837601175882,null,0,0]
[6533,"CreTgsd326",1,0,3526.3542118457526,0,"GSD",15,1,1,1,1,1,1,1,1,1,1,1,1,211.58125271074519,0,1794.3801438440871,0,0,0,1,0,null,null,4.8542586022994092,null,1004.8439429988748,1,null,null,7.4389999999999992,5.9600000000000009,6.2474711356919013,13.13,13.290000000000001,14.852837601175882,null,0,0]
[6554,"CinNgsd327",1,0,4932.1455142563218,0,"GSD",10,1,1,1,1,1,1,1,1,1,1,1,1,248.00406301877683,0,25792.187571382539,0,0,0,1,0,null,null,56.881665362434845,null,24814.289393927334,1,null,null,7.4389999999999992,5.9600000000000009,6.2474711356919013,13.13,13.290000000000001,14.852837601175882,null,310123.46567021293,31966.664113527178]
[6575,"CgrEgsd328",1,0.7448128422279483,4506.7038218164244,0,"GSD",10,1,1,1,1,1,1,1,1,1,1,1,1,226.61149299064198,0,288074.90995515953,0,0,0,1,0,null,null,672.94714603612329,null,287154.01671007439,1,null,null,7.4389999999999992,5.9600000000000009,6.2474711356919013,13.13,13.290000000000001,14.852837601175882,null,3982674.0559416506,410522.96234600595]
[6618,"CreNgsd329",1,0,3526.3551142996257,0,"GSD",10,1,1,1,1,1,1,1,1,1,1,1,1,177.3164221261255,0,1404.8891509277778,0,0,0,1,0,null,null,3.8005849971426628,null,615.35282916277083,1,null,null,7.4389999999999992,5.9600000000000009,6.2474711356919013,13.13,13.290000000000001,14.852837601175882,null,0,0]
[6639,"CloEgsd330",0,0.27270387000000001,414,0,"GSD",15,1,1,1,1,1,1,1,1,1,1,1,1,24.840000000000003,0,313,0,0,0,1,0,null,null,1.6996607194832161,null,-59.511860000000013,0,null,null,7.4389999999999992,5.9600000000000009,6.2474711356919013,13.13,13.290000000000001,14.852837601175882,null,0,0]
[6655,"CcoTgsd331",1,8.8490961599309529E-3,4978.1294409592783,0,"GSD",25,1,1,1,1,1,1,1,1,1,1,1,1,298.68776645755673,0,320095.96094894822,0,0,0,1,0,null,null,701.69320569399963,null,319111.90138515411,1,null,null,7.4389999999999992,5.9600000000000009,6.2474711356919013,13.13,13.290000000000001,14.852837601175882,null,2519755.9100474343,408945.30797907262]
[6676,"CrtNgsd331",1,0.12905623165482924,3059.0935382291286,0,"GSD",25,1,1,1,1,1,1,1,1,1,1,1,1,183.54561229374775,0,170144.24172347071,0,0,0,1,0,null,null,497.78601128321026,null,169417.31378028338,1,null,null,7.4389999999999992,5.9600000000000009,6.2474711356919013,13.13,13.290000000000001,14.852837601175882,null,1328437.8723251871,215599.62719518365]
[6724,"CloNgsd333",1,0.39457918078768178,5820.6820420676513,0,"GSD",20,0.57723342209516748,0.60437372201316453,0.83705124089372529,1.0970310586362544,1.2026142145897361,1.2026142145897361,1.2889868661351127,1.2890846405144394,1.2453007447106357,1.1191895620457397,0.77552819282287611,0.85362126693691953,292.68252361991995,0,3767.4311809938781,0,0,0,1,0,null,null,7.4217008531389101,null,2668.0307321403493,1,null,null,7.4389999999999992,5.9600000000000009,6.2474711356919013,13.13,13.290000000000001,14.852837601175882,null,0,0]
[6740,"CcoNgsd334",1,0.14739722158865554,5698.2714907722138,0,"GSD",20,1,1,1,1,1,1,1,1,1,1,1,1,286.52732929528247,0,177172.96404687004,0,0,0,1,0,null,null,354.9870482989549,null,176092.41264982146,1,null,null,7.4389999999999992,5.9600000000000009,6.2474711356919013,13.13,13.290000000000001,14.852837601175882,null,1505365.5454256129,226408.76394049331]
[6761,"CscEgsd334",1,2.1295661898697698,3937.2223197800863,0,"GSD",20,1,1,1,1,1,1,1,1,1,1,1,1,197.97614030065893,0,45810.457075533057,0,0,0,1,0,null,null,116.22935302415198,null,44965.868656905717,1,null,null,7.4389999999999992,5.9600000000000009,6.2474711356919013,13.13,13.290000000000001,14.852837601175882,null,359692.2846830443,54098.146341588566]
[6809,"CmiTgsd336",1,0,3002.443982161943,0,"GSD",18,0.57723342209516748,0.60437372201316453,0.83705124089372529,1.0970310586362544,1.2026142145897361,1.2026142145897361,1.2889868661351127,1.2890846405144394,1.2453007447106357,1.1191895620457397,0.77552819282287611,0.85362126693691953,180.1466389297166,0,11341.929344380302,0,0,0,1,0,null,null,33.392331888804257,null,10620.144613173539,1,null,null,7.4389999999999992,5.9600000000000009,6.2474711356919013,13.13,13.290000000000001,14.852837601175882,null,68828.301539155189,9876.8677544088478]
[6825,"CdaTgsd337",1,0.22918180333637725,6123.3693682107469,0,"GSD",15,1,1,1,1,1,1,1,1,1,1,1,1,367.40216209264486,0,2326.8791598359321,0,0,0,1,0,null,null,4.4369442494564924,null,1189.368898189374,1,null,null,7.4389999999999992,5.9600000000000009,6.2474711356919013,13.13,13.290000000000001,14.852837601175882,null,0,0]
[6846,"CscNgsd337",1,2.1295747087732617,3937.2260602159722,0,"GSD",15,1,1,1,1,1,1,1,1,1,1,1,1,236.23356361295836,0,1496.1463515577213,0,0,0,1,0,null,null,3.7959897196912857,null,651.55743174938334,1,null,null,7.4389999999999992,5.9600000000000009,6.2474711356919013,13.13,13.290000000000001,14.852837601175882,null,0,0]
[6889,"CinTgsd339",1,1.1328892155614511E-2,4991.0188798483732,0,"GSD",18,0.57723342209516748,0.60437372201316453,0.83705124089372529,1.0970310586362544,1.2026142145897361,1.2026142145897361,1.2889868661351127,1.2890846405144394,1.2453007447106357,1.1191895620457397,0.77552819282287611,0.85362126693691953,299.46113279090241,0,19252.846688276051,0,0,0,1,0,null,null,42.020656901182242,null,18264.612806528283,1,null,null,7.4389999999999992,5.9600000000000009,6.2474711356919013,13.13,13.290000000000001,14.852837601175882,null,129751.3285119374,18619.32786387618]
[6910,"CdaNgsd340",1,0,4932.1338383838383,0,"GSD",12,0.57723342209516748,0.60437372201316453,0.83705124089372529,1.0970310586362544,1.2026142145897361,1.2026142145897361,1.2889868661351127,1.2890846405144394,1.2453007447106357,1.1191895620457397,0.77552819282287611,0.85362126693691953,295.92803030303031,0,694.4646961488279,0,0,0,1,0,null,null,1.5274165277194662,null,-285.87917889310683,0,null,null,7.4389999999999992,5.9600000000000009,6.2474711356919013,13.13,13.290000000000001,14.852837601175882,null,0,0]
[6931,"CwaTgsd340",1,0,3002.4440104083469,0,"GSD",12,0.57723342209516748,0.60437372201316453,0.83705124089372529,1.0970310586362544,1.2026142145897361,1.2026142145897361,1.2889868661351127,1.2890846405144394,1.2453007447106357,1.1191895620457397,0.77552819282287611,0.85362126693691953,180.14664062450083,0,3597.8617072889879,0,0,0,1,0,null,null,10.592641514194451,null,2876.0769722974892,1,null,null,7.4389999999999992,5.9600000000000009,6.2474711356919013,13.13,13.290000000000001,14.852837601175882,null,6180.7967668105557,715.06720328635993]
[6947,"CloTgsd341",1,0,5221.6594542248104,0,"GSD",8,0.57723342209516748,0.60437372201316453,0.83705124089372529,1.0970310586362544,1.2026142145897361,1.2026142145897361,1.2889868661351127,1.2890846405144394,1.2453007447106357,1.1191895620457397,0.77552819282287611,0.85362126693691953,313.29956725348865,0,670.3495776392333,0,0,0,1,0,null,null,1.4204670602724159,null,-348.78783466923329,0,null,null,7.4389999999999992,5.9600000000000009,6.2474711356919013,13.13,13.290000000000001,14.852837601175882,null,0,0]
[6995,"CgrTgsd343",1,0.29066550424177484,3904.5594856501075,0,"GSD",15,0.57723342209516748,0.60437372201316453,0.83705124089372529,1.0970310586362544,1.2026142145897361,1.2026142145897361,1.2889868661351127,1.2890846405144394,1.2453007447106357,1.1191895620457397,0.77552819282287611,0.85362126693691953,234.27356913900644,0,8441.3368352489542,0,0,0,1,0,null,null,21.456146214011564,null,7598.6776477298126,1,null,null,7.4389999999999992,5.9600000000000009,6.2474711356919013,13.13,13.290000000000001,14.852837601175882,null,44680.807063620043,5866.0054305624772]
[7011,"CrtTgsd343",1,0.4282101487817141,3190.4078896513497,0,"GSD",15,0.57723342209516748,0.60437372201316453,0.83705124089372529,1.0970310586362544,1.2026142145897361,1.2026142145897361,1.2889868661351127,1.2890846405144394,1.2453007447106357,1.1191895620457397,0.77552819282287611,0.85362126693691953,191.42447337908098,0,3125.8991848377291,0,0,0,1,0,null,null,8.909265695271948,null,2378.9291696664604,1,null,null,7.4389999999999992,5.9600000000000009,6.2474711356919013,13.13,13.290000000000001,14.852837601175882,null,0,0]
[7032,"CloNgsd344",1,87.10503160967771,137458.44289487888,0,"GSD",15,0.53600000000000003,0.63800000000000001,0.81100000000000005,0.88200000000000001,1.0329999999999999,1.022,1.038,1.0509999999999999,1.0349999999999999,1.0169999999999999,0.878,0.56200000000000006,8247.5065736927336,0,6279551.954646172,0,0,0,1,0,null,null,753.65704627229547,null,6260856.4086226868,1,null,null,7.4389999999999992,5.9600000000000009,6.2474711356919013,13.13,13.290000000000001,14.852837601175882,null,64980586.706436947,8531100.9256915618]
[7053,"CgrTgsd346",1,0,3526.3542076600338,0,"GSD",15,1,1,1,1,1,1,1,1,1,1,1,1,211.58125245960201,0,5712.6964578678735,0,0,0,1,0,null,null,15.454309409731728,null,4923.1602575835059,1,null,null,7.4389999999999992,5.9600000000000009,6.2474711356919013,13.13,13.290000000000001,14.852837601175882,null,18756.822761164665,2462.5254423095766]
[7096,"CreNgsd347",1,0.74481284222794841,4506.7038218164244,0,"GSD",10,1,1,1,1,1,1,1,1,1,1,1,1,226.61149299064198,0,3711.6033741341489,0,0,0,1,0,null,null,8.6703590334555827,null,2790.7101290489663,1,null,null,7.4389999999999992,5.9600000000000009,6.2474711356919013,13.13,13.290000000000001,14.852837601175882,null,4070.0623083647297,419.53070030172501]
[7117,"CloEgsd348",0,6.3169611889999997,9589.9699999999993,0,"GSD",10,1,1,1,1,1,1,1,1,1,1,1,1,482.21438669106078,0,6919,0,0,0,1,0,null,null,9.464569742246292,null,5316.9999196999997,1,null,null,7.4389999999999992,5.9600000000000009,6.2474711356919013,13.13,13.290000000000001,14.852837601175882,null,14510.509306413063,1495.7029327396338]
[7138,"CgrNgsd349",1,0,3526.3551142996262,0,"GSD",15,1.4642934035850563,1.390983597018502,1.4252994685226312,1.4319034391640282,1.4237894031075788,1.3901451134910312,1.2503752648303077,1.3782245597891407,1.4308728765503533,1.4735364224775085,1.411655598241391,1.4937785463243058,177.3164221261255,0,8759.1574911174757,0,0,0,1,0,null,null,20.106702069956103,null,7838.4496291007172,1,null,null,7.4389999999999992,5.9600000000000009,6.2474711356919013,13.13,13.290000000000001,14.852837601175882,null,43568.235938293772,5719.939397024672]
[7181,"CrtEgsd350",1,0.71209699109639446,3545.5611216245488,0,"GSD",10,1.4642934035850563,1.390983597018502,1.4252994685226312,1.4319034391640282,1.4237894031075788,1.3901451134910312,1.2503752648303077,1.3782245597891407,1.4308728765503533,1.4735364224775085,1.411655598241391,1.4937785463243058,178.28216164803973,0,1351.6227480226196,0,0,0,1,0,null,null,3.0945274379453465,null,428.34147308439594,1,null,null,7.4389999999999992,5.9600000000000009,6.2474711356919013,13.13,13.290000000000001,14.852837601175882,null,0,0]
[7202,"CloNgsd401",0,5.4182729999999998E-2,622.79,0,"GSD",8,1,1,1,1,1,1,1,1,1,1,1,1,37.367400000000004,0,400,0,0,0,1,0,null,null,2.0346057547480929,null,-0.48763210000004165,0,null,null,7.4389999999999992,5.9600000000000009,6.2474711356919013,13.13,13.290000000000001,14.852837601175882,null,0,0]
[7218,"CcoNgsd402",0,4.3659000000000003E-2,441,0,"GSD",10,0.57723342209516748,0.60437372201316453,0.83705124089372529,1.0970310586362544,1.2026142145897361,1.2026142145897361,1.2889868661351127,1.2890846405144394,1.2453007447106357,1.1191895620457397,0.77552819282287611,0.85362126693691953,26.46,0,57.62,0,0,0,1,0,null,null,0.30813717218834508,null,-320.95685203688424,0,null,null,7.4389999999999992,5.9600000000000009,6.2474711356919013,13.13,13.290000000000001,14.852837601175882,null,0,0]
[7266,"CrtNgsd403",0,4.628736E-2,482.16,0,"GSD",10,0.57723342209516748,0.60437372201316453,0.83705124089372529,1.0970310586362544,1.2026142145897361,1.2026142145897361,1.2889868661351127,1.2890846405144394,1.2453007447106357,1.1191895620457397,0.77552819282287611,0.85362126693691953,28.929600000000004,0,84,0,0,0,1,0,null,null,0.44339395887848587,null,-300.0918804368842,0,null,null,7.4389999999999992,5.9600000000000009,6.2474711356919013,13.13,13.290000000000001,14.852837601175882,null,0,0]
[7287,"CmiTgsd404",0,1.8281899999999999E-3,20.09,0,"GSD",10,0.57723342209516748,0.60437372201316453,0.83705124089372529,1.0970310586362544,1.2026142145897361,1.2026142145897361,1.2889868661351127,1.2890846405144394,1.2453007447106357,1.1191895620457397,0.77552819282287611,0.85362126693691953,1.2054,0,0.5,0,0,0,1,0,null,null,3.0881657991675541E-3,null,-321.67912113688419,0,null,null,7.4389999999999992,5.9600000000000009,6.2474711356919013,13.13,13.290000000000001,14.852837601175882,null,0,0]
[7303,"CdaTgsd405",0,4.8154469999999998E-2,529.16999999999996,0,"GSD",13,0.57723342209516748,0.60437372201316453,0.83705124089372529,1.0970310586362544,1.2026142145897361,1.2026142145897361,1.2889868661351127,1.2890846405144394,1.2453007447106357,1.1191895620457397,0.77552819282287611,0.85362126693691953,31.7502,0,255,0,0,0,1,0,null,null,1.3264008629844888,null,-135.3907503368842,0,null,null,7.4389999999999992,5.9600000000000009,6.2474711356919013,13.13,13.290000000000001,14.852837601175882,null,0,0]
[7324,"CscNgsd405",0,5.5033680000000001E-2,529.16999999999996,0,"GSD",13,0.57723342209516748,0.60437372201316453,0.83705124089372529,1.0970310586362544,1.2026142145897361,1.2026142145897361,1.2889868661351127,1.2890846405144394,1.2453007447106357,1.1191895620457397,0.77552819282287611,0.85362126693691953,31.7502,0,255,0,0,0,1,0,null,null,1.3264008629844888,null,-135.3907503368842,0,null,null,7.4389999999999992,5.9600000000000009,6.2474711356919013,13.13,13.290000000000001,14.852837601175882,null,0,0]
[7367,"CinTgsd407",0,6.7502400000000004E-2,562.52,0,"GSD",15,0.57723342209516748,0.60437372201316453,0.83705124089372529,1.0970310586362544,1.2026142145897361,1.2026142145897361,1.2889868661351127,1.2890846405144394,1.2453007447106357,1.1191895620457397,0.77552819282287611,0.85362126693691953,33.751200000000004,0,169,0,0,0,1,0,null,null,0.87007005343496824,null,-225.8593168368842,0,null,null,7.4389999999999992,5.9600000000000009,6.2474711356919013,13.13,13.290000000000001,14.852837601175882,null,0,0]
[7388,"CdaNgsd408",0,5.5697459999999997E-2,612.05999999999995,0,"GSD",15,1,1,1,1,1,1,1,1,1,1,1,1,36.723599999999998,0,255,0,0,0,1,0,null,null,1.3012941048376419,null,-144.04991940000002,0,null,null,7.4389999999999992,5.9600000000000009,6.2474711356919013,13.13,13.290000000000001,14.852837601175882,null,0,0]
[7409,"CwaTgsd408",0,5.8757759999999999E-2,612.05999999999995,0,"GSD",15,1,1,1,1,1,1,1,1,1,1,1,1,36.723599999999998,0,255,0,0,0,1,0,null,null,1.3012941048376419,null,-144.04991940000002,0,null,null,7.4389999999999992,5.9600000000000009,6.2474711356919013,13.13,13.290000000000001,14.852837601175882,null,0,0]
[7452,"CinNgsd502",1,1.361904761904762,9523.8095238095229,0,"GSD",8,1.0062777414973603,0.98564281026156741,1.0265347938683682,1.0441196275961266,1.0994476760618126,1.0901464119048656,1.0679338408439019,1.0965343851174858,1.0642381511272074,1.0546811027982033,1.0276723440678304,1.0296503063189142,478.88762618509685,0,11733.101148888274,0,0,0,1,0,null,null,15.963871803779377,null,10124.302042554566,1,null,null,7.4389999999999992,5.9600000000000009,6.2474711356919013,13.13,13.290000000000001,14.852837601175882,null,111753.80876979342,9887.8059385429769]
[7473,"CgrEgsd503",1,0.44705882352941173,5882.3529411764703,0,"GSD",10,1.0062777414973603,0.98564281026156741,1.0265347938683682,1.0441196275961266,1.0994476760618126,1.0901464119048656,1.0679338408439019,1.0965343851174858,1.0642381511272074,1.0546811027982033,1.0276723440678304,1.0296503063189142,352.94117647058829,0,310.55900621118013,0,0,0,1,0,null,null,0.59959541536996552,null,-810.32133261552474,0,null,null,7.4389999999999992,5.9600000000000009,6.2474711356919013,13.13,13.290000000000001,14.852837601175882,null,0,0]
[7494,"CwaNgsd503",1,0.7142857142857143,5952.3809523809414,0,"GSD",10,1.0062777414973603,0.98564281026156741,1.0265347938683682,1.0441196275961266,1.0994476760618126,1.0901464119048656,1.0679338408439019,1.0965343851174858,1.0642381511272074,1.0546811027982033,1.0276723440678304,1.0296503063189142,357.14285714285649,0,594.23605013394786,0,0,0,1,0,null,null,1.1381188340128607,null,-536.02734191404409,0,null,null,7.4389999999999992,5.9600000000000009,6.2474711356919013,13.13,13.290000000000001,14.852837601175882,null,0,0]
[7537,"CloEgsd505",1,1.4146341463414633,12195.121951219511,0,"GSD",10,1,1,1,1,1,1,1,1,1,1,1,1,731.70731707317077,0,2707.5084877242825,0,0,0,1,0,null,null,3.0548123376164344,null,756.44409748038015,1,null,null,7.4389999999999992,5.9600000000000009,6.2474711356919013,13.13,13.290000000000001,14.852837601175882,null,0,0]
[7558,"CgrNgsd506",1,0.44705882352941179,5882.3529411764712,0,"GSD",10,1,1,1,1,1,1,1,1,1,1,1,1,352.94117647058829,0,402.03182722364312,0,0,0,1,0,null,null,0.78819224449807546,null,-703.18464336459238,0,null,null,7.4389999999999992,5.9600000000000009,6.2474711356919013,13.13,13.290000000000001,14.852837601175882,null,0,0]
[7574,"CrtNgsd506",1,0.46428571428571425,5952.3809523809523,0,"GSD",10,1,1,1,1,1,1,1,1,1,1,1,1,357.14285714285717,0,765.27907600699314,0,0,0,1,0,null,null,1.4881694177788158,null,-349.32044780253074,0,null,null,7.4389999999999992,5.9600000000000009,6.2474711356919013,13.13,13.290000000000001,14.852837601175882,null,0,0]
[7595,"CmiEgsd507",1,1.1140350877192982,8771.9298245613863,0,"GSD",8,1,1,1,1,1,1,1,1,1,1,1,1,526.31578947368314,0,462.76717684968042,0,0,0,1,0,null,null,0.67825880450661347,null,-1029.6237003432998,0,null,null,7.4389999999999992,5.9600000000000009,6.2474711356919013,13.13,13.290000000000001,14.852837601175882,null,0,0]
[7643,"CheTgsd509",1,0.82550335570469791,6711.4093959731317,0,"GSD",10,0.57723342209516748,0.60437372201316453,0.83705124089372529,1.0970310586362544,1.2026142145897361,1.2026142145897361,1.2889868661351127,1.2890846405144394,1.2453007447106357,1.1191895620457397,0.77552819282287611,0.85362126693691953,402.68456375838798,0,191.56581937324947,0,0,0,1,0,null,null,0.34164802410878842,null,-1027.1831876300746,0,null,null,7.4389999999999992,5.9600000000000009,6.2474711356919013,13.13,13.290000000000001,14.852837601175882,null,0,0]
[7659,"CscTgsd509",1,1.1226415094339623,9433.9622641509068,0,"GSD",10,0.57723342209516748,0.60437372201316453,0.83705124089372529,1.0970310586362544,1.2026142145897361,1.2026142145897361,1.2889868661351127,1.2890846405144394,1.2453007447106357,1.1191895620457397,0.77552819282287611,0.85362126693691953,566.03773584905446,0,328.43326009649144,0,0,0,1,0,null,null,0.45428012412790153,null,-1255.1106057139727,0,null,null,7.4389999999999992,5.9600000000000009,6.2474711356919013,13.13,13.290000000000001,14.852837601175882,null,0,0]
[7680,"CmiNgsd510",1,1.1140350877192984,8771.9298245614027,0,"GSD",11,1,1,1,1,1,1,1,1,1,1,1,1,526.31578947368428,0,7795.8470561600006,0,0,0,1,0,null,null,11.42605216822678,null,6303.456178967017,1,null,null,7.4389999999999992,5.9600000000000009,6.2474711356919013,13.13,13.290000000000001,14.852837601175882,null,24568.812048050939,2695.8807027319558]
[7701,"ChoTgsd511",1,0.77586206896551735,8620.6896551724149,0,"GSD",15,1,1,1,1,1,1,1,1,1,1,1,1,517.241379310345,0,8227.0508581325776,0,0,0,1,0,null,null,12.219485400495607,null,6754.9246512360241,1,null,null,7.4389999999999992,5.9600000000000009,6.2474711356919013,13.13,13.290000000000001,14.852837601175882,null,10644.107192002732,1397.4320227222497]
[7744,"CscNgsd512",1,1.1226415094339623,9433.962264150945,0,"GSD",15,0.57723342209516748,0.60437372201316453,0.83705124089372529,1.0970310586362544,1.2026142145897361,1.2026142145897361,1.2889868661351127,1.2890846405144394,1.2453007447106357,1.1191895620457397,0.77552819282287611,0.85362126693691953,566.03773584905673,0,2356.9434104470793,0,0,0,1,0,null,null,3.2600612518530165,null,773.39954463660979,1,null,null,7.4389999999999992,5.9600000000000009,6.2474711356919013,13.13,13.290000000000001,14.852837601175882,null,0,0]
[7765,"CofTgsd513",1,1.1140350877192984,8771.9298245613882,0,"GSD",15,0.57723342209516748,0.60437372201316453,0.83705124089372529,1.0970310586362544,1.2026142145897361,1.2026142145897361,1.2889868661351127,1.2890846405144394,1.2453007447106357,1.1191895620457397,0.77552819282287611,0.85362126693691953,526.31578947368337,0,2726.1883439761291,0,0,0,1,0,null,null,3.9884657157229371,null,1231.3502047462644,1,null,null,7.4389999999999992,5.9600000000000009,6.2474711356919013,13.13,13.290000000000001,14.852837601175882,null,0,0]
[7808,"CdaNgsd515",1,1.1140350877192982,8771.9298245614045,0,"GSD",12,1.4642934035850563,1.390983597018502,1.4252994685226312,1.4319034391640282,1.4237894031075788,1.3901451134910312,1.2503752648303077,1.3782245597891407,1.4308728765503533,1.4735364224775085,1.411655598241391,1.4937785463243058,526.31578947368416,0,1227.718771139165,0,0,0,1,0,null,null,1.6407430607255218,null,-395.84364630556803,0,null,null,7.4389999999999992,5.9600000000000009,6.2474711356919013,13.13,13.290000000000001,14.852837601175882,null,0,0]
[7829,"CwaTgsd515",1,0.7142857142857143,5952.3809523809523,0,"GSD",12,1.4642934035850563,1.390983597018502,1.4252994685226312,1.4319034391640282,1.4237894031075788,1.3901451134910312,1.2503752648303077,1.3782245597891407,1.4308728765503533,1.4735364224775085,1.411655598241391,1.4937785463243058,357.14285714285717,0,852.95589653446609,0,0,0,1,0,null,null,1.4700436851060941,null,-392.81516752680824,0,null,null,7.4389999999999992,5.9600000000000009,6.2474711356919013,13.13,13.290000000000001,14.852837601175882,null,0,0]
[7850,"CdaNgsd517",1,1.1140350877192982,8771.9298245614045,0,"GSD",10,1,1,1,1,1,1,1,1,1,1,1,1,526.31578947368428,0,18873.828942478827,0,0,0,1,0,null,null,27.662594270695696,null,17381.438065285845,1,null,null,7.4389999999999992,5.9600000000000009,6.2474711356919013,13.13,13.290000000000001,14.852837601175882,null,187315.32577169233,19307.942690886601]
[7866,"CreNgsd517",1,0.57999999999999996,6666.6666666666479,0,"GSD",10,1,1,1,1,1,1,1,1,1,1,1,1,399.99999999999892,0,14344.109996283909,0,0,0,1,0,null,null,25.761074919692902,null,13133.803329617245,1,null,null,7.4389999999999992,5.9600000000000009,6.2474711356919013,13.13,13.290000000000001,14.852837601175882,null,138200.3096873367,14245.303465228411]
[7914,"CinNgsd602",1,1.0810810810810811,9009.0090090090089,0,"GSD",5,1,1,1,1,1,1,1,1,1,1,1,1,540.54054054054052,0,4627.0507488083313,0,0,0,1,0,null,null,6.6440813015828866,null,3102.8936316912141,1,null,null,7.4389999999999992,5.9600000000000009,6.2474711356919013,13.13,13.290000000000001,14.852837601175882,null,35148.734957783367,3109.9062669422246]
[7930,"CasNgsd603",1,0.43274853801169588,5847.9532163742688,0,"GSD",15,1,1,1,1,1,1,1,1,1,1,1,1,350.87719298245611,0,1635.8674463937621,0,0,0,1,0,null,null,3.220097336574304,null,535.26019493177364,1,null,null,7.4389999999999992,5.9600000000000009,6.2474711356919013,13.13,13.290000000000001,14.852837601175882,null,0,0]
[7951,"CrtEgsd603",1,0.5524475524475525,6993.0069930069931,0,"GSD",15,1,1,1,1,1,1,1,1,1,1,1,1,419.58041958041963,0,1956.1771561771563,0,0,0,1,0,null,null,3.3945896583453914,null,702.14414918414946,1,null,null,7.4389999999999992,5.9600000000000009,6.2474711356919013,13.13,13.290000000000001,14.852837601175882,null,0,0]
[7972,"CloNgsd604",1,0.82089552238805985,7462.686567164229,0,"GSD",15,1,1,1,1,1,1,1,1,1,1,1,1,447.76119402985375,0,211598.97801146287,0,0,0,1,0,null,null,350.18094350542123,null,210282.01263832851,1,null,null,7.4389999999999992,5.9600000000000009,6.2474711356919013,13.13,13.290000000000001,14.852837601175882,null,2153623.4883819898,282742.58923406556]
[8015,"CcoTgsd606",1,1,8620.6896551722657,0,"GSD",15,1,1,1,1,1,1,1,1,1,1,1,1,517.24137931033601,0,81549.731028957307,0,0,0,1,0,null,null,121.12429653180617,null,80077.604822060792,1,null,null,7.4389999999999992,5.9600000000000009,6.2474711356919013,13.13,13.290000000000001,14.852837601175882,null,780434.76880003745,102460.87510152235]
[8036,"CrtNgsd606",1,1,8620.6896551722657,0,"GSD",15,1,1,1,1,1,1,1,1,1,1,1,1,517.24137931033601,0,81549.731028957307,0,0,0,1,0,null,null,121.12429653180617,null,80077.604822060792,1,null,null,7.4389999999999992,5.9600000000000009,6.2474711356919013,13.13,13.290000000000001,14.852837601175882,null,780434.76880003745,102460.87510152235]
[8057,"CmiTgsd607",1,0.7103825136612022,5464.4808743169406,0,"GSD",7,1,1,1,1,1,1,1,1,1,1,1,1,327.86885245901647,0,1654.7311126412003,0,0,0,1,0,null,null,3.4106700379630084,null,605.50532029147348,1,null,null,7.4389999999999992,5.9600000000000009,6.2474711356919013,13.13,13.290000000000001,14.852837601175882,null,0,0]
[8100,"CcoNgsd609",1,1.0099009900990099,9900.9900990099013,0,"GSD",15,1,1,1,1,1,1,1,1,1,1,1,1,594.05940594059405,0,59524.860200511765,0,0,0,1,0,null,null,79.411055291388479,null,57881.186537145433,1,null,null,7.4389999999999992,5.9600000000000009,6.2474711356919013,13.13,13.290000000000001,14.852837601175882,null,540529.85003227089,70964.497824662336]
[8121,"CscTgsd609",1,1.0388349514563107,9708.7378640776697,0,"GSD",15,1,1,1,1,1,1,1,1,1,1,1,1,582.52427184466012,0,58369.037672346487,0,0,0,1,0,null,null,79.077895535443815,null,56751.123885938716,1,null,null,7.4389999999999992,5.9600000000000009,6.2474711356919013,13.13,13.290000000000001,14.852837601175882,null,529697.6255065708,69542.368457071629]
[8137,"CinTgsd701",1,1.0810810810810811,9009.0090090090089,0,"GSD",15,1,1,1,1,1,1,1,1,1,1,1,1,540.54054054054052,0,3340.2432588904994,0,0,0,1,0,null,null,4.7963268578474709,null,1816.0861417733822,1,null,null,7.4389999999999992,5.9600000000000009,6.2474711356919013,13.13,13.290000000000001,14.852837601175882,null,0,0]
[8185,"CdaEgsd801",1,0.81118881118881103,6993.0069930070185,0,"GSD",12,1,1,1,1,1,1,1,1,1,1,1,1,419.58041958042116,0,1796.4523355651511,0,0,0,1,0,null,null,3.1174162834705963,null,542.41932857214056,1,null,null,7.4389999999999992,5.9600000000000009,6.2474711356919013,13.13,13.290000000000001,14.852837601175882,null,0,0]
[8206,"CscNgsd801",1,0.81118881118881103,6993.0069930070185,0,"GSD",12,1,1,1,1,1,1,1,1,1,1,1,1,419.58041958042116,0,1796.4523355651511,0,0,0,1,0,null,null,3.1174162834705963,null,542.41932857214056,1,null,null,7.4389999999999992,5.9600000000000009,6.2474711356919013,13.13,13.290000000000001,14.852837601175882,null,0,0]
[8222,"CinNgsd802",1,0.81118881118881125,6993.0069930069758,0,"GSD",8,1,1,1,1,1,1,1,1,1,1,1,1,419.58041958041855,0,28846.377808714471,0,0,0,1,0,null,null,50.057642009044237,null,27592.344801721465,1,null,null,7.4389999999999992,5.9600000000000009,6.2474711356919013,13.13,13.290000000000001,14.852837601175882,null,413386.72018025391,36575.824231039085]
[8243,"CgrEgsd803",1,0.79333333333333333,6666.6666666666533,0,"GSD",14,1,1,1,1,1,1,1,1,1,1,1,1,399.99999999999926,0,6517.7971367342543,0,0,0,1,0,null,null,11.705533518236386,null,5307.4904700675888,1,null,null,7.4389999999999992,5.9600000000000009,6.2474711356919013,13.13,13.290000000000001,14.852837601175882,null,8995.4131176155061,1138.7061711493106]
[8286,"CreNgsd804",1,0.80141843971631221,7092.1985815602839,0,"GSD",10,0.57723342209516748,0.60437372201316453,0.83705124089372529,1.0970310586362544,1.2026142145897361,1.2026142145897361,1.2889868661351127,1.2890846405144394,1.2453007447106357,1.1191895620457397,0.77552819282287611,0.85362126693691953,425.53191489361706,0,227.76272023059457,0,0,0,1,0,null,null,0.39040169323490964,null,-1042.0082297495521,0,null,null,7.4389999999999992,5.9600000000000009,6.2474711356919013,13.13,13.290000000000001,14.852837601175882,null,0,0]
[8307,"CloEgsd805",1,0.79333333333333322,6666.666666666667,0,"GSD",10,1,1,1,1,1,1,1,1,1,1,1,1,335.22133832956786,0,148.25475037341664,0,0,0,1,0,null,null,0.26625574765944893,null,-1062.0519162932501,0,null,null,7.4389999999999992,5.9600000000000009,6.2474711356919013,13.13,13.290000000000001,14.852837601175882,null,0,0]
[8328,"CgrNgsd806",1,0.79333333333333322,6666.6666666667006,0,"GSD",10,1,1,1,1,1,1,1,1,1,1,1,1,400.0000000000021,0,14860.895109728701,0,0,0,1,0,null,null,26.68918687841882,null,13650.58844306203,1,null,null,7.4389999999999992,5.9600000000000009,6.2474711356919013,13.13,13.290000000000001,14.852837601175882,null,145430.79078307064,14990.601342211137]
[8371,"CrtEgsd807",1,0.79333333333333333,6666.666666666657,0,"GSD",5,1,1,1,1,1,1,1,1,1,1,1,1,335.22133832956735,0,5603.0231448270069,0,0,0,1,0,null,null,10.062659798903903,null,4392.7164781603406,1,null,null,7.4389999999999992,5.9600000000000009,6.2474711356919013,13.13,13.290000000000001,14.852837601175882,null,74958.264949014178,6632.1925441710409]
[8392,"CloNgsd808",1,0.79333333333333322,6666.6666666666661,0,"GSD",13,1,1,1,1,1,1,1,1,1,1,1,1,335.22133832956774,0,2729.3014593735447,0,0,0,1,0,null,null,4.9016453019088582,null,1518.9947927068779,1,null,null,7.4389999999999992,5.9600000000000009,6.2474711356919013,13.13,13.290000000000001,14.852837601175882,null,0,0]
[8413,"CheEgsd809",1,0.79333333333333333,6666.666666666667,0,"GSD",15,0.57723342209516748,0.60437372201316453,0.83705124089372529,1.0970310586362544,1.2026142145897361,1.2026142145897361,1.2889868661351127,1.2890846405144394,1.2453007447106357,1.1191895620457397,0.77552819282287611,0.85362126693691953,400,0,11123.163396114782,0,0,0,1,0,null,null,19.932399466304627,null,9910.4094674112312,1,null,null,7.4389999999999992,5.9600000000000009,6.2474711356919013,13.13,13.290000000000001,14.852837601175882,null,54125.321400792891,7105.9466051253266]
[8456,"CrtNgsd810",1,0.79333333333333333,6666.666666666667,0,"GSD",15,1,1,1,1,1,1,1,1,1,1,1,1,400,0,344.6393762183236,0,0,0,1,0,null,null,0.61894957535438011,null,-865.66729044834301,0,null,null,7.4389999999999992,5.9600000000000009,6.2474711356919013,13.13,13.290000000000001,14.852837601175882,null,0,0]
[8477,"CmiEgsd811",1,0.81118881118881114,6993.0069930069922,0,"GSD",15,1,1,1,1,1,1,1,1,1,1,1,1,419.58041958041957,0,1246.3343108504398,0,0,0,1,0,null,null,2.1627865089284284,null,-7.6986961425672007,0,null,null,7.4389999999999992,5.9600000000000009,6.2474711356919013,13.13,13.290000000000001,14.852837601175882,null,0,0]
[8493,"CdaTgsd812",1,0.81118881118881125,6993.0069930069931,0,"GSD",16,1,1,1,1,1,1,1,1,1,1,1,1,419.58041958041963,0,2609.8127113556366,0,0,0,1,0,null,null,4.5288552788845031,null,1355.7797043626294,1,null,null,7.4389999999999992,5.9600000000000009,6.2474711356919013,13.13,13.290000000000001,14.852837601175882,null,0,0]
[8514,"CscNgsd812",1,0.81118881118881125,6993.0069930069931,0,"GSD",16,1,1,1,1,1,1,1,1,1,1,1,1,419.58041958041963,0,2609.8127113556366,0,0,0,1,0,null,null,4.5288552788845031,null,1355.7797043626294,1,null,null,7.4389999999999992,5.9600000000000009,6.2474711356919013,13.13,13.290000000000001,14.852837601175882,null,0,0]
[8562,"CmiNgsd814",1,0.81118881118881114,6993.0069930069731,0,"GSD",15,0.57723342209516748,0.60437372201316453,0.83705124089372529,1.0970310586362544,1.2026142145897361,1.2026142145897361,1.2889868661351127,1.2890846405144394,1.2453007447106357,1.1191895620457397,0.77552819282287611,0.85362126693691953,419.58041958041844,0,6320.5636408062055,0,0,0,1,0,null,null,10.944807765252039,null,5064.0833717763171,1,null,null,7.4389999999999992,5.9600000000000009,6.2474711356919013,13.13,13.290000000000001,14.852837601175882,null,1493.7174480313406,196.10555936023098]
[8578,"CdaNgsd815",1,0.81118881118881114,6993.0069930069931,0,"GSD",10,0.57723342209516748,0.60437372201316453,0.83705124089372529,1.0970310586362544,1.2026142145897361,1.2026142145897361,1.2889868661351127,1.2890846405144394,1.2453007447106357,1.1191895620457397,0.77552819282287611,0.85362126693691953,419.58041958041963,0,3726.3797210746811,0,0,0,1,0,null,null,6.4526697341020096,null,2469.8994520447895,1,null,null,7.4389999999999992,5.9600000000000009,6.2474711356919013,13.13,13.290000000000001,14.852837601175882,null,0,0]
[8599,"CwaEgsd815",1,0.81118881118881114,6993.0069930069931,0,"GSD",10,0.57723342209516748,0.60437372201316453,0.83705124089372529,1.0970310586362544,1.2026142145897361,1.2026142145897361,1.2889868661351127,1.2890846405144394,1.2453007447106357,1.1191895620457397,0.77552819282287611,0.85362126693691953,419.58041958041963,0,3726.3797210746811,0,0,0,1,0,null,null,6.4526697341020096,null,2469.8994520447895,1,null,null,7.4389999999999992,5.9600000000000009,6.2474711356919013,13.13,13.290000000000001,14.852837601175882,null,0,0]
[8620,"CofNgsd816",1,0.81118881118881125,6993.0069930069476,0,"GSD",4,1.0062777414973603,0.98564281026156741,1.0265347938683682,1.0441196275961266,1.0994476760618126,1.0901464119048656,1.0679338408439019,1.0965343851174858,1.0642381511272074,1.0546811027982033,1.0276723440678304,1.0296503063189142,419.5804195804169,0,3762.812039027528,0,0,0,1,0,null,null,6.4415986094599313,null,2493.1151637960579,1,null,null,7.4389999999999992,5.9600000000000009,6.2474711356919013,13.13,13.290000000000001,14.852837601175882,null,46646.5184923411,4127.2125544377332]
[8663,"CgrEgsd818",1,0.79333333333333333,6666.6666666666069,0,"GSD",5,1.0062777414973603,0.98564281026156741,1.0265347938683682,1.0441196275961266,1.0994476760618126,1.0901464119048656,1.0679338408439019,1.0965343851174858,1.0642381511272074,1.0546811027982033,1.0276723440678304,1.0296503063189142,399.99999999999642,0,44270.833333333336,0,0,0,1,0,null,null,78.398097773814328,null,43044.862798428207,1,null,null,7.4389999999999992,5.9600000000000009,6.2474711356919013,13.13,13.290000000000001,14.852837601175882,null,1022676.2937183012,90484.833058935328]
[8684,"CwaNgsd818",1,0.81118881118881114,6993.0069930069303,0,"GSD",5,1.0062777414973603,0.98564281026156741,1.0265347938683682,1.0441196275961266,1.0994476760618126,1.0901464119048656,1.0679338408439019,1.0965343851174858,1.0642381511272074,1.0546811027982033,1.0276723440678304,1.0296503063189142,419.58041958041582,0,46437.937062937068,0,0,0,1,0,null,null,79.497606499662666,null,45168.240187705589,1,null,null,7.4389999999999992,5.9600000000000009,6.2474711356919013,13.13,13.290000000000001,14.852837601175882,null,1073627.8382282185,94992.947725710532]
[8700,"CloNgsd819",1,0.79333333333333333,6666.666666666667,0,"GSD",4,1,1,1,1,1,1,1,1,1,1,1,1,400.00000000000006,0,2595.0617283950619,0,0,0,1,0,null,null,4.6605596041672763,null,1384.755061728395,1,null,null,7.4389999999999992,5.9600000000000009,6.2474711356919013,13.13,13.290000000000001,14.852837601175882,null,14893.863042396682,1317.7862039746558]
[8748,"CgrNgsd821",1,0.79333333333333333,6666.666666666667,0,"GSD",12,1,1,1,1,1,1,1,1,1,1,1,1,400.00000000000006,0,1634.8306254645854,0,0,0,1,0,null,null,2.9360479133604054,null,424.52395879791857,1,null,null,7.4389999999999992,5.9600000000000009,6.2474711356919013,13.13,13.290000000000001,14.852837601175882,null,0,0]
[8769,"CasTgsd822",1,0.79333333333333345,6666.666666666667,0,"GSD",12,1,1,1,1,1,1,1,1,1,1,1,1,400.00000000000006,0,6786.9101978691024,0,0,0,1,0,null,null,12.188842816028894,null,5576.603531202436,1,null,null,7.4389999999999992,5.9600000000000009,6.2474711356919013,13.13,13.290000000000001,14.852837601175882,null,20530.437369561609,2375.2022572445408]
[8785,"CmiTgsd822",1,0.81118881118881125,6993.006993006994,0,"GSD",12,1,1,1,1,1,1,1,1,1,1,1,1,419.58041958041963,0,7119.1365711913659,0,0,0,1,0,null,null,12.353966666363675,null,5865.1035641983581,1,null,null,7.4389999999999992,5.9600000000000009,6.2474711356919013,13.13,13.290000000000001,14.852837601175882,null,22383.777032897138,2589.6183689208497]
[8833,"CheTgsd824",1,0.79333333333333333,6666.666666666667,0,"GSD",12,0.57723342209516748,0.60437372201316453,0.83705124089372529,1.0970310586362544,1.2026142145897361,1.2026142145897361,1.2889868661351127,1.2890846405144394,1.2453007447106357,1.1191895620457397,0.77552819282287611,0.85362126693691953,400.00000000000006,0,7238.2731423827317,0,0,0,1,0,null,null,12.970784171937186,null,6025.5192136791811,1,null,null,7.4389999999999992,5.9600000000000009,6.2474711356919013,13.13,13.290000000000001,14.852837601175882,null,25890.763747886755,2995.3478042771417]
[8849,"CscTgsd824",1,0.81118881118881114,6993.0069930069931,0,"GSD",12,0.57723342209516748,0.60437372201316453,0.83705124089372529,1.0970310586362544,1.2026142145897361,1.2026142145897361,1.2889868661351127,1.2890846405144394,1.2453007447106357,1.1191895620457397,0.77552819282287611,0.85362126693691953,419.58041958041963,0,7592.594205296572,0,0,0,1,0,null,null,13.147479993720591,null,6336.1139362666809,1,null,null,7.4389999999999992,5.9600000000000009,6.2474711356919013,13.13,13.290000000000001,14.852837601175882,null,28014.3862113793,3241.0334064894446]
[8870,"CmiNgsd825",1,0.81118881118881114,6993.0069930069931,0,"GSD",9,1,1,1,1,1,1,1,1,1,1,1,1,419.58041958041963,0,0.64750064750064751,0,0,0,1,0,null,null,1.1236196041022506E-3,null,-1253.3855063455064,0,null,null,7.4389999999999992,5.9600000000000009,6.2474711356919013,13.13,13.290000000000001,14.852837601175882,null,0,0]
[8891,"ChoEgsd826",1,0.79333333333333333,6666.666666666667,0,"GSD",16,0.57723342209516748,0.60437372201316453,0.83705124089372529,1.0970310586362544,1.2026142145897361,1.2026142145897361,1.2889868661351127,1.2890846405144394,1.2453007447106357,1.1191895620457397,0.77552819282287611,0.85362126693691953,335.22133832956786,0,15498.154981549817,0,0,0,1,0,null,null,27.772262717173721,null,14285.401052846266,1,null,null,7.4389999999999992,5.9600000000000009,6.2474711356919013,13.13,13.290000000000001,14.852837601175882,null,94716.406877189904,12823.122987584875]
[8934,"CscNgsd827",1,0.81118881118881114,6993.0069930069922,0,"GSD",16,0.57723342209516748,0.60437372201316453,0.83705124089372529,1.0970310586362544,1.2026142145897361,1.2026142145897361,1.2889868661351127,1.2890846405144394,1.2453007447106357,1.1191895620457397,0.77552819282287611,0.85362126693691953,351.63077447157457,0,16232.846004400904,0,0,0,1,0,null,null,28.109103728357599,null,14976.365735371013,1,null,null,7.4389999999999992,5.9600000000000009,6.2474711356919013,13.13,13.290000000000001,14.852837601175882,null,99965.816774988198,13533.811145540367]
[8955,"CofEgsd828",1,1.5230021418246049,8042.7227982932891,0,"GSD",15,1,1,1,1,1,1,1,1,1,1,1,1,404.41384503864049,0,643.54983408583973,0,0,0,1,0,null,null,1.0073941155279229,null,-751.13459365747804,0,null,null,7.4389999999999992,5.9600000000000009,6.2474711356919013,13.13,13.290000000000001,14.852837601175882,null,0,0]
[8976,"ChoNgsd829",1,0.79333333333333333,6666.6666666666315,0,"GSD",11,1,1,1,1,1,1,1,1,1,1,1,1,399.9999999999979,0,602.93309216009641,0,0,0,1,0,null,null,1.0828280431983766,null,-607.37357450656555,0,null,null,7.4389999999999992,5.9600000000000009,6.2474711356919013,13.13,13.290000000000001,14.852837601175882,null,0,0]
[9019,"CwaEgsd901",1,1.5230021932323132,8042.7229621686647,0,"GSD",30,1.0062777414973603,0.98564281026156741,1.0265347938683682,1.0441196275961266,1.0994476760618126,1.0901464119048656,1.0679338408439019,1.0965343851174858,1.0642381511272074,1.0546811027982033,1.0276723440678304,1.0296503063189142,404.41385327881881,0,8489.8992485469971,0,0,0,1,0,null,null,13.12791872031087,null,7079.5509306075483,1,null,null,7.4389999999999992,5.9600000000000009,6.2474711356919013,13.13,13.290000000000001,14.852837601175882,null,0,0]
[9040,"CofNgsd902",1,1.5230021937689751,8042.7229638794224,0,"GSD",10,1.4642934035850563,1.390983597018502,1.4252994685226312,1.4319034391640282,1.4237894031075788,1.3901451134910312,1.2503752648303077,1.3782245597891407,1.4308728765503533,1.4735364224775085,1.411655598241391,1.4937785463243058,482.56337783276535,0,282.37716121335546,0,0,0,1,0,null,null,0.40064338295733326,null,-1243.4788289685989,0,null,null,7.4389999999999992,5.9600000000000009,6.2474711356919013,13.13,13.290000000000001,14.852837601175882,null,0,0]
[9056,"CgrNgsd903",1,1.5230019612127661,8042.7222225462738,0,"GSD",10,1,1,1,1,1,1,1,1,1,1,1,1,482.56333335277645,0,2768.4014567983545,0,0,0,1,0,null,null,4.3335750226138554,null,1373.7171061993795,1,null,null,7.4389999999999992,5.9600000000000009,6.2474711356919013,13.13,13.290000000000001,14.852837601175882,null,0,0]
[9104,"CwaNgsd904",1,1.5230021449235189,8042.7228081718804,0,"GSD",20,1,1,1,1,1,1,1,1,1,1,1,1,404.41384553536767,0,96208.057158247539,0,0,0,1,0,null,null,150.60128279877824,null,94813.372729180584,1,null,null,7.4389999999999992,5.9600000000000009,6.2474711356919013,13.13,13.290000000000001,14.852837601175882,null,775998.40758988319,116711.08111654225]
[9125,"CreEgsd905",1,1.5230022703880437,8042.7232081225411,0,"GSD",2,1,1,1,1,1,1,1,1,1,1,1,1,482.56339248735253,0,468.38428834976094,0,0,0,1,0,null,null,0.73319505787493111,null,-926.30019430657831,0,null,null,7.4389999999999992,5.9600000000000009,6.2474711356919013,13.13,13.290000000000001,14.852837601175882,null,0,0]
[9141,"CheEgsd906",1,1.2144824726081405,10905.424139511755,0,"GSD",15,1,1,1,1,1,1,1,1,1,1,1,1,654.32544837070532,0,385313.42778459343,0,0,0,1,0,null,null,476.02276517303346,null,383535.17000414024,1,null,null,7.4389999999999992,5.9600000000000009,6.2474711356919013,13.13,13.290000000000001,14.852837601175882,null,3954072.3850558605,519117.97498528834]
[9162,"CasNgsd907",1,1.52300220829229,8042.7230101762416,0,"GSD",10,1,1,1,1,1,1,1,1,1,1,1,1,482.5633806105746,0,5269.2996163704083,0,0,0,1,0,null,null,8.2484075675235431,null,3874.6151602368936,1,null,null,7.4389999999999992,5.9600000000000009,6.2474711356919013,13.13,13.290000000000001,14.852837601175882,null,1910.4820417058654,196.92717411806902]
[9210,"CreNgsd908",1,0.37313432835820892,7462.6865671641544,0,"GSD",15,0.57723342209516748,0.60437372201316453,0.83705124089372529,1.0970310586362544,1.2026142145897361,1.2026142145897361,1.2889868661351127,1.2890846405144394,1.2453007447106357,1.1191895620457397,0.77552819282287611,0.85362126693691953,447.76119402984932,0,8022.3598181815851,0,0,0,1,0,null,null,13.249430108812513,null,6702.9471830103757,1,null,null,7.4389999999999992,5.9600000000000009,6.2474711356919013,13.13,13.290000000000001,14.852837601175882,null,16178.609158757245,2124.0397258063472]
[9226,"CheNgsd909",1,1.2144824015897595,10905.422724545246,0,"GSD",20,1,1,1,1,1,1,1,1,1,1,1,1,654.3253634727148,0,540.32911919169442,0,0,0,1,0,null,null,0.66753185762915768,null,-1237.9284716701231,0,null,null,7.4389999999999992,5.9600000000000009,6.2474711356919013,13.13,13.290000000000001,14.852837601175882,null,0,0]
[9247,"CcoTgsd910",1,1.0099009900990099,9900.9900990098668,0,"GSD",15,0.57723342209516748,0.60437372201316453,0.83705124089372529,1.0970310586362544,1.2026142145897361,1.2026142145897361,1.2889868661351127,1.2890846405144394,1.2453007447106357,1.1191895620457397,0.77552819282287611,0.85362126693691953,594.05940594059211,0,11059.430451727567,0,0,0,1,0,null,null,14.729997864704576,null,9413.3095263243504,1,null,null,7.4389999999999992,5.9600000000000009,6.2474711356919013,13.13,13.290000000000001,14.852837601175882,null,31546.227451331579,4141.6069606751043]
[9290,"CmiNgsd911",1,1.523002187691354,8042.7229445054318,0,"GSD",15,0.57723342209516748,0.60437372201316453,0.83705124089372529,1.0970310586362544,1.2026142145897361,1.2026142145897361,1.2889868661351127,1.2890846405144394,1.2453007447106357,1.1191895620457397,0.77552819282287611,0.85362126693691953,482.56337667032591,0,19472.005274938903,0,0,0,1,0,null,null,30.422283126026066,null,18074.873565567737,1,null,null,7.4389999999999992,5.9600000000000009,6.2474711356919013,13.13,13.290000000000001,14.852837601175882,null,132455.37550121898,17389.657955171038]
[9311,"ChoTgsd912",1,1.2144824013987994,10905.422721940264,0,"GSD",5,1.0062777414973603,0.98564281026156741,1.0265347938683682,1.0441196275961266,1.0994476760618126,1.0901464119048656,1.0679338408439019,1.0965343851174858,1.0642381511272074,1.0546811027982033,1.0276723440678304,1.0296503063189142,654.32536331641586,0,28139.783740929866,0,0,0,1,0,null,null,34.429226799148907,null,26345.862282178619,1,null,null,7.4389999999999992,5.9600000000000009,6.2474711356919013,13.13,13.290000000000001,14.852837601175882,null,598244.02144887298,52931.715286458173]
[9332,"CcoNgsd1001",1,0.70334276033992116,8192.0077254360531,0,"GSD",10,1,1,1,1,1,1,1,1,1,1,1,1,411.92036899902484,0,29877.556569030181,0,0,0,1,0,null,null,46.127011245689737,null,28462.869453899002,1,null,null,7.4389999999999992,5.9600000000000009,6.2474711356919013,13.13,13.290000000000001,14.852837601175882,null,345199.97967815498,35582.25359864434]
[9348,"CofNgsd1001",1,2.050645781497423,6285.4713808106271,0,"GSD",10,1,1,1,1,1,1,1,1,1,1,1,1,316.05361924613027,0,21815.362674095548,0,0,0,1,0,null,null,40.845541838162447,null,20656.132363780729,1,null,null,7.4389999999999992,5.9600000000000009,6.2474711356919013,13.13,13.290000000000001,14.852837601175882,null,245314.92993932619,25286.380540268481]
[9396,"CrtEgsd1004",1,0.71209699109639468,3545.5611216245493,0,"GSD",5,0.57723342209516748,0.60437372201316453,0.83705124089372529,1.0970310586362544,1.2026142145897361,1.2026142145897361,1.2889868661351127,1.2890846405144394,1.2453007447106357,1.1191895620457397,0.77552819282287611,0.85362126693691953,178.28216164803976,0,1565.4461269419305,0,0,0,1,0,null,null,4.207888936489792,null,770.88913021857297,1,null,null,7.4389999999999992,5.9600000000000009,6.2474711356919013,13.13,13.290000000000001,14.852837601175882,null,0,0]
[9412,"CwaNgsd1005",1,3.0012308310062492,4319.8416640236446,0,"GSD",20,0.57723342209516748,0.60437372201316453,0.83705124089372529,1.0970310586362544,1.2026142145897361,1.2026142145897361,1.2889868661351127,1.2890846405144394,1.2453007447106357,1.1191895620457397,0.77552819282287611,0.85362126693691953,217.21546559787504,0,55580.725887621993,0,0,0,1,0,null,null,132.91304206211694,null,54682.423041022579,1,null,null,7.4389999999999992,5.9600000000000009,6.2474711356919013,13.13,13.290000000000001,14.852837601175882,null,443037.60056582268,66633.380728074175]
[9433,"CreEgsld101",1,0.52879581151832455,5235.6020942408377,0,"GSLD",20,1,1,1,1,1,1,1,1,1,1,1,1,314.13612565445032,0,2392.5511130614618,0,0,0,1,0,null,null,5.1150720420958828,null,1382.3094376687916,1,null,null,6.8320000000000007,5.3630000000000004,5.5847964346769574,15.4,15.58,17.390432125820322,null,0,0]
[9481,"CinTgsld103",1,1.2144824008532755,10905.422717184669,0,"GSLD",13,0.57723342209516748,0.60437372201316453,0.83705124089372529,1.0970310586362544,1.2026142145897361,1.2026142145897361,1.2889868661351127,1.2890846405144394,1.2453007447106357,1.1191895620457397,0.77552819282287611,0.85362126693691953,654.3253630310802,0,1010.9734201086928,0,0,0,1,0,null,null,1.3074155338196702,null,-693.57253119454663,0,null,null,6.8320000000000007,5.3630000000000004,5.5847964346769574,15.4,15.58,17.390432125820322,null,0,0]
[9485,"CmiTgsld103",1,1.5230021874837072,8042.7229438435033,0,"GSLD",13,0.57723342209516748,0.60437372201316453,0.83705124089372529,1.0970310586362544,1.2026142145897361,1.2026142145897361,1.2889868661351127,1.2890846405144394,1.2453007447106357,1.1191895620457397,0.77552819282287611,0.85362126693691953,482.56337663061026,0,745.59045828745332,0,0,0,1,0,null,null,1.2030806520018145,null,-609.84925565683102,0,null,null,6.8320000000000007,5.3630000000000004,5.5847964346769574,15.4,15.58,17.390432125820322,null,0,0]
[9519,"CrtTgsld104",1,0.36809815950920249,6134.9693251533745,0,"GSLD",17,0.57723342209516748,0.60437372201316453,0.83705124089372529,1.0970310586362544,1.2026142145897361,1.2026142145897361,1.2889868661351127,1.2890846405144394,1.2453007447106357,1.1191895620457397,0.77552819282287611,0.85362126693691953,368.0981595092025,0,1999.708612711454,0,0,0,1,0,null,null,3.864756980070343,null,876.919452566431,1,null,null,6.8320000000000007,5.3630000000000004,5.5847964346769574,15.4,15.58,17.390432125820322,null,0,{"$error":"#N/A"}]
[9540,"CloNgsld105",1,0.44505494505494503,5494.5054945054944,0,"GSLD",12,1.0062777414973603,0.98564281026156741,1.0265347938683682,1.0441196275961266,1.0994476760618126,1.0901464119048656,1.0679338408439019,1.0965343851174858,1.0642381511272074,1.0546811027982033,1.0276723440678304,1.0296503063189142,329.67032967032964,0,8914.8496088559168,0,0,0,1,0,null,null,18.161421671836411,null,7854.667266449429,1,null,null,6.8320000000000007,5.3630000000000004,5.5847964346769574,15.4,15.58,17.390432125820322,null,37962.187219144631,4391.9119281177573]
[9583,"CcoTgsld107",1,0.36809815950920244,6134.9693251533745,0,"GSLD",12,1,1,1,1,1,1,1,1,1,1,1,1,368.09815950920245,0,9886.3039584576654,0,0,0,1,0,null,null,19.160305672523027,null,8766.3844492552125,1,null,null,6.8320000000000007,5.3630000000000004,5.5847964346769574,15.4,15.58,17.390432125820322,null,44355.843191751454,5131.6051857341699]
[9604,"CrtNgsld107",1,0.36809815950920244,6134.9693251533745,0,"GSLD",12,1,1,1,1,1,1,1,1,1,1,1,1,368.09815950920245,0,9886.3039584576654,0,0,0,1,0,null,null,19.160305672523027,null,8766.3844492552125,1,null,null,6.8320000000000007,5.3630000000000004,5.5847964346769574,15.4,15.58,17.390432125820322,null,44355.843191751454,5131.6051857341699]
[9620,"ChoNgsld108",1,0.36809815950920249,6134.9693251533745,0,"GSLD",12,1,1,1,1,1,1,1,1,1,1,1,1,368.0981595092025,0,1568.7117321166818,0,0,0,1,0,null,null,3.0402662537717271,null,448.79222291422775,1,null,null,6.8320000000000007,5.3630000000000004,5.5847964346769574,15.4,15.58,17.390432125820322,null,0,0]
[9668,"CcoNgsld110",1,1.2144824144485646,10905.422616371987,0,"GSLD",5,0.57723342209516748,0.60437372201316453,0.83705124089372529,1.0970310586362544,1.2026142145897361,1.2026142145897361,1.2889868661351127,1.2890846405144394,1.2453007447106357,1.1191895620457397,0.77552819282287611,0.85362126693691953,654.32535698231925,0,3083.2719064817202,0,0,0,1,0,null,null,3.9873626086785463,null,1378.7259674725874,1,null,null,6.8320000000000007,5.3630000000000004,5.5847964346769574,15.4,15.58,17.390432125820322,null,0,0]
[9689,"CscEgsld110",1,1.5230021384457662,8042.7227875223252,0,"GSLD",5,0.57723342209516748,0.60437372201316453,0.83705124089372529,1.0970310586362544,1.2026142145897361,1.2026142145897361,1.2889868661351127,1.2890846405144394,1.2453007447106357,1.1191895620457397,0.77552819282287611,0.85362126693691953,482.56336725133957,0,2273.9055692495203,0,0,0,1,0,null,null,3.6691615369302908,null,918.46587436860398,1,null,null,6.8320000000000007,5.3630000000000004,5.5847964346769574,15.4,15.58,17.390432125820322,null,0,0]
[9705,"CinEgsld111",1,1.0810810810810811,9009.0090090090107,0,"GSLD",3,1,1,1,1,1,1,1,1,1,1,1,1,453.00180855347003,0,2320.4169456645222,0,0,0,1,0,null,null,3.4627240709214893,null,850.0082970158735,1,null,null,6.8320000000000007,5.3630000000000004,5.5847964346769574,15.4,15.58,17.390432125820322,null,0,0]
[9753,"CdaTgsld113",1,1.0630630630630631,9009.0090090089871,0,"GSLD",6,0.57723342209516748,0.60437372201316453,0.83705124089372529,1.0970310586362544,1.2026142145897361,1.2026142145897361,1.2889868661351127,1.2890846405144394,1.2453007447106357,1.1191895620457397,0.77552819282287611,0.85362126693691953,540.54054054053927,0,3544.8116062319514,0,0,0,1,0,null,null,5.2785023768634005,null,2071.5333066407366,1,null,null,6.8320000000000007,5.3630000000000004,5.5847964346769574,15.4,15.58,17.390432125820322,null,0,0]
[9769,"CreTgsld113",1,0.37313432835820898,7462.6865671641617,0,"GSLD",6,0.57723342209516748,0.60437372201316453,0.83705124089372529,1.0970310586362544,1.2026142145897361,1.2026142145897361,1.2889868661351127,1.2890846405144394,1.2453007447106357,1.1191895620457397,0.77552819282287611,0.85362126693691953,447.76119402984972,0,2936.3737932219901,0,0,0,1,0,null,null,4.9885132354703252,null,1651.6695154137515,1,null,null,6.8320000000000007,5.3630000000000004,5.5847964346769574,15.4,15.58,17.390432125820322,null,0,0]
[9790,"CinNgsld114",1,1.0810810810810811,9009.009009008998,0,"GSLD",4,0.57723342209516748,0.60437372201316453,0.83705124089372529,1.0970310586362544,1.2026142145897361,1.2026142145897361,1.2889868661351127,1.2890846405144394,1.2453007447106357,1.1191895620457397,0.77552819282287611,0.85362126693691953,540.54054054053984,0,2522.5225225225226,0,0,0,1,0,null,null,3.7562337889601571,null,1049.2442229313065,1,null,null,6.8320000000000007,5.3630000000000004,5.5847964346769574,15.4,15.58,17.390432125820322,null,0,0]
[9811,"CgrTgsld115",1,0.59999999999999987,7407.4074074074069,0,"GSLD",4,0.57723342209516748,0.60437372201316453,0.83705124089372529,1.0970310586362544,1.2026142145897361,1.2026142145897361,1.2889868661351127,1.2890846405144394,1.2453007447106357,1.1191895620457397,0.77552819282287611,0.85362126693691953,444.4444444444444,0,1259.3552101324121,0,0,0,1,0,null,null,2.1503090589653624,null,-18.607774143490218,0,null,null,6.8320000000000007,5.3630000000000004,5.5847964346769574,15.4,15.58,17.390432125820322,null,0,0]
[9854,"CreNgsld116",1,0.37313432835820892,7462.6865671641135,0,"GSLD",4,1,1,1,1,1,1,1,1,1,1,1,1,447.76119402984682,0,2695.1970280611877,0,0,0,1,0,null,null,4.5900391974672088,null,1413.3624011955242,1,null,null,6.8320000000000007,5.3630000000000004,5.5847964346769574,15.4,15.58,17.390432125820322,null,0,0]
[9875,"CloTgsld117",1,1.1682242990654206,9345.7943925233303,0,"GSLD",15,1,1,1,1,1,1,1,1,1,1,1,1,560.74766355139991,0,100016.3961305132,0,0,0,1,0,null,null,145.33571100650536,null,98504.916504344961,1,null,null,6.8320000000000007,5.3630000000000004,5.5847964346769574,15.4,15.58,17.390432125820322,null,941891.71280943882,123658.05958864687]
[9896,"CgrNgsld118",1,0.6,7407.4074074074069,0,"GSLD",5,0.57723342209516748,0.60437372201316453,0.83705124089372529,1.0970310586362544,1.2026142145897361,1.2026142145897361,1.2889868661351127,1.2890846405144394,1.2453007447106357,1.1191895620457397,0.77552819282287611,0.85362126693691953,372.4681536995198,0,1380.2622498274673,0,0,0,1,0,null,null,2.3567539925767669,null,102.29926555156487,1,null,null,6.8320000000000007,5.3630000000000004,5.5847964346769574,15.4,15.58,17.390432125820322,null,0,0]
[9939,"CrtTgsld119",1,0.55244755244755239,6993.0069930069922,0,"GSLD",5,0.57723342209516748,0.60437372201316453,0.83705124089372529,1.0970310586362544,1.2026142145897361,1.2026142145897361,1.2889868661351127,1.2890846405144394,1.2453007447106357,1.1191895620457397,0.77552819282287611,0.85362126693691953,419.58041958041957,0,162.65127566497429,0,0,0,1,0,null,null,0.28867637426961529,null,-1064.7755780747975,0,null,null,6.8320000000000007,5.3630000000000004,5.5847964346769574,15.4,15.58,17.390432125820322,null,0,0]
[9960,"CloNgsld120",1,1.1682242990654204,9345.7943925234467,0,"GSLD",8,1,1,1,1,1,1,1,1,1,1,1,1,560.74766355140684,0,1318.5143310146709,0,0,0,1,0,null,null,1.9159580347228711,null,-192.96529515356346,0,null,null,6.8320000000000007,5.3630000000000004,5.5847964346769574,15.4,15.58,17.390432125820322,null,0,0]
[9976,"CcoNgsld121",1,1.0099009900990099,9900.9900990098886,0,"GSLD",7,0.53600000000000003,0.63800000000000001,0.81100000000000005,0.88200000000000001,1.0329999999999999,1.022,1.038,1.0509999999999999,1.0349999999999999,1.0169999999999999,0.878,0.56200000000000006,594.05940594059336,0,2737.7135936035274,0,0,0,1,0,null,null,3.9412724067871894,null,1204.9049110292713,1,null,null,6.8320000000000007,5.3630000000000004,5.5847964346769574,15.4,15.58,17.390432125820322,null,0,0]
[9997,"CscTgsld121",1,1.0388349514563107,9708.7378640776587,0,"GSLD",7,0.53600000000000003,0.63800000000000001,0.81100000000000005,0.88200000000000001,1.0329999999999999,1.022,1.038,1.0509999999999999,1.0349999999999999,1.0169999999999999,0.878,0.56200000000000006,582.52427184465955,0,2684.5541063490905,0,0,0,1,0,null,null,3.9229723210241638,null,1175.1905838248199,1,null,null,6.8320000000000007,5.3630000000000004,5.5847964346769574,15.4,15.58,17.390432125820322,null,0,0]
[10045,"CmiTgsld123",1,1.0630630630630631,9009.0090090090089,0,"GSLD",10,0.57723342209516748,0.60437372201316453,0.83705124089372529,1.0970310586362544,1.2026142145897361,1.2026142145897361,1.2889868661351127,1.2890846405144394,1.2453007447106357,1.1191895620457397,0.77552819282287611,0.85362126693691953,540.54054054054063,0,7833.9208773991386,0,0,0,1,0,null,null,11.66532232596321,null,6360.6425778079201,1,null,null,6.8320000000000007,5.3630000000000004,5.5847964346769574,15.4,15.58,17.390432125820322,null,4618.1341587626666,476.02442196798893]
[10061,"CdaEgsld124",1,1.0630630630630633,9009.0090090090107,0,"GSLD",15,1,1,1,1,1,1,1,1,1,1,1,1,453.00180855347008,0,3727.6947236201136,0,0,0,1,0,null,null,5.5627839956279077,null,2257.2860749714646,1,null,null,6.8320000000000007,5.3630000000000004,5.5847964346769574,15.4,15.58,17.390432125820322,null,0,0]
[10082,"CscNgsld124",1,1.0388349514563107,9708.7378640776606,0,"GSLD",15,1,1,1,1,1,1,1,1,1,1,1,1,488.18641504305941,0,5405.9663066392486,0,0,0,1,0,null,null,7.6394342793084702,null,3850.2257241149782,1,null,null,6.8320000000000007,5.3630000000000004,5.5847964346769574,15.4,15.58,17.390432125820322,null,0,0]
[10130,"CmiNgsld201",1,0.1636730420603249,3074.2886758936215,0,"GSLD",30,1,1,1,1,1,1,1,1,1,1,1,1,184.45732055361731,0,45949.426934467192,0,0,0,1,0,null,null,130.59969660130173,null,45202.757430441961,1,null,null,6.8320000000000007,5.3630000000000004,5.5847964346769574,15.4,15.58,17.390432125820322,null,286080.65330277925,49242.541932030093]
[10146,"CdaNgsld202",1,2.0246406338096531E-2,5037.3701121392342,0,"GSLD",30,1,1,1,1,1,1,1,1,1,1,1,1,302.24220672835406,0,21836.989029814005,0,0,0,1,0,null,null,47.771412445718546,null,20850.921744638628,1,null,null,6.8320000000000007,5.3630000000000004,5.5847964346769574,15.4,15.58,17.390432125820322,null,92260.981661314581,15880.71477639976]
[10167,"CwaEgsld202",1,0.37720933124040629,3168.0209501631648,0,"GSLD",30,1,1,1,1,1,1,1,1,1,1,1,1,190.08125700978991,0,113108.9287373585,0,0,0,1,0,null,null,316.95517382980063,null,112350.82858248609,1,null,null,6.8320000000000007,5.3630000000000004,5.5847964346769574,15.4,15.58,17.390432125820322,null,771243.14763451403,132752.6786545355]
[10210,"CinNgsld204",1,3.7146177959942121E-2,5125.211328297517,0,"GSLD",30,1,1,1,1,1,1,1,1,1,1,1,1,257.71203010406333,0,12675.947281401573,0,0,0,1,0,null,null,27.447507147794642,null,11679.167759915694,1,null,null,6.8320000000000007,5.3630000000000004,5.5847964346769574,15.4,15.58,17.390432125820322,null,25092.013125448531,4319.0425295248206]
[10231,"CgrEgsld205",1,0.20756828555701257,3796.4358600745272,0,"GSLD",30,1,1,1,1,1,1,1,1,1,1,1,1,190.89694648448204,0,10847.06091981009,0,0,0,1,0,null,null,27.772894365306964,null,10012.325566674002,1,null,null,6.8320000000000007,5.3630000000000004,5.5847964346769574,15.4,15.58,17.390432125820322,null,24918.655600919679,4289.2028144923952]
[10252,"CwaNgsld205",1,0.37725778671272014,3168.0422236698637,0,"GSLD",30,1,1,1,1,1,1,1,1,1,1,1,1,159.29930311547875,0,21060.695150690241,0,0,0,1,0,null,null,59.016339610588979,null,20302.592401513702,1,null,null,6.8320000000000007,5.3630000000000004,5.5847964346769574,15.4,15.58,17.390432125820322,null,105020.40269950687,18076.970686220513]
[10268,"CloNgsld206",1,5.3321474951287716E-2,5302.608388435955,0,"GSLD",30,1,1,1,1,1,1,1,1,1,1,1,1,266.63212209136401,0,5347.5911051509893,0,0,0,1,0,null,null,11.345533421390973,null,4329.1780121812244,1,null,null,6.8320000000000007,5.3630000000000004,5.5847964346769574,15.4,15.58,17.390432125820322,null,0,0]
[10316,"CgrNgsld208",1,0.457387609078451,4121.4933171310631,0,"GSLD",30,0.57723342209516748,0.60437372201316453,0.83705124089372529,0,0,0,0,0,0,0,0.77552819282287611,0.85362126693691953,247.28959902786383,0,24626.027711812141,0,0,0,1,0,null,null,88.624744450073521,null,24010.402514757287,1,null,null,6.8320000000000007,5.3630000000000004,5.5847964346769574,15.4,15.58,17.390432125820322,null,132777.19797051064,22854.697314188539]
[10332,"CrtNgsld208",1,1.1543690273942122,3509.1571202282616,0,"GSLD",30,0.57723342209516748,0.60437372201316453,0.83705124089372529,0,0,0,0,0,0,0,0.77552819282287611,0.85362126693691953,210.54942721369571,0,20967.240391667689,0,0,0,1,0,null,null,85.570464333566733,null,20426.289593825131,1,null,null,6.8320000000000007,5.3630000000000004,5.5847964346769574,15.4,15.58,17.390432125820322,null,112315.89230690233,19332.730028068221]
[10353,"CmiEgsld209",1,1.0338442963799743,3456.2524933474465,0,"GSLD",25,1,1,1,1,1,1,1,1,1,1,1,1,173.79143796372551,0,12864.923040315021,0,0,0,1,0,null,null,34.553512492925066,null,12071.673048751301,1,null,null,6.8320000000000007,5.3630000000000004,5.5847964346769574,15.4,15.58,17.390432125820322,null,53077.727974004199,8614.2819336615721]
[10401,"CheEgsld211",1,0,4932.1338380413154,0,"GSLD",15,1,1,1,1,1,1,1,1,1,1,1,1,295.92803028247897,0,2574.4155191631303,0,0,0,1,0,null,null,5.7022916103051964,null,1601.1817976139921,1,null,null,6.8320000000000007,5.3630000000000004,5.5847964346769574,15.4,15.58,17.390432125820322,null,0,0]
[10417,"CscEgsld211",1,0,3002.4439896667436,0,"GSLD",15,1,1,1,1,1,1,1,1,1,1,1,1,180.14663938000461,0,759.00686094621017,0,0,0,1,0,null,null,2.1811728390953533,null,21.098816406350664,1,null,null,6.8320000000000007,5.3630000000000004,5.5847964346769574,15.4,15.58,17.390432125820322,null,0,0]
[10438,"CmiNgsld212",1,3.8345558115867551,4685.6317196340106,0,"GSLD",20,0.57723342209516748,0.60437372201316453,0.83705124089372529,1.0970310586362544,1.2026142145897361,1.2026142145897361,1.2889868661351127,1.2890846405144394,1.2453007447106357,1.1191895620457397,0.77552819282287611,0.85362126693691953,235.60856039627808,0,7268.9029695282898,0,0,0,1,0,null,null,16.531746458678402,null,6322.8605303763534,1,null,null,6.8320000000000007,5.3630000000000004,5.5847964346769574,15.4,15.58,17.390432125820322,null,1571.9052068662277,236.41640796128769]
[10459,"ChoEgsld213",1,0.16014083074905633,5764.5099134730126,0,"GSLD",10,1,1,1,1,1,1,1,1,1,1,1,1,345.87059480838082,0,429802.51293059776,0,0,0,1,0,null,null,866.34402728038469,null,428727.77094664972,1,null,null,6.8320000000000007,5.3630000000000004,5.5847964346769574,15.4,15.58,17.390432125820322,null,5940544.6376313288,612334.81533614686]
[10502,"CscNgsld214",1,6.8663069933937404,6016.4263742588955,0,"GSLD",20,1,1,1,1,1,1,1,1,1,1,1,1,360.98558245553374,0,23488.690731270839,0,0,0,1,0,null,null,46.090512752316819,null,22383.227534929967,1,null,null,6.8320000000000007,5.3630000000000004,5.5847964346769574,15.4,15.58,17.390432125820322,null,131573.64478650241,19788.832269862505]
[10523,"CofEgsld215",1,0,3002.4439891048669,0,"GSLD",10,1,1,1,1,1,1,1,1,1,1,1,1,180.14663934629201,0,19485.687198031734,0,0,0,1,0,null,null,55.996399845649528,null,18747.779153560394,1,null,null,6.8320000000000007,5.3630000000000004,5.5847964346769574,15.4,15.58,17.390432125820322,null,226845.84804468183,23382.638957426916]
[10539,"CgrEgsld301",1,0,3526.3542175140165,0,"GSLD",10,1.0062777414973603,0.98564281026156741,1.0265347938683682,1.0441196275961266,1.0994476760618126,1.0901464119048656,1.0679338408439019,1.0965343851174858,1.0642381511272074,1.0546811027982033,1.0276723440678304,1.0296503063189142,177.31637703287467,0,4912.7953987897108,0,0,0,1,0,null,null,12.750061272043691,null,4092.6291046123329,1,null,null,6.8320000000000007,5.3630000000000004,5.5847964346769574,15.4,15.58,17.390432125820322,null,16995.071558771684,1751.8046979467711]
[10587,"CinTgsld303",1,0,4932.1338397997333,0,"GSLD",23,1,1,1,1,1,1,1,1,1,1,1,1,295.92803038798399,0,18476.572856204024,0,0,0,1,0,null,null,40.925330654224211,null,17503.339134440448,1,null,null,6.8320000000000007,5.3630000000000004,5.5847964346769574,15.4,15.58,17.390432125820322,null,88784.919726920052,14029.336468105264]
[10608,"CdaNgsld304",1,0,4932.1338380753805,0,"GSLD",23,1.0062777414973603,0.98564281026156741,1.0265347938683682,1.0441196275961266,1.0994476760618126,1.0901464119048656,1.0679338408439019,1.0965343851174858,1.0642381511272074,1.0546811027982033,1.0276723440678304,1.0296503063189142,295.92803028452289,0,1780.1259043809978,0,0,0,1,0,null,null,3.8638969584988114,null,788.52478547616147,1,null,null,6.8320000000000007,5.3630000000000004,5.5847964346769574,15.4,15.58,17.390432125820322,null,0,0]
[10624,"CreNgsld304",1,0,3526.3542080745237,0,"GSLD",23,1.0062777414973603,0.98564281026156741,1.0265347938683682,1.0441196275961266,1.0994476760618126,1.0901464119048656,1.0679338408439019,1.0965343851174858,1.0642381511272074,1.0546811027982033,1.0276723440678304,1.0296503063189142,211.58125248447143,0,1618.7858426790303,0,0,0,1,0,null,null,4.2011964741450836,null,798.61954965279847,1,null,null,6.8320000000000007,5.3630000000000004,5.5847964346769574,15.4,15.58,17.390432125820322,null,0,0]
[10645,"CloTgsld305",1,0,5221.6594433711034,0,"GSLD",23,1.0062777414973603,0.98564281026156741,1.0265347938683682,1.0441196275961266,1.0994476760618126,1.0901464119048656,1.0679338408439019,1.0965343851174858,1.0642381511272074,1.0546811027982033,1.0276723440678304,1.0296503063189142,313.29956660226622,0,1881.7355701493461,0,0,0,1,0,null,null,3.9512781258737011,null,854.82680367869625,1,null,null,6.8320000000000007,5.3630000000000004,5.5847964346769574,15.4,15.58,17.390432125820322,null,0,0]
[10688,"CasNgsld307",1,0,3002.4439894073776,0,"GSLD",23,1.0062777414973603,0.98564281026156741,1.0265347938683682,1.0441196275961266,1.0994476760618126,1.0901464119048656,1.0679338408439019,1.0965343851174858,1.0642381511272074,1.0546811027982033,1.0276723440678304,1.0296503063189142,180.14663936444268,0,8607.1264655250179,0,0,0,1,0,null,null,24.094875841565099,null,7850.8510236652455,1,null,null,6.8320000000000007,5.3630000000000004,5.5847964346769574,15.4,15.58,17.390432125820322,null,24934.687340167759,3940.0510750943645]
[10709,"CrtTgsld307",1,0,3002.4439894073776,0,"GSLD",23,1.0062777414973603,0.98564281026156741,1.0265347938683682,1.0441196275961266,1.0994476760618126,1.0901464119048656,1.0679338408439019,1.0965343851174858,1.0642381511272074,1.0546811027982033,1.0276723440678304,1.0296503063189142,180.14663936444268,0,6774.0895940218197,0,0,0,1,0,null,null,18.963454105311289,null,6017.8141521620464,1,null,null,6.8320000000000007,5.3630000000000004,5.5847964346769574,15.4,15.58,17.390432125820322,null,9702.1678940735364,1533.0866804256978]
[10730,"CloNgsld308",1,0,5221.6594430356381,0,"GSLD",15,1.0062777414973603,0.98564281026156741,1.0265347938683682,1.0441196275961266,1.0994476760618126,1.0901464119048656,1.0679338408439019,1.0965343851174858,1.0642381511272074,1.0546811027982033,1.0276723440678304,1.0296503063189142,262.56175001934486,0,536.12379397141649,0,0,0,1,0,null,null,1.1257555278032911,null,-490.78497245832335,0,null,null,6.8320000000000007,5.3630000000000004,5.5847964346769574,15.4,15.58,17.390432125820322,null,0,0]
[10773,"CcoEgsld310",1,0.78959517266320889,6851.7404375853421,0,"GSLD",15,1,1,1,1,1,1,1,1,1,1,1,1,344.52743990612657,0,7630.5829640759111,0,0,0,1,0,null,null,13.763210082560324,null,6423.2532177123785,1,null,null,6.8320000000000007,5.3630000000000004,5.5847964346769574,15.4,15.58,17.390432125820322,null,0,0]
[10794,"CrtNgsld310",1,0.71209699109639457,3545.5611216245493,0,"GSLD",15,1,1,1,1,1,1,1,1,1,1,1,1,178.28216164803973,0,3948.5700089941624,0,0,0,1,0,null,null,10.470648649701982,null,3144.4288302120485,1,null,null,6.8320000000000007,5.3630000000000004,5.5847964346769574,15.4,15.58,17.390432125820322,null,0,0]
[10815,"CmiEgsld311",1,0,3002.4439899629288,0,"GSLD",10,1,1,1,1,1,1,1,1,1,1,1,1,150.9724938862411,0,12068.375503334826,0,0,0,1,0,null,null,34.681126368028373,null,11330.467458758847,1,null,null,6.8320000000000007,5.3630000000000004,5.5847964346769574,15.4,15.58,17.390432125820322,null,123068.23349291875,12685.531146800718]
[10858,"CcoNgsld313",1,0.78959517266320911,6851.740437585343,0,"GSLD",10,1,1,1,1,1,1,1,1,1,1,1,1,344.52743990612663,0,19915.169686138539,0,0,0,1,0,null,null,35.920802579643492,null,18707.839939775007,1,null,null,6.8320000000000007,5.3630000000000004,5.5847964346769574,15.4,15.58,17.390432125820322,null,195011.02871850861,20101.194342085295]
[10879,"CscEgsld313",1,0.71209699109639468,3545.5611216245493,0,"GSLD",10,1,1,1,1,1,1,1,1,1,1,1,1,178.28216164803973,0,4985.2256042553299,0,0,0,1,0,null,null,13.219607509239172,null,4181.0844254732156,1,null,null,6.8320000000000007,5.3630000000000004,5.5847964346769574,15.4,15.58,17.390432125820322,null,18626.375828814082,1919.9550040021722]
[10895,"CinEgsld314",1,0,4932.1338391734153,0,"GSLD",15,1,1,1,1,1,1,1,1,1,1,1,1,248.00347595823925,0,11966.131275809528,0,0,0,1,0,null,null,26.504800590568259,null,10992.897554122332,1,null,null,6.8320000000000007,5.3630000000000004,5.5847964346769574,15.4,15.58,17.390432125820322,null,60873.295503480505,7991.8673244019092]
[10916,"CdaNgsld315",0,1.7187429999999999,8933.64,0,"GSLD",15,1,1,1,1,1,1,1,1,1,1,1,1,449.21201354318401,0,13920.983017714274,0,0,0,1,0,null,null,20.900145257514335,null,12459.765619714275,1,null,null,6.8320000000000007,5.3630000000000004,5.5847964346769574,15.4,15.58,17.390432125820322,null,42056.397290884866,5521.4547612568522]
[10964,"CscNgsld316",1,0.7103825136612022,5464.4808743169397,0,"GSLD",15,1,1,1,1,1,1,1,1,1,1,1,1,274.77158879472768,0,5447.9001655352722,0,0,0,1,0,null,null,11.349316539254216,null,4409.7467229123213,1,null,null,6.8320000000000007,5.3630000000000004,5.5847964346769574,15.4,15.58,17.390432125820322,null,0,0]
[10980,"CinNgsld317",1,0.18074637223928422,5871.6128929891329,0,"GSLD",8,1,1,1,1,1,1,1,1,1,1,1,1,352.29677357934804,0,2104.311821192573,0,0,0,1,0,null,null,4.1930707091148287,null,1016.5086288925481,1,null,null,6.8320000000000007,5.3630000000000004,5.5847964346769574,15.4,15.58,17.390432125820322,null,0,0]
[11001,"CgrEgsld318",1,3.3162228575908137,7841.3243493210075,0,"GSLD",11,1,1,1,1,1,1,1,1,1,1,1,1,470.47946095926051,0,346.86590579417356,0,0,0,1,0,null,null,0.57098187197578032,null,-981.14359860552327,0,null,null,6.8320000000000007,5.3630000000000004,5.5847964346769574,15.4,15.58,17.390432125820322,null,0,0]
[11049,"CwaEgsld319",1,3.0012248888833053,4319.8365890071736,0,"GSLD",11,1,1,1,1,1,1,1,1,1,1,1,1,259.19019534043042,0,5171.9746724296256,0,0,0,1,0,null,null,12.35444099065611,null,4273.4106004002006,1,null,null,6.8320000000000007,5.3630000000000004,5.5847964346769574,15.4,15.58,17.390432125820322,null,8484.5110048752831,930.98638409644798]
[11065,"CloEgsld320",1,0,5221.6594433710807,0,"GSLD",3,1.0062777414973603,0.98564281026156741,1.0265347938683682,1.0441196275961266,1.0994476760618126,1.0901464119048656,1.0679338408439019,1.0965343851174858,1.0642381511272074,1.0546811027982033,1.0276723440678304,1.0296503063189142,262.561750036212,0,1208.1847544159671,0,0,0,1,0,null,null,2.5369526238795754,null,181.27598794531997,1,null,null,6.8320000000000007,5.3630000000000004,5.5847964346769574,15.4,15.58,17.390432125820322,null,0,0]
[11086,"CgrNgsld321",1,0.15738654411237027,3731.1408708038325,0,"GSLD",15,1,1,1,1,1,1,1,1,1,1,1,1,223.86845224822997,0,10597.993366767147,0,0,0,1,0,null,null,27.380673956081363,null,9771.2207375726211,1,null,null,6.8320000000000007,5.3630000000000004,5.5847964346769574,15.4,15.58,17.390432125820322,null,58317.067706557282,7656.2680565293404]
[11129,"CrtTgsld322",1,0,3002.4439884479166,0,"GSLD",15,1,1,1,1,1,1,1,1,1,1,1,1,180.14663930687502,0,3924.5153641940474,0,0,0,1,0,null,null,11.277956446835132,null,3186.6073198028234,1,null,null,6.8320000000000007,5.3630000000000004,5.5847964346769574,15.4,15.58,17.390432125820322,null,0,0]
[11150,"CloNgsld323",1,2.5280033541431313E-2,5260.0378354830445,0,"GSLD",15,1,1,1,1,1,1,1,1,1,1,1,1,315.60227012898275,0,3484.9133984477826,0,0,0,1,0,null,null,7.4296345597249669,null,2471.6917844106247,1,null,null,6.8320000000000007,5.3630000000000004,5.5847964346769574,15.4,15.58,17.390432125820322,null,0,0]
[11171,"CheTgsld324",1,0,4932.1338393873375,0,"GSLD",15,1,1,1,1,1,1,1,1,1,1,1,1,295.92803036324028,0,2498.7606274451264,0,0,0,1,0,null,null,5.5347171634495362,null,1525.5269057318405,1,null,null,6.8320000000000007,5.3630000000000004,5.5847964346769574,15.4,15.58,17.390432125820322,null,0,0]
[11187,"CscTgsld324",1,0,3002.4439877585369,0,"GSLD",15,1,1,1,1,1,1,1,1,1,1,1,1,180.14663926551222,0,2997.5320014762196,0,0,0,1,0,null,null,8.6140662545673621,null,2259.6239571690658,1,null,null,6.8320000000000007,5.3630000000000004,5.5847964346769574,15.4,15.58,17.390432125820322,null,0,0]
[11235,"CmiTgsld326",1,0,3002.4439914397617,0,"GSLD",15,1,1,1,1,1,1,1,1,1,1,1,1,180.14663948638574,0,4433.7748041777668,0,0,0,1,0,null,null,12.741425239343968,null,3695.8667594216872,1,null,null,6.8320000000000007,5.3630000000000004,5.5847964346769574,15.4,15.58,17.390432125820322,null,765.0561442377948,100.44186288743572]
[11251,"CdaEgsld327",1,0,4932.1455142563218,0,"GSLD",10,1,1,1,1,1,1,1,1,1,1,1,1,248.00406301877683,0,2577.9742775595942,0,0,0,1,0,null,null,5.7101662864896463,null,1604.7391320960357,1,null,null,6.8320000000000007,5.3630000000000004,5.5847964346769574,15.4,15.58,17.390432125820322,null,0,0]
[11272,"CscNgsld327",1,0,3002.4418096247109,0,"GSLD",10,1,1,1,1,1,1,1,1,1,1,1,1,150.97238425185677,0,2409.5638861664643,0,0,0,1,0,null,null,6.9244131230071906,null,1671.6561074827309,1,null,null,6.8320000000000007,5.3630000000000004,5.5847964346769574,15.4,15.58,17.390432125820322,null,0,0]
[11293,"CofEgsld328",1,0.71209699109639457,3545.5611216245488,0,"GSLD",10,1,1,1,1,1,1,1,1,1,1,1,1,178.28216164803973,0,46860.564113330336,0,0,0,1,0,null,null,124.26283470721688,null,46056.422934548216,1,null,null,6.8320000000000007,5.3630000000000004,5.5847964346769574,15.4,15.58,17.390432125820322,null,604515.55680240807,62311.781902547351]
[11336,"CdaNgsld330",0,0.13678929000000001,711,0,"GSLD",15,1,1,1,1,1,1,1,1,1,1,1,1,42.660000000000004,0,313,0,0,0,1,0,null,null,1.3905491438504429,null,-145.46645000000001,0,null,null,6.8320000000000007,5.3630000000000004,5.5847964346769574,15.4,15.58,17.390432125820322,null,0,0]
[11357,"CwaEgsld330",0,0.49208061600000003,216,0,"GSLD",15,1,1,1,1,1,1,1,1,1,1,1,1,12.96,0,313,0,0,0,1,0,null,null,1.5764761155306166,null,-85.101199999999977,0,null,null,6.8320000000000007,5.3630000000000004,5.5847964346769574,15.4,15.58,17.390432125820322,null,0,0]
[11378,"CofNgsld331",1,3.7126563941332652E-2,3018.7407886093483,0,"GSLD",25,1,1,1,1,1,1,1,1,1,1,1,1,181.12444731656089,0,192049.32223177064,0,0,0,1,0,null,null,550.51320613264511,null,191309.42679259976,1,null,null,6.8320000000000007,5.3630000000000004,5.5847964346769574,15.4,15.58,17.390432125820322,null,1496475.4714959923,242871.39088902308]
[11421,"CgrEgsld333",1,1.8423312008456021,5923.5405587965724,0,"GSLD",20,0.57723342209516748,0.60437372201316453,0.83705124089372529,1.0970310586362544,1.2026142145897361,1.2026142145897361,1.2889868661351127,1.2890846405144394,1.2453007447106357,1.1191895620457397,0.77552819282287611,0.85362126693691953,297.85457906538949,0,3085.1834084188704,0,0,0,1,0,null,null,6.0962047515107214,null,1988.1779863310594,1,null,null,6.8320000000000007,5.3630000000000004,5.5847964346769574,15.4,15.58,17.390432125820322,null,0,0]
[11442,"CwaNgsld333",1,3.0012180197061653,4319.8360394723995,0,"GSLD",20,0.57723342209516748,0.60437372201316453,0.83705124089372529,1.0970310586362544,1.2026142145897361,1.2026142145897361,1.2889868661351127,1.2890846405144394,1.2453007447106357,1.1191895620457397,0.77552819282287611,0.85362126693691953,217.21518277743561,0,10212.373467080448,0,0,0,1,0,null,null,24.310777629182482,null,9310.9398111242208,1,null,null,6.8320000000000007,5.3630000000000004,5.5847964346769574,15.4,15.58,17.390432125820322,null,31106.852635415329,4678.5075403544115]
[11458,"CloNgsld334",1,0.39457885336622706,5820.6815460288472,0,"GSLD",20,1,1,1,1,1,1,1,1,1,1,1,1,292.6824986775012,0,83636.902770212502,0,0,0,1,0,null,null,167.56766852050004,null,82555.310655674286,1,null,null,6.8320000000000007,5.3630000000000004,5.5847964346769574,15.4,15.58,17.390432125820322,null,663540.87431536324,99797.334696710212]
[11506,"CgrNgsld336",1,0,3526.3542062804399,0,"GSLD",18,0.57723342209516748,0.60437372201316453,0.83705124089372529,1.0970310586362544,1.2026142145897361,1.2026142145897361,1.2889868661351127,1.2890846405144394,1.2453007447106357,1.1191895620457397,0.77552819282287611,0.85362126693691953,211.58125237682643,0,13465.791718493327,0,0,0,1,0,null,null,35.668936356609294,null,12661.123172094858,1,null,null,6.8320000000000007,5.3630000000000004,5.5847964346769574,15.4,15.58,17.390432125820322,null,75545.51956902571,10840.789174448821]
[11527,"CasTgsld337",1,0.87101970985072308,3384.7802391590203,0,"GSLD",15,1,1,1,1,1,1,1,1,1,1,1,1,203.08681434954124,0,1286.2167794941729,0,0,0,1,0,null,null,3.4905467303343811,null,501.68282932873035,1,null,null,6.8320000000000007,5.3630000000000004,5.5847964346769574,15.4,15.58,17.390432125820322,null,0,0]
[11543,"CmiTgsld337",1,3.8345417742120884,4685.6255583500342,0,"GSLD",15,1,1,1,1,1,1,1,1,1,1,1,1,281.13753350100205,0,1780.5433641362624,0,0,0,1,0,null,null,4.0628476056048193,null,837.37132729547579,1,null,null,6.8320000000000007,5.3630000000000004,5.5847964346769574,15.4,15.58,17.390432125820322,null,0,0]
[11564,"CheNgsld338",1,0.48088865006500997,7431.6850103632123,0,"GSLD",15,1.4642934035850563,1.390983597018502,1.4252994685226312,1.4319034391640282,1.4237894031075788,1.3901451134910312,1.2503752648303077,1.3782245597891407,1.4308728765503533,1.4735364224775085,1.411655598241391,1.4937785463243058,445.90110062179281,0,71160.539209578084,0,0,0,1,0,null,null,107.35157217103547,null,69728.673931231999,1,null,null,6.8320000000000007,5.3630000000000004,5.5847964346769574,15.4,15.58,17.390432125820322,null,651030.21490490902,85471.750110841473]
[11612,"CasNgsld340",1,0,3002.4440059445551,0,"GSLD",12,0.57723342209516748,0.60437372201316453,0.83705124089372529,1.0970310586362544,1.2026142145897361,1.2026142145897361,1.2889868661351127,1.2890846405144394,1.2453007447106357,1.1191895620457397,0.77552819282287611,0.85362126693691953,180.14664035667332,0,871.73196108529203,0,0,0,1,0,null,null,2.4947667503591506,null,130.95426361778459,1,null,null,6.8320000000000007,5.3630000000000004,5.5847964346769574,15.4,15.58,17.390432125820322,null,0,0]
[11628,"CmiNgsld340",1,0,3002.4440076234323,0,"GSLD",12,0.57723342209516748,0.60437372201316453,0.83705124089372529,1.0970310586362544,1.2026142145897361,1.2026142145897361,1.2889868661351127,1.2890846405144394,1.2453007447106357,1.1191895620457397,0.77552819282287611,0.85362126693691953,180.14664045740597,0,1560.3759903221044,0,0,0,1,0,null,null,4.4655631679086349,null,819.59829264985774,1,null,null,6.8320000000000007,5.3630000000000004,5.5847964346769574,15.4,15.58,17.390432125820322,null,0,0]
[11649,"ChoTgsld341",1,0,4932.133832951562,0,"GSLD",8,0.57723342209516748,0.60437372201316453,0.83705124089372529,1.0970310586362544,1.2026142145897361,1.2026142145897361,1.2889868661351127,1.2890846405144394,1.2453007447106357,1.1191895620457397,0.77552819282287611,0.85362126693691953,295.92802997709379,0,507.42926997492276,0,0,0,1,0,null,null,1.1203668481350118,null,-468.67410189608927,0,null,null,6.8320000000000007,5.3630000000000004,5.5847964346769574,15.4,15.58,17.390432125820322,null,0,0]
[11692,"CscNgsld342",1,0.53464388584186318,3237.1272439462209,0,"GSLD",8,1.0062777414973603,0.98564281026156741,1.0265347938683682,1.0441196275961266,1.0994476760618126,1.0901464119048656,1.0679338408439019,1.0965343851174858,1.0642381511272074,1.0546811027982033,1.0276723440678304,1.0296503063189142,194.22763463677327,0,553.45775996217378,0,0,0,1,0,null,null,1.4966238136047494,null,-231.43730478861158,0,null,null,6.8320000000000007,5.3630000000000004,5.5847964346769574,15.4,15.58,17.390432125820322,null,0,0]
[11713,"CofTgsld343",1,0.12320097937315405,3056.5233631510414,0,"GSLD",15,0.57723342209516748,0.60437372201316453,0.83705124089372529,1.0970310586362544,1.2026142145897361,1.2026142145897361,1.2889868661351127,1.2890846405144394,1.2453007447106357,1.1191895620457397,0.77552819282287611,0.85362126693691953,183.39140178906248,0,3528.3290606860587,0,0,0,1,0,null,null,10.014429765567705,null,2780.95638560722,1,null,null,6.8320000000000007,5.3630000000000004,5.5847964346769574,15.4,15.58,17.390432125820322,null,0,0]
[11734,"ChoNgsld344",1,24.030419103376271,129836.85521916242,0,"GSLD",15,0.53600000000000003,0.63800000000000001,0.81100000000000005,0.88200000000000001,1.0329999999999999,1.022,1.038,1.0509999999999999,1.0349999999999999,1.0169999999999999,0.878,0.56200000000000006,7790.2113131497463,0,5931372.8630083352,0,0,0,1,0,null,null,832.26461313870482,null,5915213.8755743587,1,null,null,6.8320000000000007,5.3630000000000004,5.5847964346769574,15.4,15.58,17.390432125820322,null,60980802.14505779,8005981.5399848092]
[11777,"CscTgsld346",1,0,3002.4439894073776,0,"GSLD",15,1,1,1,1,1,1,1,1,1,1,1,1,180.14663936444265,0,4863.9592628399514,0,0,0,1,0,null,null,13.977654723398727,null,4126.0512183317214,1,null,null,6.8320000000000007,5.3630000000000004,5.5847964346769574,15.4,15.58,17.390432125820322,null,5281.4220048928692,693.38161501158129]
[11798,"CmiNgsld347",1,0.71209699109639457,3545.5611216245493,0,"GSLD",10,1,1,1,1,1,1,1,1,1,1,1,1,178.28216164803976,0,4181.3239815064253,0,0,0,1,0,null,null,11.087855654376341,null,3377.1828027243114,1,null,null,6.8320000000000007,5.3630000000000004,5.5847964346769574,15.4,15.58,17.390432125820322,null,7378.7740585495121,760.58350305581382]
[11814,"CdaNgsld348",0,1.845014328,9589.9699999999993,0,"GSLD",10,1,1,1,1,1,1,1,1,1,1,1,1,482.21438669106078,0,6919,0,0,0,1,0,null,null,9.8663839907202906,null,5377.7431584999995,1,null,null,6.8320000000000007,5.3630000000000004,5.5847964346769574,15.4,15.58,17.390432125820322,null,0,0]
[11835,"CwaEgsld348",0,21.847399750000001,9589.9699999999993,0,"GSLD",10,1,1,1,1,1,1,1,1,1,1,1,1,482.21438669106078,0,6919,0,0,0,1,0,null,null,9.8663839907202906,null,5377.7431584999995,1,null,null,6.8320000000000007,5.3630000000000004,5.5847964346769574,15.4,15.58,17.390432125820322,null,0,0]
[11883,"CofEgsld350",1,0.71209699109639457,3545.5611216245488,0,"GSLD",10,1.4642934035850563,1.390983597018502,1.4252994685226312,1.4319034391640282,1.4237894031075788,1.3901451134910312,1.2503752648303077,1.3782245597891407,1.4308728765503533,1.4735364224775085,1.411655598241391,1.4937785463243058,178.28216164803973,0,1351.622748022618,0,0,0,1,0,null,null,2.9741231231482823,null,393.67027790820953,1,null,null,6.8320000000000007,5.3630000000000004,5.5847964346769574,15.4,15.58,17.390432125820322,null,0,0]
[11899,"CgrEgsld401",0,6.041063E-2,622.79,0,"GSLD",8,1,1,1,1,1,1,1,1,1,1,1,1,37.367400000000004,0,400,0,0,0,1,0,null,null,1.8152095964638542,null,-47.70924050000005,0,null,null,6.8320000000000007,5.3630000000000004,5.5847964346769574,15.4,15.58,17.390432125820322,null,0,0]
[11920,"CwaNgsld401",0,5.9787840000000002E-2,622.79,0,"GSLD",8,1,1,1,1,1,1,1,1,1,1,1,1,37.367400000000004,0,400,0,0,0,1,0,null,null,1.8152095964638542,null,-47.70924050000005,0,null,null,6.8320000000000007,5.3630000000000004,5.5847964346769574,15.4,15.58,17.390432125820322,null,0,0]
[11941,"CreEgsld402",0,3.9690000000000003E-2,441,0,"GSLD",10,0.57723342209516748,0.60437372201316453,0.83705124089372529,1.0970310586362544,1.2026142145897361,1.2026142145897361,1.2889868661351127,1.2890846405144394,1.2453007447106357,1.1191895620457397,0.77552819282287611,0.85362126693691953,26.46,0,57.62,0,0,0,1,0,null,null,0.27172325043681833,null,-370.789600942569,0,null,null,6.8320000000000007,5.3630000000000004,5.5847964346769574,15.4,15.58,17.390432125820322,null,0,0]
[11984,"CgrNgsld404",0,1.9487300000000001E-3,20.09,0,"GSLD",10,0.57723342209516748,0.60437372201316453,0.83705124089372529,1.0970310586362544,1.2026142145897361,1.2026142145897361,1.2889868661351127,1.2890846405144394,1.2453007447106357,1.1191895620457397,0.77552819282287611,0.85362126693691953,1.2054,0,0.5,0,0,0,1,0,null,null,2.6387927290139209E-3,null,-376.57962644256895,0,null,null,6.8320000000000007,5.3630000000000004,5.5847964346769574,15.4,15.58,17.390432125820322,null,0,0]
[12005,"CasTgsld405",0,5.0271150000000001E-2,529.16999999999996,0,"GSLD",13,0.57723342209516748,0.60437372201316453,0.83705124089372529,1.0970310586362544,1.2026142145897361,1.2026142145897361,1.2889868661351127,1.2890846405144394,1.2453007447106357,1.1191895620457397,0.77552819282287611,0.85362126693691953,31.7502,0,255,0,0,0,1,0,null,null,1.1762939450043157,null,-184.161932442569,0,null,null,6.8320000000000007,5.3630000000000004,5.5847964346769574,15.4,15.58,17.390432125820322,null,0,0]
[12048,"CloNgsld406",0,0.32859203999999997,3776.9199999999901,0,"GSLD",11,0.57723342209516748,0.60437372201316453,0.83705124089372529,1.0970310586362544,1.2026142145897361,1.2026142145897361,1.2889868661351127,1.2890846405144394,1.2453007447106357,1.1191895620457397,0.77552819282287611,0.85362126693691953,226.61519999999942,0,2274.8000000000002,0,0,0,1,0,null,null,5.8185072580711337,null,1439.5749550574324,1,null,null,6.8320000000000007,5.3630000000000004,5.5847964346769574,15.4,15.58,17.390432125820322,null,0,0]
[12069,"CheTgsld407",0,5.4564439999999999E-2,562.52,0,"GSLD",15,0.57723342209516748,0.60437372201316453,0.83705124089372529,1.0970310586362544,1.2026142145897361,1.2026142145897361,1.2889868661351127,1.2890846405144394,1.2453007447106357,1.1191895620457397,0.77552819282287611,0.85362126693691953,33.751200000000004,0,169,0,0,0,1,0,null,null,0.7732037424171625,null,-274.22896494256901,0,null,null,6.8320000000000007,5.3630000000000004,5.5847964346769574,15.4,15.58,17.390432125820322,null,0,0]
[12090,"CasNgsld408",0,5.8145700000000002E-2,612.05999999999995,0,"GSLD",15,1,1,1,1,1,1,1,1,1,1,1,1,36.723599999999998,0,255,0,0,0,1,0,null,null,1.1602259380858724,null,-191.40071700000001,0,null,null,6.8320000000000007,5.3630000000000004,5.5847964346769574,15.4,15.58,17.390432125820322,null,0,0]
[12106,"CmiNgsld408",0,5.5697459999999997E-2,612.05999999999995,0,"GSLD",15,1,1,1,1,1,1,1,1,1,1,1,1,36.723599999999998,0,255,0,0,0,1,0,null,null,1.1602259380858724,null,-191.40071700000001,0,null,null,6.8320000000000007,5.3630000000000004,5.5847964346769574,15.4,15.58,17.390432125820322,null,0,0]
[12154,"CheNgsld502",1,0.82550335570469791,6711.4093959731417,0,"GSLD",8,1.0062777414973603,0.98564281026156741,1.0265347938683682,1.0441196275961266,1.0994476760618126,1.0901464119048656,1.0679338408439019,1.0965343851174858,1.0642381511272074,1.0546811027982033,1.0276723440678304,1.0296503063189142,337.47114596936296,0,8478.2966475433968,0,0,0,1,0,null,null,15.245172002425178,null,7269.7128743529283,1,null,null,6.8320000000000007,5.3630000000000004,5.5847964346769574,15.4,15.58,17.390432125820322,null,57461.623764361691,5084.1165142386762]
[12170,"CscNgsld502",1,1.1226415094339621,9433.9622641509432,0,"GSLD",8,1.0062777414973603,0.98564281026156741,1.0265347938683682,1.0441196275961266,1.0994476760618126,1.0901464119048656,1.0679338408439019,1.0965343851174858,1.0642381511272074,1.0546811027982033,1.0276723440678304,1.0296503063189142,474.36981839089788,0,14530.984530090314,0,0,0,1,0,null,null,20.695267516207643,null,12990.385434625563,1,null,null,6.8320000000000007,5.3630000000000004,5.5847964346769574,15.4,15.58,17.390432125820322,null,131010.283929914,11591.589384849203]
[12191,"CofEgsld503",1,1.1140350877192984,8771.9298245613863,0,"GSLD",10,1.0062777414973603,0.98564281026156741,1.0265347938683682,1.0441196275961266,1.0994476760618126,1.0901464119048656,1.0679338408439019,1.0965343851174858,1.0642381511272074,1.0546811027982033,1.0276723440678304,1.0296503063189142,526.31578947368325,0,854.40874914559129,0,0,0,1,0,null,null,1.2816727452871635,null,-605.45549031121357,0,null,null,6.8320000000000007,5.3630000000000004,5.5847964346769574,15.4,15.58,17.390432125820322,null,0,0]
[12212,"ChoNgsld504",1,0.77586206896551724,8620.6896551724149,0,"GSLD",15,1,1,1,1,1,1,1,1,1,1,1,1,433.47586852961359,0,752315.13824239711,0,0,0,1,0,null,null,1158.6778404888069,null,750892.08513894887,1,null,null,6.8320000000000007,5.3630000000000004,5.5847964346769574,15.4,15.58,17.390432125820322,null,7797289.5771043003,1023682.1133923414]
[12255,"CwaEgsld505",1,0.71428571428571419,5952.3809523809523,0,"GSLD",10,1,1,1,1,1,1,1,1,1,1,1,1,357.14285714285711,0,1753.5789322580224,0,0,0,1,0,null,null,3.4642962713154173,null,655.9260751151653,1,null,null,6.8320000000000007,5.3630000000000004,5.5847964346769574,15.4,15.58,17.390432125820322,null,0,0]
[12276,"CofNgsld506",1,1.1140350877192984,8771.9298245613845,0,"GSLD",10,1,1,1,1,1,1,1,1,1,1,1,1,526.31578947368303,0,1106.0684241798795,0,0,0,1,0,null,null,1.6824928286786203,null,-335.4284179253815,0,null,null,6.8320000000000007,5.3630000000000004,5.5847964346769574,15.4,15.58,17.390432125820322,null,0,0]
[12297,"CinEgsld507",1,1.3619047619047617,9523.8095238095229,0,"GSLD",8,1,1,1,1,1,1,1,1,1,1,1,1,571.42857142857144,0,594.3237510057786,0,0,0,1,0,null,null,0.85180606621285537,null,-938.86482042279272,0,null,null,6.8320000000000007,5.3630000000000004,5.5847964346769574,15.4,15.58,17.390432125820322,null,0,0]
[12340,"CwaNgsld508",1,0.71428571428571419,5952.3809523809523,0,"GSLD",5,1,1,1,1,1,1,1,1,1,1,1,1,357.14285714285717,0,66.660392747349263,0,0,0,1,0,null,null,0.13169144872292751,null,-1030.992464395508,0,null,null,6.8320000000000007,5.3630000000000004,5.5847964346769574,15.4,15.58,17.390432125820322,null,0,0]
[12361,"CreTgsld509",1,0.57999999999999996,6666.6666666666661,0,"GSLD",10,0.57723342209516748,0.60437372201316453,0.83705124089372529,1.0970310586362544,1.2026142145897361,1.2026142145897361,1.2889868661351127,1.2890846405144394,1.2453007447106357,1.1191895620457397,0.77552819282287611,0.85362126693691953,400,0,122.10526315789473,0,0,0,1,0,null,null,0.2236620269583221,null,-1065.5243877846742,0,null,null,6.8320000000000007,5.3630000000000004,5.5847964346769574,15.4,15.58,17.390432125820322,null,0,0]
[12377,"CheTgsld510",1,0.82550335570469791,6711.4093959731545,0,"GSLD",11,1,1,1,1,1,1,1,1,1,1,1,1,402.68456375838929,0,7234.6852614595437,0,0,0,1,0,null,null,13.228706110290323,null,6044.4688856206167,1,null,null,6.8320000000000007,5.3630000000000004,5.5847964346769574,15.4,15.58,17.390432125820322,null,11781.057998466378,1292.709100208654]
[12425,"CasTgsld512",1,0.48502994011976047,5988.0239520958085,0,"GSLD",15,0.57723342209516748,0.60437372201316453,0.83705124089372529,1.0970310586362544,1.2026142145897361,1.2026142145897361,1.2889868661351127,1.2890846405144394,1.2453007447106357,1.1191895620457397,0.77552819282287611,0.85362126693691953,359.28143712574854,0,1574.8696553410957,0,0,0,1,0,null,null,3.0907620892007501,null,470.00048344044285,1,null,null,6.8320000000000007,5.3630000000000004,5.5847964346769574,15.4,15.58,17.390432125820322,null,0,0]
[12446,"CreNgsld512",1,0.58000000000000007,6666.6666666666179,0,"GSLD",15,0.57723342209516748,0.60437372201316453,0.83705124089372529,1.0970310586362544,1.2026142145897361,1.2026142145897361,1.2889868661351127,1.2890846405144394,1.2453007447106357,1.1191895620457397,0.77552819282287611,0.85362126693691953,399.99999999999716,0,876.34266466919291,0,0,0,1,0,null,null,1.6052098953057872,null,-311.28698627337019,0,null,null,6.8320000000000007,5.3630000000000004,5.5847964346769574,15.4,15.58,17.390432125820322,null,0,0]
[12462,"CheNgsld513",1,0.82550335570469813,6711.4093959731554,0,"GSLD",15,0.57723342209516748,0.60437372201316453,0.83705124089372529,1.0970310586362544,1.2026142145897361,1.2026142145897361,1.2889868661351127,1.2890846405144394,1.2453007447106357,1.1191895620457397,0.77552819282287611,0.85362126693691953,402.68456375838934,0,2303.8936059358598,0,0,0,1,0,null,null,4.201608875318577,null,1110.8075791543642,1,null,null,6.8320000000000007,5.3630000000000004,5.5847964346769574,15.4,15.58,17.390432125820322,null,0,0]
[12483,"CcoTgsld514",1,0.77586206896551724,8620.6896551724149,0,"GSLD",15,0.57723342209516748,0.60437372201316453,0.83705124089372529,1.0970310586362544,1.2026142145897361,1.2026142145897361,1.2889868661351127,1.2890846405144394,1.2453007447106357,1.1191895620457397,0.77552819282287611,0.85362126693691953,517.24137931034488,0,5200.7346252209882,0,0,0,1,0,null,null,7.9921451979902418,null,3774.8118708301431,1,null,null,6.8320000000000007,5.3630000000000004,5.5847964346769574,15.4,15.58,17.390432125820322,null,0,0]
[12531,"CrtTgsld515",1,0.46428571428571425,5952.3809523809523,0,"GSLD",12,1.4642934035850563,1.390983597018502,1.4252994685226312,1.4319034391640282,1.4237894031075788,1.3901451134910312,1.2503752648303077,1.3782245597891407,1.4308728765503533,1.4735364224775085,1.411655598241391,1.4937785463243058,357.14285714285717,0,848.60519060978129,0,0,0,1,0,null,null,1.4542398462818289,null,-402.85895786537066,0,null,null,6.8320000000000007,5.3630000000000004,5.5847964346769574,15.4,15.58,17.390432125820322,null,0,0]
[12547,"CreNgsld516",1,0.58000000000000007,6666.6666666666479,0,"GSLD",15,0.57723342209516748,0.60437372201316453,0.83705124089372529,1.0970310586362544,1.2026142145897361,1.2026142145897361,1.2889868661351127,1.2890846405144394,1.2453007447106357,1.1191895620457397,0.77552819282287611,0.85362126693691953,399.99999999999892,0,8701.3750411331075,0,0,0,1,0,null,null,15.93843810407904,null,7513.745390190541,1,null,null,6.8320000000000007,5.3630000000000004,5.5847964346769574,15.4,15.58,17.390432125820322,null,9392.9040948509064,1233.1654249372423]
[12568,"CmiNgsld517",1,1.1140350877192982,8771.9298245614027,0,"GSLD",10,1,1,1,1,1,1,1,1,1,1,1,1,526.31578947368416,0,20064.977257959712,0,0,0,1,0,null,null,30.521782925996018,null,18623.48041585445,1,null,null,6.8320000000000007,5.3630000000000004,5.5847964346769574,15.4,15.58,17.390432125820322,null,178228.93587860151,18371.342897996823]
[12611,"CdaEgsld602",1,1.0630630630630631,9009.0090090090089,0,"GSLD",5,1,1,1,1,1,1,1,1,1,1,1,1,540.54054054054052,0,4627.0507488083313,0,0,0,1,0,null,null,6.9048797610316814,null,3156.6421001596823,1,null,null,6.8320000000000007,5.3630000000000004,5.5847964346769574,15.4,15.58,17.390432125820322,null,8671.8755827833666,767.27427753610436]
[12632,"CscNgsld602",1,1.0388349514563107,9708.7378640776697,0,"GSLD",5,1,1,1,1,1,1,1,1,1,1,1,1,582.52427184466023,0,4986.4333312400458,0,0,0,1,0,null,null,7.0465717988988512,null,3430.6927487157736,1,null,null,6.8320000000000007,5.3630000000000004,5.5847964346769574,15.4,15.58,17.390432125820322,null,10608.748934566131,938.64586693234696]
[12653,"CofEgsld603",1,1.0630630630630629,9009.0090090090089,0,"GSLD",15,1,1,1,1,1,1,1,1,1,1,1,1,540.54054054054052,0,2520.1201201201202,0,0,0,1,0,null,null,3.7607381802042483,null,1049.7114714714714,1,null,null,6.8320000000000007,5.3630000000000004,5.5847964346769574,15.4,15.58,17.390432125820322,null,0,0]
[12696,"CdaNgsld605",1,0.7103825136612022,5464.4808743168342,0,"GSLD",15,1,1,1,1,1,1,1,1,1,1,1,1,327.8688524590101,0,36319.918474942417,0,0,0,1,0,null,null,75.663326956640944,null,35281.765032319476,1,null,null,6.8320000000000007,5.3630000000000004,5.5847964346769574,15.4,15.58,17.390432125820322,null,311321.97531322751,40872.502487265272]
[12717,"CwaTgsld605",1,0.7103825136612022,5464.4808743168342,0,"GSLD",15,1,1,1,1,1,1,1,1,1,1,1,1,327.8688524590101,0,36319.918474942417,0,0,0,1,0,null,null,75.663326956640944,null,35281.765032319476,1,null,null,6.8320000000000007,5.3630000000000004,5.5847964346769574,15.4,15.58,17.390432125820322,null,311321.97531322751,40872.502487265272]
[12733,"CloTgsld606",1,0.82089552238805963,7462.6865671640508,0,"GSLD",15,1,1,1,1,1,1,1,1,1,1,1,1,447.76119402984313,0,70595.289547455584,0,0,0,1,0,null,null,120.22688612582343,null,69313.454920589909,1,null,null,6.8320000000000007,5.3630000000000004,5.5847964346769574,15.4,15.58,17.390432125820322,null,651522.70103895175,85536.407097288873]
[12754,"CgrNgsld607",1,0.53409090909090917,5681.818181818182,0,"GSLD",7,1,1,1,1,1,1,1,1,1,1,1,1,340.90909090909093,0,1720.5442818939753,0,0,0,1,0,null,null,3.4993463175269235,null,655.88655462124802,1,null,null,6.8320000000000007,5.3630000000000004,5.5847964346769574,15.4,15.58,17.390432125820322,null,0,0]
[12802,"CwaNgsld608",1,0.72549019607843135,6535.9477124183004,0,"GSLD",15,1,1,1,1,1,1,1,1,1,1,1,1,392.15686274509807,0,31656.75066437231,0,0,0,1,0,null,null,58.898156738952665,null,30487.931840842899,1,null,null,6.8320000000000007,5.3630000000000004,5.5847964346769574,15.4,15.58,17.390432125820322,null,251830.93689873302,33062.107435261671]
[12818,"CloNgsld609",1,1.1682242990654206,9345.7943925233631,0,"GSLD",15,1,1,1,1,1,1,1,1,1,1,1,1,560.74766355140184,0,56187.017572445679,0,0,0,1,0,null,null,81.646414629561818,null,54675.537946277458,1,null,null,6.8320000000000007,5.3630000000000004,5.5847964346769574,15.4,15.58,17.390432125820322,null,481741.48453844024,63246.354534419763]
[12839,"CheTgsld701",1,1.0347222222222223,6944.4444444444443,0,"GSLD",15,1,1,1,1,1,1,1,1,1,1,1,1,416.66666666666669,0,2574.7708453947598,0,0,0,1,0,null,null,4.6028142946347037,null,1356.1358453947598,1,null,null,6.8320000000000007,5.3630000000000004,5.5847964346769574,15.4,15.58,17.390432125820322,null,0,0]
[12860,"CasNgsld702",1,0.43274853801169594,5847.9532163742688,0,"GSLD",3,1,1,1,1,1,1,1,1,1,1,1,1,294.05380555225247,0,106.40025990903185,0,0,0,1,0,null,null,0.21255152378739064,null,-978.5176348278103,0,null,null,6.8320000000000007,5.3630000000000004,5.5847964346769574,15.4,15.58,17.390432125820322,null,0,0]
[12903,"CmiEgsld801",1,0.81118881118881103,6993.0069930070185,0,"GSLD",12,1,1,1,1,1,1,1,1,1,1,1,1,419.58041958042116,0,1796.4523355651511,0,0,0,1,0,null,null,3.1965630429685055,null,571.89513276794514,1,null,null,6.8320000000000007,5.3630000000000004,5.5847964346769574,15.4,15.58,17.390432125820322,null,0,0]
[12924,"CheNgsld802",1,0.79333333333333322,6666.6666666666497,0,"GSLD",8,1,1,1,1,1,1,1,1,1,1,1,1,399.99999999999903,0,27500.213510974463,0,0,0,1,0,null,null,50.506061006515857,null,26315.453510974465,1,null,null,6.8320000000000007,5.3630000000000004,5.5847964346769574,15.4,15.58,17.390432125820322,null,373970.62103283929,33088.348112647051]
[12940,"CscNgsld802",1,0.81118881118881125,6993.0069930069758,0,"GSLD",8,1,1,1,1,1,1,1,1,1,1,1,1,419.58041958041855,0,28846.377808714471,0,0,0,1,0,null,null,51.328534245711282,null,27621.820605917273,1,null,null,6.8320000000000007,5.3630000000000004,5.5847964346769574,15.4,15.58,17.390432125820322,null,393073.09127400391,34778.505439459179]
[12988,"CmiNgsld804",1,0.81118881118881114,6993.0069930069931,0,"GSLD",10,0.57723342209516748,0.60437372201316453,0.83705124089372529,1.0970310586362544,1.2026142145897361,1.2026142145897361,1.2889868661351127,1.2890846405144394,1.2453007447106357,1.1191895620457397,0.77552819282287611,0.85362126693691953,419.58041958041963,0,43921.765475699613,0,0,0,1,0,null,null,77.953129830728358,null,42694.33862195984,1,null,null,6.8320000000000007,5.3630000000000004,5.5847964346769574,15.4,15.58,17.390432125820322,null,529352.99123192439,54564.233737141338]
[13009,"ChoEgsld805",1,0.79333333333333333,6666.6666666666661,0,"GSLD",10,1,1,1,1,1,1,1,1,1,1,1,1,335.2213383295678,0,51.112453421495012,0,0,0,1,0,null,null,9.3871587203078727E-2,null,-1133.6475465785049,0,null,null,6.8320000000000007,5.3630000000000004,5.5847964346769574,15.4,15.58,17.390432125820322,null,0,0]
[13025,"CwaEgsld805",1,0.81118881118881125,6993.0069930069931,0,"GSLD",10,1,1,1,1,1,1,1,1,1,1,1,1,351.63077447157468,0,5432.9688069976637,0,0,0,1,0,null,null,9.6672908922941083,null,4208.4116042004607,1,null,null,6.8320000000000007,5.3630000000000004,5.5847964346769574,15.4,15.58,17.390432125820322,null,0,0]
[13073,"CofEgsld807",1,0.81118881118881125,6993.0069930069312,0,"GSLD",5,1,1,1,1,1,1,1,1,1,1,1,1,351.63077447157156,0,26673.995845168472,0,0,0,1,0,null,null,47.46305128108947,null,25449.438642371279,1,null,null,6.8320000000000007,5.3630000000000004,5.5847964346769574,15.4,15.58,17.390432125820322,null,569335.50255901529,50373.933785315472]
[13094,"ChoNgsld808",1,0.79333333333333322,6666.6666666666661,0,"GSLD",13,1,1,1,1,1,1,1,1,1,1,1,1,335.22133832956774,0,2729.3014593735447,0,0,0,1,0,null,null,5.0125525737202992,null,1544.5414593735447,1,null,null,6.8320000000000007,5.3630000000000004,5.5847964346769574,15.4,15.58,17.390432125820322,null,0,0]
[13110,"CwaNgsld808",1,0.81118881118881125,6993.006993006994,0,"GSLD",13,1,1,1,1,1,1,1,1,1,1,1,1,351.63077447157468,0,15437.547000015438,0,0,0,1,0,null,null,27.469190936710568,null,14212.989797218237,1,null,null,6.8320000000000007,5.3630000000000004,5.5847964346769574,15.4,15.58,17.390432125820322,null,94024.216012086486,11395.291133056058]
[13131,"CreEgsld809",1,0.80141843971631199,7092.1985815602839,0,"GSLD",15,0.57723342209516748,0.60437372201316453,0.83705124089372529,1.0970310586362544,1.2026142145897361,1.2026142145897361,1.2889868661351127,1.2890846405144394,1.2453007447106357,1.1191895620457397,0.77552819282287611,0.85362126693691953,425.53191489361706,0,648.19666286751396,0,0,0,1,0,null,null,1.1396708664945163,null,-591.32660509633172,0,null,null,6.8320000000000007,5.3630000000000004,5.5847964346769574,15.4,15.58,17.390432125820322,null,0,0]
[13174,"CgrNgsld811",1,0.79333333333333345,6666.666666666667,0,"GSLD",15,1,1,1,1,1,1,1,1,1,1,1,1,400.00000000000006,0,1188.1720430107528,0,0,0,1,0,null,null,2.1821608645543615,null,3.4120430107526829,1,null,null,6.8320000000000007,5.3630000000000004,5.5847964346769574,15.4,15.58,17.390432125820322,null,0,0]
[13195,"CasTgsld812",1,0.79333333333333345,6666.666666666667,0,"GSLD",16,1,1,1,1,1,1,1,1,1,1,1,1,400.00000000000006,0,2488.0214514923737,0,0,0,1,0,null,null,4.5694250033530386,null,1303.2614514923737,1,null,null,6.8320000000000007,5.3630000000000004,5.5847964346769574,15.4,15.58,17.390432125820322,null,0,0]
[13216,"CreNgsld812",1,0.80141843971631199,7092.1985815602839,0,"GSLD",16,1,1,1,1,1,1,1,1,1,1,1,1,425.53191489361706,0,2646.8313313748654,0,0,0,1,0,null,null,4.6655441003110329,null,1410.177714353589,1,null,null,6.8320000000000007,5.3630000000000004,5.5847964346769574,15.4,15.58,17.390432125820322,null,0,0]
[13259,"CheEgsld814",1,0.79333333333333345,6666.6666666666479,0,"GSLD",15,0.57723342209516748,0.60437372201316453,0.83705124089372529,1.0970310586362544,1.2026142145897361,1.2026142145897361,1.2889868661351127,1.2890846405144394,1.2453007447106357,1.1191895620457397,0.77552819282287611,0.85362126693691953,399.99999999999892,0,6025.6040042352488,0,0,0,1,0,null,null,11.037188491152314,null,4837.9743532926823,1,null,null,6.8320000000000007,5.3630000000000004,5.5847964346769574,15.4,15.58,17.390432125820322,null,0,0]
[13280,"CasNgsld815",1,0.79333333333333333,6666.6666666666661,0,"GSLD",10,0.57723342209516748,0.60437372201316453,0.83705124089372529,1.0970310586362544,1.2026142145897361,1.2026142145897361,1.2889868661351127,1.2890846405144394,1.2453007447106357,1.1191895620457397,0.77552819282287611,0.85362126693691953,400,0,3552.4820007578628,0,0,0,1,0,null,null,6.5071341273391061,null,2364.852349815294,1,null,null,6.8320000000000007,5.3630000000000004,5.5847964346769574,15.4,15.58,17.390432125820322,null,0,0]
[13296,"CmiNgsld815",1,0.81118881118881114,6993.0069930069931,0,"GSLD",10,0.57723342209516748,0.60437372201316453,0.83705124089372529,1.0970310586362544,1.2026142145897361,1.2026142145897361,1.2889868661351127,1.2890846405144394,1.2453007447106357,1.1191895620457397,0.77552819282287611,0.85362126693691953,419.58041958041963,0,3726.3797210746811,0,0,0,1,0,null,null,6.61364494458316,null,2498.9528673349096,1,null,null,6.8320000000000007,5.3630000000000004,5.5847964346769574,15.4,15.58,17.390432125820322,null,0,0]
[13344,"CheNgsld817",1,0.79333333333333333,6666.6666666666233,0,"GSLD",4,1.0062777414973603,0.98564281026156741,1.0265347938683682,1.0441196275961266,1.0994476760618126,1.0901464119048656,1.0679338408439019,1.0965343851174858,1.0642381511272074,1.0546811027982033,1.0276723440678304,1.0296503063189142,399.99999999999744,0,5039.1817735357545,0,0,0,1,0,null,null,9.1004247810827685,null,3836.0543761842159,1,null,null,6.8320000000000007,5.3630000000000004,5.5847964346769574,15.4,15.58,17.390432125820322,null,67655.892528359778,5986.0898101234161]
[13365,"CcoEgsld818",1,0.79333333333333333,6666.6666666666069,0,"GSLD",5,1.0062777414973603,0.98564281026156741,1.0265347938683682,1.0441196275961266,1.0994476760618126,1.0901464119048656,1.0679338408439019,1.0965343851174858,1.0642381511272074,1.0546811027982033,1.0276723440678304,1.0296503063189142,399.99999999999642,0,44270.833333333336,0,0,0,1,0,null,null,79.950159937010625,null,43067.705935981801,1,null,null,6.8320000000000007,5.3630000000000004,5.5847964346769574,15.4,15.58,17.390432125820322,null,1003413.0632495512,88780.451913261903]
[13381,"CofEgsld818",1,0.81118881118881114,6993.0069930069303,0,"GSLD",5,1.0062777414973603,0.98564281026156741,1.0265347938683682,1.0441196275961266,1.0994476760618126,1.0901464119048656,1.0679338408439019,1.0965343851174858,1.0642381511272074,1.0546811027982033,1.0276723440678304,1.0296503063189142,419.58041958041582,0,46437.937062937068,0,0,0,1,0,null,null,81.294351868136715,null,45195.012462788334,1,null,null,6.8320000000000007,5.3630000000000004,5.5847964346769574,15.4,15.58,17.390432125820322,null,1053366.9397907185,93200.294445291162]
[13402,"ChoNgsld819",1,0.79333333333333333,6666.666666666667,0,"GSLD",4,1,1,1,1,1,1,1,1,1,1,1,1,400.00000000000006,0,2595.0617283950619,0,0,0,1,0,null,null,4.7660119408778714,null,1410.3017283950619,1,null,null,6.8320000000000007,5.3630000000000004,5.5847964346769574,15.4,15.58,17.390432125820322,null,0,0]
[13450,"CcoNgsld821",1,0.79333333333333333,6666.666666666667,0,"GSLD",12,1,1,1,1,1,1,1,1,1,1,1,1,400.00000000000006,0,1634.8306254645854,0,0,0,1,0,null,null,3.0024805179088547,null,450.07062546458542,1,null,null,6.8320000000000007,5.3630000000000004,5.5847964346769574,15.4,15.58,17.390432125820322,null,0,0]
[13466,"CofNgsld821",1,0.81118881118881114,6993.0069930069931,0,"GSLD",12,1,1,1,1,1,1,1,1,1,1,1,1,419.58041958041969,0,1714.8572994383765,0,0,0,1,0,null,null,3.0513748452029015,null,490.30009664117347,1,null,null,6.8320000000000007,5.3630000000000004,5.5847964346769574,15.4,15.58,17.390432125820322,null,0,0]
[13487,"CinTgsld822",1,0.81118881118881125,6993.006993006994,0,"GSLD",12,1,1,1,1,1,1,1,1,1,1,1,1,419.58041958041963,0,7119.1365711913659,0,0,0,1,0,null,null,12.667616285047039,null,5894.5793683941629,1,null,null,6.8320000000000007,5.3630000000000004,5.5847964346769574,15.4,15.58,17.390432125820322,null,2070.1481266471383,239.49906252522445]
[13530,"CwaNgsld823",1,0.81118881118881125,6993.006993006994,0,"GSLD",12,0.57723342209516748,0.60437372201316453,0.83705124089372529,1.0970310586362544,1.2026142145897361,1.2026142145897361,1.2889868661351127,1.2890846405144394,1.2453007447106357,1.1191895620457397,0.77552819282287611,0.85362126693691953,419.58041958041963,0,3617.5680719847001,0,0,0,1,0,null,null,6.4205240962579735,null,2390.141218244928,1,null,null,6.8320000000000007,5.3630000000000004,5.5847964346769574,15.4,15.58,17.390432125820322,null,0,0]
[13551,"CreTgsld824",1,0.80141843971631199,7092.1985815602839,0,"GSLD",12,0.57723342209516748,0.60437372201316453,0.83705124089372529,1.0970310586362544,1.2026142145897361,1.2026142145897361,1.2889868661351127,1.2890846405144394,1.2453007447106357,1.1191895620457397,0.77552819282287611,0.85362126693691953,425.53191489361706,0,7700.2905770029056,0,0,0,1,0,null,null,13.538787434248423,null,6460.7673090390599,1,null,null,6.8320000000000007,5.3630000000000004,5.5847964346769574,15.4,15.58,17.390432125820322,null,8052.0757072244596,931.55874134754754]
[13572,"CinNgsld825",1,0.81118881118881114,6993.0069930069931,0,"GSLD",9,1,1,1,1,1,1,1,1,1,1,1,1,419.58041958041963,0,0.64750064750064751,0,0,0,1,0,null,null,1.1521467055498667E-3,null,-1223.9097021497023,0,null,null,6.8320000000000007,5.3630000000000004,5.5847964346769574,15.4,15.58,17.390432125820322,null,0,0]
[13588,"CasNgsld826",1,0.79333333333333333,6666.666666666667,0,"GSLD",16,0.57723342209516748,0.60437372201316453,0.83705124089372529,1.0970310586362544,1.2026142145897361,1.2026142145897361,1.2889868661351127,1.2890846405144394,1.2453007447106357,1.1191895620457397,0.77552819282287611,0.85362126693691953,335.22133832956786,0,15498.154981549817,0,0,0,1,0,null,null,28.388201029510917,null,14310.525330607248,1,null,null,6.8320000000000007,5.3630000000000004,5.5847964346769574,15.4,15.58,17.390432125820322,null,75409.543595939904,10209.275075459555]
[13636,"CreNgsld827",1,0.80141843971631199,7092.1985815602829,0,"GSLD",16,0.57723342209516748,0.60437372201316453,0.83705124089372529,1.0970310586362544,1.2026142145897361,1.2026142145897361,1.2889868661351127,1.2890846405144394,1.2453007447106357,1.1191895620457397,0.77552819282287611,0.85362126693691953,356.61844503145511,0,16463.099139215101,0,0,0,1,0,null,null,28.945712830689629,null,15223.575871251256,1,null,null,6.8320000000000007,5.3630000000000004,5.5847964346769574,15.4,15.58,17.390432125820322,null,81024.102831698721,10969.398753869005]
[13652,"CheNgsld828",1,1.2144824303489463,10905.422608010389,0,"GSLD",15,1,1,1,1,1,1,1,1,1,1,1,1,548.35955425601526,0,872.72506372765326,0,0,0,1,0,null,null,1.1307397255784544,null,-828.9512233192138,0,null,null,6.8320000000000007,5.3630000000000004,5.5847964346769574,15.4,15.58,17.390432125820322,null,0,0]
[13673,"CcoEgsld829",1,0.79333333333333333,6666.6666666666315,0,"GSLD",11,1,1,1,1,1,1,1,1,1,1,1,1,399.9999999999979,0,602.93309216009641,0,0,0,1,0,null,null,1.1073286948602341,null,-581.82690783989938,0,null,null,6.8320000000000007,5.3630000000000004,5.5847964346769574,15.4,15.58,17.390432125820322,null,0,0]
[13721,"CrtEgsld901",1,1.5230022037819,8042.7229957981972,0,"GSLD",30,1.0062777414973603,0.98564281026156741,1.0265347938683682,1.0441196275961266,1.0994476760618126,1.0901464119048656,1.0679338408439019,1.0965343851174858,1.0642381511272074,1.0546811027982033,1.0276723440678304,1.0296503063189142,404.41385496981945,0,40750.615001143662,0,0,0,1,0,null,null,64.938291255161261,null,39379.677534454524,1,null,null,6.8320000000000007,5.3630000000000004,5.5847964346769574,15.4,15.58,17.390432125820322,null,198799.69752803259,34219.029943413312]
[13737,"ChoEgsld902",1,1.2144823996770711,10905.422687665645,0,"GSLD",10,1.4642934035850563,1.390983597018502,1.4252994685226312,1.4319034391640282,1.4237894031075788,1.3901451134910312,1.2503752648303077,1.3782245597891407,1.4308728765503533,1.4735364224775085,1.411655598241391,1.4937785463243058,654.32536125993875,0,4977.5119800423699,0,0,0,1,0,null,null,5.8616180649220757,null,3122.02439194925,1,null,null,6.8320000000000007,5.3630000000000004,5.5847964346769574,15.4,15.58,17.390432125820322,null,0,0]
[13758,"CcoNgsld903",1,1.2144824044992988,10905.422783662221,0,"GSLD",10,1,1,1,1,1,1,1,1,1,1,1,1,654.32536701973333,0,18303.493648829182,0,0,0,1,0,null,null,23.714784865463098,null,16601.817340361576,1,null,null,6.8320000000000007,5.3630000000000004,5.5847964346769574,15.4,15.58,17.390432125820322,null,132608.40976761098,13668.90597752453]
[13779,"CscEgsld903",1,1.5230019612127661,8042.7222225462738,0,"GSLD",10,1,1,1,1,1,1,1,1,1,1,1,1,482.56333335277645,0,2768.4014567983545,0,0,0,1,0,null,null,4.4775042715440092,null,1415.8314817588364,1,null,null,6.8320000000000007,5.3630000000000004,5.5847964346769574,15.4,15.58,17.390432125820322,null,0,0]
[13822,"ChoNgsld905",1,1.214482466251694,10905.4231930649,0,"GSLD",2,1,1,1,1,1,1,1,1,1,1,1,1,654.3253915838942,0,635.09942456779572,0,0,0,1,0,null,null,0.82286180345213733,null,-1066.576933826469,0,null,null,6.8320000000000007,5.3630000000000004,5.5847964346769574,15.4,15.58,17.390432125820322,null,0,0]
[13843,"CdaEgsld906",1,1.214482400016887,10905.422716843796,0,"GSLD",15,1,1,1,1,1,1,1,1,1,1,1,1,654.32536301062783,0,37533.042364322122,0,0,0,1,0,null,null,48.629406288549539,null,35831.366064003014,1,null,null,6.8320000000000007,5.3630000000000004,5.5847964346769574,15.4,15.58,17.390432125820322,null,270566.29940732114,35521.815427161811]
[13859,"CreEgsld906",1,1.5230021760103949,8042.7229072693262,0,"GSLD",15,1,1,1,1,1,1,1,1,1,1,1,1,482.56337443615962,0,25567.368601223578,0,0,0,1,0,null,null,41.351659833833423,null,24214.798542682085,1,null,null,6.8320000000000007,5.3630000000000004,5.5847964346769574,15.4,15.58,17.390432125820322,null,173086.88024913322,22724.042966699952]
[13907,"CinTgsld908",1,1.0810810810810809,9009.0090090089798,0,"GSLD",15,0.57723342209516748,0.60437372201316453,0.83705124089372529,1.0970310586362544,1.2026142145897361,1.2026142145897361,1.2889868661351127,1.2890846405144394,1.2453007447106357,1.1191895620457397,0.77552819282287611,0.85362126693691953,540.54054054053881,0,9684.65059131831,0,0,0,1,0,null,null,14.421203957776774,null,8211.372291727097,1,null,null,6.8320000000000007,5.3630000000000004,5.5847964346769574,15.4,15.58,17.390432125820322,null,0,0]
[13928,"CdaNgsld909",1,1.2144824016619109,10905.422719135046,0,"GSLD",20,1,1,1,1,1,1,1,1,1,1,1,1,654.32536314810272,0,217932.70259418344,0,0,0,1,0,null,null,282.36287997801668,null,216231.02629358493,1,null,null,6.8320000000000007,5.3630000000000004,5.5847964346769574,15.4,15.58,17.390432125820322,null,1797002.8367309319,270271.35854021384]
[13944,"CreNgsld909",1,1.5230021876510156,8042.722944376842,0,"GSLD",20,1,1,1,1,1,1,1,1,1,1,1,1,482.56337666261055,0,5411.6112389061327,0,0,0,1,0,null,null,8.7525278754425884,null,4059.0411758393766,1,null,null,6.8320000000000007,5.3630000000000004,5.5847964346769574,15.4,15.58,17.390432125820322,null,0,0]
[13966,"CloNgsld910",1,1.1682242990654206,9345.7943925233321,0,"GSLD",15,0.57723342209516748,0.60437372201316453,0.83705124089372529,1.0970310586362544,1.2026142145897361,1.2026142145897361,1.2889868661351127,1.2890846405144394,1.2453007447106357,1.1191895620457397,0.77552819282287611,0.85362126693691953,560.74766355140002,0,10439.275473126021,0,0,0,1,0,null,null,15.13776282920575,null,8924.9261960152326,1,null,null,6.8320000000000007,5.3630000000000004,5.5847964346769574,15.4,15.58,17.390432125820322,null,1299.0781110155367,170.55196078019495]
[13994,"CloNgsld911",1,4.009611495576709,25413.800180317343,0,"GSLD",15,0.57723342209516748,0.60437372201316453,0.83705124089372529,1.0970310586362544,1.2026142145897361,1.2026142145897361,1.2889868661351127,1.2890846405144394,1.2453007447106357,1.1191895620457397,0.77552819282287611,0.85362126693691953,1524.8280108190409,0,14198.90014845983,0,0,0,1,0,null,null,9.152637044635906,null,10725.057565527562,1,null,null,6.8320000000000007,5.3630000000000004,5.5847964346769574,15.4,15.58,17.390432125820322,null,0,0]
[13995,"CmiTgsld911",1,1.523002187691354,8042.7229445054318,0,"GSLD",15,0.57723342209516748,0.60437372201316453,0.83705124089372529,1.0970310586362544,1.2026142145897361,1.2026142145897361,1.2889868661351127,1.2890846405144394,1.2453007447106357,1.1191895620457397,0.77552819282287611,0.85362126693691953,482.56337667032591,0,19472.005274938903,0,0,0,1,0,null,null,31.419920333238238,null,18116.565560913896,1,null,null,6.8320000000000007,5.3630000000000004,5.5847964346769574,15.4,15.58,17.390432125820322,null,108941.69581371898,14302.619430039116]
[13996,"CmiNgsld911",1,1.523002187691354,8042.7229445054318,0,"GSLD",15,0.57723342209516748,0.60437372201316453,0.83705124089372529,1.0970310586362544,1.2026142145897361,1.2026142145897361,1.2889868661351127,1.2890846405144394,1.2453007447106357,1.1191895620457397,0.77552819282287611,0.85362126693691953,482.56337667032591,0,19472.005274938903,0,0,0,1,0,null,null,31.419920333238238,null,18116.565560913896,1,null,null,6.8320000000000007,5.3630000000000004,5.5847964346769574,15.4,15.58,17.390432125820322,null,108941.69581371898,14302.619430039116]
[13997,"CofTgsld911",1,1.523002187822678,8042.7229449240613,0,"GSLD",15,0.57723342209516748,0.60437372201316453,0.83705124089372529,1.0970310586362544,1.2026142145897361,1.2026142145897361,1.2889868661351127,1.2890846405144394,1.2453007447106357,1.1191895620457397,0.77552819282287611,0.85362126693691953,482.56337669544376,0,1669.0275695923747,0,0,0,1,0,null,null,2.6931336823415806,null,313.58785551631638,1,null,null,6.8320000000000007,5.3630000000000004,5.5847964346769574,15.4,15.58,17.390432125820322,null,0,0]
[13998,"CofNgsld911",1,1.523002187822678,8042.7229449240613,0,"GSLD",15,0.57723342209516748,0.60437372201316453,0.83705124089372529,1.0970310586362544,1.2026142145897361,1.2026142145897361,1.2889868661351127,1.2890846405144394,1.2453007447106357,1.1191895620457397,0.77552819282287611,0.85362126693691953,482.56337669544376,0,1669.0275695923747,0,0,0,1,0,null,null,2.6931336823415806,null,313.58785551631638,1,null,null,6.8320000000000007,5.3630000000000004,5.5847964346769574,15.4,15.58,17.390432125820322,null,0,0]
[13999,"CreTgsld911",1,1.5230021889170462,8042.7229484126428,0,"GSLD",15,0.57723342209516748,0.60437372201316453,0.83705124089372529,1.0970310586362544,1.2026142145897361,1.2026142145897361,1.2889868661351127,1.2890846405144394,1.2453007447106357,1.1191895620457397,0.77552819282287611,0.85362126693691953,482.56337690475863,0,3245.3313867261895,0,0,0,1,0,null,null,5.2366488274658245,null,1889.8916722246991,1,null,null,6.8320000000000007,5.3630000000000004,5.5847964346769574,15.4,15.58,17.390432125820322,null,0,0]
[14000,"CreNgsld911",1,1.5230021889170462,8042.7229484126428,0,"GSLD",15,0.57723342209516748,0.60437372201316453,0.83705124089372529,1.0970310586362544,1.2026142145897361,1.2026142145897361,1.2889868661351127,1.2890846405144394,1.2453007447106357,1.1191895620457397,0.77552819282287611,0.85362126693691953,482.56337690475863,0,3245.3313867261895,0,0,0,1,0,null,null,5.2366488274658245,null,1889.8916722246991,1,null,null,6.8320000000000007,5.3630000000000004,5.5847964346769574,15.4,15.58,17.390432125820322,null,0,0]
[14001,"CrtTgsld911",1,1.5230021879349209,8042.7229452818638,0,"GSLD",15,0.57723342209516748,0.60437372201316453,0.83705124089372529,1.0970310586362544,1.2026142145897361,1.2026142145897361,1.2889868661351127,1.2890846405144394,1.2453007447106357,1.1191895620457397,0.77552819282287611,0.85362126693691953,482.56337671691193,0,3245.3313854628841,0,0,0,1,0,null,null,5.2366488268461184,null,1889.8916713431922,1,null,null,6.8320000000000007,5.3630000000000004,5.5847964346769574,15.4,15.58,17.390432125820322,null,0,0]
[14002,"CrtNgsld911",1,1.5230021879349209,8042.7229452818638,0,"GSLD",15,0.57723342209516748,0.60437372201316453,0.83705124089372529,1.0970310586362544,1.2026142145897361,1.2026142145897361,1.2889868661351127,1.2890846405144394,1.2453007447106357,1.1191895620457397,0.77552819282287611,0.85362126693691953,482.56337671691193,0,3245.3313854628841,0,0,0,1,0,null,null,5.2366488268461184,null,1889.8916713431922,1,null,null,6.8320000000000007,5.3630000000000004,5.5847964346769574,15.4,15.58,17.390432125820322,null,0,0]
[14003,"CscTgsld911",1,1.5230021873012916,8042.722943262007,0,"GSLD",15,0.57723342209516748,0.60437372201316453,0.83705124089372529,1.0970310586362544,1.2026142145897361,1.2026142145897361,1.2889868661351127,1.2890846405144394,1.2453007447106357,1.1191895620457397,0.77552819282287611,0.85362126693691953,482.56337659572046,0,628.1286550931319,0,0,0,1,0,null,null,1.0135449341508984,null,-727.31105878023891,0,null,null,6.8320000000000007,5.3630000000000004,5.5847964346769574,15.4,15.58,17.390432125820322,null,0,0]
[14004,"CscNgsld911",1,1.5230021873012916,8042.722943262007,0,"GSLD",15,0.57723342209516748,0.60437372201316453,0.83705124089372529,1.0970310586362544,1.2026142145897361,1.2026142145897361,1.2889868661351127,1.2890846405144394,1.2453007447106357,1.1191895620457397,0.77552819282287611,0.85362126693691953,482.56337659572046,0,628.1286550931319,0,0,0,1,0,null,null,1.0135449341508984,null,-727.31105878023891,0,null,null,6.8320000000000007,5.3630000000000004,5.5847964346769574,15.4,15.58,17.390432125820322,null,0,0]
[14005,"CwaTgsld911",1,1.5230021868124921,8042.7229417038116,0,"GSLD",15,0.57723342209516748,0.60437372201316453,0.83705124089372529,1.0970310586362544,1.2026142145897361,1.2026142145897361,1.2889868661351127,1.2890846405144394,1.2453007447106357,1.1191895620457397,0.77552819282287611,0.85362126693691953,482.56337650222872,0,2781.7126148735201,0,0,0,1,0,null,null,4.4885561366896223,null,1426.2729011901711,1,null,null,6.8320000000000007,5.3630000000000004,5.5847964346769574,15.4,15.58,17.390432125820322,null,0,0]
[14006,"CwaNgsld911",1,1.5230021868124921,8042.7229417038116,0,"GSLD",15,0.57723342209516748,0.60437372201316453,0.83705124089372529,1.0970310586362544,1.2026142145897361,1.2026142145897361,1.2889868661351127,1.2890846405144394,1.2453007447106357,1.1191895620457397,0.77552819282287611,0.85362126693691953,482.56337650222872,0,2781.7126148735201,0,0,0,1,0,null,null,4.4885561366896223,null,1426.2729011901711,1,null,null,6.8320000000000007,5.3630000000000004,5.5847964346769574,15.4,15.58,17.390432125820322,null,0,0]
[14007,"CasTgsld912",1,1.5230021838821106,8042.7229323624824,0,"GSLD",5,1.0062777414973603,0.98564281026156741,1.0265347938683682,1.0441196275961266,1.0994476760618126,1.0901464119048656,1.0679338408439019,1.0965343851174858,1.0642381511272074,1.0546811027982033,1.0276723440678304,1.0296503063189142,482.56337594174903,0,57761.5758476634,0,0,0,1,0,null,null,92.046170492950182,null,56390.638388710257,1,null,null,6.8320000000000007,5.3630000000000004,5.5847964346769574,15.4,15.58,17.390432125820322,null,1320832.0416872951,116865.19725261998]
[14008,"CasNgsld912",1,1.5230021838821106,8042.7229323624824,0,"GSLD",5,1.0062777414973603,0.98564281026156741,1.0265347938683682,1.0441196275961266,1.0994476760618126,1.0901464119048656,1.0679338408439019,1.0965343851174858,1.0642381511272074,1.0546811027982033,1.0276723440678304,1.0296503063189142,482.56337594174903,0,57761.5758476634,0,0,0,1,0,null,null,92.046170492950182,null,56390.638388710257,1,null,null,6.8320000000000007,5.3630000000000004,5.5847964346769574,15.4,15.58,17.390432125820322,null,1320832.0416872951,116865.19725261998]
[14009,"CcoTgsld912",1,1.2144824102422356,10905.422771009838,0,"GSLD",5,1.0062777414973603,0.98564281026156741,1.0265347938683682,1.0441196275961266,1.0994476760618126,1.0901464119048656,1.0679338408439019,1.0965343851174858,1.0642381511272074,1.0546811027982033,1.0276723440678304,1.0296503063189142,654.32536626059039,0,298370.43815543363,0,0,0,1,0,null,null,382.00956860898185,null,296650.39445115742,1,null,null,6.8320000000000007,5.3630000000000004,5.5847964346769574,15.4,15.58,17.390432125820322,null,7195172.5813520839,636617.85635680973]
[14010,"CcoNgsld912",1,1.2144824102422356,10905.422771009838,0,"GSLD",5,1.0062777414973603,0.98564281026156741,1.0265347938683682,1.0441196275961266,1.0994476760618126,1.0901464119048656,1.0679338408439019,1.0965343851174858,1.0642381511272074,1.0546811027982033,1.0276723440678304,1.0296503063189142,654.32536626059039,0,298370.43815543363,0,0,0,1,0,null,null,382.00956860898185,null,296650.39445115742,1,null,null,6.8320000000000007,5.3630000000000004,5.5847964346769574,15.4,15.58,17.390432125820322,null,7195172.5813520839,636617.85635680973]
[14011,"CdaTgsld912",1,1.2144824012578133,10905.422719133639,0,"GSLD",5,1.0062777414973603,0.98564281026156741,1.0265347938683682,1.0441196275961266,1.0994476760618126,1.0901464119048656,1.0679338408439019,1.0965343851174858,1.0642381511272074,1.0546811027982033,1.0276723440678304,1.0296503063189142,654.32536314801837,0,88250.71620684459,0,0,0,1,0,null,null,112.98913644431677,null,86530.672508894713,1,null,null,6.8320000000000007,5.3630000000000004,5.5847964346769574,15.4,15.58,17.390432125820322,null,2040630.7921010242,180551.8888942246]
[14012,"CdaNgsld912",1,1.2144824012578133,10905.422719133639,0,"GSLD",5,1.0062777414973603,0.98564281026156741,1.0265347938683682,1.0441196275961266,1.0994476760618126,1.0901464119048656,1.0679338408439019,1.0965343851174858,1.0642381511272074,1.0546811027982033,1.0276723440678304,1.0296503063189142,654.32536314801837,0,88250.71620684459,0,0,0,1,0,null,null,112.98913644431677,null,86530.672508894713,1,null,null,6.8320000000000007,5.3630000000000004,5.5847964346769574,15.4,15.58,17.390432125820322,null,2040630.7921010242,180551.8888942246]
[14013,"CgrTgsld912",1,1.5230021502336168,8042.7228250991557,0,"GSLD",5,1.0062777414973603,0.98564281026156741,1.0265347938683682,1.0441196275961266,1.0994476760618126,1.0901464119048656,1.0679338408439019,1.0965343851174858,1.0642381511272074,1.0546811027982033,1.0276723440678304,1.0296503063189142,482.56336950594937,0,115528.47134993934,0,0,0,1,0,null,null,184.10081982861479,null,114157.53390406696,1,null,null,6.8320000000000007,5.3630000000000004,5.5847964346769574,15.4,15.58,17.390432125820322,null,2737937.8483651686,242248.54986548069]
[14014,"CgrNgsld912",1,1.5230021502336168,8042.7228250991557,0,"GSLD",5,1.0062777414973603,0.98564281026156741,1.0265347938683682,1.0441196275961266,1.0994476760618126,1.0901464119048656,1.0679338408439019,1.0965343851174858,1.0642381511272074,1.0546811027982033,1.0276723440678304,1.0296503063189142,482.56336950594937,0,115528.47134993934,0,0,0,1,0,null,null,184.10081982861479,null,114157.53390406696,1,null,null,6.8320000000000007,5.3630000000000004,5.5847964346769574,15.4,15.58,17.390432125820322,null,2737937.8483651686,242248.54986548069]
[14015,"CheTgsld912",1,1.2144823971249574,10905.422707032696,0,"GSLD",5,1.0062777414973603,0.98564281026156741,1.0265347938683682,1.0441196275961266,1.0994476760618126,1.0901464119048656,1.0679338408439019,1.0965343851174858,1.0642381511272074,1.0546811027982033,1.0276723440678304,1.0296503063189142,654.32536242196181,0,32977.998266066868,0,0,0,1,0,null,null,42.222383103471238,null,31257.954569592686,1,null,null,6.8320000000000007,5.3630000000000004,5.5847964346769574,15.4,15.58,17.390432125820322,null,684710.7466274465,60582.158775755663]
[14016,"CheNgsld912",1,1.2144823971249574,10905.422707032696,0,"GSLD",5,1.0062777414973603,0.98564281026156741,1.0265347938683682,1.0441196275961266,1.0994476760618126,1.0901464119048656,1.0679338408439019,1.0965343851174858,1.0642381511272074,1.0546811027982033,1.0276723440678304,1.0296503063189142,654.32536242196181,0,32977.998266066868,0,0,0,1,0,null,null,42.222383103471238,null,31257.954569592686,1,null,null,6.8320000000000007,5.3630000000000004,5.5847964346769574,15.4,15.58,17.390432125820322,null,684710.7466274465,60582.158775755663]
[14017,"ChoTgsld912",1,1.2144824013987994,10905.422721940264,0,"GSLD",5,1.0062777414973603,0.98564281026156741,1.0265347938683682,1.0441196275961266,1.0994476760618126,1.0901464119048656,1.0679338408439019,1.0965343851174858,1.0642381511272074,1.0546811027982033,1.0276723440678304,1.0296503063189142,654.32536331641586,0,28139.783740929866,0,0,0,1,0,null,null,36.027921366128993,null,26419.740042637706,1,null,null,6.8320000000000007,5.3630000000000004,5.5847964346769574,15.4,15.58,17.390432125820322,null,566022.26363637298,50080.783477010547]
[14018,"ChoNgsld912",1,1.2144824013987994,10905.422721940264,0,"GSLD",5,1.0062777414973603,0.98564281026156741,1.0265347938683682,1.0441196275961266,1.0994476760618126,1.0901464119048656,1.0679338408439019,1.0965343851174858,1.0642381511272074,1.0546811027982033,1.0276723440678304,1.0296503063189142,654.32536331641586,0,28139.783740929866,0,0,0,1,0,null,null,36.027921366128993,null,26419.740042637706,1,null,null,6.8320000000000007,5.3630000000000004,5.5847964346769574,15.4,15.58,17.390432125820322,null,566022.26363637298,50080.783477010547]
[14019,"CinTgsld912",1,1.2144823641287588,10905.422513294196,0,"GSLD",5,1.0062777414973603,0.98564281026156741,1.0265347938683682,1.0441196275961266,1.0994476760618126,1.0901464119048656,1.0679338408439019,1.0965343851174858,1.0642381511272074,1.0546811027982033,1.0276723440678304,1.0296503063189142,654.32535079765182,0,3132812.5674958616,0,0,0,1,0,null,null,4011.0019143250211,null,3131092.5238230135,1,null,null,6.8320000000000007,5.3630000000000004,5.5847964346769574,15.4,15.58,17.390432125820322,null,76728151.909915015,6788789.4333079001]
[14020,"CinNgsld912",1,1.2144823641287588,10905.422513294196,0,"GSLD",5,1.0062777414973603,0.98564281026156741,1.0265347938683682,1.0441196275961266,1.0994476760618126,1.0901464119048656,1.0679338408439019,1.0965343851174858,1.0642381511272074,1.0546811027982033,1.0276723440678304,1.0296503063189142,654.32535079765182,0,3132812.5674958616,0,0,0,1,0,null,null,4011.0019143250211,null,3131092.5238230135,1,null,null,6.8320000000000007,5.3630000000000004,5.5847964346769574,15.4,15.58,17.390432125820322,null,76728151.909915015,6788789.4333079001]
[14021,"CloTgsld912",1,4.0096115303643218,25413.800415061942,0,"GSLD",5,1.0062777414973603,0.98564281026156741,1.0265347938683682,1.0441196275961266,1.0994476760618126,1.0901464119048656,1.0679338408439019,1.0965343851174858,1.0642381511272074,1.0546811027982033,1.0276723440678304,1.0296503063189142,1524.8280249037166,0,336964.54000639461,0,0,0,1,0,null,null,216.12216895836099,null,333475.19964842626,1,null,null,6.8320000000000007,5.3630000000000004,5.5847964346769574,15.4,15.58,17.390432125820322,null,7999304.6214626674,707766.22838193621]
[14022,"CloNgsld912",1,4.0096115303643218,25413.800415061942,0,"GSLD",5,1.0062777414973603,0.98564281026156741,1.0265347938683682,1.0441196275961266,1.0994476760618126,1.0901464119048656,1.0679338408439019,1.0965343851174858,1.0642381511272074,1.0546811027982033,1.0276723440678304,1.0296503063189142,1524.8280249037166,0,336964.54000639461,0,0,0,1,0,null,null,216.12216895836099,null,333475.19964842626,1,null,null,6.8320000000000007,5.3630000000000004,5.5847964346769574,15.4,15.58,17.390432125820322,null,7999304.6214626674,707766.22838193621]
[14023,"CmiTgsld912",1,1.5230021891160805,8042.7229490471173,0,"GSLD",5,1.0062777414973603,0.98564281026156741,1.0265347938683682,1.0441196275961266,1.0994476760618126,1.0901464119048656,1.0679338408439019,1.0965343851174858,1.0642381511272074,1.0546811027982033,1.0276723440678304,1.0296503063189142,482.56337694282701,0,462101.12141725124,0,0,0,1,0,null,null,736.38293142284442,null,460730.18395626335,1,null,null,6.8320000000000007,5.3630000000000004,5.5847964346769574,15.4,15.58,17.390432125820322,null,11239868.31276051,994486.34346138209]
[14024,"CmiNgsld912",1,1.5230021891160805,8042.7229490471173,0,"GSLD",5,1.0062777414973603,0.98564281026156741,1.0265347938683682,1.0441196275961266,1.0994476760618126,1.0901464119048656,1.0679338408439019,1.0965343851174858,1.0642381511272074,1.0546811027982033,1.0276723440678304,1.0296503063189142,482.56337694282701,0,462101.12141725124,0,0,0,1,0,null,null,736.38293142284442,null,460730.18395626335,1,null,null,6.8320000000000007,5.3630000000000004,5.5847964346769574,15.4,15.58,17.390432125820322,null,11239868.31276051,994486.34346138209]
[14025,"CofTgsld912",1,1.5230021927478559,8042.7229606243409,0,"GSLD",5,1.0062777414973603,0.98564281026156741,1.0265347938683682,1.0441196275961266,1.0994476760618126,1.0901464119048656,1.0679338408439019,1.0965343851174858,1.0642381511272074,1.0546811027982033,1.0276723440678304,1.0296503063189142,482.56337763746052,0,39608.615481618494,0,0,0,1,0,null,null,63.118453942810987,null,38237.678019218816,1,null,null,6.8320000000000007,5.3630000000000004,5.5847964346769574,15.4,15.58,17.390432125820322,null,875513.64809384791,77464.107435752114]
[14026,"CofNgsld912",1,1.5230021927478559,8042.7229606243409,0,"GSLD",5,1.0062777414973603,0.98564281026156741,1.0265347938683682,1.0441196275961266,1.0994476760618126,1.0901464119048656,1.0679338408439019,1.0965343851174858,1.0642381511272074,1.0546811027982033,1.0276723440678304,1.0296503063189142,482.56337763746052,0,39608.615481618494,0,0,0,1,0,null,null,63.118453942810987,null,38237.678019218816,1,null,null,6.8320000000000007,5.3630000000000004,5.5847964346769574,15.4,15.58,17.390432125820322,null,875513.64809384791,77464.107435752114]
[14027,"CreTgsld912",1,1.5230021726662903,8042.7228966091379,0,"GSLD",5,1.0062777414973603,0.98564281026156741,1.0265347938683682,1.0441196275961266,1.0994476760618126,1.0901464119048656,1.0679338408439019,1.0965343851174858,1.0642381511272074,1.0546811027982033,1.0276723440678304,1.0296503063189142,482.56337379654832,0,77016.616572731175,0,0,0,1,0,null,null,122.73011145335118,null,75645.679118138156,1,null,null,6.8320000000000007,5.3630000000000004,5.5847964346769574,15.4,15.58,17.390432125820322,null,1793186.2113399564,158658.37115158018]
[14028,"CreNgsld912",1,1.5230021726662903,8042.7228966091379,0,"GSLD",5,1.0062777414973603,0.98564281026156741,1.0265347938683682,1.0441196275961266,1.0994476760618126,1.0901464119048656,1.0679338408439019,1.0965343851174858,1.0642381511272074,1.0546811027982033,1.0276723440678304,1.0296503063189142,482.56337379654832,0,77016.616572731175,0,0,0,1,0,null,null,122.73011145335118,null,75645.679118138156,1,null,null,6.8320000000000007,5.3630000000000004,5.5847964346769574,15.4,15.58,17.390432125820322,null,1793186.2113399564,158658.37115158018]
[14029,"CrtTgsld912",1,1.5230021934362217,8042.7229628186769,0,"GSLD",5,1.0062777414973603,0.98564281026156741,1.0265347938683682,1.0441196275961266,1.0994476760618126,1.0901464119048656,1.0679338408439019,1.0965343851174858,1.0642381511272074,1.0546811027982033,1.0276723440678304,1.0296503063189142,482.56337776912068,0,77016.617206749594,0,0,0,1,0,null,null,122.73011176923524,null,75645.679744082314,1,null,null,6.8320000000000007,5.3630000000000004,5.5847964346769574,15.4,15.58,17.390432125820322,null,1793186.2035274564,158658.37046034215]
[14030,"CrtNgsld912",1,1.5230021934362217,8042.7229628186769,0,"GSLD",5,1.0062777414973603,0.98564281026156741,1.0265347938683682,1.0441196275961266,1.0994476760618126,1.0901464119048656,1.0679338408439019,1.0965343851174858,1.0642381511272074,1.0546811027982033,1.0276723440678304,1.0296503063189142,482.56337776912068,0,77016.617206749594,0,0,0,1,0,null,null,122.73011176923524,null,75645.679744082314,1,null,null,6.8320000000000007,5.3630000000000004,5.5847964346769574,15.4,15.58,17.390432125820322,null,1793186.2035274564,158658.37046034215]
[14031,"CscTgsld912",1,1.5230021861734484,8042.7229396667144,0,"GSLD",5,1.0062777414973603,0.98564281026156741,1.0265347938683682,1.0441196275961266,1.0994476760618126,1.0901464119048656,1.0679338408439019,1.0965343851174858,1.0642381511272074,1.0546811027982033,1.0276723440678304,1.0296503063189142,482.56337638000292,0,14906.412466183272,0,0,0,1,0,null,null,23.75416810065348,null,13535.475006339373,1,null,null,6.8320000000000007,5.3630000000000004,5.5847964346769574,15.4,15.58,17.390432125820322,null,269532.69057438627,23847.839888686147]
[14032,"CscNgsld912",1,1.5230021861734484,8042.7229396667144,0,"GSLD",5,1.0062777414973603,0.98564281026156741,1.0265347938683682,1.0441196275961266,1.0994476760618126,1.0901464119048656,1.0679338408439019,1.0965343851174858,1.0642381511272074,1.0546811027982033,1.0276723440678304,1.0296503063189142,482.56337638000292,0,14906.412466183272,0,0,0,1,0,null,null,23.75416810065348,null,13535.475006339373,1,null,null,6.8320000000000007,5.3630000000000004,5.5847964346769574,15.4,15.58,17.390432125820322,null,269532.69057438627,23847.839888686147]
[14033,"CwaTgsld912",1,1.5230022132571206,8042.7230260029346,0,"GSLD",5,1.0062777414973603,0.98564281026156741,1.0265347938683682,1.0441196275961266,1.0994476760618126,1.0901464119048656,1.0679338408439019,1.0965343851174858,1.0642381511272074,1.0546811027982033,1.0276723440678304,1.0296503063189142,482.56338156017614,0,66015.402196694529,0,0,0,1,0,null,null,105.19908482336085,null,64644.46472632193,1,null,null,6.8320000000000007,5.3630000000000004,5.5847964346769574,15.4,15.58,17.390432125820322,null,1523310.3341092397,134780.16663285729]
[14034,"CwaNgsld912",1,1.5230022132571206,8042.7230260029346,0,"GSLD",5,1.0062777414973603,0.98564281026156741,1.0265347938683682,1.0441196275961266,1.0994476760618126,1.0901464119048656,1.0679338408439019,1.0965343851174858,1.0642381511272074,1.0546811027982033,1.0276723440678304,1.0296503063189142,482.56338156017614,0,66015.402196694529,0,0,0,1,0,null,null,105.19908482336085,null,64644.46472632193,1,null,null,6.8320000000000007,5.3630000000000004,5.5847964346769574,15.4,15.58,17.390432125820322,null,1523310.3341092397,134780.16663285729]
[14035,"CasEgsld1001",1,0.77279789048028524,4213.4042787350008,0,"GSLD",10,1,1,1,1,1,1,1,1,1,1,1,1,211.86345318616117,0,16051.512342192433,0,0,0,1,0,null,null,38.872718625801319,null,15165.927690400702,1,null,null,6.8320000000000007,5.3630000000000004,5.5847964346769574,15.4,15.58,17.390432125820322,null,166891.98755858737,17202.761803254089]
[14036,"CasNgsld1001",1,0.77279789048028524,4213.4042787350008,0,"GSLD",10,1,1,1,1,1,1,1,1,1,1,1,1,211.86345318616117,0,16051.512342192433,0,0,0,1,0,null,null,38.872718625801319,null,15165.927690400702,1,null,null,6.8320000000000007,5.3630000000000004,5.5847964346769574,15.4,15.58,17.390432125820322,null,166891.98755858737,17202.761803254089]
[14037,"CcoEgsld1001",1,0.70334276033992116,8192.0077254360531,0,"GSLD",10,1,1,1,1,1,1,1,1,1,1,1,1,411.92036899902484,0,29877.556569030181,0,0,0,1,0,null,null,47.7050643900618,null,28506.781226913256,1,null,null,6.8320000000000007,5.3630000000000004,5.5847964346769574,15.4,15.58,17.390432125820322,null,321220.82342815498,33110.54887964487]
[14038,"CcoNgsld1001",1,0.70334276033992116,8192.0077254360531,0,"GSLD",10,1,1,1,1,1,1,1,1,1,1,1,1,411.92036899902484,0,29877.556569030181,0,0,0,1,0,null,null,47.7050643900618,null,28506.781226913256,1,null,null,6.8320000000000007,5.3630000000000004,5.5847964346769574,15.4,15.58,17.390432125820322,null,321220.82342815498,33110.54887964487]
[14039,"CdaEgsld1001",1,0.7409889999972129,7322.6205474674143,0,"GSLD",10,1,1,1,1,1,1,1,1,1,1,1,1,368.20479900024287,0,5434.3692481243324,0,0,0,1,0,null,null,9.3749015581341855,null,4169.6156723606809,1,null,null,6.8320000000000007,5.3630000000000004,5.5847964346769574,15.4,15.58,17.390432125820322,null,0,0]
[14040,"CdaNgsld1001",1,0.7409889999972129,7322.6205474674143,0,"GSLD",10,1,1,1,1,1,1,1,1,1,1,1,1,368.20479900024287,0,5434.3692481243324,0,0,0,1,0,null,null,9.3749015581341855,null,4169.6156723606809,1,null,null,6.8320000000000007,5.3630000000000004,5.5847964346769574,15.4,15.58,17.390432125820322,null,0,0]
[14041,"CgrEgsld1001",1,0.83144294175415878,6522.1439489043423,0,"GSLD",10,1,1,1,1,1,1,1,1,1,1,1,1,327.9542734994709,0,39594.69623025602,0,0,0,1,0,null,null,73.76850227114565,null,38427.560775687132,1,null,null,6.8320000000000007,5.3630000000000004,5.5847964346769574,15.4,15.58,17.390432125820322,null,473592.97378693568,48816.646256857435]
[14042,"CgrNgsld1001",1,0.83144294175415878,6522.1439489043423,0,"GSLD",10,1,1,1,1,1,1,1,1,1,1,1,1,327.9542734994709,0,39594.69623025602,0,0,0,1,0,null,null,73.76850227114565,null,38427.560775687132,1,null,null,6.8320000000000007,5.3630000000000004,5.5847964346769574,15.4,15.58,17.390432125820322,null,473592.97378693568,48816.646256857435]
[14043,"CheEgsld1001",1,0.85651274397211563,7059.300276170884,0,"GSLD",10,1,1,1,1,1,1,1,1,1,1,1,1,354.9642129372437,0,40183.787571225221,0,0,0,1,0,null,null,71.05254728362307,null,38951.145902546181,1,null,null,6.8320000000000007,5.3630000000000004,5.5847964346769574,15.4,15.58,17.390432125820322,null,476554.16744058137,49121.877860975583]
[14044,"CheNgsld1001",1,0.85651274397211563,7059.300276170884,0,"GSLD",10,1,1,1,1,1,1,1,1,1,1,1,1,354.9642129372437,0,40183.787571225221,0,0,0,1,0,null,null,71.05254728362307,null,38951.145902546181,1,null,null,6.8320000000000007,5.3630000000000004,5.5847964346769574,15.4,15.58,17.390432125820322,null,476554.16744058137,49121.877860975583]
[14045,"ChoEgsld1001",1,0.59810533380994735,7566.3977577149135,0,"GSLD",10,1,1,1,1,1,1,1,1,1,1,1,1,380.46269740125518,0,1033.3069552926672,0,0,0,1,0,null,null,1.7432544616773613,null,-261.17525126066664,0,null,null,6.8320000000000007,5.3630000000000004,5.5847964346769574,15.4,15.58,17.390432125820322,null,0,0]
[14046,"ChoNgsld1001",1,0.59810533380994735,7566.3977577149135,0,"GSLD",10,1,1,1,1,1,1,1,1,1,1,1,1,380.46269740125518,0,1033.3069552926672,0,0,0,1,0,null,null,1.7432544616773613,null,-261.17525126066664,0,null,null,6.8320000000000007,5.3630000000000004,5.5847964346769574,15.4,15.58,17.390432125820322,null,0,0]
[14047,"CinEgsld1001",1,0.69175834922180812,7468.5534610340428,0,"GSLD",10,1,1,1,1,1,1,1,1,1,1,1,1,375.54277298906362,0,90431.46051525767,0,0,0,1,0,null,null,153.92627744775291,null,89148.910420684566,1,null,null,6.8320000000000007,5.3630000000000004,5.5847964346769574,15.4,15.58,17.390432125820322,null,1175559.4389293469,121173.39669389068]
[14048,"CinNgsld1001",1,0.69175834922180812,7468.5534610340428,0,"GSLD",10,1,1,1,1,1,1,1,1,1,1,1,1,375.54277298906362,0,90431.46051525767,0,0,0,1,0,null,null,153.92627744775291,null,89148.910420684566,1,null,null,6.8320000000000007,5.3630000000000004,5.5847964346769574,15.4,15.58,17.390432125820322,null,1175559.4389293469,121173.39669389068]
[14049,"CloEgsld1001",1,0.81562882408346304,7700.5006261153048,0,"GSLD",10,1,1,1,1,1,1,1,1,1,1,1,1,387.20581885410712,0,8855.5609607643091,0,0,0,1,0,null,null,14.760797275494188,null,7544.7249094095469,1,null,null,6.8320000000000007,5.3630000000000004,5.5847964346769574,15.4,15.58,17.390432125820322,null,31928.569635333988,3291.1081364073543]
[14050,"CloNgsld1001",1,0.81562882408346304,7700.5006261153048,0,"GSLD",10,1,1,1,1,1,1,1,1,1,1,1,1,387.20581885410712,0,8855.5609607643091,0,0,0,1,0,null,null,14.760797275494188,null,7544.7249094095469,1,null,null,6.8320000000000007,5.3630000000000004,5.5847964346769574,15.4,15.58,17.390432125820322,null,31928.569635333988,3291.1081364073543]
[14051,"CmiEgsld1001",1,1.8323334544417493,7557.6125122123503,0,"GSLD",10,1,1,1,1,1,1,1,1,1,1,1,1,380.02094713801671,0,17837.627520035894,0,0,0,1,0,null,null,30.117149596668753,null,16544.216674171599,1,null,null,6.8320000000000007,5.3630000000000004,5.5847964346769574,15.4,15.58,17.390432125820322,null,159003.87482662321,16389.677086664211]
[14052,"CmiNgsld1001",1,1.8323334544417493,7557.6125122123503,0,"GSLD",10,1,1,1,1,1,1,1,1,1,1,1,1,380.02094713801671,0,17837.627520035894,0,0,0,1,0,null,null,30.117149596668753,null,16544.216674171599,1,null,null,6.8320000000000007,5.3630000000000004,5.5847964346769574,15.4,15.58,17.390432125820322,null,159003.87482662321,16389.677086664211]
[14053,"CofEgsld1001",1,2.050645781497423,6285.4713808106271,0,"GSLD",10,1,1,1,1,1,1,1,1,1,1,1,1,316.05361924613027,0,21815.362674095548,0,0,0,1,0,null,null,41.628412831908847,null,20677.089439205694,1,null,null,6.8320000000000007,5.3630000000000004,5.5847964346769574,15.4,15.58,17.390432125820322,null,227164.34400182619,23415.468634670295]
[14054,"CofNgsld1001",1,2.050645781497423,6285.4713808106271,0,"GSLD",10,1,1,1,1,1,1,1,1,1,1,1,1,316.05361924613027,0,21815.362674095548,0,0,0,1,0,null,null,41.628412831908847,null,20677.089439205694,1,null,null,6.8320000000000007,5.3630000000000004,5.5847964346769574,15.4,15.58,17.390432125820322,null,227164.34400182619,23415.468634670295]
[14055,"CreEgsld1001",1,0.77717765460363619,6134.0578488093724,0,"GSLD",10,1,1,1,1,1,1,1,1,1,1,1,1,308.44006222033011,0,19268.363561993829,0,0,0,1,0,null,null,37.346890852803668,null,18148.555207331527,1,null,null,6.8320000000000007,5.3630000000000004,5.5847964346769574,15.4,15.58,17.390432125820322,null,193017.17869271425,19895.673828087514]
[14056,"CreNgsld1001",1,0.77717765460363619,6134.0578488093724,0,"GSLD",10,1,1,1,1,1,1,1,1,1,1,1,1,308.44006222033011,0,19268.363561993829,0,0,0,1,0,null,null,37.346890852803668,null,18148.555207331527,1,null,null,6.8320000000000007,5.3630000000000004,5.5847964346769574,15.4,15.58,17.390432125820322,null,193017.17869271425,19895.673828087514]
[14057,"CrtEgsld1001",1,1.3161048381911264,5933.2815133286085,0,"GSLD",10,1,1,1,1,1,1,1,1,1,1,1,1,298.34438543761496,0,14300.188105341682,0,0,0,1,0,null,null,28.308129448202838,null,13204.86442479126,1,null,null,6.8320000000000007,5.3630000000000004,5.5847964346769574,15.4,15.58,17.390432125820322,null,125479.99777518449,12934.129099766249]
[14058,"CrtNgsld1001",1,1.3161048381911264,5933.2815133286085,0,"GSLD",10,1,1,1,1,1,1,1,1,1,1,1,1,298.34438543761496,0,14300.188105341682,0,0,0,1,0,null,null,28.308129448202838,null,13204.86442479126,1,null,null,6.8320000000000007,5.3630000000000004,5.5847964346769574,15.4,15.58,17.390432125820322,null,125479.99777518449,12934.129099766249]
[14059,"CscEgsld1001",1,1.7181205628469154,5583.3430535907837,0,"GSLD",10,1,1,1,1,1,1,1,1,1,1,1,1,280.74835961666975,0,11069.437409724724,0,0,0,1,0,null,null,22.758137955943994,null,10016.788724339329,1,null,null,6.8320000000000007,5.3630000000000004,5.5847964346769574,15.4,15.58,17.390432125820322,null,83718.060792061471,8629.4248124440564]
[14060,"CscNgsld1001",1,1.7181205628469154,5583.3430535907837,0,"GSLD",10,1,1,1,1,1,1,1,1,1,1,1,1,280.74835961666975,0,11069.437409724724,0,0,0,1,0,null,null,22.758137955943994,null,10016.788724339329,1,null,null,6.8320000000000007,5.3630000000000004,5.5847964346769574,15.4,15.58,17.390432125820322,null,83718.060792061471,8629.4248124440564]
[14061,"CwaEgsld1001",1,1.6317967668544151,5606.370506650288,0,"GSLD",10,1,1,1,1,1,1,1,1,1,1,1,1,281.90625366160901,0,56594.181191538111,0,0,0,1,0,null,null,116.05976207560369,null,55538.724308252109,1,null,null,6.8320000000000007,5.3630000000000004,5.5847964346769574,15.4,15.58,17.390432125820322,null,720440.66878661141,74261.019955570911]
[14062,"CwaNgsld1001",1,1.6317967668544151,5606.370506650288,0,"GSLD",10,1,1,1,1,1,1,1,1,1,1,1,1,281.90625366160901,0,56594.181191538111,0,0,0,1,0,null,null,116.05976207560369,null,55538.724308252109,1,null,null,6.8320000000000007,5.3630000000000004,5.5847964346769574,15.4,15.58,17.390432125820322,null,720440.66878661141,74261.019955570911]
[14063,"CasEgsld1002",1,0,3002.443989353219,0,"GSLD",5,0.57723342209516748,0.60437372201316453,0.83705124089372529,1.0970310586362544,1.2026142145897361,1.2026142145897361,1.2889868661351127,1.2890846405144394,1.2453007447106357,1.1191895620457397,0.77552819282287611,0.85362126693691953,150.97249385558291,0,875.06463420268676,0,0,0,1,0,null,null,2.5043043697345642,null,134.28693875849274,1,null,null,6.8320000000000007,5.3630000000000004,5.5847964346769574,15.4,15.58,17.390432125820322,null,0,0]
[14064,"CcoEgsld1002",1,0,4932.1338370522762,0,"GSLD",5,0.57723342209516748,0.60437372201316453,0.83705124089372529,1.0970310586362544,1.2026142145897361,1.2026142145897361,1.2889868661351127,1.2890846405144394,1.2453007447106357,1.1191895620457397,0.77552819282287611,0.85362126693691953,248.00347585158161,0,3728.9312159155497,0,0,0,1,0,null,null,8.2332083670802572,null,2752.8278435444558,1,null,null,6.8320000000000007,5.3630000000000004,5.5847964346769574,15.4,15.58,17.390432125820322,null,26568.954852097915,2350.7804562493179]
[14065,"CdaEgsld1002",1,0,4932.133838433163,0,"GSLD",5,0.57723342209516748,0.60437372201316453,0.83705124089372529,1.0970310586362544,1.2026142145897361,1.2026142145897361,1.2889868661351127,1.2890846405144394,1.2453007447106357,1.1191895620457397,0.77552819282287611,0.85362126693691953,248.00347592101699,0,2819.4364837271705,0,0,0,1,0,null,null,6.225110279696823,null,1843.3331111876773,1,null,null,6.8320000000000007,5.3630000000000004,5.5847964346769574,15.4,15.58,17.390432125820322,null,4257.7310427111661,376.71752535576752]
[14066,"CgrEgsld1002",1,0,3526.3542115452583,0,"GSLD",5,0.57723342209516748,0.60437372201316453,0.83705124089372529,1.0970310586362544,1.2026142145897361,1.2026142145897361,1.2889868661351127,1.2890846405144394,1.2453007447106357,1.1191895620457397,0.77552819282287611,0.85362126693691953,177.31637673274642,0,955.47900934161862,0,0,0,1,0,null,null,2.5309258201274258,null,150.8104623011053,1,null,null,6.8320000000000007,5.3630000000000004,5.5847964346769574,15.4,15.58,17.390432125820322,null,0,0]
[14067,"CheEgsld1002",1,0,4932.1338406936102,0,"GSLD",5,0.57723342209516748,0.60437372201316453,0.83705124089372529,1.0970310586362544,1.2026142145897361,1.2026142145897361,1.2889868661351127,1.2890846405144394,1.2453007447106357,1.1191895620457397,0.77552819282287611,0.85362126693691953,248.00347603467952,0,1921.2781078692326,0,0,0,1,0,null,null,4.242042041124872,null,945.17473505407781,1,null,null,6.8320000000000007,5.3630000000000004,5.5847964346769574,15.4,15.58,17.390432125820322,null,0,0]
[14068,"ChoEgsld1002",1,0,4932.1338386594507,0,"GSLD",5,0.57723342209516748,0.60437372201316453,0.83705124089372529,1.0970310586362544,1.2026142145897361,1.2026142145897361,1.2889868661351127,1.2890846405144394,1.2453007447106357,1.1191895620457397,0.77552819282287611,0.85362126693691953,248.0034759323955,0,752.66556599618309,0,0,0,1,0,null,null,1.661830716518641,null,-223.43780657090596,0,null,null,6.8320000000000007,5.3630000000000004,5.5847964346769574,15.4,15.58,17.390432125820322,null,0,0]
[14069,"CinEgsld1002",1,0,4932.133835669667,0,"GSLD",5,0.57723342209516748,0.60437372201316453,0.83705124089372529,1.0970310586362544,1.2026142145897361,1.2026142145897361,1.2889868661351127,1.2890846405144394,1.2453007447106357,1.1191895620457397,0.77552819282287611,0.85362126693691953,248.00347578205961,0,4389.7543569511799,0,0,0,1,0,null,null,9.6922577044963596,null,3413.6509847486955,1,null,null,6.8320000000000007,5.3630000000000004,5.5847964346769574,15.4,15.58,17.390432125820322,null,42779.908480950689,3785.1008192447775]
[14070,"CloEgsld1002",1,0,5221.6594436258674,0,"GSLD",5,0.57723342209516748,0.60437372201316453,0.83705124089372529,1.0970310586362544,1.2026142145897361,1.2026142145897361,1.2889868661351127,1.2890846405144394,1.2453007447106357,1.1191895620457397,0.77552819282287611,0.85362126693691953,262.56175004902343,0,1835.7399783605981,0,0,0,1,0,null,null,3.9188306029955591,null,824.32895826785443,1,null,null,6.8320000000000007,5.3630000000000004,5.5847964346769574,15.4,15.58,17.390432125820322,null,0,0]
[14071,"CmiEgsld1002",1,0,3002.4439899629288,0,"GSLD",5,0.57723342209516748,0.60437372201316453,0.83705124089372529,1.0970310586362544,1.2026142145897361,1.2026142145897361,1.2889868661351127,1.2890846405144394,1.2453007447106357,1.1191895620457397,0.77552819282287611,0.85362126693691953,150.9724938862411,0,3139.1728187865156,0,0,0,1,0,null,null,8.9838440492642153,null,2398.3951232679678,1,null,null,6.8320000000000007,5.3630000000000004,5.5847964346769574,15.4,15.58,17.390432125820322,null,31072.807889119096,2749.2744789230219]
[14072,"CofEgsld1002",1,0,3002.4439898657647,0,"GSLD",5,0.57723342209516748,0.60437372201316453,0.83705124089372529,1.0970310586362544,1.2026142145897361,1.2026142145897361,1.2889868661351127,1.2890846405144394,1.2453007447106357,1.1191895620457397,0.77552819282287611,0.85362126693691953,150.97249388135535,0,1121.431046193097,0,0,0,1,0,null,null,3.209368267608395,null,380.65335068639797,1,null,null,6.8320000000000007,5.3630000000000004,5.5847964346769574,15.4,15.58,17.390432125820322,null,0,0]
[14073,"CreEgsld1002",1,0,3526.354207453724,0,"GSLD",5,0.57723342209516748,0.60437372201316453,0.83705124089372529,1.0970310586362544,1.2026142145897361,1.2026142145897361,1.2889868661351127,1.2890846405144394,1.2453007447106357,1.1191895620457397,0.77552819282287611,0.85362126693691953,177.31637652701099,0,526.14701371159708,0,0,0,1,0,null,null,1.3936874069867782,null,-278.52153282995357,0,null,null,6.8320000000000007,5.3630000000000004,5.5847964346769574,15.4,15.58,17.390432125820322,null,0,0]
[14074,"CrtEgsld1002",1,0,3002.4439893444569,0,"GSLD",5,0.57723342209516748,0.60437372201316453,0.83705124089372529,1.0970310586362544,1.2026142145897361,1.2026142145897361,1.2889868661351127,1.2890846405144394,1.2453007447106357,1.1191895620457397,0.77552819282287611,0.85362126693691953,150.97249385514235,0,1325.6475218584806,0,0,0,1,0,null,null,3.7938053395876352,null,584.86982641535508,1,null,null,6.8320000000000007,5.3630000000000004,5.5847964346769574,15.4,15.58,17.390432125820322,null,0,0]
[14075,"CscEgsld1002",1,0,3002.4439892389755,0,"GSLD",5,0.57723342209516748,0.60437372201316453,0.83705124089372529,1.0970310586362544,1.2026142145897361,1.2026142145897361,1.2889868661351127,1.2890846405144394,1.2453007447106357,1.1191895620457397,0.77552819282287611,0.85362126693691953,150.97249384983837,0,1098.0981638978835,0,0,0,1,0,null,null,3.1425930414852394,null,357.32046846762137,1,null,null,6.8320000000000007,5.3630000000000004,5.5847964346769574,15.4,15.58,17.390432125820322,null,0,0]
[14076,"CwaEgsld1002",1,0,3002.4439891170359,0,"GSLD",5,0.57723342209516748,0.60437372201316453,0.83705124089372529,1.0970310586362544,1.2026142145897361,1.2026142145897361,1.2889868661351127,1.2890846405144394,1.2453007447106357,1.1191895620457397,0.77552819282287611,0.85362126693691953,150.97249384370687,0,5117.800296232409,0,0,0,1,0,null,null,14.646380558421283,null,4377.0226008170166,1,null,null,6.8320000000000007,5.3630000000000004,5.5847964346769574,15.4,15.58,17.390432125820322,null,79611.411941897502,7043.8958675353651]
[14077,"CasEgsld1003",0,5.7944087240000002,2543.4699999999998,0,"GSLD",5,0.57723342209516748,0.60437372201316453,0.83705124089372529,1.0970310586362544,1.2026142145897361,1.2026142145897361,1.2889868661351127,1.2890846405144394,1.2453007447106357,1.1191895620457397,0.77552819282287611,0.85362126693691953,127.89381261016587,0,741.29630829015537,0,0,0,1,0,null,null,2.2822497608626704,null,56.490490847586472,1,null,null,6.8320000000000007,5.3630000000000004,5.5847964346769574,15.4,15.58,17.390432125820322,null,0,0]
[14078,"CcoEgsld1003",0,0.24023162100000001,1248.67,0,"GSLD",5,0.57723342209516748,0.60437372201316453,0.83705124089372529,1.0970310586362544,1.2026142145897361,1.2026142145897361,1.2889868661351127,1.2890846405144394,1.2453007447106357,1.1191895620457397,0.77552819282287611,0.85362126693691953,62.787124279797219,0,944.05478342819731,0,0,0,1,0,null,null,3.6968212585362745,null,417.14982598562824,1,null,null,6.8320000000000007,5.3630000000000004,5.5847964346769574,15.4,15.58,17.390432125820322,null,0,0]
[14079,"CdaEgsld1003",0,1.833324712,9529.2099999999991,0,"GSLD",5,0.57723342209516748,0.60437372201316453,0.83705124089372529,1.0970310586362544,1.2026142145897361,1.2026142145897361,1.2889868661351127,1.2890846405144394,1.2453007447106357,1.1191895620457397,0.77552819282287611,0.85362126693691953,479.15917941352512,0,5447.3384573912699,0,0,0,1,0,null,null,7.7879789799788108,null,3910.6216469487013,1,null,null,6.8320000000000007,5.3630000000000004,5.5847964346769574,15.4,15.58,17.390432125820322,null,23528.463576840935,2081.7624422905828]
[14080,"CgrEgsld1003",0,0.84812121299999998,1103.55,0,"GSLD",5,0.57723342209516748,0.60437372201316453,0.83705124089372529,1.0970310586362544,1.2026142145897361,1.2026142145897361,1.2889868661351127,1.2890846405144394,1.2453007447106357,1.1191895620457397,0.77552819282287611,0.85362126693691953,55.490026187039184,0,299.01104582936767,0,0,0,1,0,null,null,1.2077031144336692,null,-210.19652761320134,0,null,null,6.8320000000000007,5.3630000000000004,5.5847964346769574,15.4,15.58,17.390432125820322,null,0,0]
[14081,"CheEgsld1003",0,0.328594424,1707.95999999999,0,"GSLD",5,0.57723342209516748,0.60437372201316453,0.83705124089372529,1.0970310586362544,1.2026142145897361,1.2026142145897361,1.2889868661351127,1.2890846405144394,1.2453007447106357,1.1191895620457397,0.77552819282287611,0.85362126693691953,85.8816955520048,0,665.32382597606875,0,0,0,1,0,null,null,2.376147552282049,null,82.408453033500905,1,null,null,6.8320000000000007,5.3630000000000004,5.5847964346769574,15.4,15.58,17.390432125820322,null,0,0]
[14082,"ChoEgsld1003",0,6.7324148560000001,34993.58,0,"GSLD",5,0.57723342209516748,0.60437372201316453,0.83705124089372529,1.0970310586362544,1.2026142145897361,1.2026142145897361,1.2889868661351127,1.2890846405144394,1.2453007447106357,1.1191895620457397,0.77552819282287611,0.85362126693691953,1759.5892080814199,0,5340.1759884300882,0,0,0,1,0,null,null,2.5859053236105298,null,698.07925648751871,1,null,null,6.8320000000000007,5.3630000000000004,5.5847964346769574,15.4,15.58,17.390432125820322,null,0,0]
[14083,"CinEgsld1003",0,0.22607556500000001,1175.0899999999999,0,"GSLD",5,0.57723342209516748,0.60437372201316453,0.83705124089372529,1.0970310586362544,1.2026142145897361,1.2026142145897361,1.2889868661351127,1.2890846405144394,1.2453007447106357,1.1191895620457397,0.77552819282287611,0.85362126693691953,59.087286368653771,0,1045.8670869804932,0,0,0,1,0,null,null,4.1597868677352041,null,527.93521053792426,1,null,null,6.8320000000000007,5.3630000000000004,5.5847964346769574,15.4,15.58,17.390432125820322,null,0,0]
[14084,"CloEgsld1003",0,2.4260302760000001,3683.0299999999902,0,"GSLD",5,0.57723342209516748,0.60437372201316453,0.83705124089372529,1.0970310586362544,1.2026142145897361,1.2026142145897361,1.2889868661351127,1.2890846405144394,1.2453007447106357,1.1191895620457397,0.77552819282287611,0.85362126693691953,185.19453685619175,0,1294.8154672849721,0,0,0,1,0,null,null,3.3551042760811054,null,471.04030784240433,1,null,null,6.8320000000000007,5.3630000000000004,5.5847964346769574,15.4,15.58,17.390432125820322,null,0,0]
[14085,"CmiEgsld1003",0,9.1183221589999999,4002.51,0,"GSLD",5,0.57723342209516748,0.60437372201316453,0.83705124089372529,1.0970310586362544,1.2026142145897361,1.2026142145897361,1.2889868661351127,1.2890846405144394,1.2453007447106357,1.1191895620457397,0.77552819282287611,0.85362126693691953,201.25901383162179,0,4184.7810120435761,0,0,0,1,0,null,null,10.382583560665994,null,3322.0452666010074,1,null,null,6.8320000000000007,5.3630000000000004,5.5847964346769574,15.4,15.58,17.390432125820322,null,46891.08837997615,4148.851723732877]
[14086,"CofEgsld1003",0,10.465962380000001,4594.0600000000004,0,"GSLD",5,0.57723342209516748,0.60437372201316453,0.83705124089372529,1.0970310586362544,1.2026142145897361,1.2026142145897361,1.2889868661351127,1.2890846405144394,1.2453007447106357,1.1191895620457397,0.77552819282287611,0.85362126693691953,231.00404123495017,0,1715.9092823923736,0,0,0,1,0,null,null,3.946591429392627,null,781.03401444980454,1,null,null,6.8320000000000007,5.3630000000000004,5.5847964346769574,15.4,15.58,17.390432125820322,null,0,0]
[14087,"CreEgsld1003",0,2.178285458,2834.3199999999902,0,"GSLD",5,0.57723342209516748,0.60437372201316453,0.83705124089372529,1.0970310586362544,1.2026142145897361,1.2026142145897361,1.2889868661351127,1.2890846405144394,1.2453007447106357,1.1191895620457397,0.77552819282287611,0.85362126693691953,142.5186815481386,0,422.89257294429586,0,0,0,1,0,null,null,1.2423118474176615,null,-297.38240199827192,0,null,null,6.8320000000000007,5.3630000000000004,5.5847964346769574,15.4,15.58,17.390432125820322,null,0,0]
[14088,"CrtEgsld1003",0,9.2708215870000004,4069.45,0,"GSLD",5,0.57723342209516748,0.60437372201316453,0.83705124089372529,1.0970310586362544,1.2026142145897361,1.2026142145897361,1.2889868661351127,1.2890846405144394,1.2453007447106357,1.1191895620457397,0.77552819282287611,0.85362126693691953,204.62497128978896,0,1796.7550192351277,0,0,0,1,0,null,null,4.4184554084754311,null,925.85594079255873,1,null,null,6.8320000000000007,5.3630000000000004,5.5847964346769574,15.4,15.58,17.390432125820322,null,0,0]
[14089,"CscEgsld1003",0,18.225982569999999,8000.3399999999901,0,"GSLD",5,0.57723342209516748,0.60437372201316453,0.83705124089372529,1.0970310586362544,1.2026142145897361,1.2026142145897361,1.2889868661351127,1.2890846405144394,1.2453007447106357,1.1191895620457397,0.77552819282287611,0.85362126693691953,402.28270228373572,0,2926.0025152993921,0,0,0,1,0,null,null,4.7387618608373607,null,1575.7314013568243,1,null,null,6.8320000000000007,5.3630000000000004,5.5847964346769574,15.4,15.58,17.390432125820322,null,0,0]
[14090,"CwaEgsld1003",0,3.1037073589999999,1362.38,0,"GSLD",5,0.57723342209516748,0.60437372201316453,0.83705124089372529,1.0970310586362544,1.2026142145897361,1.2026142145897361,1.2889868661351127,1.2890846405144394,1.2453007447106357,1.1191895620457397,0.77552819282287611,0.85362126693691953,68.504827037015502,0,2322.2377479326647,0,0,0,1,0,null,null,8.8815506573658478,null,1781.4658559900959,1,null,null,6.8320000000000007,5.3630000000000004,5.5847964346769574,15.4,15.58,17.390432125820322,null,27156.26723356326,2402.7449567630802]
[14091,"CasEgsld1004",1,0.71209699109639457,3545.5611216245493,0,"GSLD",5,0.57723342209516748,0.60437372201316453,0.83705124089372529,1.0970310586362544,1.2026142145897361,1.2026142145897361,1.2889868661351127,1.2890846405144394,1.2453007447106357,1.1191895620457397,0.77552819282287611,0.85362126693691953,178.28216164803976,0,1033.3565445149268,0,0,0,1,0,null,null,2.7297640024171206,null,226.34571479024396,1,null,null,6.8320000000000007,5.3630000000000004,5.5847964346769574,15.4,15.58,17.390432125820322,null,0,0]
[14092,"CcoEgsld1004",1,0.78959517266320911,6851.740437585343,0,"GSLD",5,0.57723342209516748,0.60437372201316453,0.83705124089372529,1.0970310586362544,1.2026142145897361,1.2026142145897361,1.2889868661351127,1.2890846405144394,1.2453007447106357,1.1191895620457397,0.77552819282287611,0.85362126693691953,344.52743990612663,0,5180.2464501516433,0,0,0,1,0,null,null,9.3193030531496444,null,3970.0470528455421,1,null,null,6.8320000000000007,5.3630000000000004,5.5847964346769574,15.4,15.58,17.390432125820322,null,43299.485864222399,3831.07223080024]
[14093,"CdaEgsld1004",1,0.78959517266320911,6851.740437585343,0,"GSLD",5,0.57723342209516748,0.60437372201316453,0.83705124089372529,1.0970310586362544,1.2026142145897361,1.2026142145897361,1.2889868661351127,1.2890846405144394,1.2453007447106357,1.1191895620457397,0.77552819282287611,0.85362126693691953,344.52743990612657,0,3916.772658564722,0,0,0,1,0,null,null,7.0463040217684494,null,2706.5732612586207,1,null,null,6.8320000000000007,5.3630000000000004,5.5847964346769574,15.4,15.58,17.390432125820322,null,12304.637131673691,1088.6954587185874]
[14094,"CgrEgsld1004",1,0.7448128422279483,4506.7038218164244,0,"GSLD",5,0.57723342209516748,0.60437372201316453,0.83705124089372529,1.0970310586362544,1.2026142145897361,1.2026142145897361,1.2889868661351127,1.2890846405144394,1.2453007447106357,1.1191895620457397,0.77552819282287611,0.85362126693691953,226.61149299064198,0,1221.108443663212,0,0,0,1,0,null,null,2.8391420776419025,null,296.88626165013,1,null,null,6.8320000000000007,5.3630000000000004,5.5847964346769574,15.4,15.58,17.390432125820322,null,0,0]
[14095,"CheEgsld1004",1,0.78959517266320911,6851.7404375853421,0,"GSLD",5,0.57723342209516748,0.60437372201316453,0.83705124089372529,1.0970310586362544,1.2026142145897361,1.2026142145897361,1.2889868661351127,1.2890846405144394,1.2453007447106357,1.1191895620457397,0.77552819282287611,0.85362126693691953,344.52743990612657,0,2669.0473796395991,0,0,0,1,0,null,null,4.8016366853257022,null,1458.8479823334978,1,null,null,6.8320000000000007,5.3630000000000004,5.5847964346769574,15.4,15.58,17.390432125820322,null,0,0]
[14096,"ChoEgsld1004",1,0.78959517266320889,6851.7404375853412,0,"GSLD",5,0.57723342209516748,0.60437372201316453,0.83705124089372529,1.0970310586362544,1.2026142145897361,1.2026142145897361,1.2889868661351127,1.2890846405144394,1.2453007447106357,1.1191895620457397,0.77552819282287611,0.85362126693691953,344.52743990612652,0,1045.6060729924945,0,0,0,1,0,null,null,1.8810533363997604,null,-164.59332431360681,0,null,null,6.8320000000000007,5.3630000000000004,5.5847964346769574,15.4,15.58,17.390432125820322,null,0,0]
[14097,"CinEgsld1004",1,0.78959517266320889,6851.7404375853421,0,"GSLD",5,0.57723342209516748,0.60437372201316453,0.83705124089372529,1.0970310586362544,1.2026142145897361,1.2026142145897361,1.2889868661351127,1.2890846405144394,1.2453007447106357,1.1191895620457397,0.77552819282287611,0.85362126693691953,344.52743990612652,0,6098.2646539446614,0,0,0,1,0,null,null,10.970824835323691,null,4888.0652566385597,1,null,null,6.8320000000000007,5.3630000000000004,5.5847964346769574,15.4,15.58,17.390432125820322,null,65819.801971291541,5823.6353281354232]
[14098,"CloEgsld1004",1,0.41053695838630511,5522.7015531978532,0,"GSLD",5,0.57723342209516748,0.60437372201316453,0.83705124089372529,1.0970310586362544,1.2026142145897361,1.2026142145897361,1.2889868661351127,1.2890846405144394,1.2453007447106357,1.1191895620457397,0.77552819282287611,0.85362126693691953,277.69911087866507,0,1941.5751140445061,0,0,0,1,0,null,null,4.006670706197915,null,893.45200868945892,1,null,null,6.8320000000000007,5.3630000000000004,5.5847964346769574,15.4,15.58,17.390432125820322,null,0,0]
[14099,"CmiEgsld1004",1,0.71209699109639468,3545.5611216245493,0,"GSLD",5,0.57723342209516748,0.60437372201316453,0.83705124089372529,1.0970310586362544,1.2026142145897361,1.2026142145897361,1.2889868661351127,1.2890846405144394,1.2453007447106357,1.1191895620457397,0.77552819282287611,0.85362126693691953,178.28216164803973,0,3707.0230577348552,0,0,0,1,0,null,null,9.7926491614614992,null,2900.0122280101727,1,null,null,6.8320000000000007,5.3630000000000004,5.5847964346769574,15.4,15.58,17.390432125820322,null,39663.41325680606,3509.3580922276083]
[14100,"CofEgsld1004",1,0.71209699109639457,3545.5611216245488,0,"GSLD",5,0.57723342209516748,0.60437372201316453,0.83705124089372529,1.0970310586362544,1.2026142145897361,1.2026142145897361,1.2889868661351127,1.2890846405144394,1.2453007447106357,1.1191895620457397,0.77552819282287611,0.85362126693691953,178.28216164803973,0,1324.2885900238739,0,0,0,1,0,null,null,3.4983039891190986,null,517.27776029919119,1,null,null,6.8320000000000007,5.3630000000000004,5.5847964346769574,15.4,15.58,17.390432125820322,null,0,0]
[14101,"CreEgsld1004",1,0.7448128422279483,4506.7038218164234,0,"GSLD",5,0.57723342209516748,0.60437372201316453,0.83705124089372529,1.0970310586362544,1.2026142145897361,1.2026142145897361,1.2889868661351127,1.2890846405144394,1.2453007447106357,1.1191895620457397,0.77552819282287611,0.85362126693691953,226.61149299064198,0,672.41933680948011,0,0,0,1,0,null,null,1.5634107215152429,null,-251.80284520360178,0,null,null,6.8320000000000007,5.3630000000000004,5.5847964346769574,15.4,15.58,17.390432125820322,null,0,0]
[14102,"CrtEgsld1004",1,0.71209699109639468,3545.5611216245493,0,"GSLD",5,0.57723342209516748,0.60437372201316453,0.83705124089372529,1.0970310586362544,1.2026142145897361,1.2026142145897361,1.2889868661351127,1.2890846405144394,1.2453007447106357,1.1191895620457397,0.77552819282287611,0.85362126693691953,178.28216164803976,0,1565.4461269419305,0,0,0,1,0,null,null,4.1353572566333678,null,758.43529721724781,1,null,null,6.8320000000000007,5.3630000000000004,5.5847964346769574,15.4,15.58,17.390432125820322,null,0,0]
[14103,"CscEgsld1004",1,0.71209699109639468,3545.5611216245493,0,"GSLD",5,0.57723342209516748,0.60437372201316453,0.83705124089372529,1.0970310586362544,1.2026142145897361,1.2026142145897361,1.2889868661351127,1.2890846405144394,1.2453007447106357,1.1191895620457397,0.77552819282287611,0.85362126693691953,178.28216164803973,0,1296.7349837658376,0,0,0,1,0,null,null,3.425517066832493,null,489.72415404115475,1,null,null,6.8320000000000007,5.3630000000000004,5.5847964346769574,15.4,15.58,17.390432125820322,null,0,0]
[14104,"CwaEgsld1004",1,0.71209699109639468,3545.5611216245493,0,"GSLD",5,0.57723342209516748,0.60437372201316453,0.83705124089372529,1.0970310586362544,1.2026142145897361,1.2026142145897361,1.2889868661351127,1.2890846405144394,1.2453007447106357,1.1191895620457397,0.77552819282287611,0.85362126693691953,178.28216164803976,0,6043.567781558012,0,0,0,1,0,null,null,15.964977300268748,null,5236.5569518333286,1,null,null,6.8320000000000007,5.3630000000000004,5.5847964346769574,15.4,15.58,17.390432125820322,null,96982.252792265033,8580.8412764526038]
[14105,"CasNgsld1005",1,0.87101304901929266,3384.7773150364701,0,"GSLD",20,0.57723342209516748,0.60437372201316453,0.83705124089372529,1.0970310586362544,1.2026142145897361,1.2026142145897361,1.2889868661351127,1.2890846405144394,1.2453007447106357,1.1191895620457397,0.77552819282287611,0.85362126693691953,170.197437224113,0,8640.1295533187804,0,0,0,1,0,null,null,23.356197910751508,null,7852.7263088075151,1,null,null,6.8320000000000007,5.3630000000000004,5.5847964346769574,15.4,15.58,17.390432125820322,null,26444.707185198436,3977.3153336495843]
[14106,"CcoNgsld1005",1,0.147401088946711,5698.2915859741934,0,"GSLD",20,0.57723342209516748,0.60437372201316453,0.83705124089372529,1.0970310586362544,1.2026142145897361,1.2026142145897361,1.2889868661351127,1.2890846405144394,1.2453007447106357,1.1191895620457397,0.77552819282287611,0.85362126693691953,286.52833974635774,0,35267.614475601251,0,0,0,1,0,null,null,71.391565084451486,null,34198.078165749132,1,null,null,6.8320000000000007,5.3630000000000004,5.5847964346769574,15.4,15.58,17.390432125820322,null,238348.49795692432,35847.896860322457]
[14107,"CdaNgsld1005",1,0.22918188298415079,6123.3697803378236,0,"GSLD",20,0.57723342209516748,0.60437372201316453,0.83705124089372529,1.0970310586362544,1.2026142145897361,1.2026142145897361,1.2889868661351127,1.2890846405144394,1.2453007447106357,1.1191895620457397,0.77552819282287611,0.85362126693691953,307.90263192775154,0,7185.3063259543978,0,0,0,1,0,null,null,13.903470410784426,null,6063.9317302996305,1,null,null,6.8320000000000007,5.3630000000000004,5.5847964346769574,15.4,15.58,17.390432125820322,null,0,0]
[14108,"CgrNgsld1005",1,1.8423272826369048,5923.5354601215395,0,"GSLD",20,0.57723342209516748,0.60437372201316453,0.83705124089372529,1.0970310586362544,1.2026142145897361,1.2026142145897361,1.2889868661351127,1.2890846405144394,1.2453007447106357,1.1191895620457397,0.77552819282287611,0.85362126693691953,297.8543226876892,0,124857.47269844053,0,0,0,1,0,null,null,246.71373750755214,null,123760.46789813614,1,null,null,6.8320000000000007,5.3630000000000004,5.5847964346769574,15.4,15.58,17.390432125820322,null,1025624.8284642501,154255.19096334727]
[14109,"CheNgsld1005",1,0.48088671074967865,7431.6749323013528,0,"GSLD",20,0.57723342209516748,0.60437372201316453,0.83705124089372529,1.0970310586362544,1.2026142145897361,1.2026142145897361,1.2889868661351127,1.2890846405144394,1.2453007447106357,1.1191895620457397,0.77552819282287611,0.85362126693691953,373.68840252545402,0,84117.95562791155,0,0,0,1,0,null,null,143.31027384366891,null,82837.033218974815,1,null,null,6.8320000000000007,5.3630000000000004,5.5847964346769574,15.4,15.58,17.390432125820322,null,651789.7587468666,98029.952974131331]
[14110,"ChoNgsld1005",1,0.11197519603991103,5514.155751896451,0,"GSLD",20,0.57723342209516748,0.60437372201316453,0.83705124089372529,1.0970310586362544,1.2026142145897361,1.2026142145897361,1.2889868661351127,1.2890846405144394,1.2453007447106357,1.1191895620457397,0.77552819282287611,0.85362126693691953,277.26940063626188,0,955.99497802381688,0,0,0,1,0,null,null,1.9746767198929087,null,-91.085966862524373,0,null,null,6.8320000000000007,5.3630000000000004,5.5847964346769574,15.4,15.58,17.390432125820322,null,0,0]
[14111,"CinNgsld1005",1,0.28275092388846135,6401.8096208459401,0,"GSLD",20,0.57723342209516748,0.60437372201316453,0.83705124089372529,1.0970310586362544,1.2026142145897361,1.2026142145897361,1.2889868661351127,1.2890846405144394,1.2453007447106357,1.1191895620457397,0.77552819282287611,0.85362126693691953,321.90347832466188,0,71887.763463458788,0,0,0,1,0,null,null,135.19542700808623,null,70732.433129254059,1,null,null,6.8320000000000007,5.3630000000000004,5.5847964346769574,15.4,15.58,17.390432125820322,null,554138.92273743171,83343.151389071092]
[14112,"CloNgsld1005",1,0.39457870033273507,5820.6813107794706,0,"GSLD",20,0.57723342209516748,0.60437372201316453,0.83705124089372529,1.0970310586362544,1.2026142145897361,1.2026142145897361,1.2889868661351127,1.2890846405144394,1.2453007447106357,1.1191895620457397,0.77552819282287611,0.85362126693691953,292.68248684840955,0,9348.489655895155,0,0,0,1,0,null,null,18.675827040519412,null,8264.0279191030295,1,null,null,6.8320000000000007,5.3630000000000004,5.5847964346769574,15.4,15.58,17.390432125820322,null,8738.7130344569305,1314.3128076594064]
[14113,"CmiNgsld1005",1,3.8345549129119552,4685.6313256594822,0,"GSLD",20,0.57723342209516748,0.60437372201316453,0.83705124089372529,1.0970310586362544,1.2026142145897361,1.2026142145897361,1.2889868661351127,1.2890846405144394,1.2453007447106357,1.1191895620457397,0.77552819282287611,0.85362126693691953,235.60854058597778,0,24171.562814398865,0,0,0,1,0,null,null,54.973655424336698,null,23225.520423292121,1,null,null,6.8320000000000007,5.3630000000000004,5.5847964346769574,15.4,15.58,17.390432125820322,null,150522.84550245645,22638.814538153678]
[14114,"CofNgsld1005",1,3.4736155565704903,4527.1961044575974,0,"GSLD",20,0.57723342209516748,0.60437372201316453,0.83705124089372529,1.0970310586362544,1.2026142145897361,1.2026142145897361,1.2889868661351127,1.2890846405144394,1.2453007447106357,1.1191895620457397,0.77552819282287611,0.85362126693691953,227.64191055250225,0,19076.868668313924,0,0,0,1,0,null,null,44.241686328222187,null,18150.14745243275,1,null,null,6.8320000000000007,5.3630000000000004,5.5847964346769574,15.4,15.58,17.390432125820322,null,107184.62397000208,16120.694604853312]
[14115,"CreNgsld1005",1,0.989813977184684,4814.2706019622847,0,"GSLD",20,0.57723342209516748,0.60437372201316453,0.83705124089372529,1.0970310586362544,1.2026142145897361,1.2026142145897361,1.2889868661351127,1.2890846405144394,1.2453007447106357,1.1191895620457397,0.77552819282287611,0.85362126693691953,242.07693514057368,0,26118.234119581459,0,0,0,1,0,null,null,58.48337005781891,null,25156.504168729589,1,null,null,6.8320000000000007,5.3630000000000004,5.5847964346769574,15.4,15.58,17.390432125820322,null,166412.76007348331,25028.676540826968]
[14116,"CrtNgsld1005",1,2.4285415964277823,4068.458312451723,0,"GSLD",20,0.57723342209516748,0.60437372201316453,0.83705124089372529,1.0970310586362544,1.2026142145897361,1.2026142145897361,1.2889868661351127,1.2890846405144394,1.2453007447106357,1.1191895620457397,0.77552819282287611,0.85362126693691953,204.57510606571824,0,15056.779314299481,0,0,0,1,0,null,null,37.031431316130735,null,14186.001172153427,1,null,null,6.8320000000000007,5.3630000000000004,5.5847964346769574,15.4,15.58,17.390432125820322,null,76268.494104741229,11470.871995396381]
[14117,"CscNgsld1005",1,2.1295734114504263,3937.2254910759448,0,"GSLD",20,0.57723342209516748,0.60437372201316453,0.83705124089372529,1.0970310586362544,1.2026142145897361,1.2026142145897361,1.2889868661351127,1.2890846405144394,1.2453007447106357,1.1191895620457397,0.77552819282287611,0.85362126693691953,197.97629976356521,0,6715.9303038706503,0,0,0,1,0,null,null,16.808459400063281,null,5861.1560042913698,1,null,null,6.8320000000000007,5.3630000000000004,5.5847964346769574,15.4,15.58,17.390432125820322,null,4056.8079811808857,610.14873321244056]
[14118,"CwaNgsld1005",1,3.0012308310062492,4319.8416640236446,0,"GSLD",20,0.57723342209516748,0.60437372201316453,0.83705124089372529,1.0970310586362544,1.2026142145897361,1.2026142145897361,1.2889868661351127,1.2890846405144394,1.2453007447106357,1.1191895620457397,0.77552819282287611,0.85362126693691953,217.21546559787504,0,55580.725887621993,0,0,0,1,0,null,null,132.31103441454053,null,54679.291545751745,1,null,null,6.8320000000000007,5.3630000000000004,5.5847964346769574,15.4,15.58,17.390432125820322,null,430905.33884707268,64808.674172319887]

{"sheet":"OUTPUTS","index":1,"n_rows":14146,"n_cols":81,"rows_kept":1125,"cut":true,"hidden":false,"merged":[[14,67,14,78],[17,28,17,30],[1,0,1,44],[2,0,2,44],[3,0,3,44],[22,60,22,65],[16,46,16,51],[16,54,16,57]],"bounds":{"rows_first":500,"rows_last":125,"rows_between":500,"halvings":2}}
[]
["II. Outputs: Batch Runs"]
[]
["All values are Net Present Value (NPV) dollars unless otherwise noted."]
["FPL 000628"]
["20240012-EG"]
[]
[]
[null,"DSM",null,null,null,"DSM",null,null,null,null,"DSM",null,null,null,"Total DSM Costs",null,null,null,"DSM",null,null,null,"DSM",null,null,"DSM Total",null,null,"DSM Net",null,null,null,"Step 1",null,null,null,"Step 2"]
[null,"Measure",null,null,null,"Utility Costs",null,null,null,null,"Participant",null,null,null,"Accounted",null,null,null,"Utility",null,null,null,"Participant",null,null,"Benefits",null,null,"Benefits"]
[null,null,null,null,null,null,null,null,null,null,"Costs",null,null,null,"for in",null,null,null,"Benefits",null,null,null,"Benefits",null,null,"Accounted for",null,null,"Accounted for"]
[null,null,null,null,null,null,null,null,null,null,null,null,null,null,"Tests",null,null,null,null,null,null,null,null,null,null,"In Tests",null,null,"In Tests"]
[null,"<---------->",null,null,null,"<-------------","--------------","--------------","--------------","----------->","<-------------","----------->",null,null,"<--------","------------","------------",null,"<-----------------","-----------------",null,"----------->","<------------","--------->",null,"<------------","------------->",null,"<----------","------------","----------->"]
[]
["E-RIM :",null,null,null,null,"X","X","X","X","X",null,null,null,null,null,null,null,null,"X","X","X","X",null,null,null,null,null,null,null,null,null,null,"E-RIM","E-TRC",null,null,"E-RIM","E-TRC",null,null,null,null,"PART.",null,null,null,null,null,null,null,null,null,null,null,null,null,null,null,null,null,null,null,null,null,null,null,null,"E-RIM Maximum Incentive Based on 2 Years Payback"]
["Part :",null,null,null,null,null,"X",null,null,null,"X","X","X",null,null,null,null,null,null,null,null,null,"X","X",null,null,null,null,null,null,null,null,"Cut-off","Cut-off",null,null,"Cut-off","Cut-off",null,null,null,null,"Cut-off"]
["E-TRC :",null,null,null,null,"X",null,"X",null,null,"X","X","X",null,null,null,null,null,"X","X",null,"X",null,null,null,null,null,null,null,null,null,null,1.0049999999999999,1.0049999999999999,null,null,1.0049999999999999,1.0049999999999999,null,null,null,null,1.0049999999999999,null,null,null,"Screening Step # 3",null,null,null,null,null,null,null,"Screening Step # 4",null,null,null,null,null,null,null,null,null,null,null,null,null,null,"[A]",null,"[B]",null,"[C]",null,"[D]",null,"[E]","[F]"]
[null,null,null,null,null,null,null,null,null,null,null,null,null,null,null,null,null,null,null,null,null,null,null,null,null,null,null,null,"Formulas"]
["Page :",1,1,1,1,2,2,2,2,2,2,2,2,null,11,10,9,null,11,11,11,11,10,10,null,11,10,null,11,9,10,null,null,null,null,null,null,null,null,null,null,null,null,null,null,null,null,null,null,null,null,null,null,null,null,null,null,null,null,null,null,null,null,null,null,null,null,null,null,null,null,null,null,"Maximum Incentive"]
[null,null,null,null,null,"Utility",null,"Other","Energy ","Demand",null,null,null,null,null,null,null,null,null,null,null,null,null,null,null,"Total ",null,null,null,null,null,null,null,null,null,null,null,null,null,null,null,null,null,null,null,null,null,null,null,null,null,null,null,null,null,null,null,null,null,null,null,null,null,null,null,null,null,"E-RIM",null,null,null,null,null,"that passes E-RIM and",null,"Maximum Incentive",null,"Maximum Incentive"]
[null,null,null,null,null,null,null,null,null,null,null,null,null,null,null,null,null,null,null,null,null,null,null,null,null,null,null,null,null,null,null,null,"E-RIM","E-TRC",null,null,"E-RIM","E-TRC",null,null,null,null,null,null,null,null,null,null,null,null,null,null,null,null,null,null,"Maximum Incentive"]
[null,null,null,null,"Cust.","Program","Utility","Utility","Charge","Charge","Part.","Part.","Other",null,"Total ","Total ","Total ",null,"Avoided gen","Avoided",null,"Env /","Savings in","Part.",null,"E-RIM /","Total ",null,"Net","Net","Net",null,"Accounting","Accounting",null,null,"Accounting","Accounting",null,null,null,null,null,null,null,null,"Net","Incentive ",null,null,null,null,null,null,"(Based on 2-Yrs.)",null,"that does not violate",null,null,null,null,null,null,null,null,null,null,"Maximum",null,"Maximum One-time",null,"Incentive ",null,"has a Part. Test >= 1.00",null,"that does not violate",null,"that can be offered","Percentage of the maximum"]
[null,null,"Cust.","Gen.","kwh","Costs w/o","Incentives","Program","Revenue","Revenue","Equipment","O&M","Part.",null,"E-RIM","Part","E-TRC",null,"Unit $ & Fuel","T&D","Revenue","Other","Part.","Tax",null,"E-TRC","Part",null,"E-RIM","E-TRC","Part",null,"for","for",null,null,"for","for",null,null,null,null,null,null,null,null,"Part","Amount Needed","E-RIM",null,null,null,null,null,"with zero incentive",null,"2-Years Payback",null,null,null,"Energy and Demand Charge",null,null,null,null,null,null,"Incentive",null,"Incentive Payment ",null,"needed to make",null,"Larger of",null,"2-Years Payback",null,"Smaller of","incentive based on the"]
[null,"Measure","kw red at","kwh red.","increase","Incentives","to Part.","Costs","Loss","Loss","Cost","Cost","Costs",null,"Costs","Costs","Costs",null,"Benefits","Benefits","Gains","Benefits","Bills","Credits",null,"Benefits","Benefits",null,"Benefits","Benefits","Benefits",null,"Unrecovered","Participant",null,null,"Admin","Admin",null,null,"Part.","PASS /","PASS",null,"Measure",null,"Benefits","to pass Part. Test","Test","PASS /","PASS","FAIL",null,null,"Years",null,"one-time incentive payment","2 Yrs. Payback ",null,null,null,null,null,null,null,null,null,"for E-RIM = 1.005",null,"for RIM =1.005",null,"Part. Test = 1.00",null,"[A] and [B]",null,"one-time incentive payment",null,"[C] and [D]","participant costs",null,"Measure"]
[null,"Name","meter","per cust.","at meter","(000$)","(000$)","(000$)","(000$)","(000$)","(000$)","(000$)","(000$)",null,"(000$)","(000$)","(000$)",null,"(000$)","(000$)",null,"(000$)","(000$)","(000$)",null,"(000$)","(000$)",null,"(000$)","(000$)","(000$)",null,"Revenue Req.","Cost","Pass RIM?","Pass TRC?","Cost","Cost","Pass RIM?","Pass TRC?","Test","FAIL","Cnt.",null,"Name",null,"(000$)","(000$)","w/Incentive","FAIL","Cnt.","Cnt.",null,null,"to Payback",null,"(Nominal $)"," criterion met",null,null,"Egy yr1","Egy yr2","Egy yr3","Dmd yr1","Dmd yr2","Dmd yr3",null,"(NPV 000$)",null,"(Nominal $)",null,"(Nominal $)",null,"(Nominal $)",null,"(Nominal $)",null,"(Nominal $)","(%)",null,"Name"]
[1,"CasEgs101",0.9052147254347801,6403.4963126030007,0,3243.783203125,0,0,72372.123300179897,0,24705.587192562711,0,0,null,75615.9064909999,24705.587192562711,27949.370383382706,null,23225.595075457848,6724.5994182323011,0,0,87195.329277325203,0,null,29950.192872906809,87195.328125,null,-45665.713630398088,2000.8224772190988,62489.740932437286,null,0.41383603944686753,1.2122841946425349,0,1,0.39608323510077598,1.0715873899444905,0,1,3.5293768751729568,"PASS",1,null,"CasEgs101",null,62489.740932437286,0,0.39608323510077598,"FAIL",0,1,null,null,3.9479677114016347,null,1252.4371938327556,"YES",1,null,13.708,11.574999999999999,12.50331411195598,0,0,0,null,-45814.719565089174,null,-6890.5881754318025,null,0,null,0,null,1252.4371938327556,null,0,0,null,"CasEgs101"]
[2,"CasNgs101",0.9052147254347801,6403.4963126030007,0,3243.783203125,0,0,72372.123300179897,0,24705.587192562711,0,0,null,75615.9064909999,24705.587192562711,27949.370383382706,null,23225.595075457848,6724.5994182323011,0,0,87195.329277325203,0,null,29950.192872906809,87195.328125,null,-45665.713630398088,2000.8224772190988,62489.740932437286,null,0.41383603944686753,1.2122841946425349,0,1,0.39608323510077598,1.0715873899444905,0,1,3.5293768751729568,"PASS",1,null,"CasNgs101",null,62489.740932437286,0,0.39608323510077598,"FAIL",0,1,null,null,3.9479677114016347,null,1252.4371938327556,"YES",1,null,13.708,11.574999999999999,12.50331411195598,0,0,0,null,-45814.719565089174,null,-6890.5881754318025,null,0,null,0,null,1252.4371938327556,null,0,0,null,"CasNgs101"]
[3,"CcoEgs101",0.9052147254347801,6403.4963126030007,0,3243.783203125,0,0,72372.123300179897,0,24705.587192562711,0,0,null,75615.9064909999,24705.587192562711,27949.370383382706,null,23225.595075457848,6724.5994182323011,0,0,87195.329277325203,0,null,29950.192872906809,87195.328125,null,-45665.713630398088,2000.8224772190988,62489.740932437286,null,0.41383603944686753,1.2122841946425349,0,1,0.39608323510077598,1.0715873899444905,0,1,3.5293768751729568,"PASS",1,null,"CcoEgs101",null,62489.740932437286,0,0.39608323510077598,"FAIL",0,1,null,null,3.9479677114016347,null,1252.4371938327556,"YES",1,null,13.708,11.574999999999999,12.50331411195598,0,0,0,null,-45814.719565089174,null,-6890.5881754318025,null,0,null,0,null,1252.4371938327556,null,0,0,null,"CcoEgs101"]
[4,"CcoNgs101",0.9052147254347801,6403.4963126030007,0,3243.783203125,0,0,72372.123300179897,0,24705.587192562711,0,0,null,75615.9064909999,24705.587192562711,27949.370383382706,null,23225.595075457848,6724.5994182323011,0,0,87195.329277325203,0,null,29950.192872906809,87195.328125,null,-45665.713630398088,2000.8224772190988,62489.740932437286,null,0.41383603944686753,1.2122841946425349,0,1,0.39608323510077598,1.0715873899444905,0,1,3.5293768751729568,"PASS",1,null,"CcoNgs101",null,62489.740932437286,0,0.39608323510077598,"FAIL",0,1,null,null,3.9479677114016347,null,1252.4371938327556,"YES",1,null,13.708,11.574999999999999,12.50331411195598,0,0,0,null,-45814.719565089174,null,-6890.5881754318025,null,0,null,0,null,1252.4371938327556,null,0,0,null,"CcoNgs101"]
[5,"CdaEgs101",1.1220338940620422,17691.01527970433,0,8961.638671875,0,0,199943.32418186017,0,68254.419437469187,0,0,null,208904.96289893315,68254.419437469187,77216.058154542188,null,56736.771675847333,8335.2913504831849,0,0,240895.57130344605,0,null,65072.062640132557,240895.578125,null,-143832.90021360261,-12143.99546921163,172641.15868753081,null,0.32545253964541326,0.95337508071177535,0,0,0.31149122429270754,0.84272707301355954,0,0,3.5293770002057494,"PASS",1,null,"CdaEgs101",null,172641.15868753081,0,0.31149122429270754,"FAIL",0,1,null,null,3.9479677114016343,null,3460.1230948260868,"YES",1,null,13.708,11.574999999999999,12.50331411195598,0,0,0,null,-144156.6418187774,null,-21681.329951506206,null,0,null,0,null,3460.1230948260868,null,0,0,null,"CdaEgs101"]
[6,"CdaNgs101",1.1220338940620422,17691.01527970433,0,8961.638671875,0,0,199943.32418186017,0,68254.419437469187,0,0,null,208904.96289893315,68254.419437469187,77216.058154542188,null,56736.771675847333,8335.2913504831849,0,0,240895.57130344605,0,null,65072.062640132557,240895.578125,null,-143832.90021360261,-12143.99546921163,172641.15868753081,null,0.32545253964541326,0.95337508071177535,0,0,0.31149122429270754,0.84272707301355954,0,0,3.5293770002057494,"PASS",1,null,"CdaNgs101",null,172641.15868753081,0,0.31149122429270754,"FAIL",0,1,null,null,3.9479677114016343,null,3460.1230948260868,"YES",1,null,13.708,11.574999999999999,12.50331411195598,0,0,0,null,-144156.6418187774,null,-21681.329951506206,null,0,null,0,null,3460.1230948260868,null,0,0,null,"CdaNgs101"]
[7,"CgrEgs101",0.9052147254347801,6403.4963126030007,0,3243.783203125,0,0,72372.123300179897,0,24705.587192562711,0,0,null,75615.9064909999,24705.587192562711,27949.370383382706,null,23225.595075457848,6724.5994182323011,0,0,87195.329277325203,0,null,29950.192872906809,87195.328125,null,-45665.713630398088,2000.8224772190988,62489.740932437286,null,0.41383603944686753,1.2122841946425349,0,1,0.39608323510077598,1.0715873899444905,0,1,3.5293768751729568,"PASS",1,null,"CgrEgs101",null,62489.740932437286,0,0.39608323510077598,"FAIL",0,1,null,null,3.9479677114016347,null,1252.4371938327556,"YES",1,null,13.708,11.574999999999999,12.50331411195598,0,0,0,null,-45814.719565089174,null,-6890.5881754318025,null,0,null,0,null,1252.4371938327556,null,0,0,null,"CgrEgs101"]
[8,"CgrNgs101",0.9052147254347801,6403.4963126030007,0,3243.783203125,0,0,72372.123300179897,0,24705.587192562711,0,0,null,75615.9064909999,24705.587192562711,27949.370383382706,null,23225.595075457848,6724.5994182323011,0,0,87195.329277325203,0,null,29950.192872906809,87195.328125,null,-45665.713630398088,2000.8224772190988,62489.740932437286,null,0.41383603944686753,1.2122841946425349,0,1,0.39608323510077598,1.0715873899444905,0,1,3.5293768751729568,"PASS",1,null,"CgrNgs101",null,62489.740932437286,0,0.39608323510077598,"FAIL",0,1,null,null,3.9479677114016347,null,1252.4371938327556,"YES",1,null,13.708,11.574999999999999,12.50331411195598,0,0,0,null,-45814.719565089174,null,-6890.5881754318025,null,0,null,0,null,1252.4371938327556,null,0,0,null,"CgrNgs101"]
[9,"CheEgs101",1.0177966177463531,8845.5076398521651,0,4480.8193359375,0,0,99971.662090930084,0,34127.209718734593,0,0,null,104452.48144946658,34127.209718734593,38608.029077271094,null,30864.21159392222,7560.9403506870531,0,0,120447.78565172302,0,null,38425.151774198879,120447.7890625,null,-66027.329652668705,-182.87728047321434,86320.579343765407,null,0.38436043745325504,1.125938864937583,0,1,0.36787208163266333,0.99526323189888177,0,0,3.5293770002057494,"PASS",1,null,"CheEgs101",null,86320.579343765407,0,0.36787208163266333,"FAIL",0,1,null,null,3.9479677114016343,null,1730.0615474130434,"YES",1,null,13.708,11.574999999999999,12.50331411195598,0,0,0,null,-66218.499561993071,null,-9959.3408932354196,null,0,null,0,null,1730.0615474130434,null,0,0,null,"CheEgs101"]
[10,"CheNgs101",1.0177966177463531,8845.5076398521651,0,4480.8193359375,0,0,99971.662090930084,0,34127.209718734593,0,0,null,104452.48144946658,34127.209718734593,38608.029077271094,null,30864.21159392222,7560.9403506870531,0,0,120447.78565172302,0,null,38425.151774198879,120447.7890625,null,-66027.329652668705,-182.87728047321434,86320.579343765407,null,0.38436043745325504,1.125938864937583,0,1,0.36787208163266333,0.99526323189888177,0,0,3.5293770002057494,"PASS",1,null,"CheNgs101",null,86320.579343765407,0,0.36787208163266333,"FAIL",0,1,null,null,3.9479677114016343,null,1730.0615474130434,"YES",1,null,13.708,11.574999999999999,12.50331411195598,0,0,0,null,-66218.499561993071,null,-9959.3408932354196,null,0,null,0,null,1730.0615474130434,null,0,0,null,"CheNgs101"]
[11,"ChoEgs101",0.9052147254347801,6403.4963126030007,0,3243.783203125,0,0,72372.123300179897,0,24705.587192562711,0,0,null,75615.9064909999,24705.587192562711,27949.370383382706,null,23225.595075457848,6724.5994182323011,0,0,87195.329277325203,0,null,29950.192872906809,87195.328125,null,-45665.713630398088,2000.8224772190988,62489.740932437286,null,0.41383603944686753,1.2122841946425349,0,1,0.39608323510077598,1.0715873899444905,0,1,3.5293768751729568,"PASS",1,null,"ChoEgs101",null,62489.740932437286,0,0.39608323510077598,"FAIL",0,1,null,null,3.9479677114016347,null,1252.4371938327556,"YES",1,null,13.708,11.574999999999999,12.50331411195598,0,0,0,null,-45814.719565089174,null,-6890.5881754318025,null,0,null,0,null,1252.4371938327556,null,0,0,null,"ChoEgs101"]
[12,"ChoNgs101",0.9052147254347801,6403.4963126030007,0,3243.783203125,0,0,72372.123300179897,0,24705.587192562711,0,0,null,75615.9064909999,24705.587192562711,27949.370383382706,null,23225.595075457848,6724.5994182323011,0,0,87195.329277325203,0,null,29950.192872906809,87195.328125,null,-45665.713630398088,2000.8224772190988,62489.740932437286,null,0.41383603944686753,1.2122841946425349,0,1,0.39608323510077598,1.0715873899444905,0,1,3.5293768751729568,"PASS",1,null,"ChoNgs101",null,62489.740932437286,0,0.39608323510077598,"FAIL",0,1,null,null,3.9479677114016347,null,1252.4371938327556,"YES",1,null,13.708,11.574999999999999,12.50331411195598,0,0,0,null,-45814.719565089174,null,-6890.5881754318025,null,0,null,0,null,1252.4371938327556,null,0,0,null,"ChoNgs101"]
[13,"CinEgs101",1.1220338940620422,17691.01527970433,0,8961.638671875,0,0,199943.32418186017,0,68254.419437469187,0,0,null,208904.96289893315,68254.419437469187,77216.058154542188,null,56736.771675847333,8335.2913504831849,0,0,240895.57130344605,0,null,65072.062640132557,240895.578125,null,-143832.90021360261,-12143.99546921163,172641.15868753081,null,0.32545253964541326,0.95337508071177535,0,0,0.31149122429270754,0.84272707301355954,0,0,3.5293770002057494,"PASS",1,null,"CinEgs101",null,172641.15868753081,0,0.31149122429270754,"FAIL",0,1,null,null,3.9479677114016343,null,3460.1230948260868,"YES",1,null,13.708,11.574999999999999,12.50331411195598,0,0,0,null,-144156.6418187774,null,-21681.329951506206,null,0,null,0,null,3460.1230948260868,null,0,0,null,"CinEgs101"]
[14,"CinNgs101",1.1220338940620422,17691.01527970433,0,8961.638671875,0,0,199943.32418186017,0,68254.419437469187,0,0,null,208904.96289893315,68254.419437469187,77216.058154542188,null,56736.771675847333,8335.2913504831849,0,0,240895.57130344605,0,null,65072.062640132557,240895.578125,null,-143832.90021360261,-12143.99546921163,172641.15868753081,null,0.32545253964541326,0.95337508071177535,0,0,0.31149122429270754,0.84272707301355954,0,0,3.5293770002057494,"PASS",1,null,"CinNgs101",null,172641.15868753081,0,0.31149122429270754,"FAIL",0,1,null,null,3.9479677114016343,null,3460.1230948260868,"YES",1,null,13.708,11.574999999999999,12.50331411195598,0,0,0,null,-144156.6418187774,null,-21681.329951506206,null,0,null,0,null,3460.1230948260868,null,0,0,null,"CinNgs101"]
[15,"CloEgs101",0.91675824224948865,5734.9993971988097,0,2905.146484375,0,0,64816.791208834358,0,22126.431776382509,0,0,null,67721.937713607287,22126.431776382509,25031.578281155442,null,21600.217085106011,6810.3531342020269,0,0,78092.519528716119,0,null,28410.570191223378,78092.515625,null,-39311.36750198598,3378.9919304658688,55966.083848617491,null,0.43832114582295295,1.2840104757220043,0,1,0.41951797540004787,1.1349891682924036,0,1,3.5293768292253533,"PASS",1,null,"CloEgs101",null,55966.083848617491,0,0.41951797540004787,"FAIL",0,1,null,null,3.9479677114016347,null,1121.6882560150505,"YES",1,null,13.708,11.574999999999999,12.50331411195598,0,0,0,null,-39452.713622340321,null,-5933.7349340002729,null,0,null,0,null,1121.6882560150505,null,0,0,null,"CloEgs101"]
[16,"CloNgs101",0.91675824224948865,5734.9993971988097,0,2905.146484375,0,0,64816.791208834358,0,22126.431776382509,0,0,null,67721.937713607287,22126.431776382509,25031.578281155442,null,21600.217085106011,6810.3531342020269,0,0,78092.519528716119,0,null,28410.570191223378,78092.515625,null,-39311.36750198598,3378.9919304658688,55966.083848617491,null,0.43832114582295295,1.2840104757220043,0,1,0.41951797540004787,1.1349891682924036,0,1,3.5293768292253533,"PASS",1,null,"CloNgs101",null,55966.083848617491,0,0.41951797540004787,"FAIL",0,1,null,null,3.9479677114016347,null,1121.6882560150505,"YES",1,null,13.708,11.574999999999999,12.50331411195598,0,0,0,null,-39452.713622340321,null,-5933.7349340002729,null,0,null,0,null,1121.6882560150505,null,0,0,null,"CloNgs101"]
[17,"CmiEgs101",1.1220338940620422,17691.01527970433,0,8961.638671875,0,0,199943.32418186017,0,68254.419437469187,0,0,null,208904.96289893315,68254.419437469187,77216.058154542188,null,56736.771675847333,8335.2913504831849,0,0,240895.57130344605,0,null,65072.062640132557,240895.578125,null,-143832.90021360261,-12143.99546921163,172641.15868753081,null,0.32545253964541326,0.95337508071177535,0,0,0.31149122429270754,0.84272707301355954,0,0,3.5293770002057494,"PASS",1,null,"CmiEgs101",null,172641.15868753081,0,0.31149122429270754,"FAIL",0,1,null,null,3.9479677114016343,null,3460.1230948260868,"YES",1,null,13.708,11.574999999999999,12.50331411195598,0,0,0,null,-144156.6418187774,null,-21681.329951506206,null,0,null,0,null,3460.1230948260868,null,0,0,null,"CmiEgs101"]
[18,"CmiNgs101",1.1220338940620422,17691.01527970433,0,8961.638671875,0,0,199943.32418186017,0,68254.419437469187,0,0,null,208904.96289893315,68254.419437469187,77216.058154542188,null,56736.771675847333,8335.2913504831849,0,0,240895.57130344605,0,null,65072.062640132557,240895.578125,null,-143832.90021360261,-12143.99546921163,172641.15868753081,null,0.32545253964541326,0.95337508071177535,0,0,0.31149122429270754,0.84272707301355954,0,0,3.5293770002057494,"PASS",1,null,"CmiNgs101",null,172641.15868753081,0,0.31149122429270754,"FAIL",0,1,null,null,3.9479677114016343,null,3460.1230948260868,"YES",1,null,13.708,11.574999999999999,12.50331411195598,0,0,0,null,-144156.6418187774,null,-21681.329951506206,null,0,null,0,null,3460.1230948260868,null,0,0,null,"CmiNgs101"]
[19,"CofEgs101",1.1220338940620422,17691.01527970433,0,8961.638671875,0,0,199943.32418186017,0,68254.419437469187,0,0,null,208904.96289893315,68254.419437469187,77216.058154542188,null,56736.771675847333,8335.2913504831849,0,0,240895.57130344605,0,null,65072.062640132557,240895.578125,null,-143832.90021360261,-12143.99546921163,172641.15868753081,null,0.32545253964541326,0.95337508071177535,0,0,0.31149122429270754,0.84272707301355954,0,0,3.5293770002057494,"PASS",1,null,"CofEgs101",null,172641.15868753081,0,0.31149122429270754,"FAIL",0,1,null,null,3.9479677114016343,null,3460.1230948260868,"YES",1,null,13.708,11.574999999999999,12.50331411195598,0,0,0,null,-144156.6418187774,null,-21681.329951506206,null,0,null,0,null,3460.1230948260868,null,0,0,null,"CofEgs101"]
[20,"CofNgs101",1.1220338940620422,17691.01527970433,0,8961.638671875,0,0,199943.32418186017,0,68254.419437469187,0,0,null,208904.96289893315,68254.419437469187,77216.058154542188,null,56736.771675847333,8335.2913504831849,0,0,240895.57130344605,0,null,65072.062640132557,240895.578125,null,-143832.90021360261,-12143.99546921163,172641.15868753081,null,0.32545253964541326,0.95337508071177535,0,0,0.31149122429270754,0.84272707301355954,0,0,3.5293770002057494,"PASS",1,null,"CofNgs101",null,172641.15868753081,0,0.31149122429270754,"FAIL",0,1,null,null,3.9479677114016343,null,3460.1230948260868,"YES",1,null,13.708,11.574999999999999,12.50331411195598,0,0,0,null,-144156.6418187774,null,-21681.329951506206,null,0,null,0,null,3460.1230948260868,null,0,0,null,"CofNgs101"]
[21,"CreEgs101",0.92931937575340273,5464.7639008907254,0,2768.2548828125,0,0,61762.597733247916,0,21083.824829446865,0,0,null,64530.852727693724,21083.824829446865,23852.07982389268,null,20982.247162593831,6903.6664538811619,0,0,74412.768353310763,0,null,27885.913067389563,74412.765625,null,-36644.939548670853,4033.8333551301985,53328.940795553135,null,0.45150162219258588,1.3226211701608579,0,1,0.43213303306718326,1.1691187269115535,0,1,3.5293769620524884,"PASS",1,null,"CreEgs101",null,53328.940795553135,0,0.43213303306718326,"FAIL",0,1,null,null,3.9479677114016352,null,1068.8338355745509,"YES",1,null,13.708,11.574999999999999,12.50331411195598,0,0,0,null,-36783.675434578261,null,-5532.3084241153738,null,0,null,0,null,1068.8338355745509,null,0,0,null,"CreEgs101"]
[22,"CreNgs101",0.92931937575340273,5464.7639008907254,0,2768.2548828125,0,0,61762.597733247916,0,21083.824829446865,0,0,null,64530.852727693724,21083.824829446865,23852.07982389268,null,20982.247162593831,6903.6664538811619,0,0,74412.768353310763,0,null,27885.913067389563,74412.765625,null,-36644.939548670853,4033.8333551301985,53328.940795553135,null,0.45150162219258588,1.3226211701608579,0,1,0.43213303306718326,1.1691187269115535,0,1,3.5293769620524884,"PASS",1,null,"CreNgs101",null,53328.940795553135,0,0.43213303306718326,"FAIL",0,1,null,null,3.9479677114016352,null,1068.8338355745509,"YES",1,null,13.708,11.574999999999999,12.50331411195598,0,0,0,null,-36783.675434578261,null,-5532.3084241153738,null,0,null,0,null,1068.8338355745509,null,0,0,null,"CreNgs101"]
[23,"CrtEgs101",0.9052147254347801,6403.4963126030007,0,3243.783203125,0,0,72372.123300179897,0,24705.587192562711,0,0,null,75615.9064909999,24705.587192562711,27949.370383382706,null,23225.595075457848,6724.5994182323011,0,0,87195.329277325203,0,null,29950.192872906809,87195.328125,null,-45665.713630398088,2000.8224772190988,62489.740932437286,null,0.41383603944686753,1.2122841946425349,0,1,0.39608323510077598,1.0715873899444905,0,1,3.5293768751729568,"PASS",1,null,"CrtEgs101",null,62489.740932437286,0,0.39608323510077598,"FAIL",0,1,null,null,3.9479677114016347,null,1252.4371938327556,"YES",1,null,13.708,11.574999999999999,12.50331411195598,0,0,0,null,-45814.719565089174,null,-6890.5881754318025,null,0,null,0,null,1252.4371938327556,null,0,0,null,"CrtEgs101"]
[24,"CrtNgs101",0.9052147254347801,6403.4963126030007,0,3243.783203125,0,0,72372.123300179897,0,24705.587192562711,0,0,null,75615.9064909999,24705.587192562711,27949.370383382706,null,23225.595075457848,6724.5994182323011,0,0,87195.329277325203,0,null,29950.192872906809,87195.328125,null,-45665.713630398088,2000.8224772190988,62489.740932437286,null,0.41383603944686753,1.2122841946425349,0,1,0.39608323510077598,1.0715873899444905,0,1,3.5293768751729568,"PASS",1,null,"CrtNgs101",null,62489.740932437286,0,0.39608323510077598,"FAIL",0,1,null,null,3.9479677114016347,null,1252.4371938327556,"YES",1,null,13.708,11.574999999999999,12.50331411195598,0,0,0,null,-45814.719565089174,null,-6890.5881754318025,null,0,null,0,null,1252.4371938327556,null,0,0,null,"CrtNgs101"]
[25,"CscEgs101",1.1220338940620422,17691.01527970433,0,8961.638671875,0,0,199943.32418186017,0,68254.419437469187,0,0,null,208904.96289893315,68254.419437469187,77216.058154542188,null,56736.771675847333,8335.2913504831849,0,0,240895.57130344605,0,null,65072.062640132557,240895.578125,null,-143832.90021360261,-12143.99546921163,172641.15868753081,null,0.32545253964541326,0.95337508071177535,0,0,0.31149122429270754,0.84272707301355954,0,0,3.5293770002057494,"PASS",1,null,"CscEgs101",null,172641.15868753081,0,0.31149122429270754,"FAIL",0,1,null,null,3.9479677114016343,null,3460.1230948260868,"YES",1,null,13.708,11.574999999999999,12.50331411195598,0,0,0,null,-144156.6418187774,null,-21681.329951506206,null,0,null,0,null,3460.1230948260868,null,0,0,null,"CscEgs101"]
[26,"CscNgs101",1.1220338940620422,17691.01527970433,0,8961.638671875,0,0,199943.32418186017,0,68254.419437469187,0,0,null,208904.96289893315,68254.419437469187,77216.058154542188,null,56736.771675847333,8335.2913504831849,0,0,240895.57130344605,0,null,65072.062640132557,240895.578125,null,-143832.90021360261,-12143.99546921163,172641.15868753081,null,0.32545253964541326,0.95337508071177535,0,0,0.31149122429270754,0.84272707301355954,0,0,3.5293770002057494,"PASS",1,null,"CscNgs101",null,172641.15868753081,0,0.31149122429270754,"FAIL",0,1,null,null,3.9479677114016343,null,3460.1230948260868,"YES",1,null,13.708,11.574999999999999,12.50331411195598,0,0,0,null,-144156.6418187774,null,-21681.329951506206,null,0,null,0,null,3460.1230948260868,null,0,0,null,"CscNgs101"]
[27,"CwaEgs101",1.1220338940620422,17691.01527970433,0,8961.638671875,0,0,199943.32418186017,0,68254.419437469187,0,0,null,208904.96289893315,68254.419437469187,77216.058154542188,null,56736.771675847333,8335.2913504831849,0,0,240895.57130344605,0,null,65072.062640132557,240895.578125,null,-143832.90021360261,-12143.99546921163,172641.15868753081,null,0.32545253964541326,0.95337508071177535,0,0,0.31149122429270754,0.84272707301355954,0,0,3.5293770002057494,"PASS",1,null,"CwaEgs101",null,172641.15868753081,0,0.31149122429270754,"FAIL",0,1,null,null,3.9479677114016343,null,3460.1230948260868,"YES",1,null,13.708,11.574999999999999,12.50331411195598,0,0,0,null,-144156.6418187774,null,-21681.329951506206,null,0,null,0,null,3460.1230948260868,null,0,0,null,"CwaEgs101"]
[28,"CwaNgs101",1.1220338940620422,17691.01527970433,0,8961.638671875,0,0,199943.32418186017,0,68254.419437469187,0,0,null,208904.96289893315,68254.419437469187,77216.058154542188,null,56736.771675847333,8335.2913504831849,0,0,240895.57130344605,0,null,65072.062640132557,240895.578125,null,-143832.90021360261,-12143.99546921163,172641.15868753081,null,0.32545253964541326,0.95337508071177535,0,0,0.31149122429270754,0.84272707301355954,0,0,3.5293770002057494,"PASS",1,null,"CwaNgs101",null,172641.15868753081,0,0.31149122429270754,"FAIL",0,1,null,null,3.9479677114016343,null,3460.1230948260868,"YES",1,null,13.708,11.574999999999999,12.50331411195598,0,0,0,null,-144156.6418187774,null,-21681.329951506206,null,0,null,0,null,3460.1230948260868,null,0,0,null,"CwaNgs101"]
[29,"CasTgs102",0.9052147254347801,6403.4963126030007,0,4502.84619140625,0,0,72372.123300179897,0,18620.44031171715,0,0,null,76874.969672671621,18620.44031171715,23123.286684208921,null,23612.960992948585,7033.3523018184242,0,0,87195.329277325203,0,null,30646.313966656809,87195.328125,null,-46228.655524929338,7523.0274635334099,68574.887813282854,null,0.42345467521443619,1.645842603806325,0,1,0.39865139679842088,1.3253442136141518,0,1,4.6827747714500196,"PASS",1,null,"CasTgs102",null,68574.887813282854,0,0.39865139679842088,"FAIL",0,1,null,null,2.1435471091960885,null,-28.922835034066111,"NO",0,null,13.708,11.574999999999999,12.50331411195598,0,0,0,null,-46381.124748644041,null,-5365.9135562230995,null,0,null,0,null,-28.922835034066111,null,-28.922835034066111,-1.9000911392405114E-2,null,"CasTgs102"]
[30,"CasNgs102",0.9052147254347801,6403.4963126030007,0,4502.84619140625,0,0,72372.123300179897,0,18620.44031171715,0,0,null,76874.969672671621,18620.44031171715,23123.286684208921,null,23612.960992948585,7033.3523018184242,0,0,87195.329277325203,0,null,30646.313966656809,87195.328125,null,-46228.655524929338,7523.0274635334099,68574.887813282854,null,0.42345467521443619,1.645842603806325,0,1,0.39865139679842088,1.3253442136141518,0,1,4.6827747714500196,"PASS",1,null,"CasNgs102",null,68574.887813282854,0,0.39865139679842088,"FAIL",0,1,null,null,2.1435471091960885,null,-28.922835034066111,"NO",0,null,13.708,11.574999999999999,12.50331411195598,0,0,0,null,-46381.124748644041,null,-5365.9135562230995,null,0,null,0,null,-28.922835034066111,null,-28.922835034066111,-1.9000911392405114E-2,null,"CasNgs102"]
[31,"CcoTgs102",0.9052147254347801,6403.4963126030007,0,4502.84619140625,0,0,72372.123300179897,0,18620.44031171715,0,0,null,76874.969672671621,18620.44031171715,23123.286684208921,null,23612.960992948585,7033.3523018184242,0,0,87195.329277325203,0,null,30646.313966656809,87195.328125,null,-46228.655524929338,7523.0274635334099,68574.887813282854,null,0.42345467521443619,1.645842603806325,0,1,0.39865139679842088,1.3253442136141518,0,1,4.6827747714500196,"PASS",1,null,"CcoTgs102",null,68574.887813282854,0,0.39865139679842088,"FAIL",0,1,null,null,2.1435471091960885,null,-28.922835034066111,"NO",0,null,13.708,11.574999999999999,12.50331411195598,0,0,0,null,-46381.124748644041,null,-5365.9135562230995,null,0,null,0,null,-28.922835034066111,null,-28.922835034066111,-1.9000911392405114E-2,null,"CcoTgs102"]
[32,"CcoNgs102",0.9052147254347801,6403.4963126030007,0,4502.84619140625,0,0,72372.123300179897,0,18620.44031171715,0,0,null,76874.969672671621,18620.44031171715,23123.286684208921,null,23612.960992948585,7033.3523018184242,0,0,87195.329277325203,0,null,30646.313966656809,87195.328125,null,-46228.655524929338,7523.0274635334099,68574.887813282854,null,0.42345467521443619,1.645842603806325,0,1,0.39865139679842088,1.3253442136141518,0,1,4.6827747714500196,"PASS",1,null,"CcoNgs102",null,68574.887813282854,0,0.39865139679842088,"FAIL",0,1,null,null,2.1435471091960885,null,-28.922835034066111,"NO",0,null,13.708,11.574999999999999,12.50331411195598,0,0,0,null,-46381.124748644041,null,-5365.9135562230995,null,0,null,0,null,-28.922835034066111,null,-28.922835034066111,-1.9000911392405114E-2,null,"CcoNgs102"]
[33,"CdaTgs102",1.1220338940620422,17691.01527970433,0,12440.0673828125,0,0,199943.32418186017,0,51442.907598561302,0,0,null,212383.39184820527,51442.907598561302,63882.975264906418,null,57216.92039262865,8717.9974538407369,0,0,240895.57130344605,0,null,65934.914202632557,240895.578125,null,-146448.47736204011,2051.9392212587554,189452.67052643868,null,0.32976802037491831,1.2817104880066412,0,1,0.31045230852034295,1.0321202827804596,0,1,4.6827753206495872,"PASS",1,null,"CdaTgs102",null,189452.67052643868,0,0.31045230852034295,"FAIL",0,1,null,null,2.1435471091960889,null,-79.905459500894267,"NO",0,null,13.708,11.574999999999999,12.50331411195598,0,0,0,null,-146776.51176105815,null,-16980.831716825203,null,0,null,0,null,-79.905459500894267,null,-79.905459500894267,-1.9000911392405055E-2,null,"CdaTgs102"]
[34,"CdaNgs102",1.1220338940620422,17691.01527970433,0,12440.0673828125,0,0,199943.32418186017,0,51442.907598561302,0,0,null,212383.39184820527,51442.907598561302,63882.975264906418,null,57216.92039262865,8717.9974538407369,0,0,240895.57130344605,0,null,65934.914202632557,240895.578125,null,-146448.47736204011,2051.9392212587554,189452.67052643868,null,0.32976802037491831,1.2817104880066412,0,1,0.31045230852034295,1.0321202827804596,0,1,4.6827753206495872,"PASS",1,null,"CdaNgs102",null,189452.67052643868,0,0.31045230852034295,"FAIL",0,1,null,null,2.1435471091960889,null,-79.905459500894267,"NO",0,null,13.708,11.574999999999999,12.50331411195598,0,0,0,null,-146776.51176105815,null,-16980.831716825203,null,0,null,0,null,-79.905459500894267,null,-79.905459500894267,-1.9000911392405055E-2,null,"CdaNgs102"]
[35,"CgrTgs102",0.9052147254347801,6403.4963126030007,0,4502.84619140625,0,0,72372.123300179897,0,18620.44031171715,0,0,null,76874.969672671621,18620.44031171715,23123.286684208921,null,23612.960992948585,7033.3523018184242,0,0,87195.329277325203,0,null,30646.313966656809,87195.328125,null,-46228.655524929338,7523.0274635334099,68574.887813282854,null,0.42345467521443619,1.645842603806325,0,1,0.39865139679842088,1.3253442136141518,0,1,4.6827747714500196,"PASS",1,null,"CgrTgs102",null,68574.887813282854,0,0.39865139679842088,"FAIL",0,1,null,null,2.1435471091960885,null,-28.922835034066111,"NO",0,null,13.708,11.574999999999999,12.50331411195598,0,0,0,null,-46381.124748644041,null,-5365.9135562230995,null,0,null,0,null,-28.922835034066111,null,-28.922835034066111,-1.9000911392405114E-2,null,"CgrTgs102"]
[36,"CgrNgs102",0.9052147254347801,6403.4963126030007,0,4502.84619140625,0,0,72372.123300179897,0,18620.44031171715,0,0,null,76874.969672671621,18620.44031171715,23123.286684208921,null,23612.960992948585,7033.3523018184242,0,0,87195.329277325203,0,null,30646.313966656809,87195.328125,null,-46228.655524929338,7523.0274635334099,68574.887813282854,null,0.42345467521443619,1.645842603806325,0,1,0.39865139679842088,1.3253442136141518,0,1,4.6827747714500196,"PASS",1,null,"CgrNgs102",null,68574.887813282854,0,0.39865139679842088,"FAIL",0,1,null,null,2.1435471091960885,null,-28.922835034066111,"NO",0,null,13.708,11.574999999999999,12.50331411195598,0,0,0,null,-46381.124748644041,null,-5365.9135562230995,null,0,null,0,null,-28.922835034066111,null,-28.922835034066111,-1.9000911392405114E-2,null,"CgrNgs102"]
[37,"CheTgs102",1.0177966177463531,8845.5076398521651,0,6220.03369140625,0,0,99971.662090930084,0,25721.453799280651,0,0,null,106191.69592410263,25721.453799280651,31941.487632453209,null,31299.754354743887,7908.09294531862,0,0,120447.78565172302,0,null,39207.847086698879,120447.7890625,null,-66983.848695637455,7266.3595960119783,94726.335263219342,null,0.39218960920182605,1.524324689912955,0,1,0.36921763795037366,1.2274897059233891,0,1,4.6827753206495872,"PASS",1,null,"CheTgs102",null,94726.335263219342,0,0.36921763795037366,"FAIL",0,1,null,null,2.1435471091960889,null,-39.952729750447133,"NO",0,null,13.708,11.574999999999999,12.50331411195598,0,0,0,null,-67178.912611491673,null,-7772.0460602859503,null,0,null,0,null,-39.952729750447133,null,-39.952729750447133,-1.9000911392405055E-2,null,"CheTgs102"]
[38,"CheNgs102",1.0177966177463531,8845.5076398521651,0,6220.03369140625,0,0,99971.662090930084,0,25721.453799280651,0,0,null,106191.69592410263,25721.453799280651,31941.487632453209,null,31299.754354743887,7908.09294531862,0,0,120447.78565172302,0,null,39207.847086698879,120447.7890625,null,-66983.848695637455,7266.3595960119783,94726.335263219342,null,0.39218960920182605,1.524324689912955,0,1,0.36921763795037366,1.2274897059233891,0,1,4.6827753206495872,"PASS",1,null,"CheNgs102",null,94726.335263219342,0,0.36921763795037366,"FAIL",0,1,null,null,2.1435471091960889,null,-39.952729750447133,"NO",0,null,13.708,11.574999999999999,12.50331411195598,0,0,0,null,-67178.912611491673,null,-7772.0460602859503,null,0,null,0,null,-39.952729750447133,null,-39.952729750447133,-1.9000911392405055E-2,null,"CheNgs102"]
[39,"ChoTgs102",0.9052147254347801,6403.4963126030007,0,4502.84619140625,0,0,72372.123300179897,0,18620.44031171715,0,0,null,76874.969672671621,18620.44031171715,23123.286684208921,null,23612.960992948585,7033.3523018184242,0,0,87195.329277325203,0,null,30646.313966656809,87195.328125,null,-46228.655524929338,7523.0274635334099,68574.887813282854,null,0.42345467521443619,1.645842603806325,0,1,0.39865139679842088,1.3253442136141518,0,1,4.6827747714500196,"PASS",1,null,"ChoTgs102",null,68574.887813282854,0,0.39865139679842088,"FAIL",0,1,null,null,2.1435471091960885,null,-28.922835034066111,"NO",0,null,13.708,11.574999999999999,12.50331411195598,0,0,0,null,-46381.124748644041,null,-5365.9135562230995,null,0,null,0,null,-28.922835034066111,null,-28.922835034066111,-1.9000911392405114E-2,null,"ChoTgs102"]
[40,"ChoNgs102",0.9052147254347801,6403.4963126030007,0,4502.84619140625,0,0,72372.123300179897,0,18620.44031171715,0,0,null,76874.969672671621,18620.44031171715,23123.286684208921,null,23612.960992948585,7033.3523018184242,0,0,87195.329277325203,0,null,30646.313966656809,87195.328125,null,-46228.655524929338,7523.0274635334099,68574.887813282854,null,0.42345467521443619,1.645842603806325,0,1,0.39865139679842088,1.3253442136141518,0,1,4.6827747714500196,"PASS",1,null,"ChoNgs102",null,68574.887813282854,0,0.39865139679842088,"FAIL",0,1,null,null,2.1435471091960885,null,-28.922835034066111,"NO",0,null,13.708,11.574999999999999,12.50331411195598,0,0,0,null,-46381.124748644041,null,-5365.9135562230995,null,0,null,0,null,-28.922835034066111,null,-28.922835034066111,-1.9000911392405114E-2,null,"ChoNgs102"]
[41,"CinTgs102",1.1220338940620422,17691.01527970433,0,12440.0673828125,0,0,199943.32418186017,0,51442.907598561302,0,0,null,212383.39184820527,51442.907598561302,63882.975264906418,null,57216.92039262865,8717.9974538407369,0,0,240895.57130344605,0,null,65934.914202632557,240895.578125,null,-146448.47736204011,2051.9392212587554,189452.67052643868,null,0.32976802037491831,1.2817104880066412,0,1,0.31045230852034295,1.0321202827804596,0,1,4.6827753206495872,"PASS",1,null,"CinTgs102",null,189452.67052643868,0,0.31045230852034295,"FAIL",0,1,null,null,2.1435471091960889,null,-79.905459500894267,"NO",0,null,13.708,11.574999999999999,12.50331411195598,0,0,0,null,-146776.51176105815,null,-16980.831716825203,null,0,null,0,null,-79.905459500894267,null,-79.905459500894267,-1.9000911392405055E-2,null,"CinTgs102"]
[42,"CinNgs102",1.1220338940620422,17691.01527970433,0,12440.0673828125,0,0,199943.32418186017,0,51442.907598561302,0,0,null,212383.39184820527,51442.907598561302,63882.975264906418,null,57216.92039262865,8717.9974538407369,0,0,240895.57130344605,0,null,65934.914202632557,240895.578125,null,-146448.47736204011,2051.9392212587554,189452.67052643868,null,0.32976802037491831,1.2817104880066412,0,1,0.31045230852034295,1.0321202827804596,0,1,4.6827753206495872,"PASS",1,null,"CinNgs102",null,189452.67052643868,0,0.31045230852034295,"FAIL",0,1,null,null,2.1435471091960889,null,-79.905459500894267,"NO",0,null,13.708,11.574999999999999,12.50331411195598,0,0,0,null,-146776.51176105815,null,-16980.831716825203,null,0,null,0,null,-79.905459500894267,null,-79.905459500894267,-1.9000911392405055E-2,null,"CinNgs102"]
[43,"CloTgs102",0.91675824224948865,5734.9993971988097,0,4032.76904296875,0,0,64816.791208834358,0,16676.548215877232,0,0,null,68849.560241485713,16676.548215877232,20709.31724852858,null,21992.522786336835,7123.0433091325294,0,0,78092.519528716119,0,null,29115.566284973378,78092.515625,null,-39733.99396682973,8406.2490261273961,61415.967409122764,null,0.44919789674816551,1.7458988459766114,0,1,0.42288674289987011,1.4059162801485727,0,1,4.6827745534684748,"PASS",1,null,"CloTgs102",null,61415.967409122764,0,0.42288674289987011,"FAIL",0,1,null,null,2.1435471091960885,null,-25.903418189850299,"NO",0,null,13.708,11.574999999999999,12.50331411195598,0,0,0,null,-39878.847530436564,null,-4613.6537164588608,null,0,null,0,null,-25.903418189850299,null,-25.903418189850299,-1.9000911392405027E-2,null,"CloTgs102"]
[44,"CloNgs102",0.91675824224948865,5734.9993971988097,0,4032.76904296875,0,0,64816.791208834358,0,16676.548215877232,0,0,null,68849.560241485713,16676.548215877232,20709.31724852858,null,21992.522786336835,7123.0433091325294,0,0,78092.519528716119,0,null,29115.566284973378,78092.515625,null,-39733.99396682973,8406.2490261273961,61415.967409122764,null,0.44919789674816551,1.7458988459766114,0,1,0.42288674289987011,1.4059162801485727,0,1,4.6827745534684748,"PASS",1,null,"CloNgs102",null,61415.967409122764,0,0.42288674289987011,"FAIL",0,1,null,null,2.1435471091960885,null,-25.903418189850299,"NO",0,null,13.708,11.574999999999999,12.50331411195598,0,0,0,null,-39878.847530436564,null,-4613.6537164588608,null,0,null,0,null,-25.903418189850299,null,-25.903418189850299,-1.9000911392405027E-2,null,"CloNgs102"]
[45,"CmiTgs102",1.1220338940620422,17691.01527970433,0,12440.0673828125,0,0,199943.32418186017,0,51442.907598561302,0,0,null,212383.39184820527,51442.907598561302,63882.975264906418,null,57216.92039262865,8717.9974538407369,0,0,240895.57130344605,0,null,65934.914202632557,240895.578125,null,-146448.47736204011,2051.9392212587554,189452.67052643868,null,0.32976802037491831,1.2817104880066412,0,1,0.31045230852034295,1.0321202827804596,0,1,4.6827753206495872,"PASS",1,null,"CmiTgs102",null,189452.67052643868,0,0.31045230852034295,"FAIL",0,1,null,null,2.1435471091960889,null,-79.905459500894267,"NO",0,null,13.708,11.574999999999999,12.50331411195598,0,0,0,null,-146776.51176105815,null,-16980.831716825203,null,0,null,0,null,-79.905459500894267,null,-79.905459500894267,-1.9000911392405055E-2,null,"CmiTgs102"]
[46,"CmiNgs102",1.1220338940620422,17691.01527970433,0,12440.0673828125,0,0,199943.32418186017,0,51442.907598561302,0,0,null,212383.39184820527,51442.907598561302,63882.975264906418,null,57216.92039262865,8717.9974538407369,0,0,240895.57130344605,0,null,65934.914202632557,240895.578125,null,-146448.47736204011,2051.9392212587554,189452.67052643868,null,0.32976802037491831,1.2817104880066412,0,1,0.31045230852034295,1.0321202827804596,0,1,4.6827753206495872,"PASS",1,null,"CmiNgs102",null,189452.67052643868,0,0.31045230852034295,"FAIL",0,1,null,null,2.1435471091960889,null,-79.905459500894267,"NO",0,null,13.708,11.574999999999999,12.50331411195598,0,0,0,null,-146776.51176105815,null,-16980.831716825203,null,0,null,0,null,-79.905459500894267,null,-79.905459500894267,-1.9000911392405055E-2,null,"CmiNgs102"]
[47,"CofTgs102",1.1220338940620422,17691.01527970433,0,12440.0673828125,0,0,199943.32418186017,0,51442.907598561302,0,0,null,212383.39184820527,51442.907598561302,63882.975264906418,null,57216.92039262865,8717.9974538407369,0,0,240895.57130344605,0,null,65934.914202632557,240895.578125,null,-146448.47736204011,2051.9392212587554,189452.67052643868,null,0.32976802037491831,1.2817104880066412,0,1,0.31045230852034295,1.0321202827804596,0,1,4.6827753206495872,"PASS",1,null,"CofTgs102",null,189452.67052643868,0,0.31045230852034295,"FAIL",0,1,null,null,2.1435471091960889,null,-79.905459500894267,"NO",0,null,13.708,11.574999999999999,12.50331411195598,0,0,0,null,-146776.51176105815,null,-16980.831716825203,null,0,null,0,null,-79.905459500894267,null,-79.905459500894267,-1.9000911392405055E-2,null,"CofTgs102"]
[48,"CofNgs102",1.1220338940620422,17691.01527970433,0,12440.0673828125,0,0,199943.32418186017,0,51442.907598561302,0,0,null,212383.39184820527,51442.907598561302,63882.975264906418,null,57216.92039262865,8717.9974538407369,0,0,240895.57130344605,0,null,65934.914202632557,240895.578125,null,-146448.47736204011,2051.9392212587554,189452.67052643868,null,0.32976802037491831,1.2817104880066412,0,1,0.31045230852034295,1.0321202827804596,0,1,4.6827753206495872,"PASS",1,null,"CofNgs102",null,189452.67052643868,0,0.31045230852034295,"FAIL",0,1,null,null,2.1435471091960889,null,-79.905459500894267,"NO",0,null,13.708,11.574999999999999,12.50331411195598,0,0,0,null,-146776.51176105815,null,-16980.831716825203,null,0,null,0,null,-79.905459500894267,null,-79.905459500894267,-1.9000911392405055E-2,null,"CofNgs102"]
[49,"CreTgs102",0.92931937575340273,5464.7639008907254,0,3842.74365234375,0,0,61762.597733247916,0,15890.7414502868,0,0,null,65605.341291186371,15890.7414502868,19733.485008225231,null,21379.928113329272,7220.6410113802185,0,0,74412.768353310763,0,null,28600.569317389563,74412.765625,null,-37004.772068202095,8867.0842147590156,58522.024174713202,null,0.46307264213391985,1.7998259808621688,0,1,0.43594879187185914,1.4493420279612443,0,1,4.6827749263806053,"PASS",1,null,"CreTgs102",null,58522.024174713202,0,0.43594879187185914,"FAIL",0,1,null,null,2.1435471091960889,null,-24.682838275145286,"NO",0,null,13.708,11.574999999999999,12.50331411195598,0,0,0,null,-37147.063457840843,null,-4297.6088325269711,null,0,null,0,null,-24.682838275145286,null,-24.682838275145286,-1.9000911392405007E-2,null,"CreTgs102"]
[50,"CreNgs102",0.92931937575340273,5464.7639008907254,0,3842.74365234375,0,0,61762.597733247916,0,15890.7414502868,0,0,null,65605.341291186371,15890.7414502868,19733.485008225231,null,21379.928113329272,7220.6410113802185,0,0,74412.768353310763,0,null,28600.569317389563,74412.765625,null,-37004.772068202095,8867.0842147590156,58522.024174713202,null,0.46307264213391985,1.7998259808621688,0,1,0.43594879187185914,1.4493420279612443,0,1,4.6827749263806053,"PASS",1,null,"CreNgs102",null,58522.024174713202,0,0.43594879187185914,"FAIL",0,1,null,null,2.1435471091960889,null,-24.682838275145286,"NO",0,null,13.708,11.574999999999999,12.50331411195598,0,0,0,null,-37147.063457840843,null,-4297.6088325269711,null,0,null,0,null,-24.682838275145286,null,-24.682838275145286,-1.9000911392405007E-2,null,"CreNgs102"]
[51,"CrtTgs102",0.9052147254347801,6403.4963126030007,0,4502.84619140625,0,0,72372.123300179897,0,18620.44031171715,0,0,null,76874.969672671621,18620.44031171715,23123.286684208921,null,23612.960992948585,7033.3523018184242,0,0,87195.329277325203,0,null,30646.313966656809,87195.328125,null,-46228.655524929338,7523.0274635334099,68574.887813282854,null,0.42345467521443619,1.645842603806325,0,1,0.39865139679842088,1.3253442136141518,0,1,4.6827747714500196,"PASS",1,null,"CrtTgs102",null,68574.887813282854,0,0.39865139679842088,"FAIL",0,1,null,null,2.1435471091960885,null,-28.922835034066111,"NO",0,null,13.708,11.574999999999999,12.50331411195598,0,0,0,null,-46381.124748644041,null,-5365.9135562230995,null,0,null,0,null,-28.922835034066111,null,-28.922835034066111,-1.9000911392405114E-2,null,"CrtTgs102"]
[52,"CrtNgs102",0.9052147254347801,6403.4963126030007,0,4502.84619140625,0,0,72372.123300179897,0,18620.44031171715,0,0,null,76874.969672671621,18620.44031171715,23123.286684208921,null,23612.960992948585,7033.3523018184242,0,0,87195.329277325203,0,null,30646.313966656809,87195.328125,null,-46228.655524929338,7523.0274635334099,68574.887813282854,null,0.42345467521443619,1.645842603806325,0,1,0.39865139679842088,1.3253442136141518,0,1,4.6827747714500196,"PASS",1,null,"CrtNgs102",null,68574.887813282854,0,0.39865139679842088,"FAIL",0,1,null,null,2.1435471091960885,null,-28.922835034066111,"NO",0,null,13.708,11.574999999999999,12.50331411195598,0,0,0,null,-46381.124748644041,null,-5365.9135562230995,null,0,null,0,null,-28.922835034066111,null,-28.922835034066111,-1.9000911392405114E-2,null,"CrtNgs102"]
[53,"CscTgs102",1.1220338940620422,17691.01527970433,0,12440.0673828125,0,0,199943.32418186017,0,51442.907598561302,0,0,null,212383.39184820527,51442.907598561302,63882.975264906418,null,57216.92039262865,8717.9974538407369,0,0,240895.57130344605,0,null,65934.914202632557,240895.578125,null,-146448.47736204011,2051.9392212587554,189452.67052643868,null,0.32976802037491831,1.2817104880066412,0,1,0.31045230852034295,1.0321202827804596,0,1,4.6827753206495872,"PASS",1,null,"CscTgs102",null,189452.67052643868,0,0.31045230852034295,"FAIL",0,1,null,null,2.1435471091960889,null,-79.905459500894267,"NO",0,null,13.708,11.574999999999999,12.50331411195598,0,0,0,null,-146776.51176105815,null,-16980.831716825203,null,0,null,0,null,-79.905459500894267,null,-79.905459500894267,-1.9000911392405055E-2,null,"CscTgs102"]
[54,"CscNgs102",1.1220338940620422,17691.01527970433,0,12440.0673828125,0,0,199943.32418186017,0,51442.907598561302,0,0,null,212383.39184820527,51442.907598561302,63882.975264906418,null,57216.92039262865,8717.9974538407369,0,0,240895.57130344605,0,null,65934.914202632557,240895.578125,null,-146448.47736204011,2051.9392212587554,189452.67052643868,null,0.32976802037491831,1.2817104880066412,0,1,0.31045230852034295,1.0321202827804596,0,1,4.6827753206495872,"PASS",1,null,"CscNgs102",null,189452.67052643868,0,0.31045230852034295,"FAIL",0,1,null,null,2.1435471091960889,null,-79.905459500894267,"NO",0,null,13.708,11.574999999999999,12.50331411195598,0,0,0,null,-146776.51176105815,null,-16980.831716825203,null,0,null,0,null,-79.905459500894267,null,-79.905459500894267,-1.9000911392405055E-2,null,"CscNgs102"]
[55,"CwaTgs102",1.1220338940620422,17691.01527970433,0,12440.0673828125,0,0,199943.32418186017,0,51442.907598561302,0,0,null,212383.39184820527,51442.907598561302,63882.975264906418,null,57216.92039262865,8717.9974538407369,0,0,240895.57130344605,0,null,65934.914202632557,240895.578125,null,-146448.47736204011,2051.9392212587554,189452.67052643868,null,0.32976802037491831,1.2817104880066412,0,1,0.31045230852034295,1.0321202827804596,0,1,4.6827753206495872,"PASS",1,null,"CwaTgs102",null,189452.67052643868,0,0.31045230852034295,"FAIL",0,1,null,null,2.1435471091960889,null,-79.905459500894267,"NO",0,null,13.708,11.574999999999999,12.50331411195598,0,0,0,null,-146776.51176105815,null,-16980.831716825203,null,0,null,0,null,-79.905459500894267,null,-79.905459500894267,-1.9000911392405055E-2,null,"CwaTgs102"]
[56,"CwaNgs102",1.1220338940620422,17691.01527970433,0,12440.0673828125,0,0,199943.32418186017,0,51442.907598561302,0,0,null,212383.39184820527,51442.907598561302,63882.975264906418,null,57216.92039262865,8717.9974538407369,0,0,240895.57130344605,0,null,65934.914202632557,240895.578125,null,-146448.47736204011,2051.9392212587554,189452.67052643868,null,0.32976802037491831,1.2817104880066412,0,1,0.31045230852034295,1.0321202827804596,0,1,4.6827753206495872,"PASS",1,null,"CwaNgs102",null,189452.67052643868,0,0.31045230852034295,"FAIL",0,1,null,null,2.1435471091960889,null,-79.905459500894267,"NO",0,null,13.708,11.574999999999999,12.50331411195598,0,0,0,null,-146776.51176105815,null,-16980.831716825203,null,0,null,0,null,-79.905459500894267,null,-79.905459500894267,-1.9000911392405055E-2,null,"CwaNgs102"]
[57,"CasTgs103",1.0784503221511841,8394.7524427557109,0,5596.64208984375,0,0,94877.240370368439,0,8647.1600158647252,0,0,null,100473.88231370582,8647.1600158647252,14243.801959202116,null,30297.374983047124,8379.3610980595458,0,0,114309.9281570704,0,null,38676.735241578994,114309.9296875,null,-61797.147218633196,24432.933135870517,105662.76967163528,null,0.40765029727464869,4.4727673791880536,0,1,0.38494317423132363,2.7153378679754723,0,1,13.219360978376539,"PASS",1,null,"CasTgs103",null,105662.76967163528,0,0.38494317423132363,"FAIL",0,1,null,null,0.80089620066229128,null,-1287.8511836044997,"NO",0,null,13.708,11.574999999999999,12.50331411195598,0,0,0,null,-61989.568786999254,null,-7512.8431110731872,null,0,null,0,null,-1287.8511836044997,null,-1287.8511836044997,-1.7272903231119199,null,"CasTgs103"]
[58,"CasNgs103",1.0784503221511841,8394.7524427557109,0,5596.64208984375,0,0,94877.240370368439,0,8647.1600158647252,0,0,null,100473.88231370582,8647.1600158647252,14243.801959202116,null,30297.374983047124,8379.3610980595458,0,0,114309.9281570704,0,null,38676.735241578994,114309.9296875,null,-61797.147218633196,24432.933135870517,105662.76967163528,null,0.40765029727464869,4.4727673791880536,0,1,0.38494317423132363,2.7153378679754723,0,1,13.219360978376539,"PASS",1,null,"CasNgs103",null,105662.76967163528,0,0.38494317423132363,"FAIL",0,1,null,null,0.80089620066229128,null,-1287.8511836044997,"NO",0,null,13.708,11.574999999999999,12.50331411195598,0,0,0,null,-61989.568786999254,null,-7512.8431110731872,null,0,null,0,null,-1287.8511836044997,null,-1287.8511836044997,-1.7272903231119199,null,"CasNgs103"]
[59,"CcoTgs103",1.0321723639965057,11382.752269010738,0,7588.69189453125,0,0,128647.5248040516,0,11725.001498230888,0,0,null,136236.21671728077,11725.001498230888,19313.693411460077,null,38645.695588248018,8019.7898556072905,0,0,154997.01783620671,0,null,46665.483994204697,154997.015625,null,-89570.73270437817,27351.790601442561,143272.01412676912,null,0.36273907380093662,3.9799981263325006,0,1,0.34253361642778291,2.4161864354589331,0,1,13.219359984592456,"PASS",1,null,"CcoTgs103",null,143272.01412676912,0,0.34253361642778291,"FAIL",0,1,null,null,0.80089620066229128,null,-1746.2446054771069,"NO",0,null,13.708,11.574999999999999,12.50331411195598,0,0,0,null,-89802.899291414011,null,-10883.68747351885,null,0,null,0,null,-1746.2446054771069,null,-1746.2446054771069,-1.7272903231119201,null,"CcoTgs103"]
[60,"CcoNgs103",1.0321723639965057,11382.752269010738,0,7588.69189453125,0,0,128647.5248040516,0,11725.001498230888,0,0,null,136236.21671728077,11725.001498230888,19313.693411460077,null,38645.695588248018,8019.7898556072905,0,0,154997.01783620671,0,null,46665.483994204697,154997.015625,null,-89570.73270437817,27351.790601442561,143272.01412676912,null,0.36273907380093662,3.9799981263325006,0,1,0.34253361642778291,2.4161864354589331,0,1,13.219359984592456,"PASS",1,null,"CcoNgs103",null,143272.01412676912,0,0.34253361642778291,"FAIL",0,1,null,null,0.80089620066229128,null,-1746.2446054771069,"NO",0,null,13.708,11.574999999999999,12.50331411195598,0,0,0,null,-89802.899291414011,null,-10883.68747351885,null,0,null,0,null,-1746.2446054771069,null,-1746.2446054771069,-1.7272903231119201,null,"CcoNgs103"]
[61,"CdaTgs103",1.0321723639965057,11382.752269010738,0,7588.69189453125,0,0,128647.5248040516,0,11725.001498230888,0,0,null,136236.21671728077,11725.001498230888,19313.693411460077,null,38645.695588248018,8019.7898556072905,0,0,154997.01783620671,0,null,46665.483994204697,154997.015625,null,-89570.73270437817,27351.790601442561,143272.01412676912,null,0.36273907380093662,3.9799981263325006,0,1,0.34253361642778291,2.4161864354589331,0,1,13.219359984592456,"PASS",1,null,"CdaTgs103",null,143272.01412676912,0,0.34253361642778291,"FAIL",0,1,null,null,0.80089620066229128,null,-1746.2446054771069,"NO",0,null,13.708,11.574999999999999,12.50331411195598,0,0,0,null,-89802.899291414011,null,-10883.68747351885,null,0,null,0,null,-1746.2446054771069,null,-1746.2446054771069,-1.7272903231119201,null,"CdaTgs103"]
[62,"CdaNgs103",1.0321723639965057,11382.752269010738,0,7588.69189453125,0,0,128647.5248040516,0,11725.001498230888,0,0,null,136236.21671728077,11725.001498230888,19313.693411460077,null,38645.695588248018,8019.7898556072905,0,0,154997.01783620671,0,null,46665.483994204697,154997.015625,null,-89570.73270437817,27351.790601442561,143272.01412676912,null,0.36273907380093662,3.9799981263325006,0,1,0.34253361642778291,2.4161864354589331,0,1,13.219359984592456,"PASS",1,null,"CdaNgs103",null,143272.01412676912,0,0.34253361642778291,"FAIL",0,1,null,null,0.80089620066229128,null,-1746.2446054771069,"NO",0,null,13.708,11.574999999999999,12.50331411195598,0,0,0,null,-89802.899291414011,null,-10883.68747351885,null,0,null,0,null,-1746.2446054771069,null,-1746.2446054771069,-1.7272903231119201,null,"CdaNgs103"]
[63,"CgrTgs103",1.0784503221511841,8394.7524427557109,0,5596.64208984375,0,0,94877.240370368439,0,8647.1600158647252,0,0,null,100473.88231370582,8647.1600158647252,14243.801959202116,null,30297.374983047124,8379.3610980595458,0,0,114309.9281570704,0,null,38676.735241578994,114309.9296875,null,-61797.147218633196,24432.933135870517,105662.76967163528,null,0.40765029727464869,4.4727673791880536,0,1,0.38494317423132363,2.7153378679754723,0,1,13.219360978376539,"PASS",1,null,"CgrTgs103",null,105662.76967163528,0,0.38494317423132363,"FAIL",0,1,null,null,0.80089620066229128,null,-1287.8511836044997,"NO",0,null,13.708,11.574999999999999,12.50331411195598,0,0,0,null,-61989.568786999254,null,-7512.8431110731872,null,0,null,0,null,-1287.8511836044997,null,-1287.8511836044997,-1.7272903231119199,null,"CgrTgs103"]
[64,"CgrNgs103",1.0784503221511841,8394.7524427557109,0,5596.64208984375,0,0,94877.240370368439,0,8647.1600158647252,0,0,null,100473.88231370582,8647.1600158647252,14243.801959202116,null,30297.374983047124,8379.3610980595458,0,0,114309.9281570704,0,null,38676.735241578994,114309.9296875,null,-61797.147218633196,24432.933135870517,105662.76967163528,null,0.40765029727464869,4.4727673791880536,0,1,0.38494317423132363,2.7153378679754723,0,1,13.219360978376539,"PASS",1,null,"CgrNgs103",null,105662.76967163528,0,0.38494317423132363,"FAIL",0,1,null,null,0.80089620066229128,null,-1287.8511836044997,"NO",0,null,13.708,11.574999999999999,12.50331411195598,0,0,0,null,-61989.568786999254,null,-7512.8431110731872,null,0,null,0,null,-1287.8511836044997,null,-1287.8511836044997,-1.7272903231119199,null,"CgrNgs103"]
[65,"CheTgs103",1.0321723639965057,11382.752269010738,0,7588.69189453125,0,0,128647.5248040516,0,11725.001498230888,0,0,null,136236.21671728077,11725.001498230888,19313.693411460077,null,38645.695588248018,8019.7898556072905,0,0,154997.01783620671,0,null,46665.483994204697,154997.015625,null,-89570.73270437817,27351.790601442561,143272.01412676912,null,0.36273907380093662,3.9799981263325006,0,1,0.34253361642778291,2.4161864354589331,0,1,13.219359984592456,"PASS",1,null,"CheTgs103",null,143272.01412676912,0,0.34253361642778291,"FAIL",0,1,null,null,0.80089620066229128,null,-1746.2446054771069,"NO",0,null,13.708,11.574999999999999,12.50331411195598,0,0,0,null,-89802.899291414011,null,-10883.68747351885,null,0,null,0,null,-1746.2446054771069,null,-1746.2446054771069,-1.7272903231119201,null,"CheTgs103"]
[66,"CheNgs103",1.0321723639965057,11382.752269010738,0,7588.69189453125,0,0,128647.5248040516,0,11725.001498230888,0,0,null,136236.21671728077,11725.001498230888,19313.693411460077,null,38645.695588248018,8019.7898556072905,0,0,154997.01783620671,0,null,46665.483994204697,154997.015625,null,-89570.73270437817,27351.790601442561,143272.01412676912,null,0.36273907380093662,3.9799981263325006,0,1,0.34253361642778291,2.4161864354589331,0,1,13.219359984592456,"PASS",1,null,"CheNgs103",null,143272.01412676912,0,0.34253361642778291,"FAIL",0,1,null,null,0.80089620066229128,null,-1746.2446054771069,"NO",0,null,13.708,11.574999999999999,12.50331411195598,0,0,0,null,-89802.899291414011,null,-10883.68747351885,null,0,null,0,null,-1746.2446054771069,null,-1746.2446054771069,-1.7272903231119201,null,"CheNgs103"]
[67,"ChoTgs103",1.0321723639965057,11382.752269010738,0,7588.69189453125,0,0,128647.5248040516,0,11725.001498230888,0,0,null,136236.21671728077,11725.001498230888,19313.693411460077,null,38645.695588248018,8019.7898556072905,0,0,154997.01783620671,0,null,46665.483994204697,154997.015625,null,-89570.73270437817,27351.790601442561,143272.01412676912,null,0.36273907380093662,3.9799981263325006,0,1,0.34253361642778291,2.4161864354589331,0,1,13.219359984592456,"PASS",1,null,"ChoTgs103",null,143272.01412676912,0,0.34253361642778291,"FAIL",0,1,null,null,0.80089620066229128,null,-1746.2446054771069,"NO",0,null,13.708,11.574999999999999,12.50331411195598,0,0,0,null,-89802.899291414011,null,-10883.68747351885,null,0,null,0,null,-1746.2446054771069,null,-1746.2446054771069,-1.7272903231119201,null,"ChoTgs103"]
[68,"ChoNgs103",1.0321723639965057,11382.752269010738,0,7588.69189453125,0,0,128647.5248040516,0,11725.001498230888,0,0,null,136236.21671728077,11725.001498230888,19313.693411460077,null,38645.695588248018,8019.7898556072905,0,0,154997.01783620671,0,null,46665.483994204697,154997.015625,null,-89570.73270437817,27351.790601442561,143272.01412676912,null,0.36273907380093662,3.9799981263325006,0,1,0.34253361642778291,2.4161864354589331,0,1,13.219359984592456,"PASS",1,null,"ChoNgs103",null,143272.01412676912,0,0.34253361642778291,"FAIL",0,1,null,null,0.80089620066229128,null,-1746.2446054771069,"NO",0,null,13.708,11.574999999999999,12.50331411195598,0,0,0,null,-89802.899291414011,null,-10883.68747351885,null,0,null,0,null,-1746.2446054771069,null,-1746.2446054771069,-1.7272903231119201,null,"ChoNgs103"]
[69,"CinTgs103",1.0321723639965057,11382.752269010738,0,7588.69189453125,0,0,128647.5248040516,0,11725.001498230888,0,0,null,136236.21671728077,11725.001498230888,19313.693411460077,null,38645.695588248018,8019.7898556072905,0,0,154997.01783620671,0,null,46665.483994204697,154997.015625,null,-89570.73270437817,27351.790601442561,143272.01412676912,null,0.36273907380093662,3.9799981263325006,0,1,0.34253361642778291,2.4161864354589331,0,1,13.219359984592456,"PASS",1,null,"CinTgs103",null,143272.01412676912,0,0.34253361642778291,"FAIL",0,1,null,null,0.80089620066229128,null,-1746.2446054771069,"NO",0,null,13.708,11.574999999999999,12.50331411195598,0,0,0,null,-89802.899291414011,null,-10883.68747351885,null,0,null,0,null,-1746.2446054771069,null,-1746.2446054771069,-1.7272903231119201,null,"CinTgs103"]
[70,"CinNgs103",1.0321723639965057,11382.752269010738,0,7588.69189453125,0,0,128647.5248040516,0,11725.001498230888,0,0,null,136236.21671728077,11725.001498230888,19313.693411460077,null,38645.695588248018,8019.7898556072905,0,0,154997.01783620671,0,null,46665.483994204697,154997.015625,null,-89570.73270437817,27351.790601442561,143272.01412676912,null,0.36273907380093662,3.9799981263325006,0,1,0.34253361642778291,2.4161864354589331,0,1,13.219359984592456,"PASS",1,null,"CinNgs103",null,143272.01412676912,0,0.34253361642778291,"FAIL",0,1,null,null,0.80089620066229128,null,-1746.2446054771069,"NO",0,null,13.708,11.574999999999999,12.50331411195598,0,0,0,null,-89802.899291414011,null,-10883.68747351885,null,0,null,0,null,-1746.2446054771069,null,-1746.2446054771069,-1.7272903231119201,null,"CinNgs103"]
[71,"CloTgs103",1.4514417409896851,26526.160649104328,0,17684.55078125,0,0,299797.87220287841,0,27323.72979586013,0,0,null,317482.42230068386,27323.72979586013,45008.279893665385,null,84428.647187408322,11277.435975250995,0,0,361202.25566611881,0,null,95706.082647131901,361202.25,null,-221776.34033699651,50697.802070021775,333878.52020413987,null,0.31923536329292534,3.5026727083808491,0,1,0.30145316943078904,2.1264105497912569,0,1,13.219361071808228,"PASS",1,null,"CloTgs103",null,333878.52020413987,0,0.30145316943078904,"FAIL",0,1,null,null,0.80089620066229128,null,-4069.4169003480974,"NO",0,null,13.708,11.574999999999999,12.50331411195598,0,0,0,null,-222252.4900019076,null,-26935.952630467102,null,0,null,0,null,-4069.4169003480974,null,-4069.4169003480974,-1.7272903231119197,null,"CloTgs103"]
[72,"CloNgs103",1.4514417409896851,26526.160649104328,0,17684.55078125,0,0,299797.87220287841,0,27323.72979586013,0,0,null,317482.42230068386,27323.72979586013,45008.279893665385,null,84428.647187408322,11277.435975250995,0,0,361202.25566611881,0,null,95706.082647131901,361202.25,null,-221776.34033699651,50697.802070021775,333878.52020413987,null,0.31923536329292534,3.5026727083808491,0,1,0.30145316943078904,2.1264105497912569,0,1,13.219361071808228,"PASS",1,null,"CloNgs103",null,333878.52020413987,0,0.30145316943078904,"FAIL",0,1,null,null,0.80089620066229128,null,-4069.4169003480974,"NO",0,null,13.708,11.574999999999999,12.50331411195598,0,0,0,null,-222252.4900019076,null,-26935.952630467102,null,0,null,0,null,-4069.4169003480974,null,-4069.4169003480974,-1.7272903231119197,null,"CloNgs103"]
[73,"CmiTgs103",1.0784503221511841,8394.7524427557109,0,5596.64208984375,0,0,94877.240370368439,0,8647.1600158647252,0,0,null,100473.88231370582,8647.1600158647252,14243.801959202116,null,30297.374983047124,8379.3610980595458,0,0,114309.9281570704,0,null,38676.735241578994,114309.9296875,null,-61797.147218633196,24432.933135870517,105662.76967163528,null,0.40765029727464869,4.4727673791880536,0,1,0.38494317423132363,2.7153378679754723,0,1,13.219360978376539,"PASS",1,null,"CmiTgs103",null,105662.76967163528,0,0.38494317423132363,"FAIL",0,1,null,null,0.80089620066229128,null,-1287.8511836044997,"NO",0,null,13.708,11.574999999999999,12.50331411195598,0,0,0,null,-61989.568786999254,null,-7512.8431110731872,null,0,null,0,null,-1287.8511836044997,null,-1287.8511836044997,-1.7272903231119199,null,"CmiTgs103"]
[74,"CmiNgs103",1.0784503221511841,8394.7524427557109,0,5596.64208984375,0,0,94877.240370368439,0,8647.1600158647252,0,0,null,100473.88231370582,8647.1600158647252,14243.801959202116,null,30297.374983047124,8379.3610980595458,0,0,114309.9281570704,0,null,38676.735241578994,114309.9296875,null,-61797.147218633196,24432.933135870517,105662.76967163528,null,0.40765029727464869,4.4727673791880536,0,1,0.38494317423132363,2.7153378679754723,0,1,13.219360978376539,"PASS",1,null,"CmiNgs103",null,105662.76967163528,0,0.38494317423132363,"FAIL",0,1,null,null,0.80089620066229128,null,-1287.8511836044997,"NO",0,null,13.708,11.574999999999999,12.50331411195598,0,0,0,null,-61989.568786999254,null,-7512.8431110731872,null,0,null,0,null,-1287.8511836044997,null,-1287.8511836044997,-1.7272903231119199,null,"CmiNgs103"]
[75,"CofTgs103",1.0784503221511841,8394.7524427557109,0,5596.64208984375,0,0,94877.240370368439,0,8647.1600158647252,0,0,null,100473.88231370582,8647.1600158647252,14243.801959202116,null,30297.374983047124,8379.3610980595458,0,0,114309.9281570704,0,null,38676.735241578994,114309.9296875,null,-61797.147218633196,24432.933135870517,105662.76967163528,null,0.40765029727464869,4.4727673791880536,0,1,0.38494317423132363,2.7153378679754723,0,1,13.219360978376539,"PASS",1,null,"CofTgs103",null,105662.76967163528,0,0.38494317423132363,"FAIL",0,1,null,null,0.80089620066229128,null,-1287.8511836044997,"NO",0,null,13.708,11.574999999999999,12.50331411195598,0,0,0,null,-61989.568786999254,null,-7512.8431110731872,null,0,null,0,null,-1287.8511836044997,null,-1287.8511836044997,-1.7272903231119199,null,"CofTgs103"]
[76,"CofNgs103",1.0784503221511841,8394.7524427557109,0,5596.64208984375,0,0,94877.240370368439,0,8647.1600158647252,0,0,null,100473.88231370582,8647.1600158647252,14243.801959202116,null,30297.374983047124,8379.3610980595458,0,0,114309.9281570704,0,null,38676.735241578994,114309.9296875,null,-61797.147218633196,24432.933135870517,105662.76967163528,null,0.40765029727464869,4.4727673791880536,0,1,0.38494317423132363,2.7153378679754723,0,1,13.219360978376539,"PASS",1,null,"CofNgs103",null,105662.76967163528,0,0.38494317423132363,"FAIL",0,1,null,null,0.80089620066229128,null,-1287.8511836044997,"NO",0,null,13.708,11.574999999999999,12.50331411195598,0,0,0,null,-61989.568786999254,null,-7512.8431110731872,null,0,null,0,null,-1287.8511836044997,null,-1287.8511836044997,-1.7272903231119199,null,"CofNgs103"]
[77,"CreTgs103",1.0784503221511841,8394.7524427557109,0,5596.64208984375,0,0,94877.240370368439,0,8647.1600158647252,0,0,null,100473.88231370582,8647.1600158647252,14243.801959202116,null,30297.374983047124,8379.3610980595458,0,0,114309.9281570704,0,null,38676.735241578994,114309.9296875,null,-61797.147218633196,24432.933135870517,105662.76967163528,null,0.40765029727464869,4.4727673791880536,0,1,0.38494317423132363,2.7153378679754723,0,1,13.219360978376539,"PASS",1,null,"CreTgs103",null,105662.76967163528,0,0.38494317423132363,"FAIL",0,1,null,null,0.80089620066229128,null,-1287.8511836044997,"NO",0,null,13.708,11.574999999999999,12.50331411195598,0,0,0,null,-61989.568786999254,null,-7512.8431110731872,null,0,null,0,null,-1287.8511836044997,null,-1287.8511836044997,-1.7272903231119199,null,"CreTgs103"]
[78,"CreNgs103",1.0784503221511841,8394.7524427557109,0,5596.64208984375,0,0,94877.240370368439,0,8647.1600158647252,0,0,null,100473.88231370582,8647.1600158647252,14243.801959202116,null,30297.374983047124,8379.3610980595458,0,0,114309.9281570704,0,null,38676.735241578994,114309.9296875,null,-61797.147218633196,24432.933135870517,105662.76967163528,null,0.40765029727464869,4.4727673791880536,0,1,0.38494317423132363,2.7153378679754723,0,1,13.219360978376539,"PASS",1,null,"CreNgs103",null,105662.76967163528,0,0.38494317423132363,"FAIL",0,1,null,null,0.80089620066229128,null,-1287.8511836044997,"NO",0,null,13.708,11.574999999999999,12.50331411195598,0,0,0,null,-61989.568786999254,null,-7512.8431110731872,null,0,null,0,null,-1287.8511836044997,null,-1287.8511836044997,-1.7272903231119199,null,"CreNgs103"]
[79,"CrtTgs103",1.0784503221511841,8394.7524427557109,0,5596.64208984375,0,0,94877.240370368439,0,8647.1600158647252,0,0,null,100473.88231370582,8647.1600158647252,14243.801959202116,null,30297.374983047124,8379.3610980595458,0,0,114309.9281570704,0,null,38676.735241578994,114309.9296875,null,-61797.147218633196,24432.933135870517,105662.76967163528,null,0.40765029727464869,4.4727673791880536,0,1,0.38494317423132363,2.7153378679754723,0,1,13.219360978376539,"PASS",1,null,"CrtTgs103",null,105662.76967163528,0,0.38494317423132363,"FAIL",0,1,null,null,0.80089620066229128,null,-1287.8511836044997,"NO",0,null,13.708,11.574999999999999,12.50331411195598,0,0,0,null,-61989.568786999254,null,-7512.8431110731872,null,0,null,0,null,-1287.8511836044997,null,-1287.8511836044997,-1.7272903231119199,null,"CrtTgs103"]
[80,"CrtNgs103",1.0784503221511841,8394.7524427557109,0,5596.64208984375,0,0,94877.240370368439,0,8647.1600158647252,0,0,null,100473.88231370582,8647.1600158647252,14243.801959202116,null,30297.374983047124,8379.3610980595458,0,0,114309.9281570704,0,null,38676.735241578994,114309.9296875,null,-61797.147218633196,24432.933135870517,105662.76967163528,null,0.40765029727464869,4.4727673791880536,0,1,0.38494317423132363,2.7153378679754723,0,1,13.219360978376539,"PASS",1,null,"CrtNgs103",null,105662.76967163528,0,0.38494317423132363,"FAIL",0,1,null,null,0.80089620066229128,null,-1287.8511836044997,"NO",0,null,13.708,11.574999999999999,12.50331411195598,0,0,0,null,-61989.568786999254,null,-7512.8431110731872,null,0,null,0,null,-1287.8511836044997,null,-1287.8511836044997,-1.7272903231119199,null,"CrtNgs103"]
[81,"CscTgs103",1.0784503221511841,8394.7524427557109,0,5596.64208984375,0,0,94877.240370368439,0,8647.1600158647252,0,0,null,100473.88231370582,8647.1600158647252,14243.801959202116,null,30297.374983047124,8379.3610980595458,0,0,114309.9281570704,0,null,38676.735241578994,114309.9296875,null,-61797.147218633196,24432.933135870517,105662.76967163528,null,0.40765029727464869,4.4727673791880536,0,1,0.38494317423132363,2.7153378679754723,0,1,13.219360978376539,"PASS",1,null,"CscTgs103",null,105662.76967163528,0,0.38494317423132363,"FAIL",0,1,null,null,0.80089620066229128,null,-1287.8511836044997,"NO",0,null,13.708,11.574999999999999,12.50331411195598,0,0,0,null,-61989.568786999254,null,-7512.8431110731872,null,0,null,0,null,-1287.8511836044997,null,-1287.8511836044997,-1.7272903231119199,null,"CscTgs103"]
[82,"CscNgs103",1.0784503221511841,8394.7524427557109,0,5596.64208984375,0,0,94877.240370368439,0,8647.1600158647252,0,0,null,100473.88231370582,8647.1600158647252,14243.801959202116,null,30297.374983047124,8379.3610980595458,0,0,114309.9281570704,0,null,38676.735241578994,114309.9296875,null,-61797.147218633196,24432.933135870517,105662.76967163528,null,0.40765029727464869,4.4727673791880536,0,1,0.38494317423132363,2.7153378679754723,0,1,13.219360978376539,"PASS",1,null,"CscNgs103",null,105662.76967163528,0,0.38494317423132363,"FAIL",0,1,null,null,0.80089620066229128,null,-1287.8511836044997,"NO",0,null,13.708,11.574999999999999,12.50331411195598,0,0,0,null,-61989.568786999254,null,-7512.8431110731872,null,0,null,0,null,-1287.8511836044997,null,-1287.8511836044997,-1.7272903231119199,null,"CscNgs103"]
[83,"CwaTgs103",1.0784503221511841,8394.7524427557109,0,5596.64208984375,0,0,94877.240370368439,0,8647.1600158647252,0,0,null,100473.88231370582,8647.1600158647252,14243.801959202116,null,30297.374983047124,8379.3610980595458,0,0,114309.9281570704,0,null,38676.735241578994,114309.9296875,null,-61797.147218633196,24432.933135870517,105662.76967163528,null,0.40765029727464869,4.4727673791880536,0,1,0.38494317423132363,2.7153378679754723,0,1,13.219360978376539,"PASS",1,null,"CwaTgs103",null,105662.76967163528,0,0.38494317423132363,"FAIL",0,1,null,null,0.80089620066229128,null,-1287.8511836044997,"NO",0,null,13.708,11.574999999999999,12.50331411195598,0,0,0,null,-61989.568786999254,null,-7512.8431110731872,null,0,null,0,null,-1287.8511836044997,null,-1287.8511836044997,-1.7272903231119199,null,"CwaTgs103"]
[84,"CwaNgs103",1.0784503221511841,8394.7524427557109,0,5596.64208984375,0,0,94877.240370368439,0,8647.1600158647252,0,0,null,100473.88231370582,8647.1600158647252,14243.801959202116,null,30297.374983047124,8379.3610980595458,0,0,114309.9281570704,0,null,38676.735241578994,114309.9296875,null,-61797.147218633196,24432.933135870517,105662.76967163528,null,0.40765029727464869,4.4727673791880536,0,1,0.38494317423132363,2.7153378679754723,0,1,13.219360978376539,"PASS",1,null,"CwaNgs103",null,105662.76967163528,0,0.38494317423132363,"FAIL",0,1,null,null,0.80089620066229128,null,-1287.8511836044997,"NO",0,null,13.708,11.574999999999999,12.50331411195598,0,0,0,null,-61989.568786999254,null,-7512.8431110731872,null,0,null,0,null,-1287.8511836044997,null,-1287.8511836044997,-1.7272903231119199,null,"CwaNgs103"]
[85,"CasTgs104",0.9052147254347801,6403.4963126030007,0,3607.334228515625,0,0,72372.123300179897,0,19596.99404064635,0,0,null,75979.457428376394,19596.99404064635,23204.328168842843,null,23612.960992948585,7033.3523018184242,0,0,87195.329277325203,0,null,30646.313966656809,87195.328125,null,-45333.143562038713,7441.9856974948343,67598.334084353643,null,0.42345467521443619,1.5638272840769833,0,1,0.40334999700520985,1.3207154118477571,0,1,4.4494236179358513,"PASS",1,null,"CasTgs104",null,67598.334084353643,0,0.40334999700520985,"FAIL",0,1,null,null,2.8160043531055465,null,448.60431823292618,"YES",1,null,13.708,11.574999999999999,12.50331411195598,0,0,0,null,-45485.612785753423,null,{"$error":"#N/A"},null,{"$error":"#N/A"},null,{"$error":"#N/A"},null,448.60431823292618,null,{"$error":"#N/A"},{"$error":"#N/A"},null,"CasTgs104"]
[86,"CasNgs104",0.9052147254347801,6403.4963126030007,0,3607.334228515625,0,0,72372.123300179897,0,19596.99404064635,0,0,null,75979.457428376394,19596.99404064635,23204.328168842843,null,23612.960992948585,7033.3523018184242,0,0,87195.329277325203,0,null,30646.313966656809,87195.328125,null,-45333.143562038713,7441.9856974948343,67598.334084353643,null,0.42345467521443619,1.5638272840769833,0,1,0.40334999700520985,1.3207154118477571,0,1,4.4494236179358513,"PASS",1,null,"CasNgs104",null,67598.334084353643,0,0.40334999700520985,"FAIL",0,1,null,null,2.8160043531055465,null,448.60431823292618,"YES",1,null,13.708,11.574999999999999,12.50331411195598,0,0,0,null,-45485.612785753423,null,{"$error":"#N/A"},null,{"$error":"#N/A"},null,{"$error":"#N/A"},null,448.60431823292618,null,{"$error":"#N/A"},{"$error":"#N/A"},null,"CasNgs104"]
[87,"CcoTgs104",0.9052147254347801,6403.4963126030007,0,3607.334228515625,0,0,72372.123300179897,0,19596.99404064635,0,0,null,75979.457428376394,19596.99404064635,23204.328168842843,null,23612.960992948585,7033.3523018184242,0,0,87195.329277325203,0,null,30646.313966656809,87195.328125,null,-45333.143562038713,7441.9856974948343,67598.334084353643,null,0.42345467521443619,1.5638272840769833,0,1,0.40334999700520985,1.3207154118477571,0,1,4.4494236179358513,"PASS",1,null,"CcoTgs104",null,67598.334084353643,0,0.40334999700520985,"FAIL",0,1,null,null,2.8160043531055465,null,448.60431823292618,"YES",1,null,13.708,11.574999999999999,12.50331411195598,0,0,0,null,-45485.612785753423,null,{"$error":"#N/A"},null,{"$error":"#N/A"},null,{"$error":"#N/A"},null,448.60431823292618,null,{"$error":"#N/A"},{"$error":"#N/A"},null,"CcoTgs104"]
[88,"CcoNgs104",0.9052147254347801,6403.4963126030007,0,3607.334228515625,0,0,72372.123300179897,0,19596.99404064635,0,0,null,75979.457428376394,19596.99404064635,23204.328168842843,null,23612.960992948585,7033.3523018184242,0,0,87195.329277325203,0,null,30646.313966656809,87195.328125,null,-45333.143562038713,7441.9856974948343,67598.334084353643,null,0.42345467521443619,1.5638272840769833,0,1,0.40334999700520985,1.3207154118477571,0,1,4.4494236179358513,"PASS",1,null,"CcoNgs104",null,67598.334084353643,0,0.40334999700520985,"FAIL",0,1,null,null,2.8160043531055465,null,448.60431823292618,"YES",1,null,13.708,11.574999999999999,12.50331411195598,0,0,0,null,-45485.612785753423,null,{"$error":"#N/A"},null,{"$error":"#N/A"},null,{"$error":"#N/A"},null,448.60431823292618,null,{"$error":"#N/A"},{"$error":"#N/A"},null,"CcoNgs104"]
[89,"CdaTgs104",1.1220338940620422,17691.01527970433,0,9966.025390625,0,0,199943.32418186017,0,54140.847233145054,0,0,null,209909.34943291653,54140.847233145054,64106.872484201442,null,57216.92039262865,8717.9974538407369,0,0,240895.57130344605,0,null,65934.914202632557,240895.578125,null,-143974.43536985261,1828.0415788625032,186754.73089185494,null,0.32976802037491831,1.2178404582163089,0,1,0.31411137396652328,1.0285155320177743,0,1,4.4494238719176087,"PASS",1,null,"CdaTgs104",null,186754.73089185494,0,0.31411137396652328,"FAIL",0,1,null,null,2.8160043531055465,null,1239.3644724062201,"YES",1,null,13.708,11.574999999999999,12.50331411195598,0,0,0,null,-144302.46976887065,null,{"$error":"#N/A"},null,{"$error":"#N/A"},null,{"$error":"#N/A"},null,1239.3644724062201,null,{"$error":"#N/A"},{"$error":"#N/A"},null,"CdaTgs104"]
[90,"CdaNgs104",1.1220338940620422,17691.01527970433,0,9966.025390625,0,0,199943.32418186017,0,54140.847233145054,0,0,null,209909.34943291653,54140.847233145054,64106.872484201442,null,57216.92039262865,8717.9974538407369,0,0,240895.57130344605,0,null,65934.914202632557,240895.578125,null,-143974.43536985261,1828.0415788625032,186754.73089185494,null,0.32976802037491831,1.2178404582163089,0,1,0.31411137396652328,1.0285155320177743,0,1,4.4494238719176087,"PASS",1,null,"CdaNgs104",null,186754.73089185494,0,0.31411137396652328,"FAIL",0,1,null,null,2.8160043531055465,null,1239.3644724062201,"YES",1,null,13.708,11.574999999999999,12.50331411195598,0,0,0,null,-144302.46976887065,null,{"$error":"#N/A"},null,{"$error":"#N/A"},null,{"$error":"#N/A"},null,1239.3644724062201,null,{"$error":"#N/A"},{"$error":"#N/A"},null,"CdaNgs104"]
[91,"CgrTgs104",0.9052147254347801,6403.4963126030007,0,3607.334228515625,0,0,72372.123300179897,0,19596.99404064635,0,0,null,75979.457428376394,19596.99404064635,23204.328168842843,null,23612.960992948585,7033.3523018184242,0,0,87195.329277325203,0,null,30646.313966656809,87195.328125,null,-45333.143562038713,7441.9856974948343,67598.334084353643,null,0.42345467521443619,1.5638272840769833,0,1,0.40334999700520985,1.3207154118477571,0,1,4.4494236179358513,"PASS",1,null,"CgrTgs104",null,67598.334084353643,0,0.40334999700520985,"FAIL",0,1,null,null,2.8160043531055465,null,448.60431823292618,"YES",1,null,13.708,11.574999999999999,12.50331411195598,0,0,0,null,-45485.612785753423,null,{"$error":"#N/A"},null,{"$error":"#N/A"},null,{"$error":"#N/A"},null,448.60431823292618,null,{"$error":"#N/A"},{"$error":"#N/A"},null,"CgrTgs104"]
[92,"CgrNgs104",0.9052147254347801,6403.4963126030007,0,3607.334228515625,0,0,72372.123300179897,0,19596.99404064635,0,0,null,75979.457428376394,19596.99404064635,23204.328168842843,null,23612.960992948585,7033.3523018184242,0,0,87195.329277325203,0,null,30646.313966656809,87195.328125,null,-45333.143562038713,7441.9856974948343,67598.334084353643,null,0.42345467521443619,1.5638272840769833,0,1,0.40334999700520985,1.3207154118477571,0,1,4.4494236179358513,"PASS",1,null,"CgrNgs104",null,67598.334084353643,0,0.40334999700520985,"FAIL",0,1,null,null,2.8160043531055465,null,448.60431823292618,"YES",1,null,13.708,11.574999999999999,12.50331411195598,0,0,0,null,-45485.612785753423,null,{"$error":"#N/A"},null,{"$error":"#N/A"},null,{"$error":"#N/A"},null,448.60431823292618,null,{"$error":"#N/A"},{"$error":"#N/A"},null,"CgrNgs104"]
[93,"CheTgs104",1.0177966177463531,8845.5076398521651,0,4983.0126953125,0,0,99971.662090930084,0,27070.423616572527,0,0,null,104954.67471645826,27070.423616572527,32053.436242100721,null,31299.754354743887,7908.09294531862,0,0,120447.78565172302,0,null,39207.847086698879,120447.7890625,null,-65746.827699543705,7154.4107748138522,93377.365445927469,null,0.39218960920182605,1.4483647408715028,0,1,0.37356932567846163,1.2232026140723353,0,1,4.4494238719176087,"PASS",1,null,"CheTgs104",null,93377.365445927469,0,0.37356932567846163,"FAIL",0,1,null,null,2.8160043531055465,null,619.68223620311005,"YES",1,null,13.708,11.574999999999999,12.50331411195598,0,0,0,null,-65941.891615397923,null,{"$error":"#N/A"},null,{"$error":"#N/A"},null,{"$error":"#N/A"},null,619.68223620311005,null,{"$error":"#N/A"},{"$error":"#N/A"},null,"CheTgs104"]
[94,"CheNgs104",1.0177966177463531,8845.5076398521651,0,4983.0126953125,0,0,99971.662090930084,0,27070.423616572527,0,0,null,104954.67471645826,27070.423616572527,32053.436242100721,null,31299.754354743887,7908.09294531862,0,0,120447.78565172302,0,null,39207.847086698879,120447.7890625,null,-65746.827699543705,7154.4107748138522,93377.365445927469,null,0.39218960920182605,1.4483647408715028,0,1,0.37356932567846163,1.2232026140723353,0,1,4.4494238719176087,"PASS",1,null,"CheNgs104",null,93377.365445927469,0,0.37356932567846163,"FAIL",0,1,null,null,2.8160043531055465,null,619.68223620311005,"YES",1,null,13.708,11.574999999999999,12.50331411195598,0,0,0,null,-65941.891615397923,null,{"$error":"#N/A"},null,{"$error":"#N/A"},null,{"$error":"#N/A"},null,619.68223620311005,null,{"$error":"#N/A"},{"$error":"#N/A"},null,"CheNgs104"]
[95,"ChoTgs104",0.9052147254347801,6403.4963126030007,0,3607.334228515625,0,0,72372.123300179897,0,19596.99404064635,0,0,null,75979.457428376394,19596.99404064635,23204.328168842843,null,23612.960992948585,7033.3523018184242,0,0,87195.329277325203,0,null,30646.313966656809,87195.328125,null,-45333.143562038713,7441.9856974948343,67598.334084353643,null,0.42345467521443619,1.5638272840769833,0,1,0.40334999700520985,1.3207154118477571,0,1,4.4494236179358513,"PASS",1,null,"ChoTgs104",null,67598.334084353643,0,0.40334999700520985,"FAIL",0,1,null,null,2.8160043531055465,null,448.60431823292618,"YES",1,null,13.708,11.574999999999999,12.50331411195598,0,0,0,null,-45485.612785753423,null,{"$error":"#N/A"},null,{"$error":"#N/A"},null,{"$error":"#N/A"},null,448.60431823292618,null,{"$error":"#N/A"},{"$error":"#N/A"},null,"ChoTgs104"]
[96,"ChoNgs104",0.9052147254347801,6403.4963126030007,0,3607.334228515625,0,0,72372.123300179897,0,19596.99404064635,0,0,null,75979.457428376394,19596.99404064635,23204.328168842843,null,23612.960992948585,7033.3523018184242,0,0,87195.329277325203,0,null,30646.313966656809,87195.328125,null,-45333.143562038713,7441.9856974948343,67598.334084353643,null,0.42345467521443619,1.5638272840769833,0,1,0.40334999700520985,1.3207154118477571,0,1,4.4494236179358513,"PASS",1,null,"ChoNgs104",null,67598.334084353643,0,0.40334999700520985,"FAIL",0,1,null,null,2.8160043531055465,null,448.60431823292618,"YES",1,null,13.708,11.574999999999999,12.50331411195598,0,0,0,null,-45485.612785753423,null,{"$error":"#N/A"},null,{"$error":"#N/A"},null,{"$error":"#N/A"},null,448.60431823292618,null,{"$error":"#N/A"},{"$error":"#N/A"},null,"ChoNgs104"]
[97,"CinTgs104",1.1220338940620422,17691.01527970433,0,9966.025390625,0,0,199943.32418186017,0,54140.847233145054,0,0,null,209909.34943291653,54140.847233145054,64106.872484201442,null,57216.92039262865,8717.9974538407369,0,0,240895.57130344605,0,null,65934.914202632557,240895.578125,null,-143974.43536985261,1828.0415788625032,186754.73089185494,null,0.32976802037491831,1.2178404582163089,0,1,0.31411137396652328,1.0285155320177743,0,1,4.4494238719176087,"PASS",1,null,"CinTgs104",null,186754.73089185494,0,0.31411137396652328,"FAIL",0,1,null,null,2.8160043531055465,null,1239.3644724062201,"YES",1,null,13.708,11.574999999999999,12.50331411195598,0,0,0,null,-144302.46976887065,null,{"$error":"#N/A"},null,{"$error":"#N/A"},null,{"$error":"#N/A"},null,1239.3644724062201,null,{"$error":"#N/A"},{"$error":"#N/A"},null,"CinTgs104"]
[98,"CinNgs104",1.1220338940620422,17691.01527970433,0,9966.025390625,0,0,199943.32418186017,0,54140.847233145054,0,0,null,209909.34943291653,54140.847233145054,64106.872484201442,null,57216.92039262865,8717.9974538407369,0,0,240895.57130344605,0,null,65934.914202632557,240895.578125,null,-143974.43536985261,1828.0415788625032,186754.73089185494,null,0.32976802037491831,1.2178404582163089,0,1,0.31411137396652328,1.0285155320177743,0,1,4.4494238719176087,"PASS",1,null,"CinNgs104",null,186754.73089185494,0,0.31411137396652328,"FAIL",0,1,null,null,2.8160043531055465,null,1239.3644724062201,"YES",1,null,13.708,11.574999999999999,12.50331411195598,0,0,0,null,-144302.46976887065,null,{"$error":"#N/A"},null,{"$error":"#N/A"},null,{"$error":"#N/A"},null,1239.3644724062201,null,{"$error":"#N/A"},{"$error":"#N/A"},null,"CinNgs104"]
[99,"CloTgs104",0.91675824224948865,5734.9993971988097,0,3230.744384765625,0,0,64816.791208834358,0,17551.154470116628,0,0,null,68047.535533466289,17551.154470116628,20781.898794748537,null,21992.522786336835,7123.0433091325294,0,0,78092.519528716119,0,null,29115.566284973378,78092.515625,null,-38931.969308626605,8333.6674300911254,60541.361154883372,null,0.44919789674816551,1.6588975007055422,0,1,0.42787098799374829,1.4010060624529175,0,1,4.4494232990749278,"PASS",1,null,"CloTgs104",null,60541.361154883372,0,0.42787098799374829,"FAIL",0,1,null,null,2.8160043531055461,null,401.7719992965217,"YES",1,null,13.708,11.574999999999999,12.50331411195598,0,0,0,null,-39076.822872233432,null,{"$error":"#N/A"},null,{"$error":"#N/A"},null,{"$error":"#N/A"},null,401.7719992965217,null,{"$error":"#N/A"},{"$error":"#N/A"},null,"CloTgs104"]
[100,"CloNgs104",0.91675824224948865,5734.9993971988097,0,3230.744384765625,0,0,64816.791208834358,0,17551.154470116628,0,0,null,68047.535533466289,17551.154470116628,20781.898794748537,null,21992.522786336835,7123.0433091325294,0,0,78092.519528716119,0,null,29115.566284973378,78092.515625,null,-38931.969308626605,8333.6674300911254,60541.361154883372,null,0.44919789674816551,1.6588975007055422,0,1,0.42787098799374829,1.4010060624529175,0,1,4.4494232990749278,"PASS",1,null,"CloNgs104",null,60541.361154883372,0,0.42787098799374829,"FAIL",0,1,null,null,2.8160043531055461,null,401.7719992965217,"YES",1,null,13.708,11.574999999999999,12.50331411195598,0,0,0,null,-39076.822872233432,null,{"$error":"#N/A"},null,{"$error":"#N/A"},null,{"$error":"#N/A"},null,401.7719992965217,null,{"$error":"#N/A"},{"$error":"#N/A"},null,"CloNgs104"]
[101,"CmiTgs104",1.1220338940620422,17691.01527970433,0,9966.025390625,0,0,199943.32418186017,0,54140.847233145054,0,0,null,209909.34943291653,54140.847233145054,64106.872484201442,null,57216.92039262865,8717.9974538407369,0,0,240895.57130344605,0,null,65934.914202632557,240895.578125,null,-143974.43536985261,1828.0415788625032,186754.73089185494,null,0.32976802037491831,1.2178404582163089,0,1,0.31411137396652328,1.0285155320177743,0,1,4.4494238719176087,"PASS",1,null,"CmiTgs104",null,186754.73089185494,0,0.31411137396652328,"FAIL",0,1,null,null,2.8160043531055465,null,1239.3644724062201,"YES",1,null,13.708,11.574999999999999,12.50331411195598,0,0,0,null,-144302.46976887065,null,{"$error":"#N/A"},null,{"$error":"#N/A"},null,{"$error":"#N/A"},null,1239.3644724062201,null,{"$error":"#N/A"},{"$error":"#N/A"},null,"CmiTgs104"]
[102,"CmiNgs104",1.1220338940620422,17691.01527970433,0,9966.025390625,0,0,199943.32418186017,0,54140.847233145054,0,0,null,209909.34943291653,54140.847233145054,64106.872484201442,null,57216.92039262865,8717.9974538407369,0,0,240895.57130344605,0,null,65934.914202632557,240895.578125,null,-143974.43536985261,1828.0415788625032,186754.73089185494,null,0.32976802037491831,1.2178404582163089,0,1,0.31411137396652328,1.0285155320177743,0,1,4.4494238719176087,"PASS",1,null,"CmiNgs104",null,186754.73089185494,0,0.31411137396652328,"FAIL",0,1,null,null,2.8160043531055465,null,1239.3644724062201,"YES",1,null,13.708,11.574999999999999,12.50331411195598,0,0,0,null,-144302.46976887065,null,{"$error":"#N/A"},null,{"$error":"#N/A"},null,{"$error":"#N/A"},null,1239.3644724062201,null,{"$error":"#N/A"},{"$error":"#N/A"},null,"CmiNgs104"]
[103,"CofTgs104",1.1220338940620422,17691.01527970433,0,9966.025390625,0,0,199943.32418186017,0,54140.847233145054,0,0,null,209909.34943291653,54140.847233145054,64106.872484201442,null,57216.92039262865,8717.9974538407369,0,0,240895.57130344605,0,null,65934.914202632557,240895.578125,null,-143974.43536985261,1828.0415788625032,186754.73089185494,null,0.32976802037491831,1.2178404582163089,0,1,0.31411137396652328,1.0285155320177743,0,1,4.4494238719176087,"PASS",1,null,"CofTgs104",null,186754.73089185494,0,0.31411137396652328,"FAIL",0,1,null,null,2.8160043531055465,null,1239.3644724062201,"YES",1,null,13.708,11.574999999999999,12.50331411195598,0,0,0,null,-144302.46976887065,null,{"$error":"#N/A"},null,{"$error":"#N/A"},null,{"$error":"#N/A"},null,1239.3644724062201,null,{"$error":"#N/A"},{"$error":"#N/A"},null,"CofTgs104"]
[104,"CofNgs104",1.1220338940620422,17691.01527970433,0,9966.025390625,0,0,199943.32418186017,0,54140.847233145054,0,0,null,209909.34943291653,54140.847233145054,64106.872484201442,null,57216.92039262865,8717.9974538407369,0,0,240895.57130344605,0,null,65934.914202632557,240895.578125,null,-143974.43536985261,1828.0415788625032,186754.73089185494,null,0.32976802037491831,1.2178404582163089,0,1,0.31411137396652328,1.0285155320177743,0,1,4.4494238719176087,"PASS",1,null,"CofNgs104",null,186754.73089185494,0,0.31411137396652328,"FAIL",0,1,null,null,2.8160043531055465,null,1239.3644724062201,"YES",1,null,13.708,11.574999999999999,12.50331411195598,0,0,0,null,-144302.46976887065,null,{"$error":"#N/A"},null,{"$error":"#N/A"},null,{"$error":"#N/A"},null,1239.3644724062201,null,{"$error":"#N/A"},{"$error":"#N/A"},null,"CofNgs104"]
[105,"CreTgs104",0.92931937575340273,5464.7639008907254,0,3078.510498046875,0,0,61762.597733247916,0,16724.136281788658,0,0,null,64841.108265417759,16724.136281788658,19802.646813958476,null,21379.928113329272,7220.6410113802185,0,0,74412.768353310763,0,null,28600.569317389563,74412.765625,null,-36240.538913905228,8797.92253755403,57688.629343211345,null,0.46307264213391985,1.7101373030865252,0,1,0.44108699091583137,1.4442801326190751,0,1,4.4494235380053659,"PASS",1,null,"CreTgs104",null,57688.629343211345,0,0.44108699091583137,"FAIL",0,1,null,null,2.8160043531055465,null,382.84033440820417,"YES",1,null,13.708,11.574999999999999,12.50331411195598,0,0,0,null,-36382.830303543975,null,{"$error":"#N/A"},null,{"$error":"#N/A"},null,{"$error":"#N/A"},null,382.84033440820417,null,{"$error":"#N/A"},{"$error":"#N/A"},null,"CreTgs104"]
[106,"CreNgs104",0.92931937575340273,5464.7639008907254,0,3078.510498046875,0,0,61762.597733247916,0,16724.136281788658,0,0,null,64841.108265417759,16724.136281788658,19802.646813958476,null,21379.928113329272,7220.6410113802185,0,0,74412.768353310763,0,null,28600.569317389563,74412.765625,null,-36240.538913905228,8797.92253755403,57688.629343211345,null,0.46307264213391985,1.7101373030865252,0,1,0.44108699091583137,1.4442801326190751,0,1,4.4494235380053659,"PASS",1,null,"CreNgs104",null,57688.629343211345,0,0.44108699091583137,"FAIL",0,1,null,null,2.8160043531055465,null,382.84033440820417,"YES",1,null,13.708,11.574999999999999,12.50331411195598,0,0,0,null,-36382.830303543975,null,{"$error":"#N/A"},null,{"$error":"#N/A"},null,{"$error":"#N/A"},null,382.84033440820417,null,{"$error":"#N/A"},{"$error":"#N/A"},null,"CreNgs104"]
[107,"CrtTgs104",0.9052147254347801,6403.4963126030007,0,3607.334228515625,0,0,72372.123300179897,0,19596.99404064635,0,0,null,75979.457428376394,19596.99404064635,23204.328168842843,null,23612.960992948585,7033.3523018184242,0,0,87195.329277325203,0,null,30646.313966656809,87195.328125,null,-45333.143562038713,7441.9856974948343,67598.334084353643,null,0.42345467521443619,1.5638272840769833,0,1,0.40334999700520985,1.3207154118477571,0,1,4.4494236179358513,"PASS",1,null,"CrtTgs104",null,67598.334084353643,0,0.40334999700520985,"FAIL",0,1,null,null,2.8160043531055465,null,448.60431823292618,"YES",1,null,13.708,11.574999999999999,12.50331411195598,0,0,0,null,-45485.612785753423,null,{"$error":"#N/A"},null,{"$error":"#N/A"},null,{"$error":"#N/A"},null,448.60431823292618,null,{"$error":"#N/A"},{"$error":"#N/A"},null,"CrtTgs104"]
[108,"CrtNgs104",0.9052147254347801,6403.4963126030007,0,3607.334228515625,0,0,72372.123300179897,0,19596.99404064635,0,0,null,75979.457428376394,19596.99404064635,23204.328168842843,null,23612.960992948585,7033.3523018184242,0,0,87195.329277325203,0,null,30646.313966656809,87195.328125,null,-45333.143562038713,7441.9856974948343,67598.334084353643,null,0.42345467521443619,1.5638272840769833,0,1,0.40334999700520985,1.3207154118477571,0,1,4.4494236179358513,"PASS",1,null,"CrtNgs104",null,67598.334084353643,0,0.40334999700520985,"FAIL",0,1,null,null,2.8160043531055465,null,448.60431823292618,"YES",1,null,13.708,11.574999999999999,12.50331411195598,0,0,0,null,-45485.612785753423,null,{"$error":"#N/A"},null,{"$error":"#N/A"},null,{"$error":"#N/A"},null,448.60431823292618,null,{"$error":"#N/A"},{"$error":"#N/A"},null,"CrtNgs104"]
[109,"CscTgs104",1.1220338940620422,17691.01527970433,0,9966.025390625,0,0,199943.32418186017,0,54140.847233145054,0,0,null,209909.34943291653,54140.847233145054,64106.872484201442,null,57216.92039262865,8717.9974538407369,0,0,240895.57130344605,0,null,65934.914202632557,240895.578125,null,-143974.43536985261,1828.0415788625032,186754.73089185494,null,0.32976802037491831,1.2178404582163089,0,1,0.31411137396652328,1.0285155320177743,0,1,4.4494238719176087,"PASS",1,null,"CscTgs104",null,186754.73089185494,0,0.31411137396652328,"FAIL",0,1,null,null,2.8160043531055465,null,1239.3644724062201,"YES",1,null,13.708,11.574999999999999,12.50331411195598,0,0,0,null,-144302.46976887065,null,{"$error":"#N/A"},null,{"$error":"#N/A"},null,{"$error":"#N/A"},null,1239.3644724062201,null,{"$error":"#N/A"},{"$error":"#N/A"},null,"CscTgs104"]
[110,"CscNgs104",1.1220338940620422,17691.01527970433,0,9966.025390625,0,0,199943.32418186017,0,54140.847233145054,0,0,null,209909.34943291653,54140.847233145054,64106.872484201442,null,57216.92039262865,8717.9974538407369,0,0,240895.57130344605,0,null,65934.914202632557,240895.578125,null,-143974.43536985261,1828.0415788625032,186754.73089185494,null,0.32976802037491831,1.2178404582163089,0,1,0.31411137396652328,1.0285155320177743,0,1,4.4494238719176087,"PASS",1,null,"CscNgs104",null,186754.73089185494,0,0.31411137396652328,"FAIL",0,1,null,null,2.8160043531055465,null,1239.3644724062201,"YES",1,null,13.708,11.574999999999999,12.50331411195598,0,0,0,null,-144302.46976887065,null,{"$error":"#N/A"},null,{"$error":"#N/A"},null,{"$error":"#N/A"},null,1239.3644724062201,null,{"$error":"#N/A"},{"$error":"#N/A"},null,"CscNgs104"]
[111,"CwaTgs104",1.1220338940620422,17691.01527970433,0,9966.025390625,0,0,199943.32418186017,0,54140.847233145054,0,0,null,209909.34943291653,54140.847233145054,64106.872484201442,null,57216.92039262865,8717.9974538407369,0,0,240895.57130344605,0,null,65934.914202632557,240895.578125,null,-143974.43536985261,1828.0415788625032,186754.73089185494,null,0.32976802037491831,1.2178404582163089,0,1,0.31411137396652328,1.0285155320177743,0,1,4.4494238719176087,"PASS",1,null,"CwaTgs104",null,186754.73089185494,0,0.31411137396652328,"FAIL",0,1,null,null,2.8160043531055465,null,1239.3644724062201,"YES",1,null,13.708,11.574999999999999,12.50331411195598,0,0,0,null,-144302.46976887065,null,{"$error":"#N/A"},null,{"$error":"#N/A"},null,{"$error":"#N/A"},null,1239.3644724062201,null,{"$error":"#N/A"},{"$error":"#N/A"},null,"CwaTgs104"]
[112,"CwaNgs104",1.1220338940620422,17691.01527970433,0,9966.025390625,0,0,199943.32418186017,0,54140.847233145054,0,0,null,209909.34943291653,54140.847233145054,64106.872484201442,null,57216.92039262865,8717.9974538407369,0,0,240895.57130344605,0,null,65934.914202632557,240895.578125,null,-143974.43536985261,1828.0415788625032,186754.73089185494,null,0.32976802037491831,1.2178404582163089,0,1,0.31411137396652328,1.0285155320177743,0,1,4.4494238719176087,"PASS",1,null,"CwaNgs104",null,186754.73089185494,0,0.31411137396652328,"FAIL",0,1,null,null,2.8160043531055465,null,1239.3644724062201,"YES",1,null,13.708,11.574999999999999,12.50331411195598,0,0,0,null,-144302.46976887065,null,{"$error":"#N/A"},null,{"$error":"#N/A"},null,{"$error":"#N/A"},null,1239.3644724062201,null,{"$error":"#N/A"},{"$error":"#N/A"},null,"CwaNgs104"]
[113,"CasTgs105",0.9052147254347801,6403.4963126030007,0,4502.84619140625,0,0,72372.123300179897,0,121764.67348973961,0,0,null,76874.969672671621,121764.67348973961,126267.51986223129,null,23269.497385665949,6759.7734624033637,0,0,87195.329277325203,0,null,30029.270997906809,87195.328125,null,-46845.698493679338,-96238.248683239042,-34569.345364739609,null,0.41492869945729732,0.24661726703876227,0,0,0.39062481840976171,0.23782260928018173,0,0,0.71609708814558137,"FAIL",0,null,"CasTgs105",null,-34569.345364739609,34569.345364739609,0.26945538708385985,"FAIL",0,1,null,null,14.017301328827449,null,8402.8995632624355,"YES",1,null,13.708,11.574999999999999,12.50331411195598,0,0,0,null,-46995.097851877872,null,-5436.9451798771834,null,3999.388111601098,null,3999.388111601098,null,8402.8995632624355,null,3999.388111601098,0.40178687578977385,null,"CasTgs105"]
[114,"CasNgs105",0.9052147254347801,6403.4963126030007,0,4502.84619140625,0,0,72372.123300179897,0,121764.67348973961,0,0,null,76874.969672671621,121764.67348973961,126267.51986223129,null,23269.497385665949,6759.7734624033637,0,0,87195.329277325203,0,null,30029.270997906809,87195.328125,null,-46845.698493679338,-96238.248683239042,-34569.345364739609,null,0.41492869945729732,0.24661726703876227,0,0,0.39062481840976171,0.23782260928018173,0,0,0.71609708814558137,"FAIL",0,null,"CasNgs105",null,-34569.345364739609,34569.345364739609,0.26945538708385985,"FAIL",0,1,null,null,14.017301328827449,null,8402.8995632624355,"YES",1,null,13.708,11.574999999999999,12.50331411195598,0,0,0,null,-46995.097851877872,null,-5436.9451798771834,null,3999.388111601098,null,3999.388111601098,null,8402.8995632624355,null,3999.388111601098,0.40178687578977385,null,"CasNgs105"]
[115,"CcoTgs105",0.9052147254347801,6403.4963126030007,0,4502.84619140625,0,0,72372.123300179897,0,121764.67348973961,0,0,null,76874.969672671621,121764.67348973961,126267.51986223129,null,23269.497385665949,6759.7734624033637,0,0,87195.329277325203,0,null,30029.270997906809,87195.328125,null,-46845.698493679338,-96238.248683239042,-34569.345364739609,null,0.41492869945729732,0.24661726703876227,0,0,0.39062481840976171,0.23782260928018173,0,0,0.71609708814558137,"FAIL",0,null,"CcoTgs105",null,-34569.345364739609,34569.345364739609,0.26945538708385985,"FAIL",0,1,null,null,14.017301328827449,null,8402.8995632624355,"YES",1,null,13.708,11.574999999999999,12.50331411195598,0,0,0,null,-46995.097851877872,null,-5436.9451798771834,null,3999.388111601098,null,3999.388111601098,null,8402.8995632624355,null,3999.388111601098,0.40178687578977385,null,"CcoTgs105"]
[116,"CcoNgs105",0.9052147254347801,6403.4963126030007,0,4502.84619140625,0,0,72372.123300179897,0,121764.67348973961,0,0,null,76874.969672671621,121764.67348973961,126267.51986223129,null,23269.497385665949,6759.7734624033637,0,0,87195.329277325203,0,null,30029.270997906809,87195.328125,null,-46845.698493679338,-96238.248683239042,-34569.345364739609,null,0.41492869945729732,0.24661726703876227,0,0,0.39062481840976171,0.23782260928018173,0,0,0.71609708814558137,"FAIL",0,null,"CcoNgs105",null,-34569.345364739609,34569.345364739609,0.26945538708385985,"FAIL",0,1,null,null,14.017301328827449,null,8402.8995632624355,"YES",1,null,13.708,11.574999999999999,12.50331411195598,0,0,0,null,-46995.097851877872,null,-5436.9451798771834,null,3999.388111601098,null,3999.388111601098,null,8402.8995632624355,null,3999.388111601098,0.40178687578977385,null,"CcoNgs105"]
[117,"CdaTgs105",1.1220338940620422,17691.01527970433,0,12440.0673828125,0,0,199943.32418186017,0,336400.71095037198,0,0,null,212383.39184820527,336400.71095037198,348840.77861671709,null,56791.189571068251,8378.890364774752,0,0,240895.57130344605,0,null,65170.078265132557,240895.578125,null,-147213.31329954011,-283670.70006805193,-95505.132825371984,null,0.32594275668767292,0.1937275283426701,0,0,0.30685110443434876,0.18681897964029701,0,0,0.71609711360133976,"FAIL",0,null,"CdaTgs105",null,-95505.132825371984,95505.132825371984,0.21166777291956709,"FAIL",0,1,null,null,14.017301328827449,null,23214.790318843679,"YES",1,null,13.708,11.574999999999999,12.50331411195598,0,0,0,null,-147537.54254464025,null,-17068.876701082419,null,11049.156088685268,null,11049.156088685268,null,23214.790318843679,null,11049.156088685268,0.40178684314973534,null,"CdaTgs105"]
[118,"CdaNgs105",1.1220338940620422,17691.01527970433,0,12440.0673828125,0,0,199943.32418186017,0,336400.71095037198,0,0,null,212383.39184820527,336400.71095037198,348840.77861671709,null,56791.189571068251,8378.890364774752,0,0,240895.57130344605,0,null,65170.078265132557,240895.578125,null,-147213.31329954011,-283670.70006805193,-95505.132825371984,null,0.32594275668767292,0.1937275283426701,0,0,0.30685110443434876,0.18681897964029701,0,0,0.71609711360133976,"FAIL",0,null,"CdaNgs105",null,-95505.132825371984,95505.132825371984,0.21166777291956709,"FAIL",0,1,null,null,14.017301328827449,null,23214.790318843679,"YES",1,null,13.708,11.574999999999999,12.50331411195598,0,0,0,null,-147537.54254464025,null,-17068.876701082419,null,11049.156088685268,null,11049.156088685268,null,23214.790318843679,null,11049.156088685268,0.40178684314973534,null,"CdaNgs105"]
[119,"CgrTgs105",0.9052147254347801,6403.4963126030007,0,4502.84619140625,0,0,72372.123300179897,0,121764.67348973961,0,0,null,76874.969672671621,121764.67348973961,126267.51986223129,null,23269.497385665949,6759.7734624033637,0,0,87195.329277325203,0,null,30029.270997906809,87195.328125,null,-46845.698493679338,-96238.248683239042,-34569.345364739609,null,0.41492869945729732,0.24661726703876227,0,0,0.39062481840976171,0.23782260928018173,0,0,0.71609708814558137,"FAIL",0,null,"CgrTgs105",null,-34569.345364739609,34569.345364739609,0.26945538708385985,"FAIL",0,1,null,null,14.017301328827449,null,8402.8995632624355,"YES",1,null,13.708,11.574999999999999,12.50331411195598,0,0,0,null,-46995.097851877872,null,-5436.9451798771834,null,3999.388111601098,null,3999.388111601098,null,8402.8995632624355,null,3999.388111601098,0.40178687578977385,null,"CgrTgs105"]
[120,"CgrNgs105",0.9052147254347801,6403.4963126030007,0,4502.84619140625,0,0,72372.123300179897,0,121764.67348973961,0,0,null,76874.969672671621,121764.67348973961,126267.51986223129,null,23269.497385665949,6759.7734624033637,0,0,87195.329277325203,0,null,30029.270997906809,87195.328125,null,-46845.698493679338,-96238.248683239042,-34569.345364739609,null,0.41492869945729732,0.24661726703876227,0,0,0.39062481840976171,0.23782260928018173,0,0,0.71609708814558137,"FAIL",0,null,"CgrNgs105",null,-34569.345364739609,34569.345364739609,0.26945538708385985,"FAIL",0,1,null,null,14.017301328827449,null,8402.8995632624355,"YES",1,null,13.708,11.574999999999999,12.50331411195598,0,0,0,null,-46995.097851877872,null,-5436.9451798771834,null,3999.388111601098,null,3999.388111601098,null,8402.8995632624355,null,3999.388111601098,0.40178687578977385,null,"CgrNgs105"]
[121,"CheTgs105",1.0177966177463531,8845.5076398521651,0,6220.03369140625,0,0,99971.662090930084,0,168200.35547518599,0,0,null,106191.69592410263,168200.35547518599,174420.38930835854,null,30913.574050790816,7600.4890038229978,0,0,120447.78565172302,0,null,38514.061930448879,120447.7890625,null,-67677.633851887455,-135906.32723614335,-47752.566412685992,null,0.38524979103996576,0.22897729212070972,0,0,0.36268431016858488,0.22081169589447117,0,0,0.71609711360133976,"FAIL",0,null,"CheTgs105",null,-47752.566412685992,47752.566412685992,0.25018186050778451,"FAIL",0,1,null,null,14.017301328827449,null,11607.39515942184,"YES",1,null,13.708,11.574999999999999,12.50331411195598,0,0,0,null,-67869.246100297634,null,-7851.9119506879942,null,5524.5780443426338,null,5524.5780443426338,null,11607.39515942184,null,5524.5780443426338,0.40178684314973534,null,"CheTgs105"]
[122,"CheNgs105",1.0177966177463531,8845.5076398521651,0,6220.03369140625,0,0,99971.662090930084,0,168200.35547518599,0,0,null,106191.69592410263,168200.35547518599,174420.38930835854,null,30913.574050790816,7600.4890038229978,0,0,120447.78565172302,0,null,38514.061930448879,120447.7890625,null,-67677.633851887455,-135906.32723614335,-47752.566412685992,null,0.38524979103996576,0.22897729212070972,0,0,0.36268431016858488,0.22081169589447117,0,0,0.71609711360133976,"FAIL",0,null,"CheNgs105",null,-47752.566412685992,47752.566412685992,0.25018186050778451,"FAIL",0,1,null,null,14.017301328827449,null,11607.39515942184,"YES",1,null,13.708,11.574999999999999,12.50331411195598,0,0,0,null,-67869.246100297634,null,-7851.9119506879942,null,5524.5780443426338,null,5524.5780443426338,null,11607.39515942184,null,5524.5780443426338,0.40178684314973534,null,"CheNgs105"]
[123,"ChoTgs105",0.9052147254347801,6403.4963126030007,0,4502.84619140625,0,0,72372.123300179897,0,121764.67348973961,0,0,null,76874.969672671621,121764.67348973961,126267.51986223129,null,23269.497385665949,6759.7734624033637,0,0,87195.329277325203,0,null,30029.270997906809,87195.328125,null,-46845.698493679338,-96238.248683239042,-34569.345364739609,null,0.41492869945729732,0.24661726703876227,0,0,0.39062481840976171,0.23782260928018173,0,0,0.71609708814558137,"FAIL",0,null,"ChoTgs105",null,-34569.345364739609,34569.345364739609,0.26945538708385985,"FAIL",0,1,null,null,14.017301328827449,null,8402.8995632624355,"YES",1,null,13.708,11.574999999999999,12.50331411195598,0,0,0,null,-46995.097851877872,null,-5436.9451798771834,null,3999.388111601098,null,3999.388111601098,null,8402.8995632624355,null,3999.388111601098,0.40178687578977385,null,"ChoTgs105"]
[124,"ChoNgs105",0.9052147254347801,6403.4963126030007,0,4502.84619140625,0,0,72372.123300179897,0,121764.67348973961,0,0,null,76874.969672671621,121764.67348973961,126267.51986223129,null,23269.497385665949,6759.7734624033637,0,0,87195.329277325203,0,null,30029.270997906809,87195.328125,null,-46845.698493679338,-96238.248683239042,-34569.345364739609,null,0.41492869945729732,0.24661726703876227,0,0,0.39062481840976171,0.23782260928018173,0,0,0.71609708814558137,"FAIL",0,null,"ChoNgs105",null,-34569.345364739609,34569.345364739609,0.26945538708385985,"FAIL",0,1,null,null,14.017301328827449,null,8402.8995632624355,"YES",1,null,13.708,11.574999999999999,12.50331411195598,0,0,0,null,-46995.097851877872,null,-5436.9451798771834,null,3999.388111601098,null,3999.388111601098,null,8402.8995632624355,null,3999.388111601098,0.40178687578977385,null,"ChoNgs105"]
[125,"CinTgs105",1.1220338940620422,17691.01527970433,0,12440.0673828125,0,0,199943.32418186017,0,336400.71095037198,0,0,null,212383.39184820527,336400.71095037198,348840.77861671709,null,56791.189571068251,8378.890364774752,0,0,240895.57130344605,0,null,65170.078265132557,240895.578125,null,-147213.31329954011,-283670.70006805193,-95505.132825371984,null,0.32594275668767292,0.1937275283426701,0,0,0.30685110443434876,0.18681897964029701,0,0,0.71609711360133976,"FAIL",0,null,"CinTgs105",null,-95505.132825371984,95505.132825371984,0.21166777291956709,"FAIL",0,1,null,null,14.017301328827449,null,23214.790318843679,"YES",1,null,13.708,11.574999999999999,12.50331411195598,0,0,0,null,-147537.54254464025,null,-17068.876701082419,null,11049.156088685268,null,11049.156088685268,null,23214.790318843679,null,11049.156088685268,0.40178684314973534,null,"CinTgs105"]
[126,"CinNgs105",1.1220338940620422,17691.01527970433,0,12440.0673828125,0,0,199943.32418186017,0,336400.71095037198,0,0,null,212383.39184820527,336400.71095037198,348840.77861671709,null,56791.189571068251,8378.890364774752,0,0,240895.57130344605,0,null,65170.078265132557,240895.578125,null,-147213.31329954011,-283670.70006805193,-95505.132825371984,null,0.32594275668767292,0.1937275283426701,0,0,0.30685110443434876,0.18681897964029701,0,0,0.71609711360133976,"FAIL",0,null,"CinNgs105",null,-95505.132825371984,95505.132825371984,0.21166777291956709,"FAIL",0,1,null,null,14.017301328827449,null,23214.790318843679,"YES",1,null,13.708,11.574999999999999,12.50331411195598,0,0,0,null,-147537.54254464025,null,-17068.876701082419,null,11049.156088685268,null,11049.156088685268,null,23214.790318843679,null,11049.156088685268,0.40178684314973534,null,"CinNgs105"]
[127,"CloTgs105",0.91675824224948865,5734.9993971988097,0,4032.76904296875,0,0,64816.791208834358,0,109052.97628164463,0,0,null,68849.560241485713,109052.97628164463,113085.74531429603,null,21644.679248177577,6845.9757262799239,0,0,78092.519528716119,0,null,28490.654175598378,78092.515625,null,-40358.90607620473,-84595.091149015003,-30960.460656644631,null,0.4395566896208089,0.26125517291721834,0,0,0.41381025632407337,0.25193850996706763,0,0,0.71609705931652068,"FAIL",0,null,"CloTgs105",null,-30960.460656644631,30960.460656644631,0.28544883485929601,"FAIL",0,1,null,null,14.017301328827447,null,7525.6737846800925,"YES",1,null,13.708,11.574999999999999,12.50331411195598,0,0,0,null,-40500.650624342037,null,-4685.5912054475557,null,3581.8699189535764,null,3581.8699189535764,null,7525.6737846800925,null,3581.8699189535764,0.40178691465477834,null,"CloTgs105"]
[128,"CloNgs105",0.91675824224948865,5734.9993971988097,0,4032.76904296875,0,0,64816.791208834358,0,109052.97628164463,0,0,null,68849.560241485713,109052.97628164463,113085.74531429603,null,21644.679248177577,6845.9757262799239,0,0,78092.519528716119,0,null,28490.654175598378,78092.515625,null,-40358.90607620473,-84595.091149015003,-30960.460656644631,null,0.4395566896208089,0.26125517291721834,0,0,0.41381025632407337,0.25193850996706763,0,0,0.71609705931652068,"FAIL",0,null,"CloNgs105",null,-30960.460656644631,30960.460656644631,0.28544883485929601,"FAIL",0,1,null,null,14.017301328827447,null,7525.6737846800925,"YES",1,null,13.708,11.574999999999999,12.50331411195598,0,0,0,null,-40500.650624342037,null,-4685.5912054475557,null,3581.8699189535764,null,3581.8699189535764,null,7525.6737846800925,null,3581.8699189535764,0.40178691465477834,null,"CloNgs105"]
[129,"CmiTgs105",1.1220338940620422,17691.01527970433,0,12440.0673828125,0,0,199943.32418186017,0,336400.71095037198,0,0,null,212383.39184820527,336400.71095037198,348840.77861671709,null,56791.189571068251,8378.890364774752,0,0,240895.57130344605,0,null,65170.078265132557,240895.578125,null,-147213.31329954011,-283670.70006805193,-95505.132825371984,null,0.32594275668767292,0.1937275283426701,0,0,0.30685110443434876,0.18681897964029701,0,0,0.71609711360133976,"FAIL",0,null,"CmiTgs105",null,-95505.132825371984,95505.132825371984,0.21166777291956709,"FAIL",0,1,null,null,14.017301328827449,null,23214.790318843679,"YES",1,null,13.708,11.574999999999999,12.50331411195598,0,0,0,null,-147537.54254464025,null,-17068.876701082419,null,11049.156088685268,null,11049.156088685268,null,23214.790318843679,null,11049.156088685268,0.40178684314973534,null,"CmiTgs105"]
[130,"CmiNgs105",1.1220338940620422,17691.01527970433,0,12440.0673828125,0,0,199943.32418186017,0,336400.71095037198,0,0,null,212383.39184820527,336400.71095037198,348840.77861671709,null,56791.189571068251,8378.890364774752,0,0,240895.57130344605,0,null,65170.078265132557,240895.578125,null,-147213.31329954011,-283670.70006805193,-95505.132825371984,null,0.32594275668767292,0.1937275283426701,0,0,0.30685110443434876,0.18681897964029701,0,0,0.71609711360133976,"FAIL",0,null,"CmiNgs105",null,-95505.132825371984,95505.132825371984,0.21166777291956709,"FAIL",0,1,null,null,14.017301328827449,null,23214.790318843679,"YES",1,null,13.708,11.574999999999999,12.50331411195598,0,0,0,null,-147537.54254464025,null,-17068.876701082419,null,11049.156088685268,null,11049.156088685268,null,23214.790318843679,null,11049.156088685268,0.40178684314973534,null,"CmiNgs105"]
[131,"CofTgs105",1.1220338940620422,17691.01527970433,0,12440.0673828125,0,0,199943.32418186017,0,336400.71095037198,0,0,null,212383.39184820527,336400.71095037198,348840.77861671709,null,56791.189571068251,8378.890364774752,0,0,240895.57130344605,0,null,65170.078265132557,240895.578125,null,-147213.31329954011,-283670.70006805193,-95505.132825371984,null,0.32594275668767292,0.1937275283426701,0,0,0.30685110443434876,0.18681897964029701,0,0,0.71609711360133976,"FAIL",0,null,"CofTgs105",null,-95505.132825371984,95505.132825371984,0.21166777291956709,"FAIL",0,1,null,null,14.017301328827449,null,23214.790318843679,"YES",1,null,13.708,11.574999999999999,12.50331411195598,0,0,0,null,-147537.54254464025,null,-17068.876701082419,null,11049.156088685268,null,11049.156088685268,null,23214.790318843679,null,11049.156088685268,0.40178684314973534,null,"CofTgs105"]
[132,"CofNgs105",1.1220338940620422,17691.01527970433,0,12440.0673828125,0,0,199943.32418186017,0,336400.71095037198,0,0,null,212383.39184820527,336400.71095037198,348840.77861671709,null,56791.189571068251,8378.890364774752,0,0,240895.57130344605,0,null,65170.078265132557,240895.578125,null,-147213.31329954011,-283670.70006805193,-95505.132825371984,null,0.32594275668767292,0.1937275283426701,0,0,0.30685110443434876,0.18681897964029701,0,0,0.71609711360133976,"FAIL",0,null,"CofNgs105",null,-95505.132825371984,95505.132825371984,0.21166777291956709,"FAIL",0,1,null,null,14.017301328827449,null,23214.790318843679,"YES",1,null,13.708,11.574999999999999,12.50331411195598,0,0,0,null,-147537.54254464025,null,-17068.876701082419,null,11049.156088685268,null,11049.156088685268,null,23214.790318843679,null,11049.156088685268,0.40178684314973534,null,"CofNgs105"]
[133,"CreTgs105",0.92931937575340273,5464.7639008907254,0,3842.74365234375,0,0,61762.597733247916,0,103914.35630149848,0,0,null,65605.341291186371,103914.35630149848,107757.09985943687,null,21027.318532259327,6939.7771355275236,0,0,74412.768353310763,0,null,27967.094708014563,74412.765625,null,-37638.246677577095,-79790.005245827662,-29501.590676498483,null,0.45281603647573543,0.26913600491226125,0,0,0.42629295294173619,0.25953830160605912,0,0,0.71609706563641529,"FAIL",0,null,"CreTgs105",null,-29501.590676498483,29501.590676498483,0.29405947707109686,"FAIL",0,1,null,null,14.01730132882745,null,7171.0608838312946,"YES",1,null,13.708,11.574999999999999,12.50331411195598,0,0,0,null,-37777.386452243831,null,-4370.5320037263718,null,3413.0906958179412,null,3413.0906958179412,null,7171.0608838312946,null,3413.0906958179412,0.40178691320743137,null,"CreTgs105"]
[134,"CreNgs105",0.92931937575340273,5464.7639008907254,0,3842.74365234375,0,0,61762.597733247916,0,103914.35630149848,0,0,null,65605.341291186371,103914.35630149848,107757.09985943687,null,21027.318532259327,6939.7771355275236,0,0,74412.768353310763,0,null,27967.094708014563,74412.765625,null,-37638.246677577095,-79790.005245827662,-29501.590676498483,null,0.45281603647573543,0.26913600491226125,0,0,0.42629295294173619,0.25953830160605912,0,0,0.71609706563641529,"FAIL",0,null,"CreNgs105",null,-29501.590676498483,29501.590676498483,0.29405947707109686,"FAIL",0,1,null,null,14.01730132882745,null,7171.0608838312946,"YES",1,null,13.708,11.574999999999999,12.50331411195598,0,0,0,null,-37777.386452243831,null,-4370.5320037263718,null,3413.0906958179412,null,3413.0906958179412,null,7171.0608838312946,null,3413.0906958179412,0.40178691320743137,null,"CreNgs105"]
[135,"CrtTgs105",0.9052147254347801,6403.4963126030007,0,4502.84619140625,0,0,72372.123300179897,0,121764.67348973961,0,0,null,76874.969672671621,121764.67348973961,126267.51986223129,null,23269.497385665949,6759.7734624033637,0,0,87195.329277325203,0,null,30029.270997906809,87195.328125,null,-46845.698493679338,-96238.248683239042,-34569.345364739609,null,0.41492869945729732,0.24661726703876227,0,0,0.39062481840976171,0.23782260928018173,0,0,0.71609708814558137,"FAIL",0,null,"CrtTgs105",null,-34569.345364739609,34569.345364739609,0.26945538708385985,"FAIL",0,1,null,null,14.017301328827449,null,8402.8995632624355,"YES",1,null,13.708,11.574999999999999,12.50331411195598,0,0,0,null,-46995.097851877872,null,-5436.9451798771834,null,3999.388111601098,null,3999.388111601098,null,8402.8995632624355,null,3999.388111601098,0.40178687578977385,null,"CrtTgs105"]
[136,"CrtNgs105",0.9052147254347801,6403.4963126030007,0,4502.84619140625,0,0,72372.123300179897,0,121764.67348973961,0,0,null,76874.969672671621,121764.67348973961,126267.51986223129,null,23269.497385665949,6759.7734624033637,0,0,87195.329277325203,0,null,30029.270997906809,87195.328125,null,-46845.698493679338,-96238.248683239042,-34569.345364739609,null,0.41492869945729732,0.24661726703876227,0,0,0.39062481840976171,0.23782260928018173,0,0,0.71609708814558137,"FAIL",0,null,"CrtNgs105",null,-34569.345364739609,34569.345364739609,0.26945538708385985,"FAIL",0,1,null,null,14.017301328827449,null,8402.8995632624355,"YES",1,null,13.708,11.574999999999999,12.50331411195598,0,0,0,null,-46995.097851877872,null,-5436.9451798771834,null,3999.388111601098,null,3999.388111601098,null,8402.8995632624355,null,3999.388111601098,0.40178687578977385,null,"CrtNgs105"]
[137,"CscTgs105",1.1220338940620422,17691.01527970433,0,12440.0673828125,0,0,199943.32418186017,0,336400.71095037198,0,0,null,212383.39184820527,336400.71095037198,348840.77861671709,null,56791.189571068251,8378.890364774752,0,0,240895.57130344605,0,null,65170.078265132557,240895.578125,null,-147213.31329954011,-283670.70006805193,-95505.132825371984,null,0.32594275668767292,0.1937275283426701,0,0,0.30685110443434876,0.18681897964029701,0,0,0.71609711360133976,"FAIL",0,null,"CscTgs105",null,-95505.132825371984,95505.132825371984,0.21166777291956709,"FAIL",0,1,null,null,14.017301328827449,null,23214.790318843679,"YES",1,null,13.708,11.574999999999999,12.50331411195598,0,0,0,null,-147537.54254464025,null,-17068.876701082419,null,11049.156088685268,null,11049.156088685268,null,23214.790318843679,null,11049.156088685268,0.40178684314973534,null,"CscTgs105"]
[138,"CscNgs105",1.1220338940620422,17691.01527970433,0,12440.0673828125,0,0,199943.32418186017,0,336400.71095037198,0,0,null,212383.39184820527,336400.71095037198,348840.77861671709,null,56791.189571068251,8378.890364774752,0,0,240895.57130344605,0,null,65170.078265132557,240895.578125,null,-147213.31329954011,-283670.70006805193,-95505.132825371984,null,0.32594275668767292,0.1937275283426701,0,0,0.30685110443434876,0.18681897964029701,0,0,0.71609711360133976,"FAIL",0,null,"CscNgs105",null,-95505.132825371984,95505.132825371984,0.21166777291956709,"FAIL",0,1,null,null,14.017301328827449,null,23214.790318843679,"YES",1,null,13.708,11.574999999999999,12.50331411195598,0,0,0,null,-147537.54254464025,null,-17068.876701082419,null,11049.156088685268,null,11049.156088685268,null,23214.790318843679,null,11049.156088685268,0.40178684314973534,null,"CscNgs105"]
[139,"CwaTgs105",1.1220338940620422,17691.01527970433,0,12440.0673828125,0,0,199943.32418186017,0,336400.71095037198,0,0,null,212383.39184820527,336400.71095037198,348840.77861671709,null,56791.189571068251,8378.890364774752,0,0,240895.57130344605,0,null,65170.078265132557,240895.578125,null,-147213.31329954011,-283670.70006805193,-95505.132825371984,null,0.32594275668767292,0.1937275283426701,0,0,0.30685110443434876,0.18681897964029701,0,0,0.71609711360133976,"FAIL",0,null,"CwaTgs105",null,-95505.132825371984,95505.132825371984,0.21166777291956709,"FAIL",0,1,null,null,14.017301328827449,null,23214.790318843679,"YES",1,null,13.708,11.574999999999999,12.50331411195598,0,0,0,null,-147537.54254464025,null,-17068.876701082419,null,11049.156088685268,null,11049.156088685268,null,23214.790318843679,null,11049.156088685268,0.40178684314973534,null,"CwaTgs105"]
[140,"CwaNgs105",1.1220338940620422,17691.01527970433,0,12440.0673828125,0,0,199943.32418186017,0,336400.71095037198,0,0,null,212383.39184820527,336400.71095037198,348840.77861671709,null,56791.189571068251,8378.890364774752,0,0,240895.57130344605,0,null,65170.078265132557,240895.578125,null,-147213.31329954011,-283670.70006805193,-95505.132825371984,null,0.32594275668767292,0.1937275283426701,0,0,0.30685110443434876,0.18681897964029701,0,0,0.71609711360133976,"FAIL",0,null,"CwaNgs105",null,-95505.132825371984,95505.132825371984,0.21166777291956709,"FAIL",0,1,null,null,14.017301328827449,null,23214.790318843679,"YES",1,null,13.708,11.574999999999999,12.50331411195598,0,0,0,null,-147537.54254464025,null,-17068.876701082419,null,11049.156088685268,null,11049.156088685268,null,23214.790318843679,null,11049.156088685268,0.40178684314973534,null,"CwaNgs105"]
[141,"CasTgs106",0.9052147254347801,6403.4963126030007,0,4502.84619140625,0,0,72372.123300179897,0,0.52049410709551103,0,0,null,76874.969672671621,0.52049410709551103,4503.3668665988544,null,23269.497385665949,6759.7734624033637,0,0,87195.329277325203,0,null,30029.270997906809,87195.328125,null,-46845.698493679338,25525.904312393464,87194.807630892901,null,0.41492869945729732,57693.777102449341,0,1,0.39062481840976171,6.668182516539563,0,1,167524.14088138676,"PASS",1,null,"CasTgs106",null,87194.807630892901,0,0.39062481840976171,"FAIL",0,1,null,null,5.9918222112505307E-5,null,-1551.0617451888984,"NO",0,null,13.708,11.574999999999999,12.50331411195598,0,0,0,null,-46995.097851877872,null,-5436.9451798771834,null,0,null,0,null,-1551.0617451888984,null,-1551.0617451888984,-36453.293549999995,null,"CasTgs106"]
[142,"CasNgs106",0.9052147254347801,6403.4963126030007,0,4502.84619140625,0,0,72372.123300179897,0,0.52049410709551103,0,0,null,76874.969672671621,0.52049410709551103,4503.3668665988544,null,23269.497385665949,6759.7734624033637,0,0,87195.329277325203,0,null,30029.270997906809,87195.328125,null,-46845.698493679338,25525.904312393464,87194.807630892901,null,0.41492869945729732,57693.777102449341,0,1,0.39062481840976171,6.668182516539563,0,1,167524.14088138676,"PASS",1,null,"CasNgs106",null,87194.807630892901,0,0.39062481840976171,"FAIL",0,1,null,null,5.9918222112505307E-5,null,-1551.0617451888984,"NO",0,null,13.708,11.574999999999999,12.50331411195598,0,0,0,null,-46995.097851877872,null,-5436.9451798771834,null,0,null,0,null,-1551.0617451888984,null,-1551.0617451888984,-36453.293549999995,null,"CasNgs106"]
[143,"CcoTgs106",0.9052147254347801,6403.4963126030007,0,4502.84619140625,0,0,72372.123300179897,0,0.52049410709551103,0,0,null,76874.969672671621,0.52049410709551103,4503.3668665988544,null,23269.497385665949,6759.7734624033637,0,0,87195.329277325203,0,null,30029.270997906809,87195.328125,null,-46845.698493679338,25525.904312393464,87194.807630892901,null,0.41492869945729732,57693.777102449341,0,1,0.39062481840976171,6.668182516539563,0,1,167524.14088138676,"PASS",1,null,"CcoTgs106",null,87194.807630892901,0,0.39062481840976171,"FAIL",0,1,null,null,5.9918222112505307E-5,null,-1551.0617451888984,"NO",0,null,13.708,11.574999999999999,12.50331411195598,0,0,0,null,-46995.097851877872,null,-5436.9451798771834,null,0,null,0,null,-1551.0617451888984,null,-1551.0617451888984,-36453.293549999995,null,"CcoTgs106"]
[144,"CcoNgs106",0.9052147254347801,6403.4963126030007,0,4502.84619140625,0,0,72372.123300179897,0,0.52049410709551103,0,0,null,76874.969672671621,0.52049410709551103,4503.3668665988544,null,23269.497385665949,6759.7734624033637,0,0,87195.329277325203,0,null,30029.270997906809,87195.328125,null,-46845.698493679338,25525.904312393464,87194.807630892901,null,0.41492869945729732,57693.777102449341,0,1,0.39062481840976171,6.668182516539563,0,1,167524.14088138676,"PASS",1,null,"CcoNgs106",null,87194.807630892901,0,0.39062481840976171,"FAIL",0,1,null,null,5.9918222112505307E-5,null,-1551.0617451888984,"NO",0,null,13.708,11.574999999999999,12.50331411195598,0,0,0,null,-46995.097851877872,null,-5436.9451798771834,null,0,null,0,null,-1551.0617451888984,null,-1551.0617451888984,-36453.293549999995,null,"CcoNgs106"]
[145,"CdaTgs106",1.1220338940620422,17691.01527970433,0,12440.0673828125,0,0,199943.32418186017,0,1.4379751955941942,0,0,null,212383.39184820527,1.4379751955941942,12441.505641540716,null,56791.189571068251,8378.890364774752,0,0,240895.57130344605,0,null,65170.078265132557,240895.578125,null,-147213.31329954011,52728.572907124464,240894.14014980441,null,0.32594275668767292,45320.724908751465,0,1,0.30685110443434876,5.2381184100994025,0,1,167524.15400702244,"PASS",1,null,"CdaTgs106",null,240894.14014980441,0,0.30685110443434876,"FAIL",0,1,null,null,5.9918222112505307E-5,null,-4285.1366858608562,"NO",0,null,13.708,11.574999999999999,12.50331411195598,0,0,0,null,-147537.54254464025,null,-17068.876701082419,null,0,null,0,null,-4285.1366858608562,null,-4285.1366858608562,-36453.293550000002,null,"CdaTgs106"]
[146,"CdaNgs106",1.1220338940620422,17691.01527970433,0,12440.0673828125,0,0,199943.32418186017,0,1.4379751955941942,0,0,null,212383.39184820527,1.4379751955941942,12441.505641540716,null,56791.189571068251,8378.890364774752,0,0,240895.57130344605,0,null,65170.078265132557,240895.578125,null,-147213.31329954011,52728.572907124464,240894.14014980441,null,0.32594275668767292,45320.724908751465,0,1,0.30685110443434876,5.2381184100994025,0,1,167524.15400702244,"PASS",1,null,"CdaNgs106",null,240894.14014980441,0,0.30685110443434876,"FAIL",0,1,null,null,5.9918222112505307E-5,null,-4285.1366858608562,"NO",0,null,13.708,11.574999999999999,12.50331411195598,0,0,0,null,-147537.54254464025,null,-17068.876701082419,null,0,null,0,null,-4285.1366858608562,null,-4285.1366858608562,-36453.293550000002,null,"CdaNgs106"]
[147,"CgrTgs106",0.9052147254347801,6403.4963126030007,0,4502.84619140625,0,0,72372.123300179897,0,0.52049410709551103,0,0,null,76874.969672671621,0.52049410709551103,4503.3668665988544,null,23269.497385665949,6759.7734624033637,0,0,87195.329277325203,0,null,30029.270997906809,87195.328125,null,-46845.698493679338,25525.904312393464,87194.807630892901,null,0.41492869945729732,57693.777102449341,0,1,0.39062481840976171,6.668182516539563,0,1,167524.14088138676,"PASS",1,null,"CgrTgs106",null,87194.807630892901,0,0.39062481840976171,"FAIL",0,1,null,null,5.9918222112505307E-5,null,-1551.0617451888984,"NO",0,null,13.708,11.574999999999999,12.50331411195598,0,0,0,null,-46995.097851877872,null,-5436.9451798771834,null,0,null,0,null,-1551.0617451888984,null,-1551.0617451888984,-36453.293549999995,null,"CgrTgs106"]
[148,"CgrNgs106",0.9052147254347801,6403.4963126030007,0,4502.84619140625,0,0,72372.123300179897,0,0.52049410709551103,0,0,null,76874.969672671621,0.52049410709551103,4503.3668665988544,null,23269.497385665949,6759.7734624033637,0,0,87195.329277325203,0,null,30029.270997906809,87195.328125,null,-46845.698493679338,25525.904312393464,87194.807630892901,null,0.41492869945729732,57693.777102449341,0,1,0.39062481840976171,6.668182516539563,0,1,167524.14088138676,"PASS",1,null,"CgrNgs106",null,87194.807630892901,0,0.39062481840976171,"FAIL",0,1,null,null,5.9918222112505307E-5,null,-1551.0617451888984,"NO",0,null,13.708,11.574999999999999,12.50331411195598,0,0,0,null,-46995.097851877872,null,-5436.9451798771834,null,0,null,0,null,-1551.0617451888984,null,-1551.0617451888984,-36453.293549999995,null,"CgrNgs106"]
[149,"CheTgs106",1.0177966177463531,8845.5076398521651,0,6220.03369140625,0,0,99971.662090930084,0,0.71898759779709709,0,0,null,106191.69592410263,0.71898759779709709,6220.7528207703581,null,30913.574050790816,7600.4890038229978,0,0,120447.78565172302,0,null,38514.061930448879,120447.7890625,null,-67677.633851887455,32293.309251444833,120447.07007490221,null,0.38524979103996576,53567.074103158309,0,1,0.36268431016858488,6.1912221748405925,0,1,167524.15400702244,"PASS",1,null,"CheTgs106",null,120447.07007490221,0,0.36268431016858488,"FAIL",0,1,null,null,5.9918222112505307E-5,null,-2142.5683429304281,"NO",0,null,13.708,11.574999999999999,12.50331411195598,0,0,0,null,-67869.246100297634,null,-7851.9119506879942,null,0,null,0,null,-2142.5683429304281,null,-2142.5683429304281,-36453.293550000002,null,"CheTgs106"]
[150,"CheNgs106",1.0177966177463531,8845.5076398521651,0,6220.03369140625,0,0,99971.662090930084,0,0.71898759779709709,0,0,null,106191.69592410263,0.71898759779709709,6220.7528207703581,null,30913.574050790816,7600.4890038229978,0,0,120447.78565172302,0,null,38514.061930448879,120447.7890625,null,-67677.633851887455,32293.309251444833,120447.07007490221,null,0.38524979103996576,53567.074103158309,0,1,0.36268431016858488,6.1912221748405925,0,1,167524.15400702244,"PASS",1,null,"CheNgs106",null,120447.07007490221,0,0.36268431016858488,"FAIL",0,1,null,null,5.9918222112505307E-5,null,-2142.5683429304281,"NO",0,null,13.708,11.574999999999999,12.50331411195598,0,0,0,null,-67869.246100297634,null,-7851.9119506879942,null,0,null,0,null,-2142.5683429304281,null,-2142.5683429304281,-36453.293550000002,null,"CheNgs106"]
[151,"ChoTgs106",0.9052147254347801,6403.4963126030007,0,4502.84619140625,0,0,72372.123300179897,0,0.52049410709551103,0,0,null,76874.969672671621,0.52049410709551103,4503.3668665988544,null,23269.497385665949,6759.7734624033637,0,0,87195.329277325203,0,null,30029.270997906809,87195.328125,null,-46845.698493679338,25525.904312393464,87194.807630892901,null,0.41492869945729732,57693.777102449341,0,1,0.39062481840976171,6.668182516539563,0,1,167524.14088138676,"PASS",1,null,"ChoTgs106",null,87194.807630892901,0,0.39062481840976171,"FAIL",0,1,null,null,5.9918222112505307E-5,null,-1551.0617451888984,"NO",0,null,13.708,11.574999999999999,12.50331411195598,0,0,0,null,-46995.097851877872,null,-5436.9451798771834,null,0,null,0,null,-1551.0617451888984,null,-1551.0617451888984,-36453.293549999995,null,"ChoTgs106"]
[152,"ChoNgs106",0.9052147254347801,6403.4963126030007,0,4502.84619140625,0,0,72372.123300179897,0,0.52049410709551103,0,0,null,76874.969672671621,0.52049410709551103,4503.3668665988544,null,23269.497385665949,6759.7734624033637,0,0,87195.329277325203,0,null,30029.270997906809,87195.328125,null,-46845.698493679338,25525.904312393464,87194.807630892901,null,0.41492869945729732,57693.777102449341,0,1,0.39062481840976171,6.668182516539563,0,1,167524.14088138676,"PASS",1,null,"ChoNgs106",null,87194.807630892901,0,0.39062481840976171,"FAIL",0,1,null,null,5.9918222112505307E-5,null,-1551.0617451888984,"NO",0,null,13.708,11.574999999999999,12.50331411195598,0,0,0,null,-46995.097851877872,null,-5436.9451798771834,null,0,null,0,null,-1551.0617451888984,null,-1551.0617451888984,-36453.293549999995,null,"ChoNgs106"]
[153,"CinTgs106",1.1220338940620422,17691.01527970433,0,12440.0673828125,0,0,199943.32418186017,0,1.4379751955941942,0,0,null,212383.39184820527,1.4379751955941942,12441.505641540716,null,56791.189571068251,8378.890364774752,0,0,240895.57130344605,0,null,65170.078265132557,240895.578125,null,-147213.31329954011,52728.572907124464,240894.14014980441,null,0.32594275668767292,45320.724908751465,0,1,0.30685110443434876,5.2381184100994025,0,1,167524.15400702244,"PASS",1,null,"CinTgs106",null,240894.14014980441,0,0.30685110443434876,"FAIL",0,1,null,null,5.9918222112505307E-5,null,-4285.1366858608562,"NO",0,null,13.708,11.574999999999999,12.50331411195598,0,0,0,null,-147537.54254464025,null,-17068.876701082419,null,0,null,0,null,-4285.1366858608562,null,-4285.1366858608562,-36453.293550000002,null,"CinTgs106"]
[154,"CinNgs106",1.1220338940620422,17691.01527970433,0,12440.0673828125,0,0,199943.32418186017,0,1.4379751955941942,0,0,null,212383.39184820527,1.4379751955941942,12441.505641540716,null,56791.189571068251,8378.890364774752,0,0,240895.57130344605,0,null,65170.078265132557,240895.578125,null,-147213.31329954011,52728.572907124464,240894.14014980441,null,0.32594275668767292,45320.724908751465,0,1,0.30685110443434876,5.2381184100994025,0,1,167524.15400702244,"PASS",1,null,"CinNgs106",null,240894.14014980441,0,0.30685110443434876,"FAIL",0,1,null,null,5.9918222112505307E-5,null,-4285.1366858608562,"NO",0,null,13.708,11.574999999999999,12.50331411195598,0,0,0,null,-147537.54254464025,null,-17068.876701082419,null,0,null,0,null,-4285.1366858608562,null,-4285.1366858608562,-36453.293550000002,null,"CinNgs106"]
[155,"CloTgs106",0.91675824224948865,5734.9993971988097,0,4032.76904296875,0,0,64816.791208834358,0,0.4661568212179642,0,0,null,68849.560241485713,0.4661568212179642,4033.2351894725603,null,21644.679248177577,6845.9757262799239,0,0,78092.519528716119,0,null,28490.654175598378,78092.515625,null,-40358.90607620473,24457.41897580841,78092.049468178782,null,0.4395566896208089,61118.174997758542,0,1,0.41381025632407337,7.0639704267884103,0,1,167524.12937123093,"PASS",1,null,"CloTgs106",null,78092.049468178782,0,0.41381025632407337,"FAIL",0,1,null,null,5.9918222112505307E-5,null,-1389.1377168450026,"NO",0,null,13.708,11.574999999999999,12.50331411195598,0,0,0,null,-40500.650624342037,null,-4685.5912054475557,null,0,null,0,null,-1389.1377168450026,null,-1389.1377168450026,-36453.293550000002,null,"CloTgs106"]
[156,"CloNgs106",0.91675824224948865,5734.9993971988097,0,4032.76904296875,0,0,64816.791208834358,0,0.4661568212179642,0,0,null,68849.560241485713,0.4661568212179642,4033.2351894725603,null,21644.679248177577,6845.9757262799239,0,0,78092.519528716119,0,null,28490.654175598378,78092.515625,null,-40358.90607620473,24457.41897580841,78092.049468178782,null,0.4395566896208089,61118.174997758542,0,1,0.41381025632407337,7.0639704267884103,0,1,167524.12937123093,"PASS",1,null,"CloNgs106",null,78092.049468178782,0,0.41381025632407337,"FAIL",0,1,null,null,5.9918222112505307E-5,null,-1389.1377168450026,"NO",0,null,13.708,11.574999999999999,12.50331411195598,0,0,0,null,-40500.650624342037,null,-4685.5912054475557,null,0,null,0,null,-1389.1377168450026,null,-1389.1377168450026,-36453.293550000002,null,"CloNgs106"]
[157,"CmiTgs106",1.1220338940620422,17691.01527970433,0,12440.0673828125,0,0,199943.32418186017,0,1.4379751955941942,0,0,null,212383.39184820527,1.4379751955941942,12441.505641540716,null,56791.189571068251,8378.890364774752,0,0,240895.57130344605,0,null,65170.078265132557,240895.578125,null,-147213.31329954011,52728.572907124464,240894.14014980441,null,0.32594275668767292,45320.724908751465,0,1,0.30685110443434876,5.2381184100994025,0,1,167524.15400702244,"PASS",1,null,"CmiTgs106",null,240894.14014980441,0,0.30685110443434876,"FAIL",0,1,null,null,5.9918222112505307E-5,null,-4285.1366858608562,"NO",0,null,13.708,11.574999999999999,12.50331411195598,0,0,0,null,-147537.54254464025,null,-17068.876701082419,null,0,null,0,null,-4285.1366858608562,null,-4285.1366858608562,-36453.293550000002,null,"CmiTgs106"]
[158,"CmiNgs106",1.1220338940620422,17691.01527970433,0,12440.0673828125,0,0,199943.32418186017,0,1.4379751955941942,0,0,null,212383.39184820527,1.4379751955941942,12441.505641540716,null,56791.189571068251,8378.890364774752,0,0,240895.57130344605,0,null,65170.078265132557,240895.578125,null,-147213.31329954011,52728.572907124464,240894.14014980441,null,0.32594275668767292,45320.724908751465,0,1,0.30685110443434876,5.2381184100994025,0,1,167524.15400702244,"PASS",1,null,"CmiNgs106",null,240894.14014980441,0,0.30685110443434876,"FAIL",0,1,null,null,5.9918222112505307E-5,null,-4285.1366858608562,"NO",0,null,13.708,11.574999999999999,12.50331411195598,0,0,0,null,-147537.54254464025,null,-17068.876701082419,null,0,null,0,null,-4285.1366858608562,null,-4285.1366858608562,-36453.293550000002,null,"CmiNgs106"]
[159,"CofTgs106",1.1220338940620422,17691.01527970433,0,12440.0673828125,0,0,199943.32418186017,0,1.4379751955941942,0,0,null,212383.39184820527,1.4379751955941942,12441.505641540716,null,56791.189571068251,8378.890364774752,0,0,240895.57130344605,0,null,65170.078265132557,240895.578125,null,-147213.31329954011,52728.572907124464,240894.14014980441,null,0.32594275668767292,45320.724908751465,0,1,0.30685110443434876,5.2381184100994025,0,1,167524.15400702244,"PASS",1,null,"CofTgs106",null,240894.14014980441,0,0.30685110443434876,"FAIL",0,1,null,null,5.9918222112505307E-5,null,-4285.1366858608562,"NO",0,null,13.708,11.574999999999999,12.50331411195598,0,0,0,null,-147537.54254464025,null,-17068.876701082419,null,0,null,0,null,-4285.1366858608562,null,-4285.1366858608562,-36453.293550000002,null,"CofTgs106"]
[160,"CofNgs106",1.1220338940620422,17691.01527970433,0,12440.0673828125,0,0,199943.32418186017,0,1.4379751955941942,0,0,null,212383.39184820527,1.4379751955941942,12441.505641540716,null,56791.189571068251,8378.890364774752,0,0,240895.57130344605,0,null,65170.078265132557,240895.578125,null,-147213.31329954011,52728.572907124464,240894.14014980441,null,0.32594275668767292,45320.724908751465,0,1,0.30685110443434876,5.2381184100994025,0,1,167524.15400702244,"PASS",1,null,"CofNgs106",null,240894.14014980441,0,0.30685110443434876,"FAIL",0,1,null,null,5.9918222112505307E-5,null,-4285.1366858608562,"NO",0,null,13.708,11.574999999999999,12.50331411195598,0,0,0,null,-147537.54254464025,null,-17068.876701082419,null,0,null,0,null,-4285.1366858608562,null,-4285.1366858608562,-36453.293550000002,null,"CofNgs106"]
[161,"CreTgs106",0.92931937575340273,5464.7639008907254,0,3842.74365234375,0,0,61762.597733247916,0,0.44419130199932,0,0,null,65605.341291186371,0.44419130199932,3843.1877492404255,null,21027.318532259327,6939.7771355275236,0,0,74412.768353310763,0,null,27967.094708014563,74412.765625,null,-37638.246677577095,24123.906864368815,74412.321433698002,null,0.45281603647573543,62961.824290871366,0,1,0.42629295294173619,7.2770564036454282,0,1,167524.1394643831,"PASS",1,null,"CreTgs106",null,74412.321433698002,0,0.42629295294173619,"FAIL",0,1,null,null,5.9918222112505313E-5,null,-1323.6809657894787,"NO",0,null,13.708,11.574999999999999,12.50331411195598,0,0,0,null,-37777.386452243831,null,-4370.5320037263718,null,0,null,0,null,-1323.6809657894787,null,-1323.6809657894787,-36453.293549999988,null,"CreTgs106"]
[162,"CreNgs106",0.92931937575340273,5464.7639008907254,0,3842.74365234375,0,0,61762.597733247916,0,0.44419130199932,0,0,null,65605.341291186371,0.44419130199932,3843.1877492404255,null,21027.318532259327,6939.7771355275236,0,0,74412.768353310763,0,null,27967.094708014563,74412.765625,null,-37638.246677577095,24123.906864368815,74412.321433698002,null,0.45281603647573543,62961.824290871366,0,1,0.42629295294173619,7.2770564036454282,0,1,167524.1394643831,"PASS",1,null,"CreNgs106",null,74412.321433698002,0,0.42629295294173619,"FAIL",0,1,null,null,5.9918222112505313E-5,null,-1323.6809657894787,"NO",0,null,13.708,11.574999999999999,12.50331411195598,0,0,0,null,-37777.386452243831,null,-4370.5320037263718,null,0,null,0,null,-1323.6809657894787,null,-1323.6809657894787,-36453.293549999988,null,"CreNgs106"]
[163,"CrtTgs106",0.9052147254347801,6403.4963126030007,0,4502.84619140625,0,0,72372.123300179897,0,0.52049410709551103,0,0,null,76874.969672671621,0.52049410709551103,4503.3668665988544,null,23269.497385665949,6759.7734624033637,0,0,87195.329277325203,0,null,30029.270997906809,87195.328125,null,-46845.698493679338,25525.904312393464,87194.807630892901,null,0.41492869945729732,57693.777102449341,0,1,0.39062481840976171,6.668182516539563,0,1,167524.14088138676,"PASS",1,null,"CrtTgs106",null,87194.807630892901,0,0.39062481840976171,"FAIL",0,1,null,null,5.9918222112505307E-5,null,-1551.0617451888984,"NO",0,null,13.708,11.574999999999999,12.50331411195598,0,0,0,null,-46995.097851877872,null,-5436.9451798771834,null,0,null,0,null,-1551.0617451888984,null,-1551.0617451888984,-36453.293549999995,null,"CrtTgs106"]
[164,"CrtNgs106",0.9052147254347801,6403.4963126030007,0,4502.84619140625,0,0,72372.123300179897,0,0.52049410709551103,0,0,null,76874.969672671621,0.52049410709551103,4503.3668665988544,null,23269.497385665949,6759.7734624033637,0,0,87195.329277325203,0,null,30029.270997906809,87195.328125,null,-46845.698493679338,25525.904312393464,87194.807630892901,null,0.41492869945729732,57693.777102449341,0,1,0.39062481840976171,6.668182516539563,0,1,167524.14088138676,"PASS",1,null,"CrtNgs106",null,87194.807630892901,0,0.39062481840976171,"FAIL",0,1,null,null,5.9918222112505307E-5,null,-1551.0617451888984,"NO",0,null,13.708,11.574999999999999,12.50331411195598,0,0,0,null,-46995.097851877872,null,-5436.9451798771834,null,0,null,0,null,-1551.0617451888984,null,-1551.0617451888984,-36453.293549999995,null,"CrtNgs106"]
[165,"CscTgs106",1.1220338940620422,17691.01527970433,0,12440.0673828125,0,0,199943.32418186017,0,1.4379751955941942,0,0,null,212383.39184820527,1.4379751955941942,12441.505641540716,null,56791.189571068251,8378.890364774752,0,0,240895.57130344605,0,null,65170.078265132557,240895.578125,null,-147213.31329954011,52728.572907124464,240894.14014980441,null,0.32594275668767292,45320.724908751465,0,1,0.30685110443434876,5.2381184100994025,0,1,167524.15400702244,"PASS",1,null,"CscTgs106",null,240894.14014980441,0,0.30685110443434876,"FAIL",0,1,null,null,5.9918222112505307E-5,null,-4285.1366858608562,"NO",0,null,13.708,11.574999999999999,12.50331411195598,0,0,0,null,-147537.54254464025,null,-17068.876701082419,null,0,null,0,null,-4285.1366858608562,null,-4285.1366858608562,-36453.293550000002,null,"CscTgs106"]
[166,"CscNgs106",1.1220338940620422,17691.01527970433,0,12440.0673828125,0,0,199943.32418186017,0,1.4379751955941942,0,0,null,212383.39184820527,1.4379751955941942,12441.505641540716,null,56791.189571068251,8378.890364774752,0,0,240895.57130344605,0,null,65170.078265132557,240895.578125,null,-147213.31329954011,52728.572907124464,240894.14014980441,null,0.32594275668767292,45320.724908751465,0,1,0.30685110443434876,5.2381184100994025,0,1,167524.15400702244,"PASS",1,null,"CscNgs106",null,240894.14014980441,0,0.30685110443434876,"FAIL",0,1,null,null,5.9918222112505307E-5,null,-4285.1366858608562,"NO",0,null,13.708,11.574999999999999,12.50331411195598,0,0,0,null,-147537.54254464025,null,-17068.876701082419,null,0,null,0,null,-4285.1366858608562,null,-4285.1366858608562,-36453.293550000002,null,"CscNgs106"]
[167,"CwaTgs106",1.1220338940620422,17691.01527970433,0,12440.0673828125,0,0,199943.32418186017,0,1.4379751955941942,0,0,null,212383.39184820527,1.4379751955941942,12441.505641540716,null,56791.189571068251,8378.890364774752,0,0,240895.57130344605,0,null,65170.078265132557,240895.578125,null,-147213.31329954011,52728.572907124464,240894.14014980441,null,0.32594275668767292,45320.724908751465,0,1,0.30685110443434876,5.2381184100994025,0,1,167524.15400702244,"PASS",1,null,"CwaTgs106",null,240894.14014980441,0,0.30685110443434876,"FAIL",0,1,null,null,5.9918222112505307E-5,null,-4285.1366858608562,"NO",0,null,13.708,11.574999999999999,12.50331411195598,0,0,0,null,-147537.54254464025,null,-17068.876701082419,null,0,null,0,null,-4285.1366858608562,null,-4285.1366858608562,-36453.293550000002,null,"CwaTgs106"]
[168,"CwaNgs106",1.1220338940620422,17691.01527970433,0,12440.0673828125,0,0,199943.32418186017,0,1.4379751955941942,0,0,null,212383.39184820527,1.4379751955941942,12441.505641540716,null,56791.189571068251,8378.890364774752,0,0,240895.57130344605,0,null,65170.078265132557,240895.578125,null,-147213.31329954011,52728.572907124464,240894.14014980441,null,0.32594275668767292,45320.724908751465,0,1,0.30685110443434876,5.2381184100994025,0,1,167524.15400702244,"PASS",1,null,"CwaNgs106",null,240894.14014980441,0,0.30685110443434876,"FAIL",0,1,null,null,5.9918222112505307E-5,null,-4285.1366858608562,"NO",0,null,13.708,11.574999999999999,12.50331411195598,0,0,0,null,-147537.54254464025,null,-17068.876701082419,null,0,null,0,null,-4285.1366858608562,null,-4285.1366858608562,-36453.293550000002,null,"CwaNgs106"]
[169,"CasTgs107",0.9052147254347801,6403.4963126030007,0,4502.84619140625,0,0,72372.123300179897,0,120936.51506675145,0,0,null,76874.969672671621,120936.51506675145,125439.36143924316,null,23225.595075457848,6724.5994182323011,0,0,87195.329277325203,0,null,29950.192872906809,87195.328125,null,-46924.776618679338,-95489.168385250901,-33741.186941751454,null,0.41383603944686753,0.24765219054291143,0,0,0.38959615946494541,0.23876231967785994,0,0,0.72100083317988906,"FAIL",0,null,"CasTgs107",null,-33741.186941751454,33741.186941751454,0.27075785164309318,"FAIL",0,1,null,null,13.921965833508418,null,8335.1996639791378,"YES",1,null,13.708,11.574999999999999,12.50331411195598,0,0,0,null,-47073.782553370409,null,-5446.0483508048892,null,3903.5770131705367,null,3903.5770131705367,null,8335.1996639791378,null,3903.5770131705367,0.39484695489572252,null,"CasTgs107"]
[170,"CasNgs107",0.9052147254347801,6403.4963126030007,0,4502.84619140625,0,0,72372.123300179897,0,120936.51506675145,0,0,null,76874.969672671621,120936.51506675145,125439.36143924316,null,23225.595075457848,6724.5994182323011,0,0,87195.329277325203,0,null,29950.192872906809,87195.328125,null,-46924.776618679338,-95489.168385250901,-33741.186941751454,null,0.41383603944686753,0.24765219054291143,0,0,0.38959615946494541,0.23876231967785994,0,0,0.72100083317988906,"FAIL",0,null,"CasNgs107",null,-33741.186941751454,33741.186941751454,0.27075785164309318,"FAIL",0,1,null,null,13.921965833508418,null,8335.1996639791378,"YES",1,null,13.708,11.574999999999999,12.50331411195598,0,0,0,null,-47073.782553370409,null,-5446.0483508048892,null,3903.5770131705367,null,3903.5770131705367,null,8335.1996639791378,null,3903.5770131705367,0.39484695489572252,null,"CasNgs107"]
[171,"CcoTgs107",0.9052147254347801,6403.4963126030007,0,4502.84619140625,0,0,72372.123300179897,0,120936.51506675145,0,0,null,76874.969672671621,120936.51506675145,125439.36143924316,null,23225.595075457848,6724.5994182323011,0,0,87195.329277325203,0,null,29950.192872906809,87195.328125,null,-46924.776618679338,-95489.168385250901,-33741.186941751454,null,0.41383603944686753,0.24765219054291143,0,0,0.38959615946494541,0.23876231967785994,0,0,0.72100083317988906,"FAIL",0,null,"CcoTgs107",null,-33741.186941751454,33741.186941751454,0.27075785164309318,"FAIL",0,1,null,null,13.921965833508418,null,8335.1996639791378,"YES",1,null,13.708,11.574999999999999,12.50331411195598,0,0,0,null,-47073.782553370409,null,-5446.0483508048892,null,3903.5770131705367,null,3903.5770131705367,null,8335.1996639791378,null,3903.5770131705367,0.39484695489572252,null,"CcoTgs107"]
[172,"CcoNgs107",0.9052147254347801,6403.4963126030007,0,4502.84619140625,0,0,72372.123300179897,0,120936.51506675145,0,0,null,76874.969672671621,120936.51506675145,125439.36143924316,null,23225.595075457848,6724.5994182323011,0,0,87195.329277325203,0,null,29950.192872906809,87195.328125,null,-46924.776618679338,-95489.168385250901,-33741.186941751454,null,0.41383603944686753,0.24765219054291143,0,0,0.38959615946494541,0.23876231967785994,0,0,0.72100083317988906,"FAIL",0,null,"CcoNgs107",null,-33741.186941751454,33741.186941751454,0.27075785164309318,"FAIL",0,1,null,null,13.921965833508418,null,8335.1996639791378,"YES",1,null,13.708,11.574999999999999,12.50331411195598,0,0,0,null,-47073.782553370409,null,-5446.0483508048892,null,3903.5770131705367,null,3903.5770131705367,null,8335.1996639791378,null,3903.5770131705367,0.39484695489572252,null,"CcoNgs107"]
[173,"CdaTgs107",1.1220338940620422,17691.01527970433,0,12440.0673828125,0,0,199943.32418186017,0,334112.75979560276,0,0,null,212383.39184820527,334112.75979560276,346552.82746194786,null,56736.771675847333,8335.2913504831849,0,0,240895.57130344605,0,null,65072.062640132557,240895.578125,null,-147311.32892454011,-281480.7645382827,-93217.18167060276,null,0.32545253964541326,0.19476078279662568,0,0,0.30638960118648223,0.18776953334918722,0,0,0.72100083298934936,"FAIL",0,null,"CdaTgs107",null,-93217.18167060276,93217.18167060276,0.21293174273608101,"FAIL",0,1,null,null,13.921965833508422,null,23027.755003874572,"YES",1,null,13.708,11.574999999999999,12.50331411195598,0,0,0,null,-147635.07052971487,null,-17080.159884490735,null,10784.459012366277,null,10784.459012366277,null,23027.755003874572,null,10784.459012366277,0.39484697263285462,null,"CdaTgs107"]
[174,"CdaNgs107",1.1220338940620422,17691.01527970433,0,12440.0673828125,0,0,199943.32418186017,0,334112.75979560276,0,0,null,212383.39184820527,334112.75979560276,346552.82746194786,null,56736.771675847333,8335.2913504831849,0,0,240895.57130344605,0,null,65072.062640132557,240895.578125,null,-147311.32892454011,-281480.7645382827,-93217.18167060276,null,0.32545253964541326,0.19476078279662568,0,0,0.30638960118648223,0.18776953334918722,0,0,0.72100083298934936,"FAIL",0,null,"CdaNgs107",null,-93217.18167060276,93217.18167060276,0.21293174273608101,"FAIL",0,1,null,null,13.921965833508422,null,23027.755003874572,"YES",1,null,13.708,11.574999999999999,12.50331411195598,0,0,0,null,-147635.07052971487,null,-17080.159884490735,null,10784.459012366277,null,10784.459012366277,null,23027.755003874572,null,10784.459012366277,0.39484697263285462,null,"CdaNgs107"]
[175,"CgrTgs107",0.9052147254347801,6403.4963126030007,0,4502.84619140625,0,0,72372.123300179897,0,120936.51506675145,0,0,null,76874.969672671621,120936.51506675145,125439.36143924316,null,23225.595075457848,6724.5994182323011,0,0,87195.329277325203,0,null,29950.192872906809,87195.328125,null,-46924.776618679338,-95489.168385250901,-33741.186941751454,null,0.41383603944686753,0.24765219054291143,0,0,0.38959615946494541,0.23876231967785994,0,0,0.72100083317988906,"FAIL",0,null,"CgrTgs107",null,-33741.186941751454,33741.186941751454,0.27075785164309318,"FAIL",0,1,null,null,13.921965833508418,null,8335.1996639791378,"YES",1,null,13.708,11.574999999999999,12.50331411195598,0,0,0,null,-47073.782553370409,null,-5446.0483508048892,null,3903.5770131705367,null,3903.5770131705367,null,8335.1996639791378,null,3903.5770131705367,0.39484695489572252,null,"CgrTgs107"]
[176,"CgrNgs107",0.9052147254347801,6403.4963126030007,0,4502.84619140625,0,0,72372.123300179897,0,120936.51506675145,0,0,null,76874.969672671621,120936.51506675145,125439.36143924316,null,23225.595075457848,6724.5994182323011,0,0,87195.329277325203,0,null,29950.192872906809,87195.328125,null,-46924.776618679338,-95489.168385250901,-33741.186941751454,null,0.41383603944686753,0.24765219054291143,0,0,0.38959615946494541,0.23876231967785994,0,0,0.72100083317988906,"FAIL",0,null,"CgrNgs107",null,-33741.186941751454,33741.186941751454,0.27075785164309318,"FAIL",0,1,null,null,13.921965833508418,null,8335.1996639791378,"YES",1,null,13.708,11.574999999999999,12.50331411195598,0,0,0,null,-47073.782553370409,null,-5446.0483508048892,null,3903.5770131705367,null,3903.5770131705367,null,8335.1996639791378,null,3903.5770131705367,0.39484695489572252,null,"CgrNgs107"]
[177,"CheTgs107",1.0177966177463531,8845.5076398521651,0,6220.03369140625,0,0,99971.662090930084,0,167056.37989780138,0,0,null,106191.69592410263,167056.37989780138,173276.41373097393,null,30864.21159392222,7560.9403506870531,0,0,120447.78565172302,0,null,38425.151774198879,120447.7890625,null,-67766.544008137455,-134851.26181500877,-46608.59083530138,null,0.38436043745325504,0.23001307581132727,0,0,0.36184704925477257,0.2217563889872208,0,0,0.72100083298934936,"FAIL",0,null,"CheTgs107",null,-46608.59083530138,46608.59083530138,0.25147303467010296,"FAIL",0,1,null,null,13.921965833508422,null,11513.877501937286,"YES",1,null,13.708,11.574999999999999,12.50331411195598,0,0,0,null,-67957.713917461821,null,-7862.1469474023552,null,5392.2295061831383,null,5392.2295061831383,null,11513.877501937286,null,5392.2295061831383,0.39484697263285462,null,"CheTgs107"]
[178,"CheNgs107",1.0177966177463531,8845.5076398521651,0,6220.03369140625,0,0,99971.662090930084,0,167056.37989780138,0,0,null,106191.69592410263,167056.37989780138,173276.41373097393,null,30864.21159392222,7560.9403506870531,0,0,120447.78565172302,0,null,38425.151774198879,120447.7890625,null,-67766.544008137455,-134851.26181500877,-46608.59083530138,null,0.38436043745325504,0.23001307581132727,0,0,0.36184704925477257,0.2217563889872208,0,0,0.72100083298934936,"FAIL",0,null,"CheNgs107",null,-46608.59083530138,46608.59083530138,0.25147303467010296,"FAIL",0,1,null,null,13.921965833508422,null,11513.877501937286,"YES",1,null,13.708,11.574999999999999,12.50331411195598,0,0,0,null,-67957.713917461821,null,-7862.1469474023552,null,5392.2295061831383,null,5392.2295061831383,null,11513.877501937286,null,5392.2295061831383,0.39484697263285462,null,"CheNgs107"]
[179,"ChoTgs107",0.9052147254347801,6403.4963126030007,0,4502.84619140625,0,0,72372.123300179897,0,120936.51506675145,0,0,null,76874.969672671621,120936.51506675145,125439.36143924316,null,23225.595075457848,6724.5994182323011,0,0,87195.329277325203,0,null,29950.192872906809,87195.328125,null,-46924.776618679338,-95489.168385250901,-33741.186941751454,null,0.41383603944686753,0.24765219054291143,0,0,0.38959615946494541,0.23876231967785994,0,0,0.72100083317988906,"FAIL",0,null,"ChoTgs107",null,-33741.186941751454,33741.186941751454,0.27075785164309318,"FAIL",0,1,null,null,13.921965833508418,null,8335.1996639791378,"YES",1,null,13.708,11.574999999999999,12.50331411195598,0,0,0,null,-47073.782553370409,null,-5446.0483508048892,null,3903.5770131705367,null,3903.5770131705367,null,8335.1996639791378,null,3903.5770131705367,0.39484695489572252,null,"ChoTgs107"]
[180,"ChoNgs107",0.9052147254347801,6403.4963126030007,0,4502.84619140625,0,0,72372.123300179897,0,120936.51506675145,0,0,null,76874.969672671621,120936.51506675145,125439.36143924316,null,23225.595075457848,6724.5994182323011,0,0,87195.329277325203,0,null,29950.192872906809,87195.328125,null,-46924.776618679338,-95489.168385250901,-33741.186941751454,null,0.41383603944686753,0.24765219054291143,0,0,0.38959615946494541,0.23876231967785994,0,0,0.72100083317988906,"FAIL",0,null,"ChoNgs107",null,-33741.186941751454,33741.186941751454,0.27075785164309318,"FAIL",0,1,null,null,13.921965833508418,null,8335.1996639791378,"YES",1,null,13.708,11.574999999999999,12.50331411195598,0,0,0,null,-47073.782553370409,null,-5446.0483508048892,null,3903.5770131705367,null,3903.5770131705367,null,8335.1996639791378,null,3903.5770131705367,0.39484695489572252,null,"ChoNgs107"]
[181,"CinTgs107",1.1220338940620422,17691.01527970433,0,12440.0673828125,0,0,199943.32418186017,0,334112.75979560276,0,0,null,212383.39184820527,334112.75979560276,346552.82746194786,null,56736.771675847333,8335.2913504831849,0,0,240895.57130344605,0,null,65072.062640132557,240895.578125,null,-147311.32892454011,-281480.7645382827,-93217.18167060276,null,0.32545253964541326,0.19476078279662568,0,0,0.30638960118648223,0.18776953334918722,0,0,0.72100083298934936,"FAIL",0,null,"CinTgs107",null,-93217.18167060276,93217.18167060276,0.21293174273608101,"FAIL",0,1,null,null,13.921965833508422,null,23027.755003874572,"YES",1,null,13.708,11.574999999999999,12.50331411195598,0,0,0,null,-147635.07052971487,null,-17080.159884490735,null,10784.459012366277,null,10784.459012366277,null,23027.755003874572,null,10784.459012366277,0.39484697263285462,null,"CinTgs107"]
[182,"CinNgs107",1.1220338940620422,17691.01527970433,0,12440.0673828125,0,0,199943.32418186017,0,334112.75979560276,0,0,null,212383.39184820527,334112.75979560276,346552.82746194786,null,56736.771675847333,8335.2913504831849,0,0,240895.57130344605,0,null,65072.062640132557,240895.578125,null,-147311.32892454011,-281480.7645382827,-93217.18167060276,null,0.32545253964541326,0.19476078279662568,0,0,0.30638960118648223,0.18776953334918722,0,0,0.72100083298934936,"FAIL",0,null,"CinNgs107",null,-93217.18167060276,93217.18167060276,0.21293174273608101,"FAIL",0,1,null,null,13.921965833508422,null,23027.755003874572,"YES",1,null,13.708,11.574999999999999,12.50331411195598,0,0,0,null,-147635.07052971487,null,-17080.159884490735,null,10784.459012366277,null,10784.459012366277,null,23027.755003874572,null,10784.459012366277,0.39484697263285462,null,"CinNgs107"]
[183,"CloTgs107",0.91675824224948865,5734.9993971988097,0,4032.76904296875,0,0,64816.791208834358,0,108311.27126662135,0,0,null,68849.560241485713,108311.27126662135,112344.04029927272,null,21600.217085106011,6810.3531342020269,0,0,78092.519528716119,0,null,28410.570191223378,78092.515625,null,-40438.99006057973,-83933.47011836672,-30218.755641621348,null,0.43832114582295295,0.26230483548925676,0,0,0.4126470828182135,0.25288898381197128,0,0,0.7210008220914127,"FAIL",0,null,"CloTgs107",null,-30218.755641621348,30218.755641621348,0.2867775628868755,"FAIL",0,1,null,null,13.92196583350842,null,7465.0414572999971,"YES",1,null,13.708,11.574999999999999,12.50331411195598,0,0,0,null,-40580.336180934079,null,-4694.8101670546675,null,3496.0607667089785,null,3496.0607667089785,null,7465.0414572999971,null,3496.0607667089785,0.39484695886368115,null,"CloTgs107"]
[184,"CloNgs107",0.91675824224948865,5734.9993971988097,0,4032.76904296875,0,0,64816.791208834358,0,108311.27126662135,0,0,null,68849.560241485713,108311.27126662135,112344.04029927272,null,21600.217085106011,6810.3531342020269,0,0,78092.519528716119,0,null,28410.570191223378,78092.515625,null,-40438.99006057973,-83933.47011836672,-30218.755641621348,null,0.43832114582295295,0.26230483548925676,0,0,0.4126470828182135,0.25288898381197128,0,0,0.7210008220914127,"FAIL",0,null,"CloNgs107",null,-30218.755641621348,30218.755641621348,0.2867775628868755,"FAIL",0,1,null,null,13.92196583350842,null,7465.0414572999971,"YES",1,null,13.708,11.574999999999999,12.50331411195598,0,0,0,null,-40580.336180934079,null,-4694.8101670546675,null,3496.0607667089785,null,3496.0607667089785,null,7465.0414572999971,null,3496.0607667089785,0.39484695886368115,null,"CloNgs107"]
[185,"CmiTgs107",1.1220338940620422,17691.01527970433,0,12440.0673828125,0,0,199943.32418186017,0,334112.75979560276,0,0,null,212383.39184820527,334112.75979560276,346552.82746194786,null,56736.771675847333,8335.2913504831849,0,0,240895.57130344605,0,null,65072.062640132557,240895.578125,null,-147311.32892454011,-281480.7645382827,-93217.18167060276,null,0.32545253964541326,0.19476078279662568,0,0,0.30638960118648223,0.18776953334918722,0,0,0.72100083298934936,"FAIL",0,null,"CmiTgs107",null,-93217.18167060276,93217.18167060276,0.21293174273608101,"FAIL",0,1,null,null,13.921965833508422,null,23027.755003874572,"YES",1,null,13.708,11.574999999999999,12.50331411195598,0,0,0,null,-147635.07052971487,null,-17080.159884490735,null,10784.459012366277,null,10784.459012366277,null,23027.755003874572,null,10784.459012366277,0.39484697263285462,null,"CmiTgs107"]
[186,"CmiNgs107",1.1220338940620422,17691.01527970433,0,12440.0673828125,0,0,199943.32418186017,0,334112.75979560276,0,0,null,212383.39184820527,334112.75979560276,346552.82746194786,null,56736.771675847333,8335.2913504831849,0,0,240895.57130344605,0,null,65072.062640132557,240895.578125,null,-147311.32892454011,-281480.7645382827,-93217.18167060276,null,0.32545253964541326,0.19476078279662568,0,0,0.30638960118648223,0.18776953334918722,0,0,0.72100083298934936,"FAIL",0,null,"CmiNgs107",null,-93217.18167060276,93217.18167060276,0.21293174273608101,"FAIL",0,1,null,null,13.921965833508422,null,23027.755003874572,"YES",1,null,13.708,11.574999999999999,12.50331411195598,0,0,0,null,-147635.07052971487,null,-17080.159884490735,null,10784.459012366277,null,10784.459012366277,null,23027.755003874572,null,10784.459012366277,0.39484697263285462,null,"CmiNgs107"]
[187,"CofTgs107",1.1220338940620422,17691.01527970433,0,12440.0673828125,0,0,199943.32418186017,0,334112.75979560276,0,0,null,212383.39184820527,334112.75979560276,346552.82746194786,null,56736.771675847333,8335.2913504831849,0,0,240895.57130344605,0,null,65072.062640132557,240895.578125,null,-147311.32892454011,-281480.7645382827,-93217.18167060276,null,0.32545253964541326,0.19476078279662568,0,0,0.30638960118648223,0.18776953334918722,0,0,0.72100083298934936,"FAIL",0,null,"CofTgs107",null,-93217.18167060276,93217.18167060276,0.21293174273608101,"FAIL",0,1,null,null,13.921965833508422,null,23027.755003874572,"YES",1,null,13.708,11.574999999999999,12.50331411195598,0,0,0,null,-147635.07052971487,null,-17080.159884490735,null,10784.459012366277,null,10784.459012366277,null,23027.755003874572,null,10784.459012366277,0.39484697263285462,null,"CofTgs107"]
[188,"CofNgs107",1.1220338940620422,17691.01527970433,0,12440.0673828125,0,0,199943.32418186017,0,334112.75979560276,0,0,null,212383.39184820527,334112.75979560276,346552.82746194786,null,56736.771675847333,8335.2913504831849,0,0,240895.57130344605,0,null,65072.062640132557,240895.578125,null,-147311.32892454011,-281480.7645382827,-93217.18167060276,null,0.32545253964541326,0.19476078279662568,0,0,0.30638960118648223,0.18776953334918722,0,0,0.72100083298934936,"FAIL",0,null,"CofNgs107",null,-93217.18167060276,93217.18167060276,0.21293174273608101,"FAIL",0,1,null,null,13.921965833508422,null,23027.755003874572,"YES",1,null,13.708,11.574999999999999,12.50331411195598,0,0,0,null,-147635.07052971487,null,-17080.159884490735,null,10784.459012366277,null,10784.459012366277,null,23027.755003874572,null,10784.459012366277,0.39484697263285462,null,"CofNgs107"]
[189,"CreTgs107",0.92931937575340273,5464.7639008907254,0,3842.74365234375,0,0,61762.597733247916,0,103207.60536574908,0,0,null,65605.341291186371,103207.60536574908,107050.34892368752,null,20982.247162593831,6903.6664538811619,0,0,74412.768353310763,0,null,27885.913067389563,74412.765625,null,-37719.428318202095,-79164.435950703279,-28794.839740749085,null,0.45150162219258588,0.27019242398432686,0,0,0.4250555286876978,0.26049343438083045,0,0,0.72100079602946521,"FAIL",0,null,"CreTgs107",null,-28794.839740749085,28794.839740749085,0.29540105468726141,"FAIL",0,1,null,null,13.921965833508422,null,7113.2855771130871,"YES",1,null,13.708,11.574999999999999,12.50331411195598,0,0,0,null,-37858.164204109504,null,-4379.8773233176116,null,3331.3254422247337,null,3331.3254422247337,null,7113.2855771130871,null,3331.3254422247337,0.39484702087168766,null,"CreTgs107"]
[190,"CreNgs107",0.92931937575340273,5464.7639008907254,0,3842.74365234375,0,0,61762.597733247916,0,103207.60536574908,0,0,null,65605.341291186371,103207.60536574908,107050.34892368752,null,20982.247162593831,6903.6664538811619,0,0,74412.768353310763,0,null,27885.913067389563,74412.765625,null,-37719.428318202095,-79164.435950703279,-28794.839740749085,null,0.45150162219258588,0.27019242398432686,0,0,0.4250555286876978,0.26049343438083045,0,0,0.72100079602946521,"FAIL",0,null,"CreNgs107",null,-28794.839740749085,28794.839740749085,0.29540105468726141,"FAIL",0,1,null,null,13.921965833508422,null,7113.2855771130871,"YES",1,null,13.708,11.574999999999999,12.50331411195598,0,0,0,null,-37858.164204109504,null,-4379.8773233176116,null,3331.3254422247337,null,3331.3254422247337,null,7113.2855771130871,null,3331.3254422247337,0.39484702087168766,null,"CreNgs107"]
[191,"CrtTgs107",0.9052147254347801,6403.4963126030007,0,4502.84619140625,0,0,72372.123300179897,0,120936.51506675145,0,0,null,76874.969672671621,120936.51506675145,125439.36143924316,null,23225.595075457848,6724.5994182323011,0,0,87195.329277325203,0,null,29950.192872906809,87195.328125,null,-46924.776618679338,-95489.168385250901,-33741.186941751454,null,0.41383603944686753,0.24765219054291143,0,0,0.38959615946494541,0.23876231967785994,0,0,0.72100083317988906,"FAIL",0,null,"CrtTgs107",null,-33741.186941751454,33741.186941751454,0.27075785164309318,"FAIL",0,1,null,null,13.921965833508418,null,8335.1996639791378,"YES",1,null,13.708,11.574999999999999,12.50331411195598,0,0,0,null,-47073.782553370409,null,-5446.0483508048892,null,3903.5770131705367,null,3903.5770131705367,null,8335.1996639791378,null,3903.5770131705367,0.39484695489572252,null,"CrtTgs107"]
[192,"CrtNgs107",0.9052147254347801,6403.4963126030007,0,4502.84619140625,0,0,72372.123300179897,0,120936.51506675145,0,0,null,76874.969672671621,120936.51506675145,125439.36143924316,null,23225.595075457848,6724.5994182323011,0,0,87195.329277325203,0,null,29950.192872906809,87195.328125,null,-46924.776618679338,-95489.168385250901,-33741.186941751454,null,0.41383603944686753,0.24765219054291143,0,0,0.38959615946494541,0.23876231967785994,0,0,0.72100083317988906,"FAIL",0,null,"CrtNgs107",null,-33741.186941751454,33741.186941751454,0.27075785164309318,"FAIL",0,1,null,null,13.921965833508418,null,8335.1996639791378,"YES",1,null,13.708,11.574999999999999,12.50331411195598,0,0,0,null,-47073.782553370409,null,-5446.0483508048892,null,3903.5770131705367,null,3903.5770131705367,null,8335.1996639791378,null,3903.5770131705367,0.39484695489572252,null,"CrtNgs107"]
[193,"CscTgs107",1.1220338940620422,17691.01527970433,0,12440.0673828125,0,0,199943.32418186017,0,334112.75979560276,0,0,null,212383.39184820527,334112.75979560276,346552.82746194786,null,56736.771675847333,8335.2913504831849,0,0,240895.57130344605,0,null,65072.062640132557,240895.578125,null,-147311.32892454011,-281480.7645382827,-93217.18167060276,null,0.32545253964541326,0.19476078279662568,0,0,0.30638960118648223,0.18776953334918722,0,0,0.72100083298934936,"FAIL",0,null,"CscTgs107",null,-93217.18167060276,93217.18167060276,0.21293174273608101,"FAIL",0,1,null,null,13.921965833508422,null,23027.755003874572,"YES",1,null,13.708,11.574999999999999,12.50331411195598,0,0,0,null,-147635.07052971487,null,-17080.159884490735,null,10784.459012366277,null,10784.459012366277,null,23027.755003874572,null,10784.459012366277,0.39484697263285462,null,"CscTgs107"]
[194,"CscNgs107",1.1220338940620422,17691.01527970433,0,12440.0673828125,0,0,199943.32418186017,0,334112.75979560276,0,0,null,212383.39184820527,334112.75979560276,346552.82746194786,null,56736.771675847333,8335.2913504831849,0,0,240895.57130344605,0,null,65072.062640132557,240895.578125,null,-147311.32892454011,-281480.7645382827,-93217.18167060276,null,0.32545253964541326,0.19476078279662568,0,0,0.30638960118648223,0.18776953334918722,0,0,0.72100083298934936,"FAIL",0,null,"CscNgs107",null,-93217.18167060276,93217.18167060276,0.21293174273608101,"FAIL",0,1,null,null,13.921965833508422,null,23027.755003874572,"YES",1,null,13.708,11.574999999999999,12.50331411195598,0,0,0,null,-147635.07052971487,null,-17080.159884490735,null,10784.459012366277,null,10784.459012366277,null,23027.755003874572,null,10784.459012366277,0.39484697263285462,null,"CscNgs107"]
[195,"CwaTgs107",1.1220338940620422,17691.01527970433,0,12440.0673828125,0,0,199943.32418186017,0,334112.75979560276,0,0,null,212383.39184820527,334112.75979560276,346552.82746194786,null,56736.771675847333,8335.2913504831849,0,0,240895.57130344605,0,null,65072.062640132557,240895.578125,null,-147311.32892454011,-281480.7645382827,-93217.18167060276,null,0.32545253964541326,0.19476078279662568,0,0,0.30638960118648223,0.18776953334918722,0,0,0.72100083298934936,"FAIL",0,null,"CwaTgs107",null,-93217.18167060276,93217.18167060276,0.21293174273608101,"FAIL",0,1,null,null,13.921965833508422,null,23027.755003874572,"YES",1,null,13.708,11.574999999999999,12.50331411195598,0,0,0,null,-147635.07052971487,null,-17080.159884490735,null,10784.459012366277,null,10784.459012366277,null,23027.755003874572,null,10784.459012366277,0.39484697263285462,null,"CwaTgs107"]
[196,"CwaNgs107",1.1220338940620422,17691.01527970433,0,12440.0673828125,0,0,199943.32418186017,0,334112.75979560276,0,0,null,212383.39184820527,334112.75979560276,346552.82746194786,null,56736.771675847333,8335.2913504831849,0,0,240895.57130344605,0,null,65072.062640132557,240895.578125,null,-147311.32892454011,-281480.7645382827,-93217.18167060276,null,0.32545253964541326,0.19476078279662568,0,0,0.30638960118648223,0.18776953334918722,0,0,0.72100083298934936,"FAIL",0,null,"CwaNgs107",null,-93217.18167060276,93217.18167060276,0.21293174273608101,"FAIL",0,1,null,null,13.921965833508422,null,23027.755003874572,"YES",1,null,13.708,11.574999999999999,12.50331411195598,0,0,0,null,-147635.07052971487,null,-17080.159884490735,null,10784.459012366277,null,10784.459012366277,null,23027.755003874572,null,10784.459012366277,0.39484697263285462,null,"CwaNgs107"]
[197,"CasTgs108",0.9052147254347801,6403.4963126030007,0,4502.84619140625,0,0,72372.123300179897,0,19189.632729749865,0,0,null,76874.969672671621,19189.632729749865,23692.479102241639,null,23225.595075457848,6724.5994182323011,0,0,87195.329277325203,0,null,29950.192872906809,87195.328125,null,-46924.776618679338,6257.7139517506948,68005.695395250135,null,0.41383603944686753,1.5607486237334156,0,1,0.38959615946494541,1.2641223813082256,0,1,4.5438768606457112,"PASS",1,null,"CasTgs108",null,68005.695395250135,0,0.38959615946494541,"FAIL",0,1,null,null,2.209071380864096,null,17.607437638154124,"YES",1,null,13.708,11.574999999999999,12.50331411195598,0,0,0,null,-47073.782553370409,null,-5446.0483508048892,null,0,null,0,null,17.607437638154124,null,0,0,null,"CasTgs108"]
[198,"CasNgs108",0.9052147254347801,6403.4963126030007,0,4502.84619140625,0,0,72372.123300179897,0,19189.632729749865,0,0,null,76874.969672671621,19189.632729749865,23692.479102241639,null,23225.595075457848,6724.5994182323011,0,0,87195.329277325203,0,null,29950.192872906809,87195.328125,null,-46924.776618679338,6257.7139517506948,68005.695395250135,null,0.41383603944686753,1.5607486237334156,0,1,0.38959615946494541,1.2641223813082256,0,1,4.5438768606457112,"PASS",1,null,"CasNgs108",null,68005.695395250135,0,0.38959615946494541,"FAIL",0,1,null,null,2.209071380864096,null,17.607437638154124,"YES",1,null,13.708,11.574999999999999,12.50331411195598,0,0,0,null,-47073.782553370409,null,-5446.0483508048892,null,0,null,0,null,17.607437638154124,null,0,0,null,"CasNgs108"]
[199,"CcoTgs108",0.9052147254347801,6403.4963126030007,0,4502.84619140625,0,0,72372.123300179897,0,19189.632729749865,0,0,null,76874.969672671621,19189.632729749865,23692.479102241639,null,23225.595075457848,6724.5994182323011,0,0,87195.329277325203,0,null,29950.192872906809,87195.328125,null,-46924.776618679338,6257.7139517506948,68005.695395250135,null,0.41383603944686753,1.5607486237334156,0,1,0.38959615946494541,1.2641223813082256,0,1,4.5438768606457112,"PASS",1,null,"CcoTgs108",null,68005.695395250135,0,0.38959615946494541,"FAIL",0,1,null,null,2.209071380864096,null,17.607437638154124,"YES",1,null,13.708,11.574999999999999,12.50331411195598,0,0,0,null,-47073.782553370409,null,-5446.0483508048892,null,0,null,0,null,17.607437638154124,null,0,0,null,"CcoTgs108"]
[200,"CcoNgs108",0.9052147254347801,6403.4963126030007,0,4502.84619140625,0,0,72372.123300179897,0,19189.632729749865,0,0,null,76874.969672671621,19189.632729749865,23692.479102241639,null,23225.595075457848,6724.5994182323011,0,0,87195.329277325203,0,null,29950.192872906809,87195.328125,null,-46924.776618679338,6257.7139517506948,68005.695395250135,null,0.41383603944686753,1.5607486237334156,0,1,0.38959615946494541,1.2641223813082256,0,1,4.5438768606457112,"PASS",1,null,"CcoNgs108",null,68005.695395250135,0,0.38959615946494541,"FAIL",0,1,null,null,2.209071380864096,null,17.607437638154124,"YES",1,null,13.708,11.574999999999999,12.50331411195598,0,0,0,null,-47073.782553370409,null,-5446.0483508048892,null,0,null,0,null,17.607437638154124,null,0,0,null,"CcoNgs108"]
[201,"CdaTgs108",1.1220338940620422,17691.01527970433,0,12440.0673828125,0,0,199943.32418186017,0,53015.423054890874,0,0,null,212383.39184820527,53015.423054890874,65455.490721236005,null,56736.771675847333,8335.2913504831849,0,0,240895.57130344605,0,null,65072.062640132557,240895.578125,null,-147311.32892454011,-383.42779757081735,187880.15507010912,null,0.32545253964541326,1.2274175870059272,0,1,0.30638960118648223,0.99414215988594967,0,0,4.5438773142597126,"PASS",1,null,"CdaTgs108",null,187880.15507010912,0,0.30638960118648223,"FAIL",0,1,null,null,2.2090713808640965,null,48.644276864730728,"YES",1,null,13.708,11.574999999999999,12.50331411195598,0,0,0,null,-147635.07052971487,null,-17080.159884490735,null,0,null,0,null,48.644276864730728,null,0,0,null,"CdaTgs108"]
[202,"CdaNgs108",1.1220338940620422,17691.01527970433,0,12440.0673828125,0,0,199943.32418186017,0,53015.423054890874,0,0,null,212383.39184820527,53015.423054890874,65455.490721236005,null,56736.771675847333,8335.2913504831849,0,0,240895.57130344605,0,null,65072.062640132557,240895.578125,null,-147311.32892454011,-383.42779757081735,187880.15507010912,null,0.32545253964541326,1.2274175870059272,0,1,0.30638960118648223,0.99414215988594967,0,0,4.5438773142597126,"PASS",1,null,"CdaNgs108",null,187880.15507010912,0,0.30638960118648223,"FAIL",0,1,null,null,2.2090713808640965,null,48.644276864730728,"YES",1,null,13.708,11.574999999999999,12.50331411195598,0,0,0,null,-147635.07052971487,null,-17080.159884490735,null,0,null,0,null,48.644276864730728,null,0,0,null,"CdaNgs108"]
[203,"CgrTgs108",0.9052147254347801,6403.4963126030007,0,4502.84619140625,0,0,72372.123300179897,0,19189.632729749865,0,0,null,76874.969672671621,19189.632729749865,23692.479102241639,null,23225.595075457848,6724.5994182323011,0,0,87195.329277325203,0,null,29950.192872906809,87195.328125,null,-46924.776618679338,6257.7139517506948,68005.695395250135,null,0.41383603944686753,1.5607486237334156,0,1,0.38959615946494541,1.2641223813082256,0,1,4.5438768606457112,"PASS",1,null,"CgrTgs108",null,68005.695395250135,0,0.38959615946494541,"FAIL",0,1,null,null,2.209071380864096,null,17.607437638154124,"YES",1,null,13.708,11.574999999999999,12.50331411195598,0,0,0,null,-47073.782553370409,null,-5446.0483508048892,null,0,null,0,null,17.607437638154124,null,0,0,null,"CgrTgs108"]
[204,"CgrNgs108",0.9052147254347801,6403.4963126030007,0,4502.84619140625,0,0,72372.123300179897,0,19189.632729749865,0,0,null,76874.969672671621,19189.632729749865,23692.479102241639,null,23225.595075457848,6724.5994182323011,0,0,87195.329277325203,0,null,29950.192872906809,87195.328125,null,-46924.776618679338,6257.7139517506948,68005.695395250135,null,0.41383603944686753,1.5607486237334156,0,1,0.38959615946494541,1.2641223813082256,0,1,4.5438768606457112,"PASS",1,null,"CgrNgs108",null,68005.695395250135,0,0.38959615946494541,"FAIL",0,1,null,null,2.209071380864096,null,17.607437638154124,"YES",1,null,13.708,11.574999999999999,12.50331411195598,0,0,0,null,-47073.782553370409,null,-5446.0483508048892,null,0,null,0,null,17.607437638154124,null,0,0,null,"CgrNgs108"]
[205,"CheTgs108",1.0177966177463531,8845.5076398521651,0,6220.03369140625,0,0,99971.662090930084,0,26507.711527445437,0,0,null,106191.69592410263,26507.711527445437,32727.745360618002,null,30864.21159392222,7560.9403506870531,0,0,120447.78565172302,0,null,38425.151774198879,120447.7890625,null,-67766.544008137455,5697.4065553471919,93940.077535054559,null,0.38436043745325504,1.4495838969129573,0,1,0.36184704925477257,1.1740849092184145,0,1,4.5438773142597126,"PASS",1,null,"CheTgs108",null,93940.077535054559,0,0.36184704925477257,"FAIL",0,1,null,null,2.2090713808640965,null,24.322138432365364,"YES",1,null,13.708,11.574999999999999,12.50331411195598,0,0,0,null,-67957.713917461821,null,-7862.1469474023552,null,0,null,0,null,24.322138432365364,null,0,0,null,"CheTgs108"]
[206,"CheNgs108",1.0177966177463531,8845.5076398521651,0,6220.03369140625,0,0,99971.662090930084,0,26507.711527445437,0,0,null,106191.69592410263,26507.711527445437,32727.745360618002,null,30864.21159392222,7560.9403506870531,0,0,120447.78565172302,0,null,38425.151774198879,120447.7890625,null,-67766.544008137455,5697.4065553471919,93940.077535054559,null,0.38436043745325504,1.4495838969129573,0,1,0.36184704925477257,1.1740849092184145,0,1,4.5438773142597126,"PASS",1,null,"CheNgs108",null,93940.077535054559,0,0.36184704925477257,"FAIL",0,1,null,null,2.2090713808640965,null,24.322138432365364,"YES",1,null,13.708,11.574999999999999,12.50331411195598,0,0,0,null,-67957.713917461821,null,-7862.1469474023552,null,0,null,0,null,24.322138432365364,null,0,0,null,"CheNgs108"]
[207,"ChoTgs108",0.9052147254347801,6403.4963126030007,0,4502.84619140625,0,0,72372.123300179897,0,19189.632729749865,0,0,null,76874.969672671621,19189.632729749865,23692.479102241639,null,23225.595075457848,6724.5994182323011,0,0,87195.329277325203,0,null,29950.192872906809,87195.328125,null,-46924.776618679338,6257.7139517506948,68005.695395250135,null,0.41383603944686753,1.5607486237334156,0,1,0.38959615946494541,1.2641223813082256,0,1,4.5438768606457112,"PASS",1,null,"ChoTgs108",null,68005.695395250135,0,0.38959615946494541,"FAIL",0,1,null,null,2.209071380864096,null,17.607437638154124,"YES",1,null,13.708,11.574999999999999,12.50331411195598,0,0,0,null,-47073.782553370409,null,-5446.0483508048892,null,0,null,0,null,17.607437638154124,null,0,0,null,"ChoTgs108"]
[208,"ChoNgs108",0.9052147254347801,6403.4963126030007,0,4502.84619140625,0,0,72372.123300179897,0,19189.632729749865,0,0,null,76874.969672671621,19189.632729749865,23692.479102241639,null,23225.595075457848,6724.5994182323011,0,0,87195.329277325203,0,null,29950.192872906809,87195.328125,null,-46924.776618679338,6257.7139517506948,68005.695395250135,null,0.41383603944686753,1.5607486237334156,0,1,0.38959615946494541,1.2641223813082256,0,1,4.5438768606457112,"PASS",1,null,"ChoNgs108",null,68005.695395250135,0,0.38959615946494541,"FAIL",0,1,null,null,2.209071380864096,null,17.607437638154124,"YES",1,null,13.708,11.574999999999999,12.50331411195598,0,0,0,null,-47073.782553370409,null,-5446.0483508048892,null,0,null,0,null,17.607437638154124,null,0,0,null,"ChoNgs108"]
[209,"CinTgs108",1.1220338940620422,17691.01527970433,0,12440.0673828125,0,0,199943.32418186017,0,53015.423054890874,0,0,null,212383.39184820527,53015.423054890874,65455.490721236005,null,56736.771675847333,8335.2913504831849,0,0,240895.57130344605,0,null,65072.062640132557,240895.578125,null,-147311.32892454011,-383.42779757081735,187880.15507010912,null,0.32545253964541326,1.2274175870059272,0,1,0.30638960118648223,0.99414215988594967,0,0,4.5438773142597126,"PASS",1,null,"CinTgs108",null,187880.15507010912,0,0.30638960118648223,"FAIL",0,1,null,null,2.2090713808640965,null,48.644276864730728,"YES",1,null,13.708,11.574999999999999,12.50331411195598,0,0,0,null,-147635.07052971487,null,-17080.159884490735,null,0,null,0,null,48.644276864730728,null,0,0,null,"CinTgs108"]
[210,"CinNgs108",1.1220338940620422,17691.01527970433,0,12440.0673828125,0,0,199943.32418186017,0,53015.423054890874,0,0,null,212383.39184820527,53015.423054890874,65455.490721236005,null,56736.771675847333,8335.2913504831849,0,0,240895.57130344605,0,null,65072.062640132557,240895.578125,null,-147311.32892454011,-383.42779757081735,187880.15507010912,null,0.32545253964541326,1.2274175870059272,0,1,0.30638960118648223,0.99414215988594967,0,0,4.5438773142597126,"PASS",1,null,"CinNgs108",null,187880.15507010912,0,0.30638960118648223,"FAIL",0,1,null,null,2.2090713808640965,null,48.644276864730728,"YES",1,null,13.708,11.574999999999999,12.50331411195598,0,0,0,null,-147635.07052971487,null,-17080.159884490735,null,0,null,0,null,48.644276864730728,null,0,0,null,"CinNgs108"]
[211,"CloTgs108",0.91675824224948865,5734.9993971988097,0,4032.76904296875,0,0,64816.791208834358,0,17186.318101842888,0,0,null,68849.560241485713,17186.318101842888,21219.087134494232,null,21600.217085106011,6810.3531342020269,0,0,78092.519528716119,0,null,28410.570191223378,78092.515625,null,-40438.99006057973,7191.4830464117404,60906.197523157112,null,0.43832114582295295,1.6530923041728707,0,1,0.4126470828182135,1.3389157600104469,0,1,4.543877005082674,"PASS",1,null,"CloTgs108",null,60906.197523157112,0,0.4126470828182135,"FAIL",0,1,null,null,2.209071380864096,null,15.76929854406103,"YES",1,null,13.708,11.574999999999999,12.50331411195598,0,0,0,null,-40580.336180934079,null,-4694.8101670546675,null,0,null,0,null,15.76929854406103,null,0,0,null,"CloTgs108"]
[212,"CloNgs108",0.91675824224948865,5734.9993971988097,0,4032.76904296875,0,0,64816.791208834358,0,17186.318101842888,0,0,null,68849.560241485713,17186.318101842888,21219.087134494232,null,21600.217085106011,6810.3531342020269,0,0,78092.519528716119,0,null,28410.570191223378,78092.515625,null,-40438.99006057973,7191.4830464117404,60906.197523157112,null,0.43832114582295295,1.6530923041728707,0,1,0.4126470828182135,1.3389157600104469,0,1,4.543877005082674,"PASS",1,null,"CloNgs108",null,60906.197523157112,0,0.4126470828182135,"FAIL",0,1,null,null,2.209071380864096,null,15.76929854406103,"YES",1,null,13.708,11.574999999999999,12.50331411195598,0,0,0,null,-40580.336180934079,null,-4694.8101670546675,null,0,null,0,null,15.76929854406103,null,0,0,null,"CloNgs108"]
[213,"CmiTgs108",1.1220338940620422,17691.01527970433,0,12440.0673828125,0,0,199943.32418186017,0,53015.423054890874,0,0,null,212383.39184820527,53015.423054890874,65455.490721236005,null,56736.771675847333,8335.2913504831849,0,0,240895.57130344605,0,null,65072.062640132557,240895.578125,null,-147311.32892454011,-383.42779757081735,187880.15507010912,null,0.32545253964541326,1.2274175870059272,0,1,0.30638960118648223,0.99414215988594967,0,0,4.5438773142597126,"PASS",1,null,"CmiTgs108",null,187880.15507010912,0,0.30638960118648223,"FAIL",0,1,null,null,2.2090713808640965,null,48.644276864730728,"YES",1,null,13.708,11.574999999999999,12.50331411195598,0,0,0,null,-147635.07052971487,null,-17080.159884490735,null,0,null,0,null,48.644276864730728,null,0,0,null,"CmiTgs108"]
[214,"CmiNgs108",1.1220338940620422,17691.01527970433,0,12440.0673828125,0,0,199943.32418186017,0,53015.423054890874,0,0,null,212383.39184820527,53015.423054890874,65455.490721236005,null,56736.771675847333,8335.2913504831849,0,0,240895.57130344605,0,null,65072.062640132557,240895.578125,null,-147311.32892454011,-383.42779757081735,187880.15507010912,null,0.32545253964541326,1.2274175870059272,0,1,0.30638960118648223,0.99414215988594967,0,0,4.5438773142597126,"PASS",1,null,"CmiNgs108",null,187880.15507010912,0,0.30638960118648223,"FAIL",0,1,null,null,2.2090713808640965,null,48.644276864730728,"YES",1,null,13.708,11.574999999999999,12.50331411195598,0,0,0,null,-147635.07052971487,null,-17080.159884490735,null,0,null,0,null,48.644276864730728,null,0,0,null,"CmiNgs108"]
[215,"CofTgs108",1.1220338940620422,17691.01527970433,0,12440.0673828125,0,0,199943.32418186017,0,53015.423054890874,0,0,null,212383.39184820527,53015.423054890874,65455.490721236005,null,56736.771675847333,8335.2913504831849,0,0,240895.57130344605,0,null,65072.062640132557,240895.578125,null,-147311.32892454011,-383.42779757081735,187880.15507010912,null,0.32545253964541326,1.2274175870059272,0,1,0.30638960118648223,0.99414215988594967,0,0,4.5438773142597126,"PASS",1,null,"CofTgs108",null,187880.15507010912,0,0.30638960118648223,"FAIL",0,1,null,null,2.2090713808640965,null,48.644276864730728,"YES",1,null,13.708,11.574999999999999,12.50331411195598,0,0,0,null,-147635.07052971487,null,-17080.159884490735,null,0,null,0,null,48.644276864730728,null,0,0,null,"CofTgs108"]
[216,"CofNgs108",1.1220338940620422,17691.01527970433,0,12440.0673828125,0,0,199943.32418186017,0,53015.423054890874,0,0,null,212383.39184820527,53015.423054890874,65455.490721236005,null,56736.771675847333,8335.2913504831849,0,0,240895.57130344605,0,null,65072.062640132557,240895.578125,null,-147311.32892454011,-383.42779757081735,187880.15507010912,null,0.32545253964541326,1.2274175870059272,0,1,0.30638960118648223,0.99414215988594967,0,0,4.5438773142597126,"PASS",1,null,"CofNgs108",null,187880.15507010912,0,0.30638960118648223,"FAIL",0,1,null,null,2.2090713808640965,null,48.644276864730728,"YES",1,null,13.708,11.574999999999999,12.50331411195598,0,0,0,null,-147635.07052971487,null,-17080.159884490735,null,0,null,0,null,48.644276864730728,null,0,0,null,"CofNgs108"]
[217,"CreTgs108",0.92931937575340273,5464.7639008907254,0,3842.74365234375,0,0,61762.597733247916,0,16376.492352780109,0,0,null,65605.341291186371,16376.492352780109,20219.23591071854,null,20982.247162593831,6903.6664538811619,0,0,74412.768353310763,0,null,27885.913067389563,74412.765625,null,-37719.428318202095,7666.6770622657059,58036.273272219893,null,0.45150162219258588,1.7028013366156269,0,1,0.4250555286876978,1.3791773863425332,0,1,4.5438769195509394,"PASS",1,null,"CreTgs108",null,58036.273272219893,0,0.4250555286876978,"FAIL",0,1,null,null,2.209071380864096,null,15.026242591723189,"YES",1,null,13.708,11.574999999999999,12.50331411195598,0,0,0,null,-37858.164204109504,null,-4379.8773233176116,null,0,null,0,null,15.026242591723189,null,0,0,null,"CreTgs108"]
[218,"CreNgs108",0.92931937575340273,5464.7639008907254,0,3842.74365234375,0,0,61762.597733247916,0,16376.492352780109,0,0,null,65605.341291186371,16376.492352780109,20219.23591071854,null,20982.247162593831,6903.6664538811619,0,0,74412.768353310763,0,null,27885.913067389563,74412.765625,null,-37719.428318202095,7666.6770622657059,58036.273272219893,null,0.45150162219258588,1.7028013366156269,0,1,0.4250555286876978,1.3791773863425332,0,1,4.5438769195509394,"PASS",1,null,"CreNgs108",null,58036.273272219893,0,0.4250555286876978,"FAIL",0,1,null,null,2.209071380864096,null,15.026242591723189,"YES",1,null,13.708,11.574999999999999,12.50331411195598,0,0,0,null,-37858.164204109504,null,-4379.8773233176116,null,0,null,0,null,15.026242591723189,null,0,0,null,"CreNgs108"]
[219,"CrtTgs108",0.9052147254347801,6403.4963126030007,0,4502.84619140625,0,0,72372.123300179897,0,19189.632729749865,0,0,null,76874.969672671621,19189.632729749865,23692.479102241639,null,23225.595075457848,6724.5994182323011,0,0,87195.329277325203,0,null,29950.192872906809,87195.328125,null,-46924.776618679338,6257.7139517506948,68005.695395250135,null,0.41383603944686753,1.5607486237334156,0,1,0.38959615946494541,1.2641223813082256,0,1,4.5438768606457112,"PASS",1,null,"CrtTgs108",null,68005.695395250135,0,0.38959615946494541,"FAIL",0,1,null,null,2.209071380864096,null,17.607437638154124,"YES",1,null,13.708,11.574999999999999,12.50331411195598,0,0,0,null,-47073.782553370409,null,-5446.0483508048892,null,0,null,0,null,17.607437638154124,null,0,0,null,"CrtTgs108"]
[220,"CrtNgs108",0.9052147254347801,6403.4963126030007,0,4502.84619140625,0,0,72372.123300179897,0,19189.632729749865,0,0,null,76874.969672671621,19189.632729749865,23692.479102241639,null,23225.595075457848,6724.5994182323011,0,0,87195.329277325203,0,null,29950.192872906809,87195.328125,null,-46924.776618679338,6257.7139517506948,68005.695395250135,null,0.41383603944686753,1.5607486237334156,0,1,0.38959615946494541,1.2641223813082256,0,1,4.5438768606457112,"PASS",1,null,"CrtNgs108",null,68005.695395250135,0,0.38959615946494541,"FAIL",0,1,null,null,2.209071380864096,null,17.607437638154124,"YES",1,null,13.708,11.574999999999999,12.50331411195598,0,0,0,null,-47073.782553370409,null,-5446.0483508048892,null,0,null,0,null,17.607437638154124,null,0,0,null,"CrtNgs108"]
[221,"CscTgs108",1.1220338940620422,17691.01527970433,0,12440.0673828125,0,0,199943.32418186017,0,53015.423054890874,0,0,null,212383.39184820527,53015.423054890874,65455.490721236005,null,56736.771675847333,8335.2913504831849,0,0,240895.57130344605,0,null,65072.062640132557,240895.578125,null,-147311.32892454011,-383.42779757081735,187880.15507010912,null,0.32545253964541326,1.2274175870059272,0,1,0.30638960118648223,0.99414215988594967,0,0,4.5438773142597126,"PASS",1,null,"CscTgs108",null,187880.15507010912,0,0.30638960118648223,"FAIL",0,1,null,null,2.2090713808640965,null,48.644276864730728,"YES",1,null,13.708,11.574999999999999,12.50331411195598,0,0,0,null,-147635.07052971487,null,-17080.159884490735,null,0,null,0,null,48.644276864730728,null,0,0,null,"CscTgs108"]
[222,"CscNgs108",1.1220338940620422,17691.01527970433,0,12440.0673828125,0,0,199943.32418186017,0,53015.423054890874,0,0,null,212383.39184820527,53015.423054890874,65455.490721236005,null,56736.771675847333,8335.2913504831849,0,0,240895.57130344605,0,null,65072.062640132557,240895.578125,null,-147311.32892454011,-383.42779757081735,187880.15507010912,null,0.32545253964541326,1.2274175870059272,0,1,0.30638960118648223,0.99414215988594967,0,0,4.5438773142597126,"PASS",1,null,"CscNgs108",null,187880.15507010912,0,0.30638960118648223,"FAIL",0,1,null,null,2.2090713808640965,null,48.644276864730728,"YES",1,null,13.708,11.574999999999999,12.50331411195598,0,0,0,null,-147635.07052971487,null,-17080.159884490735,null,0,null,0,null,48.644276864730728,null,0,0,null,"CscNgs108"]
[223,"CwaTgs108",1.1220338940620422,17691.01527970433,0,12440.0673828125,0,0,199943.32418186017,0,53015.423054890874,0,0,null,212383.39184820527,53015.423054890874,65455.490721236005,null,56736.771675847333,8335.2913504831849,0,0,240895.57130344605,0,null,65072.062640132557,240895.578125,null,-147311.32892454011,-383.42779757081735,187880.15507010912,null,0.32545253964541326,1.2274175870059272,0,1,0.30638960118648223,0.99414215988594967,0,0,4.5438773142597126,"PASS",1,null,"CwaTgs108",null,187880.15507010912,0,0.30638960118648223,"FAIL",0,1,null,null,2.2090713808640965,null,48.644276864730728,"YES",1,null,13.708,11.574999999999999,12.50331411195598,0,0,0,null,-147635.07052971487,null,-17080.159884490735,null,0,null,0,null,48.644276864730728,null,0,0,null,"CwaTgs108"]
[224,"CwaNgs108",1.1220338940620422,17691.01527970433,0,12440.0673828125,0,0,199943.32418186017,0,53015.423054890874,0,0,null,212383.39184820527,53015.423054890874,65455.490721236005,null,56736.771675847333,8335.2913504831849,0,0,240895.57130344605,0,null,65072.062640132557,240895.578125,null,-147311.32892454011,-383.42779757081735,187880.15507010912,null,0.32545253964541326,1.2274175870059272,0,1,0.30638960118648223,0.99414215988594967,0,0,4.5438773142597126,"PASS",1,null,"CwaNgs108",null,187880.15507010912,0,0.30638960118648223,"FAIL",0,1,null,null,2.2090713808640965,null,48.644276864730728,"YES",1,null,13.708,11.574999999999999,12.50331411195598,0,0,0,null,-147635.07052971487,null,-17080.159884490735,null,0,null,0,null,48.644276864730728,null,0,0,null,"CwaNgs108"]
[225,"CasTgs109",0.9052147254347801,6403.4963126030007,0,3737.697998046875,0,0,72372.123300179897,0,8106.1895218108748,0,0,null,76109.821213417628,8106.1895218108748,11843.887435048578,null,23612.960992948585,7033.3523018184242,0,0,87195.329277325203,0,null,30646.313966656809,87195.328125,null,-45463.507331569963,18802.426446799058,79089.138603189131,null,0.42345467521443619,3.7806066443670572,0,1,0.40265912393320541,2.5875215308550046,0,1,10.756635764607818,"PASS",1,null,"CasTgs109",null,79089.138603189131,0,0.40265912393320541,"FAIL",0,1,null,null,1.1241979780549085,null,-752.78579165732503,"NO",0,null,13.708,11.574999999999999,12.50331411195598,0,0,0,null,-45615.97655528468,null,-6175.6911695947356,null,0,null,0,null,-752.78579165732503,null,-752.78579165732503,-0.94296422918551459,null,"CasTgs109"]
[226,"CasNgs109",0.9052147254347801,6403.4963126030007,0,3737.697998046875,0,0,72372.123300179897,0,8106.1895218108748,0,0,null,76109.821213417628,8106.1895218108748,11843.887435048578,null,23612.960992948585,7033.3523018184242,0,0,87195.329277325203,0,null,30646.313966656809,87195.328125,null,-45463.507331569963,18802.426446799058,79089.138603189131,null,0.42345467521443619,3.7806066443670572,0,1,0.40265912393320541,2.5875215308550046,0,1,10.756635764607818,"PASS",1,null,"CasNgs109",null,79089.138603189131,0,0.40265912393320541,"FAIL",0,1,null,null,1.1241979780549085,null,-752.78579165732503,"NO",0,null,13.708,11.574999999999999,12.50331411195598,0,0,0,null,-45615.97655528468,null,-6175.6911695947356,null,0,null,0,null,-752.78579165732503,null,-752.78579165732503,-0.94296422918551459,null,"CasNgs109"]
[227,"CcoTgs109",0.9052147254347801,6403.4963126030007,0,3737.697998046875,0,0,72372.123300179897,0,8106.1895218108748,0,0,null,76109.821213417628,8106.1895218108748,11843.887435048578,null,23612.960992948585,7033.3523018184242,0,0,87195.329277325203,0,null,30646.313966656809,87195.328125,null,-45463.507331569963,18802.426446799058,79089.138603189131,null,0.42345467521443619,3.7806066443670572,0,1,0.40265912393320541,2.5875215308550046,0,1,10.756635764607818,"PASS",1,null,"CcoTgs109",null,79089.138603189131,0,0.40265912393320541,"FAIL",0,1,null,null,1.1241979780549085,null,-752.78579165732503,"NO",0,null,13.708,11.574999999999999,12.50331411195598,0,0,0,null,-45615.97655528468,null,-6175.6911695947356,null,0,null,0,null,-752.78579165732503,null,-752.78579165732503,-0.94296422918551459,null,"CcoTgs109"]
[228,"CcoNgs109",0.9052147254347801,6403.4963126030007,0,3737.697998046875,0,0,72372.123300179897,0,8106.1895218108748,0,0,null,76109.821213417628,8106.1895218108748,11843.887435048578,null,23612.960992948585,7033.3523018184242,0,0,87195.329277325203,0,null,30646.313966656809,87195.328125,null,-45463.507331569963,18802.426446799058,79089.138603189131,null,0.42345467521443619,3.7806066443670572,0,1,0.40265912393320541,2.5875215308550046,0,1,10.756635764607818,"PASS",1,null,"CcoNgs109",null,79089.138603189131,0,0.40265912393320541,"FAIL",0,1,null,null,1.1241979780549085,null,-752.78579165732503,"NO",0,null,13.708,11.574999999999999,12.50331411195598,0,0,0,null,-45615.97655528468,null,-6175.6911695947356,null,0,null,0,null,-752.78579165732503,null,-752.78579165732503,-0.94296422918551459,null,"CcoNgs109"]
[229,"CdaTgs109",1.1220338940620422,17691.01527970433,0,10326.1826171875,0,0,199943.32418186017,0,22395.065819976102,0,0,null,210269.50702502555,22395.065819976102,32721.24866314153,null,57216.92039262865,8717.9974538407369,0,0,240895.57130344605,0,null,65934.914202632557,240895.578125,null,-144334.59259641511,33213.665765468955,218500.51230502391,null,0.32976802037491831,2.9441714854804975,0,1,0.31357335262904218,2.0150488551575583,0,1,10.756636308258775,"PASS",1,null,"CdaTgs109",null,218500.51230502391,0,0.31357335262904218,"FAIL",0,1,null,null,1.1241979780549087,null,-2079.7302379685416,"NO",0,null,13.708,11.574999999999999,12.50331411195598,0,0,0,null,-144662.62699543318,null,-19585.061541394818,null,0,null,0,null,-2079.7302379685416,null,-2079.7302379685416,-0.94296422918551437,null,"CdaTgs109"]
[230,"CdaNgs109",1.1220338940620422,17691.01527970433,0,10326.1826171875,0,0,199943.32418186017,0,22395.065819976102,0,0,null,210269.50702502555,22395.065819976102,32721.24866314153,null,57216.92039262865,8717.9974538407369,0,0,240895.57130344605,0,null,65934.914202632557,240895.578125,null,-144334.59259641511,33213.665765468955,218500.51230502391,null,0.32976802037491831,2.9441714854804975,0,1,0.31357335262904218,2.0150488551575583,0,1,10.756636308258775,"PASS",1,null,"CdaNgs109",null,218500.51230502391,0,0.31357335262904218,"FAIL",0,1,null,null,1.1241979780549087,null,-2079.7302379685416,"NO",0,null,13.708,11.574999999999999,12.50331411195598,0,0,0,null,-144662.62699543318,null,-19585.061541394818,null,0,null,0,null,-2079.7302379685416,null,-2079.7302379685416,-0.94296422918551437,null,"CdaNgs109"]
[231,"CgrTgs109",0.9052147254347801,6403.4963126030007,0,3737.697998046875,0,0,72372.123300179897,0,8106.1895218108748,0,0,null,76109.821213417628,8106.1895218108748,11843.887435048578,null,23612.960992948585,7033.3523018184242,0,0,87195.329277325203,0,null,30646.313966656809,87195.328125,null,-45463.507331569963,18802.426446799058,79089.138603189131,null,0.42345467521443619,3.7806066443670572,0,1,0.40265912393320541,2.5875215308550046,0,1,10.756635764607818,"PASS",1,null,"CgrTgs109",null,79089.138603189131,0,0.40265912393320541,"FAIL",0,1,null,null,1.1241979780549085,null,-752.78579165732503,"NO",0,null,13.708,11.574999999999999,12.50331411195598,0,0,0,null,-45615.97655528468,null,-6175.6911695947356,null,0,null,0,null,-752.78579165732503,null,-752.78579165732503,-0.94296422918551459,null,"CgrTgs109"]
[232,"CgrNgs109",0.9052147254347801,6403.4963126030007,0,3737.697998046875,0,0,72372.123300179897,0,8106.1895218108748,0,0,null,76109.821213417628,8106.1895218108748,11843.887435048578,null,23612.960992948585,7033.3523018184242,0,0,87195.329277325203,0,null,30646.313966656809,87195.328125,null,-45463.507331569963,18802.426446799058,79089.138603189131,null,0.42345467521443619,3.7806066443670572,0,1,0.40265912393320541,2.5875215308550046,0,1,10.756635764607818,"PASS",1,null,"CgrNgs109",null,79089.138603189131,0,0.40265912393320541,"FAIL",0,1,null,null,1.1241979780549085,null,-752.78579165732503,"NO",0,null,13.708,11.574999999999999,12.50331411195598,0,0,0,null,-45615.97655528468,null,-6175.6911695947356,null,0,null,0,null,-752.78579165732503,null,-752.78579165732503,-0.94296422918551459,null,"CgrNgs109"]
[233,"CheTgs109",1.0177966177463531,8845.5076398521651,0,5163.09130859375,0,0,99971.662090930084,0,11197.532909988051,0,0,null,105134.75351251278,11197.532909988051,16360.624331570765,null,31299.754354743887,7908.09294531862,0,0,120447.78565172302,0,null,39207.847086698879,120447.7890625,null,-65926.906312824955,22847.222868117078,109250.25615251195,null,0.39218960920182605,3.5014719225987716,0,1,0.37292946260790349,2.396476232377982,0,1,10.756636308258775,"PASS",1,null,"CheTgs109",null,109250.25615251195,0,0.37292946260790349,"FAIL",0,1,null,null,1.1241979780549087,null,-1039.8651189842708,"NO",0,null,13.708,11.574999999999999,12.50331411195598,0,0,0,null,-66121.970228679173,null,-8951.8826186381866,null,0,null,0,null,-1039.8651189842708,null,-1039.8651189842708,-0.94296422918551437,null,"CheTgs109"]
[234,"CheNgs109",1.0177966177463531,8845.5076398521651,0,5163.09130859375,0,0,99971.662090930084,0,11197.532909988051,0,0,null,105134.75351251278,11197.532909988051,16360.624331570765,null,31299.754354743887,7908.09294531862,0,0,120447.78565172302,0,null,39207.847086698879,120447.7890625,null,-65926.906312824955,22847.222868117078,109250.25615251195,null,0.39218960920182605,3.5014719225987716,0,1,0.37292946260790349,2.396476232377982,0,1,10.756636308258775,"PASS",1,null,"CheNgs109",null,109250.25615251195,0,0.37292946260790349,"FAIL",0,1,null,null,1.1241979780549087,null,-1039.8651189842708,"NO",0,null,13.708,11.574999999999999,12.50331411195598,0,0,0,null,-66121.970228679173,null,-8951.8826186381866,null,0,null,0,null,-1039.8651189842708,null,-1039.8651189842708,-0.94296422918551437,null,"CheNgs109"]
[235,"ChoTgs109",0.9052147254347801,6403.4963126030007,0,3737.697998046875,0,0,72372.123300179897,0,8106.1895218108748,0,0,null,76109.821213417628,8106.1895218108748,11843.887435048578,null,23612.960992948585,7033.3523018184242,0,0,87195.329277325203,0,null,30646.313966656809,87195.328125,null,-45463.507331569963,18802.426446799058,79089.138603189131,null,0.42345467521443619,3.7806066443670572,0,1,0.40265912393320541,2.5875215308550046,0,1,10.756635764607818,"PASS",1,null,"ChoTgs109",null,79089.138603189131,0,0.40265912393320541,"FAIL",0,1,null,null,1.1241979780549085,null,-752.78579165732503,"NO",0,null,13.708,11.574999999999999,12.50331411195598,0,0,0,null,-45615.97655528468,null,-6175.6911695947356,null,0,null,0,null,-752.78579165732503,null,-752.78579165732503,-0.94296422918551459,null,"ChoTgs109"]
[236,"ChoNgs109",0.9052147254347801,6403.4963126030007,0,3737.697998046875,0,0,72372.123300179897,0,8106.1895218108748,0,0,null,76109.821213417628,8106.1895218108748,11843.887435048578,null,23612.960992948585,7033.3523018184242,0,0,87195.329277325203,0,null,30646.313966656809,87195.328125,null,-45463.507331569963,18802.426446799058,79089.138603189131,null,0.42345467521443619,3.7806066443670572,0,1,0.40265912393320541,2.5875215308550046,0,1,10.756635764607818,"PASS",1,null,"ChoNgs109",null,79089.138603189131,0,0.40265912393320541,"FAIL",0,1,null,null,1.1241979780549085,null,-752.78579165732503,"NO",0,null,13.708,11.574999999999999,12.50331411195598,0,0,0,null,-45615.97655528468,null,-6175.6911695947356,null,0,null,0,null,-752.78579165732503,null,-752.78579165732503,-0.94296422918551459,null,"ChoNgs109"]
[237,"CinTgs109",1.1220338940620422,17691.01527970433,0,10326.1826171875,0,0,199943.32418186017,0,22395.065819976102,0,0,null,210269.50702502555,22395.065819976102,32721.24866314153,null,57216.92039262865,8717.9974538407369,0,0,240895.57130344605,0,null,65934.914202632557,240895.578125,null,-144334.59259641511,33213.665765468955,218500.51230502391,null,0.32976802037491831,2.9441714854804975,0,1,0.31357335262904218,2.0150488551575583,0,1,10.756636308258775,"PASS",1,null,"CinTgs109",null,218500.51230502391,0,0.31357335262904218,"FAIL",0,1,null,null,1.1241979780549087,null,-2079.7302379685416,"NO",0,null,13.708,11.574999999999999,12.50331411195598,0,0,0,null,-144662.62699543318,null,-19585.061541394818,null,0,null,0,null,-2079.7302379685416,null,-2079.7302379685416,-0.94296422918551437,null,"CinTgs109"]
[238,"CinNgs109",1.1220338940620422,17691.01527970433,0,10326.1826171875,0,0,199943.32418186017,0,22395.065819976102,0,0,null,210269.50702502555,22395.065819976102,32721.24866314153,null,57216.92039262865,8717.9974538407369,0,0,240895.57130344605,0,null,65934.914202632557,240895.578125,null,-144334.59259641511,33213.665765468955,218500.51230502391,null,0.32976802037491831,2.9441714854804975,0,1,0.31357335262904218,2.0150488551575583,0,1,10.756636308258775,"PASS",1,null,"CinNgs109",null,218500.51230502391,0,0.31357335262904218,"FAIL",0,1,null,null,1.1241979780549087,null,-2079.7302379685416,"NO",0,null,13.708,11.574999999999999,12.50331411195598,0,0,0,null,-144662.62699543318,null,-19585.061541394818,null,0,null,0,null,-2079.7302379685416,null,-2079.7302379685416,-0.94296422918551437,null,"CinNgs109"]
[239,"CloTgs109",0.91675824224948865,5734.9993971988097,0,3347.498779296875,0,0,64816.791208834358,0,7259.9389469045973,0,0,null,68164.289913208209,7259.9389469045973,10607.437651278433,null,21992.522786336835,7123.0433091325294,0,0,78092.519528716119,0,null,29115.566284973378,78092.515625,null,-39048.723703157855,18508.128558771907,70832.5766780954,null,0.44919789674816551,4.0104423050812725,0,1,0.4271381142537094,2.7448255682948681,0,1,10.756635310038815,"PASS",1,null,"CloTgs109",null,70832.5766780954,0,0.4271381142537094,"FAIL",0,1,null,null,1.1241979780549087,null,-674.19826395683492,"NO",0,null,13.708,11.574999999999999,12.50331411195598,0,0,0,null,-39193.577266764682,null,-5306.1985582581165,null,0,null,0,null,-674.19826395683492,null,-674.19826395683492,-0.94296422918551448,null,"CloTgs109"]
[240,"CloNgs109",0.91675824224948865,5734.9993971988097,0,3347.498779296875,0,0,64816.791208834358,0,7259.9389469045973,0,0,null,68164.289913208209,7259.9389469045973,10607.437651278433,null,21992.522786336835,7123.0433091325294,0,0,78092.519528716119,0,null,29115.566284973378,78092.515625,null,-39048.723703157855,18508.128558771907,70832.5766780954,null,0.44919789674816551,4.0104423050812725,0,1,0.4271381142537094,2.7448255682948681,0,1,10.756635310038815,"PASS",1,null,"CloNgs109",null,70832.5766780954,0,0.4271381142537094,"FAIL",0,1,null,null,1.1241979780549087,null,-674.19826395683492,"NO",0,null,13.708,11.574999999999999,12.50331411195598,0,0,0,null,-39193.577266764682,null,-5306.1985582581165,null,0,null,0,null,-674.19826395683492,null,-674.19826395683492,-0.94296422918551448,null,"CloNgs109"]
[241,"CmiTgs109",1.1220338940620422,17691.01527970433,0,10326.1826171875,0,0,199943.32418186017,0,22395.065819976102,0,0,null,210269.50702502555,22395.065819976102,32721.24866314153,null,57216.92039262865,8717.9974538407369,0,0,240895.57130344605,0,null,65934.914202632557,240895.578125,null,-144334.59259641511,33213.665765468955,218500.51230502391,null,0.32976802037491831,2.9441714854804975,0,1,0.31357335262904218,2.0150488551575583,0,1,10.756636308258775,"PASS",1,null,"CmiTgs109",null,218500.51230502391,0,0.31357335262904218,"FAIL",0,1,null,null,1.1241979780549087,null,-2079.7302379685416,"NO",0,null,13.708,11.574999999999999,12.50331411195598,0,0,0,null,-144662.62699543318,null,-19585.061541394818,null,0,null,0,null,-2079.7302379685416,null,-2079.7302379685416,-0.94296422918551437,null,"CmiTgs109"]
[242,"CmiNgs109",1.1220338940620422,17691.01527970433,0,10326.1826171875,0,0,199943.32418186017,0,22395.065819976102,0,0,null,210269.50702502555,22395.065819976102,32721.24866314153,null,57216.92039262865,8717.9974538407369,0,0,240895.57130344605,0,null,65934.914202632557,240895.578125,null,-144334.59259641511,33213.665765468955,218500.51230502391,null,0.32976802037491831,2.9441714854804975,0,1,0.31357335262904218,2.0150488551575583,0,1,10.756636308258775,"PASS",1,null,"CmiNgs109",null,218500.51230502391,0,0.31357335262904218,"FAIL",0,1,null,null,1.1241979780549087,null,-2079.7302379685416,"NO",0,null,13.708,11.574999999999999,12.50331411195598,0,0,0,null,-144662.62699543318,null,-19585.061541394818,null,0,null,0,null,-2079.7302379685416,null,-2079.7302379685416,-0.94296422918551437,null,"CmiNgs109"]
[243,"CofTgs109",1.1220338940620422,17691.01527970433,0,10326.1826171875,0,0,199943.32418186017,0,22395.065819976102,0,0,null,210269.50702502555,22395.065819976102,32721.24866314153,null,57216.92039262865,8717.9974538407369,0,0,240895.57130344605,0,null,65934.914202632557,240895.578125,null,-144334.59259641511,33213.665765468955,218500.51230502391,null,0.32976802037491831,2.9441714854804975,0,1,0.31357335262904218,2.0150488551575583,0,1,10.756636308258775,"PASS",1,null,"CofTgs109",null,218500.51230502391,0,0.31357335262904218,"FAIL",0,1,null,null,1.1241979780549087,null,-2079.7302379685416,"NO",0,null,13.708,11.574999999999999,12.50331411195598,0,0,0,null,-144662.62699543318,null,-19585.061541394818,null,0,null,0,null,-2079.7302379685416,null,-2079.7302379685416,-0.94296422918551437,null,"CofTgs109"]
[244,"CofNgs109",1.1220338940620422,17691.01527970433,0,10326.1826171875,0,0,199943.32418186017,0,22395.065819976102,0,0,null,210269.50702502555,22395.065819976102,32721.24866314153,null,57216.92039262865,8717.9974538407369,0,0,240895.57130344605,0,null,65934.914202632557,240895.578125,null,-144334.59259641511,33213.665765468955,218500.51230502391,null,0.32976802037491831,2.9441714854804975,0,1,0.31357335262904218,2.0150488551575583,0,1,10.756636308258775,"PASS",1,null,"CofNgs109",null,218500.51230502391,0,0.31357335262904218,"FAIL",0,1,null,null,1.1241979780549087,null,-2079.7302379685416,"NO",0,null,13.708,11.574999999999999,12.50331411195598,0,0,0,null,-144662.62699543318,null,-19585.061541394818,null,0,null,0,null,-2079.7302379685416,null,-2079.7302379685416,-0.94296422918551437,null,"CofNgs109"]
[245,"CreTgs109",0.92931937575340273,5464.7639008907254,0,3189.763427734375,0,0,61762.597733247916,0,6917.8479755345215,0,0,null,64952.361138315209,6917.8479755345215,10107.611380601793,null,21379.928113329272,7220.6410113802185,0,0,74412.768353310763,0,null,28600.569317389563,74412.765625,null,-36351.791843592728,18492.957914120667,67494.917649465482,null,0.46307264213391985,4.1343159633657143,0,1,0.44033147996735628,2.8296071323181131,0,1,10.756634995184372,"PASS",1,null,"CreTgs109",null,67494.917649465482,0,0.44033147996735628,"FAIL",0,1,null,null,1.1241979780549083,null,-642.42975937248173,"NO",0,null,13.708,11.574999999999999,12.50331411195598,0,0,0,null,-36494.083233231482,null,-4940.7292046631146,null,0,null,0,null,-642.42975937248173,null,-642.42975937248173,-0.94296422918551492,null,"CreTgs109"]
[246,"CreNgs109",0.92931937575340273,5464.7639008907254,0,3189.763427734375,0,0,61762.597733247916,0,6917.8479755345215,0,0,null,64952.361138315209,6917.8479755345215,10107.611380601793,null,21379.928113329272,7220.6410113802185,0,0,74412.768353310763,0,null,28600.569317389563,74412.765625,null,-36351.791843592728,18492.957914120667,67494.917649465482,null,0.46307264213391985,4.1343159633657143,0,1,0.44033147996735628,2.8296071323181131,0,1,10.756634995184372,"PASS",1,null,"CreNgs109",null,67494.917649465482,0,0.44033147996735628,"FAIL",0,1,null,null,1.1241979780549083,null,-642.42975937248173,"NO",0,null,13.708,11.574999999999999,12.50331411195598,0,0,0,null,-36494.083233231482,null,-4940.7292046631146,null,0,null,0,null,-642.42975937248173,null,-642.42975937248173,-0.94296422918551492,null,"CreNgs109"]
[247,"CrtTgs109",0.9052147254347801,6403.4963126030007,0,3737.697998046875,0,0,72372.123300179897,0,8106.1895218108748,0,0,null,76109.821213417628,8106.1895218108748,11843.887435048578,null,23612.960992948585,7033.3523018184242,0,0,87195.329277325203,0,null,30646.313966656809,87195.328125,null,-45463.507331569963,18802.426446799058,79089.138603189131,null,0.42345467521443619,3.7806066443670572,0,1,0.40265912393320541,2.5875215308550046,0,1,10.756635764607818,"PASS",1,null,"CrtTgs109",null,79089.138603189131,0,0.40265912393320541,"FAIL",0,1,null,null,1.1241979780549085,null,-752.78579165732503,"NO",0,null,13.708,11.574999999999999,12.50331411195598,0,0,0,null,-45615.97655528468,null,-6175.6911695947356,null,0,null,0,null,-752.78579165732503,null,-752.78579165732503,-0.94296422918551459,null,"CrtTgs109"]
[248,"CrtNgs109",0.9052147254347801,6403.4963126030007,0,3737.697998046875,0,0,72372.123300179897,0,8106.1895218108748,0,0,null,76109.821213417628,8106.1895218108748,11843.887435048578,null,23612.960992948585,7033.3523018184242,0,0,87195.329277325203,0,null,30646.313966656809,87195.328125,null,-45463.507331569963,18802.426446799058,79089.138603189131,null,0.42345467521443619,3.7806066443670572,0,1,0.40265912393320541,2.5875215308550046,0,1,10.756635764607818,"PASS",1,null,"CrtNgs109",null,79089.138603189131,0,0.40265912393320541,"FAIL",0,1,null,null,1.1241979780549085,null,-752.78579165732503,"NO",0,null,13.708,11.574999999999999,12.50331411195598,0,0,0,null,-45615.97655528468,null,-6175.6911695947356,null,0,null,0,null,-752.78579165732503,null,-752.78579165732503,-0.94296422918551459,null,"CrtNgs109"]
[249,"CscTgs109",1.1220338940620422,17691.01527970433,0,10326.1826171875,0,0,199943.32418186017,0,22395.065819976102,0,0,null,210269.50702502555,22395.065819976102,32721.24866314153,null,57216.92039262865,8717.9974538407369,0,0,240895.57130344605,0,null,65934.914202632557,240895.578125,null,-144334.59259641511,33213.665765468955,218500.51230502391,null,0.32976802037491831,2.9441714854804975,0,1,0.31357335262904218,2.0150488551575583,0,1,10.756636308258775,"PASS",1,null,"CscTgs109",null,218500.51230502391,0,0.31357335262904218,"FAIL",0,1,null,null,1.1241979780549087,null,-2079.7302379685416,"NO",0,null,13.708,11.574999999999999,12.50331411195598,0,0,0,null,-144662.62699543318,null,-19585.061541394818,null,0,null,0,null,-2079.7302379685416,null,-2079.7302379685416,-0.94296422918551437,null,"CscTgs109"]
[250,"CscNgs109",1.1220338940620422,17691.01527970433,0,10326.1826171875,0,0,199943.32418186017,0,22395.065819976102,0,0,null,210269.50702502555,22395.065819976102,32721.24866314153,null,57216.92039262865,8717.9974538407369,0,0,240895.57130344605,0,null,65934.914202632557,240895.578125,null,-144334.59259641511,33213.665765468955,218500.51230502391,null,0.32976802037491831,2.9441714854804975,0,1,0.31357335262904218,2.0150488551575583,0,1,10.756636308258775,"PASS",1,null,"CscNgs109",null,218500.51230502391,0,0.31357335262904218,"FAIL",0,1,null,null,1.1241979780549087,null,-2079.7302379685416,"NO",0,null,13.708,11.574999999999999,12.50331411195598,0,0,0,null,-144662.62699543318,null,-19585.061541394818,null,0,null,0,null,-2079.7302379685416,null,-2079.7302379685416,-0.94296422918551437,null,"CscNgs109"]
[251,"CwaTgs109",1.1220338940620422,17691.01527970433,0,10326.1826171875,0,0,199943.32418186017,0,22395.065819976102,0,0,null,210269.50702502555,22395.065819976102,32721.24866314153,null,57216.92039262865,8717.9974538407369,0,0,240895.57130344605,0,null,65934.914202632557,240895.578125,null,-144334.59259641511,33213.665765468955,218500.51230502391,null,0.32976802037491831,2.9441714854804975,0,1,0.31357335262904218,2.0150488551575583,0,1,10.756636308258775,"PASS",1,null,"CwaTgs109",null,218500.51230502391,0,0.31357335262904218,"FAIL",0,1,null,null,1.1241979780549087,null,-2079.7302379685416,"NO",0,null,13.708,11.574999999999999,12.50331411195598,0,0,0,null,-144662.62699543318,null,-19585.061541394818,null,0,null,0,null,-2079.7302379685416,null,-2079.7302379685416,-0.94296422918551437,null,"CwaTgs109"]
[252,"CwaNgs109",1.1220338940620422,17691.01527970433,0,10326.1826171875,0,0,199943.32418186017,0,22395.065819976102,0,0,null,210269.50702502555,22395.065819976102,32721.24866314153,null,57216.92039262865,8717.9974538407369,0,0,240895.57130344605,0,null,65934.914202632557,240895.578125,null,-144334.59259641511,33213.665765468955,218500.51230502391,null,0.32976802037491831,2.9441714854804975,0,1,0.31357335262904218,2.0150488551575583,0,1,10.756636308258775,"PASS",1,null,"CwaNgs109",null,218500.51230502391,0,0.31357335262904218,"FAIL",0,1,null,null,1.1241979780549087,null,-2079.7302379685416,"NO",0,null,13.708,11.574999999999999,12.50331411195598,0,0,0,null,-144662.62699543318,null,-19585.061541394818,null,0,null,0,null,-2079.7302379685416,null,-2079.7302379685416,-0.94296422918551437,null,"CwaNgs109"]
[253,"CasEgs110",1.0784503221511841,8394.7519331024341,0,11837.9794921875,0,0,94877.234610282336,0,55782.20399728667,0,0,null,106715.21436529362,55782.20399728667,67620.183752297875,null,30297.373530131143,8379.3610980595458,0,0,114309.92121720768,0,null,38676.735550016238,114309.921875,null,-68038.478552453598,-28943.447939457939,58527.71787771333,null,0.40765032527439032,0.69335258879153527,0,0,0.36242944246804537,0.57197028393211469,0,0,2.0492184546985666,"PASS",1,null,"CasEgs110",null,58527.71787771333,0,0.36242944246804537,"FAIL",0,1,null,null,2.4425773509180129,null,240.46396688025084,"YES",1,null,13.708,11.574999999999999,12.50331411195598,0,0,0,null,-68230.900122354171,null,-6036.96560187667,null,0,null,0,null,240.46396688025084,null,0,0,null,"CasEgs110"]
[254,"CasNgs110",1.0784503221511841,8394.7519331024341,0,11837.9794921875,0,0,94877.234610282336,0,55782.20399728667,0,0,null,106715.21436529362,55782.20399728667,67620.183752297875,null,30297.373530131143,8379.3610980595458,0,0,114309.92121720768,0,null,38676.735550016238,114309.921875,null,-68038.478552453598,-28943.447939457939,58527.71787771333,null,0.40765032527439032,0.69335258879153527,0,0,0.36242944246804537,0.57197028393211469,0,0,2.0492184546985666,"PASS",1,null,"CasNgs110",null,58527.71787771333,0,0.36242944246804537,"FAIL",0,1,null,null,2.4425773509180129,null,240.46396688025084,"YES",1,null,13.708,11.574999999999999,12.50331411195598,0,0,0,null,-68230.900122354171,null,-6036.96560187667,null,0,null,0,null,240.46396688025084,null,0,0,null,"CasNgs110"]
[255,"CcoEgs110",1.0321723639965057,11382.752269010738,0,16051.5517578125,0,0,128647.5248040516,0,75637.138319190635,0,0,null,144699.07639991023,75637.138319190635,91688.689915049312,null,38645.695588248018,8019.7898556072905,0,0,154997.01783620671,0,null,46665.483994204697,154997.015625,null,-98033.59256765942,-45023.206082798439,79359.877305809365,null,0.36273907380093662,0.61696522411087495,0,0,0.32250021978719057,0.50895572785491328,0,0,2.0492184007664154,"PASS",1,null,"CcoEgs110",null,79359.877305809365,0,0.32250021978719057,"FAIL",0,1,null,null,2.4425773509180124,null,326.05390638439076,"YES",1,null,13.708,11.574999999999999,12.50331411195598,0,0,0,null,-98265.759154695261,null,-8694.4039547389275,null,0,null,0,null,326.05390638439076,null,0,0,null,"CcoEgs110"]
[256,"CcoNgs110",1.0321723639965057,11382.752269010738,0,16051.5517578125,0,0,128647.5248040516,0,75637.138319190635,0,0,null,144699.07639991023,75637.138319190635,91688.689915049312,null,38645.695588248018,8019.7898556072905,0,0,154997.01783620671,0,null,46665.483994204697,154997.015625,null,-98033.59256765942,-45023.206082798439,79359.877305809365,null,0.36273907380093662,0.61696522411087495,0,0,0.32250021978719057,0.50895572785491328,0,0,2.0492184007664154,"PASS",1,null,"CcoNgs110",null,79359.877305809365,0,0.32250021978719057,"FAIL",0,1,null,null,2.4425773509180124,null,326.05390638439076,"YES",1,null,13.708,11.574999999999999,12.50331411195598,0,0,0,null,-98265.759154695261,null,-8694.4039547389275,null,0,null,0,null,326.05390638439076,null,0,0,null,"CcoNgs110"]
[257,"CdaEgs110",1.0321723639965057,11382.752269010738,0,16051.5517578125,0,0,128647.5248040516,0,75637.138319190635,0,0,null,144699.07639991023,75637.138319190635,91688.689915049312,null,38645.695588248018,8019.7898556072905,0,0,154997.01783620671,0,null,46665.483994204697,154997.015625,null,-98033.59256765942,-45023.206082798439,79359.877305809365,null,0.36273907380093662,0.61696522411087495,0,0,0.32250021978719057,0.50895572785491328,0,0,2.0492184007664154,"PASS",1,null,"CdaEgs110",null,79359.877305809365,0,0.32250021978719057,"FAIL",0,1,null,null,2.4425773509180124,null,326.05390638439076,"YES",1,null,13.708,11.574999999999999,12.50331411195598,0,0,0,null,-98265.759154695261,null,-8694.4039547389275,null,0,null,0,null,326.05390638439076,null,0,0,null,"CdaEgs110"]
[258,"CdaNgs110",1.0321723639965057,11382.752269010738,0,16051.5517578125,0,0,128647.5248040516,0,75637.138319190635,0,0,null,144699.07639991023,75637.138319190635,91688.689915049312,null,38645.695588248018,8019.7898556072905,0,0,154997.01783620671,0,null,46665.483994204697,154997.015625,null,-98033.59256765942,-45023.206082798439,79359.877305809365,null,0.36273907380093662,0.61696522411087495,0,0,0.32250021978719057,0.50895572785491328,0,0,2.0492184007664154,"PASS",1,null,"CdaNgs110",null,79359.877305809365,0,0.32250021978719057,"FAIL",0,1,null,null,2.4425773509180124,null,326.05390638439076,"YES",1,null,13.708,11.574999999999999,12.50331411195598,0,0,0,null,-98265.759154695261,null,-8694.4039547389275,null,0,null,0,null,326.05390638439076,null,0,0,null,"CdaNgs110"]
[259,"CgrEgs110",1.0784503221511841,8394.7519331024341,0,11837.9794921875,0,0,94877.234610282336,0,55782.20399728667,0,0,null,106715.21436529362,55782.20399728667,67620.183752297875,null,30297.373530131143,8379.3610980595458,0,0,114309.92121720768,0,null,38676.735550016238,114309.921875,null,-68038.478552453598,-28943.447939457939,58527.71787771333,null,0.40765032527439032,0.69335258879153527,0,0,0.36242944246804537,0.57197028393211469,0,0,2.0492184546985666,"PASS",1,null,"CgrEgs110",null,58527.71787771333,0,0.36242944246804537,"FAIL",0,1,null,null,2.4425773509180129,null,240.46396688025084,"YES",1,null,13.708,11.574999999999999,12.50331411195598,0,0,0,null,-68230.900122354171,null,-6036.96560187667,null,0,null,0,null,240.46396688025084,null,0,0,null,"CgrEgs110"]
[260,"CgrNgs110",1.0784503221511841,8394.7519331024341,0,11837.9794921875,0,0,94877.234610282336,0,55782.20399728667,0,0,null,106715.21436529362,55782.20399728667,67620.183752297875,null,30297.373530131143,8379.3610980595458,0,0,114309.92121720768,0,null,38676.735550016238,114309.921875,null,-68038.478552453598,-28943.447939457939,58527.71787771333,null,0.40765032527439032,0.69335258879153527,0,0,0.36242944246804537,0.57197028393211469,0,0,2.0492184546985666,"PASS",1,null,"CgrNgs110",null,58527.71787771333,0,0.36242944246804537,"FAIL",0,1,null,null,2.4425773509180129,null,240.46396688025084,"YES",1,null,13.708,11.574999999999999,12.50331411195598,0,0,0,null,-68230.900122354171,null,-6036.96560187667,null,0,null,0,null,240.46396688025084,null,0,0,null,"CgrNgs110"]
[261,"CheEgs110",1.0321723639965057,11382.752269010738,0,16051.5517578125,0,0,128647.5248040516,0,75637.138319190635,0,0,null,144699.07639991023,75637.138319190635,91688.689915049312,null,38645.695588248018,8019.7898556072905,0,0,154997.01783620671,0,null,46665.483994204697,154997.015625,null,-98033.59256765942,-45023.206082798439,79359.877305809365,null,0.36273907380093662,0.61696522411087495,0,0,0.32250021978719057,0.50895572785491328,0,0,2.0492184007664154,"PASS",1,null,"CheEgs110",null,79359.877305809365,0,0.32250021978719057,"FAIL",0,1,null,null,2.4425773509180124,null,326.05390638439076,"YES",1,null,13.708,11.574999999999999,12.50331411195598,0,0,0,null,-98265.759154695261,null,-8694.4039547389275,null,0,null,0,null,326.05390638439076,null,0,0,null,"CheEgs110"]
[262,"CheNgs110",1.0321723639965057,11382.752269010738,0,16051.5517578125,0,0,128647.5248040516,0,75637.138319190635,0,0,null,144699.07639991023,75637.138319190635,91688.689915049312,null,38645.695588248018,8019.7898556072905,0,0,154997.01783620671,0,null,46665.483994204697,154997.015625,null,-98033.59256765942,-45023.206082798439,79359.877305809365,null,0.36273907380093662,0.61696522411087495,0,0,0.32250021978719057,0.50895572785491328,0,0,2.0492184007664154,"PASS",1,null,"CheNgs110",null,79359.877305809365,0,0.32250021978719057,"FAIL",0,1,null,null,2.4425773509180124,null,326.05390638439076,"YES",1,null,13.708,11.574999999999999,12.50331411195598,0,0,0,null,-98265.759154695261,null,-8694.4039547389275,null,0,null,0,null,326.05390638439076,null,0,0,null,"CheNgs110"]
[263,"ChoEgs110",1.0321723639965057,11382.752269010738,0,16051.5517578125,0,0,128647.5248040516,0,75637.138319190635,0,0,null,144699.07639991023,75637.138319190635,91688.689915049312,null,38645.695588248018,8019.7898556072905,0,0,154997.01783620671,0,null,46665.483994204697,154997.015625,null,-98033.59256765942,-45023.206082798439,79359.877305809365,null,0.36273907380093662,0.61696522411087495,0,0,0.32250021978719057,0.50895572785491328,0,0,2.0492184007664154,"PASS",1,null,"ChoEgs110",null,79359.877305809365,0,0.32250021978719057,"FAIL",0,1,null,null,2.4425773509180124,null,326.05390638439076,"YES",1,null,13.708,11.574999999999999,12.50331411195598,0,0,0,null,-98265.759154695261,null,-8694.4039547389275,null,0,null,0,null,326.05390638439076,null,0,0,null,"ChoEgs110"]
[264,"ChoNgs110",1.0321723639965057,11382.752269010738,0,16051.5517578125,0,0,128647.5248040516,0,75637.138319190635,0,0,null,144699.07639991023,75637.138319190635,91688.689915049312,null,38645.695588248018,8019.7898556072905,0,0,154997.01783620671,0,null,46665.483994204697,154997.015625,null,-98033.59256765942,-45023.206082798439,79359.877305809365,null,0.36273907380093662,0.61696522411087495,0,0,0.32250021978719057,0.50895572785491328,0,0,2.0492184007664154,"PASS",1,null,"ChoNgs110",null,79359.877305809365,0,0.32250021978719057,"FAIL",0,1,null,null,2.4425773509180124,null,326.05390638439076,"YES",1,null,13.708,11.574999999999999,12.50331411195598,0,0,0,null,-98265.759154695261,null,-8694.4039547389275,null,0,null,0,null,326.05390638439076,null,0,0,null,"ChoNgs110"]
[265,"CinEgs110",1.0321723639965057,11382.752269010738,0,16051.5517578125,0,0,128647.5248040516,0,75637.138319190635,0,0,null,144699.07639991023,75637.138319190635,91688.689915049312,null,38645.695588248018,8019.7898556072905,0,0,154997.01783620671,0,null,46665.483994204697,154997.015625,null,-98033.59256765942,-45023.206082798439,79359.877305809365,null,0.36273907380093662,0.61696522411087495,0,0,0.32250021978719057,0.50895572785491328,0,0,2.0492184007664154,"PASS",1,null,"CinEgs110",null,79359.877305809365,0,0.32250021978719057,"FAIL",0,1,null,null,2.4425773509180124,null,326.05390638439076,"YES",1,null,13.708,11.574999999999999,12.50331411195598,0,0,0,null,-98265.759154695261,null,-8694.4039547389275,null,0,null,0,null,326.05390638439076,null,0,0,null,"CinEgs110"]
[266,"CinNgs110",1.0321723639965057,11382.752269010738,0,16051.5517578125,0,0,128647.5248040516,0,75637.138319190635,0,0,null,144699.07639991023,75637.138319190635,91688.689915049312,null,38645.695588248018,8019.7898556072905,0,0,154997.01783620671,0,null,46665.483994204697,154997.015625,null,-98033.59256765942,-45023.206082798439,79359.877305809365,null,0.36273907380093662,0.61696522411087495,0,0,0.32250021978719057,0.50895572785491328,0,0,2.0492184007664154,"PASS",1,null,"CinNgs110",null,79359.877305809365,0,0.32250021978719057,"FAIL",0,1,null,null,2.4425773509180124,null,326.05390638439076,"YES",1,null,13.708,11.574999999999999,12.50331411195598,0,0,0,null,-98265.759154695261,null,-8694.4039547389275,null,0,null,0,null,326.05390638439076,null,0,0,null,"CinNgs110"]
[267,"CloEgs110",1.4514417409896851,26526.160649104328,0,37406.24609375,0,0,299797.87220287841,0,176263.41746950083,0,0,null,337204.11712495959,176263.41746950083,213669.66239158204,null,84428.647187408322,11277.435975250995,0,0,361202.25566611881,0,null,95706.082647131901,361202.25,null,-241498.03564949651,-117963.58091611892,184938.83253049917,null,0.31923536329292534,0.54297189979135685,0,0,0.28382240148959897,0.4479161011960916,0,0,2.0492184662339223,"PASS",1,null,"CloEgs110",null,184938.83253049917,0,0.28382240148959897,"FAIL",0,1,null,null,2.4425773509180129,null,759.83014440846409,"YES",1,null,13.708,11.574999999999999,12.50331411195598,0,0,0,null,-241974.1853144076,null,-21409.505527051049,null,0,null,0,null,759.83014440846409,null,0,0,null,"CloEgs110"]
[268,"CloNgs110",1.4514417409896851,26526.160649104328,0,37406.24609375,0,0,299797.87220287841,0,176263.41746950083,0,0,null,337204.11712495959,176263.41746950083,213669.66239158204,null,84428.647187408322,11277.435975250995,0,0,361202.25566611881,0,null,95706.082647131901,361202.25,null,-241498.03564949651,-117963.58091611892,184938.83253049917,null,0.31923536329292534,0.54297189979135685,0,0,0.28382240148959897,0.4479161011960916,0,0,2.0492184662339223,"PASS",1,null,"CloNgs110",null,184938.83253049917,0,0.28382240148959897,"FAIL",0,1,null,null,2.4425773509180129,null,759.83014440846409,"YES",1,null,13.708,11.574999999999999,12.50331411195598,0,0,0,null,-241974.1853144076,null,-21409.505527051049,null,0,null,0,null,759.83014440846409,null,0,0,null,"CloNgs110"]
[269,"CmiEgs110",1.0784503221511841,8394.7519331024341,0,11837.9794921875,0,0,94877.234610282336,0,55782.20399728667,0,0,null,106715.21436529362,55782.20399728667,67620.183752297875,null,30297.373530131143,8379.3610980595458,0,0,114309.92121720768,0,null,38676.735550016238,114309.921875,null,-68038.478552453598,-28943.447939457939,58527.71787771333,null,0.40765032527439032,0.69335258879153527,0,0,0.36242944246804537,0.57197028393211469,0,0,2.0492184546985666,"PASS",1,null,"CmiEgs110",null,58527.71787771333,0,0.36242944246804537,"FAIL",0,1,null,null,2.4425773509180129,null,240.46396688025084,"YES",1,null,13.708,11.574999999999999,12.50331411195598,0,0,0,null,-68230.900122354171,null,-6036.96560187667,null,0,null,0,null,240.46396688025084,null,0,0,null,"CmiEgs110"]
[270,"CmiNgs110",1.0784503221511841,8394.7519331024341,0,11837.9794921875,0,0,94877.234610282336,0,55782.20399728667,0,0,null,106715.21436529362,55782.20399728667,67620.183752297875,null,30297.373530131143,8379.3610980595458,0,0,114309.92121720768,0,null,38676.735550016238,114309.921875,null,-68038.478552453598,-28943.447939457939,58527.71787771333,null,0.40765032527439032,0.69335258879153527,0,0,0.36242944246804537,0.57197028393211469,0,0,2.0492184546985666,"PASS",1,null,"CmiNgs110",null,58527.71787771333,0,0.36242944246804537,"FAIL",0,1,null,null,2.4425773509180129,null,240.46396688025084,"YES",1,null,13.708,11.574999999999999,12.50331411195598,0,0,0,null,-68230.900122354171,null,-6036.96560187667,null,0,null,0,null,240.46396688025084,null,0,0,null,"CmiNgs110"]
[271,"CofEgs110",1.0784503221511841,8394.7519331024341,0,11837.9794921875,0,0,94877.234610282336,0,55782.20399728667,0,0,null,106715.21436529362,55782.20399728667,67620.183752297875,null,30297.373530131143,8379.3610980595458,0,0,114309.92121720768,0,null,38676.735550016238,114309.921875,null,-68038.478552453598,-28943.447939457939,58527.71787771333,null,0.40765032527439032,0.69335258879153527,0,0,0.36242944246804537,0.57197028393211469,0,0,2.0492184546985666,"PASS",1,null,"CofEgs110",null,58527.71787771333,0,0.36242944246804537,"FAIL",0,1,null,null,2.4425773509180129,null,240.46396688025084,"YES",1,null,13.708,11.574999999999999,12.50331411195598,0,0,0,null,-68230.900122354171,null,-6036.96560187667,null,0,null,0,null,240.46396688025084,null,0,0,null,"CofEgs110"]
[272,"CofNgs110",1.0784503221511841,8394.7519331024341,0,11837.9794921875,0,0,94877.234610282336,0,55782.20399728667,0,0,null,106715.21436529362,55782.20399728667,67620.183752297875,null,30297.373530131143,8379.3610980595458,0,0,114309.92121720768,0,null,38676.735550016238,114309.921875,null,-68038.478552453598,-28943.447939457939,58527.71787771333,null,0.40765032527439032,0.69335258879153527,0,0,0.36242944246804537,0.57197028393211469,0,0,2.0492184546985666,"PASS",1,null,"CofNgs110",null,58527.71787771333,0,0.36242944246804537,"FAIL",0,1,null,null,2.4425773509180129,null,240.46396688025084,"YES",1,null,13.708,11.574999999999999,12.50331411195598,0,0,0,null,-68230.900122354171,null,-6036.96560187667,null,0,null,0,null,240.46396688025084,null,0,0,null,"CofNgs110"]
[273,"CreEgs110",1.0784503221511841,8394.7519331024341,0,11837.9794921875,0,0,94877.234610282336,0,55782.20399728667,0,0,null,106715.21436529362,55782.20399728667,67620.183752297875,null,30297.373530131143,8379.3610980595458,0,0,114309.92121720768,0,null,38676.735550016238,114309.921875,null,-68038.478552453598,-28943.447939457939,58527.71787771333,null,0.40765032527439032,0.69335258879153527,0,0,0.36242944246804537,0.57197028393211469,0,0,2.0492184546985666,"PASS",1,null,"CreEgs110",null,58527.71787771333,0,0.36242944246804537,"FAIL",0,1,null,null,2.4425773509180129,null,240.46396688025084,"YES",1,null,13.708,11.574999999999999,12.50331411195598,0,0,0,null,-68230.900122354171,null,-6036.96560187667,null,0,null,0,null,240.46396688025084,null,0,0,null,"CreEgs110"]
[274,"CreNgs110",1.0784503221511841,8394.7519331024341,0,11837.9794921875,0,0,94877.234610282336,0,55782.20399728667,0,0,null,106715.21436529362,55782.20399728667,67620.183752297875,null,30297.373530131143,8379.3610980595458,0,0,114309.92121720768,0,null,38676.735550016238,114309.921875,null,-68038.478552453598,-28943.447939457939,58527.71787771333,null,0.40765032527439032,0.69335258879153527,0,0,0.36242944246804537,0.57197028393211469,0,0,2.0492184546985666,"PASS",1,null,"CreNgs110",null,58527.71787771333,0,0.36242944246804537,"FAIL",0,1,null,null,2.4425773509180129,null,240.46396688025084,"YES",1,null,13.708,11.574999999999999,12.50331411195598,0,0,0,null,-68230.900122354171,null,-6036.96560187667,null,0,null,0,null,240.46396688025084,null,0,0,null,"CreNgs110"]
[275,"CrtEgs110",1.0784503221511841,8394.7519331024341,0,11837.9794921875,0,0,94877.234610282336,0,55782.20399728667,0,0,null,106715.21436529362,55782.20399728667,67620.183752297875,null,30297.373530131143,8379.3610980595458,0,0,114309.92121720768,0,null,38676.735550016238,114309.921875,null,-68038.478552453598,-28943.447939457939,58527.71787771333,null,0.40765032527439032,0.69335258879153527,0,0,0.36242944246804537,0.57197028393211469,0,0,2.0492184546985666,"PASS",1,null,"CrtEgs110",null,58527.71787771333,0,0.36242944246804537,"FAIL",0,1,null,null,2.4425773509180129,null,240.46396688025084,"YES",1,null,13.708,11.574999999999999,12.50331411195598,0,0,0,null,-68230.900122354171,null,-6036.96560187667,null,0,null,0,null,240.46396688025084,null,0,0,null,"CrtEgs110"]
[276,"CrtNgs110",1.0784503221511841,8394.7519331024341,0,11837.9794921875,0,0,94877.234610282336,0,55782.20399728667,0,0,null,106715.21436529362,55782.20399728667,67620.183752297875,null,30297.373530131143,8379.3610980595458,0,0,114309.92121720768,0,null,38676.735550016238,114309.921875,null,-68038.478552453598,-28943.447939457939,58527.71787771333,null,0.40765032527439032,0.69335258879153527,0,0,0.36242944246804537,0.57197028393211469,0,0,2.0492184546985666,"PASS",1,null,"CrtNgs110",null,58527.71787771333,0,0.36242944246804537,"FAIL",0,1,null,null,2.4425773509180129,null,240.46396688025084,"YES",1,null,13.708,11.574999999999999,12.50331411195598,0,0,0,null,-68230.900122354171,null,-6036.96560187667,null,0,null,0,null,240.46396688025084,null,0,0,null,"CrtNgs110"]
[277,"CscEgs110",1.0784503221511841,8394.7519331024341,0,11837.9794921875,0,0,94877.234610282336,0,55782.20399728667,0,0,null,106715.21436529362,55782.20399728667,67620.183752297875,null,30297.373530131143,8379.3610980595458,0,0,114309.92121720768,0,null,38676.735550016238,114309.921875,null,-68038.478552453598,-28943.447939457939,58527.71787771333,null,0.40765032527439032,0.69335258879153527,0,0,0.36242944246804537,0.57197028393211469,0,0,2.0492184546985666,"PASS",1,null,"CscEgs110",null,58527.71787771333,0,0.36242944246804537,"FAIL",0,1,null,null,2.4425773509180129,null,240.46396688025084,"YES",1,null,13.708,11.574999999999999,12.50331411195598,0,0,0,null,-68230.900122354171,null,-6036.96560187667,null,0,null,0,null,240.46396688025084,null,0,0,null,"CscEgs110"]
[278,"CscNgs110",1.0784503221511841,8394.7519331024341,0,11837.9794921875,0,0,94877.234610282336,0,55782.20399728667,0,0,null,106715.21436529362,55782.20399728667,67620.183752297875,null,30297.373530131143,8379.3610980595458,0,0,114309.92121720768,0,null,38676.735550016238,114309.921875,null,-68038.478552453598,-28943.447939457939,58527.71787771333,null,0.40765032527439032,0.69335258879153527,0,0,0.36242944246804537,0.57197028393211469,0,0,2.0492184546985666,"PASS",1,null,"CscNgs110",null,58527.71787771333,0,0.36242944246804537,"FAIL",0,1,null,null,2.4425773509180129,null,240.46396688025084,"YES",1,null,13.708,11.574999999999999,12.50331411195598,0,0,0,null,-68230.900122354171,null,-6036.96560187667,null,0,null,0,null,240.46396688025084,null,0,0,null,"CscNgs110"]
[279,"CwaEgs110",1.0784503221511841,8394.7519331024341,0,11837.9794921875,0,0,94877.234610282336,0,55782.20399728667,0,0,null,106715.21436529362,55782.20399728667,67620.183752297875,null,30297.373530131143,8379.3610980595458,0,0,114309.92121720768,0,null,38676.735550016238,114309.921875,null,-68038.478552453598,-28943.447939457939,58527.71787771333,null,0.40765032527439032,0.69335258879153527,0,0,0.36242944246804537,0.57197028393211469,0,0,2.0492184546985666,"PASS",1,null,"CwaEgs110",null,58527.71787771333,0,0.36242944246804537,"FAIL",0,1,null,null,2.4425773509180129,null,240.46396688025084,"YES",1,null,13.708,11.574999999999999,12.50331411195598,0,0,0,null,-68230.900122354171,null,-6036.96560187667,null,0,null,0,null,240.46396688025084,null,0,0,null,"CwaEgs110"]
[280,"CwaNgs110",1.0784503221511841,8394.7519331024341,0,11837.9794921875,0,0,94877.234610282336,0,55782.20399728667,0,0,null,106715.21436529362,55782.20399728667,67620.183752297875,null,30297.373530131143,8379.3610980595458,0,0,114309.92121720768,0,null,38676.735550016238,114309.921875,null,-68038.478552453598,-28943.447939457939,58527.71787771333,null,0.40765032527439032,0.69335258879153527,0,0,0.36242944246804537,0.57197028393211469,0,0,2.0492184546985666,"PASS",1,null,"CwaNgs110",null,58527.71787771333,0,0.36242944246804537,"FAIL",0,1,null,null,2.4425773509180129,null,240.46396688025084,"YES",1,null,13.708,11.574999999999999,12.50331411195598,0,0,0,null,-68230.900122354171,null,-6036.96560187667,null,0,null,0,null,240.46396688025084,null,0,0,null,"CwaNgs110"]
[281,"CasEgs111",0.91491227895021443,6103.9175288030956,0,11378.5537109375,0,0,68986.292869292782,0,76710.940499394637,0,0,null,80364.846560362872,76710.940499394637,88089.494190464815,null,22501.318469564994,6796.6399638573685,0,0,83116.015505172021,0,null,29297.959314410316,83116.015625,null,-51066.887265819969,-58791.534895921824,6405.0751256053627,null,0.42469247289342954,0.38192673852879588,0,0,0.36456187700378939,0.33259311541118963,0,0,1.0834962403525206,"PASS",1,null,"CasEgs111",null,6405.0751256053627,0,0.36456187700378939,"FAIL",0,1,null,null,2.9286815824011754,null,503.88826411073717,"YES",1,null,13.708,11.574999999999999,12.50331411195598,0,0,0,null,-51212.648257433946,null,-4531.2167266843126,null,0,null,0,null,503.88826411073717,null,0,0,null,"CasEgs111"]
[282,"CasNgs111",0.91491227895021443,6103.9175288030956,0,11378.5537109375,0,0,68986.292869292782,0,76710.940499394637,0,0,null,80364.846560362872,76710.940499394637,88089.494190464815,null,22501.318469564994,6796.6399638573685,0,0,83116.015505172021,0,null,29297.959314410316,83116.015625,null,-51066.887265819969,-58791.534895921824,6405.0751256053627,null,0.42469247289342954,0.38192673852879588,0,0,0.36456187700378939,0.33259311541118963,0,0,1.0834962403525206,"PASS",1,null,"CasNgs111",null,6405.0751256053627,0,0.36456187700378939,"FAIL",0,1,null,null,2.9286815824011754,null,503.88826411073717,"YES",1,null,13.708,11.574999999999999,12.50331411195598,0,0,0,null,-51212.648257433946,null,-4531.2167266843126,null,0,null,0,null,503.88826411073717,null,0,0,null,"CasNgs111"]
[283,"CcoEgs111",1.0014851570129395,10334.355722817088,0,19264.681640625,0,0,116798.57847776463,0,95783.0518842155,0,0,null,136063.25916751468,95783.0518842155,115047.73257396546,null,35037.721280070196,7439.7668475651853,0,0,140721.17888887308,0,null,42477.490000922728,140721.171875,null,-93585.770117466891,-72570.243523917772,44938.1199907845,null,0.3636815666297627,0.44347605516130745,0,0,0.31218927110788586,0.36921622616538735,0,0,1.4691656729115983,"PASS",1,null,"CcoEgs111",null,44938.1199907845,0,0.31218927110788586,"FAIL",0,1,null,null,2.1598757776402708,null,-27.964145922164789,"NO",0,null,13.708,11.574999999999999,12.50331411195598,0,0,0,null,-93797.100913491362,null,-8299.0239137265071,null,0,null,0,null,-27.964145922164789,null,-27.964145922164789,-1.1297260933106514E-2,null,"CcoEgs111"]
[284,"CcoNgs111",1.0014851570129395,10334.355722817088,0,19264.681640625,0,0,116798.57847776463,0,95783.0518842155,0,0,null,136063.25916751468,95783.0518842155,115047.73257396546,null,35037.721280070196,7439.7668475651853,0,0,140721.17888887308,0,null,42477.490000922728,140721.171875,null,-93585.770117466891,-72570.243523917772,44938.1199907845,null,0.3636815666297627,0.44347605516130745,0,0,0.31218927110788586,0.36921622616538735,0,0,1.4691656729115983,"PASS",1,null,"CcoNgs111",null,44938.1199907845,0,0.31218927110788586,"FAIL",0,1,null,null,2.1598757776402708,null,-27.964145922164789,"NO",0,null,13.708,11.574999999999999,12.50331411195598,0,0,0,null,-93797.100913491362,null,-8299.0239137265071,null,0,null,0,null,-27.964145922164789,null,-27.964145922164789,-1.1297260933106514E-2,null,"CcoNgs111"]
[285,"CdaEgs111",1.0094594538211823,9403.3323265907238,0,17529.123046875,0,0,106276.17997268037,0,83422.443272684541,0,0,null,123805.30309882693,83422.443272684541,100951.56639883119,null,32418.772912500572,7499.0057774795941,0,0,128043.59032853051,0,null,39917.778486811178,128043.59375,null,-83887.524532744195,-61033.787832748363,44621.150477315459,null,0.37560418992357969,0.47850167078337863,0,0,0.32242381798868552,0.39541514750204565,0,0,1.5348818462612208,"PASS",1,null,"CdaEgs111",null,44621.150477315459,0,0.32242381798868552,"FAIL",0,1,null,null,2.067400430477941,null,-121.87747902863384,"NO",0,null,13.708,11.574999999999999,12.50331411195598,0,0,0,null,-84086.120445613895,null,-7439.8112265137606,null,0,null,0,null,-121.87747902863384,null,-121.87747902863384,-5.6532844669288096E-2,null,"CdaEgs111"]
[286,"CdaNgs111",1.0094594538211823,9403.3323265907238,0,17529.123046875,0,0,106276.17997268037,0,83422.443272684541,0,0,null,123805.30309882693,83422.443272684541,100951.56639883119,null,32418.772912500572,7499.0057774795941,0,0,128043.59032853051,0,null,39917.778486811178,128043.59375,null,-83887.524532744195,-61033.787832748363,44621.150477315459,null,0.37560418992357969,0.47850167078337863,0,0,0.32242381798868552,0.39541514750204565,0,0,1.5348818462612208,"PASS",1,null,"CdaNgs111",null,44621.150477315459,0,0.32242381798868552,"FAIL",0,1,null,null,2.067400430477941,null,-121.87747902863384,"NO",0,null,13.708,11.574999999999999,12.50331411195598,0,0,0,null,-84086.120445613895,null,-7439.8112265137606,null,0,null,0,null,-121.87747902863384,null,-121.87747902863384,-5.6532844669288096E-2,null,"CdaNgs111"]
[287,"CgrEgs111",0.94000000357627866,7731.6288018634841,0,14412.833984375,0,0,87382.636866426081,0,37148.886352332527,0,0,null,101795.47114815071,37148.886352332527,51561.720634057157,null,27079.943749225349,6983.0099970494102,0,0,105280.2853812362,0,null,34062.955517918839,105280.2890625,null,-67732.515332882234,-17498.764818788688,68131.402710167473,null,0.38981377467457057,0.9169307309741217,0,0,0.33462152326839778,0.66062488403182573,0,0,2.8340092907223746,"PASS",1,null,"CgrEgs111",null,68131.402710167473,0,0.33462152326839778,"FAIL",0,1,null,null,1.1196912849373264,null,-912.78321310003298,"NO",0,null,13.708,11.574999999999999,12.50331411195598,0,0,0,null,-67901.98277326989,null,-6007.8634983030479,null,0,null,0,null,-912.78321310003298,null,-912.78321310003298,-0.95078454862282169,null,"CgrEgs111"]
[288,"CgrNgs111",0.94000000357627866,7731.6288018634841,0,14412.833984375,0,0,87382.636866426081,0,37148.886352332527,0,0,null,101795.47114815071,37148.886352332527,51561.720634057157,null,27079.943749225349,6983.0099970494102,0,0,105280.2853812362,0,null,34062.955517918839,105280.2890625,null,-67732.515332882234,-17498.764818788688,68131.402710167473,null,0.38981377467457057,0.9169307309741217,0,0,0.33462152326839778,0.66062488403182573,0,0,2.8340092907223746,"PASS",1,null,"CgrNgs111",null,68131.402710167473,0,0.33462152326839778,"FAIL",0,1,null,null,1.1196912849373264,null,-912.78321310003298,"NO",0,null,13.708,11.574999999999999,12.50331411195598,0,0,0,null,-67901.98277326989,null,-6007.8634983030479,null,0,null,0,null,-912.78321310003298,null,-912.78321310003298,-0.95078454862282169,null,"CgrNgs111"]
[289,"CheEgs111",1.0052083313465119,7248.4020654536762,0,13512.033203125,0,0,81921.222782285229,0,70970.745344812734,0,0,null,95433.255807071342,70970.745344812734,84482.778369598906,null,26074.615541170089,7467.425319366439,0,0,98700.268412391772,0,null,33542.040240881521,98700.265625,null,-61891.215744528708,-50940.738307056214,27729.520280187266,null,0.40944262184688363,0.47261783820807957,0,0,0.35147119203403693,0.39702813777424345,0,0,1.390717613933218,"PASS",1,null,"CheEgs111",null,27729.520280187266,0,0.35147119203403693,"FAIL",0,1,null,null,2.2817108460310629,null,78.319655750663401,"YES",1,null,13.708,11.574999999999999,12.50331411195598,0,0,0,null,-62058.091566622643,null,-5490.8049495754958,null,0,null,0,null,78.319655750663401,null,0,0,null,"CheEgs111"]
[290,"CheNgs111",1.0052083313465119,7248.4020654536762,0,13512.033203125,0,0,81921.222782285229,0,70970.745344812734,0,0,null,95433.255807071342,70970.745344812734,84482.778369598906,null,26074.615541170089,7467.425319366439,0,0,98700.268412391772,0,null,33542.040240881521,98700.265625,null,-61891.215744528708,-50940.738307056214,27729.520280187266,null,0.40944262184688363,0.47261783820807957,0,0,0.35147119203403693,0.39702813777424345,0,0,1.390717613933218,"PASS",1,null,"CheNgs111",null,27729.520280187266,0,0.35147119203403693,"FAIL",0,1,null,null,2.2817108460310629,null,78.319655750663401,"YES",1,null,13.708,11.574999999999999,12.50331411195598,0,0,0,null,-62058.091566622643,null,-5490.8049495754958,null,0,null,0,null,78.319655750663401,null,0,0,null,"CheNgs111"]
[291,"ChoEgs111",1.0014851570129395,10334.355722817088,0,19264.681640625,0,0,116798.57847776463,0,59793.320066803375,0,0,null,136063.25916751468,59793.320066803375,79058.000756553345,null,35037.721280070196,7439.7668475651853,0,0,140721.17888887308,0,null,42477.490000922728,140721.171875,null,-93585.770117466891,-36580.51170650564,80927.851808196632,null,0.3636815666297627,0.71040527526260888,0,0,0.31218927110788586,0.5372952652929438,0,0,2.3534597463024456,"PASS",1,null,"ChoEgs111",null,80927.851808196632,0,0.31218927110788586,"FAIL",0,1,null,null,1.3483193483538483,null,-958.03995473308964,"NO",0,null,13.708,11.574999999999999,12.50331411195598,0,0,0,null,-93797.100913491362,null,-8299.0239137265071,null,0,null,0,null,-958.03995473308964,null,-958.03995473308964,-0.61999934255199551,null,"ChoEgs111"]
[292,"ChoNgs111",1.0014851570129395,10334.355722817088,0,19264.681640625,0,0,116798.57847776463,0,59793.320066803375,0,0,null,136063.25916751468,59793.320066803375,79058.000756553345,null,35037.721280070196,7439.7668475651853,0,0,140721.17888887308,0,null,42477.490000922728,140721.171875,null,-93585.770117466891,-36580.51170650564,80927.851808196632,null,0.3636815666297627,0.71040527526260888,0,0,0.31218927110788586,0.5372952652929438,0,0,2.3534597463024456,"PASS",1,null,"ChoNgs111",null,80927.851808196632,0,0.31218927110788586,"FAIL",0,1,null,null,1.3483193483538483,null,-958.03995473308964,"NO",0,null,13.708,11.574999999999999,12.50331411195598,0,0,0,null,-93797.100913491362,null,-8299.0239137265071,null,0,null,0,null,-958.03995473308964,null,-958.03995473308964,-0.61999934255199551,null,"ChoNgs111"]
[293,"CinEgs111",1.0121621549129487,9403.3323265907238,0,17529.123046875,0,0,106276.17997268037,0,89789.654504310281,0,0,null,123805.30309882693,89789.654504310281,107318.77763045699,null,32433.569349457048,7519.0834250019716,0,0,128043.59032853051,0,null,39952.652237370079,128043.59375,null,-83852.650782185287,-67366.125313815195,38253.939245689719,null,0.37593233260397968,0.44495830235600453,0,0,0.32270550019218042,0.37228016521446877,0,0,1.4260394970542332,"PASS",1,null,"CinEgs111",null,38253.939245689719,0,0.32270550019218042,"FAIL",0,1,null,null,2.2251946519979433,null,42.669197916774237,"YES",1,null,13.708,11.574999999999999,12.50331411195598,0,0,0,null,-84051.420196301551,null,-7436.7410015702308,null,0,null,0,null,42.669197916774237,null,0,0,null,"CinEgs111"]
[294,"CinNgs111",1.0121621549129487,9403.3323265907238,0,17529.123046875,0,0,106276.17997268037,0,89789.654504310281,0,0,null,123805.30309882693,89789.654504310281,107318.77763045699,null,32433.569349457048,7519.0834250019716,0,0,128043.59032853051,0,null,39952.652237370079,128043.59375,null,-83852.650782185287,-67366.125313815195,38253.939245689719,null,0.37593233260397968,0.44495830235600453,0,0,0.32270550019218042,0.37228016521446877,0,0,1.4260394970542332,"PASS",1,null,"CinNgs111",null,38253.939245689719,0,0.32270550019218042,"FAIL",0,1,null,null,2.2251946519979433,null,42.669197916774237,"YES",1,null,13.708,11.574999999999999,12.50331411195598,0,0,0,null,-84051.420196301551,null,-7436.7410015702308,null,0,null,0,null,42.669197916774237,null,0,0,null,"CinNgs111"]
[295,"CloEgs111",1.0252336502075194,9754.858540076757,0,18184.41796875,0,0,110249.11869610642,0,66791.368743286701,0,0,null,128433.53672965385,66791.368743286701,84975.786776834138,null,33510.450656845074,7616.1880866733582,0,0,132830.26348928484,0,null,41126.63932363013,132830.265625,null,-87306.897341226286,-43849.147388406571,66038.896881713299,null,0.3730337240789442,0.61574781438752635,0,0,0.32021729208430116,0.48398068337982919,0,0,1.9887339954887655,"PASS",1,null,"CloEgs111",null,66038.896881713299,0,0.32021729208430116,"FAIL",0,1,null,null,1.5955956513432223,null,-636.82059212170111,"NO",0,null,13.708,11.574999999999999,12.50331411195598,0,0,0,null,-87511.507487114999,null,-7742.8842287103316,null,0,null,0,null,-636.82059212170111,null,-636.82059212170111,-0.36894109484729237,null,"CloEgs111"]
[296,"CloNgs111",1.0252336502075194,9754.858540076757,0,18184.41796875,0,0,110249.11869610642,0,66791.368743286701,0,0,null,128433.53672965385,66791.368743286701,84975.786776834138,null,33510.450656845074,7616.1880866733582,0,0,132830.26348928484,0,null,41126.63932363013,132830.265625,null,-87306.897341226286,-43849.147388406571,66038.896881713299,null,0.3730337240789442,0.61574781438752635,0,0,0.32021729208430116,0.48398068337982919,0,0,1.9887339954887655,"PASS",1,null,"CloNgs111",null,66038.896881713299,0,0.32021729208430116,"FAIL",0,1,null,null,1.5955956513432223,null,-636.82059212170111,"NO",0,null,13.708,11.574999999999999,12.50331411195598,0,0,0,null,-87511.507487114999,null,-7742.8842287103316,null,0,null,0,null,-636.82059212170111,null,-636.82059212170111,-0.36894109484729237,null,"CloNgs111"]
[297,"CmiEgs111",1.0094594538211823,9403.3323265907238,0,17529.123046875,0,0,106276.17997268037,0,75906.899204112648,0,0,null,123805.30309882693,75906.899204112648,93436.022330259279,null,32418.772912500572,7499.0057774795941,0,0,128043.59032853051,0,null,39917.778486811178,128043.59375,null,-83887.524532744195,-53518.24376417647,52136.694545887352,null,0.37560418992357969,0.52587813367890046,0,0,0.32242381798868552,0.42722043945304228,0,0,1.686850537863396,"PASS",1,null,"CmiEgs111",null,52136.694545887352,0,0.32242381798868552,"FAIL",0,1,null,null,1.8811480178621469,null,-316.1001525446527,"NO",0,null,13.708,11.574999999999999,12.50331411195598,0,0,0,null,-84086.120445613895,null,-7439.8112265137606,null,0,null,0,null,-316.1001525446527,null,-316.1001525446527,-0.16114013205920735,null,"CmiEgs111"]
[298,"CmiNgs111",1.0094594538211823,9403.3323265907238,0,17529.123046875,0,0,106276.17997268037,0,75906.899204112648,0,0,null,123805.30309882693,75906.899204112648,93436.022330259279,null,32418.772912500572,7499.0057774795941,0,0,128043.59032853051,0,null,39917.778486811178,128043.59375,null,-83887.524532744195,-53518.24376417647,52136.694545887352,null,0.37560418992357969,0.52587813367890046,0,0,0.32242381798868552,0.42722043945304228,0,0,1.686850537863396,"PASS",1,null,"CmiNgs111",null,52136.694545887352,0,0.32242381798868552,"FAIL",0,1,null,null,1.8811480178621469,null,-316.1001525446527,"NO",0,null,13.708,11.574999999999999,12.50331411195598,0,0,0,null,-84086.120445613895,null,-7439.8112265137606,null,0,null,0,null,-316.1001525446527,null,-316.1001525446527,-0.16114013205920735,null,"CmiNgs111"]
[299,"CofEgs111",1.0094594538211823,9403.3323265907238,0,17529.123046875,0,0,106276.17997268037,0,83355.463055628265,0,0,null,123805.30309882693,83355.463055628265,100884.58618177487,null,32418.772912500572,7499.0057774795941,0,0,128043.59032853051,0,null,39917.778486811178,128043.59375,null,-83887.524532744195,-60966.807615692087,44688.130694371735,null,0.37560418992357969,0.47888617042618514,0,0,0.32242381798868552,0.39567767514308799,0,0,1.5361151993666999,"PASS",1,null,"CofEgs111",null,44688.130694371735,0,0.32242381798868552,"FAIL",0,1,null,null,2.0657406059004151,null,-123.6083321353783,"NO",0,null,13.708,11.574999999999999,12.50331411195598,0,0,0,null,-84086.120445613895,null,-7439.8112265137606,null,0,null,0,null,-123.6083321353783,null,-123.6083321353783,-5.7381769833239636E-2,null,"CofEgs111"]
[300,"CofNgs111",1.0094594538211823,9403.3323265907238,0,17529.123046875,0,0,106276.17997268037,0,83355.463055628265,0,0,null,123805.30309882693,83355.463055628265,100884.58618177487,null,32418.772912500572,7499.0057774795941,0,0,128043.59032853051,0,null,39917.778486811178,128043.59375,null,-83887.524532744195,-60966.807615692087,44688.130694371735,null,0.37560418992357969,0.47888617042618514,0,0,0.32242381798868552,0.39567767514308799,0,0,1.5361151993666999,"PASS",1,null,"CofNgs111",null,44688.130694371735,0,0.32242381798868552,"FAIL",0,1,null,null,2.0657406059004151,null,-123.6083321353783,"NO",0,null,13.708,11.574999999999999,12.50331411195598,0,0,0,null,-84086.120445613895,null,-7439.8112265137606,null,0,null,0,null,-123.6083321353783,null,-123.6083321353783,-5.7381769833239636E-2,null,"CofNgs111"]
[301,"CreEgs111",0.90597014725208269,7789.3276687939915,0,14520.3935546875,0,0,88034.747730229719,0,48927.636212282145,0,0,null,102555.1412346296,48927.636212282145,63448.029716681951,null,27057.32604344346,6730.2112459792661,0,0,106065.96112075879,0,null,33787.535504059801,106065.9609375,null,-68767.605780857411,-29660.494262909844,57138.324725217855,null,0.38379772050460143,0.69056137021347097,0,0,0.32945725665953457,0.53252300549211418,0,0,2.1678128997957726,"PASS",1,null,"CreEgs111",null,57138.324725217855,0,0.32945725665953457,"FAIL",0,1,null,null,1.4637866505696415,null,-622.36339698928282,"NO",0,null,13.708,11.574999999999999,12.50331411195598,0,0,0,null,-68935.702972419895,null,-6099.3254792096886,null,0,null,0,null,-622.36339698928282,null,-622.36339698928282,-0.49220957646617763,null,"CreEgs111"]
[302,"CreNgs111",0.90597014725208269,7789.3276687939915,0,14520.3935546875,0,0,88034.747730229719,0,48927.636212282145,0,0,null,102555.1412346296,48927.636212282145,63448.029716681951,null,27057.32604344346,6730.2112459792661,0,0,106065.96112075879,0,null,33787.535504059801,106065.9609375,null,-68767.605780857411,-29660.494262909844,57138.324725217855,null,0.38379772050460143,0.69056137021347097,0,0,0.32945725665953457,0.53252300549211418,0,0,2.1678128997957726,"PASS",1,null,"CreNgs111",null,57138.324725217855,0,0.32945725665953457,"FAIL",0,1,null,null,1.4637866505696415,null,-622.36339698928282,"NO",0,null,13.708,11.574999999999999,12.50331411195598,0,0,0,null,-68935.702972419895,null,-6099.3254792096886,null,0,null,0,null,-622.36339698928282,null,-622.36339698928282,-0.49220957646617763,null,"CreNgs111"]
[303,"CrtEgs111",0.93286713361740115,7299.0901418893945,0,13606.5224609375,0,0,82494.097902152847,0,65972.504886571536,0,0,null,96100.620032505933,65972.504886571536,79579.027016924607,null,25822.426194381133,6930.0218033887768,0,0,99390.479400184136,0,null,32752.448992429461,99390.4765625,null,-63348.171370660886,-46826.578355079575,33417.971675928464,null,0.39702778532444222,0.49645604708721774,0,0,0.34081412657569893,0.41157136602593408,0,0,1.5065439266461833,"PASS",1,null,"CrtEgs111",null,33417.971675928464,0,0.34081412657569893,"FAIL",0,1,null,null,2.1062879550662399,null,-63.127057350228824,"NO",0,null,13.708,11.574999999999999,12.50331411195598,0,0,0,null,-63511.118878085901,null,-5619.3665819467669,null,0,null,0,null,-63.127057350228824,null,-63.127057350228824,-3.7026515120852442E-2,null,"CrtEgs111"]
[304,"CrtNgs111",0.93286713361740115,7299.0901418893945,0,13606.5224609375,0,0,82494.097902152847,0,65972.504886571536,0,0,null,96100.620032505933,65972.504886571536,79579.027016924607,null,25822.426194381133,6930.0218033887768,0,0,99390.479400184136,0,null,32752.448992429461,99390.4765625,null,-63348.171370660886,-46826.578355079575,33417.971675928464,null,0.39702778532444222,0.49645604708721774,0,0,0.34081412657569893,0.41157136602593408,0,0,1.5065439266461833,"PASS",1,null,"CrtNgs111",null,33417.971675928464,0,0.34081412657569893,"FAIL",0,1,null,null,2.1062879550662399,null,-63.127057350228824,"NO",0,null,13.708,11.574999999999999,12.50331411195598,0,0,0,null,-63511.118878085901,null,-5619.3665819467669,null,0,null,0,null,-63.127057350228824,null,-63.127057350228824,-3.7026515120852442E-2,null,"CrtNgs111"]
[305,"CscEgs111",1.0058252394199372,10133.68891828857,0,18890.607421875,0,0,114530.64827047958,0,120980.66944376731,0,0,null,133421.25649307281,120980.66944376731,139871.27766636055,null,34487.601051227539,7472.0081653532443,0,0,137988.73285599938,0,null,41959.609481947366,137988.734375,null,-91461.646210407212,-97911.667383694949,17008.064931232686,null,0.36636140732264161,0.3468290403323524,0,0,0.3144896910481691,0.29998731992882977,0,0,1.1405849794800331,"PASS",1,null,"CscEgs111",null,17008.064931232686,0,0.3144896910481691,"FAIL",0,1,null,null,2.782094823466629,null,671.82015355594285,"YES",1,null,13.708,11.574999999999999,12.50331411195598,0,0,0,null,-91670.400486436789,null,-8110.8567152782707,null,0,null,0,null,671.82015355594285,null,0,0,null,"CscEgs111"]
[306,"CscNgs111",1.0058252394199372,10133.68891828857,0,18890.607421875,0,0,114530.64827047958,0,120980.66944376731,0,0,null,133421.25649307281,120980.66944376731,139871.27766636055,null,34487.601051227539,7472.0081653532443,0,0,137988.73285599938,0,null,41959.609481947366,137988.734375,null,-91461.646210407212,-97911.667383694949,17008.064931232686,null,0.36636140732264161,0.3468290403323524,0,0,0.3144896910481691,0.29998731992882977,0,0,1.1405849794800331,"PASS",1,null,"CscNgs111",null,17008.064931232686,0,0.3144896910481691,"FAIL",0,1,null,null,2.782094823466629,null,671.82015355594285,"YES",1,null,13.708,11.574999999999999,12.50331411195598,0,0,0,null,-91670.400486436789,null,-8110.8567152782707,null,0,null,0,null,671.82015355594285,null,0,0,null,"CscNgs111"]
[307,"CwaEgs111",0.9588235318660735,6822.0256232661886,0,12717.20703125,0,0,77102.329018646633,0,61981.660118851287,0,0,null,89819.536432458073,61981.660118851287,74698.867532662669,null,24637.035768596776,7122.8449818656736,0,0,92894.372311622501,0,null,31759.879018996515,92894.375,null,-58059.657030900118,-42938.988131104772,30912.714881148713,null,0.41191854284084756,0.51240768572665207,0,0,0.3535965605673273,0.42517216432717281,0,0,1.4987397049687416,"PASS",1,null,"CwaEgs111",null,30912.714881148713,0,0.3535965605673273,"FAIL",0,1,null,null,2.1172559681893182,null,-50.70340968683945,"NO",0,null,13.708,11.574999999999999,12.50331411195598,0,0,0,null,-58217.666379253329,null,-5151.010007530851,null,0,null,0,null,-50.70340968683945,null,-50.70340968683945,-3.1654410567734687E-2,null,"CwaEgs111"]
[308,"CwaNgs111",0.9588235318660735,6822.0256232661886,0,12717.20703125,0,0,77102.329018646633,0,61981.660118851287,0,0,null,89819.536432458073,61981.660118851287,74698.867532662669,null,24637.035768596776,7122.8449818656736,0,0,92894.372311622501,0,null,31759.879018996515,92894.375,null,-58059.657030900118,-42938.988131104772,30912.714881148713,null,0.41191854284084756,0.51240768572665207,0,0,0.3535965605673273,0.42517216432717281,0,0,1.4987397049687416,"PASS",1,null,"CwaNgs111",null,30912.714881148713,0,0.3535965605673273,"FAIL",0,1,null,null,2.1172559681893182,null,-50.70340968683945,"NO",0,null,13.708,11.574999999999999,12.50331411195598,0,0,0,null,-58217.666379253329,null,-5151.010007530851,null,0,null,0,null,-50.70340968683945,null,-50.70340968683945,-3.1654410567734687E-2,null,"CwaNgs111"]
[309,"CasTgs112",0.91491227895021443,6103.9175288030956,0,4909.2177734375,0,0,68986.292869292782,0,159400.07580215065,0,0,null,73895.510773620408,159400.07580215065,164309.29370647826,null,22501.318469564994,6796.6399638573685,0,0,83116.015505172021,0,null,29297.959314410316,130484.765625,null,-44597.551328319969,-135011.33426117784,-28915.310177150648,null,0.42469247289342954,0.18380141393894509,0,0,0.39647820360914715,0.17830981240834201,0,0,0.81859914412436863,"FAIL",0,null,"CasTgs112",null,-28915.310177150648,28915.310177150648,0.28496960807013472,"FAIL",0,1,null,null,16.830866155292298,null,9914.2851314332365,"YES",1,null,13.708,11.574999999999999,12.50331411195598,0,0,0,null,-44743.312319933946,null,-4612.0161631978999,null,2980.5097339985309,null,2980.5097339985309,null,9914.2851314332365,null,2980.5097339985309,0.26161292039331235,null,"CasTgs112"]
[310,"CasNgs112",0.91491227895021443,6103.9175288030956,0,4909.2177734375,0,0,68986.292869292782,0,159400.07580215065,0,0,null,73895.510773620408,159400.07580215065,164309.29370647826,null,22501.318469564994,6796.6399638573685,0,0,83116.015505172021,0,null,29297.959314410316,130484.765625,null,-44597.551328319969,-135011.33426117784,-28915.310177150648,null,0.42469247289342954,0.18380141393894509,0,0,0.39647820360914715,0.17830981240834201,0,0,0.81859914412436863,"FAIL",0,null,"CasNgs112",null,-28915.310177150648,28915.310177150648,0.28496960807013472,"FAIL",0,1,null,null,16.830866155292298,null,9914.2851314332365,"YES",1,null,13.708,11.574999999999999,12.50331411195598,0,0,0,null,-44743.312319933946,null,-4612.0161631978999,null,2980.5097339985309,null,2980.5097339985309,null,9914.2851314332365,null,2980.5097339985309,0.26161292039331235,null,"CasNgs112"]
[311,"CcoTgs112",1.0014851570129395,10334.355722817088,0,8311.6455078125,0,0,116798.57847776463,0,269875.38276236254,0,0,null,125110.22426904952,269875.38276236254,278187.02855364745,null,35037.721280070196,7439.7668475651853,0,0,140721.17888887308,0,null,42477.490000922728,220919.75,null,-82632.733984654406,-235709.53826925231,-48955.63276236254,null,0.3636815666297627,0.1573966827434797,0,0,0.33952053355623107,0.15269399966294842,0,0,0.81859911689140541,"FAIL",0,null,"CcoTgs112",null,-48955.63276236254,48955.63276236254,0.24403114312322205,"FAIL",0,1,null,null,16.830866155292291,null,16785.571856188941,"YES",1,null,13.708,11.574999999999999,12.50331411195598,0,0,0,null,-82844.064780678891,null,-8539.3357349469679,null,5046.2104362131859,null,5046.2104362131859,null,16785.571856188941,null,5046.2104362131859,0.26161296635627057,null,"CcoTgs112"]
[312,"CcoNgs112",1.0014851570129395,10334.355722817088,0,8311.6455078125,0,0,116798.57847776463,0,269875.38276236254,0,0,null,125110.22426904952,269875.38276236254,278187.02855364745,null,35037.721280070196,7439.7668475651853,0,0,140721.17888887308,0,null,42477.490000922728,220919.75,null,-82632.733984654406,-235709.53826925231,-48955.63276236254,null,0.3636815666297627,0.1573966827434797,0,0,0.33952053355623107,0.15269399966294842,0,0,0.81859911689140541,"FAIL",0,null,"CcoNgs112",null,-48955.63276236254,48955.63276236254,0.24403114312322205,"FAIL",0,1,null,null,16.830866155292291,null,16785.571856188941,"YES",1,null,13.708,11.574999999999999,12.50331411195598,0,0,0,null,-82844.064780678891,null,-8539.3357349469679,null,5046.2104362131859,null,5046.2104362131859,null,16785.571856188941,null,5046.2104362131859,0.26161296635627057,null,"CcoNgs112"]
[313,"CdaTgs112",1.0094594538211823,9403.3323265907238,0,7562.84912109375,0,0,106276.17997268037,0,245562.27044501415,0,0,null,113839.02889968477,245562.27044501415,253125.11937201841,null,32418.772912500572,7499.0057774795941,0,0,128043.59032853051,0,null,39917.778486811178,201017.0625,null,-73921.250606962945,-213207.34107929672,-44545.207945014146,null,0.37560418992357969,0.16255664363450936,0,0,0.35065107990273864,0.15769979113584567,0,0,0.8185991363238001,"FAIL",0,null,"CdaTgs112",null,-44545.207945014146,44545.207945014146,0.25203125786460251,"FAIL",0,1,null,null,16.830866155292295,null,15273.358175451198,"YES",1,null,13.708,11.574999999999999,12.50331411195598,0,0,0,null,-74119.846519832645,null,-7640.0675863891965,null,4591.596115334718,null,4591.596115334718,null,15273.358175451198,null,4591.596115334718,0.2616129225945571,null,"CdaTgs112"]
[314,"CdaNgs112",1.0094594538211823,9403.3323265907238,0,7562.84912109375,0,0,106276.17997268037,0,245562.27044501415,0,0,null,113839.02889968477,245562.27044501415,253125.11937201841,null,32418.772912500572,7499.0057774795941,0,0,128043.59032853051,0,null,39917.778486811178,201017.0625,null,-73921.250606962945,-213207.34107929672,-44545.207945014146,null,0.37560418992357969,0.16255664363450936,0,0,0.35065107990273864,0.15769979113584567,0,0,0.8185991363238001,"FAIL",0,null,"CdaNgs112",null,-44545.207945014146,44545.207945014146,0.25203125786460251,"FAIL",0,1,null,null,16.830866155292295,null,15273.358175451198,"YES",1,null,13.708,11.574999999999999,12.50331411195598,0,0,0,null,-74119.846519832645,null,-7640.0675863891965,null,4591.596115334718,null,4591.596115334718,null,15273.358175451198,null,4591.596115334718,0.2616129225945571,null,"CdaNgs112"]
[315,"CgrTgs112",0.94000000357627866,7731.6288018634841,0,6218.3427734375,0,0,87382.636866426081,0,201906.759039164,0,0,null,93600.97965910229,201906.759039164,208125.10183184023,null,27079.943749225349,6983.0099970494102,0,0,105280.2853812362,0,null,34062.955517918839,165280.6875,null,-59538.024121944742,-174062.14629468267,-36626.071539163997,null,0.38981377467457057,0.16870636565124411,0,0,0.36391665609674684,0.16366577227474252,0,0,0.81859908150940297,"FAIL",0,null,"CgrTgs112",null,-36626.071539163997,36626.071539163997,0.26156589748078785,"FAIL",0,1,null,null,16.830866155292298,null,12558.094499815432,"YES",1,null,13.708,11.574999999999999,12.50331411195598,0,0,0,null,-59707.49156233239,null,-6154.4821308814026,null,3775.3135647449603,null,3775.3135647449603,null,12558.094499815432,null,3775.3135647449603,0.26161300597443971,null,"CgrTgs112"]
[316,"CgrNgs112",0.94000000357627866,7731.6288018634841,0,6218.3427734375,0,0,87382.636866426081,0,201906.759039164,0,0,null,93600.97965910229,201906.759039164,208125.10183184023,null,27079.943749225349,6983.0099970494102,0,0,105280.2853812362,0,null,34062.955517918839,165280.6875,null,-59538.024121944742,-174062.14629468267,-36626.071539163997,null,0.38981377467457057,0.16870636565124411,0,0,0.36391665609674684,0.16366577227474252,0,0,0.81859908150940297,"FAIL",0,null,"CgrNgs112",null,-36626.071539163997,36626.071539163997,0.26156589748078785,"FAIL",0,1,null,null,16.830866155292298,null,12558.094499815432,"YES",1,null,13.708,11.574999999999999,12.50331411195598,0,0,0,null,-59707.49156233239,null,-6154.4821308814026,null,3775.3135647449603,null,3775.3135647449603,null,12558.094499815432,null,3775.3135647449603,0.26161300597443971,null,"CgrNgs112"]
[317,"CheTgs112",1.0052083313465119,7248.4020654536762,0,5829.6962890625,0,0,81921.222782285229,0,189287.58916109437,0,0,null,87750.918830184368,189287.58916109437,195117.28520899359,null,26074.615541170089,7467.425319366439,0,0,98700.268412391772,0,null,33542.040240881521,154950.65625,null,-54208.878830466208,-161575.24520927534,-34336.932911094365,null,0.40944262184688363,0.17720147628028249,0,0,0.38224146932990477,0.17190706688798163,0,0,0.81859913233998816,"FAIL",0,null,"CheTgs112",null,-34336.932911094365,34336.932911094365,0.2747369185077097,"FAIL",0,1,null,null,16.830866155292298,null,11773.213593576966,"YES",1,null,13.708,11.574999999999999,12.50331411195598,0,0,0,null,-54375.754652560143,null,-5604.9015224999994,null,3539.35552308352,null,3539.35552308352,null,11773.213593576966,null,3539.35552308352,0.26161293620827436,null,"CheTgs112"]
[318,"CheNgs112",1.0052083313465119,7248.4020654536762,0,5829.6962890625,0,0,81921.222782285229,0,189287.58916109437,0,0,null,87750.918830184368,189287.58916109437,195117.28520899359,null,26074.615541170089,7467.425319366439,0,0,98700.268412391772,0,null,33542.040240881521,154950.65625,null,-54208.878830466208,-161575.24520927534,-34336.932911094365,null,0.40944262184688363,0.17720147628028249,0,0,0.38224146932990477,0.17190706688798163,0,0,0.81859913233998816,"FAIL",0,null,"CheNgs112",null,-34336.932911094365,34336.932911094365,0.2747369185077097,"FAIL",0,1,null,null,16.830866155292298,null,11773.213593576966,"YES",1,null,13.708,11.574999999999999,12.50331411195598,0,0,0,null,-54375.754652560143,null,-5604.9015224999994,null,3539.35552308352,null,3539.35552308352,null,11773.213593576966,null,3539.35552308352,0.26161293620827436,null,"CheNgs112"]
[319,"ChoTgs112",1.0014851570129395,10334.355722817088,0,8311.6455078125,0,0,116798.57847776463,0,269875.38276236254,0,0,null,125110.22426904952,269875.38276236254,278187.02855364745,null,35037.721280070196,7439.7668475651853,0,0,140721.17888887308,0,null,42477.490000922728,220919.75,null,-82632.733984654406,-235709.53826925231,-48955.63276236254,null,0.3636815666297627,0.1573966827434797,0,0,0.33952053355623107,0.15269399966294842,0,0,0.81859911689140541,"FAIL",0,null,"ChoTgs112",null,-48955.63276236254,48955.63276236254,0.24403114312322205,"FAIL",0,1,null,null,16.830866155292291,null,16785.571856188941,"YES",1,null,13.708,11.574999999999999,12.50331411195598,0,0,0,null,-82844.064780678891,null,-8539.3357349469679,null,5046.2104362131859,null,5046.2104362131859,null,16785.571856188941,null,5046.2104362131859,0.26161296635627057,null,"ChoTgs112"]
[320,"ChoNgs112",1.0014851570129395,10334.355722817088,0,8311.6455078125,0,0,116798.57847776463,0,269875.38276236254,0,0,null,125110.22426904952,269875.38276236254,278187.02855364745,null,35037.721280070196,7439.7668475651853,0,0,140721.17888887308,0,null,42477.490000922728,220919.75,null,-82632.733984654406,-235709.53826925231,-48955.63276236254,null,0.3636815666297627,0.1573966827434797,0,0,0.33952053355623107,0.15269399966294842,0,0,0.81859911689140541,"FAIL",0,null,"ChoNgs112",null,-48955.63276236254,48955.63276236254,0.24403114312322205,"FAIL",0,1,null,null,16.830866155292291,null,16785.571856188941,"YES",1,null,13.708,11.574999999999999,12.50331411195598,0,0,0,null,-82844.064780678891,null,-8539.3357349469679,null,5046.2104362131859,null,5046.2104362131859,null,16785.571856188941,null,5046.2104362131859,0.26161296635627057,null,"ChoNgs112"]
[321,"CinTgs112",1.0121621549129487,9403.3323265907238,0,7562.84912109375,0,0,106276.17997268037,0,245562.27044501415,0,0,null,113839.02889968477,245562.27044501415,253125.11937201841,null,32433.569349457048,7519.0834250019716,0,0,128043.59032853051,0,null,39952.652237370079,201017.0625,null,-73886.376856404037,-213172.46732873781,-44545.207945014146,null,0.37593233260397968,0.16269865954964041,0,0,0.35095742255900086,0.15783756391248152,0,0,0.8185991363238001,"FAIL",0,null,"CinTgs112",null,-44545.207945014146,44545.207945014146,0.25225144234262203,"FAIL",0,1,null,null,16.830866155292295,null,15273.358175451198,"YES",1,null,13.708,11.574999999999999,12.50331411195598,0,0,0,null,-74085.146270520316,null,-7636.4907812221782,null,4591.596115334718,null,4591.596115334718,null,15273.358175451198,null,4591.596115334718,0.2616129225945571,null,"CinTgs112"]
[322,"CinNgs112",1.0121621549129487,9403.3323265907238,0,7562.84912109375,0,0,106276.17997268037,0,245562.27044501415,0,0,null,113839.02889968477,245562.27044501415,253125.11937201841,null,32433.569349457048,7519.0834250019716,0,0,128043.59032853051,0,null,39952.652237370079,201017.0625,null,-73886.376856404037,-213172.46732873781,-44545.207945014146,null,0.37593233260397968,0.16269865954964041,0,0,0.35095742255900086,0.15783756391248152,0,0,0.8185991363238001,"FAIL",0,null,"CinNgs112",null,-44545.207945014146,44545.207945014146,0.25225144234262203,"FAIL",0,1,null,null,16.830866155292295,null,15273.358175451198,"YES",1,null,13.708,11.574999999999999,12.50331411195598,0,0,0,null,-74085.146270520316,null,-7636.4907812221782,null,4591.596115334718,null,4591.596115334718,null,15273.358175451198,null,4591.596115334718,0.2616129225945571,null,"CinNgs112"]
[323,"CloTgs112",1.0252336502075194,9754.858540076757,0,7845.57275390625,0,0,110249.11869610642,0,254742.183728959,0,0,null,118094.69137845498,254742.183728959,262587.75641130767,null,33510.450656845074,7616.1880866733582,0,0,132830.26348928484,0,null,41126.63932363013,208531.71875,null,-76968.052126382536,-221461.11715923512,-46210.464978959004,null,0.3730337240789442,0.16144416571143205,0,0,0.34825138046986887,0.15662055182802775,0,0,0.81859908593652442,"FAIL",0,null,"CloTgs112",null,-46210.464978959004,46210.464978959004,0.2503064433124409,"FAIL",0,1,null,null,16.830866155292295,null,15844.324836215726,"YES",1,null,13.708,11.574999999999999,12.50331411195598,0,0,0,null,-77172.662272271235,null,-7954.7433415687974,null,4763.2461778405068,null,4763.2461778405068,null,15844.324836215726,null,4763.2461778405068,0.261613010998822,null,"CloTgs112"]
[324,"CloNgs112",1.0252336502075194,9754.858540076757,0,7845.57275390625,0,0,110249.11869610642,0,254742.183728959,0,0,null,118094.69137845498,254742.183728959,262587.75641130767,null,33510.450656845074,7616.1880866733582,0,0,132830.26348928484,0,null,41126.63932363013,208531.71875,null,-76968.052126382536,-221461.11715923512,-46210.464978959004,null,0.3730337240789442,0.16144416571143205,0,0,0.34825138046986887,0.15662055182802775,0,0,0.81859908593652442,"FAIL",0,null,"CloNgs112",null,-46210.464978959004,46210.464978959004,0.2503064433124409,"FAIL",0,1,null,null,16.830866155292295,null,15844.324836215726,"YES",1,null,13.708,11.574999999999999,12.50331411195598,0,0,0,null,-77172.662272271235,null,-7954.7433415687974,null,4763.2461778405068,null,4763.2461778405068,null,15844.324836215726,null,4763.2461778405068,0.261613010998822,null,"CloNgs112"]
[325,"CmiTgs112",1.0094594538211823,9403.3323265907238,0,7562.84912109375,0,0,106276.17997268037,0,245562.27044501415,0,0,null,113839.02889968477,245562.27044501415,253125.11937201841,null,32418.772912500572,7499.0057774795941,0,0,128043.59032853051,0,null,39917.778486811178,201017.0625,null,-73921.250606962945,-213207.34107929672,-44545.207945014146,null,0.37560418992357969,0.16255664363450936,0,0,0.35065107990273864,0.15769979113584567,0,0,0.8185991363238001,"FAIL",0,null,"CmiTgs112",null,-44545.207945014146,44545.207945014146,0.25203125786460251,"FAIL",0,1,null,null,16.830866155292295,null,15273.358175451198,"YES",1,null,13.708,11.574999999999999,12.50331411195598,0,0,0,null,-74119.846519832645,null,-7640.0675863891965,null,4591.596115334718,null,4591.596115334718,null,15273.358175451198,null,4591.596115334718,0.2616129225945571,null,"CmiTgs112"]
[326,"CmiNgs112",1.0094594538211823,9403.3323265907238,0,7562.84912109375,0,0,106276.17997268037,0,245562.27044501415,0,0,null,113839.02889968477,245562.27044501415,253125.11937201841,null,32418.772912500572,7499.0057774795941,0,0,128043.59032853051,0,null,39917.778486811178,201017.0625,null,-73921.250606962945,-213207.34107929672,-44545.207945014146,null,0.37560418992357969,0.16255664363450936,0,0,0.35065107990273864,0.15769979113584567,0,0,0.8185991363238001,"FAIL",0,null,"CmiNgs112",null,-44545.207945014146,44545.207945014146,0.25203125786460251,"FAIL",0,1,null,null,16.830866155292295,null,15273.358175451198,"YES",1,null,13.708,11.574999999999999,12.50331411195598,0,0,0,null,-74119.846519832645,null,-7640.0675863891965,null,4591.596115334718,null,4591.596115334718,null,15273.358175451198,null,4591.596115334718,0.2616129225945571,null,"CmiNgs112"]
[327,"CofTgs112",1.0094594538211823,9403.3323265907238,0,7562.84912109375,0,0,106276.17997268037,0,245562.27044501415,0,0,null,113839.02889968477,245562.27044501415,253125.11937201841,null,32418.772912500572,7499.0057774795941,0,0,128043.59032853051,0,null,39917.778486811178,201017.0625,null,-73921.250606962945,-213207.34107929672,-44545.207945014146,null,0.37560418992357969,0.16255664363450936,0,0,0.35065107990273864,0.15769979113584567,0,0,0.8185991363238001,"FAIL",0,null,"CofTgs112",null,-44545.207945014146,44545.207945014146,0.25203125786460251,"FAIL",0,1,null,null,16.830866155292295,null,15273.358175451198,"YES",1,null,13.708,11.574999999999999,12.50331411195598,0,0,0,null,-74119.846519832645,null,-7640.0675863891965,null,4591.596115334718,null,4591.596115334718,null,15273.358175451198,null,4591.596115334718,0.2616129225945571,null,"CofTgs112"]
[328,"CofNgs112",1.0094594538211823,9403.3323265907238,0,7562.84912109375,0,0,106276.17997268037,0,245562.27044501415,0,0,null,113839.02889968477,245562.27044501415,253125.11937201841,null,32418.772912500572,7499.0057774795941,0,0,128043.59032853051,0,null,39917.778486811178,201017.0625,null,-73921.250606962945,-213207.34107929672,-44545.207945014146,null,0.37560418992357969,0.16255664363450936,0,0,0.35065107990273864,0.15769979113584567,0,0,0.8185991363238001,"FAIL",0,null,"CofNgs112",null,-44545.207945014146,44545.207945014146,0.25203125786460251,"FAIL",0,1,null,null,16.830866155292295,null,15273.358175451198,"YES",1,null,13.708,11.574999999999999,12.50331411195598,0,0,0,null,-74119.846519832645,null,-7640.0675863891965,null,4591.596115334718,null,4591.596115334718,null,15273.358175451198,null,4591.596115334718,0.2616129225945571,null,"CofNgs112"]
[329,"CreTgs112",0.90597014725208269,7789.3276687939915,0,6264.748046875,0,0,88034.747730229719,0,203413.52599963045,0,0,null,94299.495957796811,203413.52599963045,209678.27422719746,null,27057.32604344346,6730.2112459792661,0,0,106065.96112075879,0,null,33787.535504059801,166514.140625,null,-60511.960273044919,-175890.73854244564,-36899.385374630452,null,0.38379772050460143,0.16610269812697304,0,0,0.35830027748953441,0.16113989710047841,0,0,0.81859915562007668,"FAIL",0,null,"CreTgs112",null,-36899.385374630452,36899.385374630452,0.25752914359828705,"FAIL",0,1,null,null,16.830866155292295,null,12651.811622948382,"YES",1,null,13.708,11.574999999999999,12.50331411195598,0,0,0,null,-60680.057464607409,null,-6254.7315185216012,null,3803.4859945772355,null,3803.4859945772355,null,12651.811622948382,null,3803.4859945772355,0.26161289922455355,null,"CreTgs112"]
[330,"CreNgs112",0.90597014725208269,7789.3276687939915,0,6264.748046875,0,0,88034.747730229719,0,203413.52599963045,0,0,null,94299.495957796811,203413.52599963045,209678.27422719746,null,27057.32604344346,6730.2112459792661,0,0,106065.96112075879,0,null,33787.535504059801,166514.140625,null,-60511.960273044919,-175890.73854244564,-36899.385374630452,null,0.38379772050460143,0.16610269812697304,0,0,0.35830027748953441,0.16113989710047841,0,0,0.81859915562007668,"FAIL",0,null,"CreNgs112",null,-36899.385374630452,36899.385374630452,0.25752914359828705,"FAIL",0,1,null,null,16.830866155292295,null,12651.811622948382,"YES",1,null,13.708,11.574999999999999,12.50331411195598,0,0,0,null,-60680.057464607409,null,-6254.7315185216012,null,3803.4859945772355,null,3803.4859945772355,null,12651.811622948382,null,3803.4859945772355,0.26161289922455355,null,"CreNgs112"]
[331,"CrtTgs112",0.93286713361740115,7299.0901418893945,0,5870.46337890625,0,0,82494.097902152847,0,190611.28088893704,0,0,null,88364.561117985402,190611.28088893704,196481.74410476969,null,25822.426194381133,6930.0218033887768,0,0,99390.479400184136,0,null,32752.448992429461,156034.21875,null,-55612.112288629636,-163729.29527541384,-34577.062138937035,null,0.39702778532444222,0.17182849220510324,0,0,0.37065140727915247,0.16669461641068001,0,0,0.81859907777922147,"FAIL",0,null,"CrtTgs112",null,-34577.062138937035,34577.062138937035,0.26640651132887483,"FAIL",0,1,null,null,16.830866155292298,null,11855.543758567015,"YES",1,null,13.708,11.574999999999999,12.50331411195598,0,0,0,null,-55775.059796054651,null,-5749.1380039856904,null,3564.1073758776911,null,3564.1073758776911,null,11855.543758567015,null,3564.1073758776911,0.26161301804212728,null,"CrtTgs112"]
[332,"CrtNgs112",0.93286713361740115,7299.0901418893945,0,5870.46337890625,0,0,82494.097902152847,0,190611.28088893704,0,0,null,88364.561117985402,190611.28088893704,196481.74410476969,null,25822.426194381133,6930.0218033887768,0,0,99390.479400184136,0,null,32752.448992429461,156034.21875,null,-55612.112288629636,-163729.29527541384,-34577.062138937035,null,0.39702778532444222,0.17182849220510324,0,0,0.37065140727915247,0.16669461641068001,0,0,0.81859907777922147,"FAIL",0,null,"CrtNgs112",null,-34577.062138937035,34577.062138937035,0.26640651132887483,"FAIL",0,1,null,null,16.830866155292298,null,11855.543758567015,"YES",1,null,13.708,11.574999999999999,12.50331411195598,0,0,0,null,-55775.059796054651,null,-5749.1380039856904,null,3564.1073758776911,null,3564.1073758776911,null,11855.543758567015,null,3564.1073758776911,0.26161301804212728,null,"CrtNgs112"]
[333,"CscTgs112",1.0058252394199372,10133.68891828857,0,8150.25537109375,0,0,114530.64827047958,0,264635.07796586904,0,0,null,122680.90342025747,264635.07796586904,272785.33311564691,null,34487.601051227539,7472.0081653532443,0,0,137988.73285599938,0,null,41959.609481947366,216630.046875,null,-80721.294159625962,-230825.72385501541,-48005.031090869044,null,0.36636140732264161,0.15855649146920367,0,0,0.34202233792259384,0.15381915504275309,0,0,0.8185991386332373,"FAIL",0,null,"CscTgs112",null,-48005.031090869044,48005.031090869044,0.24582933296595808,"FAIL",0,1,null,null,16.830866155292295,null,16459.638422088185,"YES",1,null,13.708,11.574999999999999,12.50331411195598,0,0,0,null,-80930.048435655553,null,-8342.04425467496,null,4948.2250603799866,null,4948.2250603799866,null,16459.638422088185,null,4948.2250603799866,0.26161292896821409,null,"CscTgs112"]
[334,"CscNgs112",1.0058252394199372,10133.68891828857,0,8150.25537109375,0,0,114530.64827047958,0,264635.07796586904,0,0,null,122680.90342025747,264635.07796586904,272785.33311564691,null,34487.601051227539,7472.0081653532443,0,0,137988.73285599938,0,null,41959.609481947366,216630.046875,null,-80721.294159625962,-230825.72385501541,-48005.031090869044,null,0.36636140732264161,0.15855649146920367,0,0,0.34202233792259384,0.15381915504275309,0,0,0.8185991386332373,"FAIL",0,null,"CscNgs112",null,-48005.031090869044,48005.031090869044,0.24582933296595808,"FAIL",0,1,null,null,16.830866155292295,null,16459.638422088185,"YES",1,null,13.708,11.574999999999999,12.50331411195598,0,0,0,null,-80930.048435655553,null,-8342.04425467496,null,4948.2250603799866,null,4948.2250603799866,null,16459.638422088185,null,4948.2250603799866,0.26161292896821409,null,"CscNgs112"]
[335,"CwaTgs112",0.9588235318660735,6822.0256232661886,0,5486.77294921875,0,0,77102.329018646633,0,178153.02428906833,0,0,null,82589.101870076367,178153.02428906833,183639.79714049806,null,24637.035768596776,7122.8449818656736,0,0,92894.372311622501,0,null,31759.879018996515,145835.90625,null,-50829.222948868868,-151879.91821929056,-32317.118039068329,null,0.41191854284084756,0.17827302761621058,0,0,0.38455290422402189,0.17294660251549709,0,0,0.81859910507816536,"FAIL",0,null,"CwaTgs112",null,-32317.118039068329,32317.118039068329,0.27639825778865623,"FAIL",0,1,null,null,16.830866155292295,null,11080.671617484202,"YES",1,null,13.708,11.574999999999999,12.50331411195598,0,0,0,null,-50987.232297222086,null,-5255.6220645906214,null,3331.1586249673878,null,3331.1586249673878,null,11080.671617484202,null,3331.1586249673878,0.26161297434451419,null,"CwaTgs112"]
[336,"CwaNgs112",0.9588235318660735,6822.0256232661886,0,5486.77294921875,0,0,77102.329018646633,0,178153.02428906833,0,0,null,82589.101870076367,178153.02428906833,183639.79714049806,null,24637.035768596776,7122.8449818656736,0,0,92894.372311622501,0,null,31759.879018996515,145835.90625,null,-50829.222948868868,-151879.91821929056,-32317.118039068329,null,0.41191854284084756,0.17827302761621058,0,0,0.38455290422402189,0.17294660251549709,0,0,0.81859910507816536,"FAIL",0,null,"CwaNgs112",null,-32317.118039068329,32317.118039068329,0.27639825778865623,"FAIL",0,1,null,null,16.830866155292295,null,11080.671617484202,"YES",1,null,13.708,11.574999999999999,12.50331411195598,0,0,0,null,-50987.232297222086,null,-5255.6220645906214,null,3331.1586249673878,null,3331.1586249673878,null,11080.671617484202,null,3331.1586249673878,0.26161297434451419,null,"CwaNgs112"]
[337,"CasTgs113",0.91491227895021443,6103.9175288030956,0,7358.82568359375,0,0,68986.292869292782,0,48258.453025914809,0,0,null,76345.118507960433,48258.453025914809,55617.278664582474,null,22892.83423306395,7108.7005130475618,0,0,83116.015505172021,0,null,30001.533533160316,83116.015625,null,-46343.585019726219,-25615.745176348242,34857.562599085191,null,0.43489122672534003,0.6216845267926322,0,0,0.39297251876526151,0.53942828972017165,0,0,1.7223099874413021,"PASS",1,null,"CasTgs113",null,34857.562599085191,0,0.39297251876526151,"FAIL",0,1,null,null,3.3993441753066742,null,822.48004848974995,"YES",1,null,13.708,11.574999999999999,12.50331411195598,0,0,0,null,-46492.846380587711,null,-4113.6158812154936,null,0,null,0,null,822.48004848974995,null,0,0,null,"CasTgs113"]
[338,"CasNgs113",0.91491227895021443,6103.9175288030956,0,7358.82568359375,0,0,68986.292869292782,0,48258.453025914809,0,0,null,76345.118507960433,48258.453025914809,55617.278664582474,null,22892.83423306395,7108.7005130475618,0,0,83116.015505172021,0,null,30001.533533160316,83116.015625,null,-46343.585019726219,-25615.745176348242,34857.562599085191,null,0.43489122672534003,0.6216845267926322,0,0,0.39297251876526151,0.53942828972017165,0,0,1.7223099874413021,"PASS",1,null,"CasNgs113",null,34857.562599085191,0,0.39297251876526151,"FAIL",0,1,null,null,3.3993441753066742,null,822.48004848974995,"YES",1,null,13.708,11.574999999999999,12.50331411195598,0,0,0,null,-46492.846380587711,null,-4113.6158812154936,null,0,null,0,null,822.48004848974995,null,0,0,null,"CasNgs113"]
[339,"CcoTgs113",1.0014851570129395,10334.355722817088,0,12459.0009765625,0,0,116798.57847776463,0,81704.903438213267,0,0,null,129257.57975666755,81704.903438213267,94163.904717116224,null,35466.283924710493,7781.3558887155368,0,0,140721.17888887308,0,null,43247.638438422728,140721.171875,null,-86009.941015904406,-50916.265976353039,59016.268436786733,null,0.3702753835026848,0.52931509148808165,0,0,0.33458493204805972,0.45928042923883378,0,0,1.7223099955245147,"PASS",1,null,"CcoTgs113",null,59016.268436786733,0,0.33458493204805972,"FAIL",0,1,null,null,3.3993441753066751,null,1392.5157256608643,"YES",1,null,13.708,11.574999999999999,12.50331411195598,0,0,0,null,-86225.103396195074,null,-7629.0651638427898,null,0,null,0,null,1392.5157256608643,null,0,0,null,"CcoTgs113"]
[340,"CcoNgs113",1.0014851570129395,10334.355722817088,0,12459.0009765625,0,0,116798.57847776463,0,81704.903438213267,0,0,null,129257.57975666755,81704.903438213267,94163.904717116224,null,35466.283924710493,7781.3558887155368,0,0,140721.17888887308,0,null,43247.638438422728,140721.171875,null,-86009.941015904406,-50916.265976353039,59016.268436786733,null,0.3702753835026848,0.52931509148808165,0,0,0.33458493204805972,0.45928042923883378,0,0,1.7223099955245147,"PASS",1,null,"CcoNgs113",null,59016.268436786733,0,0.33458493204805972,"FAIL",0,1,null,null,3.3993441753066751,null,1392.5157256608643,"YES",1,null,13.708,11.574999999999999,12.50331411195598,0,0,0,null,-86225.103396195074,null,-7629.0651638427898,null,0,null,0,null,1392.5157256608643,null,0,0,null,"CcoNgs113"]
[341,"CdaTgs113",1.0094594538211823,9403.3323265907238,0,11336.568359375,0,0,106276.17997268037,0,74344.101372791192,0,0,null,117612.74878465946,74344.101372791192,85680.67018477025,null,32850.747974893988,7843.3147115624552,0,0,128043.59032853051,0,null,40694.063643061178,128043.59375,null,-76918.684688994195,-44986.606089105015,53699.492377208808,null,0.38290860335328292,0.54737447748550749,0,0,0.34600044825217308,0.47495034492924643,0,0,1.722310060726109,"PASS",1,null,"CdaTgs113",null,53699.492377208808,0,0.34600044825217308,"FAIL",0,1,null,null,3.3993441753066747,null,1267.0638584842093,"YES",1,null,13.708,11.574999999999999,12.50331411195598,0,0,0,null,-77121.142717069131,null,-6823.5606583743838,null,0,null,0,null,1267.0638584842093,null,0,0,null,"CdaTgs113"]
[342,"CdaNgs113",1.0094594538211823,9403.3323265907238,0,11336.568359375,0,0,106276.17997268037,0,74344.101372791192,0,0,null,117612.74878465946,74344.101372791192,85680.67018477025,null,32850.747974893988,7843.3147115624552,0,0,128043.59032853051,0,null,40694.063643061178,128043.59375,null,-76918.684688994195,-44986.606089105015,53699.492377208808,null,0.38290860335328292,0.54737447748550749,0,0,0.34600044825217308,0.47495034492924643,0,0,1.722310060726109,"PASS",1,null,"CdaNgs113",null,53699.492377208808,0,0.34600044825217308,"FAIL",0,1,null,null,3.3993441753066747,null,1267.0638584842093,"YES",1,null,13.708,11.574999999999999,12.50331411195598,0,0,0,null,-77121.142717069131,null,-6823.5606583743838,null,0,null,0,null,1267.0638584842093,null,0,0,null,"CdaNgs113"]
[343,"CgrTgs113",0.94000000357627866,7731.6288018634841,0,9321.1796875,0,0,87382.636866426081,0,61127.372126066577,0,0,null,96703.816179414323,61127.372126066577,70448.551439054849,null,27482.195230112091,7303.627529575454,0,0,105280.2853812362,0,null,34785.822705418839,105280.2890625,null,-61917.993848507242,-35662.729108147738,44152.916936433423,null,0.39808620971913189,0.56907112960259421,0,0,0.35971509651866546,0.49377626381128797,0,0,1.7223100781328251,"PASS",1,null,"CgrTgs113",null,44152.916936433423,0,0.35971509651866546,"FAIL",0,1,null,null,3.3993441753066747,null,1041.8080614203498,"YES",1,null,13.708,11.574999999999999,12.50331411195598,0,0,0,null,-62091.057643061562,null,-5493.7217375576811,null,0,null,0,null,1041.8080614203498,null,0,0,null,"CgrTgs113"]
[344,"CgrNgs113",0.94000000357627866,7731.6288018634841,0,9321.1796875,0,0,87382.636866426081,0,61127.372126066577,0,0,null,96703.816179414323,61127.372126066577,70448.551439054849,null,27482.195230112091,7303.627529575454,0,0,105280.2853812362,0,null,34785.822705418839,105280.2890625,null,-61917.993848507242,-35662.729108147738,44152.916936433423,null,0.39808620971913189,0.56907112960259421,0,0,0.35971509651866546,0.49377626381128797,0,0,1.7223100781328251,"PASS",1,null,"CgrNgs113",null,44152.916936433423,0,0.35971509651866546,"FAIL",0,1,null,null,3.3993441753066747,null,1041.8080614203498,"YES",1,null,13.708,11.574999999999999,12.50331411195598,0,0,0,null,-62091.057643061562,null,-5493.7217375576811,null,0,null,0,null,1041.8080614203498,null,0,0,null,"CgrNgs113"]
[345,"CheTgs113",1.0052083313465119,7248.4020654536762,0,8738.60546875,0,0,81921.222782285229,0,57306.913608308416,0,0,null,90659.827908185733,57306.913608308416,66045.518734208978,null,26504.77143302697,7810.2842700523724,0,0,98700.268412391772,0,null,34315.055865881521,98700.265625,null,-56344.772385153708,-31730.463211176895,41393.352016691584,null,0.41887870688988132,0.59879434618350291,0,0,0.37850342900345924,0.51956675252782147,0,0,1.7223099170828549,"PASS",1,null,"CheTgs113",null,41393.352016691584,0,0.37850342900345924,"FAIL",0,1,null,null,3.3993441753066751,null,976.69505758157823,"YES",1,null,13.708,11.574999999999999,12.50331411195598,0,0,0,null,-56515.494056128235,null,-5000.4044058936825,null,0,null,0,null,976.69505758157823,null,0,0,null,"CheTgs113"]
[346,"CheNgs113",1.0052083313465119,7248.4020654536762,0,8738.60546875,0,0,81921.222782285229,0,57306.913608308416,0,0,null,90659.827908185733,57306.913608308416,66045.518734208978,null,26504.77143302697,7810.2842700523724,0,0,98700.268412391772,0,null,34315.055865881521,98700.265625,null,-56344.772385153708,-31730.463211176895,41393.352016691584,null,0.41887870688988132,0.59879434618350291,0,0,0.37850342900345924,0.51956675252782147,0,0,1.7223099170828549,"PASS",1,null,"CheNgs113",null,41393.352016691584,0,0.37850342900345924,"FAIL",0,1,null,null,3.3993441753066751,null,976.69505758157823,"YES",1,null,13.708,11.574999999999999,12.50331411195598,0,0,0,null,-56515.494056128235,null,-5000.4044058936825,null,0,null,0,null,976.69505758157823,null,0,0,null,"CheNgs113"]
[347,"ChoTgs113",1.0014851570129395,10334.355722817088,0,12459.0009765625,0,0,116798.57847776463,0,81704.903438213267,0,0,null,129257.57975666755,81704.903438213267,94163.904717116224,null,35466.283924710493,7781.3558887155368,0,0,140721.17888887308,0,null,43247.638438422728,140721.171875,null,-86009.941015904406,-50916.265976353039,59016.268436786733,null,0.3702753835026848,0.52931509148808165,0,0,0.33458493204805972,0.45928042923883378,0,0,1.7223099955245147,"PASS",1,null,"ChoTgs113",null,59016.268436786733,0,0.33458493204805972,"FAIL",0,1,null,null,3.3993441753066751,null,1392.5157256608643,"YES",1,null,13.708,11.574999999999999,12.50331411195598,0,0,0,null,-86225.103396195074,null,-7629.0651638427898,null,0,null,0,null,1392.5157256608643,null,0,0,null,"ChoTgs113"]
[348,"ChoNgs113",1.0014851570129395,10334.355722817088,0,12459.0009765625,0,0,116798.57847776463,0,81704.903438213267,0,0,null,129257.57975666755,81704.903438213267,94163.904717116224,null,35466.283924710493,7781.3558887155368,0,0,140721.17888887308,0,null,43247.638438422728,140721.171875,null,-86009.941015904406,-50916.265976353039,59016.268436786733,null,0.3702753835026848,0.52931509148808165,0,0,0.33458493204805972,0.45928042923883378,0,0,1.7223099955245147,"PASS",1,null,"ChoNgs113",null,59016.268436786733,0,0.33458493204805972,"FAIL",0,1,null,null,3.3993441753066751,null,1392.5157256608643,"YES",1,null,13.708,11.574999999999999,12.50331411195598,0,0,0,null,-86225.103396195074,null,-7629.0651638427898,null,0,null,0,null,1392.5157256608643,null,0,0,null,"ChoNgs113"]
[349,"CinTgs113",1.0121621549129487,9403.3323265907238,0,11336.568359375,0,0,106276.17997268037,0,74344.101372791192,0,0,null,117612.74878465946,74344.101372791192,85680.67018477025,null,32866.70097090627,7864.314203076221,0,0,128043.59032853051,0,null,40731.015518620079,128043.59375,null,-76881.732813435287,-44949.654213546113,53699.492377208808,null,0.38325630003911032,0.54787151591729388,0,0,0.34631463082237007,0.47538161928406197,0,0,1.722310060726109,"PASS",1,null,"CinTgs113",null,53699.492377208808,0,0.34631463082237007,"FAIL",0,1,null,null,3.3993441753066747,null,1267.0638584842093,"YES",1,null,13.708,11.574999999999999,12.50331411195598,0,0,0,null,-77084.374681687128,null,-6820.3074788845679,null,0,null,0,null,1267.0638584842093,null,0,0,null,"CinTgs113"]
[350,"CinNgs113",1.0121621549129487,9403.3323265907238,0,11336.568359375,0,0,106276.17997268037,0,74344.101372791192,0,0,null,117612.74878465946,74344.101372791192,85680.67018477025,null,32866.70097090627,7864.314203076221,0,0,128043.59032853051,0,null,40731.015518620079,128043.59375,null,-76881.732813435287,-44949.654213546113,53699.492377208808,null,0.38325630003911032,0.54787151591729388,0,0,0.34631463082237007,0.47538161928406197,0,0,1.722310060726109,"PASS",1,null,"CinNgs113",null,53699.492377208808,0,0.34631463082237007,"FAIL",0,1,null,null,3.3993441753066747,null,1267.0638584842093,"YES",1,null,13.708,11.574999999999999,12.50331411195598,0,0,0,null,-77084.374681687128,null,-6820.3074788845679,null,0,null,0,null,1267.0638584842093,null,0,0,null,"CinNgs113"]
[351,"CloTgs113",1.0252336502075194,9754.858540076757,0,11760.3662109375,0,0,110249.11869610642,0,77123.320929201102,0,0,null,122009.48511903554,77123.320929201102,88883.687352130277,null,33949.175925442833,7965.8773227814609,0,0,132830.26348928484,0,null,41915.05338613013,132830.265625,null,-80094.431520913786,-46968.633754008471,55706.944695798898,null,0.38018492920261693,0.54348091966381973,0,0,0.34353930285062834,0.4715719468302963,0,0,1.722309983862568,"PASS",1,null,"CloTgs113",null,55706.944695798898,0,0.34353930285062834,"FAIL",0,1,null,null,3.3993441753066751,null,1314.4307316985726,"YES",1,null,13.708,11.574999999999999,12.50331411195598,0,0,0,null,-80302.964124824881,null,-7105.0833461227612,null,0,null,0,null,1314.4307316985726,null,0,0,null,"CloTgs113"]
[352,"CloNgs113",1.0252336502075194,9754.858540076757,0,11760.3662109375,0,0,110249.11869610642,0,77123.320929201102,0,0,null,122009.48511903554,77123.320929201102,88883.687352130277,null,33949.175925442833,7965.8773227814609,0,0,132830.26348928484,0,null,41915.05338613013,132830.265625,null,-80094.431520913786,-46968.633754008471,55706.944695798898,null,0.38018492920261693,0.54348091966381973,0,0,0.34353930285062834,0.4715719468302963,0,0,1.722309983862568,"PASS",1,null,"CloNgs113",null,55706.944695798898,0,0.34353930285062834,"FAIL",0,1,null,null,3.3993441753066751,null,1314.4307316985726,"YES",1,null,13.708,11.574999999999999,12.50331411195598,0,0,0,null,-80302.964124824881,null,-7105.0833461227612,null,0,null,0,null,1314.4307316985726,null,0,0,null,"CloNgs113"]
[353,"CmiTgs113",1.0094594538211823,9403.3323265907238,0,11336.568359375,0,0,106276.17997268037,0,74344.101372791192,0,0,null,117612.74878465946,74344.101372791192,85680.67018477025,null,32850.747974893988,7843.3147115624552,0,0,128043.59032853051,0,null,40694.063643061178,128043.59375,null,-76918.684688994195,-44986.606089105015,53699.492377208808,null,0.38290860335328292,0.54737447748550749,0,0,0.34600044825217308,0.47495034492924643,0,0,1.722310060726109,"PASS",1,null,"CmiTgs113",null,53699.492377208808,0,0.34600044825217308,"FAIL",0,1,null,null,3.3993441753066747,null,1267.0638584842093,"YES",1,null,13.708,11.574999999999999,12.50331411195598,0,0,0,null,-77121.142717069131,null,-6823.5606583743838,null,0,null,0,null,1267.0638584842093,null,0,0,null,"CmiTgs113"]
[354,"CmiNgs113",1.0094594538211823,9403.3323265907238,0,11336.568359375,0,0,106276.17997268037,0,74344.101372791192,0,0,null,117612.74878465946,74344.101372791192,85680.67018477025,null,32850.747974893988,7843.3147115624552,0,0,128043.59032853051,0,null,40694.063643061178,128043.59375,null,-76918.684688994195,-44986.606089105015,53699.492377208808,null,0.38290860335328292,0.54737447748550749,0,0,0.34600044825217308,0.47495034492924643,0,0,1.722310060726109,"PASS",1,null,"CmiNgs113",null,53699.492377208808,0,0.34600044825217308,"FAIL",0,1,null,null,3.3993441753066747,null,1267.0638584842093,"YES",1,null,13.708,11.574999999999999,12.50331411195598,0,0,0,null,-77121.142717069131,null,-6823.5606583743838,null,0,null,0,null,1267.0638584842093,null,0,0,null,"CmiNgs113"]
[355,"CofTgs113",1.0094594538211823,9403.3323265907238,0,11336.568359375,0,0,106276.17997268037,0,74344.101372791192,0,0,null,117612.74878465946,74344.101372791192,85680.67018477025,null,32850.747974893988,7843.3147115624552,0,0,128043.59032853051,0,null,40694.063643061178,128043.59375,null,-76918.684688994195,-44986.606089105015,53699.492377208808,null,0.38290860335328292,0.54737447748550749,0,0,0.34600044825217308,0.47495034492924643,0,0,1.722310060726109,"PASS",1,null,"CofTgs113",null,53699.492377208808,0,0.34600044825217308,"FAIL",0,1,null,null,3.3993441753066747,null,1267.0638584842093,"YES",1,null,13.708,11.574999999999999,12.50331411195598,0,0,0,null,-77121.142717069131,null,-6823.5606583743838,null,0,null,0,null,1267.0638584842093,null,0,0,null,"CofTgs113"]
[356,"CofNgs113",1.0094594538211823,9403.3323265907238,0,11336.568359375,0,0,106276.17997268037,0,74344.101372791192,0,0,null,117612.74878465946,74344.101372791192,85680.67018477025,null,32850.747974893988,7843.3147115624552,0,0,128043.59032853051,0,null,40694.063643061178,128043.59375,null,-76918.684688994195,-44986.606089105015,53699.492377208808,null,0.38290860335328292,0.54737447748550749,0,0,0.34600044825217308,0.47495034492924643,0,0,1.722310060726109,"PASS",1,null,"CofNgs113",null,53699.492377208808,0,0.34600044825217308,"FAIL",0,1,null,null,3.3993441753066747,null,1267.0638584842093,"YES",1,null,13.708,11.574999999999999,12.50331411195598,0,0,0,null,-77121.142717069131,null,-6823.5606583743838,null,0,null,0,null,1267.0638584842093,null,0,0,null,"CofNgs113"]
[357,"CreTgs113",0.90597014725208269,7789.3276687939915,0,9390.740234375,0,0,88034.747730229719,0,61583.547805881462,0,0,null,97425.487920470347,61583.547805881462,70974.287996122046,null,27445.015226406038,7039.2217907123622,0,0,106065.96112075879,0,null,34484.238629059801,106065.9609375,null,-62941.249335544919,-36490.049411196662,44482.413131618538,null,0.39171167656130473,0.55995862300363319,0,0,0.35395500037513938,0.48586945471718457,0,0,1.7223100116257073,"PASS",1,null,"CreTgs113",null,44482.413131618538,0,0.35395500037513938,"FAIL",0,1,null,null,3.3993441753066751,null,1049.582748445875,"YES",1,null,13.708,11.574999999999999,12.50331411195598,0,0,0,null,-63112.812711808896,null,-5584.1250620413039,null,0,null,0,null,1049.582748445875,null,0,0,null,"CreTgs113"]
[358,"CreNgs113",0.90597014725208269,7789.3276687939915,0,9390.740234375,0,0,88034.747730229719,0,61583.547805881462,0,0,null,97425.487920470347,61583.547805881462,70974.287996122046,null,27445.015226406038,7039.2217907123622,0,0,106065.96112075879,0,null,34484.238629059801,106065.9609375,null,-62941.249335544919,-36490.049411196662,44482.413131618538,null,0.39171167656130473,0.55995862300363319,0,0,0.35395500037513938,0.48586945471718457,0,0,1.7223100116257073,"PASS",1,null,"CreNgs113",null,44482.413131618538,0,0.35395500037513938,"FAIL",0,1,null,null,3.3993441753066751,null,1049.582748445875,"YES",1,null,13.708,11.574999999999999,12.50331411195598,0,0,0,null,-63112.812711808896,null,-5584.1250620413039,null,0,null,0,null,1049.582748445875,null,0,0,null,"CreNgs113"]
[359,"CrtTgs113",0.93286713361740115,7299.0901418893945,0,8799.7138671875,0,0,82494.097902152847,0,57707.662294296744,0,0,null,91293.812248799033,57707.662294296744,66507.376640942937,null,26221.625326871046,7248.2064389389234,0,0,99390.479400184136,0,null,33469.831804929461,99390.4765625,null,-57823.979964410886,-33037.54435655479,41682.814268203256,null,0.40572395669600986,0.57998938917748,0,0,0.36661665403448301,0.50324992108638478,0,0,1.7223098737846945,"PASS",1,null,"CrtTgs113",null,41682.814268203256,0,0.36661665403448301,"FAIL",0,1,null,null,3.3993441753066747,null,983.52509294928143,"YES",1,null,13.708,11.574999999999999,12.50331411195598,0,0,0,null,-57990.496540554806,null,-5130.9103679313794,null,0,null,0,null,983.52509294928143,null,0,0,null,"CrtTgs113"]
[360,"CrtNgs113",0.93286713361740115,7299.0901418893945,0,8799.7138671875,0,0,82494.097902152847,0,57707.662294296744,0,0,null,91293.812248799033,57707.662294296744,66507.376640942937,null,26221.625326871046,7248.2064389389234,0,0,99390.479400184136,0,null,33469.831804929461,99390.4765625,null,-57823.979964410886,-33037.54435655479,41682.814268203256,null,0.40572395669600986,0.57998938917748,0,0,0.36661665403448301,0.50324992108638478,0,0,1.7223098737846945,"PASS",1,null,"CrtNgs113",null,41682.814268203256,0,0.36661665403448301,"FAIL",0,1,null,null,3.3993441753066747,null,983.52509294928143,"YES",1,null,13.708,11.574999999999999,12.50331411195598,0,0,0,null,-57990.496540554806,null,-5130.9103679313794,null,0,null,0,null,983.52509294928143,null,0,0,null,"CrtNgs113"]
[361,"CscTgs113",1.0058252394199372,10133.68891828857,0,12217.080078125,0,0,114530.64827047958,0,80118.401105078985,0,0,null,126747.72800226297,80118.401105078985,92335.480836862407,null,34918.020934770742,7815.0775325748691,0,0,137988.73285599938,0,null,42733.097763197366,137988.734375,null,-84014.630585407212,-49602.383420006619,57870.333269921015,null,0.37311495576517989,0.53337432067760482,0,0,0.33715079804558751,0.46280256750284421,0,0,1.7223101368937879,"PASS",1,null,"CscTgs113",null,57870.333269921015,0,0.33715079804558751,"FAIL",0,1,null,null,3.3993441753066755,null,1365.4765853567696,"YES",1,null,13.708,11.574999999999999,12.50331411195598,0,0,0,null,-84227.23306184102,null,-7452.2966547966407,null,0,null,0,null,1365.4765853567696,null,0,0,null,"CscTgs113"]
[362,"CscNgs113",1.0058252394199372,10133.68891828857,0,12217.080078125,0,0,114530.64827047958,0,80118.401105078985,0,0,null,126747.72800226297,80118.401105078985,92335.480836862407,null,34918.020934770742,7815.0775325748691,0,0,137988.73285599938,0,null,42733.097763197366,137988.734375,null,-84014.630585407212,-49602.383420006619,57870.333269921015,null,0.37311495576517989,0.53337432067760482,0,0,0.33715079804558751,0.46280256750284421,0,0,1.7223101368937879,"PASS",1,null,"CscNgs113",null,57870.333269921015,0,0.33715079804558751,"FAIL",0,1,null,null,3.3993441753066755,null,1365.4765853567696,"YES",1,null,13.708,11.574999999999999,12.50331411195598,0,0,0,null,-84227.23306184102,null,-7452.2966547966407,null,0,null,0,null,1365.4765853567696,null,0,0,null,"CscNgs113"]
[363,"CwaTgs113",0.9588235318660735,6822.0256232661886,0,8224.5693359375,0,0,77102.329018646633,0,53935.91808778714,0,0,null,85326.898699502388,53935.91808778714,62160.487768642895,null,25047.342347463593,7449.8828901052793,0,0,92894.372311622501,0,null,32497.226675246515,92894.375,null,-52829.671679337618,-29663.260748478126,38958.45691221286,null,0.42148177738427717,0.6025155003823871,0,0,0.38085559538565628,0.52279555746925144,0,0,1.7223100726459004,"PASS",1,null,"CwaTgs113",null,38958.45691221286,0,0.38085559538565628,"FAIL",0,1,null,null,3.3993441753066751,null,919.24240713560289,"YES",1,null,13.708,11.574999999999999,12.50331411195598,0,0,0,null,-52991.349423990585,null,-4688.5934832457042,null,0,null,0,null,919.24240713560289,null,0,0,null,"CwaTgs113"]
[364,"CwaNgs113",0.9588235318660735,6822.0256232661886,0,8224.5693359375,0,0,77102.329018646633,0,53935.91808778714,0,0,null,85326.898699502388,53935.91808778714,62160.487768642895,null,25047.342347463593,7449.8828901052793,0,0,92894.372311622501,0,null,32497.226675246515,92894.375,null,-52829.671679337618,-29663.260748478126,38958.45691221286,null,0.42148177738427717,0.6025155003823871,0,0,0.38085559538565628,0.52279555746925144,0,0,1.7223100726459004,"PASS",1,null,"CwaNgs113",null,38958.45691221286,0,0.38085559538565628,"FAIL",0,1,null,null,3.3993441753066751,null,919.24240713560289,"YES",1,null,13.708,11.574999999999999,12.50331411195598,0,0,0,null,-52991.349423990585,null,-4688.5934832457042,null,0,null,0,null,919.24240713560289,null,0,0,null,"CwaNgs113"]
[365,"CasTgs114",0.91491227895021443,6103.9175288030956,0,10463.3125,0,0,68986.292869292782,0,48828.791757045517,0,0,null,79449.60564867327,48828.791757045517,59292.104536426064,null,22892.83423306395,7108.7005130475618,0,0,83116.015505172021,0,null,30001.533533160316,83116.015625,null,-49448.071836132469,-29290.570723885201,34287.223867954483,null,0.43489122672534003,0.61442301669959687,0,0,0.37761714981099059,0.50599542568259104,0,0,1.7021927562442127,"PASS",1,null,"CasTgs114",null,34287.223867954483,0,0.37761714981099059,"FAIL",0,1,null,null,2.419006479481645,null,158.88888888889096,"YES",1,null,13.708,11.574999999999999,12.50331411195598,0,0,0,null,-49597.333196993961,null,-4388.2961226972247,null,0,null,0,null,158.88888888889096,null,0,0,null,"CasTgs114"]
[366,"CasNgs114",0.91491227895021443,6103.9175288030956,0,10463.3125,0,0,68986.292869292782,0,48828.791757045517,0,0,null,79449.60564867327,48828.791757045517,59292.104536426064,null,22892.83423306395,7108.7005130475618,0,0,83116.015505172021,0,null,30001.533533160316,83116.015625,null,-49448.071836132469,-29290.570723885201,34287.223867954483,null,0.43489122672534003,0.61442301669959687,0,0,0.37761714981099059,0.50599542568259104,0,0,1.7021927562442127,"PASS",1,null,"CasNgs114",null,34287.223867954483,0,0.37761714981099059,"FAIL",0,1,null,null,2.419006479481645,null,158.88888888889096,"YES",1,null,13.708,11.574999999999999,12.50331411195598,0,0,0,null,-49597.333196993961,null,-4388.2961226972247,null,0,null,0,null,158.88888888889096,null,0,0,null,"CasNgs114"]
[367,"CcoTgs114",1.0014851570129395,10334.355722817088,0,17715.11328125,0,0,116798.57847776463,0,82670.533123550544,0,0,null,134513.69141845743,82670.533123550544,100385.64606424328,null,35466.283924710493,7781.3558887155368,0,0,140721.17888887308,0,null,43247.638438422728,140721.171875,null,-91266.053320591891,-57138.007966377816,58050.638751449456,null,0.3702753835026848,0.52313244882296128,0,0,0.32151105120140627,0.43081496197203928,0,0,1.702192626055685,"PASS",1,null,"CcoTgs114",null,58050.638751449456,0,0.32151105120140627,"FAIL",0,1,null,null,2.4190064794816446,null,269.0099009901021,"YES",1,null,13.708,11.574999999999999,12.50331411195598,0,0,0,null,-91481.215700882545,null,-8094.1179350373341,null,0,null,0,null,269.0099009901021,null,0,0,null,"CcoTgs114"]
[368,"CcoNgs114",1.0014851570129395,10334.355722817088,0,17715.11328125,0,0,116798.57847776463,0,82670.533123550544,0,0,null,134513.69141845743,82670.533123550544,100385.64606424328,null,35466.283924710493,7781.3558887155368,0,0,140721.17888887308,0,null,43247.638438422728,140721.171875,null,-91266.053320591891,-57138.007966377816,58050.638751449456,null,0.3702753835026848,0.52313244882296128,0,0,0.32151105120140627,0.43081496197203928,0,0,1.702192626055685,"PASS",1,null,"CcoNgs114",null,58050.638751449456,0,0.32151105120140627,"FAIL",0,1,null,null,2.4190064794816446,null,269.0099009901021,"YES",1,null,13.708,11.574999999999999,12.50331411195598,0,0,0,null,-91481.215700882545,null,-8094.1179350373341,null,0,null,0,null,269.0099009901021,null,0,0,null,"CcoNgs114"]
[369,"CdaTgs114",1.0094594538211823,9403.3323265907238,0,16119.1572265625,0,0,106276.17997268037,0,75222.732361888673,0,0,null,122395.33690737074,75222.732361888673,91341.889296579102,null,32850.747974893988,7843.3147115624552,0,0,128043.59032853051,0,null,40694.063643061178,128043.59375,null,-81701.273556181695,-50647.825945389995,52820.861388111327,null,0.38290860335328292,0.54098092910646089,0,0,0.33248050599196283,0.44551370489938208,0,0,1.7021928043506278,"PASS",1,null,"CdaTgs114",null,52820.861388111327,0,0.33248050599196283,"FAIL",0,1,null,null,2.4190064794816446,null,244.7747747747776,"YES",1,null,13.708,11.574999999999999,12.50331411195598,0,0,0,null,-81903.731584256617,null,-7246.7168006406337,null,0,null,0,null,244.7747747747776,null,0,0,null,"CdaTgs114"]
[370,"CdaNgs114",1.0094594538211823,9403.3323265907238,0,16119.1572265625,0,0,106276.17997268037,0,75222.732361888673,0,0,null,122395.33690737074,75222.732361888673,91341.889296579102,null,32850.747974893988,7843.3147115624552,0,0,128043.59032853051,0,null,40694.063643061178,128043.59375,null,-81701.273556181695,-50647.825945389995,52820.861388111327,null,0.38290860335328292,0.54098092910646089,0,0,0.33248050599196283,0.44551370489938208,0,0,1.7021928043506278,"PASS",1,null,"CdaNgs114",null,52820.861388111327,0,0.33248050599196283,"FAIL",0,1,null,null,2.4190064794816446,null,244.7747747747776,"YES",1,null,13.708,11.574999999999999,12.50331411195598,0,0,0,null,-81903.731584256617,null,-7246.7168006406337,null,0,null,0,null,244.7747747747776,null,0,0,null,"CdaNgs114"]
[371,"CgrTgs114",0.94000000357627866,7731.6288018634841,0,13253.529296875,0,0,87382.636866426081,0,61849.800708143332,0,0,null,100636.16662965406,61849.800708143332,75103.330471371344,null,27482.195230112091,7303.627529575454,0,0,105280.2853812362,0,null,34785.822705418839,105280.2890625,null,-65850.343457882234,-40317.507299599492,43430.488354356668,null,0.39808620971913189,0.56242416801900597,0,0,0.34565925980300471,0.46317284071284837,0,0,1.702192858458774,"PASS",1,null,"CgrTgs114",null,43430.488354356668,0,0.34565925980300471,"FAIL",0,1,null,null,2.419006479481645,null,201.25925925926208,"YES",1,null,13.708,11.574999999999999,12.50331411195598,0,0,0,null,-66023.407252436562,null,-5841.6500117527976,null,0,null,0,null,201.25925925926208,null,0,0,null,"CgrTgs114"]
[372,"CgrNgs114",0.94000000357627866,7731.6288018634841,0,13253.529296875,0,0,87382.636866426081,0,61849.800708143332,0,0,null,100636.16662965406,61849.800708143332,75103.330471371344,null,27482.195230112091,7303.627529575454,0,0,105280.2853812362,0,null,34785.822705418839,105280.2890625,null,-65850.343457882234,-40317.507299599492,43430.488354356668,null,0.39808620971913189,0.56242416801900597,0,0,0.34565925980300471,0.46317284071284837,0,0,1.702192858458774,"PASS",1,null,"CgrNgs114",null,43430.488354356668,0,0.34565925980300471,"FAIL",0,1,null,null,2.419006479481645,null,201.25925925926208,"YES",1,null,13.708,11.574999999999999,12.50331411195598,0,0,0,null,-66023.407252436562,null,-5841.6500117527976,null,0,null,0,null,201.25925925926208,null,0,0,null,"CgrNgs114"]
[373,"CheTgs114",1.0052083313465119,7248.4020654536762,0,12425.18359375,0,0,81921.222782285229,0,57984.191349051107,0,0,null,94346.406252775734,57984.191349051107,70409.374819541656,null,26504.77143302697,7810.2842700523724,0,0,98700.268412391772,0,null,34315.055865881521,98700.265625,null,-60031.350510153708,-36094.319076919586,40716.074275948893,null,0.41887870688988132,0.59180019704531195,0,0,0.36371343842300102,0.48736487000144868,0,0,1.7021926723242162,"PASS",1,null,"CheTgs114",null,40716.074275948893,0,0.36371343842300102,"FAIL",0,1,null,null,2.4190064794816446,null,188.68055555555782,"YES",1,null,13.708,11.574999999999999,12.50331411195598,0,0,0,null,-60202.072181128242,null,-5326.5871953533879,null,0,null,0,null,188.68055555555782,null,0,0,null,"CheTgs114"]
[374,"CheNgs114",1.0052083313465119,7248.4020654536762,0,12425.18359375,0,0,81921.222782285229,0,57984.191349051107,0,0,null,94346.406252775734,57984.191349051107,70409.374819541656,null,26504.77143302697,7810.2842700523724,0,0,98700.268412391772,0,null,34315.055865881521,98700.265625,null,-60031.350510153708,-36094.319076919586,40716.074275948893,null,0.41887870688988132,0.59180019704531195,0,0,0.36371343842300102,0.48736487000144868,0,0,1.7021926723242162,"PASS",1,null,"CheNgs114",null,40716.074275948893,0,0.36371343842300102,"FAIL",0,1,null,null,2.4190064794816446,null,188.68055555555782,"YES",1,null,13.708,11.574999999999999,12.50331411195598,0,0,0,null,-60202.072181128242,null,-5326.5871953533879,null,0,null,0,null,188.68055555555782,null,0,0,null,"CheNgs114"]
[375,"ChoTgs114",1.0014851570129395,10334.355722817088,0,17715.11328125,0,0,116798.57847776463,0,82670.533123550544,0,0,null,134513.69141845743,82670.533123550544,100385.64606424328,null,35466.283924710493,7781.3558887155368,0,0,140721.17888887308,0,null,43247.638438422728,140721.171875,null,-91266.053320591891,-57138.007966377816,58050.638751449456,null,0.3702753835026848,0.52313244882296128,0,0,0.32151105120140627,0.43081496197203928,0,0,1.702192626055685,"PASS",1,null,"ChoTgs114",null,58050.638751449456,0,0.32151105120140627,"FAIL",0,1,null,null,2.4190064794816446,null,269.0099009901021,"YES",1,null,13.708,11.574999999999999,12.50331411195598,0,0,0,null,-91481.215700882545,null,-8094.1179350373341,null,0,null,0,null,269.0099009901021,null,0,0,null,"ChoTgs114"]
[376,"ChoNgs114",1.0014851570129395,10334.355722817088,0,17715.11328125,0,0,116798.57847776463,0,82670.533123550544,0,0,null,134513.69141845743,82670.533123550544,100385.64606424328,null,35466.283924710493,7781.3558887155368,0,0,140721.17888887308,0,null,43247.638438422728,140721.171875,null,-91266.053320591891,-57138.007966377816,58050.638751449456,null,0.3702753835026848,0.52313244882296128,0,0,0.32151105120140627,0.43081496197203928,0,0,1.702192626055685,"PASS",1,null,"ChoNgs114",null,58050.638751449456,0,0.32151105120140627,"FAIL",0,1,null,null,2.4190064794816446,null,269.0099009901021,"YES",1,null,13.708,11.574999999999999,12.50331411195598,0,0,0,null,-91481.215700882545,null,-8094.1179350373341,null,0,null,0,null,269.0099009901021,null,0,0,null,"ChoNgs114"]
[377,"CinTgs114",1.0121621549129487,9403.3323265907238,0,16119.1572265625,0,0,106276.17997268037,0,75222.732361888673,0,0,null,122395.33690737074,75222.732361888673,91341.889296579102,null,32866.70097090627,7864.314203076221,0,0,128043.59032853051,0,null,40731.015518620079,128043.59375,null,-81664.321680622787,-50610.874069831094,52820.861388111327,null,0.38325630003911032,0.54147216193460557,0,0,0.3327824119011622,0.44591824958009091,0,0,1.7021928043506278,"PASS",1,null,"CinTgs114",null,52820.861388111327,0,0.3327824119011622,"FAIL",0,1,null,null,2.4190064794816446,null,244.7747747747776,"YES",1,null,13.708,11.574999999999999,12.50331411195598,0,0,0,null,-81866.963548874613,null,-7243.4636211508168,null,0,null,0,null,244.7747747747776,null,0,0,null,"CinTgs114"]
[378,"CinNgs114",1.0121621549129487,9403.3323265907238,0,16119.1572265625,0,0,106276.17997268037,0,75222.732361888673,0,0,null,122395.33690737074,75222.732361888673,91341.889296579102,null,32866.70097090627,7864.314203076221,0,0,128043.59032853051,0,null,40731.015518620079,128043.59375,null,-81664.321680622787,-50610.874069831094,52820.861388111327,null,0.38325630003911032,0.54147216193460557,0,0,0.3327824119011622,0.44591824958009091,0,0,1.7021928043506278,"PASS",1,null,"CinNgs114",null,52820.861388111327,0,0.3327824119011622,"FAIL",0,1,null,null,2.4190064794816446,null,244.7747747747776,"YES",1,null,13.708,11.574999999999999,12.50331411195598,0,0,0,null,-81866.963548874613,null,-7243.4636211508168,null,0,null,0,null,244.7747747747776,null,0,0,null,"CinNgs114"]
[379,"CloTgs114",1.0252336502075194,9754.858540076757,0,16721.7421875,0,0,110249.11869610642,0,78034.801409660329,0,0,null,126970.86185531929,78034.801409660329,94756.544568873214,null,33949.175925442833,7965.8773227814609,0,0,132830.26348928484,0,null,41915.05338613013,132830.265625,null,-85055.807497476286,-52841.490211030199,54795.464215339671,null,0.38018492920261693,0.53713282572589782,0,0,0.33011553276427302,0.44234468454573561,0,0,1.7021926528354856,"PASS",1,null,"CloTgs114",null,54795.464215339671,0,0.33011553276427302,"FAIL",0,1,null,null,2.4190064794816442,null,253.9252336448626,"YES",1,null,13.708,11.574999999999999,12.50331411195598,0,0,0,null,-85264.340101387381,null,-7544.0582981573189,null,0,null,0,null,253.9252336448626,null,0,0,null,"CloTgs114"]
[380,"CloNgs114",1.0252336502075194,9754.858540076757,0,16721.7421875,0,0,110249.11869610642,0,78034.801409660329,0,0,null,126970.86185531929,78034.801409660329,94756.544568873214,null,33949.175925442833,7965.8773227814609,0,0,132830.26348928484,0,null,41915.05338613013,132830.265625,null,-85055.807497476286,-52841.490211030199,54795.464215339671,null,0.38018492920261693,0.53713282572589782,0,0,0.33011553276427302,0.44234468454573561,0,0,1.7021926528354856,"PASS",1,null,"CloNgs114",null,54795.464215339671,0,0.33011553276427302,"FAIL",0,1,null,null,2.4190064794816442,null,253.9252336448626,"YES",1,null,13.708,11.574999999999999,12.50331411195598,0,0,0,null,-85264.340101387381,null,-7544.0582981573189,null,0,null,0,null,253.9252336448626,null,0,0,null,"CloNgs114"]
[381,"CmiTgs114",1.0094594538211823,9403.3323265907238,0,16119.1572265625,0,0,106276.17997268037,0,75222.732361888673,0,0,null,122395.33690737074,75222.732361888673,91341.889296579102,null,32850.747974893988,7843.3147115624552,0,0,128043.59032853051,0,null,40694.063643061178,128043.59375,null,-81701.273556181695,-50647.825945389995,52820.861388111327,null,0.38290860335328292,0.54098092910646089,0,0,0.33248050599196283,0.44551370489938208,0,0,1.7021928043506278,"PASS",1,null,"CmiTgs114",null,52820.861388111327,0,0.33248050599196283,"FAIL",0,1,null,null,2.4190064794816446,null,244.7747747747776,"YES",1,null,13.708,11.574999999999999,12.50331411195598,0,0,0,null,-81903.731584256617,null,-7246.7168006406337,null,0,null,0,null,244.7747747747776,null,0,0,null,"CmiTgs114"]
[382,"CmiNgs114",1.0094594538211823,9403.3323265907238,0,16119.1572265625,0,0,106276.17997268037,0,75222.732361888673,0,0,null,122395.33690737074,75222.732361888673,91341.889296579102,null,32850.747974893988,7843.3147115624552,0,0,128043.59032853051,0,null,40694.063643061178,128043.59375,null,-81701.273556181695,-50647.825945389995,52820.861388111327,null,0.38290860335328292,0.54098092910646089,0,0,0.33248050599196283,0.44551370489938208,0,0,1.7021928043506278,"PASS",1,null,"CmiNgs114",null,52820.861388111327,0,0.33248050599196283,"FAIL",0,1,null,null,2.4190064794816446,null,244.7747747747776,"YES",1,null,13.708,11.574999999999999,12.50331411195598,0,0,0,null,-81903.731584256617,null,-7246.7168006406337,null,0,null,0,null,244.7747747747776,null,0,0,null,"CmiNgs114"]
[383,"CofTgs114",1.0094594538211823,9403.3323265907238,0,16119.1572265625,0,0,106276.17997268037,0,75222.732361888673,0,0,null,122395.33690737074,75222.732361888673,91341.889296579102,null,32850.747974893988,7843.3147115624552,0,0,128043.59032853051,0,null,40694.063643061178,128043.59375,null,-81701.273556181695,-50647.825945389995,52820.861388111327,null,0.38290860335328292,0.54098092910646089,0,0,0.33248050599196283,0.44551370489938208,0,0,1.7021928043506278,"PASS",1,null,"CofTgs114",null,52820.861388111327,0,0.33248050599196283,"FAIL",0,1,null,null,2.4190064794816446,null,244.7747747747776,"YES",1,null,13.708,11.574999999999999,12.50331411195598,0,0,0,null,-81903.731584256617,null,-7246.7168006406337,null,0,null,0,null,244.7747747747776,null,0,0,null,"CofTgs114"]
[384,"CofNgs114",1.0094594538211823,9403.3323265907238,0,16119.1572265625,0,0,106276.17997268037,0,75222.732361888673,0,0,null,122395.33690737074,75222.732361888673,91341.889296579102,null,32850.747974893988,7843.3147115624552,0,0,128043.59032853051,0,null,40694.063643061178,128043.59375,null,-81701.273556181695,-50647.825945389995,52820.861388111327,null,0.38290860335328292,0.54098092910646089,0,0,0.33248050599196283,0.44551370489938208,0,0,1.7021928043506278,"PASS",1,null,"CofNgs114",null,52820.861388111327,0,0.33248050599196283,"FAIL",0,1,null,null,2.4190064794816446,null,244.7747747747776,"YES",1,null,13.708,11.574999999999999,12.50331411195598,0,0,0,null,-81903.731584256617,null,-7246.7168006406337,null,0,null,0,null,244.7747747747776,null,0,0,null,"CofNgs114"]
[385,"CreTgs114",0.90597014725208269,7789.3276687939915,0,13352.4365234375,0,0,88034.747730229719,0,62311.369590610695,0,0,null,101387.18420108171,62311.369590610695,75663.806061462703,null,27445.015226406038,7039.2217907123622,0,0,106065.96112075879,0,null,34484.238629059801,106065.9609375,null,-66902.945624607411,-41179.567484988402,43754.591346889305,null,0.39171167656130473,0.5534180817340919,0,0,0.34012423643979922,0.45575606621059533,0,0,1.7021927400145351,"PASS",1,null,"CreTgs114",null,43754.591346889305,0,0.34012423643979922,"FAIL",0,1,null,null,2.4190064794816446,null,202.7611940298533,"YES",1,null,13.708,11.574999999999999,12.50331411195598,0,0,0,null,-67074.509000871389,null,-5934.6498855342452,null,0,null,0,null,202.7611940298533,null,0,0,null,"CreTgs114"]
[386,"CreNgs114",0.90597014725208269,7789.3276687939915,0,13352.4365234375,0,0,88034.747730229719,0,62311.369590610695,0,0,null,101387.18420108171,62311.369590610695,75663.806061462703,null,27445.015226406038,7039.2217907123622,0,0,106065.96112075879,0,null,34484.238629059801,106065.9609375,null,-66902.945624607411,-41179.567484988402,43754.591346889305,null,0.39171167656130473,0.5534180817340919,0,0,0.34012423643979922,0.45575606621059533,0,0,1.7021927400145351,"PASS",1,null,"CreNgs114",null,43754.591346889305,0,0.34012423643979922,"FAIL",0,1,null,null,2.4190064794816446,null,202.7611940298533,"YES",1,null,13.708,11.574999999999999,12.50331411195598,0,0,0,null,-67074.509000871389,null,-5934.6498855342452,null,0,null,0,null,202.7611940298533,null,0,0,null,"CreNgs114"]
[387,"CrtTgs114",0.93286713361740115,7299.0901418893945,0,12512.0732421875,0,0,82494.097902152847,0,58389.675815579954,0,0,null,95006.17090118528,58389.675815579954,70901.748814612351,null,26221.625326871046,7248.2064389389234,0,0,99390.479400184136,0,null,33469.831804929461,99390.4765625,null,-61536.339339410886,-37431.917252837986,41000.800746920046,null,0.40572395669600986,0.57321489351374,0,0,0.35229113437357279,0.47205932504795894,0,0,1.7021926423503093,"PASS",1,null,"CrtTgs114",null,41000.800746920046,0,0.35229113437357279,"FAIL",0,1,null,null,2.419006479481645,null,190.0000000000025,"YES",1,null,13.708,11.574999999999999,12.50331411195598,0,0,0,null,-61702.855915554814,null,-5459.374242927759,null,0,null,0,null,190.0000000000025,null,0,0,null,"CrtTgs114"]
[388,"CrtNgs114",0.93286713361740115,7299.0901418893945,0,12512.0732421875,0,0,82494.097902152847,0,58389.675815579954,0,0,null,95006.17090118528,58389.675815579954,70901.748814612351,null,26221.625326871046,7248.2064389389234,0,0,99390.479400184136,0,null,33469.831804929461,99390.4765625,null,-61536.339339410886,-37431.917252837986,41000.800746920046,null,0.40572395669600986,0.57321489351374,0,0,0.35229113437357279,0.47205932504795894,0,0,1.7021926423503093,"PASS",1,null,"CrtNgs114",null,41000.800746920046,0,0.35229113437357279,"FAIL",0,1,null,null,2.419006479481645,null,190.0000000000025,"YES",1,null,13.708,11.574999999999999,12.50331411195598,0,0,0,null,-61702.855915554814,null,-5459.374242927759,null,0,null,0,null,190.0000000000025,null,0,0,null,"CrtNgs114"]
[389,"CscTgs114",1.0058252394199372,10133.68891828857,0,17371.130859375,0,0,114530.64827047958,0,81065.274610575318,0,0,null,131901.77958422873,81065.274610575318,98436.405924324514,null,34918.020934770742,7815.0775325748691,0,0,137988.73285599938,0,null,42733.097763197366,137988.734375,null,-89168.681366657212,-55703.307706752952,56923.459764424682,null,0.37311495576517989,0.52714430400045353,0,0,0.32397665933776004,0.43411883600567375,0,0,1.7021928937868394,"PASS",1,null,"CscTgs114",null,56923.459764424682,0,0.32397665933776004,"FAIL",0,1,null,null,2.4190064794816446,null,263.78640776699331,"YES",1,null,13.708,11.574999999999999,12.50331411195598,0,0,0,null,-89381.28384309102,null,-7908.3191786228772,null,0,null,0,null,263.78640776699331,null,0,0,null,"CscTgs114"]
[390,"CscNgs114",1.0058252394199372,10133.68891828857,0,17371.130859375,0,0,114530.64827047958,0,81065.274610575318,0,0,null,131901.77958422873,81065.274610575318,98436.405924324514,null,34918.020934770742,7815.0775325748691,0,0,137988.73285599938,0,null,42733.097763197366,137988.734375,null,-89168.681366657212,-55703.307706752952,56923.459764424682,null,0.37311495576517989,0.52714430400045353,0,0,0.32397665933776004,0.43411883600567375,0,0,1.7021928937868394,"PASS",1,null,"CscNgs114",null,56923.459764424682,0,0.32397665933776004,"FAIL",0,1,null,null,2.4190064794816446,null,263.78640776699331,"YES",1,null,13.708,11.574999999999999,12.50331411195598,0,0,0,null,-89381.28384309102,null,-7908.3191786228772,null,0,null,0,null,263.78640776699331,null,0,0,null,"CscNgs114"]
[391,"CwaTgs114",0.9588235318660735,6822.0256232661886,0,11694.291015625,0,0,77102.329018646633,0,54573.354636653115,0,0,null,88796.619557943064,54573.354636653115,66267.645175949554,null,25047.342347463593,7449.8828901052793,0,0,92894.372311622501,0,null,32497.226675246515,92894.375,null,-56299.393359025118,-33770.418977031608,38321.020363346885,null,0.42148177738427717,0.59547790110414789,0,0,0.36597368979476919,0.49039356016610403,0,0,1.7021928671690878,"PASS",1,null,"CwaTgs114",null,38321.020363346885,0,0.36597368979476919,"FAIL",0,1,null,null,2.419006479481645,null,177.5816993464075,"YES",1,null,13.708,11.574999999999999,12.50331411195598,0,0,0,null,-56461.071103678078,null,-4995.5891463660346,null,0,null,0,null,177.5816993464075,null,0,0,null,"CwaTgs114"]
[392,"CwaNgs114",0.9588235318660735,6822.0256232661886,0,11694.291015625,0,0,77102.329018646633,0,54573.354636653115,0,0,null,88796.619557943064,54573.354636653115,66267.645175949554,null,25047.342347463593,7449.8828901052793,0,0,92894.372311622501,0,null,32497.226675246515,92894.375,null,-56299.393359025118,-33770.418977031608,38321.020363346885,null,0.42148177738427717,0.59547790110414789,0,0,0.36597368979476919,0.49039356016610403,0,0,1.7021928671690878,"PASS",1,null,"CwaNgs114",null,38321.020363346885,0,0.36597368979476919,"FAIL",0,1,null,null,2.419006479481645,null,177.5816993464075,"YES",1,null,13.708,11.574999999999999,12.50331411195598,0,0,0,null,-56461.071103678078,null,-4995.5891463660346,null,0,null,0,null,177.5816993464075,null,0,0,null,"CwaNgs114"]
[393,"CasTgs115",0.91491227895021443,6103.9175288030956,0,10463.3125,0,0,68986.292869292782,0,29648.311006454733,0,0,null,79449.60564867327,29648.311006454733,40111.623785835232,null,22892.83423306395,7108.7005130475618,0,0,83116.015505172021,0,null,30001.533533160316,83116.015625,null,-49448.071836132469,-10110.08997329442,53467.704618545264,null,0.43489122672534003,1.0119137486998393,0,1,0.37761714981099059,0.74795111517569191,0,0,2.8033979948100525,"PASS",1,null,"CasTgs115",null,53467.704618545264,0,0.37761714981099059,"FAIL",0,1,null,null,1.4687944135453621,null,-484.31021422294941,"NO",0,null,13.708,11.574999999999999,12.50331411195598,0,0,0,null,-49597.333196993961,null,-4388.2961226972247,null,0,null,0,null,-484.31021422294941,null,-484.31021422294941,-0.48712198095238091,null,"CasTgs115"]
[394,"CasNgs115",0.91491227895021443,6103.9175288030956,0,10463.3125,0,0,68986.292869292782,0,29648.311006454733,0,0,null,79449.60564867327,29648.311006454733,40111.623785835232,null,22892.83423306395,7108.7005130475618,0,0,83116.015505172021,0,null,30001.533533160316,83116.015625,null,-49448.071836132469,-10110.08997329442,53467.704618545264,null,0.43489122672534003,1.0119137486998393,0,1,0.37761714981099059,0.74795111517569191,0,0,2.8033979948100525,"PASS",1,null,"CasNgs115",null,53467.704618545264,0,0.37761714981099059,"FAIL",0,1,null,null,1.4687944135453621,null,-484.31021422294941,"NO",0,null,13.708,11.574999999999999,12.50331411195598,0,0,0,null,-49597.333196993961,null,-4388.2961226972247,null,0,null,0,null,-484.31021422294941,null,-484.31021422294941,-0.48712198095238091,null,"CasNgs115"]
[395,"CcoTgs115",1.0014851570129395,10334.355722817088,0,17715.11328125,0,0,116798.57847776463,0,50196.644322160697,0,0,null,134513.69141845743,50196.644322160697,67911.757262853484,null,35466.283924710493,7781.3558887155368,0,0,140721.17888887308,0,null,43247.638438422728,140721.171875,null,-91266.053320591891,-24664.119164987962,90524.52755283931,null,0.3702753835026848,0.86156433407899857,0,0,0.32151105120140627,0.63682107435621327,0,0,2.8033979915441227,"PASS",1,null,"CcoTgs115",null,90524.52755283931,0,0.32151105120140627,"FAIL",0,1,null,null,1.4687944135453621,null,-819.97075873390418,"NO",0,null,13.708,11.574999999999999,12.50331411195598,0,0,0,null,-91481.215700882545,null,-8094.1179350373341,null,0,null,0,null,-819.97075873390418,null,-819.97075873390418,-0.4871219809523808,null,"CcoTgs115"]
[396,"CcoNgs115",1.0014851570129395,10334.355722817088,0,17715.11328125,0,0,116798.57847776463,0,50196.644322160697,0,0,null,134513.69141845743,50196.644322160697,67911.757262853484,null,35466.283924710493,7781.3558887155368,0,0,140721.17888887308,0,null,43247.638438422728,140721.171875,null,-91266.053320591891,-24664.119164987962,90524.52755283931,null,0.3702753835026848,0.86156433407899857,0,0,0.32151105120140627,0.63682107435621327,0,0,2.8033979915441227,"PASS",1,null,"CcoNgs115",null,90524.52755283931,0,0.32151105120140627,"FAIL",0,1,null,null,1.4687944135453621,null,-819.97075873390418,"NO",0,null,13.708,11.574999999999999,12.50331411195598,0,0,0,null,-91481.215700882545,null,-8094.1179350373341,null,0,null,0,null,-819.97075873390418,null,-819.97075873390418,-0.4871219809523808,null,"CcoNgs115"]
[397,"CdaTgs115",1.0094594538211823,9403.3323265907238,0,16119.1572265625,0,0,106276.17997268037,0,45674.424670463697,0,0,null,122395.33690737074,45674.424670463697,61793.581605154111,null,32850.747974893988,7843.3147115624552,0,0,128043.59032853051,0,null,40694.063643061178,128043.59375,null,-81701.273556181695,-21099.51825396502,82369.16907953631,null,0.38290860335328292,0.89095952355535257,0,0,0.33248050599196283,0.65854838631744006,0,0,2.8033980651934081,"PASS",1,null,"CdaTgs115",null,82369.16907953631,0,0.33248050599196283,"FAIL",0,1,null,null,1.4687944135453623,null,-746.09951920832714,"NO",0,null,13.708,11.574999999999999,12.50331411195598,0,0,0,null,-81903.731584256617,null,-7246.7168006406337,null,0,null,0,null,-746.09951920832714,null,-746.09951920832714,-0.48712198095238068,null,"CdaTgs115"]
[398,"CdaNgs115",1.0094594538211823,9403.3323265907238,0,16119.1572265625,0,0,106276.17997268037,0,45674.424670463697,0,0,null,122395.33690737074,45674.424670463697,61793.581605154111,null,32850.747974893988,7843.3147115624552,0,0,128043.59032853051,0,null,40694.063643061178,128043.59375,null,-81701.273556181695,-21099.51825396502,82369.16907953631,null,0.38290860335328292,0.89095952355535257,0,0,0.33248050599196283,0.65854838631744006,0,0,2.8033980651934081,"PASS",1,null,"CdaNgs115",null,82369.16907953631,0,0.33248050599196283,"FAIL",0,1,null,null,1.4687944135453623,null,-746.09951920832714,"NO",0,null,13.708,11.574999999999999,12.50331411195598,0,0,0,null,-81903.731584256617,null,-7246.7168006406337,null,0,null,0,null,-746.09951920832714,null,-746.09951920832714,-0.48712198095238068,null,"CdaNgs115"]
[399,"CgrTgs115",0.94000000357627866,7731.6288018634841,0,13253.529296875,0,0,87382.636866426081,0,37554.528245560148,0,0,null,100636.16662965406,37554.528245560148,50808.058008788139,null,27482.195230112091,7303.627529575454,0,0,105280.2853812362,0,null,34785.822705418839,105280.2890625,null,-65850.343457882234,-16022.234837016309,67725.760816939845,null,0.39808620971913189,0.92627505471411065,0,0,0.34565925980300471,0.68465169479005461,0,0,2.8033979916908334,"PASS",1,null,"CgrTgs115",null,67725.760816939845,0,0.34565925980300471,"FAIL",0,1,null,null,1.4687944135453621,null,-613.45960468240253,"NO",0,null,13.708,11.574999999999999,12.50331411195598,0,0,0,null,-66023.407252436562,null,-5841.6500117527976,null,0,null,0,null,-613.45960468240253,null,-613.45960468240253,-0.48712198095238091,null,"CgrTgs115"]
[400,"CgrNgs115",0.94000000357627866,7731.6288018634841,0,13253.529296875,0,0,87382.636866426081,0,37554.528245560148,0,0,null,100636.16662965406,37554.528245560148,50808.058008788139,null,27482.195230112091,7303.627529575454,0,0,105280.2853812362,0,null,34785.822705418839,105280.2890625,null,-65850.343457882234,-16022.234837016309,67725.760816939845,null,0.39808620971913189,0.92627505471411065,0,0,0.34565925980300471,0.68465169479005461,0,0,2.8033979916908334,"PASS",1,null,"CgrNgs115",null,67725.760816939845,0,0.34565925980300471,"FAIL",0,1,null,null,1.4687944135453621,null,-613.45960468240253,"NO",0,null,13.708,11.574999999999999,12.50331411195598,0,0,0,null,-66023.407252436562,null,-5841.6500117527976,null,0,null,0,null,-613.45960468240253,null,-613.45960468240253,-0.48712198095238091,null,"CgrNgs115"]
[401,"CheTgs115",1.0052083313465119,7248.4020654536762,0,12425.18359375,0,0,81921.222782285229,0,35207.369775188818,0,0,null,94346.406252775734,35207.369775188818,47632.55324567933,null,26504.77143302697,7810.2842700523724,0,0,98700.268412391772,0,null,34315.055865881521,98700.265625,null,-60031.350510153708,-13317.497503057297,63492.895849811182,null,0.41887870688988132,0.97465547937818053,0,0,0.36371343842300102,0.72041184943611203,0,0,2.8033978753662994,"PASS",1,null,"CheTgs115",null,63492.895849811182,0,0.36371343842300102,"FAIL",0,1,null,null,1.4687944135453621,null,-575.11837938975225,"NO",0,null,13.708,11.574999999999999,12.50331411195598,0,0,0,null,-60202.072181128242,null,-5326.5871953533879,null,0,null,0,null,-575.11837938975225,null,-575.11837938975225,-0.48712198095238085,null,"CheTgs115"]
[402,"CheNgs115",1.0052083313465119,7248.4020654536762,0,12425.18359375,0,0,81921.222782285229,0,35207.369775188818,0,0,null,94346.406252775734,35207.369775188818,47632.55324567933,null,26504.77143302697,7810.2842700523724,0,0,98700.268412391772,0,null,34315.055865881521,98700.265625,null,-60031.350510153708,-13317.497503057297,63492.895849811182,null,0.41887870688988132,0.97465547937818053,0,0,0.36371343842300102,0.72041184943611203,0,0,2.8033978753662994,"PASS",1,null,"CheNgs115",null,63492.895849811182,0,0.36371343842300102,"FAIL",0,1,null,null,1.4687944135453621,null,-575.11837938975225,"NO",0,null,13.708,11.574999999999999,12.50331411195598,0,0,0,null,-60202.072181128242,null,-5326.5871953533879,null,0,null,0,null,-575.11837938975225,null,-575.11837938975225,-0.48712198095238085,null,"CheNgs115"]
[403,"ChoTgs115",1.0014851570129395,10334.355722817088,0,17715.11328125,0,0,116798.57847776463,0,50196.644322160697,0,0,null,134513.69141845743,50196.644322160697,67911.757262853484,null,35466.283924710493,7781.3558887155368,0,0,140721.17888887308,0,null,43247.638438422728,140721.171875,null,-91266.053320591891,-24664.119164987962,90524.52755283931,null,0.3702753835026848,0.86156433407899857,0,0,0.32151105120140627,0.63682107435621327,0,0,2.8033979915441227,"PASS",1,null,"ChoTgs115",null,90524.52755283931,0,0.32151105120140627,"FAIL",0,1,null,null,1.4687944135453621,null,-819.97075873390418,"NO",0,null,13.708,11.574999999999999,12.50331411195598,0,0,0,null,-91481.215700882545,null,-8094.1179350373341,null,0,null,0,null,-819.97075873390418,null,-819.97075873390418,-0.4871219809523808,null,"ChoTgs115"]
[404,"ChoNgs115",1.0014851570129395,10334.355722817088,0,17715.11328125,0,0,116798.57847776463,0,50196.644322160697,0,0,null,134513.69141845743,50196.644322160697,67911.757262853484,null,35466.283924710493,7781.3558887155368,0,0,140721.17888887308,0,null,43247.638438422728,140721.171875,null,-91266.053320591891,-24664.119164987962,90524.52755283931,null,0.3702753835026848,0.86156433407899857,0,0,0.32151105120140627,0.63682107435621327,0,0,2.8033979915441227,"PASS",1,null,"ChoNgs115",null,90524.52755283931,0,0.32151105120140627,"FAIL",0,1,null,null,1.4687944135453621,null,-819.97075873390418,"NO",0,null,13.708,11.574999999999999,12.50331411195598,0,0,0,null,-91481.215700882545,null,-8094.1179350373341,null,0,null,0,null,-819.97075873390418,null,-819.97075873390418,-0.4871219809523808,null,"ChoNgs115"]
[405,"CinTgs115",1.0121621549129487,9403.3323265907238,0,16119.1572265625,0,0,106276.17997268037,0,45674.424670463697,0,0,null,122395.33690737074,45674.424670463697,61793.581605154111,null,32866.70097090627,7864.314203076221,0,0,128043.59032853051,0,null,40731.015518620079,128043.59375,null,-81664.321680622787,-21062.566378406118,82369.16907953631,null,0.38325630003911032,0.89176855127328236,0,0,0.3327824119011622,0.65914637520923913,0,0,2.8033980651934081,"PASS",1,null,"CinTgs115",null,82369.16907953631,0,0.3327824119011622,"FAIL",0,1,null,null,1.4687944135453623,null,-746.09951920832714,"NO",0,null,13.708,11.574999999999999,12.50331411195598,0,0,0,null,-81866.963548874613,null,-7243.4636211508168,null,0,null,0,null,-746.09951920832714,null,-746.09951920832714,-0.48712198095238068,null,"CinTgs115"]
[406,"CinNgs115",1.0121621549129487,9403.3323265907238,0,16119.1572265625,0,0,106276.17997268037,0,45674.424670463697,0,0,null,122395.33690737074,45674.424670463697,61793.581605154111,null,32866.70097090627,7864.314203076221,0,0,128043.59032853051,0,null,40731.015518620079,128043.59375,null,-81664.321680622787,-21062.566378406118,82369.16907953631,null,0.38325630003911032,0.89176855127328236,0,0,0.3327824119011622,0.65914637520923913,0,0,2.8033980651934081,"PASS",1,null,"CinNgs115",null,82369.16907953631,0,0.3327824119011622,"FAIL",0,1,null,null,1.4687944135453623,null,-746.09951920832714,"NO",0,null,13.708,11.574999999999999,12.50331411195598,0,0,0,null,-81866.963548874613,null,-7243.4636211508168,null,0,null,0,null,-746.09951920832714,null,-746.09951920832714,-0.48712198095238068,null,"CinNgs115"]
[407,"CloTgs115",1.0252336502075194,9754.858540076757,0,16721.7421875,0,0,110249.11869610642,0,47381.881533375599,0,0,null,126970.86185531929,47381.881533375599,64103.62469258847,null,33949.175925442833,7965.8773227814609,0,0,132830.26348928484,0,null,41915.05338613013,132830.265625,null,-85055.807497476286,-22188.570334745469,85448.384091624408,null,0.38018492920261693,0.88462197003733045,0,0,0.33011553276427302,0.65386402442145131,0,0,2.8033978669976394,"PASS",1,null,"CloTgs115",null,85448.384091624408,0,0.33011553276427302,"FAIL",0,1,null,null,1.4687944135453619,null,-773.9910900198538,"NO",0,null,13.708,11.574999999999999,12.50331411195598,0,0,0,null,-85264.340101387381,null,-7544.0582981573189,null,0,null,0,null,-773.9910900198538,null,-773.9910900198538,-0.48712198095238102,null,"CloTgs115"]
[408,"CloNgs115",1.0252336502075194,9754.858540076757,0,16721.7421875,0,0,110249.11869610642,0,47381.881533375599,0,0,null,126970.86185531929,47381.881533375599,64103.62469258847,null,33949.175925442833,7965.8773227814609,0,0,132830.26348928484,0,null,41915.05338613013,132830.265625,null,-85055.807497476286,-22188.570334745469,85448.384091624408,null,0.38018492920261693,0.88462197003733045,0,0,0.33011553276427302,0.65386402442145131,0,0,2.8033978669976394,"PASS",1,null,"CloNgs115",null,85448.384091624408,0,0.33011553276427302,"FAIL",0,1,null,null,1.4687944135453619,null,-773.9910900198538,"NO",0,null,13.708,11.574999999999999,12.50331411195598,0,0,0,null,-85264.340101387381,null,-7544.0582981573189,null,0,null,0,null,-773.9910900198538,null,-773.9910900198538,-0.48712198095238102,null,"CloNgs115"]
[409,"CmiTgs115",1.0094594538211823,9403.3323265907238,0,16119.1572265625,0,0,106276.17997268037,0,45674.424670463697,0,0,null,122395.33690737074,45674.424670463697,61793.581605154111,null,32850.747974893988,7843.3147115624552,0,0,128043.59032853051,0,null,40694.063643061178,128043.59375,null,-81701.273556181695,-21099.51825396502,82369.16907953631,null,0.38290860335328292,0.89095952355535257,0,0,0.33248050599196283,0.65854838631744006,0,0,2.8033980651934081,"PASS",1,null,"CmiTgs115",null,82369.16907953631,0,0.33248050599196283,"FAIL",0,1,null,null,1.4687944135453623,null,-746.09951920832714,"NO",0,null,13.708,11.574999999999999,12.50331411195598,0,0,0,null,-81903.731584256617,null,-7246.7168006406337,null,0,null,0,null,-746.09951920832714,null,-746.09951920832714,-0.48712198095238068,null,"CmiTgs115"]
[410,"CmiNgs115",1.0094594538211823,9403.3323265907238,0,16119.1572265625,0,0,106276.17997268037,0,45674.424670463697,0,0,null,122395.33690737074,45674.424670463697,61793.581605154111,null,32850.747974893988,7843.3147115624552,0,0,128043.59032853051,0,null,40694.063643061178,128043.59375,null,-81701.273556181695,-21099.51825396502,82369.16907953631,null,0.38290860335328292,0.89095952355535257,0,0,0.33248050599196283,0.65854838631744006,0,0,2.8033980651934081,"PASS",1,null,"CmiNgs115",null,82369.16907953631,0,0.33248050599196283,"FAIL",0,1,null,null,1.4687944135453623,null,-746.09951920832714,"NO",0,null,13.708,11.574999999999999,12.50331411195598,0,0,0,null,-81903.731584256617,null,-7246.7168006406337,null,0,null,0,null,-746.09951920832714,null,-746.09951920832714,-0.48712198095238068,null,"CmiNgs115"]
[411,"CofTgs115",1.0094594538211823,9403.3323265907238,0,16119.1572265625,0,0,106276.17997268037,0,45674.424670463697,0,0,null,122395.33690737074,45674.424670463697,61793.581605154111,null,32850.747974893988,7843.3147115624552,0,0,128043.59032853051,0,null,40694.063643061178,128043.59375,null,-81701.273556181695,-21099.51825396502,82369.16907953631,null,0.38290860335328292,0.89095952355535257,0,0,0.33248050599196283,0.65854838631744006,0,0,2.8033980651934081,"PASS",1,null,"CofTgs115",null,82369.16907953631,0,0.33248050599196283,"FAIL",0,1,null,null,1.4687944135453623,null,-746.09951920832714,"NO",0,null,13.708,11.574999999999999,12.50331411195598,0,0,0,null,-81903.731584256617,null,-7246.7168006406337,null,0,null,0,null,-746.09951920832714,null,-746.09951920832714,-0.48712198095238068,null,"CofTgs115"]
[412,"CofNgs115",1.0094594538211823,9403.3323265907238,0,16119.1572265625,0,0,106276.17997268037,0,45674.424670463697,0,0,null,122395.33690737074,45674.424670463697,61793.581605154111,null,32850.747974893988,7843.3147115624552,0,0,128043.59032853051,0,null,40694.063643061178,128043.59375,null,-81701.273556181695,-21099.51825396502,82369.16907953631,null,0.38290860335328292,0.89095952355535257,0,0,0.33248050599196283,0.65854838631744006,0,0,2.8033980651934081,"PASS",1,null,"CofNgs115",null,82369.16907953631,0,0.33248050599196283,"FAIL",0,1,null,null,1.4687944135453623,null,-746.09951920832714,"NO",0,null,13.708,11.574999999999999,12.50331411195598,0,0,0,null,-81903.731584256617,null,-7246.7168006406337,null,0,null,0,null,-746.09951920832714,null,-746.09951920832714,-0.48712198095238068,null,"CofNgs115"]
[413,"CreTgs115",0.90597014725208269,7789.3276687939915,0,13352.4365234375,0,0,88034.747730229719,0,37834.786516677712,0,0,null,101387.18420108171,37834.786516677712,51187.222987529633,null,27445.015226406038,7039.2217907123622,0,0,106065.96112075879,0,null,34484.238629059801,106065.9609375,null,-66902.945624607411,-16702.984411055411,68231.174420822295,null,0.39171167656130473,0.91144266438133659,0,0,0.34012423643979922,0.67368840466369206,0,0,2.8033978965560102,"PASS",1,null,"CreTgs115",null,68231.174420822295,0,0.34012423643979922,"FAIL",0,1,null,null,1.4687944135453621,null,-618.03766143376379,"NO",0,null,13.708,11.574999999999999,12.50331411195598,0,0,0,null,-67074.509000871389,null,-5934.6498855342452,null,0,null,0,null,-618.03766143376379,null,-618.03766143376379,-0.48712198095238091,null,"CreTgs115"]
[414,"CreNgs115",0.90597014725208269,7789.3276687939915,0,13352.4365234375,0,0,88034.747730229719,0,37834.786516677712,0,0,null,101387.18420108171,37834.786516677712,51187.222987529633,null,27445.015226406038,7039.2217907123622,0,0,106065.96112075879,0,null,34484.238629059801,106065.9609375,null,-66902.945624607411,-16702.984411055411,68231.174420822295,null,0.39171167656130473,0.91144266438133659,0,0,0.34012423643979922,0.67368840466369206,0,0,2.8033978965560102,"PASS",1,null,"CreNgs115",null,68231.174420822295,0,0.34012423643979922,"FAIL",0,1,null,null,1.4687944135453621,null,-618.03766143376379,"NO",0,null,13.708,11.574999999999999,12.50331411195598,0,0,0,null,-67074.509000871389,null,-5934.6498855342452,null,0,null,0,null,-618.03766143376379,null,-618.03766143376379,-0.48712198095238091,null,"CreNgs115"]
[415,"CrtTgs115",0.93286713361740115,7299.0901418893945,0,12512.0732421875,0,0,82494.097902152847,0,35453.574063629305,0,0,null,95006.17090118528,35453.574063629305,47965.647062661759,null,26221.625326871046,7248.2064389389234,0,0,99390.479400184136,0,null,33469.831804929461,99390.4765625,null,-61536.339339410886,-14495.815500887344,63936.902498870695,null,0.40572395669600986,0.94404676224914363,0,0,0.35229113437357279,0.69778755598844111,0,0,2.8033979418865287,"PASS",1,null,"CrtTgs115",null,63936.902498870695,0,0.35229113437357279,"FAIL",0,1,null,null,1.4687944135453621,null,-579.14018623863171,"NO",0,null,13.708,11.574999999999999,12.50331411195598,0,0,0,null,-61702.855915554814,null,-5459.374242927759,null,0,null,0,null,-579.14018623863171,null,-579.14018623863171,-0.48712198095238085,null,"CrtTgs115"]
[416,"CrtNgs115",0.93286713361740115,7299.0901418893945,0,12512.0732421875,0,0,82494.097902152847,0,35453.574063629305,0,0,null,95006.17090118528,35453.574063629305,47965.647062661759,null,26221.625326871046,7248.2064389389234,0,0,99390.479400184136,0,null,33469.831804929461,99390.4765625,null,-61536.339339410886,-14495.815500887344,63936.902498870695,null,0.40572395669600986,0.94404676224914363,0,0,0.35229113437357279,0.69778755598844111,0,0,2.8033979418865287,"PASS",1,null,"CrtNgs115",null,63936.902498870695,0,0.35229113437357279,"FAIL",0,1,null,null,1.4687944135453621,null,-579.14018623863171,"NO",0,null,13.708,11.574999999999999,12.50331411195598,0,0,0,null,-61702.855915554814,null,-5459.374242927759,null,0,null,0,null,-579.14018623863171,null,-579.14018623863171,-0.48712198095238085,null,"CrtNgs115"]
[417,"CscTgs115",1.0058252394199372,10133.68891828857,0,17371.130859375,0,0,114530.64827047958,0,49221.954178533037,0,0,null,131901.77958422873,49221.954178533037,66593.085492282175,null,34918.020934770742,7815.0775325748691,0,0,137988.73285599938,0,null,42733.097763197366,137988.734375,null,-89168.681366657212,-23859.987274710671,88766.780196466963,null,0.37311495576517989,0.8681714994126416,0,0,0.32397665933776004,0.64170473163800112,0,0,2.803398131543108,"PASS",1,null,"CscTgs115",null,88766.780196466963,0,0.32397665933776004,"FAIL",0,1,null,null,1.4687944135453621,null,-804.04899642839177,"NO",0,null,13.708,11.574999999999999,12.50331411195598,0,0,0,null,-89381.28384309102,null,-7908.3191786228772,null,0,null,0,null,-804.04899642839177,null,-804.04899642839177,-0.48712198095238096,null,"CscTgs115"]
[418,"CscNgs115",1.0058252394199372,10133.68891828857,0,17371.130859375,0,0,114530.64827047958,0,49221.954178533037,0,0,null,131901.77958422873,49221.954178533037,66593.085492282175,null,34918.020934770742,7815.0775325748691,0,0,137988.73285599938,0,null,42733.097763197366,137988.734375,null,-89168.681366657212,-23859.987274710671,88766.780196466963,null,0.37311495576517989,0.8681714994126416,0,0,0.32397665933776004,0.64170473163800112,0,0,2.803398131543108,"PASS",1,null,"CscNgs115",null,88766.780196466963,0,0.32397665933776004,"FAIL",0,1,null,null,1.4687944135453621,null,-804.04899642839177,"NO",0,null,13.708,11.574999999999999,12.50331411195598,0,0,0,null,-89381.28384309102,null,-7908.3191786228772,null,0,null,0,null,-804.04899642839177,null,-804.04899642839177,-0.48712198095238096,null,"CscNgs115"]
[419,"CwaTgs115",0.9588235318660735,6822.0256232661886,0,11694.291015625,0,0,77102.329018646633,0,33136.348880222533,0,0,null,88796.619557943064,33136.348880222533,44830.639419518964,null,25047.342347463593,7449.8828901052793,0,0,92894.372311622501,0,null,32497.226675246515,92894.375,null,-56299.393359025118,-12333.413220601018,59758.026119777467,null,0.42148177738427717,0.9807123528519619,0,0,0.36597368979476919,0.72488875355661808,0,0,2.8033980248030317,"PASS",1,null,"CwaTgs115",null,59758.026119777467,0,0.36597368979476919,"FAIL",0,1,null,null,1.4687944135453621,null,-541.28788648447289,"NO",0,null,13.708,11.574999999999999,12.50331411195598,0,0,0,null,-56461.071103678078,null,-4995.5891463660346,null,0,null,0,null,-541.28788648447289,null,-541.28788648447289,-0.48712198095238091,null,"CwaTgs115"]
[420,"CwaNgs115",0.9588235318660735,6822.0256232661886,0,11694.291015625,0,0,77102.329018646633,0,33136.348880222533,0,0,null,88796.619557943064,33136.348880222533,44830.639419518964,null,25047.342347463593,7449.8828901052793,0,0,92894.372311622501,0,null,32497.226675246515,92894.375,null,-56299.393359025118,-12333.413220601018,59758.026119777467,null,0.42148177738427717,0.9807123528519619,0,0,0.36597368979476919,0.72488875355661808,0,0,2.8033980248030317,"PASS",1,null,"CwaNgs115",null,59758.026119777467,0,0.36597368979476919,"FAIL",0,1,null,null,1.4687944135453621,null,-541.28788648447289,"NO",0,null,13.708,11.574999999999999,12.50331411195598,0,0,0,null,-56461.071103678078,null,-4995.5891463660346,null,0,null,0,null,-541.28788648447289,null,-541.28788648447289,-0.48712198095238091,null,"CwaNgs115"]
[421,"CasTgs116",0.91491227895021443,6103.9175288030956,0,10463.3125,0,0,68986.292869292782,0,62981.535952856233,0,0,null,79449.60564867327,62981.535952856233,73444.848732236787,null,22501.318469564994,6796.6399638573685,0,0,83116.015505172021,0,null,29297.959314410316,83116.015625,null,-50151.646054882469,-44146.889138445928,20134.479672143767,null,0.42469247289342954,0.46518330922162349,0,0,0.3687615461175589,0.39891101869747175,0,0,1.3196886098048655,"PASS",1,null,"CasTgs116",null,20134.479672143767,0,0.3687615461175589,"FAIL",0,1,null,null,3.1201416998721587,null,633.48772959182099,"YES",1,null,13.708,11.574999999999999,12.50331411195598,0,0,0,null,-50297.407046496446,null,-4450.2375852990826,null,0,null,0,null,633.48772959182099,null,0,0,null,"CasTgs116"]
[422,"CasNgs116",0.91491227895021443,6103.9175288030956,0,10463.3125,0,0,68986.292869292782,0,62981.535952856233,0,0,null,79449.60564867327,62981.535952856233,73444.848732236787,null,22501.318469564994,6796.6399638573685,0,0,83116.015505172021,0,null,29297.959314410316,83116.015625,null,-50151.646054882469,-44146.889138445928,20134.479672143767,null,0.42469247289342954,0.46518330922162349,0,0,0.3687615461175589,0.39891101869747175,0,0,1.3196886098048655,"PASS",1,null,"CasNgs116",null,20134.479672143767,0,0.3687615461175589,"FAIL",0,1,null,null,3.1201416998721587,null,633.48772959182099,"YES",1,null,13.708,11.574999999999999,12.50331411195598,0,0,0,null,-50297.407046496446,null,-4450.2375852990826,null,0,null,0,null,633.48772959182099,null,0,0,null,"CasNgs116"]
[423,"CcoTgs116",1.0014851570129395,10334.355722817088,0,17715.11328125,0,0,116798.57847776463,0,106632.10931761388,0,0,null,134513.69141845743,106632.10931761388,124347.22225830672,null,35037.721280070196,7439.7668475651853,0,0,140721.17888887308,0,null,42477.490000922728,140721.171875,null,-92036.201758091891,-81869.732597941154,34089.062557386118,null,0.3636815666297627,0.39835552604890784,0,0,0.31578562334771426,0.34160385019577294,0,0,1.3196885326149612,"PASS",1,null,"CcoTgs116",null,34089.062557386118,0,0.31578562334771426,"FAIL",0,1,null,null,3.1201416998721583,null,1072.5386312891221,"YES",1,null,13.708,11.574999999999999,12.50331411195598,0,0,0,null,-92247.532554116377,null,-8161.9204772112626,null,0,null,0,null,1072.5386312891221,null,0,0,null,"CcoTgs116"]
[424,"CcoNgs116",1.0014851570129395,10334.355722817088,0,17715.11328125,0,0,116798.57847776463,0,106632.10931761388,0,0,null,134513.69141845743,106632.10931761388,124347.22225830672,null,35037.721280070196,7439.7668475651853,0,0,140721.17888887308,0,null,42477.490000922728,140721.171875,null,-92036.201758091891,-81869.732597941154,34089.062557386118,null,0.3636815666297627,0.39835552604890784,0,0,0.31578562334771426,0.34160385019577294,0,0,1.3196885326149612,"PASS",1,null,"CcoNgs116",null,34089.062557386118,0,0.31578562334771426,"FAIL",0,1,null,null,3.1201416998721583,null,1072.5386312891221,"YES",1,null,13.708,11.574999999999999,12.50331411195598,0,0,0,null,-92247.532554116377,null,-8161.9204772112626,null,0,null,0,null,1072.5386312891221,null,0,0,null,"CcoNgs116"]
[425,"CdaTgs116",1.0094594538211823,9403.3323265907238,0,16119.1572265625,0,0,106276.17997268037,0,97025.61731156896,0,0,null,122395.33690737074,97025.61731156896,113144.77424625942,null,32418.772912500572,7499.0057774795941,0,0,128043.59032853051,0,null,39917.778486811178,128043.59375,null,-82477.558712431695,-73226.996051320282,31017.97643843104,null,0.37560418992357969,0.4114148365439107,0,0,0.32613806538912909,0.35280266940969773,0,0,1.3196885245143664,"PASS",1,null,"CdaTgs116",null,31017.97643843104,0,0.32613806538912909,"FAIL",0,1,null,null,3.1201416998721583,null,975.91352937118359,"YES",1,null,13.708,11.574999999999999,12.50331411195598,0,0,0,null,-82676.154625301395,null,-7315.0596089653409,null,0,null,0,null,975.91352937118359,null,0,0,null,"CdaTgs116"]
[426,"CdaNgs116",1.0094594538211823,9403.3323265907238,0,16119.1572265625,0,0,106276.17997268037,0,97025.61731156896,0,0,null,122395.33690737074,97025.61731156896,113144.77424625942,null,32418.772912500572,7499.0057774795941,0,0,128043.59032853051,0,null,39917.778486811178,128043.59375,null,-82477.558712431695,-73226.996051320282,31017.97643843104,null,0.37560418992357969,0.4114148365439107,0,0,0.32613806538912909,0.35280266940969773,0,0,1.3196885245143664,"PASS",1,null,"CdaNgs116",null,31017.97643843104,0,0.32613806538912909,"FAIL",0,1,null,null,3.1201416998721583,null,975.91352937118359,"YES",1,null,13.708,11.574999999999999,12.50331411195598,0,0,0,null,-82676.154625301395,null,-7315.0596089653409,null,0,null,0,null,975.91352937118359,null,0,0,null,"CdaNgs116"]
[427,"CgrTgs116",0.94000000357627866,7731.6288018634841,0,13253.529296875,0,0,87382.636866426081,0,79776.618031256177,0,0,null,100636.16662965406,79776.618031256177,93030.147794484234,null,27079.943749225349,6983.0099970494102,0,0,105280.2853812362,0,null,34062.955517918839,105280.2890625,null,-66573.210645382234,-58967.191810212338,25503.671031243823,null,0.38981377467457057,0.42697918711687055,0,0,0.33847628359217596,0.36614964606874933,0,0,1.3196885461007082,"PASS",1,null,"CgrTgs116",null,25503.671031243823,0,0.33847628359217596,"FAIL",0,1,null,null,3.1201416998721592,null,802.41779081630693,"YES",1,null,13.708,11.574999999999999,12.50331411195598,0,0,0,null,-66742.67808576989,null,-5905.2899940992102,null,0,null,0,null,802.41779081630693,null,0,0,null,"CgrTgs116"]
[428,"CgrNgs116",0.94000000357627866,7731.6288018634841,0,13253.529296875,0,0,87382.636866426081,0,79776.618031256177,0,0,null,100636.16662965406,79776.618031256177,93030.147794484234,null,27079.943749225349,6983.0099970494102,0,0,105280.2853812362,0,null,34062.955517918839,105280.2890625,null,-66573.210645382234,-58967.191810212338,25503.671031243823,null,0.38981377467457057,0.42697918711687055,0,0,0.33847628359217596,0.36614964606874933,0,0,1.3196885461007082,"PASS",1,null,"CgrNgs116",null,25503.671031243823,0,0.33847628359217596,"FAIL",0,1,null,null,3.1201416998721592,null,802.41779081630693,"YES",1,null,13.708,11.574999999999999,12.50331411195598,0,0,0,null,-66742.67808576989,null,-5905.2899940992102,null,0,null,0,null,802.41779081630693,null,0,0,null,"CgrNgs116"]
[429,"CheTgs116",1.0052083313465119,7248.4020654536762,0,12425.18359375,0,0,81921.222782285229,0,74790.576219135881,0,0,null,94346.406252775734,74790.576219135881,87215.759689626444,null,26074.615541170089,7467.425319366439,0,0,98700.268412391772,0,null,33542.040240881521,98700.265625,null,-60804.366135153708,-53673.71957200436,23909.689405864119,null,0.40944262184688363,0.44847950017932164,0,0,0.35552006196392316,0.38458691769518677,0,0,1.3196885304882382,"PASS",1,null,"CheTgs116",null,23909.689405864119,0,0.35552006196392316,"FAIL",0,1,null,null,3.1201416998721587,null,752.26667889028727,"YES",1,null,13.708,11.574999999999999,12.50331411195598,0,0,0,null,-60971.241957247643,null,-5394.642159777266,null,0,null,0,null,752.26667889028727,null,0,0,null,"CheTgs116"]
[430,"CheNgs116",1.0052083313465119,7248.4020654536762,0,12425.18359375,0,0,81921.222782285229,0,74790.576219135881,0,0,null,94346.406252775734,74790.576219135881,87215.759689626444,null,26074.615541170089,7467.425319366439,0,0,98700.268412391772,0,null,33542.040240881521,98700.265625,null,-60804.366135153708,-53673.71957200436,23909.689405864119,null,0.40944262184688363,0.44847950017932164,0,0,0.35552006196392316,0.38458691769518677,0,0,1.3196885304882382,"PASS",1,null,"CheNgs116",null,23909.689405864119,0,0.35552006196392316,"FAIL",0,1,null,null,3.1201416998721587,null,752.26667889028727,"YES",1,null,13.708,11.574999999999999,12.50331411195598,0,0,0,null,-60971.241957247643,null,-5394.642159777266,null,0,null,0,null,752.26667889028727,null,0,0,null,"CheNgs116"]
[431,"ChoTgs116",1.0014851570129395,10334.355722817088,0,17715.11328125,0,0,116798.57847776463,0,106632.10931761388,0,0,null,134513.69141845743,106632.10931761388,124347.22225830672,null,35037.721280070196,7439.7668475651853,0,0,140721.17888887308,0,null,42477.490000922728,140721.171875,null,-92036.201758091891,-81869.732597941154,34089.062557386118,null,0.3636815666297627,0.39835552604890784,0,0,0.31578562334771426,0.34160385019577294,0,0,1.3196885326149612,"PASS",1,null,"ChoTgs116",null,34089.062557386118,0,0.31578562334771426,"FAIL",0,1,null,null,3.1201416998721583,null,1072.5386312891221,"YES",1,null,13.708,11.574999999999999,12.50331411195598,0,0,0,null,-92247.532554116377,null,-8161.9204772112626,null,0,null,0,null,1072.5386312891221,null,0,0,null,"ChoTgs116"]
[432,"ChoNgs116",1.0014851570129395,10334.355722817088,0,17715.11328125,0,0,116798.57847776463,0,106632.10931761388,0,0,null,134513.69141845743,106632.10931761388,124347.22225830672,null,35037.721280070196,7439.7668475651853,0,0,140721.17888887308,0,null,42477.490000922728,140721.171875,null,-92036.201758091891,-81869.732597941154,34089.062557386118,null,0.3636815666297627,0.39835552604890784,0,0,0.31578562334771426,0.34160385019577294,0,0,1.3196885326149612,"PASS",1,null,"ChoNgs116",null,34089.062557386118,0,0.31578562334771426,"FAIL",0,1,null,null,3.1201416998721583,null,1072.5386312891221,"YES",1,null,13.708,11.574999999999999,12.50331411195598,0,0,0,null,-92247.532554116377,null,-8161.9204772112626,null,0,null,0,null,1072.5386312891221,null,0,0,null,"ChoNgs116"]
[433,"CinTgs116",1.0121621549129487,9403.3323265907238,0,16119.1572265625,0,0,106276.17997268037,0,97025.61731156896,0,0,null,122395.33690737074,97025.61731156896,113144.77424625942,null,32433.569349457048,7519.0834250019716,0,0,128043.59032853051,0,null,39952.652237370079,128043.59375,null,-82442.684961872787,-73192.122300761373,31017.97643843104,null,0.37593233260397968,0.41177426482197993,0,0,0.32642299250610035,0.35311089177967692,0,0,1.3196885245143664,"PASS",1,null,"CinTgs116",null,31017.97643843104,0,0.32642299250610035,"FAIL",0,1,null,null,3.1201416998721583,null,975.91352937118359,"YES",1,null,13.708,11.574999999999999,12.50331411195598,0,0,0,null,-82641.454375989051,null,-7311.9893840218101,null,0,null,0,null,975.91352937118359,null,0,0,null,"CinTgs116"]
[434,"CinNgs116",1.0121621549129487,9403.3323265907238,0,16119.1572265625,0,0,106276.17997268037,0,97025.61731156896,0,0,null,122395.33690737074,97025.61731156896,113144.77424625942,null,32433.569349457048,7519.0834250019716,0,0,128043.59032853051,0,null,39952.652237370079,128043.59375,null,-82442.684961872787,-73192.122300761373,31017.97643843104,null,0.37593233260397968,0.41177426482197993,0,0,0.32642299250610035,0.35311089177967692,0,0,1.3196885245143664,"PASS",1,null,"CinNgs116",null,31017.97643843104,0,0.32642299250610035,"FAIL",0,1,null,null,3.1201416998721583,null,975.91352937118359,"YES",1,null,13.708,11.574999999999999,12.50331411195598,0,0,0,null,-82641.454375989051,null,-7311.9893840218101,null,0,null,0,null,975.91352937118359,null,0,0,null,"CinNgs116"]
[435,"CloTgs116",1.0252336502075194,9754.858540076757,0,16721.7421875,0,0,110249.11869610642,0,100652.73958620513,0,0,null,126970.86185531929,100652.73958620513,117374.48274541812,null,33510.450656845074,7616.1880866733582,0,0,132830.26348928484,0,null,41126.63932363013,132830.265625,null,-85844.221559976286,-76247.842450074997,32177.526038794866,null,0.3730337240789442,0.40859930383123622,0,0,0.32390612332171809,0.35038825051360989,0,0,1.3196885268208332,"PASS",1,null,"CloTgs116",null,32177.526038794866,0,0.32390612332171809,"FAIL",0,1,null,null,3.1201416998721587,null,1012.3962781327234,"YES",1,null,13.708,11.574999999999999,12.50331411195598,0,0,0,null,-86048.831705864999,null,-7613.4689145012298,null,0,null,0,null,1012.3962781327234,null,0,0,null,"CloTgs116"]
[436,"CloNgs116",1.0252336502075194,9754.858540076757,0,16721.7421875,0,0,110249.11869610642,0,100652.73958620513,0,0,null,126970.86185531929,100652.73958620513,117374.48274541812,null,33510.450656845074,7616.1880866733582,0,0,132830.26348928484,0,null,41126.63932363013,132830.265625,null,-85844.221559976286,-76247.842450074997,32177.526038794866,null,0.3730337240789442,0.40859930383123622,0,0,0.32390612332171809,0.35038825051360989,0,0,1.3196885268208332,"PASS",1,null,"CloNgs116",null,32177.526038794866,0,0.32390612332171809,"FAIL",0,1,null,null,3.1201416998721587,null,1012.3962781327234,"YES",1,null,13.708,11.574999999999999,12.50331411195598,0,0,0,null,-86048.831705864999,null,-7613.4689145012298,null,0,null,0,null,1012.3962781327234,null,0,0,null,"CloNgs116"]
[437,"CmiTgs116",1.0094594538211823,9403.3323265907238,0,16119.1572265625,0,0,106276.17997268037,0,97025.61731156896,0,0,null,122395.33690737074,97025.61731156896,113144.77424625942,null,32418.772912500572,7499.0057774795941,0,0,128043.59032853051,0,null,39917.778486811178,128043.59375,null,-82477.558712431695,-73226.996051320282,31017.97643843104,null,0.37560418992357969,0.4114148365439107,0,0,0.32613806538912909,0.35280266940969773,0,0,1.3196885245143664,"PASS",1,null,"CmiTgs116",null,31017.97643843104,0,0.32613806538912909,"FAIL",0,1,null,null,3.1201416998721583,null,975.91352937118359,"YES",1,null,13.708,11.574999999999999,12.50331411195598,0,0,0,null,-82676.154625301395,null,-7315.0596089653409,null,0,null,0,null,975.91352937118359,null,0,0,null,"CmiTgs116"]
[438,"CmiNgs116",1.0094594538211823,9403.3323265907238,0,16119.1572265625,0,0,106276.17997268037,0,97025.61731156896,0,0,null,122395.33690737074,97025.61731156896,113144.77424625942,null,32418.772912500572,7499.0057774795941,0,0,128043.59032853051,0,null,39917.778486811178,128043.59375,null,-82477.558712431695,-73226.996051320282,31017.97643843104,null,0.37560418992357969,0.4114148365439107,0,0,0.32613806538912909,0.35280266940969773,0,0,1.3196885245143664,"PASS",1,null,"CmiNgs116",null,31017.97643843104,0,0.32613806538912909,"FAIL",0,1,null,null,3.1201416998721583,null,975.91352937118359,"YES",1,null,13.708,11.574999999999999,12.50331411195598,0,0,0,null,-82676.154625301395,null,-7315.0596089653409,null,0,null,0,null,975.91352937118359,null,0,0,null,"CmiNgs116"]
[439,"CofTgs116",1.0094594538211823,9403.3323265907238,0,16119.1572265625,0,0,106276.17997268037,0,97025.61731156896,0,0,null,122395.33690737074,97025.61731156896,113144.77424625942,null,32418.772912500572,7499.0057774795941,0,0,128043.59032853051,0,null,39917.778486811178,128043.59375,null,-82477.558712431695,-73226.996051320282,31017.97643843104,null,0.37560418992357969,0.4114148365439107,0,0,0.32613806538912909,0.35280266940969773,0,0,1.3196885245143664,"PASS",1,null,"CofTgs116",null,31017.97643843104,0,0.32613806538912909,"FAIL",0,1,null,null,3.1201416998721583,null,975.91352937118359,"YES",1,null,13.708,11.574999999999999,12.50331411195598,0,0,0,null,-82676.154625301395,null,-7315.0596089653409,null,0,null,0,null,975.91352937118359,null,0,0,null,"CofTgs116"]
[440,"CofNgs116",1.0094594538211823,9403.3323265907238,0,16119.1572265625,0,0,106276.17997268037,0,97025.61731156896,0,0,null,122395.33690737074,97025.61731156896,113144.77424625942,null,32418.772912500572,7499.0057774795941,0,0,128043.59032853051,0,null,39917.778486811178,128043.59375,null,-82477.558712431695,-73226.996051320282,31017.97643843104,null,0.37560418992357969,0.4114148365439107,0,0,0.32613806538912909,0.35280266940969773,0,0,1.3196885245143664,"PASS",1,null,"CofNgs116",null,31017.97643843104,0,0.32613806538912909,"FAIL",0,1,null,null,3.1201416998721583,null,975.91352937118359,"YES",1,null,13.708,11.574999999999999,12.50331411195598,0,0,0,null,-82676.154625301395,null,-7315.0596089653409,null,0,null,0,null,975.91352937118359,null,0,0,null,"CofNgs116"]
[441,"CreTgs116",0.90597014725208269,7789.3276687939915,0,13352.4365234375,0,0,88034.747730229719,0,80371.963916757304,0,0,null,101387.18420108171,80371.963916757304,93724.400387609276,null,27057.32604344346,6730.2112459792661,0,0,106065.96112075879,0,null,33787.535504059801,106065.9609375,null,-67599.648749607411,-59936.864936135004,25693.997020742696,null,0.38379772050460143,0.42038957190413018,0,0,0.33325252844111497,0.36049881722763866,0,0,1.3196885551702386,"PASS",1,null,"CreTgs116",null,25693.997020742696,0,0.33325252844111497,"FAIL",0,1,null,null,3.1201416998721587,null,808.40598328508497,"YES",1,null,13.708,11.574999999999999,12.50331411195598,0,0,0,null,-67767.745941169909,null,-5995.9864288749841,null,0,null,0,null,808.40598328508497,null,0,0,null,"CreTgs116"]
[442,"CreNgs116",0.90597014725208269,7789.3276687939915,0,13352.4365234375,0,0,88034.747730229719,0,80371.963916757304,0,0,null,101387.18420108171,80371.963916757304,93724.400387609276,null,27057.32604344346,6730.2112459792661,0,0,106065.96112075879,0,null,33787.535504059801,106065.9609375,null,-67599.648749607411,-59936.864936135004,25693.997020742696,null,0.38379772050460143,0.42038957190413018,0,0,0.33325252844111497,0.36049881722763866,0,0,1.3196885551702386,"PASS",1,null,"CreNgs116",null,25693.997020742696,0,0.33325252844111497,"FAIL",0,1,null,null,3.1201416998721587,null,808.40598328508497,"YES",1,null,13.708,11.574999999999999,12.50331411195598,0,0,0,null,-67767.745941169909,null,-5995.9864288749841,null,0,null,0,null,808.40598328508497,null,0,0,null,"CreNgs116"]
[443,"CrtTgs116",0.93286713361740115,7299.0901418893945,0,12512.0732421875,0,0,82494.097902152847,0,75313.591518234913,0,0,null,95006.17090118528,75313.591518234913,87825.664517267345,null,25822.426194381133,6930.0218033887768,0,0,99390.479400184136,0,null,32752.448992429461,99390.4765625,null,-62253.722151910886,-55073.215767992951,24076.885044265087,null,0.39702778532444222,0.43488098671405739,0,0,0.34474022684978578,0.37292571689350834,0,0,1.3196884461211174,"PASS",1,null,"CrtTgs116",null,24076.885044265087,0,0.34474022684978578,"FAIL",0,1,null,null,3.1201416998721587,null,757.52728503637331,"YES",1,null,13.708,11.574999999999999,12.50331411195598,0,0,0,null,-62416.669659335908,null,-5522.53139034375,null,0,null,0,null,757.52728503637331,null,0,0,null,"CrtTgs116"]
[444,"CrtNgs116",0.93286713361740115,7299.0901418893945,0,12512.0732421875,0,0,82494.097902152847,0,75313.591518234913,0,0,null,95006.17090118528,75313.591518234913,87825.664517267345,null,25822.426194381133,6930.0218033887768,0,0,99390.479400184136,0,null,32752.448992429461,99390.4765625,null,-62253.722151910886,-55073.215767992951,24076.885044265087,null,0.39702778532444222,0.43488098671405739,0,0,0.34474022684978578,0.37292571689350834,0,0,1.3196884461211174,"PASS",1,null,"CrtNgs116",null,24076.885044265087,0,0.34474022684978578,"FAIL",0,1,null,null,3.1201416998721587,null,757.52728503637331,"YES",1,null,13.708,11.574999999999999,12.50331411195598,0,0,0,null,-62416.669659335908,null,-5522.53139034375,null,0,null,0,null,757.52728503637331,null,0,0,null,"CrtNgs116"]
[445,"CscTgs116",1.0058252394199372,10133.68891828857,0,17371.130859375,0,0,114530.64827047958,0,104561.58348856361,0,0,null,131901.77958422873,104561.58348856361,121932.71480231275,null,34487.601051227539,7472.0081653532443,0,0,137988.73285599938,0,null,41959.609481947366,137988.734375,null,-89942.169647907212,-79973.104865991249,33427.150886436386,null,0.36636140732264161,0.40129087645785971,0,0,0.31811253615191193,0.34412101548247648,0,0,1.3196886444445677,"PASS",1,null,"CscTgs116",null,33427.150886436386,0,0.31811253615191193,"FAIL",0,1,null,null,3.1201416998721587,null,1051.7126384485575,"YES",1,null,13.708,11.574999999999999,12.50331411195598,0,0,0,null,-90150.923923936789,null,-7976.4157548890498,null,0,null,0,null,1051.7126384485575,null,0,0,null,"CscTgs116"]
[446,"CscNgs116",1.0058252394199372,10133.68891828857,0,17371.130859375,0,0,114530.64827047958,0,104561.58348856361,0,0,null,131901.77958422873,104561.58348856361,121932.71480231275,null,34487.601051227539,7472.0081653532443,0,0,137988.73285599938,0,null,41959.609481947366,137988.734375,null,-89942.169647907212,-79973.104865991249,33427.150886436386,null,0.36636140732264161,0.40129087645785971,0,0,0.31811253615191193,0.34412101548247648,0,0,1.3196886444445677,"PASS",1,null,"CscNgs116",null,33427.150886436386,0,0.31811253615191193,"FAIL",0,1,null,null,3.1201416998721587,null,1051.7126384485575,"YES",1,null,13.708,11.574999999999999,12.50331411195598,0,0,0,null,-90150.923923936789,null,-7976.4157548890498,null,0,null,0,null,1051.7126384485575,null,0,0,null,"CscNgs116"]
[447,"CwaTgs116",0.9588235318660735,6822.0256232661886,0,11694.291015625,0,0,77102.329018646633,0,70391.12927441363,0,0,null,88796.619557943064,70391.12927441363,82085.419813710017,null,24637.035768596776,7122.8449818656736,0,0,92894.372311622501,0,null,31759.879018996515,92894.375,null,-57036.741015275118,-50325.541271042115,22503.24572558637,null,0.41191854284084756,0.45119149737154263,0,0,0.3576699091332371,0.38691254679304715,0,0,1.3196886590334336,"PASS",1,null,"CwaTgs116",null,22503.24572558637,0,0.3576699091332371,"FAIL",0,1,null,null,3.1201416998721583,null,708.01569777909401,"YES",1,null,13.708,11.574999999999999,12.50331411195598,0,0,0,null,-57194.750363628329,null,-5060.5039642445527,null,0,null,0,null,708.01569777909401,null,0,0,null,"CwaTgs116"]
[448,"CwaNgs116",0.9588235318660735,6822.0256232661886,0,11694.291015625,0,0,77102.329018646633,0,70391.12927441363,0,0,null,88796.619557943064,70391.12927441363,82085.419813710017,null,24637.035768596776,7122.8449818656736,0,0,92894.372311622501,0,null,31759.879018996515,92894.375,null,-57036.741015275118,-50325.541271042115,22503.24572558637,null,0.41191854284084756,0.45119149737154263,0,0,0.3576699091332371,0.38691254679304715,0,0,1.3196886590334336,"PASS",1,null,"CwaNgs116",null,22503.24572558637,0,0.3576699091332371,"FAIL",0,1,null,null,3.1201416998721583,null,708.01569777909401,"YES",1,null,13.708,11.574999999999999,12.50331411195598,0,0,0,null,-57194.750363628329,null,-5060.5039642445527,null,0,null,0,null,708.01569777909401,null,0,0,null,"CwaNgs116"]
[449,"CasTgs117",0.91491227895021443,6103.9175288030956,0,3683.743896484375,0,0,68986.292869292782,0,657042.04016669677,0,0,null,72670.03678847065,657042.04016669677,660725.78408587445,null,22501.318469564994,6796.6399638573685,0,0,83116.015505172021,0,null,29297.959314410316,83116.015625,null,-43372.077451366844,-631427.8247487708,-573926.02454169677,null,0.42469247289342954,4.4590692106972626E-2,0,0,0.40316422859177281,4.4342085659561201E-2,0,0,0.12650030065642803,"FAIL",0,null,"CasTgs117",null,-573926.02454169677,573926.02454169677,4.5311069874393102E-2,"FAIL",0,1,null,null,92.455761433822474,null,61104.820970555047,"YES",1,null,13.708,11.574999999999999,12.50331411195598,0,0,0,null,-43517.838442980821,null,-5713.3228652155758,null,75348.97863212321,null,75348.97863212321,null,61104.820970555047,null,61104.820970555047,0.97637490163934437,null,"CasTgs117"]
[450,"CasNgs117",0.91491227895021443,6103.9175288030956,0,3683.743896484375,0,0,68986.292869292782,0,657042.04016669677,0,0,null,72670.03678847065,657042.04016669677,660725.78408587445,null,22501.318469564994,6796.6399638573685,0,0,83116.015505172021,0,null,29297.959314410316,83116.015625,null,-43372.077451366844,-631427.8247487708,-573926.02454169677,null,0.42469247289342954,4.4590692106972626E-2,0,0,0.40316422859177281,4.4342085659561201E-2,0,0,0.12650030065642803,"FAIL",0,null,"CasNgs117",null,-573926.02454169677,573926.02454169677,4.5311069874393102E-2,"FAIL",0,1,null,null,92.455761433822474,null,61104.820970555047,"YES",1,null,13.708,11.574999999999999,12.50331411195598,0,0,0,null,-43517.838442980821,null,-5713.3228652155758,null,75348.97863212321,null,75348.97863212321,null,61104.820970555047,null,61104.820970555047,0.97637490163934437,null,"CasNgs117"]
[451,"CcoTgs117",1.0014851570129395,10334.355722817088,0,6236.83349609375,0,0,116798.57847776463,0,1112417.670152884,0,0,null,123035.41196910653,1112417.670152884,1118654.5036442257,null,35037.721280070196,7439.7668475651853,0,0,140721.17888887308,0,null,42477.490000922728,140721.171875,null,-80557.921972935656,-1076177.013648055,-971696.49827788398,null,0.3636815666297627,3.8184839328455539E-2,0,0,0.34524605005547521,3.7971947426451991E-2,0,0,0.12650030258478376,"FAIL",0,null,"CcoTgs117",null,-971696.49827788398,971696.49827788398,3.8801728170282976E-2,"FAIL",0,1,null,null,92.455761433822474,null,103454.69689074173,"YES",1,null,13.708,11.574999999999999,12.50331411195598,0,0,0,null,-80769.252768960141,null,-10603.946224394964,null,127571.03799939278,null,127571.03799939278,null,103454.69689074173,null,103454.69689074173,0.97637490163934437,null,"CcoTgs117"]
[452,"CcoNgs117",1.0014851570129395,10334.355722817088,0,6236.83349609375,0,0,116798.57847776463,0,1112417.670152884,0,0,null,123035.41196910653,1112417.670152884,1118654.5036442257,null,35037.721280070196,7439.7668475651853,0,0,140721.17888887308,0,null,42477.490000922728,140721.171875,null,-80557.921972935656,-1076177.013648055,-971696.49827788398,null,0.3636815666297627,3.8184839328455539E-2,0,0,0.34524605005547521,3.7971947426451991E-2,0,0,0.12650030258478376,"FAIL",0,null,"CcoNgs117",null,-971696.49827788398,971696.49827788398,3.8801728170282976E-2,"FAIL",0,1,null,null,92.455761433822474,null,103454.69689074173,"YES",1,null,13.708,11.574999999999999,12.50331411195598,0,0,0,null,-80769.252768960141,null,-10603.946224394964,null,127571.03799939278,null,127571.03799939278,null,103454.69689074173,null,103454.69689074173,0.97637490163934437,null,"CcoNgs117"]
[453,"CdaTgs117",1.0094594538211823,9403.3323265907238,0,5674.95654296875,0,0,106276.17997268037,0,1012199.9085833823,0,0,null,111951.13661332046,1012199.9085833823,1017874.8652240223,null,32418.772912500572,7499.0057774795941,0,0,128043.59032853051,0,null,39917.778486811178,128043.59375,null,-72033.358028837945,-977957.0866395398,-884156.31483338226,null,0.37560418992357969,3.9436654902170305E-2,0,0,0.35656429875753215,3.9216783766299307E-2,0,0,0.12650030163429135,"FAIL",0,null,"CdaTgs117",null,-884156.31483338226,884156.31483338226,4.0073767576731215E-2,"FAIL",0,1,null,null,92.455761433822474,null,94134.453927611816,"YES",1,null,13.708,11.574999999999999,12.50331411195598,0,0,0,null,-72231.953941707659,null,-9483.1105776330296,null,116078.157158035,null,116078.157158035,null,94134.453927611816,null,94134.453927611816,0.97637490163934426,null,"CdaTgs117"]
[454,"CdaNgs117",1.0094594538211823,9403.3323265907238,0,5674.95654296875,0,0,106276.17997268037,0,1012199.9085833823,0,0,null,111951.13661332046,1012199.9085833823,1017874.8652240223,null,32418.772912500572,7499.0057774795941,0,0,128043.59032853051,0,null,39917.778486811178,128043.59375,null,-72033.358028837945,-977957.0866395398,-884156.31483338226,null,0.37560418992357969,3.9436654902170305E-2,0,0,0.35656429875753215,3.9216783766299307E-2,0,0,0.12650030163429135,"FAIL",0,null,"CdaNgs117",null,-884156.31483338226,884156.31483338226,4.0073767576731215E-2,"FAIL",0,1,null,null,92.455761433822474,null,94134.453927611816,"YES",1,null,13.708,11.574999999999999,12.50331411195598,0,0,0,null,-72231.953941707659,null,-9483.1105776330296,null,116078.157158035,null,116078.157158035,null,94134.453927611816,null,94134.453927611816,0.97637490163934426,null,"CdaNgs117"]
[455,"CgrTgs117",0.94000000357627866,7731.6288018634841,0,4666.07568359375,0,0,87382.636866426081,0,832253.27821810218,0,0,null,92048.712582823064,832253.27821810218,836919.3539344992,null,27079.943749225349,6983.0099970494102,0,0,105280.2853812362,0,null,34062.955517918839,105280.2890625,null,-57985.757032100992,-802856.39838377712,-726972.98915560218,null,0.38981377467457057,4.0928592784698202E-2,0,0,0.37005357896134422,4.070040363999021E-2,0,0,0.12650029962983217,"FAIL",0,null,"CgrTgs117",null,-726972.98915560218,726972.98915560218,4.1589808239491516E-2,"FAIL",0,1,null,null,92.455761433822474,null,77399.439896036405,"YES",1,null,13.708,11.574999999999999,12.50331411195598,0,0,0,null,-58155.224472488648,null,-7635.0201572110809,null,95442.042848218305,null,95442.042848218305,null,77399.439896036405,null,77399.439896036405,0.97637490163934437,null,"CgrTgs117"]
[456,"CgrNgs117",0.94000000357627866,7731.6288018634841,0,4666.07568359375,0,0,87382.636866426081,0,832253.27821810218,0,0,null,92048.712582823064,832253.27821810218,836919.3539344992,null,27079.943749225349,6983.0099970494102,0,0,105280.2853812362,0,null,34062.955517918839,105280.2890625,null,-57985.757032100992,-802856.39838377712,-726972.98915560218,null,0.38981377467457057,4.0928592784698202E-2,0,0,0.37005357896134422,4.070040363999021E-2,0,0,0.12650029962983217,"FAIL",0,null,"CgrNgs117",null,-726972.98915560218,726972.98915560218,4.1589808239491516E-2,"FAIL",0,1,null,null,92.455761433822474,null,77399.439896036405,"YES",1,null,13.708,11.574999999999999,12.50331411195598,0,0,0,null,-58155.224472488648,null,-7635.0201572110809,null,95442.042848218305,null,95442.042848218305,null,77399.439896036405,null,77399.439896036405,0.97637490163934437,null,"CgrNgs117"]
[457,"CheTgs117",1.0052083313465119,7248.4020654536762,0,4374.44580078125,0,0,81921.222782285229,0,780237.45345577458,0,0,null,86295.668526111898,780237.45345577458,784611.89919960126,null,26074.615541170089,7467.425319366439,0,0,98700.268412391772,0,null,33542.040240881521,98700.265625,null,-52753.628342184958,-751069.85901567433,-681537.18783077458,null,0.40944262184688363,4.2989528498432628E-2,0,0,0.38868741376740856,4.2749849030665539E-2,0,0,0.12650029191477993,"FAIL",0,null,"CheTgs117",null,-681537.18783077458,681537.18783077458,4.3684038734080007E-2,"FAIL",0,1,null,null,92.455761433822474,null,72561.97490253413,"YES",1,null,13.708,11.574999999999999,12.50331411195598,0,0,0,null,-52920.504164278886,null,-6947.7698639988012,null,89476.916548375622,null,89476.916548375622,null,72561.97490253413,null,72561.97490253413,0.97637490163934448,null,"CheTgs117"]
[458,"CheNgs117",1.0052083313465119,7248.4020654536762,0,4374.44580078125,0,0,81921.222782285229,0,780237.45345577458,0,0,null,86295.668526111898,780237.45345577458,784611.89919960126,null,26074.615541170089,7467.425319366439,0,0,98700.268412391772,0,null,33542.040240881521,98700.265625,null,-52753.628342184958,-751069.85901567433,-681537.18783077458,null,0.40944262184688363,4.2989528498432628E-2,0,0,0.38868741376740856,4.2749849030665539E-2,0,0,0.12650029191477993,"FAIL",0,null,"CheNgs117",null,-681537.18783077458,681537.18783077458,4.3684038734080007E-2,"FAIL",0,1,null,null,92.455761433822474,null,72561.97490253413,"YES",1,null,13.708,11.574999999999999,12.50331411195598,0,0,0,null,-52920.504164278886,null,-6947.7698639988012,null,89476.916548375622,null,89476.916548375622,null,72561.97490253413,null,72561.97490253413,0.97637490163934448,null,"CheNgs117"]
[459,"ChoTgs117",1.0014851570129395,10334.355722817088,0,6236.83349609375,0,0,116798.57847776463,0,1112417.670152884,0,0,null,123035.41196910653,1112417.670152884,1118654.5036442257,null,35037.721280070196,7439.7668475651853,0,0,140721.17888887308,0,null,42477.490000922728,140721.171875,null,-80557.921972935656,-1076177.013648055,-971696.49827788398,null,0.3636815666297627,3.8184839328455539E-2,0,0,0.34524605005547521,3.7971947426451991E-2,0,0,0.12650030258478376,"FAIL",0,null,"ChoTgs117",null,-971696.49827788398,971696.49827788398,3.8801728170282976E-2,"FAIL",0,1,null,null,92.455761433822474,null,103454.69689074173,"YES",1,null,13.708,11.574999999999999,12.50331411195598,0,0,0,null,-80769.252768960141,null,-10603.946224394964,null,127571.03799939278,null,127571.03799939278,null,103454.69689074173,null,103454.69689074173,0.97637490163934437,null,"ChoTgs117"]
[460,"ChoNgs117",1.0014851570129395,10334.355722817088,0,6236.83349609375,0,0,116798.57847776463,0,1112417.670152884,0,0,null,123035.41196910653,1112417.670152884,1118654.5036442257,null,35037.721280070196,7439.7668475651853,0,0,140721.17888887308,0,null,42477.490000922728,140721.171875,null,-80557.921972935656,-1076177.013648055,-971696.49827788398,null,0.3636815666297627,3.8184839328455539E-2,0,0,0.34524605005547521,3.7971947426451991E-2,0,0,0.12650030258478376,"FAIL",0,null,"ChoNgs117",null,-971696.49827788398,971696.49827788398,3.8801728170282976E-2,"FAIL",0,1,null,null,92.455761433822474,null,103454.69689074173,"YES",1,null,13.708,11.574999999999999,12.50331411195598,0,0,0,null,-80769.252768960141,null,-10603.946224394964,null,127571.03799939278,null,127571.03799939278,null,103454.69689074173,null,103454.69689074173,0.97637490163934437,null,"ChoNgs117"]
[461,"CinTgs117",1.0121621549129487,9403.3323265907238,0,5674.95654296875,0,0,106276.17997268037,0,1012199.9085833823,0,0,null,111951.13661332046,1012199.9085833823,1017874.8652240223,null,32433.569349457048,7519.0834250019716,0,0,128043.59032853051,0,null,39952.652237370079,128043.59375,null,-71998.484278279037,-977922.21288898098,-884156.31483338226,null,0.37593233260397968,3.94711083241309E-2,0,0,0.35687580743573144,3.9251045100136814E-2,0,0,0.12650030163429135,"FAIL",0,null,"CinTgs117",null,-884156.31483338226,884156.31483338226,4.0108777605530485E-2,"FAIL",0,1,null,null,92.455761433822474,null,94134.453927611816,"YES",1,null,13.708,11.574999999999999,12.50331411195598,0,0,0,null,-72197.253692395316,null,-9478.5548888645117,null,116078.157158035,null,116078.157158035,null,94134.453927611816,null,94134.453927611816,0.97637490163934426,null,"CinTgs117"]
[462,"CinNgs117",1.0121621549129487,9403.3323265907238,0,5674.95654296875,0,0,106276.17997268037,0,1012199.9085833823,0,0,null,111951.13661332046,1012199.9085833823,1017874.8652240223,null,32433.569349457048,7519.0834250019716,0,0,128043.59032853051,0,null,39952.652237370079,128043.59375,null,-71998.484278279037,-977922.21288898098,-884156.31483338226,null,0.37593233260397968,3.94711083241309E-2,0,0,0.35687580743573144,3.9251045100136814E-2,0,0,0.12650030163429135,"FAIL",0,null,"CinNgs117",null,-884156.31483338226,884156.31483338226,4.0108777605530485E-2,"FAIL",0,1,null,null,92.455761433822474,null,94134.453927611816,"YES",1,null,13.708,11.574999999999999,12.50331411195598,0,0,0,null,-72197.253692395316,null,-9478.5548888645117,null,116078.157158035,null,116078.157158035,null,94134.453927611816,null,94134.453927611816,0.97637490163934426,null,"CinNgs117"]
[463,"CloTgs117",1.0252336502075194,9754.858540076757,0,5887.10498046875,0,0,110249.11869610642,0,1050039.1659344388,0,0,null,116136.22357193442,1050039.1659344388,1055926.2708102663,null,33510.450656845074,7616.1880866733582,0,0,132830.26348928484,0,null,41126.63932363013,132830.265625,null,-75009.584352945036,-1014799.6315912774,-917208.90030943882,null,0.3730337240789442,3.9166766972002595E-2,0,0,0.35412413131464188,3.8948400524210787E-2,0,0,0.12650029630732224,"FAIL",0,null,"CloTgs117",null,-917208.90030943882,917208.90030943882,3.9799519414180515E-2,"FAIL",0,1,null,null,92.455761433822488,null,97653.498934251518,"YES",1,null,13.708,11.574999999999999,12.50331411195598,0,0,0,null,-75214.194498833749,null,-9874.6397476060847,null,120417.52922041979,null,120417.52922041979,null,97653.498934251518,null,97653.498934251518,0.97637490163934426,null,"CloTgs117"]
[464,"CloNgs117",1.0252336502075194,9754.858540076757,0,5887.10498046875,0,0,110249.11869610642,0,1050039.1659344388,0,0,null,116136.22357193442,1050039.1659344388,1055926.2708102663,null,33510.450656845074,7616.1880866733582,0,0,132830.26348928484,0,null,41126.63932363013,132830.265625,null,-75009.584352945036,-1014799.6315912774,-917208.90030943882,null,0.3730337240789442,3.9166766972002595E-2,0,0,0.35412413131464188,3.8948400524210787E-2,0,0,0.12650029630732224,"FAIL",0,null,"CloNgs117",null,-917208.90030943882,917208.90030943882,3.9799519414180515E-2,"FAIL",0,1,null,null,92.455761433822488,null,97653.498934251518,"YES",1,null,13.708,11.574999999999999,12.50331411195598,0,0,0,null,-75214.194498833749,null,-9874.6397476060847,null,120417.52922041979,null,120417.52922041979,null,97653.498934251518,null,97653.498934251518,0.97637490163934426,null,"CloNgs117"]
[465,"CmiTgs117",1.0094594538211823,9403.3323265907238,0,5674.95654296875,0,0,106276.17997268037,0,1012199.9085833823,0,0,null,111951.13661332046,1012199.9085833823,1017874.8652240223,null,32418.772912500572,7499.0057774795941,0,0,128043.59032853051,0,null,39917.778486811178,128043.59375,null,-72033.358028837945,-977957.0866395398,-884156.31483338226,null,0.37560418992357969,3.9436654902170305E-2,0,0,0.35656429875753215,3.9216783766299307E-2,0,0,0.12650030163429135,"FAIL",0,null,"CmiTgs117",null,-884156.31483338226,884156.31483338226,4.0073767576731215E-2,"FAIL",0,1,null,null,92.455761433822474,null,94134.453927611816,"YES",1,null,13.708,11.574999999999999,12.50331411195598,0,0,0,null,-72231.953941707659,null,-9483.1105776330296,null,116078.157158035,null,116078.157158035,null,94134.453927611816,null,94134.453927611816,0.97637490163934426,null,"CmiTgs117"]
[466,"CmiNgs117",1.0094594538211823,9403.3323265907238,0,5674.95654296875,0,0,106276.17997268037,0,1012199.9085833823,0,0,null,111951.13661332046,1012199.9085833823,1017874.8652240223,null,32418.772912500572,7499.0057774795941,0,0,128043.59032853051,0,null,39917.778486811178,128043.59375,null,-72033.358028837945,-977957.0866395398,-884156.31483338226,null,0.37560418992357969,3.9436654902170305E-2,0,0,0.35656429875753215,3.9216783766299307E-2,0,0,0.12650030163429135,"FAIL",0,null,"CmiNgs117",null,-884156.31483338226,884156.31483338226,4.0073767576731215E-2,"FAIL",0,1,null,null,92.455761433822474,null,94134.453927611816,"YES",1,null,13.708,11.574999999999999,12.50331411195598,0,0,0,null,-72231.953941707659,null,-9483.1105776330296,null,116078.157158035,null,116078.157158035,null,94134.453927611816,null,94134.453927611816,0.97637490163934426,null,"CmiNgs117"]
[467,"CofTgs117",1.0094594538211823,9403.3323265907238,0,5674.95654296875,0,0,106276.17997268037,0,1012199.9085833823,0,0,null,111951.13661332046,1012199.9085833823,1017874.8652240223,null,32418.772912500572,7499.0057774795941,0,0,128043.59032853051,0,null,39917.778486811178,128043.59375,null,-72033.358028837945,-977957.0866395398,-884156.31483338226,null,0.37560418992357969,3.9436654902170305E-2,0,0,0.35656429875753215,3.9216783766299307E-2,0,0,0.12650030163429135,"FAIL",0,null,"CofTgs117",null,-884156.31483338226,884156.31483338226,4.0073767576731215E-2,"FAIL",0,1,null,null,92.455761433822474,null,94134.453927611816,"YES",1,null,13.708,11.574999999999999,12.50331411195598,0,0,0,null,-72231.953941707659,null,-9483.1105776330296,null,116078.157158035,null,116078.157158035,null,94134.453927611816,null,94134.453927611816,0.97637490163934426,null,"CofTgs117"]
[468,"CofNgs117",1.0094594538211823,9403.3323265907238,0,5674.95654296875,0,0,106276.17997268037,0,1012199.9085833823,0,0,null,111951.13661332046,1012199.9085833823,1017874.8652240223,null,32418.772912500572,7499.0057774795941,0,0,128043.59032853051,0,null,39917.778486811178,128043.59375,null,-72033.358028837945,-977957.0866395398,-884156.31483338226,null,0.37560418992357969,3.9436654902170305E-2,0,0,0.35656429875753215,3.9216783766299307E-2,0,0,0.12650030163429135,"FAIL",0,null,"CofNgs117",null,-884156.31483338226,884156.31483338226,4.0073767576731215E-2,"FAIL",0,1,null,null,92.455761433822474,null,94134.453927611816,"YES",1,null,13.708,11.574999999999999,12.50331411195598,0,0,0,null,-72231.953941707659,null,-9483.1105776330296,null,116078.157158035,null,116078.157158035,null,94134.453927611816,null,94134.453927611816,0.97637490163934426,null,"CofNgs117"]
[469,"CreTgs117",0.90597014725208269,7789.3276687939915,0,4700.89697265625,0,0,88034.747730229719,0,838464.06175624591,0,0,null,92735.644825902869,838464.06175624591,843164.95885191893,null,27057.32604344346,6730.2112459792661,0,0,106065.96112075879,0,null,33787.535504059801,106065.9609375,null,-58948.109198826169,-809377.42322484241,-732398.10081874591,null,0.38379772050460143,4.0296939421933561E-2,0,0,0.36434248785686524,4.0072271925289185E-2,0,0,0.12650030666232057,"FAIL",0,null,"CreTgs117",null,-732398.10081874591,732398.10081874591,4.0947950180731059E-2,"FAIL",0,1,null,null,92.455761433822474,null,77977.047656454582,"YES",1,null,13.708,11.574999999999999,12.50331411195598,0,0,0,null,-59116.206390388652,null,-7761.1845109804117,null,96154.289035537513,null,96154.289035537513,null,77977.047656454582,null,77977.047656454582,0.97637490163934437,null,"CreTgs117"]
[470,"CreNgs117",0.90597014725208269,7789.3276687939915,0,4700.89697265625,0,0,88034.747730229719,0,838464.06175624591,0,0,null,92735.644825902869,838464.06175624591,843164.95885191893,null,27057.32604344346,6730.2112459792661,0,0,106065.96112075879,0,null,33787.535504059801,106065.9609375,null,-58948.109198826169,-809377.42322484241,-732398.10081874591,null,0.38379772050460143,4.0296939421933561E-2,0,0,0.36434248785686524,4.0072271925289185E-2,0,0,0.12650030666232057,"FAIL",0,null,"CreNgs117",null,-732398.10081874591,732398.10081874591,4.0947950180731059E-2,"FAIL",0,1,null,null,92.455761433822474,null,77977.047656454582,"YES",1,null,13.708,11.574999999999999,12.50331411195598,0,0,0,null,-59116.206390388652,null,-7761.1845109804117,null,96154.289035537513,null,96154.289035537513,null,77977.047656454582,null,77977.047656454582,0.97637490163934437,null,"CreNgs117"]
[471,"CrtTgs117",0.93286713361740115,7299.0901418893945,0,4405.0361328125,0,0,82494.097902152847,0,785693.64508468576,0,0,null,86899.134222707522,785693.64508468576,790098.68140524032,null,25822.426194381133,6930.0218033887768,0,0,99390.479400184136,0,null,32752.448992429461,99390.4765625,null,-54146.685042535886,-757346.23222506884,-686303.16852218576,null,0.39702778532444222,4.1686030168793395E-2,0,0,0.3769019030644305,4.1453618099905894E-2,0,0,0.12650029331952561,"FAIL",0,null,"CrtTgs117",null,-686303.16852218576,686303.16852218576,4.2359481967539241E-2,"FAIL",0,1,null,null,92.455761433822474,null,73069.40130045393,"YES",1,null,13.708,11.574999999999999,12.50331411195598,0,0,0,null,-54309.632549960901,null,-7130.1442477595183,null,90102.627462190721,null,90102.627462190721,null,73069.40130045393,null,73069.40130045393,0.97637490163934426,null,"CrtTgs117"]
[472,"CrtNgs117",0.93286713361740115,7299.0901418893945,0,4405.0361328125,0,0,82494.097902152847,0,785693.64508468576,0,0,null,86899.134222707522,785693.64508468576,790098.68140524032,null,25822.426194381133,6930.0218033887768,0,0,99390.479400184136,0,null,32752.448992429461,99390.4765625,null,-54146.685042535886,-757346.23222506884,-686303.16852218576,null,0.39702778532444222,4.1686030168793395E-2,0,0,0.3769019030644305,4.1453618099905894E-2,0,0,0.12650029331952561,"FAIL",0,null,"CrtNgs117",null,-686303.16852218576,686303.16852218576,4.2359481967539241E-2,"FAIL",0,1,null,null,92.455761433822474,null,73069.40130045393,"YES",1,null,13.708,11.574999999999999,12.50331411195598,0,0,0,null,-54309.632549960901,null,-7130.1442477595183,null,90102.627462190721,null,90102.627462190721,null,73069.40130045393,null,73069.40130045393,0.97637490163934426,null,"CrtNgs117"]
[473,"CscTgs117",1.0058252394199372,10133.68891828857,0,6115.73046875,0,0,114530.64827047958,0,1090817.3947302361,0,0,null,120646.3786032635,1090817.3947302361,1096933.1250630205,null,34487.601051227539,7472.0081653532443,0,0,137988.73285599938,0,null,41959.609481947366,137988.734375,null,-78686.769257282212,-1054973.5157170389,-952828.66035523615,null,0.36636140732264161,3.8466208629102543E-2,0,0,0.34779004492659266,3.8251748003631306E-2,0,0,0.12650030613888882,"FAIL",0,null,"CscTgs117",null,-952828.66035523615,952828.66035523615,3.9087643358100402E-2,"FAIL",0,1,null,null,92.45576143382246,null,101445.86782490207,"YES",1,null,13.708,11.574999999999999,12.50331411195598,0,0,0,null,-78895.523533311803,null,-10357.950088826808,null,125093.9377187369,null,125093.9377187369,null,101445.86782490207,null,101445.86782490207,0.97637490163934448,null,"CscTgs117"]
[474,"CscNgs117",1.0058252394199372,10133.68891828857,0,6115.73046875,0,0,114530.64827047958,0,1090817.3947302361,0,0,null,120646.3786032635,1090817.3947302361,1096933.1250630205,null,34487.601051227539,7472.0081653532443,0,0,137988.73285599938,0,null,41959.609481947366,137988.734375,null,-78686.769257282212,-1054973.5157170389,-952828.66035523615,null,0.36636140732264161,3.8466208629102543E-2,0,0,0.34779004492659266,3.8251748003631306E-2,0,0,0.12650030613888882,"FAIL",0,null,"CscNgs117",null,-952828.66035523615,952828.66035523615,3.9087643358100402E-2,"FAIL",0,1,null,null,92.45576143382246,null,101445.86782490207,"YES",1,null,13.708,11.574999999999999,12.50331411195598,0,0,0,null,-78895.523533311803,null,-10357.950088826808,null,125093.9377187369,null,125093.9377187369,null,101445.86782490207,null,101445.86782490207,0.97637490163934448,null,"CscNgs117"]
[475,"CwaTgs117",0.9588235318660735,6822.0256232661886,0,4117.12548828125,0,0,77102.329018646633,0,734341.12301474542,0,0,null,81219.454499988002,734341.12301474542,738458.2484960868,null,24637.035768596776,7122.8449818656736,0,0,92894.372311622501,0,null,31759.879018996515,92894.375,null,-49459.575487931368,-706698.36948403018,-641446.74801474542,null,0.41191854284084756,4.3249489949044817E-2,0,0,0.39103782722755731,4.3008361113683655E-2,0,0,0.12650030359001793,"FAIL",0,null,"CwaTgs117",null,-641446.74801474542,641446.74801474542,4.3948200300738448E-2,"FAIL",0,1,null,null,92.455761433822474,null,68293.623437679169,"YES",1,null,13.708,11.574999999999999,12.50331411195598,0,0,0,null,-49617.584836284586,null,-6514.1397666924404,null,84213.566283918437,null,84213.566283918437,null,68293.623437679169,null,68293.623437679169,0.97637490163934426,null,"CwaTgs117"]
[482,"CdaNgs118",1.0094594538211823,9403.3323265907238,0,11112.7919921875,0,0,106276.17997268037,0,41180.884344687744,0,0,null,117388.97188657346,41180.884344687744,52293.676258580905,null,32850.747974893988,7843.3147115624552,0,0,128043.59032853051,0,null,40694.063643061178,128043.59375,null,-76694.908321806695,-11599.612693814066,86862.709405312256,null,0.38290860335328292,0.98817847869531328,0,0,0.34666002233361481,0.77818326217706524,0,0,3.1092968445811771,"PASS",1,null,"CdaNgs118",null,86862.709405312256,0,0.34666002233361481,"FAIL",0,1,null,null,1.6098091034704802,null,-599.05041687650373,"NO",0,null,13.708,11.574999999999999,12.50331411195598,0,0,0,null,-76897.366349881631,null,-6803.7612679398253,null,0,null,0,null,-599.05041687650373,null,-599.05041687650373,-0.35685433333333327,null,"CdaNgs118"]
[525,"CreTgs119",0.90597014725208269,7789.3276687939915,0,10984.232421875,0,0,88034.747730229719,0,4258.0620486078951,0,0,null,99018.980102535425,4258.0620486078951,15242.294420913562,null,27445.015226406038,7039.2217907123622,0,0,106065.96112075879,0,null,34484.238629059801,106065.9609375,null,-64534.741523044919,19241.944158576905,101807.8988888921,null,0.39171167656130473,8.0985758862611856,0,1,0.34825887497617103,2.2624046987046103,0,1,24.909444655034221,"PASS",1,null,"CreTgs119",null,101807.8988888921,0,0.34825887497617103,"FAIL",0,1,null,null,0.20094282868329438,null,-1713.215429700811,"NO",0,null,13.708,11.574999999999999,12.50331411195598,0,0,0,null,-64706.304899308889,null,-5725.1148116349041,null,0,null,0,null,-1713.215429700811,null,-1713.215429700811,-9.8701388957055229,null,"CreTgs119"]
[546,"CinNgs120",1.0121621549129487,9403.3323265907238,0,8958.7236328125,0,0,106276.17997268037,0,179623.53130559155,0,0,null,115234.903626894,179623.53130559155,188582.25495980514,null,32433.569349457048,7519.0834250019716,0,0,128043.59032853051,0,null,39952.652237370079,128043.59375,null,-75282.251368122787,-148629.60270103396,-51579.937555591547,null,0.37593233260397968,0.22242437806992599,0,0,0.34670617137102949,0.2118579621949036,0,0,0.71284420709979712,"FAIL",0,null,"CinNgs120",null,-51579.937555591547,51579.937555591547,0.23950298402280573,"FAIL",0,1,null,null,10.393153510125286,null,8560.1578269999482,"YES",1,null,13.708,11.574999999999999,12.50331411195598,0,0,0,null,-75481.020782239066,null,-6678.4451801131117,null,4563.7139215760508,null,4563.7139215760508,null,8560.1578269999482,null,4563.7139215760508,0.42108817890142025,null,"CinNgs120"]
[562,"CasNgs121",0.91491227895021443,6103.9175288030956,0,6479.576171875,0,0,68986.292869292782,0,29861.026316724587,0,0,null,75465.869193387174,29861.026316724587,36340.602640818979,null,22779.882154109135,7019.0434476865412,0,0,83116.015505172021,0,null,29798.924158160316,83116.015625,null,-45666.944883007469,-6541.6783304392702,53254.989308275413,null,0.43195427553441462,0.9979202939006323,0,0,0.39486624267063763,0.81998982178428492,0,0,2.783427962033854,"PASS",1,null,"CasNgs121",null,53254.989308275413,0,0.39486624267063763,"FAIL",0,1,null,null,2.3888472825395826,null,138.4741108418516,"YES",1,null,13.708,11.574999999999999,12.50331411195598,0,0,0,null,-45815.198237028162,null,-4053.6586107484682,null,0,null,0,null,138.4741108418516,null,0,0,null,"CasNgs121"]
[610,"CreNgs122",0.97021276354789721,7402.6236570874125,0,4667.24951171875,0,0,83664.230586209291,0,76050.460887993555,0,0,null,88331.480047459059,76050.460887993555,80717.710349243294,null,26731.109287391122,7538.3751302495466,0,0,100800.27781471009,0,null,34269.482534700808,100800.28125,null,-54061.997563227233,-46448.227865011497,24749.820362006445,null,0.4096073351130487,0.45061505393336931,0,0,0.38796454555848264,0.42455964577041511,0,0,1.325439452608417,"PASS",1,null,"CreNgs122",null,24749.820362006445,0,0.38796454555848264,"FAIL",0,1,null,null,8.4463893780573631,null,5140.7061738307693,"YES",1,null,13.708,11.574999999999999,12.50331411195598,0,0,0,null,-54232.492501210807,null,-6865.1515033816895,null,0,null,0,null,5140.7061738307693,null,0,0,null,"CreNgs122"]
[631,"CloTgs123",1.0252336502075194,9754.858540076757,0,7845.57275390625,0,0,110249.11869610642,0,113703.94983888915,0,0,null,118094.69137845498,113703.94983888915,121549.5225212377,null,33949.175925442833,7965.8773227814609,0,0,132830.26348928484,0,null,41915.05338613013,132830.265625,null,-76179.638063882536,-79634.469206665264,19126.315786110848,null,0.38018492920261693,0.3686332220254524,0,0,0.3549274981921775,0.34483930904895682,0,0,1.1682115336644994,"PASS",1,null,"CloTgs123",null,19126.315786110848,0,0.3549274981921775,"FAIL",0,1,null,null,7.5124424828622409,null,5763.88053636733,"YES",1,null,13.708,11.574999999999999,12.50331411195598,0,0,0,null,-76388.170667793616,null,-7873.8801293445222,null,0,null,0,null,5763.88053636733,null,0,0,null,"CloTgs123"]
[647,"CcoEgs124",1.0014851570129395,10334.355722817088,0,5226.79931640625,0,0,116798.57847776463,0,44934.543587588603,0,0,null,122025.37794691796,44934.543587588603,50161.34305674192,null,35037.721280070196,7439.7668475651853,0,0,140721.17888887308,0,null,42477.490000922728,140721.171875,null,-79547.887793248156,-7683.8529030721256,95786.628287411397,null,0.3636815666297627,0.94531927131124704,0,0,0.34810373685195722,0.8468172409622593,0,0,3.1316924717550414,"PASS",1,null,"CcoEgs124",null,95786.628287411397,0,0.34810373685195722,"FAIL",0,1,null,null,3.7346200225189303,null,1776.7551248174732,"YES",1,null,13.708,11.574999999999999,12.50331411195598,0,0,0,null,-79759.218589272641,null,-10471.341950379405,null,0,null,0,null,1776.7551248174732,null,0,0,null,"CcoEgs124"]
[668,"CrtNgs124",0.93286713361740115,7299.0901418893945,0,3691.655517578125,0,0,82494.097902152847,0,30949.617915004117,0,0,null,86185.753309957887,30949.617915004117,34641.273322809117,null,25822.426194381133,6930.0218033887768,0,0,99390.479400184136,0,null,32752.448992429461,99390.4765625,null,-53433.304427301511,-1888.8244401527772,68440.858647495887,null,0.39702778532444222,1.0582505116016747,0,1,0.38002161253870603,0.945474740014141,0,0,3.2113636050516905,"PASS",1,null,"CrtNgs124",null,68440.858647495887,0,0.38002161253870603,"FAIL",0,1,null,null,3.6419673240683523,null,1179.9141102161573,"YES",1,null,13.708,11.574999999999999,12.50331411195598,0,0,0,null,-53596.251934726533,null,-7036.486705784856,null,0,null,0,null,1179.9141102161573,null,0,0,null,"CrtNgs124"]
[711,"ChoEgs201",0.85303696691989894,5257.8553726642058,0,2187.554931640625,0,0,59424.123751901738,0,148010.24435384502,0,0,null,61611.678762988275,148010.24435384502,150197.79936493153,null,20089.09080350665,6336.9847289271638,0,0,71595.329821568375,0,null,26426.075867238585,71595.328125,null,-35185.602816303777,-123771.72341824706,-76414.916228845017,null,0.44470282771974196,0.17854220822757588,0,0,0.42891342083002659,0.17594183132477006,0,0,0.48371873472378396,"FAIL",0,null,"ChoEgs201",null,-76414.916228845017,76414.916228845017,0.19145640652812296,"FAIL",0,1,null,null,35.072203417134865,null,19176.148199233616,"YES",1,null,13.708,11.574999999999999,12.50331411195598,0,0,0,null,-35317.07583056864,null,-6079.0639542578519,null,13153.160387427401,null,13153.160387427401,null,19176.148199233616,null,13153.160387427401,0.64319429898450398,null,"ChoEgs201"]
[732,"CcoNgs202",0.85314384093508122,5261.7210927792812,0,2189.163330078125,0,0,59467.814004719032,0,293744.10178846173,0,0,null,61656.977233927457,293744.10178846173,295933.26501767023,null,20101.012365526178,6337.7786675586594,0,0,71647.96868038438,0,null,26438.790824071446,71647.96875,null,-35218.186510725711,-269494.47429446841,-222096.13303846173,null,0.44458992257514984,9.000620153085219E-2,0,0,0.42880452410939496,8.9340381567043672E-2,0,0,0.24391287625443764,"FAIL",0,null,"CcoNgs202",null,-222096.13303846173,222096.13303846173,9.3175333970059129E-2,"FAIL",0,1,null,null,69.553863437348397,null,39310.442405858405,"YES",1,null,13.708,11.574999999999999,12.50331411195598,0,0,0,null,-35349.722783482284,null,-6084.6834148164162,null,38229.002967611508,null,38229.002967611508,null,39310.442405858405,null,38229.002967611508,0.94194960125094029,null,"CcoNgs202"]
[753,"CscEgs202",0.89862364381551751,3282.3786176575527,0,1365.648681640625,0,0,37097.344706429911,0,179595.39558292751,0,0,null,38462.993351907877,179595.39558292751,180961.04422840549,null,15407.768534544539,6675.6360260370138,0,0,44695.596031843284,0,null,22083.4054199776,44695.59765625,null,-16379.587968092936,-158877.63884459052,-134899.79792667751,null,0.59528264340035064,0.12296197988985007,0,0,0.57414682204185552,0.12203402953229693,0,0,0.24886828257026208,"FAIL",0,null,"CscEgs202",null,-134899.79792667751,134899.79792667751,0.12738261337684723,"FAIL",0,1,null,null,68.168928991856845,null,24018.607174310437,"YES",1,null,13.708,11.574999999999999,12.50331411195598,0,0,0,null,-16489.455656749538,null,-2838.2999767357974,null,23220.056579625649,null,23220.056579625649,null,24018.607174310437,null,23220.056579625649,0.93577603242640872,null,"CscEgs202"]
[796,"ChoNgs204",0.85303695518523448,5257.8553726642058,0,1833.2877197265625,0,0,59424.123751901738,0,24053.387561688916,0,0,null,61257.411458823102,24053.387561688916,25886.675268610277,null,20089.090739263065,6336.9846417534673,0,0,71595.329821568375,0,null,26426.075859544046,71595.328125,null,-34831.335612084251,539.40057812856685,47541.940563311087,null,0.44470282759025687,1.0986425837845075,0,1,0.43139393625509992,1.0208369971139482,0,1,2.9765174631382738,"PASS",1,null,"ChoNgs204",null,47541.940563311087,0,0.43139393625509992,"FAIL",0,1,null,null,5.6996416488942021,null,2049.7235520378845,"YES",1,null,13.708,11.574999999999999,12.50331411195598,0,0,0,null,-34962.808626310849,null,-6018.0845854700437,null,0,null,0,null,2049.7235520378845,null,0,0,null,"ChoNgs204"]
[817,"CdaEgs205",0.85303694261237972,5257.8548630109281,0,1833.2874755859375,0,0,59424.117991815699,0,29428.955919176427,0,0,null,61257.405477858316,29428.955919176427,31262.243405219044,null,20089.089175841254,6336.9845483530735,0,0,71595.322881705637,0,null,26426.074206612146,71595.3203125,null,-34831.331260789491,-4836.1691881502193,42166.364393323573,null,0.44470284288025491,0.89796166330836258,0,0,0.43139395155537369,0.84530319442908364,0,0,2.4328189049291833,"PASS",1,null,"CdaEgs205",null,42166.364393323573,0,0.43139395155537369,"FAIL",0,1,null,null,6.9734261239432351,null,2792.4359150766682,"YES",1,null,13.708,11.574999999999999,12.50331411195598,0,0,0,null,-34962.804266792533,null,-6018.0838350740942,null,0,null,0,null,2792.4359150766682,null,0,0,null,"CdaEgs205"]
[838,"CscNgs205",0.89862269610166534,3282.3755597378836,0,1144.4853515625,0,0,37097.310145913529,0,33440.522061330281,0,0,null,38241.795557377794,33440.522061330281,34585.007472794561,null,15407.753575229612,6675.628985722884,0,0,44695.554392666883,0,null,22083.383211675664,44695.5546875,null,-16158.412285800365,-12501.624201217117,11255.032626169719,null,0.59528259932636296,0.66037794419520424,0,0,0.57746721680819546,0.63852474998872788,0,0,1.3365686876995482,"PASS",1,null,"CscNgs205",null,11255.032626169719,0,0.57746721680819546,"FAIL",0,1,null,null,12.693012128112734,null,3825.2072478990985,"YES",1,null,13.708,11.574999999999999,12.50331411195598,0,0,0,null,-16268.279863967902,null,-2800.2293902607562,null,0,null,0,null,3825.2072478990985,null,0,0,null,"CscNgs205"]
[854,"CinNgs206",0.85557173937559128,5349.5348622647907,0,1865.2540283203125,0,0,60460.282594128679,0,111749.67327240048,0,0,null,62325.536645695902,111749.67327240048,113614.92732396768,null,20305.523008189808,6355.8148792792999,0,0,72843.713968829761,0,null,26661.338384429931,72843.7109375,null,-35664.19823801906,-86953.588916290872,-38905.962334900483,null,0.44097277155332093,0.23858090680444655,0,0,0.42777551272341235,0.23466404475057731,0,0,0.6518471938610193,"FAIL",0,null,"CinNgs206",null,-38905.962334900483,38905.962334900483,0.26336998522231503,"FAIL",0,1,null,null,26.026164984712214,null,14144.020616574753,"YES",1,null,13.708,11.574999999999999,12.50331411195598,0,0,0,null,-35796.841712568457,null,-6161.6451819262938,null,6696.8124532862585,null,6696.8124532862585,null,14144.020616574753,null,6696.8124532862585,0.43373626005193355,null,"CinNgs206"]
[902,"CdaNgs208",0.87402132079005235,6016.828995932452,0,2503.329345703125,0,0,68002.020882356301,0,249290.03906643021,0,0,null,70505.350327887776,249290.03906643021,251793.36851196183,null,21855.569470839153,6326.014534821963,0,0,81930.14564139313,0,null,28181.584267262151,81930.1484375,null,-42323.765960797275,-223611.78414487117,-167359.89062893021,null,0.41442274658302253,0.11304737394562479,0,0,0.39970845015456091,0.11192345709889692,0,0,0.32865391952410683,"FAIL",0,null,"CdaNgs208",null,-167359.89062893021,167359.89062893021,0.11847710142822257,"FAIL",0,1,null,null,51.619898652519126,null,32985.56338648207,"YES",1,null,13.708,11.574999999999999,12.50331411195598,0,0,0,null,-42463.972847699079,null,-7309.2463241137848,null,28807.353230254259,null,28807.353230254259,null,32985.56338648207,null,28807.353230254259,0.83637743782895613,null,"CdaNgs208"]
[918,"CreNgs208",0.91860654801130293,4301.8762940179622,0,1789.8154296875,0,0,48619.676872466531,0,178235.43279803114,0,0,null,50409.492329743029,178235.43279803114,180025.24825530761,null,17936.99306793635,6648.7146666505805,0,0,58577.923942730791,0,null,24585.707703059656,58577.92578125,null,-25823.784599094375,-155439.54052465898,-119657.50701678114,null,0.50567402509790471,0.13793950684833325,0,0,0.48771980395464315,0.13656810889081822,0,0,0.32865477341774141,"FAIL",0,null,"CreNgs208",null,-119657.50701678114,119657.50701678114,0.14456483504452763,"FAIL",0,1,null,null,51.619768059535666,null,23583.75733749842,"YES",1,null,13.708,11.574999999999999,12.50331411195598,0,0,0,null,-25946.101552840941,null,-4466.0552153320641,null,20596.428799817721,null,20596.428799817721,null,23583.75733749842,null,20596.428799817721,0.83637633435211145,null,"CreNgs208"]
[939,"CloEgs209",0.92798103392124187,6273.9913760016707,0,2427.4580078125,0,0,70908.462390241199,0,285785.47645935573,0,0,null,73335.920452276026,285785.47645935573,288212.93452139047,null,23003.790067485083,6893.7242683940412,0,0,85431.882397880996,0,null,29897.515638091187,85431.8828125,null,-43438.404759962512,-258315.41882907704,-200353.59364685573,null,0.42163536805454466,0.10461523800473184,0,0,0.40767901290135922,0.10373412176439625,0,0,0.29893710440058024,"FAIL",0,null,"CloEgs209",null,-200353.59364685573,200353.59364685573,0.10923880566789027,"FAIL",0,1,null,null,51.14348475285108,null,34063.913633580618,"YES",1,null,13.708,11.574999999999999,12.50331411195598,0,0,0,null,-43587.148618858475,null,-7074.0026225528882,null,32516.507544210894,null,32516.507544210894,null,34063.913633580618,null,32516.507544210894,0.91380477059475307,null,"CloEgs209"]
[987,"CgrEgs211",0.85000000000000009,3680.702469280237,0,2221.32177734375,0,0,41599.188932732162,0,13871.638204852759,0,0,null,43820.510695489524,13871.638204852759,16092.959967610142,null,16224.548318897483,6314.4239094785717,0,0,50119.50473823151,0,null,22538.972377822505,50119.50390625,null,-21281.538332253407,6446.0123956259959,36247.865701397241,null,0.54181278424127644,1.6248241227872873,0,1,0.51434755124020004,1.4005485878767585,0,1,3.6130919193607958,"PASS",1,null,"CgrEgs211",null,36247.865701397241,0,0.51434755124020004,"FAIL",0,1,null,null,3.2370284960606472,null,429.70758914735808,"YES",1,null,13.708,11.574999999999999,12.50331411195598,0,0,0,null,-21393.672523187841,null,-2808.7093194624913,null,0,null,0,null,429.70758914735808,null,0,0,null,"CgrEgs211"]
[1003,"CrtEgs211",0.85000000000000009,3133.8608106866855,0,1891.300048828125,0,0,35418.800905723248,0,29012.185245985936,0,0,null,37310.101006282392,29012.185245985936,30903.485346545091,null,14693.462164813567,6314.4239094785717,0,0,42673.254103281019,0,null,21007.886377865521,42673.25390625,null,-16302.214576685852,-9895.5989169485401,13661.068660264064,null,0.59312810825481399,0.72410561975065724,0,0,0.56306163318764268,0.67979019768980142,0,0,1.4708734810713433,"PASS",1,null,"CrtEgs211",null,13661.068660264064,0,0.56306163318764268,"FAIL",0,1,null,null,7.9515217360150618,null,2004.3074291277592,"YES",1,null,13.708,11.574999999999999,12.50331411195598,0,0,0,null,-16406.731424336918,null,-2153.9891948662325,null,0,null,0,null,2004.3074291277592,null,0,0,null,"CrtEgs211"]
[1024,"CloNgs212",0.90918686240911495,6075.4523739095976,0,2579.19970703125,0,0,68664.58054228533,0,31593.116109994535,0,0,null,71243.780331813789,31593.116109994535,34172.315899522953,null,22777.464555073431,7064.2150771871738,0,0,82728.410291910055,0,null,29841.678032602053,82728.4140625,null,-41402.102216714527,-4330.6377844237286,51135.297952505469,null,0.43460074753132466,0.94456266766169317,0,0,0.41886713377885804,0.87327057938911878,0,0,2.6185582256106965,"PASS",1,null,"CloNgs212",null,51135.297952505469,0,0.41886713377885804,"FAIL",0,1,null,null,5.3211980497311959,null,2113.4818727056795,"YES",1,null,13.708,11.574999999999999,12.50331411195598,0,0,0,null,-41550.568276578226,null,-6249.2547628127004,null,0,null,0,null,2113.4818727056795,null,0,0,null,"CloNgs212"]
[1067,"CcoEgs214",0.92129121124744418,7726.5118829504509,0,3913.975830078125,0,0,87324.805602314576,0,800538.24778868724,0,0,null,91238.781523499842,800538.24778868724,804452.22370987234,null,26963.002896408765,6844.0273551686305,0,0,105210.60915941514,0,null,33807.030779931069,105210.609375,null,-57431.750652461633,-770645.19283883425,-695327.63841368724,null,0.38714120858042883,4.2230375467150555E-2,0,0,0.37053356313161462,4.2024908114310117E-2,0,0,0.13142483780833886,"FAIL",0,null,"CcoEgs214",null,-695327.63841368724,695327.63841368724,4.2980516237327591E-2,"FAIL",0,1,null,null,106.02155808391464,null,88971.932758089737,"YES",1,null,13.708,11.574999999999999,12.50331411195598,0,0,0,null,-57599.94483544636,null,-8663.1000376369611,null,104578.10172770721,null,104578.10172770721,null,88971.932758089737,null,88971.932758089737,0.97939780835748003,null,"CcoEgs214"]
[1088,"CrtNgs214",2.0245416879653928,6721.4231240710442,0,3404.833740234375,0,0,75965.322589560776,0,327001.91669232253,0,0,null,79370.156292913511,327001.91669232253,330406.75039567531,null,30194.280678701783,15039.781694382098,0,0,91524.485047663591,0,null,45234.060797809485,91524.484375,null,-34136.095531985666,-285172.6896347474,-235477.43231732253,null,0.59545670650552318,0.13832965034382474,0,0,0.56991270887580259,0.1369041665722345,0,0,0.27988974896778901,"FAIL",0,null,"CrtNgs214",null,-235477.43231732253,235477.43231732253,0.14366970695941389,"FAIL",0,1,null,null,49.783412783019202,null,35479.421017127584,"YES",1,null,13.708,11.574999999999999,12.50331411195598,0,0,0,null,-34361.140610581737,null,-5167.9563125830346,null,35416.085182003168,null,35416.085182003168,null,35479.421017127584,null,35416.085182003168,0.95441759434709661,null,"CrtNgs214"]
[1097,"CdaEgs215",0.85000000000000009,5148.0128595354672,0,4140.4091796875,0,0,58182.686962423351,0,1441363.2345523713,0,0,null,62323.096317823773,1441363.2345523713,1445503.6439077712,null,19805.250974148887,6314.4239094785717,0,0,70099.622846293147,0,null,26119.675361516631,70099.625,null,-36203.420780594221,-1419383.9683705422,-1371263.6095523713,null,0.4489252168499151,1.8121507983120119E-2,0,0,0.41910105528065911,1.8069601882206132E-2,0,0,4.8634253545234964E-2,"FAIL",0,null,"CdaEgs215",null,-1371263.6095523713,1371263.6095523713,1.8219808580648981E-2,"FAIL",0,1,null,null,180.45146873512803,null,101771.75816605487,"YES",1,null,13.708,11.574999999999999,12.50331411195598,0,0,0,null,-36333.369414233603,null,-3745.1426439707307,null,141346.03817525253,null,141346.03817525253,null,101771.75816605487,null,101771.75816605487,0.98789549083089201,null,"CdaEgs215"]
[1126,"CdaNgs301",0.85000000000000009,5148.0128595354672,0,3469.8837890625,0,0,58182.686962423351,0,2450.2121286883107,0,0,null,61652.570810531688,2450.2121286883107,5920.0959767966506,null,19846.475407013655,6347.4524680131663,0,0,70099.622846293147,0,null,26193.927314641631,70099.625,null,-35458.643436844221,20273.831396890819,67649.412871311695,null,0.45020140323802321,10.690473289210354,0,1,0.42486350520931598,4.4245781957859469,0,1,28.609614726512241,"PASS",1,null,"CdaNgs301",null,67649.412871311695,0,0.42486350520931598,"FAIL",0,1,null,null,0.30675429338704246,null,-1071.8670618794904,"NO",0,null,13.708,11.574999999999999,12.50331411195598,0,0,0,null,-35588.961483185718,null,-3668.4111452954303,null,0,null,0,null,-1071.8670618794904,null,-1071.8670618794904,-6.1206059865228779,null,"CdaNgs301"]
[1174,"ChoNgs303",0.85000000000000009,5148.0128595354672,0,2459.158203125,0,0,58182.686962423351,0,40254.427286017788,0,0,null,60641.845259484719,40254.427286017788,42713.585583079192,null,19805.250974148887,6314.4239094785717,0,0,70099.622846293147,0,null,26119.675361516631,70099.625,null,-34522.169804031721,-16593.910127626157,29845.197713982212,null,0.4489252168499151,0.64886466216323968,0,0,0.43072032670199251,0.61150744107295552,0,0,1.7414140437752252,"PASS",1,null,"ChoNgs303",null,29845.197713982212,0,0.43072032670199251,"FAIL",0,1,null,null,8.4851093192882399,null,3597.1107744562069,"YES",1,null,13.708,11.574999999999999,12.50331411195598,0,0,0,null,-34652.118437671103,null,-5475.5495684400548,null,0,null,0,null,3597.1107744562069,null,0,0,null,"ChoNgs303"]
[1195,"CdaTgs304",0.85000000000000009,5148.0128595354672,0,2459.158203125,0,0,58182.686962423351,0,14792.823524033562,0,0,null,60641.845259484719,14792.823524033562,17251.981821094934,null,19846.475407013655,6347.4524680131663,0,0,70099.622846293147,0,null,26193.927314641631,70099.625,null,-34447.917850906721,8941.9455874830674,55306.801475966437,null,0.45020140323802321,1.7707185698582124,0,1,0.43194476096718176,1.5183141119032373,0,1,4.7387589587688073,"PASS",1,null,"CdaTgs304",null,55306.801475966437,0,0.43194476096718176,"FAIL",0,1,null,null,3.1181346642559689,null,533.13450610039945,"YES",1,null,13.708,11.574999999999999,12.50331411195598,0,0,0,null,-34578.235897248218,null,-5463.8750293190069,null,0,null,0,null,533.13450610039945,null,0,0,null,"CdaTgs304"]
[1211,"CreTgs304",0.85000000000000009,3680.702469280237,0,1758.237548828125,0,0,41599.188932732162,0,13452.090431634129,0,0,null,43357.426491885752,13452.090431634129,15210.327990787717,null,16265.772751762261,6347.4524680131663,0,0,50119.50473823151,0,null,22613.224330947505,50119.50390625,null,-20744.202150612782,7402.8963504852509,36667.413474615867,null,0.5435977217612139,1.6810193512950167,0,1,0.52155365680121268,1.4867019540929236,0,1,3.7257780982789304,"PASS",1,null,"CreTgs304",null,36667.413474615867,0,0.52155365680121268,"FAIL",0,1,null,null,3.9659064405540372,null,727.2177082515484,"YES",1,null,13.708,11.574999999999999,12.50331411195598,0,0,0,null,-20856.705754249331,null,-3295.6693945617371,null,0,null,0,null,727.2177082515484,null,0,0,null,"CreTgs304"]
[1259,"CinTgs306",0.85000000000000009,5148.0128595354672,0,2459.158203125,0,0,58182.686962423351,0,107300.78974045839,0,0,null,60641.845259484719,107300.78974045839,109759.94803751977,null,19846.475407013655,6347.4524680131663,0,0,70099.622846293147,0,null,26193.927314641631,70099.625,null,-34447.917850906721,-83566.020628941769,-37201.164740458393,null,0.45020140323802321,0.24411681757422385,0,0,0.43194476096718176,0.23864741014732721,0,0,0.65330017765534232,"FAIL",0,null,"CinTgs306",null,-37201.164740458393,37201.164740458393,0.26771383402662002,"FAIL",0,1,null,null,22.617608992678967,null,11665.276993088059,"YES",1,null,13.708,11.574999999999999,12.50331411195598,0,0,0,null,-34578.235897248218,null,-5463.8750293190069,null,5878.3367575773063,null,5878.3367575773063,null,11665.276993088059,null,5878.3367575773063,0.45525205791658102,null,"CinTgs306"]
[1275,"CasTgs307",0.85000000000000009,3133.8608106866855,0,1497.0162353515625,0,0,35418.800905723248,0,71525.117027667759,0,0,null,36915.817199439385,71525.117027667759,73022.13332138391,null,14734.686597678341,6347.4524680131663,0,0,42673.254103281019,0,null,21082.138330990521,42673.25390625,null,-15833.67881008429,-51939.9949320288,-28851.863121417759,null,0.59522450765926138,0.29475153913883717,0,0,0.5710868663810027,0.28870888029324626,0,0,0.59661914135341976,"FAIL",0,null,"CasTgs307",null,-28851.863121417759,28851.863121417759,0.32055468958076822,"FAIL",0,1,null,null,24.766365052792171,null,7848.0185516831498,"YES",1,null,13.708,11.574999999999999,12.50331411195598,0,0,0,null,-15938.565070437477,null,-2518.5300936208232,null,4559.0230492640567,null,4559.0230492640567,null,7848.0185516831498,null,4559.0230492640567,0.52968003520394014,null,"CasTgs307"]
[1296,"CreNgs307",0.85000000000000009,3680.702469280237,0,1758.237548828125,0,0,41599.188932732162,0,51818.152191295645,0,0,null,43357.426491885752,51818.152191295645,53576.389750449227,null,16265.772751762261,6347.4524680131663,0,0,50119.50473823151,0,null,22613.224330947505,50119.50390625,null,-20744.202150612782,-30963.165409176265,-1698.648285045645,null,0.5435977217612139,0.43639580677186035,0,0,0.52155365680121268,0.42207443317167537,0,0,0.96721904944092196,"FAIL",0,null,"CreNgs307",null,-1698.648285045645,1698.648285045645,0.50189068728436315,"FAIL",0,1,null,null,15.276878739908524,null,5344.079477480389,"YES",1,null,13.708,11.574999999999999,12.50331411195598,0,0,0,null,-20856.705754249331,null,-3295.6693945617371,null,268.41166726481453,null,268.41166726481453,null,5344.079477480389,null,268.41166726481453,4.3044713872405549E-2,null,"CreNgs307"]
[1317,"CloEgs308",0.85000000000000009,5450.2112611852726,0,2756.549072265625,0,0,61598.124235694253,0,5628.5866602394817,0,0,null,64354.673278615846,5628.5866602394817,8385.1357031610569,null,20546.895983957489,6347.4524680131663,0,0,74214.607512884642,0,null,26894.348350734515,74214.609375,null,-37460.324957225363,18509.212618229409,68586.022714760518,null,0.43660985921954509,4.778170786765541,0,1,0.41790824144247529,3.2073837810970862,0,1,13.185301009799565,"PASS",1,null,"CloEgs308",null,68586.022714760518,0,0.41790824144247529,"FAIL",0,1,null,null,0.8870243437586367,null,-784.06836301128385,"NO",0,null,13.708,11.574999999999999,12.50331411195598,0,0,0,null,-37594.127685338462,null,-4935.617139713936,null,0,null,0,null,-784.06836301128385,null,-784.06836301128385,-1.4624763381665664,null,"CloEgs308"]
[1360,"CasNgs310",0.95681454837322222,3700.7499358045011,0,1871.7255859375,0,0,41825.764798215932,0,41454.918830379713,0,0,null,43697.490428371471,41454.918830379713,43326.644460535237,null,16872.347765952796,7107.9207778644904,0,0,50392.487708693901,0,null,23980.267880926185,50392.48828125,null,-19717.222503227247,-19346.376535391028,8937.5694508702873,null,0.57333722399617804,0.57846616414919982,0,0,0.54877906420050271,0.55347623163484583,0,0,1.2155973212115061,"PASS",1,null,"CasNgs310",null,8937.5694508702873,0,0.54877906420050271,"FAIL",0,1,null,null,9.6213456381033069,null,3052.1635220934609,"YES",1,null,13.708,11.574999999999999,12.50331411195598,0,0,0,null,-19836.52731855524,null,-2604.2765254544706,null,0,null,0,null,3052.1635220934609,null,0,0,null,"CasNgs310"]
[1381,"CrtEgs310",0.95681454837322222,3700.7499358045011,0,1871.7255859375,0,0,41825.764798215932,0,41454.734283445396,0,0,null,43697.490428371471,41454.734283445396,43326.459913600942,null,16872.347765952796,7107.9207778644904,0,0,50392.487708693901,0,null,23980.267880926185,50392.48828125,null,-19717.222503227247,-19346.191988456711,8937.7539978046043,null,0.57333722399617804,0.57846873934740206,0,0,0.54877906420050271,0.55347858913975334,0,0,1.2156027327709544,"PASS",1,null,"CrtEgs310",null,8937.7539978046043,0,0.54877906420050271,"FAIL",0,1,null,null,9.6213024326066972,null,3052.1457906138276,"YES",1,null,13.708,11.574999999999999,12.50331411195598,0,0,0,null,-19836.52731855524,null,-2604.2765254544706,null,0,null,0,null,3052.1457906138276,null,0,0,null,"CrtEgs310"]
[1402,"CloNgs311",0.85000000000000009,5450.2112611852726,0,3673.572265625,0,0,61598.124235694253,0,98742.000408298598,0,0,null,65271.69661547248,98742.000408298598,102415.57278807685,null,20505.671551092713,6314.4239094785717,0,0,74214.607512884642,0,null,26820.096397609515,74214.609375,null,-38451.600103709738,-75595.47627631409,-24527.391033298598,null,0.43540443366403808,0.27161791625355269,0,0,0.41089933057075412,0.26187517871916638,0,0,0.75160123420755376,"FAIL",0,null,"CloNgs311",null,-24527.391033298598,24527.391033298598,0.29866780536350412,"FAIL",0,1,null,null,11.676567975098164,null,5737.208204121036,"YES",1,null,13.708,11.574999999999999,12.50331411195598,0,0,0,null,-38585.033419120729,null,-3977.237905724603,null,2528.2152353358751,null,2528.2152353358751,null,5737.208204121036,null,2528.2152353358751,0.35823605094256239,null,"CloNgs311"]
[1445,"CcoEgs313",0.96843927800655372,7151.6403133629756,0,4820.37646484375,0,0,80827.62436179936,0,278638.53653100861,0,0,null,85648.001026629587,278638.53653100861,283458.9131958388,null,25607.805999053267,7194.277802262055,0,0,97382.679953975065,0,null,32802.083434918801,97382.6796875,null,-52845.91739172431,-250656.82956093355,-181255.85684350861,null,0.40582763249468551,0.1177227092967752,0,0,0.38298714644037357,0.11572076915217257,0,0,0.3494946567689235,"FAIL",0,null,"CcoEgs313",null,-181255.85684350861,181255.85684350861,0.12289849881246998,"FAIL",0,1,null,null,25.110890202479013,null,18182.844151303838,"YES",1,null,13.708,11.574999999999999,12.50331411195598,0,0,0,null,-53009.111836674143,null,-5464.0317828813613,null,18683.349490513992,null,18683.349490513992,null,18182.844151303838,null,18182.844151303838,0.91301477405736375,null,"CcoEgs313"]
[1466,"CrtNgs313",0.95681454837322222,3700.7499358045011,0,2494.39404296875,0,0,41825.764798215932,0,84203.252762742355,0,0,null,44320.158864999823,84203.252762742355,86697.646829526246,null,16872.347765952796,7107.9207778644904,0,0,50392.487708693901,0,null,23980.267880926185,50392.48828125,null,-20339.890960258497,-62717.37892478492,-33810.764481492355,null,0.57333722399617804,0.28479027940280238,0,0,0.54106908702327183,0.27659652556275049,0,0,0.59846248960523885,"FAIL",0,null,"CrtNgs313",null,-33810.764481492355,33810.764481492355,0.30692415833726694,"FAIL",0,1,null,null,14.664448664970557,null,5121.8464474186421,"YES",1,null,13.708,11.574999999999999,12.50331411195598,0,0,0,null,-20459.19577558649,null,-2108.8769854215025,null,3485.1195451001067,null,3485.1195451001067,null,5121.8464474186421,null,3485.1195451001067,0.57908986461934531,null,"CrtNgs313"]
[1482,"ChoNgs314",0.85000000000000009,5148.0128595354672,0,2603.706787109375,0,0,58182.686962423351,0,21540.233590195814,0,0,null,60786.393657629269,21540.233590195814,24143.940285401724,null,19805.250974148887,6314.4239094785717,0,0,70099.622846293147,0,null,26119.675361516631,70099.625,null,-34666.718388016096,1975.7349842114418,48559.391409804186,null,0.4489252168499151,1.2125994480117979,0,1,0.42969608411285981,1.0818315052694791,0,1,3.2543576979548785,"PASS",1,null,"ChoNgs314",null,48559.391409804186,0,0.42969608411285981,"FAIL",0,1,null,null,3.593852505082102,null,804.71920112042471,"YES",1,null,13.708,11.574999999999999,12.50331411195598,0,0,0,null,-34796.667021655485,null,-4568.3471523660455,null,0,null,0,null,804.71920112042471,null,0,0,null,"ChoNgs314"]
[1503,"CdaEgs315",0.25781144499778746,9324.6642851823435,0,4716.12841796875,0,0,105387.07612774092,0,146151.81135338487,0,0,null,110103.20475337538,146151.81135338487,150867.93997901934,null,28078.756572407598,1915.2126499191161,0,0,126972.38087679628,0,null,29993.969843842719,126972.3828125,null,-80109.234701866953,-120873.9699275109,-19179.428540884866,null,0.28460766676443966,0.20522475613606592,0,0,0.27241686531830811,0.198809434856072,0,0,0.86877050401715272,"FAIL",0,null,"CdaEgs315",null,-19179.428540884866,19179.428540884866,0.23200308601196665,"FAIL",0,1,null,null,13.462336948802793,null,11662.290816514274,"YES",1,null,13.708,11.574999999999999,12.50331411195598,0,0,0,null,-80258.458432433326,null,-10536.885610478557,null,2518.0080524445275,null,2518.0080524445275,null,11662.290816514274,null,2518.0080524445275,0.1808786095953421,null,"CdaEgs315"]
[1551,"CscEgs316",0.95655737817287445,5703.6608171228736,0,2884.736083984375,0,0,64462.603516581934,0,57195.708620126992,0,0,null,67347.339629030015,57195.708620126992,60080.44473257503,null,21727.497486728513,7106.0103288505115,0,0,77665.787369375801,0,null,28833.507687918791,77665.7890625,null,-38513.831912647518,-31246.937016192576,20470.080442373008,null,0.44729046167832565,0.50412012340681744,0,0,0.42813135394699892,0.47991501777192547,0,0,1.3578953899903192,"PASS",1,null,"CscEgs316",null,20470.080442373008,0,0.42813135394699892,"FAIL",0,1,null,null,8.6130948621421588,null,4066.3154660817204,"YES",1,null,13.708,11.574999999999999,12.50331411195598,0,0,0,null,-38657.282199652094,null,-5075.1954187188521,null,0,null,0,null,4066.3154660817204,null,0,0,null,"CscEgs316"]
[1567,"CinEgs317",0.87711195647716511,6128.6127783978181,0,5838.83984375,0,0,69265.397839663477,0,34876.103926345488,0,0,null,75104.237607482195,34876.103926345488,40714.943694164213,null,22365.144673732091,6515.831422669341,0,0,83452.286553811427,0,null,28880.975986028039,83452.2890625,null,-46223.261697385438,-11833.967784067449,48576.185136154512,null,0.41696109293823924,0.8281021311044805,0,0,0.38454522510127692,0.70934583992329325,0,0,2.3928214355233628,"PASS",1,null,"CinEgs317",null,48576.185136154512,0,0.38454522510127692,"FAIL",0,1,null,null,3.096219059814199,null,619.79193345813053,"YES",1,null,13.708,11.574999999999999,12.50331411195598,0,0,0,null,-46366.948145077113,null,-4102.4765980497796,null,0,null,0,null,619.79193345813053,null,0,0,null,"CinEgs317"]
[1588,"CdaNgs318",0.91187895983457579,7386.0848985568509,0,5518.265625,0,0,83477.310033253045,0,14982.512642868096,0,0,null,88995.575756077014,14982.512642868096,20500.778365692127,null,25949.642419828418,6774.1062429763469,0,0,100575.07232922049,0,null,32723.749387493535,100575.0703125,null,-56271.826270759513,12222.971119625439,85592.557669631904,null,0.39200771292771752,2.184129602791995,0,1,0.36770085642407868,1.5962198585788872,0,1,6.7128306653140228,"PASS",1,null,"CdaNgs318",null,85592.557669631904,0,0.36770085642407868,"FAIL",0,1,null,null,1.4073829788048409,null,-636.34404588881716,"NO",0,null,13.708,11.574999999999999,12.50331411195598,0,0,0,null,-56434.630994080377,null,-6192.4456243625937,null,0,null,0,null,-636.34404588881716,null,-636.34404588881716,-0.55201284282851826,null,"CdaNgs318"]
[1631,"CreEgs319",0.99847142696380609,5024.9861257532175,0,3754.249755859375,0,0,56792.24250648079,0,12149.125792318191,0,0,null,60546.492339505516,12149.125792318191,15903.375625342924,null,20309.885621897291,7417.378648648757,0,0,68424.38856202508,0,null,27727.263446265184,68424.390625,null,-32819.228816074981,11823.887898087618,56275.264832681809,null,0.4882227258960784,2.2822435062609148,0,1,0.45794995564939611,1.7434829079064644,0,1,5.6320423209597745,"PASS",1,null,"CreEgs319",null,56275.264832681809,0,0.45794995564939611,"FAIL",0,1,null,null,1.6774596986463204,null,-282.4243024073395,"NO",0,null,13.708,11.574999999999999,12.50331411195598,0,0,0,null,-32957.175400384753,null,-3616.3170203216232,null,0,null,0,null,-282.4243024073395,null,-282.4243024073395,-0.3021334936666682,null,"CreEgs319"]
[1652,"CinNgs320",0.85000000000000009,5148.0128595354672,0,9596.6142578125,0,0,58182.686962423351,0,134981.71709768422,0,0,null,67779.301179006507,134981.71709768422,144578.33131426733,null,19846.475407013655,6347.4524680131663,0,0,70099.622846293147,0,null,26193.927314641631,70099.625,null,-41585.373905594221,-118384.40404085509,-64882.092097684217,null,0.45020140323802321,0.19405537192629935,0,0,0.3864590936033625,0.18117464124160237,0,0,0.51932681334369135,"FAIL",0,null,"CinNgs320",null,-64882.092097684217,64882.092097684217,0.19744951156866314,"FAIL",0,1,null,null,6.1102480789816482,null,2241.3155674634909,"YES",1,null,13.708,11.574999999999999,12.50331411195598,0,0,0,null,-41715.691951935718,null,-3690.9405697523762,null,5740.6681938699194,null,5740.6681938699194,null,2241.3155674634909,null,2241.3155674634909,0.64252245904761895,null,"CinNgs320"]
[1673,"CgrTgs321",0.87360798120498662,3894.4525831131859,0,2350.321044921875,0,0,44014.986309440173,0,111264.83333155728,0,0,null,46365.307340471431,111264.83333155728,113615.15436258854,null,16903.706074119116,6489.8013223906773,0,0,53030.103987277304,0,null,23393.506921985179,53030.10546875,null,-22971.800432376869,-90221.64745449397,-58234.727862807282,null,0.53148958760366183,0.21025068048477666,0,0,0.50454765118222211,0.20590129063652579,0,0,0.47661155713706926,"FAIL",0,null,"CgrTgs321",null,-58234.727862807282,58234.727862807282,0.22364721841073823,"FAIL",0,1,null,null,24.539233739011138,null,9654.6490204018137,"YES",1,null,13.708,11.574999999999999,12.50331411195598,0,0,0,null,-23088.186038953907,null,-3031.1767756006911,null,7645.4579122564,null,7645.4579122564,null,9654.6490204018137,null,7645.4579122564,0.72140618017659697,null,"CgrTgs321"]
[1716,"CreNgs322",0.85000000000000009,3680.702469280237,0,2221.32177734375,0,0,41599.188932732162,0,37927.265733513203,0,0,null,43820.510695489524,37927.265733513203,40148.587496270571,null,16224.548318897483,6314.4239094785717,0,0,50119.50473823151,0,null,22538.972377822505,50119.50390625,null,-21281.538332253407,-17609.615133034447,12192.238172736797,null,0.54181278424127644,0.59426831705156824,0,0,0.51434755124020004,0.5613889248713303,0,0,1.3214636736115548,"PASS",1,null,"CreNgs322",null,12192.238172736797,0,0.51434755124020004,"FAIL",0,1,null,null,8.85055101436215,null,2721.0099470361174,"YES",1,null,13.708,11.574999999999999,12.50331411195598,0,0,0,null,-21393.672523187841,null,-2808.7093194624913,null,0,null,0,null,2721.0099470361174,null,0,0,null,"CreNgs322"]
[1737,"CloTgs323",0.8537920051254333,5490.2689895444928,0,3313.404052734375,0,0,62050.855480378901,0,36586.955175712763,0,0,null,65364.259518709623,36586.955175712763,39900.359214043492,null,20642.941324081774,6342.5937069243364,0,0,74760.066843830005,0,null,26985.535614882436,74760.0703125,null,-38378.72391823084,-12914.823613564702,38173.115136787237,null,0.43489385288838656,0.73757259890257376,0,0,0.41284848643028949,0.67632312432021857,0,0,2.043353155611249,"PASS",1,null,"CloTgs323",null,38173.115136787237,0,0.41284848643028949,"FAIL",0,1,null,null,5.72376931968767,null,2155.0180325026045,"YES",1,null,13.708,11.574999999999999,12.50331411195598,0,0,0,null,-38512.980314324785,null,-5056.2504690055412,null,0,null,0,null,2155.0180325026045,null,0,0,null,"CloTgs323"]
[1750,"CwaNgs323",0.8768512547016144,3215.8762548262207,0,1940.7967529296875,0,0,36345.736995949941,0,143452.86370194482,0,0,null,38286.533801791738,143452.86370194482,145393.6605077867,null,15103.217990313815,6513.8947385225401,0,0,43790.044573433675,0,null,21617.111963932944,43790.04296875,null,-16669.421784946684,-123776.54849094157,-99662.820733194822,null,0.59476334092060845,0.15069139371694451,0,0,0.56461397382481826,0.14867987982627479,0,0,0.3052573635597372,"FAIL",0,null,"CwaNgs323",null,-99662.820733194822,99662.820733194822,0.15670324841383682,"FAIL",0,1,null,null,38.314168774596027,null,12884.93426895063,"YES",1,null,13.708,11.574999999999999,12.50331411195598,0,0,0,null,-16776.969605662769,null,-2202.5966244313836,null,13084.424522897802,null,13084.424522897802,null,12884.93426895063,null,12884.93426895063,0.94299037333333358,null,"CwaNgs323"]
[1775,"CscTgs324",0.85000000000000009,3133.8608106866855,0,1891.300048828125,0,0,35418.800905723248,0,31470.099222288532,0,0,null,37310.101006282392,31470.099222288532,33361.399322847683,null,14693.462164813567,6314.4239094785717,0,0,42673.254103281019,0,null,21007.886377865521,42673.25390625,null,-16302.214576685852,-12353.512893251136,11203.154683961468,null,0.59312810825481399,0.66755068770125758,0,0,0.56306163318764268,0.62970639232310455,0,0,1.355993624450567,"PASS",1,null,"CscTgs324",null,11203.154683961468,0,0.56306163318764268,"FAIL",0,1,null,null,8.6251749807683851,null,2238.4240880512289,"YES",1,null,13.708,11.574999999999999,12.50331411195598,0,0,0,null,-16406.731424336918,null,-2153.9891948662325,null,0,null,0,null,2238.4240880512289,null,0,0,null,"CscTgs324"]
[1823,"CmiTgs326",0.85000000000000009,3133.8608106866855,0,1891.300048828125,0,0,35418.800905723248,0,46548.739737987795,0,0,null,37310.101006282392,46548.739737987795,48440.039838546923,null,14693.462164813567,6314.4239094785717,0,0,42673.254103281019,0,null,21007.886377865521,42673.25390625,null,-16302.214576685852,-27432.153408950398,-3875.4858317377948,null,0.59312810825481399,0.45130945533894379,0,0,0.56306163318764268,0.43368846248518783,0,0,0.91674348535423267,"FAIL",0,null,"CmiTgs326",null,-3875.4858317377948,3875.4858317377948,0.51007859829398194,"FAIL",0,1,null,null,12.757856611917475,null,3674.6668898220519,"YES",1,null,13.708,11.574999999999999,12.50331411195598,0,0,0,null,-16406.731424336918,null,-2153.9891948662325,null,508.80058864361888,null,508.80058864361888,null,3674.6668898220519,null,508.80058864361888,0.11475562271773403,null,"CmiTgs326"]
[1839,"CdaEgs327",0.85000000000000009,5148.0250912141437,0,3469.891845703125,0,0,58182.825204488967,0,36069.137605215692,0,0,null,61652.717165211609,36069.137605215692,39539.029565938348,null,19805.28697475186,6314.4239094785717,0,0,70099.789402998736,0,null,26119.710927772685,70099.7890625,null,-35533.006122419407,-13419.318523146132,34030.651457284308,null,0.44892476149056915,0.7241567905963936,0,0,0.42365871574659664,0.66060576828766115,0,0,1.9434839232852461,"PASS",1,null,"CdaEgs327",null,34030.651457284308,0,0.42365871574659664,"FAIL",0,1,null,null,4.5156648238495265,null,1330.9799271901684,"YES",1,null,13.708,11.574999999999999,12.50331411195598,0,0,0,null,-35662.954933005341,null,-3676.038184261583,null,0,null,0,null,1330.9799271901684,null,0,0,null,"CdaEgs327"]
[1860,"CscNgs327",0.85000000000000009,3133.8585172469334,0,2112.29541015625,0,0,35418.774985335935,0,33712.862078291793,0,0,null,37531.070468043959,33712.862078291793,35825.157560999804,null,14693.454817298618,6314.4239094785717,0,0,42673.222873898725,0,null,21007.878000208137,42673.22265625,null,-16523.192395284048,-14817.279488239907,8960.3605779582067,null,0.59312830578996056,0.62314133850223941,0,0,0.55974630562978478,0.58640015768199216,0,0,1.2657846301257203,"PASS",1,null,"CscNgs327",null,8960.3605779582067,0,0.55974630562978478,"FAIL",0,1,null,null,6.9333455697350317,null,1650.4565234390489,"YES",1,null,13.708,11.574999999999999,12.50331411195598,0,0,0,null,-16627.709201255228,null,-1713.9380080937369,null,0,null,0,null,1650.4565234390489,null,0,0,null,"CscNgs327"]
[1908,"CmiNgs329",0.85000000000000009,3133.8585172469334,0,2112.29541015625,0,0,35418.774985335935,0,48568.210048703877,0,0,null,37531.070468043959,48568.210048703877,50680.505531411894,null,14693.454817298618,6314.4239094785717,0,0,42673.222873898725,0,null,21007.878000208137,42673.22265625,null,-16523.192395284048,-29672.62745865199,-5894.987392453877,null,0.59312830578996056,0.43254379725218567,0,0,0.55974630562978478,0.41451595263313368,0,0,0.87862456972282033,"FAIL",0,null,"CmiNgs329",null,-5894.987392453877,5894.987392453877,0.48376203298931209,"FAIL",0,1,null,null,9.9884785478074729,null,2712.2149512222591,"YES",1,null,13.708,11.574999999999999,12.50331411195598,0,0,0,null,-16627.709201255228,null,-1713.9380080937369,null,607.63890123826343,null,607.63890123826343,null,2712.2149512222591,null,607.63890123826343,0.17504537069244117,null,"CmiNgs329"]
[1924,"CdaNgs330",2.0518393814563753E-2,742.12040866504049,0,447.87326049804688,0,0,8387.4226043949657,0,3286.0837229892791,0,0,null,8835.2958667633538,3286.0837229892791,3733.9569853576695,null,2234.699036870647,152.42568998444534,0,0,10105.328439030069,0,null,2387.1246803885292,10105.328125,null,-6448.1711845044829,-1346.8323030987967,6819.2444020107214,null,0.28460765517379422,0.72643452864220204,0,0,0.27018050293864554,0.63930160174450545,0,0,3.0751888803999803,"PASS",1,null,"CdaNgs330",null,6819.2444020107214,0,0.27018050293864554,"FAIL",0,1,null,null,3.8032400445939012,null,133.23786999999999,"YES",1,null,13.708,11.574999999999999,12.50331411195598,0,0,0,null,-6460.0474266954698,null,-848.11971352105093,null,0,null,0,null,133.23786999999999,null,0,0,null,"CdaNgs330"]
[1945,"CwaEgs330",7.3812094330787656E-2,225.45430136659459,0,136.06275939941406,0,0,2548.0777532339134,0,3286.0837229892791,0,0,null,2684.1405173722364,3286.0837229892791,3422.1464871276025,null,1048.8677722428586,548.3304155894275,0,0,3069.9731966673653,0,null,1597.1981350585652,3069.97314453125,null,-1086.9423775747623,-1824.9483473301279,-216.11057845802907,null,0.62682472425791103,0.48604913011943246,0,0,0.59505012034247173,0.46672407019342566,0,0,0.9342346097434675,"FAIL",0,null,"CwaEgs330",null,-216.11057845802907,216.11057845802907,0.55071029538257799,"FAIL",0,1,null,null,12.51899848012159,null,258.38871999999998,"YES",1,null,13.708,11.574999999999999,12.50331411195598,0,0,0,null,-1094.8886369531629,null,-143.74455414566185,null,28.372491683772356,null,28.372491683772356,null,258.38871999999998,null,28.372491683772356,9.0646938286812639E-2,null,"CwaEgs330"]
[1988,"CinNgs332",0.8504483714001253,5164.2300268474901,0,3116.6376953125,0,0,58365.972901071502,0,29720.443058944238,0,0,null,61482.610498953763,29720.443058944238,32837.080656826489,null,19855.436465744628,6317.7547413483144,0,0,70320.449278399348,0,null,26173.191999264531,70320.453125,null,-35309.418597119467,-6663.8887549922038,40600.010066055765,null,0.44843237760513771,0.88064609088617951,0,0,0.42570072652061175,0.79706208341530627,0,0,2.3660634192274386,"PASS",1,null,"CinNgs332",null,40600.010066055765,0,0.42570072652061175,"FAIL",0,1,null,null,4.9430978547529962,null,1579.9573918341143,"YES",1,null,13.708,11.574999999999999,12.50331411195598,0,0,0,null,-35439.633482687954,null,-4652.7602370875375,null,0,null,0,null,1579.9573918341143,null,0,0,null,"CinNgs332"]
[2009,"CgrEgs333",1.126349675655365,6182.8133852268265,0,2624.77734375,0,0,69877.971472704114,0,27187.493440926744,0,0,null,72502.74887622954,27187.493440926744,29812.270844452174,null,24334.664232142168,8751.5302848372248,0,0,84190.32707554716,0,null,33086.193756492619,84190.328125,null,-39416.555059961494,3273.9229718158749,57002.834684073256,null,0.47348532104165075,1.2169637421111523,0,1,0.45634399104305245,1.1098179670868495,0,1,3.0966564942049395,"PASS",1,null,"CgrEgs333",null,57002.834684073256,0,0.45634399104305245,"FAIL",0,1,null,null,4.4996488292749701,null,1587.5346489383328,"YES",1,null,13.708,11.574999999999999,12.50331411195598,0,0,0,null,-39581.162989098266,null,-5953.0538711481158,null,0,null,0,null,1587.5346489383328,null,0,0,null,"CgrEgs333"]
[2030,"CwaNgs333",1.3001827120780944,4508.9147838304198,0,1914.1605224609375,0,0,50959.619675759801,0,89994.270604165329,0,0,null,52873.780228692187,89994.270604165329,91908.431157097657,null,21294.430609434396,10102.181077961093,0,0,61397.132139469613,0,null,31396.611349100509,61397.1328125,null,-21477.168849120229,-60511.819777525758,-28597.137791665329,null,0.61610764658110428,0.34887344647968443,0,0,0.59380303869699558,0.34160752135834005,0,0,0.6822337955551836,"FAIL",0,null,"CwaNgs333",null,-28597.137791665329,28597.137791665329,0.38537200910143338,"FAIL",0,1,null,null,20.423888249811561,null,9120.1893212206414,"YES",1,null,13.708,11.574999999999999,12.50331411195598,0,0,0,null,-21633.370895633161,null,-3253.6846477124177,null,4301.0434504240866,null,4301.0434504240866,null,9120.1893212206414,null,4301.0434504240866,0.42116002360161287,null,"CwaNgs333"]
[2046,"CloNgs334",0.90918682664632799,6075.4523739095976,0,2579.199462890625,0,0,68664.58054228533,0,737031.67119036324,0,0,null,71243.780062884412,737031.67119036324,739610.87071096234,null,22388.398656713838,6754.1071015982643,0,0,82728.410291910055,0,null,29142.506134152034,82728.4140625,null,-42101.273871023921,-710468.3645191018,-654303.25712786324,null,0.42441832315869699,3.9540371565152187E-2,0,0,0.40905333956220169,3.9402484861278751E-2,0,0,0.11224539907340372,"FAIL",0,null,"CloNgs334",null,-654303.25712786324,654303.25712786324,4.01662533821475E-2,"FAIL",0,1,null,null,124.13753080596319,null,82165.259854930031,"YES",1,null,13.708,11.574999999999999,12.50331411195598,0,0,0,null,-42246.261463731134,null,-6353.8878435044589,null,98407.9861125522,null,98407.9861125522,null,82165.259854930031,null,82165.259854930031,0.98240438291544918,null,"CloNgs334"]
[2094,"CgrNgs336",0.85000000000000009,3680.702469280237,0,1989.7041015625,0,0,41599.188932732162,0,126631.92972527571,0,0,null,43588.893094446554,126631.92972527571,128621.63388699012,null,16588.286358740999,6604.3440175746364,0,0,50119.50473823151,0,null,23192.630580947505,50119.50390625,null,-20396.262453347157,-105429.00324589071,-76512.42581902571,null,0.55752602817451746,0.18314994197169104,0,0,0.53207661324870348,0.1803167157102939,0,0,0.39578883473530574,"FAIL",0,null,"CgrNgs336",null,-76512.42581902571,76512.42581902571,0.19310887509297581,"FAIL",0,1,null,null,32.990200879395047,null,12574.223584519443,"YES",1,null,13.708,11.574999999999999,12.50331411195598,0,0,0,null,-20511.648675142911,null,-2943.4235170547058,null,10979.540312405183,null,10979.540312405183,null,12574.223584519443,null,10979.540312405183,0.81536537486513805,null,"CgrNgs336"]
[2115,"CasTgs337",0.98065295815467823,3532.9318140151972,0,2132.141357421875,0,0,39929.089418199503,0,13503.565752224744,0,0,null,42061.230797309072,13503.565752224744,15635.707131334319,null,16578.058971139664,7285.0099833797576,0,0,48107.33664843312,0,null,23863.068294351164,48107.3359375,null,-18198.162481270214,8227.3611847045449,34603.770185275258,null,0.59763617558166715,1.7671679267692437,0,1,0.56734117985397037,1.5261905411126937,0,1,3.5625653860776887,"PASS",1,null,"CasTgs337",null,34603.770185275258,0,0.56734117985397037,"FAIL",0,1,null,null,3.282938101668162,null,430.44279162759773,"YES",1,null,13.708,11.574999999999999,12.50331411195598,0,0,0,null,-18316.884214077931,null,-2404.7672665754189,null,0,null,0,null,430.44279162759773,null,0,0,null,"CasTgs337"]
[2131,"CmiTgs337",1.4251812696456909,4890.7149116942492,0,2951.5703125,0,0,55274.713271644636,0,18693.336968345633,0,0,null,58226.283568988219,18693.336968345633,21644.907265689224,null,22379.676520425477,10587.292569872681,0,0,66596.040086318884,0,null,32966.969426592434,66596.0390625,null,-25259.314157552202,11322.062145746801,47902.702094154367,null,0.59642045114875619,1.7635679216833815,0,1,0.56618707905255239,1.5230820349027832,0,1,3.5625548918992056,"PASS",1,null,"CmiTgs337",null,47902.702094154367,0,0.56618707905255239,"FAIL",0,1,null,null,3.2829477860432834,null,595.87665421862334,"YES",1,null,13.708,11.574999999999999,12.50331411195598,0,0,0,null,-25423.328930818829,null,-3337.7504877835254,null,0,null,0,null,595.87665421862334,null,0,0,null,"CmiTgs337"]
[2152,"CheNgs338",0.92213329970836633,7756.969272508396,0,4681.36865234375,0,0,87669.034105757426,0,747091.01959240902,0,0,null,92350.402547366553,747091.01959240902,751772.38803401834,null,27074.8634001584,6866.9907086904486,0,0,105625.34229609325,0,null,33941.853552365814,105625.34375,null,-58408.549205735362,-717830.53469238698,-641465.67584240902,null,0.38715897692474721,4.5432019208159528E-2,0,0,0.36753335706907203,4.5149109069586427E-2,0,0,0.14138216225330361,"FAIL",0,null,"CheNgs338",null,-641465.67584240902,641465.67584240902,4.6253897321380133E-2,"FAIL",0,1,null,null,82.723887743270367,null,69281.586288407954,"YES",1,null,13.708,11.574999999999999,12.50331411195598,0,0,0,null,-58577.414148781951,null,-7690.4481384097553,null,84216.051260067252,null,84216.051260067252,null,69281.586288407954,null,69281.586288407954,0.97359557780139439,null,"CheNgs338"]
[2195,"CscTgs339",0.86485657803714278,3179.2390644435759,0,1718.62451171875,0,0,35931.664568903136,0,53938.561003714152,0,0,null,37650.289080809911,53938.561003714152,55657.185515620957,null,15290.27156834416,6719.7769026113847,0,0,43291.162131208592,0,null,22010.048315290929,43291.1640625,null,-15640.240765330956,-33647.137200141973,-10647.396941214152,null,0.61255298298480187,0.40805775878550671,0,0,0.58459174823757765,0.39545744384052395,0,0,0.80260139048794821,"FAIL",0,null,"CscTgs339",null,-10647.396941214152,10647.396941214152,0.45571641476446489,"FAIL",0,1,null,null,16.268540382825009,null,4965.6211307956983,"YES",1,null,13.708,11.574999999999999,12.50331411195598,0,0,0,null,-15749.743493267724,null,-2260.0896748900932,null,1527.9024640357304,null,1527.9024640357304,null,4965.6211307956983,null,1527.9024640357304,0.26638368096298887,null,"CscTgs339"]
[2216,"CmiNgs340",0.85000000000000009,3133.8608106866855,0,2203.685791015625,0,0,35418.800905723248,0,19087.66292406902,0,0,null,37622.486642302872,19087.66292406902,21291.348660648651,null,15057.20020465708,6604.3440175746364,0,0,42673.254103281019,0,null,21661.544580990521,42673.25390625,null,-15960.942115748352,370.19586590587642,23585.59098218098,null,0.61158322775095075,1.134845301237791,0,1,0.57576057520057944,1.0173871496286939,0,1,2.2356458240070971,"PASS",1,null,"CmiNgs340",null,23585.59098218098,0,0.57576057520057944,"FAIL",0,1,null,null,4.4898656149942955,null,801.26807187467193,"YES",1,null,13.708,11.574999999999999,12.50331411195598,0,0,0,null,-16068.710994260744,null,-1859.0173184115299,null,0,null,0,null,801.26807187467193,null,0,0,null,"CmiNgs340"]
[2237,"ChoTgs341",0.85000000000000009,5148.0128595354672,0,4904.6044921875,0,0,58182.686962423351,0,8409.9494611730879,0,0,null,63087.291508721682,8409.9494611730879,13314.554007471406,null,20168.989013992403,6604.3440175746364,0,0,70099.622846293147,0,null,26773.333564641631,70099.625,null,-36313.957889969221,13458.779611281043,61689.675538826908,null,0.46015979945946622,3.1835308509579403,0,1,0.42438552911887378,2.0108321809672081,0,1,8.335320601346627,"PASS",1,null,"ChoTgs341",null,61689.675538826908,0,0.42438552911887378,"FAIL",0,1,null,null,0.8888319607712365,null,-739.56212701022059,"NO",0,null,13.708,11.574999999999999,12.50331411195598,0,0,0,null,-36447.158554469926,null,-3224.7887992817568,null,0,null,0,null,-739.56212701022059,null,-739.56212701022059,-1.4574684015503676,null,"ChoTgs341"]
[2280,"CscNgs342",0.93019658327102661,3378.8159754366848,0,3219.05859375,0,0,38187.276832134208,0,9172.8092681240232,0,0,null,41406.335497809428,9172.8092681240232,12391.867933799269,null,15896.441137115065,6946.3277626130557,0,0,46008.767267631578,0,null,22842.768590055606,46008.765625,null,-18563.566835828602,10450.900728181583,36835.956356875977,null,0.598177468649287,2.4902696570215825,0,1,0.55167327306574399,1.843367670206991,0,1,5.0157769861064034,"PASS",1,null,"CscNgs342",null,36835.956356875977,0,0.55167327306574399,"FAIL",0,1,null,null,1.4770789549941103,null,-264.98512112474924,"NO",0,null,13.708,11.574999999999999,12.50331411195598,0,0,0,null,-18677.212450704497,null,-1652.5311684537598,null,0,null,0,null,-264.98512112474924,null,-264.98512112474924,-0.4787811108527229,null,"CscNgs342"]
[2301,"CofTgs343",0.86848014742136004,3190.3072046860402,0,1925.3658447265625,0,0,36056.756358017577,0,37042.763035124328,0,0,null,37982.12218864348,37042.763035124328,38968.128865750252,null,15347.119199792465,6747.9313717701198,0,0,43441.875130141663,0,null,22095.050212911789,43441.875,null,-15887.071989832351,-16873.078666939102,6399.1119648756721,null,0.61278529864205977,0.5964741396844786,0,0,0.58172237177720054,0.56700310864390502,0,0,1.172749315670863,"PASS",1,null,"CofTgs343",null,6399.1119648756721,0,0.58172237177720054,"FAIL",0,1,null,null,9.9728746934696222,null,2755.5482587805809,"YES",1,null,13.708,11.574999999999999,12.50331411195598,0,0,0,null,-15996.997612782157,null,-2100.1965057538132,null,0,null,0,null,2755.5482587805809,null,0,0,null,"CofTgs343"]
[2322,"ChoNgs344",4.4545627593994137,135519.79935491519,0,81786.859375,0,0,1531640.7084089811,0,62271528.02005779,0,0,null,1613427.5677217769,62271528.02005779,62353314.8793706,null,413312.50944786146,34174.609159849657,0,0,1845350.2510951587,0,null,447487.12588641286,1845350.25,null,-1165940.4418975683,-61905827.75354638,-60426177.77005779,null,0.29216194335239892,7.1860630389907294E-3,0,0,0.27735185317369393,7.1766373087249653E-3,0,0,2.9633932371237282E-2,"FAIL",0,null,"ChoNgs344",null,-60426177.77005779,60426177.77005779,7.2129267014125076E-3,"FAIL",0,1,null,null,394.67192895982276,null,5898546.2109032739,"YES",1,null,13.708,11.574999999999999,12.50331411195598,0,0,0,null,-1168166.7460064557,null,-153365.01120311633,null,7933166.6154235806,null,7933166.6154235806,null,5898546.2109032739,null,5898546.2109032739,0.99446558952484876,null,"ChoNgs344"]
[2365,"CscTgs346",0.85000000000000009,3133.8608106866855,0,1891.300048828125,0,0,35418.800905723248,0,51065.105598642869,0,0,null,37310.101006282392,51065.105598642869,52956.405699202027,null,14693.462164813567,6314.4239094785717,0,0,42673.254103281019,0,null,21007.886377865521,42673.25390625,null,-16302.214576685852,-31948.519269605473,-8391.8516923928692,null,0.59312810825481399,0.41139416303143483,0,0,0.56306163318764268,0.39670151553929683,0,0,0.83566367690785903,"FAIL",0,null,"CscTgs346",null,-8391.8516923928692,8391.8516923928692,0.45967152738866979,"FAIL",0,1,null,null,13.995680345572355,null,4104.8513489980833,"YES",1,null,13.708,11.574999999999999,12.50331411195598,0,0,0,null,-16406.731424336918,null,-2153.9891948662325,null,1101.7403407677646,null,1101.7403407677646,null,4104.8513489980833,null,1101.7403407677646,0.22651101319555136,null,"CscTgs346"]
[2386,"CmiNgs347",0.95681454837322222,3700.7499358045011,0,2494.39404296875,0,0,41825.764798215932,0,58502.039683549512,0,0,null,44320.158864999823,58502.039683549512,60996.433750333381,null,16872.347765952796,7107.9207778644904,0,0,50392.487708693901,0,null,23980.267880926185,50392.48828125,null,-20339.890960258497,-37016.165845592077,-8109.5514022995121,null,0.57333722399617804,0.409904817176303,0,0,0.54106908702327183,0.39314213005375653,0,0,0.86138002288183679,"FAIL",0,null,"CmiNgs347",null,-8109.5514022995121,8109.5514022995121,0.45737937077205915,"FAIL",0,1,null,null,10.188443538584343,null,3284.8997631260904,"YES",1,null,13.708,11.574999999999999,12.50331411195598,0,0,0,null,-20459.19577558649,null,-2108.8769854215025,null,835.90999871117185,null,835.90999871117185,null,3284.8997631260904,null,835.90999871117185,0.19991514707023841,null,"CmiNgs347"]
[2407,"ChoEgs348",0.27675215005874632,10009.721874208059,0,6746.7919921875,0,0,113129.57645574362,0,96805.603056413063,0,0,null,119876.36854099932,96805.603056413063,103552.39514166878,null,30141.626060387964,2055.9181098006479,0,0,136300.69452499223,0,null,32197.545302012251,136300.6875,null,-87678.823145918868,-71354.849746588312,39495.084443586937,null,0.28460767122740849,0.3326000178238574,0,0,0.26858959542136457,0.31092999140097993,0,0,1.4079834554676689,"PASS",1,null,"ChoEgs348",null,39495.084443586937,0,0.26858959542136457,"FAIL",0,1,null,null,6.2331141776003918,null,4494.3678848999998,"YES",1,null,13.708,11.574999999999999,12.50331411195598,0,0,0,null,-87839.009938466188,null,-9054.2007864496227,null,0,null,0,null,4494.3678848999998,null,0,0,null,"ChoEgs348"]
[2424,"CwaNgs348",3.27711009979248,10009.721874208059,0,6746.7919921875,0,0,113129.57645574362,0,96805.603056413063,0,0,null,119876.36854099932,96805.603056413063,103552.39514166878,null,46567.64053359969,24344.779256615693,0,0,136300.69452499223,0,null,70912.421649861746,136300.6875,null,-48963.946798069373,-32639.973398738817,39495.084443586937,null,0.62682477802436343,0.73252393881103994,0,0,0.59154629530392311,0.68479750387791805,0,0,1.4079834554676689,"PASS",1,null,"CwaNgs348",null,39495.084443586937,0,0.59154629530392311,"FAIL",0,1,null,null,6.2331141776003918,null,4494.3678848999998,"YES",1,null,13.708,11.574999999999999,12.50331411195598,0,0,0,null,-49316.744915730371,null,-5083.4328724099278,null,0,null,0,null,4494.3678848999998,null,0,0,null,"CwaNgs348"]
[2472,"CofNgs350",0.95681454837322222,3700.7499358045011,0,2494.39404296875,0,0,41825.764798215932,0,18910.920728934871,0,0,null,44320.158864999823,18910.920728934871,21405.314795718772,null,16893.97801909444,7125.2568535337896,0,0,50392.487708693901,0,null,24019.234677801185,50392.48828125,null,-20300.924163383497,2613.9199058975646,31481.567552315129,null,0.57426886976674529,1.2701250786298459,0,1,0.54194829860314531,1.1221154621528187,0,1,2.6647294969697799,"PASS",1,null,"CofNgs350",null,31481.567552315129,0,0.54194829860314531,"FAIL",0,1,null,null,3.2934381824039711,null,455.19852964228329,"YES",1,null,13.708,11.574999999999999,12.50331411195598,0,0,0,null,-20420.422843372558,null,-2104.8803794307219,null,0,null,0,null,455.19852964228329,null,0,0,null,"CofNgs350"]
[2488,"CgrNgs401",9.0615944936871511E-3,650.04944164014626,0,619.3138427734375,0,0,7346.8392960579258,0,6629.4556659700238,0,0,null,7966.15311880232,6629.4556659700238,7248.7694887144144,null,1908.6657479030152,67.316175210514743,0,0,8851.6136097083472,0,null,1975.981973863464,8851.61328125,null,-5990.1711649678991,-5272.7875348799971,2222.1576152799762,null,0.26895674374199413,0.29806096811333571,0,0,0.24804719912192663,0.27259550348235456,0,0,1.3351945811609602,"PASS",1,null,"CgrNgs401",null,2222.1576152799762,0,0.24804719912192663,"FAIL",0,1,null,null,5.5487781469140973,null,242.54000430000002,"YES",1,null,13.708,11.574999999999999,12.50331411195598,0,0,0,null,-6000.0019210567716,null,-530.87098578004088,null,0,null,0,null,242.54000430000002,null,0,0,null,"CgrNgs401"]
[2509,"CasEgs402",6.2842497602105139E-3,460.30253195679728,0,370.20901489257813,0,0,5202.3254128525714,0,806.17701180965196,0,0,null,5572.5344269072766,806.17701180965196,1176.3860258643574,null,1353.4985195895754,48.827467422107254,0,0,6267.8619431958759,0,null,1402.3259939765046,6267.86181640625,null,-4170.2084337686447,225.93996727427452,5461.684804596598,null,0.26955753104409752,1.7394765336072502,0,1,0.25164958820073846,1.1920627771375807,0,1,7.7747960120278981,"PASS",1,null,"CasEgs402",null,5461.684804596598,0,0.25164958820073846,"FAIL",0,1,null,null,1.1287913293467136,null,-53.878030000000003,"NO",0,null,13.708,11.574999999999999,12.50331411195598,0,0,0,null,-4177.1851800073337,null,-430.57262790715515,null,0,null,0,null,-53.878030000000003,null,-53.878030000000003,-0.93505779243318299,null,"CasEgs402"]
[2552,"CloNgs403",6.2921879813075052E-3,503.26410542849794,0,404.76187133789063,0,0,5687.8758279194599,0,1175.2667519495153,0,0,null,6092.6376939604297,1175.2667519495153,1580.0286179904865,null,1476.4098563462715,48.889145943297969,0,0,6852.8624432764545,0,null,1525.29904272922,6852.8623046875,null,-4567.3386565281307,-54.729580558185944,5677.5955527379847,null,0.26816672671406605,1.297832207198133,0,1,0.25035118088757241,0.96536165247163963,0,0,5.8308994901115616,"PASS",1,null,"CloNgs403",null,5677.5955527379847,0,0.25035118088757241,"FAIL",0,1,null,null,1.5051060723504488,null,-37.904512800000013,"NO",0,null,13.708,11.574999999999999,12.50331411195598,0,0,0,null,-4574.9272089795204,null,-471.5707697810995,null,0,null,0,null,-37.904512800000013,null,-37.904512800000013,-0.45124420000000015,null,"CloNgs403"]
[2573,"CheTgs404",2.9230949585326013E-4,20.969337726187415,0,16.865077972412109,0,0,236.99482616331071,0,6.9956354282709263,0,0,null,253.8599039150179,6.9956354282709263,23.860713179978063,null,61.694952541790677,2.2711911414338082,0,0,285.5359351365189,0,null,63.966141745499179,285.53594970703125,null,-189.89376239022363,40.105428344816147,278.54031427876032,null,0.26990522443481851,9.1437214533790172,0,1,0.25197418222966211,2.680814302210599,0,1,40.816299339030259,"PASS",1,null,"CheTgs404",null,278.54031427876032,0,0.25197418222966211,"FAIL",0,1,null,null,0.21501515319292128,null,-4.5793546999999997,"NO",0,null,13.708,11.574999999999999,12.50331411195598,0,0,0,null,-190.21200190139527,null,-19.606524008117056,null,0,null,0,null,-4.5793546999999997,null,-4.5793546999999997,-9.1587093999999993,null,"CheTgs404"]
[2594,"CasNgs405",7.5406724587082858E-3,552.33170741287995,0,368.23037719726563,0,0,6242.4363941321271,0,2957.4222576421839,0,0,null,6610.6667822413237,2957.4222576421839,3325.6526457513842,null,1624.1060992189437,58.589641224894024,0,0,7521.0077037736473,0,null,1682.6957624690804,7521.0078125,null,-4927.9710088603124,-1642.9568723703692,4563.5855548578165,null,0.26955753430676677,0.5689737940264965,0,0,0.25454251752137452,0.50597460024573937,0,0,2.5430956952681325,"PASS",1,null,"CasNgs405",null,4563.5855548578165,0,0.25454251752137452,"FAIL",0,1,null,null,4.1631682788127682,null,121.20994890000001,"YES",1,null,13.708,11.574999999999999,12.50331411195598,0,0,0,null,-4936.3426295691143,null,-598.26142436778923,null,0,null,0,null,121.20994890000001,null,0,0,null,"CasNgs405"]
[2637,"CmiTgs406",5.1554958522319796E-2,3942.2353810365794,0,2945.30908203125,0,0,44555.026058683623,0,29565.489288329696,0,0,null,47500.335201643575,29565.489288329696,32510.79843128967,null,11578.586442575146,400.57256693316634,0,0,53680.754287570599,0,null,11979.158524843779,53680.75390625,null,-35521.176615871096,-20531.639845517166,24115.264617920304,null,0.26886211465943205,0.40517369450646223,0,0,0.25219103169181334,0.36846706710730287,0,0,1.8156558608836977,"PASS",1,null,"CmiTgs406",null,24115.264617920304,0,0.25219103169181334,"FAIL",0,1,null,null,5.2033667072687093,null,1319.8813164000026,"YES",1,null,13.708,11.574999999999999,12.50331411195598,0,0,0,null,-35580.774419477282,null,-3904.1986628465061,null,0,null,0,null,1319.8813164000026,null,0,0,null,"CmiTgs406"]
[2658,"CheNgs407",8.1846658140420914E-3,587.14147225991258,0,354.34274291992188,0,0,6635.8553125753915,0,1774.275237013381,0,0,null,6990.1980419890815,1774.275237013381,2128.6179664270703,null,1727.4587163060246,63.593351417431251,0,0,7995.0064006932444,0,null,1791.0519897070903,7995.00634765625,null,-5199.1460657882235,-337.56599022621276,6220.7311106428688,null,0.26990522025290792,1.0094555525229274,0,1,0.25622335382887507,0.84141541910832218,0,0,4.5060688335560384,"PASS",1,null,"CheNgs407",null,6220.7311106428688,0,0.25622335382887507,"FAIL",0,1,null,null,2.5955400635431212,null,26.778068400000009,"YES",1,null,13.708,11.574999999999999,12.50331411195598,0,0,0,null,-5208.0567722046762,null,-683.7497197606599,null,0,null,0,null,26.778068400000009,null,0,0,null,"CheNgs407"]
[2679,"CcoTgs408",9.0890910476446145E-3,638.84981085190896,0,385.5489501953125,0,0,7220.2614047382185,0,2677.1608605823199,0,0,null,7605.8103479186029,2677.1608605823199,3062.7098037627029,null,1876.7868037921824,67.520439796088027,0,0,8699.110126190626,0,null,1944.3072090239325,8699.1103515625,null,-5661.503145909599,-1118.4026017536999,6021.9494909801797,null,0.26928487765664577,0.72625714713348177,0,0,0.25563445816956926,0.63483233121921734,0,0,3.2493790267314466,"PASS",1,null,"CcoTgs408",null,6021.9494909801797,0,0.25563445816956926,"FAIL",0,1,null,null,3.5993591446906388,null,100.2528702,"YES",1,null,13.708,11.574999999999999,12.50331411195598,0,0,0,null,-5671.1763161037479,null,-744.55125711076585,null,0,null,0,null,100.2528702,null,0,0,null,"CcoTgs408"]
[2695,"CofTgs408",8.3546189591288556E-3,638.84981085190896,0,385.5489501953125,0,0,7220.2614047382185,0,2677.1608605823199,0,0,null,7605.8103479186029,2677.1608605823199,3062.7098037627029,null,1872.7658005124895,62.064242011889696,0,0,8699.110126190626,0,null,1934.8300028821243,8699.1103515625,null,-5670.980352051407,-1127.8798078955081,6021.9494909801797,null,0.26797229275001222,0.72271712595606663,0,0,0.2543884099906713,0.63173794529063276,0,0,3.2493790267314466,"PASS",1,null,"CofTgs408",null,6021.9494909801797,0,0.2543884099906713,"FAIL",0,1,null,null,3.5993591446906388,null,100.2528702,"YES",1,null,13.708,11.574999999999999,12.50331411195598,0,0,0,null,-5680.6063719662434,null,-745.7893000767566,null,0,null,0,null,100.2528702,null,0,0,null,"CofTgs408"]
[2743,"ChoEgs502",0.96637931466102589,8998.016286817905,0,7184.2724609375,0,0,101695.31024558353,0,106656.44208476755,0,0,null,108879.58274580206,106656.44208476755,113840.71458498604,null,31070.64061936241,7216.5256069200059,0,0,122524.47017540183,0,null,38287.167517512695,122524.46875,null,-70592.415189008345,-75553.547028192348,15868.02666523245,null,0.37648901827481712,0.35897660534263021,0,0,0.35164689802966698,0.33632226985136382,0,0,1.1487770110746895,"PASS",1,null,"ChoEgs502",null,15868.02666523245,0,0.35164689802966698,"FAIL",0,1,null,null,6.4492053944247205,null,4255.7372793505292,"YES",1,null,13.708,11.574999999999999,12.50331411195598,0,0,0,null,-70782.898609493481,null,-6262.7625216780234,null,0,null,0,null,4255.7372793505292,null,0,0,null,"ChoEgs502"]
[2759,"CwaEgs502",0.95714285969734203,6212.9160561031504,0,4960.5693359375,0,0,70218.190956244434,0,115641.24008731582,0,0,null,75178.760364602102,115641.24008731582,120601.80949567346,null,23058.845713717343,7147.5515376789099,0,0,84600.230067764365,0,null,30206.396407539571,84600.2265625,null,-44972.363884642364,-90395.413015713741,-31041.013524815819,null,0.43017907462700511,0.26120782157586686,0,0,0.40179428724472893,0.25046387406618342,0,0,0.7315748819246658,"FAIL",0,null,"CwaEgs502",null,-31041.013524815819,31041.013524815819,0.28437639548716315,"FAIL",0,1,null,null,10.127054050668894,null,5472.4792045531112,"YES",1,null,13.708,11.574999999999999,12.50331411195598,0,0,0,null,-45122.644463784345,null,-3992.3825129830066,null,2746.4613622370598,null,2746.4613622370598,null,5472.4792045531112,null,2746.4613622370598,0.39362135114457797,null,"CwaEgs502"]
[2780,"CofNgs503",1.0171052694320681,9155.8762932046429,0,7363.82666015625,0,0,103479.43930393923,0,11954.264277607734,0,0,null,110843.26616043059,11954.264277607734,19318.091134099162,null,31802.268384129526,7595.3262972773891,0,0,124674.02325775806,0,null,39397.592897537739,124674.0234375,null,-71445.673066557734,20079.501959773756,112719.75915989227,null,0.38072870477988724,3.2956936522924116,0,1,0.35543515029861594,2.0394144030309604,0,1,10.429251064077157,"PASS",1,null,"CofNgs503",null,112719.75915989227,0,0.35543515029861594,"FAIL",0,1,null,null,0.84149112226866174,null,-1363.398268398264,"NO",0,null,13.708,11.574999999999999,12.50331411195598,0,0,0,null,-71641.680991421119,null,-7384.6251776915769,null,0,null,0,null,-1363.398268398264,null,-1363.398268398264,-1.5957213333333282,null,"CofNgs503"]
[2801,"CinEgs504",1.0542857110500339,9940.665893626352,0,5027.68310546875,0,0,112349.10783402559,0,950751.11080962687,0,0,null,117376.79109325758,950751.11080962687,955778.79406885931,null,34200.886263250919,7832.008119148175,0,0,135360.37088436814,0,null,42032.892575339094,135360.375,null,-75343.898364155248,-913745.90133975656,-815390.73580962687,null,0.37412751543550027,4.4210195599503774E-2,0,0,0.35810224695107151,4.3977636711484719E-2,0,0,0.14237203981253493,"FAIL",0,null,"CinEgs504",null,-815390.73580962687,815390.73580962687,4.5062559930481298E-2,"FAIL",0,1,null,null,82.148731647851676,null,88151.292268941237,"YES",1,null,13.708,11.574999999999999,12.50331411195598,0,0,0,null,-75553.017232689279,null,-9919.1227399111376,null,107050.13625826121,null,107050.13625826121,null,88151.292268941237,null,88151.292268941237,0.97341070989085088,null,"CinEgs504"]
[2844,"CwaNgs505",0.95714285969734203,6212.9160561031504,0,4996.88232421875,0,0,70218.190956244434,0,24534.798470413432,0,0,null,75215.073344012329,24534.798470413432,29531.680858181295,null,23012.424923644885,7110.359715364224,0,0,84600.230067764365,0,null,30122.783126289571,84600.2265625,null,-45092.290154173614,591.10233165738828,60065.428092086571,null,0.42898831080766803,1.22775751195245,0,1,0.40048864958180985,1.0200158716250525,0,1,3.4481728743164366,"PASS",1,null,"CwaNgs505",null,60065.428092086571,0,0.40048864958180985,"FAIL",0,1,null,null,2.5451512796487932,null,248.63845606754626,"YES",1,null,13.708,11.574999999999999,12.50331411195598,0,0,0,null,-45242.154746841719,null,-4663.4354528413833,null,0,null,0,null,248.63845606754626,null,0,0,null,"CwaNgs505"]
[2865,"CreEgs506",0.9369999974966049,6958.4659216771352,0,5596.50830078125,0,0,78644.373179783448,0,8334.0280672339395,0,0,null,84240.881522400203,8334.0280672339395,13930.53640985068,null,24901.889499073586,6960.7237498516743,0,0,94752.256843112569,0,null,31862.613944884262,94752.2578125,null,-52378.267535680439,17932.077576869073,86418.229745266057,null,0.40514804373919228,3.8231949410100139,0,1,0.37823220014898967,2.2872496150285717,0,1,11.369323098997942,"PASS",1,null,"CreEgs506",null,86418.229745266057,0,0.37823220014898967,"FAIL",0,1,null,null,0.7719124796655159,null,-1089.8742031914419,"NO",0,null,13.708,11.574999999999999,12.50331411195598,0,0,0,null,-52536.788003067915,null,-5415.3459560637293,null,0,null,0,null,-1089.8742031914419,null,-1089.8742031914419,-1.8296944477822892,null,"CreEgs506"]
[2886,"CinNgs507",1.0542857110500339,9940.665893626352,0,9470.6513671875,0,0,112349.10783402559,0,9850.1070559412328,0,0,null,121819.7590744326,9850.1070559412328,19320.758296348304,null,34200.886263250919,7832.008119148175,0,0,135360.37088436814,0,null,42032.892575339094,135360.375,null,-79786.866625873998,22712.134152210361,125510.26794405877,null,0.37412751543550027,4.2672523594539369,0,1,0.3450416652516296,2.1755301554322961,0,1,13.742020693912707,"PASS",1,null,"CinNgs507",null,125510.26794405877,0,0.3450416652516296,"FAIL",0,1,null,null,0.5391273767223046,null,-1813.5810108989831,"NO",0,null,13.708,11.574999999999999,12.50331411195598,0,0,0,null,-79995.985494408029,null,-7077.9223467952652,null,0,null,0,null,-1813.5810108989831,null,-1813.5810108989831,-3.0515035076923076,null,"CinNgs507"]
[2929,"CasTgs509",0.92275449037551882,6250.1192164512258,0,5026.8037109375,0,0,70638.659958868549,0,3070.2889168068673,0,0,null,75665.463803173654,3070.2889168068673,8097.0927611120032,null,23325.452668447932,7169.6330567078767,0,0,85106.819227552478,0,null,30495.086523303722,85106.8203125,null,-45170.377146502331,22397.993895559353,82036.531395693135,null,0.43170533729066191,9.9323182116095232,0,1,0.40302517217604317,3.7661773089779804,0,1,27.719482634556748,"PASS",1,null,"CasTgs509",null,82036.531395693135,0,0.40302517217604317,"FAIL",0,1,null,null,0.31660483168086234,null,-1294.5089265445522,"NO",0,null,13.708,11.574999999999999,12.50331411195598,0,0,0,null,-45322.093994876974,null,-4671.6753681470773,null,0,null,0,null,-1294.5089265445522,null,-1294.5089265445522,-5.8990622988505752,null,"CasTgs509"]
[2950,"CreNgs509",0.9369999974966049,6958.4659216771352,0,5596.50830078125,0,0,78644.373179783448,0,1708.407804233271,0,0,null,84240.881522400203,1708.407804233271,7304.9161468500097,null,25302.857196041572,7280.3180328637118,0,0,94752.256843112569,0,null,32583.176444884262,94752.2578125,null,-51657.705035680439,25278.260339869739,93043.850008266731,null,0.41431033305330212,19.072247483385564,0,1,0.38678579654228284,4.4604449902603625,0,1,55.462318527059509,"PASS",1,null,"CreNgs509",null,93043.850008266731,0,0.38678579654228284,"FAIL",0,1,null,null,0.15823576219165628,null,-1563.4280701754385,"NO",0,null,13.708,11.574999999999999,12.50331411195598,0,0,0,null,-51819.810391127619,null,-5341.4418983740516,null,0,null,0,null,-1563.4280701754385,null,-1563.4280701754385,-12.803936781609195,null,"CreNgs509"]
[2966,"CheNgs510",0.97382550239562982,7005.1669805175698,0,5233.67578125,0,0,79172.187146349912,0,94028.925185966378,0,0,null,84405.863115489803,94028.925185966378,99262.601155106211,null,25228.203602452893,7234.2906305728802,0,0,95388.177284758989,0,null,32462.493859114271,95388.1796875,null,-51943.369068485641,-66800.107108102107,1359.2545015336218,null,0.41002396206520481,0.34523944408501256,0,0,0.38459998788187671,0.32703650259815087,0,0,1.0144557060377468,"PASS",1,null,"CheNgs510",null,1359.2545015336218,0,0.38459998788187671,"FAIL",0,1,null,null,9.3128993862416589,null,5537.8396238756513,"YES",1,null,13.708,11.574999999999999,12.50331411195598,0,0,0,null,-52104.874013058339,null,-5717.3510911052454,null,0,null,0,null,5537.8396238756513,null,0,0,null,"CheNgs510"]
[3014,"CasNgs512",0.92275449037551882,6250.1192164512258,0,3771.977294921875,0,0,70638.659958868549,0,16534.036592265154,0,0,null,74410.637177079858,16534.036592265154,20306.013810476477,null,23325.452668447932,7169.6330567078767,0,0,85106.819227552478,0,null,30495.086523303722,85106.8203125,null,-43915.550730486706,10189.072636116693,68572.783720234846,null,0.43170533729066191,1.8443824261021495,0,1,0.40982160143710267,1.5017761089263282,0,1,5.147370990597306,"PASS",1,null,"CasNgs512",null,68572.783720234846,0,0.40982160143710267,"FAIL",0,1,null,null,2.2721661550061598,null,60.917559532712403,"YES",1,null,13.708,11.574999999999999,12.50331411195598,0,0,0,null,-44067.267578861341,null,-5785.4557228471604,null,0,null,0,null,60.917559532712403,null,0,0,null,"CasNgs512"]
[3035,"CrtTgs512",0.91964285522699352,6212.9160561031504,0,3749.52490234375,0,0,70218.190956244434,0,11820.363145723948,0,0,null,73967.715925295051,11820.363145723948,15569.888114774551,null,23200.664319344542,7145.456222616067,0,0,84600.230067764365,0,null,30346.119780634705,84600.2265625,null,-43621.59607795348,14776.231732567006,72779.863416776047,null,0.4321689204375046,2.5672747449905975,0,1,0.41026168549871883,1.949026202818511,0,1,7.1571596844809617,"PASS",1,null,"CrtTgs512",null,72779.863416776047,0,0.41026168549871883,"FAIL",0,1,null,null,1.6341233437212779,null,-379.04894621584549,"NO",0,null,13.708,11.574999999999999,12.50331411195598,0,0,0,null,-43772.571798255143,null,-5746.7660222126497,null,0,null,0,null,-379.04894621584549,null,-379.04894621584549,-0.33666559888268011,null,"CrtTgs512"]
[3060,"CofNgs513",1.0171052694320681,9155.8762932046429,0,5525.61572265625,0,0,103479.43930393923,0,28621.350723215455,0,0,null,109005.05518270597,28621.350723215455,34146.96660198224,null,32188.186371331416,7902.7212957850834,0,0,124674.02325775806,0,null,40090.909303787739,124674.0234375,null,-68914.145722807734,5943.9428579160376,96052.672714284548,null,0.3874287450092665,1.4007343570710327,0,1,0.36778945062691087,1.1740694262647933,0,1,4.355979724477991,"PASS",1,null,"CofNgs513",null,96052.672714284548,0,0.36778945062691087,"FAIL",0,1,null,null,2.6849716735488491,null,508.38132643227334,"YES",1,null,13.708,11.574999999999999,12.50331411195598,0,0,0,null,-69113.602983025587,null,-9073.7118926007115,null,0,null,0,null,508.38132643227334,null,0,0,null,"CofNgs513"]
[3073,"CdaTgs514",1.0171052694320681,9155.8762932046429,0,5525.61572265625,0,0,103479.43930393923,0,49221.271546300835,0,0,null,109005.05518270597,49221.271546300835,54746.887425067609,null,32188.186371331416,7902.7212957850834,0,0,124674.02325775806,0,null,40090.909303787739,124674.0234375,null,-68914.145722807734,-14655.977965169346,75452.751891199165,null,0.3874287450092665,0.8145037306904096,0,0,0.36778945062691087,0.7322956848091039,0,0,2.5329297582290868,"PASS",1,null,"CdaTgs514",null,75452.751891199165,0,0.36778945062691087,"FAIL",0,1,null,null,4.6174521531442272,null,2470.5270765477567,"YES",1,null,13.708,11.574999999999999,12.50331411195598,0,0,0,null,-69113.602983025587,null,-9073.7118926007115,null,0,null,0,null,2470.5270765477567,null,0,0,null,"CdaTgs514"]
[3116,"CofNgs515",1.0171052694320681,9155.8762932046429,0,6438.28076171875,0,0,103479.43930393923,0,15003.330726137121,0,0,null,109917.71998412117,15003.330726137121,21441.611406319134,null,31775.932674098891,7574.2329630206459,0,0,124674.02325775806,0,null,39350.167116287739,124674.0234375,null,-70567.552949370234,17908.555628431866,109670.69271136288,null,0.38027039362581633,2.6227620942685941,0,1,0.35799657318931294,1.835224331836016,0,1,8.3097563943122896,"PASS",1,null,"CofNgs515",null,109670.69271136288,0,0.35799657318931294,"FAIL",0,1,null,null,1.207947386220108,null,-991.31657934230259,"NO",0,null,13.708,11.574999999999999,12.50331411195598,0,0,0,null,-70763.324925073161,null,-8186.7329987501198,null,0,null,0,null,-991.31657934230259,null,-991.31657934230259,-0.80825463327370306,null,"CofNgs515"]
[3137,"CscNgs516",1.0183962345123292,9846.8856132130677,0,5942.64306640625,0,0,111289.20591703091,0,272997.73729770316,0,0,null,117231.84916748277,272997.73729770316,278940.38054815499,null,34172.002704737861,7912.7518575553449,0,0,134083.38062292882,0,null,42084.755033757567,134083.375,null,-75147.093949679591,-236855.62533035185,-138914.36229770316,null,0.37815666566201289,0.15415788955006712,0,0,0.35898738609593556,0.15087365615126447,0,0,0.49115196458123939,"FAIL",0,null,"CscNgs516",null,-138914.36229770316,138914.36229770316,0.16429973655775171,"FAIL",0,1,null,null,23.812753978952454,null,23617.889368525695,"YES",1,null,13.708,11.574999999999999,12.50331411195598,0,0,0,null,-75356.470840394803,null,-9893.3187699220707,null,18237.638421821048,null,18237.638421821048,null,23617.889368525695,null,18237.638421821048,0.70136459954149233,null,"CscNgs516"]
[3158,"CofNgs517",1.0171052694320681,9155.8762932046429,0,7363.82666015625,0,0,103479.43930393923,0,264068.84139669233,0,0,null,110843.26616043059,264068.84139669233,271432.66825318371,null,31752.939457192933,7555.8045079511712,0,0,124674.02325775806,0,null,39308.745241287739,124674.0234375,null,-71534.520722807734,-232123.92281556083,-139394.81795919233,null,0.37987010275374911,0.1488579456530312,0,0,0.35463358914397819,0.14481950725641821,0,0,0.47212697559501482,"FAIL",0,null,"CofNgs517",null,-139394.81795919233,139394.81795919233,0.15708538294809715,"FAIL",0,1,null,null,18.5884794768258,null,16656.021924934968,"YES",1,null,13.708,11.574999999999999,12.50331411195598,0,0,0,null,-71730.086619530572,null,-7393.737783902825,null,14368.430054906872,null,14368.430054906872,null,16656.021924934968,null,14368.430054906872,0.76128855987288446,null,"CofNgs517"]
[3201,"CgrEgs602",0.94000000357627866,7731.6288018634841,0,10902.8681640625,0,0,87382.636866426081,0,93329.02264373345,0,0,null,98285.504743038939,93329.02264373345,104231.89052034628,null,27079.943749225349,6983.0099970494102,0,0,105280.2853812362,0,null,34062.955517918839,105280.2890625,null,-64222.549512569742,-70168.935289877118,11951.26641876655,null,0.38981377467457057,0.36497709450947502,0,0,0.3465715062190744,0.32679974673711976,0,0,1.1280551974104382,"PASS",1,null,"CgrEgs602",null,11951.26641876655,0,0.3465715062190744,"FAIL",0,1,null,null,4.4371717763950302,null,1931.6491342053682,"YES",1,null,13.708,11.574999999999999,12.50331411195598,0,0,0,null,-64392.016952957398,null,-5697.3070952218704,null,0,null,0,null,1931.6491342053682,null,0,0,null,"CgrEgs602"]
[3222,"CwaNgs602",0.9588235318660735,6822.0256232661886,0,9620.1767578125,0,0,77102.329018646633,0,82349.137626823605,0,0,null,86722.506204533056,82349.137626823605,91969.314812710014,null,24637.035768596776,7122.8449818656736,0,0,92894.372311622501,0,null,31759.879018996515,92894.375,null,-54962.626757462618,-60209.435365639591,10545.237373176395,null,0.41191854284084756,0.38567348650232086,0,0,0.3662241852289484,0.34533125783856172,0,0,1.128055225313513,"PASS",1,null,"CwaNgs602",null,10545.237373176395,0,0.3662241852289484,"FAIL",0,1,null,null,4.4371717763950311,null,1704.3962948870897,"YES",1,null,13.708,11.574999999999999,12.50331411195598,0,0,0,null,-55120.636105815822,null,-4876.9895095572729,null,0,null,0,null,1704.3962948870897,null,0,0,null,"CwaNgs602"]
[3243,"CreEgs603",0.90597014725208269,7789.3276687939915,0,4700.89697265625,0,0,88034.747730229719,0,21916.627315355508,0,0,null,92735.644825902869,21916.627315355508,26617.524411028659,null,27057.32604344346,6730.2112459792661,0,0,106065.96112075879,0,null,33787.535504059801,106065.9609375,null,-58948.109198826169,7170.0112160480421,84149.333622144492,null,0.38379772050460143,1.5416393689546906,0,1,0.36434248785686524,1.2693718295685874,0,1,4.8395202150098484,"PASS",1,null,"CreEgs603",null,84149.333622144492,0,0.36434248785686524,"FAIL",0,1,null,null,2.4167026637868974,null,200.77114427860693,"YES",1,null,13.708,11.574999999999999,12.50331411195598,0,0,0,null,-59116.206390388652,null,-7761.1845109804117,null,0,null,0,null,200.77114427860693,null,0,0,null,"CreEgs603"]
[3286,"CgrNgs605",0.93011364042758948,5930.5110588184316,0,3579.092041015625,0,0,67026.458145552955,0,396476.61467790161,0,0,null,70605.550176028279,396476.61467790161,400055.70670837705,null,22160.109064662302,6909.5668348801491,0,0,80754.768850063832,0,null,29069.67560917556,80754.765625,null,-41535.87457739302,-370986.03110974166,-315721.84905290161,null,0.43370448645889342,7.3320025779557818E-2,0,0,0.41171941203434648,7.2664069330724931E-2,0,0,0.20368103094959417,"FAIL",0,null,"CgrNgs605",null,-315721.84905290161,315721.84905290161,7.5246217758312126E-2,"FAIL",0,1,null,null,57.421555774640098,null,36327.926596104931,"YES",1,null,13.708,11.574999999999999,12.50331411195598,0,0,0,null,-41680.499829179957,null,-5472.1043422154953,null,41450.148347913397,null,41450.148347913397,null,36327.926596104931,null,36327.926596104931,0.96196068830917958,null,"CgrNgs605"]
[3307,"CasTgs606",1,8998.016286817905,0,5430.3466796875,0,0,101695.31024558353,0,856163.75317503745,0,0,null,107125.65697344582,856163.75317503745,861594.09990289994,null,31207.83452698604,7428.7340111512585,0,0,122524.47017540183,0,null,38636.568404926111,122524.46875,null,-68489.088520344929,-822957.53144979884,-733639.28442503745,null,0.37992478032293564,4.5127545123984127E-2,0,0,0.3606658714063084,4.4843120921372021E-2,0,0,0.14310868486971628,"FAIL",0,null,"CasTgs606",null,-733639.28442503745,733639.28442503745,4.5954066951071897E-2,"FAIL",0,1,null,null,81.72586435731499,null,79370.162063440104,"YES",1,null,13.708,11.574999999999999,12.50331411195598,0,0,0,null,-68681.310253702773,null,-9016.9575127125063,null,96317.240205252616,null,96317.240205252616,null,79370.162063440104,null,79370.162063440104,0.97327313115547531,null,"CasTgs606"]
[3323,"CmiTgs606",0.95655737817287445,5703.6608171228736,0,3442.18701171875,0,0,64462.603516581934,0,542704.87972513342,0,0,null,67904.790557247892,542704.87972513342,546147.06676579942,null,21727.497486728513,7106.0103288505115,0,0,77665.787369375801,0,null,28833.507687918791,77665.7890625,null,-39071.282840381893,-517313.55904893338,-465039.09066263342,null,0.44729046167832565,5.3129258212165423E-2,0,0,0.42461669439804617,5.279440180864603E-2,0,0,0.14310869860214967,"FAIL",0,null,"CmiTgs606",null,-465039.09066263342,465039.09066263342,5.4102333670641788E-2,"FAIL",0,1,null,null,81.725864357315004,null,50311.140980104115,"YES",1,null,13.708,11.574999999999999,12.50331411195598,0,0,0,null,-39214.733127386462,null,-5148.3814326757129,null,61053.548727681089,null,61053.548727681089,null,50311.140980104115,null,50311.140980104115,0.97327313115547542,null,"CmiTgs606"]
[3344,"CheNgs607",0.98163265287876111,7100.4757111121489,0,7537.46630859375,0,0,80249.363561459104,0,38041.064640560267,0,0,null,87786.829874647956,38041.064640560267,45578.530953749207,null,25534.762099320473,7292.2878748970943,0,0,96685.980194529024,0,null,32827.050348640965,96685.9765625,null,-54959.779521411889,-12751.480600513052,58644.911921939733,null,0.40906306158428679,0.86293721426608028,0,0,0.37394049195344525,0.72023054857256796,0,0,2.5416212052964249,"PASS",1,null,"CheNgs607",null,58644.911921939733,0,0.37394049195344525,"FAIL",0,1,null,null,2.6161191672858717,null,340.03941233564387,"YES",1,null,13.708,11.574999999999999,12.50331411195598,0,0,0,null,-55123.098179862842,null,-4877.2073501002596,null,0,null,0,null,340.03941233564387,null,0,0,null,"CheNgs607"]
[3392,"CasNgs609",0.91491227895021443,6103.9175288030956,0,3683.743896484375,0,0,68986.292869292782,0,369111.79020430386,0,0,null,72670.03678847065,369111.79020430386,372795.53412348172,null,22501.318469564994,6796.6399638573685,0,0,83116.015505172021,0,null,29297.959314410316,83116.015625,null,-43372.077451366844,-343497.5747863779,-285995.77457930386,null,0.42469247289342954,7.9374216949813114E-2,0,0,0.40316422859177281,7.858988811408181E-2,0,0,0.22517843599359202,"FAIL",0,null,"CasNgs609",null,-285995.77457930386,285995.77457930386,8.1685954968877816E-2,"FAIL",0,1,null,null,51.939618835867712,null,33679.420352349051,"YES",1,null,13.708,11.574999999999999,12.50331411195598,0,0,0,null,-43517.838442980821,null,-5713.3228652155758,null,37547.503661053946,null,37547.503661053946,null,33679.420352349051,null,33679.420352349051,0.9579458512241722,null,"CasNgs609"]
[3408,"CmiNgs609",1.0094594538211823,9403.3323265907238,0,5674.95654296875,0,0,106276.17997268037,0,568631.71448648488,0,0,null,111951.13661332046,568631.71448648488,574306.67112712481,null,32418.772912500572,7499.0057774795941,0,0,128043.59032853051,0,null,39917.778486811178,128043.59375,null,-72033.358028837945,-534388.89254264242,-440588.12073648488,null,0.37560418992357969,7.0199704782312022E-2,0,0,0.35656429875753215,6.9506033101196504E-2,0,0,0.22517842478348665,"FAIL",0,null,"CmiNgs609",null,-440588.12073648488,440588.12073648488,7.2244239595442808E-2,"FAIL",0,1,null,null,51.939618835867726,null,51884.512434699893,"YES",1,null,13.708,11.574999999999999,12.50331411195598,0,0,0,null,-72231.953941707659,null,-9483.1105776330296,null,57843.456256319034,null,57843.456256319034,null,51884.512434699893,null,51884.512434699893,0.95794585122417208,null,"CmiNgs609"]
[3429,"ChoTgs701",1.0014851570129395,10334.355722817088,0,6236.83349609375,0,0,116798.57847776463,0,38540.202491741678,0,0,null,123035.41196910653,38540.202491741678,44777.035983083581,null,35037.721280070196,7439.7668475651853,0,0,140721.17888887308,0,null,42477.490000922728,140721.171875,null,-80557.921972935656,-2299.5459869127008,102180.96938325831,null,0.3636815666297627,1.1021605299044479,0,1,0.34524605005547521,0.94864452422582379,0,0,3.6512826289678544,"PASS",1,null,"ChoTgs701",null,102180.96938325831,0,0.34524605005547521,"FAIL",0,1,null,null,3.2031706413550358,null,1167.6930865034196,"YES",1,null,13.708,11.574999999999999,12.50331411195598,0,0,0,null,-80769.252768960141,null,-10603.946224394964,null,0,null,0,null,1167.6930865034196,null,0,0,null,"ChoTgs701"]
[3472,"CscNgs702",1.0058252394199372,10133.68891828857,0,18890.607421875,0,0,114530.64827047958,0,6835.3671678092251,0,0,null,133421.25649307281,6835.3671678092251,25725.975390402491,null,34487.601051227539,7472.0081653532443,0,0,137988.73285599938,0,null,41959.609481947366,137988.734375,null,-91461.646210407212,16233.634892263141,131153.36720719078,null,0.36636140732264161,6.1386035968270694,0,1,0.3144896910481691,1.6310211819447498,0,1,20.187464840930584,"PASS",1,null,"CscNgs702",null,131153.36720719078,0,0.3144896910481691,"FAIL",0,1,null,null,0.15718742500599955,null,-2278.0151024811221,"NO",0,null,13.708,11.574999999999999,12.50331411195598,0,0,0,null,-91670.400486436789,null,-8110.8567152782707,null,0,null,0,null,-2278.0151024811221,null,-2278.0151024811221,-12.895999999999999,null,"CscNgs702"]
[3493,"CofEgs801",0.97167832255363473,7299.0901418893945,0,5132.615234375,0,0,82494.097902152847,0,21975.522722548852,0,0,null,87626.713136430946,21975.522722548852,27108.13795682694,null,26034.905225839924,7218.3398026525911,0,0,99390.479400184136,0,null,33253.24553231457,99390.4765625,null,-54373.467604213278,6145.1075753907171,77414.953839951151,null,0.40309848071502774,1.5131947463617674,0,1,0.37948753687136427,1.2266886639412709,0,1,4.5227809967185211,"PASS",1,null,"CofEgs801",null,77414.953839951151,0,0.37948753687136427,"FAIL",0,1,null,null,2.219375239618278,null,28.410377523186639,"YES",1,null,13.708,11.574999999999999,12.50331411195598,0,0,0,null,-54538.906636712345,null,-6309.7016307711783,null,0,null,0,null,28.410377523186639,null,0,0,null,"CofEgs801"]
[3514,"ChoNgs802",0.96900000274181353,6958.4659216771352,0,6629.45556640625,0,0,78644.373179783448,0,455778.60540783929,0,0,null,85273.828845753495,455778.60540783929,462408.06107380945,null,25077.079445775551,7198.4432771737775,0,0,94752.256843112569,0,null,32275.522448697753,94752.2578125,null,-52998.306297491945,-430132.53852554777,-361026.34759533929,null,0.41039836855098227,7.0814035730828145E-2,0,0,0.37849270899707227,6.9798788500132533E-2,0,0,0.20789097313533156,"FAIL",0,null,"ChoNgs802",null,-361026.34759533929,361026.34759533929,7.2317969294278459E-2,"FAIL",0,1,null,null,35.637425716165701,null,25814.680177641134,"YES",1,null,13.708,11.574999999999999,12.50331411195598,0,0,0,null,-53158.881036042687,null,-4703.4164238396552,null,31943.058612679404,null,31943.058612679404,null,25814.680177641134,null,25814.680177641134,0.9387083546583852,null,"ChoNgs802"]
[3557,"CwaEgs803",0.97167832255363473,7299.0901418893945,0,4601.97314453125,0,0,82494.097902152847,0,74986.818452880791,0,0,null,87096.071013742301,74986.818452880791,79588.791564470273,null,26034.905225839924,7218.3398026525911,0,0,99390.479400184136,0,null,33253.24553231457,99390.4765625,null,-53842.825514369528,-46335.546065097471,24403.658109619209,null,0.40309848071502774,0.44345454599077033,0,0,0.3817996051106668,0.41781317274574442,0,0,1.3254393053754328,"PASS",1,null,"CwaEgs803",null,24403.658109619209,0,0.3817996051106668,"FAIL",0,1,null,null,8.4463893780573649,null,5068.8081853855847,"YES",1,null,13.708,11.574999999999999,12.50331411195598,0,0,0,null,-54008.264546868595,null,-6836.7670643331194,null,0,null,0,null,5068.8081853855847,null,0,0,null,"CwaEgs803"]
[3578,"CofNgs804",0.97167832255363473,7299.0901418893945,0,5870.46337890625,0,0,82494.097902152847,0,22541.086779245165,0,0,null,88364.561117985402,22541.086779245165,28411.549995077752,null,26450.712718080013,7549.7622547812434,0,0,99390.479400184136,0,null,34000.47600106457,99390.4765625,null,-54364.085279994528,5588.9258429131551,76849.389783254839,null,0.41215646774382458,1.5083778494819826,0,1,0.38477502188824375,1.1967131610842312,0,1,4.4093027783387244,"PASS",1,null,"CofNgs804",null,76849.389783254839,0,0.38477502188824375,"FAIL",0,1,null,null,1.990364977475372,null,-156.95981718339613,"NO",0,null,13.708,11.574999999999999,12.50331411195598,0,0,0,null,-54533.241877014741,null,-5621.1348674854626,null,0,null,0,null,-156.95981718339613,null,-156.95981718339613,-9.742508665619698E-2,null,"CofNgs804"]
[3599,"CinEgs805",0.97167832255363473,7299.0901418893945,0,4919.76123046875,0,0,82494.097902152847,0,35268.933238842132,0,0,null,87413.859216247947,35268.933238842132,40188.694552937239,null,26034.905225839924,7218.3398026525911,0,0,99390.479400184136,0,null,33253.24553231457,99390.4765625,null,-54160.613600307028,-6935.4489369963121,64121.543323657868,null,0.40309848071502774,0.94284806708279856,0,0,0.38041159448027317,0.82742786177609229,0,0,2.8180743627663789,"PASS",1,null,"CinEgs805",null,64121.543323657868,0,0.38041159448027317,"FAIL",0,1,null,null,3.1142263755621324,null,752.73918161760002,"YES",1,null,13.708,11.574999999999999,12.50331411195598,0,0,0,null,-54326.052632806095,null,-5599.7783765690465,null,0,null,0,null,752.73918161760002,null,0,0,null,"CinEgs805"]
[3615,"CasEgs806",0.96900000274181353,6958.4659216771352,0,5596.50830078125,0,0,78644.373179783448,0,207922.81422057064,0,0,null,84240.881522400203,207922.81422057064,213519.32256318745,null,25077.079445775551,7198.4432771737775,0,0,94752.256843112569,0,null,32275.522448697753,94752.2578125,null,-51965.359031866945,-181243.80007265415,-113170.55640807064,null,0.41039836855098227,0.1552283840024353,0,0,0.38313372179212146,0.15115972675245917,0,0,0.45570880794247048,"FAIL",0,null,"CasEgs806",null,-113170.55640807064,113170.55640807064,0.16349367997058598,"FAIL",0,1,null,null,19.258179407855671,null,13175.361776395361,"YES",1,null,13.708,11.574999999999999,12.50331411195598,0,0,0,null,-52125.933770417672,null,-5372.9962447112912,null,11665.306127092112,null,11665.306127092112,null,13175.361776395361,null,11665.306127092112,0.78496658787769835,null,"CasEgs806"]
[3663,"CreEgs807",0.97021276354789721,7402.6236570874125,0,8748.3681640625,0,0,83664.230586209291,0,26044.379564489431,0,0,null,92412.598688635859,26044.379564489431,34792.747666915951,null,26315.92894757459,7207.4525546213208,0,0,100800.27781471009,0,null,33523.380972200808,100800.28125,null,-58889.217778070983,-1269.366756351119,74755.901685510573,null,0.40068952690191356,1.287163738694268,0,1,0.3627576913272576,0.96351634063930403,0,0,3.8703276075517472,"PASS",1,null,"CreEgs807",null,74755.901685510573,0,0.3627576913272576,"FAIL",0,1,null,null,1.2932689707404537,null,-731.44763572193256,"NO",0,null,13.708,11.574999999999999,12.50331411195598,0,0,0,null,-59056.000767982419,null,-5225.1845510082521,null,0,null,0,null,-731.44763572193256,null,-731.44763572193256,-0.68895760070140288,null,"CreEgs807"]
[3679,"CheEgs808",0.96900000274181353,6958.4659216771352,0,3887.80810546875,0,0,78644.373179783448,0,130650.55002369988,0,0,null,82532.181273763854,130650.55002369988,134538.35811768027,null,25077.079445775551,7198.4432771737775,0,0,94752.256843112569,0,null,32275.522448697753,94752.2578125,null,-50256.658836554445,-102262.83568047087,-35898.292211199878,null,0.41039836855098227,0.24703701930717478,0,0,0.39106590842601557,0.23989829292929546,0,0,0.72523428179454308,"FAIL",0,null,"CheEgs808",null,-35898.292211199878,35898.292211199878,0.27252717561468381,"FAIL",0,1,null,null,14.598504104165482,null,9579.6456670476946,"YES",1,null,13.708,11.574999999999999,12.50331411195598,0,0,0,null,-50417.233575105187,null,-6110.3307113750343,null,4350.7035557048048,null,4350.7035557048048,null,9579.6456670476946,null,4350.7035557048048,0.38620811578383696,null,"CheEgs808"]
[3713,"CloEgs809",0.96900000274181353,6958.4659216771352,0,4199.4677734375,0,0,78644.373179783448,0,4366.8741932157291,0,0,null,82843.841196383219,4366.8741932157291,8566.342209815446,null,25491.740812370441,7528.952201338474,0,0,94752.256843112569,0,null,33020.694323697753,94752.2578125,null,-49823.146629523195,24454.352357044525,90385.383619284272,null,0.41987357758210408,7.56163169870978,0,1,0.39858961081178501,3.8547018613358675,0,1,21.697959139675888,"PASS",1,null,"CloEgs809",null,90385.383619284272,0,0.39858961081178501,"FAIL",0,1,null,null,0.5390221956740695,null,-1269.5878723381766,"NO",0,null,13.708,11.574999999999999,12.50331411195598,0,0,0,null,-49987.428690835121,null,-6562.6954263107737,null,0,null,0,null,-1269.5878723381766,null,-1269.5878723381766,-3.0522940899527189,null,"CloEgs809"]
[3722,"CrtNgs809",0.96900000274181353,6958.4659216771352,0,4199.4677734375,0,0,78644.373179783448,0,7680.4044667758399,0,0,null,82843.841196383219,7680.4044667758399,11879.872483375562,null,25491.740812370441,7528.952201338474,0,0,94752.256843112569,0,null,33020.694323697753,94752.2578125,null,-49823.146629523195,21140.822083484414,87071.853345724157,null,0.41987357758210408,4.2993431487286662,0,1,0.39858961081178501,2.7795496160238815,0,1,12.336883848029437,"PASS",1,null,"CrtNgs809",null,87071.853345724157,0,0.39858961081178501,"FAIL",0,1,null,null,0.9480255723678831,null,-953.97359998945024,"NO",0,null,13.708,11.574999999999999,12.50331411195598,0,0,0,null,-49987.428690835121,null,-6562.6954263107737,null,0,null,0,null,-953.97359998945024,null,-953.97359998945024,-1.3040269393026005,null,"CrtNgs809"]
[3765,"ChoEgs811",0.96900000274181353,6958.4659216771352,0,4199.4677734375,0,0,78644.373179783448,0,12474.225749790476,0,0,null,82843.841196383219,12474.225749790476,16673.693766390195,null,25077.079445775551,7198.4432771737775,0,0,94752.256843112569,0,null,32275.522448697753,94752.2578125,null,-50568.318504523195,15601.828925469777,82278.032062709521,null,0.41039836855098227,2.5873768116822697,0,1,0.38959471310513749,1.935715227327107,0,1,7.5958427972246305,"PASS",1,null,"ChoEgs811",null,82278.032062709521,0,0.38959471310513749,"FAIL",0,1,null,null,1.5397477879189021,null,-497.36129032258066,"NO",0,null,13.708,11.574999999999999,12.50331411195598,0,0,0,null,-50728.893243073922,null,-6660.0400218058667,null,0,null,0,null,-497.36129032258066,null,-497.36129032258066,-0.41859366515837104,null,"ChoEgs811"]
[3786,"CcoNgs812",0.96900000274181353,6958.4659216771352,0,4061.6318359375,0,0,78644.373179783448,0,25263.568557459927,0,0,null,82706.005077436697,25263.568557459927,29325.200455113132,null,25077.079445775551,7198.4432771737775,0,0,94752.256843112569,0,null,32275.522448697753,94752.2578125,null,-50430.482567023195,2950.3220553003266,69488.689255040081,null,0.41039836855098227,1.2775519964762583,0,1,0.39024400274880583,1.100607055219462,0,1,3.7505492384020775,"PASS",1,null,"CcoNgs812",null,69488.689255040081,0,0.39024400274880583,"FAIL",0,1,null,null,3.2242178637050198,null,802.48811815904025,"YES",1,null,13.708,11.574999999999999,12.50331411195598,0,0,0,null,-50591.057305573922,null,-6849.2394431989433,null,0,null,0,null,802.48811815904025,null,0,0,null,"CcoNgs812"]
[3807,"CscTgs812",0.97167832255363473,7299.0901418893945,0,4260.453125,0,0,82494.097902152847,0,26500.246721258507,0,0,null,86754.550883140779,26500.246721258507,30760.699702246457,null,26034.905225839924,7218.3398026525911,0,0,99390.479400184136,0,null,33253.24553231457,99390.4765625,null,-53501.305494838278,2492.5456860560626,72890.229841241497,null,0.40309848071502774,1.2548277713067029,0,1,0.38330260647544373,1.0810302008248762,0,1,3.7505491027285012,"PASS",1,null,"CscTgs812",null,72890.229841241497,0,0.38330260647544373,"FAIL",0,1,null,null,3.2242178637050198,null,841.7707533136786,"YES",1,null,13.708,11.574999999999999,12.50331411195598,0,0,0,null,-53666.744527337352,null,-7265.6394821821978,null,0,null,0,null,841.7707533136786,null,0,0,null,"CscTgs812"]
[3850,"ChoNgs814",0.96900000274181353,6958.4659216771352,0,4199.4677734375,0,0,78644.373179783448,0,63260.828237748756,0,0,null,82843.841196383219,63260.828237748756,67460.296254348475,null,25491.740812370441,7528.952201338474,0,0,94752.256843112569,0,null,33020.694323697753,94752.2578125,null,-49823.146629523195,-34439.60168748851,31491.429574751244,null,0.41987357758210408,0.52197695230290664,0,0,0.39858961081178501,0.48948338913636347,0,0,1.4978029920253211,"PASS",1,null,"ChoNgs814",null,31491.429574751244,0,0.39858961081178501,"FAIL",0,1,null,null,7.8085581048405173,null,4340.0706709019205,"YES",1,null,13.708,11.574999999999999,12.50331411195598,0,0,0,null,-49987.428690835121,null,-6562.6954263107737,null,0,null,0,null,4340.0706709019205,null,0,0,null,"ChoNgs814"]
[3871,"CdaEgs815",0.97167832255363473,7299.0901418893945,0,5870.46337890625,0,0,82494.097902152847,0,52136.786838960739,0,0,null,88364.561117985402,52136.786838960739,58007.250054793316,null,26450.712718080013,7549.7622547812434,0,0,99390.479400184136,0,null,34000.47600106457,99390.4765625,null,-54364.085279994528,-24006.77421680242,47253.689723539261,null,0.41215646774382458,0.65213984333335862,0,0,0.38477502188824375,0.58614183353569793,0,0,1.9063406586504015,"PASS",1,null,"CdaEgs815",null,47253.689723539261,0,0.38477502188824375,"FAIL",0,1,null,null,4.6036483811117019,null,1958.3377630327232,"YES",1,null,13.708,11.574999999999999,12.50331411195598,0,0,0,null,-54533.241877014741,null,-5621.1348674854626,null,0,null,0,null,1958.3377630327232,null,0,0,null,"CdaEgs815"]
[3887,"CreEgs815",0.97021276354789721,7402.6236570874125,0,5953.732421875,0,0,83664.230586209291,0,52876.315681841916,0,0,null,89617.962956435586,52876.315681841916,58830.048052068174,null,26731.109287391122,7538.3751302495466,0,0,100800.27781471009,0,null,34269.482534700808,100800.28125,null,-55348.480473383483,-24560.565569016107,47923.965568158084,null,0.4096073351130487,0.64810647437883384,0,0,0.38239524069085806,0.58251664989775254,0,0,1.9063408626372109,"PASS",1,null,"CreEgs815",null,47923.965568158084,0,0.38239524069085806,"FAIL",0,1,null,null,4.603648381111701,null,1986.1156036431162,"YES",1,null,13.708,11.574999999999999,12.50331411195598,0,0,0,null,-55518.975411367064,null,-5722.7415380093535,null,0,null,0,null,1986.1156036431162,null,0,0,null,"CreEgs815"]
[3935,"CinEgs817",0.97167832255363473,7299.0901418893945,0,12512.0732421875,0,0,82494.097902152847,0,157626.52688205682,0,0,null,95006.17090118528,157626.52688205682,170138.59988108926,null,26082.03097616259,7256.0964313034892,0,0,99390.479400184136,0,null,33338.12834481457,99390.4765625,null,-61668.042799525778,-136800.47177942976,-58236.050319556816,null,0.40412743690290776,0.21150074802929358,0,0,0.3509048722126149,0.19594688283828174,0,0,0.63054410021270324,"FAIL",0,null,"CinEgs817",null,-58236.050319556816,58236.050319556816,0.2175518471759352,"FAIL",0,1,null,null,6.5302571579297464,null,3517.8130491633901,"YES",1,null,13.708,11.574999999999999,12.50331411195598,0,0,0,null,-61833.904134574601,null,-5470.9691887512927,null,5152.6365904286295,null,5152.6365904286295,null,3517.8130491633901,null,3517.8130491633901,0.66551448050847672,null,"CinEgs817"]
[3956,"CdaNgs818",0.97167832255363473,7299.0901418893945,0,10292.9169921875,0,0,82494.097902152847,0,1139190.0335407185,0,0,null,92787.014672859252,1139190.0335407185,1149482.9503114242,null,26082.03097616259,7256.0964313034892,0,0,99390.479400184136,0,null,33338.12834481457,99390.4765625,null,-59448.886549525778,-1116144.8221880915,-1039799.5569782185,null,0.40412743690290776,2.9264764756759921E-2,0,0,0.35929734761677379,2.9002716681755782E-2,0,0,8.7246617014006253E-2,"FAIL",0,null,"CdaNgs818",null,-1039799.5569782185,1039799.5569782185,2.9435390788445485E-2,"FAIL",0,1,null,null,57.370410367171154,null,44669.89510489512,"YES",1,null,13.708,11.574999999999999,12.50331411195598,0,0,0,null,-59614.747884574608,null,-5274.6216406108515,null,91999.873181616218,null,91999.873181616218,null,44669.89510489512,null,44669.89510489512,0.96192677647058844,null,"CdaNgs818"]
[3972,"CreNgs818",0.97021276354789721,7402.6236570874125,0,10438.916015625,0,0,83664.230586209291,0,1155348.785964638,0,0,null,94103.146479000294,1155348.785964638,1165787.7018574295,null,26362.983619263312,7245.1522358587999,0,0,100800.27781471009,0,null,33608.134878450808,100800.28125,null,-60495.011723383483,-1132179.5671018122,-1054548.504714638,null,0.40170255129305604,2.9089167952334231E-2,0,0,0.35714145692335125,2.8828692240759117E-2,0,0,8.7246624114326293E-2,"FAIL",0,null,"CreNgs818",null,-1054548.504714638,1054548.504714638,2.925877035037772E-2,"FAIL",0,1,null,null,57.370410367171147,null,45303.510638297892,"YES",1,null,13.708,11.574999999999999,12.50331411195598,0,0,0,null,-60662.216374520052,null,-5367.3000492425826,null,93304.837501139686,null,93304.837501139686,null,45303.510638297892,null,45303.510638297892,0.96192677647058866,null,"CreNgs818"]
[3993,"CloEgs819",0.96900000274181353,6958.4659216771352,0,11928.1767578125,0,0,78644.373179783448,0,77385.886479896682,0,0,null,90572.54960266962,77385.886479896682,89314.062902782825,null,25077.079445775551,7198.4432771737775,0,0,94752.256843112569,0,null,32275.522448697753,94752.2578125,null,-58297.027488898195,-57038.540789011429,17366.371332603318,null,0.41039836855098227,0.41707246523669783,0,0,0.35634993682893362,0.36137111311122999,0,0,1.2244126432164701,"PASS",1,null,"CloEgs819",null,17366.371332603318,0,0.35634993682893362,"FAIL",0,1,null,null,3.3629309655227586,null,909.52839506172847,"YES",1,null,13.708,11.574999999999999,12.50331411195598,0,0,0,null,-58457.602227448922,null,-5172.2391641097092,null,0,null,0,null,909.52839506172847,null,0,0,null,"CloEgs819"]
[4036,"CasNgs821",0.96900000274181353,6958.4659216771352,0,4893.09326171875,0,0,78644.373179783448,0,19998.446052900657,0,0,null,83537.466436991628,19998.446052900657,24891.539310108848,null,25077.079445775551,7198.4432771737775,0,0,94752.256843112569,0,null,32275.522448697753,94752.2578125,null,-51261.943992804445,7383.9831340783458,74753.811759599339,null,0.41039836855098227,1.6139015183140382,0,1,0.38635984335602225,1.2966463038202525,0,1,4.7379810192180773,"PASS",1,null,"CasNgs821",null,74753.811759599339,0,0.38635984335602225,"FAIL",0,1,null,null,2.118571004921709,null,-50.702707868748007,"NO",0,null,13.708,11.574999999999999,12.50331411195598,0,0,0,null,-51422.518731355172,null,-5949.1612558141296,null,0,null,0,null,-50.702707868748007,null,-50.702707868748007,-3.1014043338183327E-2,null,"CasNgs821"]
[4057,"CrtTgs821",0.96900000274181353,6958.4659216771352,0,4893.09326171875,0,0,78644.373179783448,0,19998.446052900657,0,0,null,83537.466436991628,19998.446052900657,24891.539310108848,null,25077.079445775551,7198.4432771737775,0,0,94752.256843112569,0,null,32275.522448697753,94752.2578125,null,-51261.943992804445,7383.9831340783458,74753.811759599339,null,0.41039836855098227,1.6139015183140382,0,1,0.38635984335602225,1.2966463038202525,0,1,4.7379810192180773,"PASS",1,null,"CrtTgs821",null,74753.811759599339,0,0.38635984335602225,"FAIL",0,1,null,null,2.118571004921709,null,-50.702707868748007,"NO",0,null,13.708,11.574999999999999,12.50331411195598,0,0,0,null,-51422.518731355172,null,-5949.1612558141296,null,0,null,0,null,-50.702707868748007,null,-50.702707868748007,-3.1014043338183327E-2,null,"CrtTgs821"]
[4078,"CloNgs822",0.96900000274181353,6958.4659216771352,0,4893.09326171875,0,0,78644.373179783448,0,83022.460807061609,0,0,null,83537.466436991628,83022.460807061609,87915.554064269774,null,25077.079445775551,7198.4432771737775,0,0,94752.256843112569,0,null,32275.522448697753,94752.2578125,null,-51261.943992804445,-55640.031620082606,11729.797005438391,null,0.41039836855098227,0.38875651401978811,0,0,0.38635984335602225,0.36711959323428861,0,0,1.1412846221542099,"PASS",1,null,"CloNgs822",null,11729.797005438391,0,0.38635984335602225,"FAIL",0,1,null,null,8.7951320058778872,null,5101.3768645357686,"YES",1,null,13.708,11.574999999999999,12.50331411195598,0,0,0,null,-51422.518731355172,null,-5949.1612558141296,null,0,null,0,null,5101.3768645357686,null,0,0,null,"CloNgs822"]
[4121,"CcoTgs824",0.96900000274181353,6958.4659216771352,0,4893.09326171875,0,0,78644.373179783448,0,88543.861404136755,0,0,null,83537.466436991628,88543.861404136755,93436.954661344906,null,25491.740812370441,7528.952201338474,0,0,94752.256843112569,0,null,33020.694323697753,94752.2578125,null,-50516.772117804445,-60416.260342157751,6208.3964083632454,null,0.41987357758210408,0.37293036242210947,0,0,0.39528005492985313,0.35340079780836914,0,0,1.070116621411241,"PASS",1,null,"CcoTgs824",null,6208.3964083632454,0,0.39528005492985313,"FAIL",0,1,null,null,9.3800515884009492,null,5552.739809049398,"YES",1,null,13.708,11.574999999999999,12.50331411195598,0,0,0,null,-50681.054179116363,null,-5863.3799231302246,null,0,null,0,null,5552.739809049398,null,0,0,null,"CcoTgs824"]
[4142,"CrtNgs824",0.96900000274181353,6958.4659216771352,0,4893.09326171875,0,0,78644.373179783448,0,88543.861404136755,0,0,null,83537.466436991628,88543.861404136755,93436.954661344906,null,25491.740812370441,7528.952201338474,0,0,94752.256843112569,0,null,33020.694323697753,94752.2578125,null,-50516.772117804445,-60416.260342157751,6208.3964083632454,null,0.41987357758210408,0.37293036242210947,0,0,0.39528005492985313,0.35340079780836914,0,0,1.070116621411241,"PASS",1,null,"CrtNgs824",null,6208.3964083632454,0,0.39528005492985313,"FAIL",0,1,null,null,9.3800515884009492,null,5552.739809049398,"YES",1,null,13.708,11.574999999999999,12.50331411195598,0,0,0,null,-50681.054179116363,null,-5863.3799231302246,null,0,null,0,null,5552.739809049398,null,0,0,null,"CrtNgs824"]
[4163,"CmiTgs825",0.97167832255363473,7299.0901418893945,0,6342.185546875,0,0,82494.097902152847,0,9.7873232581014644,0,0,null,88836.283416648497,9.7873232581014644,6351.972837753764,null,26034.905225839924,7218.3398026525911,0,0,99390.479400184136,0,null,33253.24553231457,99390.4765625,null,-55583.037916713278,26901.272662181469,99380.689239241896,null,0.40309848071502774,3397.5832467563764,0,1,0.37432053932551662,5.235105094461427,0,1,10155.021341532727,"PASS",1,null,"CmiTgs825",null,99380.689239241896,0,0.37432053932551662,"FAIL",0,1,null,null,7.9993600511959052E-4,null,-1767.3944573944573,"NO",0,null,13.708,11.574999999999999,12.50331411195598,0,0,0,null,-55748.476949212352,null,-5358.1842940571896,null,0,null,0,null,-1767.3944573944573,null,-1767.3944573944573,-2729.5639999999999,null,"CmiTgs825"]
[4206,"CcoNgs827",0.96900000274181353,6958.4659216771352,0,3403.8642578125,0,0,78644.373179783448,0,157137.56710647189,0,0,null,82048.23743863542,157137.56710647189,160541.43136532381,null,25491.740812370441,7528.952201338474,0,0,94752.256843112569,0,null,33020.694323697753,94752.2578125,null,-49027.543113898195,-127520.73704058664,-62385.309293971892,null,0.41987357758210408,0.2101387652344387,0,0,0.40245464564443023,0.20568331827545833,0,0,0.60298921230146452,"FAIL",0,null,"CcoNgs827",null,-62385.309293971892,62385.309293971892,0.22862205540841055,"FAIL",0,1,null,null,20.054401543233951,null,13789.779857528862,"YES",1,null,13.708,11.574999999999999,12.50331411195598,0,0,0,null,-49191.825175210121,null,-6659.8052544728034,null,8445.9970565857402,null,8445.9970565857402,null,13789.779857528862,null,8445.9970565857402,0.54577228598985006,null,"CcoNgs827"]
[4227,"CscEgs827",0.97167832255363473,7299.0901418893945,0,3570.48681640625,0,0,82494.097902152847,0,164829.6097437382,0,0,null,86064.584759110876,164829.6097437382,168400.09660069612,null,26450.712718080013,7549.7622547812434,0,0,99390.479400184136,0,null,34000.47600106457,99390.4765625,null,-52064.108717494528,-134399.62055907986,-65439.133181238198,null,0.41215646774382458,0.20627650610788534,0,0,0.39505768966700949,0.20190294836868594,0,0,0.60298921241773917,"FAIL",0,null,"CscEgs827",null,-65439.133181238198,65439.133181238198,0.22442007676374032,"FAIL",0,1,null,null,20.054401543233951,null,14464.804046358946,"YES",1,null,13.708,11.574999999999999,12.50331411195598,0,0,0,null,-52233.265314514749,null,-7071.5687730810341,null,8859.4371413602294,null,8859.4371413602294,null,14464.804046358946,null,8859.4371413602294,0.54577226562479175,null,"CscEgs827"]
[4243,"CinEgs828",1.0321723639965057,11382.752269010738,0,5757.0458984375,0,0,128647.5248040516,0,9157.8180178672483,0,0,null,134404.5708687033,9157.8180178672483,14914.864082518921,null,38204.001055941291,7667.7339457912421,0,0,154997.01783620671,0,null,45871.733994204697,154997.015625,null,-88532.83670828442,30956.870077899948,145839.19760713275,null,0.35656911443942541,5.0090244100403849,0,1,0.34129593773818862,3.0755717418285173,0,1,16.925103263964733,"PASS",1,null,"CinEgs828",null,145839.19760713275,0,0.34129593773818862,"FAIL",0,1,null,null,0.69102573699084635,null,-1884.9344222904112,"NO",0,null,13.708,11.574999999999999,12.50331411195598,0,0,0,null,-88761.054290345142,null,-11653.165211367837,null,0,null,0,null,-1884.9344222904112,null,-1884.9344222904112,-2.1609191104734542,null,"CinEgs828"]
[4264,"CdaNgs829",0.97167832255363473,7299.0901418893945,0,5453.2705078125,0,0,82494.097902152847,0,8219.8937315111652,0,0,null,87947.368503553706,8219.8937315111652,13673.164332912027,null,26034.905225839924,7218.3398026525911,0,0,99390.479400184136,0,null,33253.24553231457,99390.4765625,null,-54694.122877650778,19580.081292990904,91170.582830988831,null,0.40309848071502774,4.0454592989246851,0,1,0.37810392890103389,2.4320080524359606,0,1,12.091455170701801,"PASS",1,null,"CdaNgs829",null,91170.582830988831,0,0.37810392890103389,"FAIL",0,1,null,null,0.78133878033706228,null,-1135.5946585733159,"NO",0,null,13.708,11.574999999999999,12.50331411195598,0,0,0,null,-54859.56191014986,null,-6019.6168225249876,null,0,null,0,null,-1135.5946585733159,null,-1135.5946585733159,-1.7955561823529262,null,"CdaNgs829"]
[4312,"CscNgs901",1.0784503221511841,8394.7524427557109,0,2927.048095703125,0,0,94877.240370368439,0,20482.601736367087,0,0,null,97804.288575169878,20482.601736367087,23409.649941168551,null,29888.180979112592,8053.4260693742735,0,0,114309.9281570704,0,null,37941.606335328994,114309.9296875,null,-59862.682130742571,14531.956503258782,93827.327951132916,null,0.39990208597149202,1.8523821740850064,0,1,0.38793397437261645,1.6207677862549925,0,1,5.5808305584803444,"PASS",1,null,"CscNgs901",null,93827.327951132916,0,0.38793397437261645,"FAIL",0,1,null,null,3.0398851277738492,null,796.52476670450312,"YES",1,null,13.708,11.574999999999999,12.50331411195598,0,0,0,null,-60051.446341366085,null,-10336.546111750113,null,0,null,0,null,796.52476670450312,null,0,0,null,"CscNgs901"]
[4338,"CrtNgs902",1.0784503221511841,8394.7524427557109,0,6751.6748046875,0,0,94877.240370368439,0,2633.8768067899691,0,0,null,101628.91539548973,2633.8768067899691,9385.5518319112853,null,29860.256873496153,8031.060524913838,0,0,114309.9281570704,0,null,37891.317272828994,114309.9296875,null,-63737.597902226946,28505.765661351525,111676.05288071003,null,0.39937204249316477,14.386138780351288,0,1,0.37283992658547177,4.0371966232109573,0,1,43.399877090992327,"PASS",1,null,"CrtNgs902",null,111676.05288071003,0,0.37283992658547177,"FAIL",0,1,null,null,0.20221538736394329,null,-1845.1902061487308,"NO",0,null,13.708,11.574999999999999,12.50331411195598,0,0,0,null,-63926.111918509669,null,-6589.3257814802691,null,0,null,0,null,-1845.1902061487308,null,-1845.1902061487308,-9.8017321844660188,null,"CrtNgs902"]
[4350,"CgrNgs903",1.0784502863883971,8394.7514234491555,0,6751.67431640625,0,0,94877.228850196305,0,38733.453367941082,0,0,null,101628.9030213582,38733.453367941082,45485.127539102992,null,29835.873756427682,8011.5203218293054,0,0,114309.91427734493,0,null,37847.39599125347,114309.9140625,null,-63781.507175349085,-7637.7316930938614,75576.460694558918,null,0.39890916345176497,0.97712423500505685,0,0,0.37240779750628006,0.83208287891160049,0,0,2.9511934548317882,"PASS",1,null,"CgrNgs903",null,75576.460694558918,0,0.37240779750628006,"FAIL",0,1,null,null,2.973753731500643,null,734.95999727198011,"YES",1,null,13.708,11.574999999999999,12.50331411195598,0,0,0,null,-63969.80267779313,null,-6593.8293034045482,null,0,null,0,null,734.95999727198011,null,0,0,null,"CgrNgs903"]
[4393,"CrtEgs904",1.0784503221511841,8394.7524427557109,0,3563.807373046875,0,0,94877.240370368439,0,73793.344950080238,0,0,null,98441.047644627892,73793.344950080238,77357.152224339705,null,29835.876858049625,8011.5205875015426,0,0,114309.9281570704,0,null,37847.399304078994,114309.9296875,null,-60593.648439336321,-39509.753019048119,40516.584737419762,null,0.39890914993243515,0.51288363916396562,0,0,0.38446766030698398,0.48925533279698985,0,0,1.5490547252577918,"PASS",1,null,"CrtEgs904",null,40516.584737419762,0,0.38446766030698398,"FAIL",0,1,null,null,8.995077212591708,null,6340.4821437233095,"YES",1,null,13.708,11.574999999999999,12.50331411195598,0,0,0,null,-60781.943958262083,null,-9141.6764807112941,null,0,null,0,null,6340.4821437233095,null,0,0,null,"CrtEgs904"]
[4414,"CloNgs905",1.4514417409896851,26526.162687717439,0,86111.4609375,0,0,299797.89524322294,0,83581.255773592638,0,0,null,385909.35315371613,83581.255773592638,169692.71368408573,null,83807.541754263846,10782.374626494673,0,0,361202.28342556971,0,null,94589.917350882897,361202.28125,null,-291319.43882984004,-75102.799360209727,277621.02547640738,null,0.31551227961137979,1.1317120863451831,0,1,0.24510915798213001,0.55741884026717137,0,0,4.3215704036373337,"PASS",1,null,"CloNgs905",null,277621.02547640738,0,0.24510915798213001,"FAIL",0,1,null,null,0.50312766277134324,null,-4945.3473104445875,"NO",0,null,13.708,11.574999999999999,12.50331411195598,0,0,0,null,-291790.0354335758,null,-25817.135692538683,null,0,null,0,null,-4945.3473104445875,null,-4945.3473104445875,-3.3413960700389058,null,"CloNgs905"]
[4435,"CheEgs906",1.0321723639965057,11382.753288317293,0,6869.546875,0,0,128647.53632422384,0,4045278.6428683605,0,0,null,135517.08321280117,4045278.6428683605,4052148.1897569383,null,38204.0039710247,7667.7339457912421,0,0,154997.0317159323,0,null,45871.737283580194,154997.03125,null,-89645.345915643658,-4006276.4524597805,-3890281.6116183605,null,0.35656910807815229,1.133957418840602E-2,0,0,0.33849413078160845,1.1320350376052127E-2,0,0,3.8315538911825667E-2,"FAIL",0,null,"CheEgs906",null,-3890281.6116183605,3890281.6116183605,1.1394443875852743E-2,"FAIL",0,1,null,null,305.24642289348179,null,382556.20939940069,"YES",1,null,13.708,11.574999999999999,12.50331411195598,0,0,0,null,-89873.563514069436,null,-11799.223118035132,null,510743.0809760699,null,510743.0809760699,null,382556.20939940069,null,382556.20939940069,0.99284421931245503,null,"CheEgs906"]
[4451,"CscEgs906",1.0784503221511841,8394.7524427557109,0,5066.27392578125,0,0,94877.240370368439,0,122661.4062293988,0,0,null,99943.514123694957,122661.4062293988,127727.6799827253,null,29835.876858049625,8011.5205875015426,0,0,114309.9281570704,0,null,37847.399304078994,114309.9296875,null,-62096.114992070696,-89880.280851101052,-8351.4765418987954,null,0.39890914993243515,0.30855181321904607,0,0,0.37868789756512555,0.29631321306467867,0,0,0.93191439101651874,"FAIL",0,null,"CscEgs906",null,-8351.4765418987954,8351.4765418987954,0.34948430219342747,"FAIL",0,1,null,null,12.550167989227775,null,9650.0768145076163,"YES",1,null,13.708,11.574999999999999,12.50331411195598,0,0,0,null,-62284.410510996458,null,-8177.1282639693281,null,1096.439611716009,null,1096.439611716009,null,9650.0768145076163,null,1096.439611716009,9.3844984696540429E-2,null,"CscEgs906"]
[4499,"CmiTgs908",1.0094594538211823,9403.3323265907238,0,5674.95654296875,0,0,106276.17997268037,0,101675.94891844915,0,0,null,111951.13661332046,101675.94891844915,107350.90555908917,null,32850.747974893988,7843.3147115624552,0,0,128043.59032853051,0,null,40694.063643061178,128043.59375,null,-71257.072872587945,-66656.841818356726,26367.644831550846,null,0.38290860335328292,0.40023293685412775,0,0,0.36349844145952681,0.37907517843607469,0,0,1.2593302065240566,"PASS",1,null,"CmiTgs908",null,26367.644831550846,0,0.36349844145952681,"FAIL",0,1,null,null,9.2872243251519304,null,7406.9028435705686,"YES",1,null,13.708,11.574999999999999,12.50331411195598,0,0,0,null,-71459.530900662881,null,-9381.701537572304,null,0,null,0,null,7406.9028435705686,null,0,0,null,"CmiTgs908"]
[4520,"CheNgs909",1.0321723639965057,11382.752269010738,0,5766.09716796875,0,0,128647.5248040516,0,4761.5302690299695,0,0,null,134413.62195877102,4761.5302690299695,10527.627423749422,null,38204.001055941291,7667.7339457912421,0,0,154997.01783620671,0,null,45871.733994204697,154997.015625,null,-88541.88797781567,35344.106557205974,150235.48535597004,null,0.35656911443942541,9.6338217762815557,0,1,0.34127295523480045,4.3572717849979403,0,1,32.551933279335501,"PASS",1,null,"CheNgs909",null,150235.48535597004,0,0.34127295523480045,"FAIL",0,1,null,null,0.4280503619266498,null,-2216.88890825508,"NO",0,null,13.708,11.574999999999999,12.50331411195598,0,0,0,null,-88770.105559876392,null,-13351.129189685495,null,0,null,0,null,-2216.88890825508,null,-2216.88890825508,-4.1028492256190745,null,"CheNgs909"]
[4536,"CscNgs909",1.0784503221511841,8394.7524427557109,0,4252.48291015625,0,0,94877.240370368439,0,70817.60044829041,0,0,null,99129.723084708763,70817.60044829041,75070.083162630719,null,29835.876858049625,8011.5205875015426,0,0,114309.9281570704,0,null,37847.399304078994,114309.9296875,null,-61282.323976445696,-37222.684054367666,43492.32923920959,null,0.39890914993243515,0.53443492951606575,0,0,0.3817966806683763,0.50416088021861127,0,0,1.6141457626902624,"PASS",1,null,"CscNgs909",null,43492.32923920959,0,0.3817966806683763,"FAIL",0,1,null,null,8.632347300375379,null,6002.800474775122,"YES",1,null,13.708,11.574999999999999,12.50331411195598,0,0,0,null,-61470.619495371458,null,-9245.2540985110318,null,0,null,0,null,6002.800474775122,null,0,0,null,"CscNgs909"]
[4584,"CmiNgs911",1.0784503221511841,8394.7524427557109,0,5066.27392578125,0,0,94877.240370368439,0,204430.16456371898,0,0,null,99943.514123694957,204430.16456371898,209496.43831704554,null,30297.374983047124,8379.3610980595458,0,0,114309.9281570704,0,null,38676.735241578994,114309.9296875,null,-61266.779054570696,-170819.70324792125,-90120.234876218979,null,0.40765029727464869,0.18919289784910295,0,0,0.38698594415014492,0.18461762653553385,0,0,0.55916371212366101,"FAIL",0,null,"CmiNgs911",null,-90120.234876218979,90120.234876218979,0.20349348789549074,"FAIL",0,1,null,null,20.916382270383995,null,17438.563632879595,"YES",1,null,13.708,11.574999999999999,12.50331411195598,0,0,0,null,-61459.200622936754,null,-8068.7890014797422,null,11831.607840805988,null,11831.607840805988,null,17438.563632879595,null,11831.607840805988,0.60762143773829225,null,"CmiNgs911"]
[4600,"CdaNgs912",1.0321723639965057,11382.752269010738,0,16051.5517578125,0,0,128647.5248040516,0,2164918.2686635242,0,0,null,144699.07639991023,2164918.2686635242,2180969.8202593848,null,38254.060726911208,7707.841199134833,0,0,154997.01783620671,0,null,45961.901962954697,154997.015625,null,-98737.17459890942,-2135007.9184583821,-2009921.2530385242,null,0.35727000603362702,2.1230317388068652E-2,0,0,0.31763783885175184,2.1074066010723348E-2,0,0,7.1594857814509916E-2,"FAIL",0,null,"CdaNgs912",null,-2009921.2530385242,2009921.2530385242,2.1331787012090028E-2,"FAIL",0,1,null,null,69.912484242718634,null,85493.498180766037,"YES",1,null,13.708,11.574999999999999,12.50331411195598,0,0,0,null,-98965.840777829595,null,-8756.3461051398317,null,177834.75588502572,null,177834.75588502572,null,85493.498180766037,null,85493.498180766037,0.96875698980599656,null,"CdaNgs912"]
[4621,"CwaTgs912",1.0784503400325776,8394.7524427557109,0,11837.98046875,0,0,94877.240370368439,0,1619453.5762967397,0,0,null,106715.22087402016,1619453.5762967397,1631291.5568003918,null,29888.181077874819,8053.4262029052052,0,0,114309.9281570704,0,null,37941.606347054003,114309.9296875,null,-68773.614492064429,-1593349.9504184357,-1505143.6466092397,null,0.39990208609507288,2.3428647108129138E-2,0,0,0.3555407190156496,2.3258629758548054E-2,0,0,7.0585493379128811E-2,"FAIL",0,null,"CwaTgs912",null,-1505143.6466092397,1505143.6466092397,2.3539037513325964E-2,"FAIL",0,1,null,null,70.912232951403638,null,63981.960534030208,"YES",1,null,13.708,11.574999999999999,12.50331411195598,0,0,0,null,-68962.378702746297,null,-6101.6857069964635,null,133172.80593058199,null,133172.80593058199,null,63981.960534030208,null,63981.960534030208,0.96919746612153279,null,"CwaTgs912"]
[4642,"CofNgs1001",1.1575968742370606,6560.5857232331164,0,4421.99169921875,0,0,74147.543108402475,0,305224.65650182619,0,0,null,78569.534902405067,305224.65650182619,309646.64829582878,null,25033.920087543956,8599.4792708472396,0,0,89334.389287231883,0,null,33633.398525019402,89334.390625,null,-44936.136282601823,-276013.24967602553,-215890.26587682619,null,0.45360098413305389,0.11019227250672053,0,0,0.42807175335034531,0.10861864231510161,0,0,0.29268405655316221,"FAIL",0,null,"CofNgs1001",null,-215890.26587682619,215890.26587682619,0.1142206795183633,"FAIL",0,1,null,null,29.984967636175028,null,20226.206944885194,"YES",1,null,13.708,11.574999999999999,12.50331411195598,0,0,0,null,-45103.466623522319,null,-4649.1398669040027,null,22253.368024731975,null,22253.368024731975,null,20226.206944885194,null,20226.206944885194,0.92715428329333338,null,"CofNgs1001"]
[4685,"CinEgs1004",0.96843927800655372,7151.6403133629756,0,8451.7578125,0,0,80827.62436179936,0,149599.28634629154,0,0,null,89279.382594563649,149599.28634629154,158051.04457905592,null,26022.227416335103,7524.595473043395,0,0,97382.679953975065,0,null,33546.821716168801,97382.6796875,null,-55732.56045813056,-124504.22244262273,-52216.606658791541,null,0.41504154032793339,0.22424453040848616,0,0,0.37575105135333076,0.21225308503792487,0,0,0.65095684655927533,"FAIL",0,null,"CinEgs1004",null,-52216.606658791541,52216.606658791541,0.23708673293729007,"FAIL",0,1,null,null,7.6892568109749737,null,4365.9391191099594,"YES",1,null,13.708,11.574999999999999,12.50331411195598,0,0,0,null,-55899.460068658751,null,-4945.8986616447983,null,4620.0454292786262,null,4620.0454292786262,null,4365.9391191099594,null,4365.9391191099594,0.71593139472650669,null,"CinEgs1004"]
[4706,"CwaNgs1005",1.3001846075057983,4508.920899669758,0,1914.1630859375,0,0,50959.688796792609,0,489792.81540957268,0,0,null,52873.851904554125,489792.81540957268,491706.97851733421,null,21294.460271358625,10102.195805086527,0,0,61397.215417822386,0,null,31396.655765704385,61397.21484375,null,-21477.196117025724,-460310.32272980578,-428395.60056582268,null,0.61610768250375347,6.410191162042668E-2,0,0,0.59380307368828744,6.3852369681165852E-2,0,0,0.12535344111246027,"FAIL",0,null,"CwaNgs1005",null,-428395.60056582268,428395.60056582268,6.5237167258315978E-2,"FAIL",0,1,null,null,111.15663366633945,null,54488.540319706895,"YES",1,null,13.708,11.574999999999999,12.50331411195598,0,0,0,null,-21633.398384516786,null,-3253.6887820731263,null,64431.206557361758,null,64431.206557361758,null,54488.540319706895,null,54488.540319706895,0.98034956272209584,null,"CwaNgs1005"]
[4727,"CreEgsd101",0.92931937575340273,5464.7639008907254,0,2768.2548828125,0,0,29437.663714035742,17330.630859375,21083.824829446865,0,0,null,49536.549083765844,21083.824829446865,23852.07982389268,null,20982.247162593831,6903.6664538811619,0,0,52797.695090990004,0,null,27885.913067389563,52797.6953125,null,-21650.636388833678,4033.8333551301985,31713.870483053135,null,0.59625678724756381,1.3226211701608579,0,1,0.56293612238844137,1.1691187269115535,0,1,2.5041801352266857,"PASS",1,null,"CreEgsd101",null,31713.870483053135,0,0.56293612238844137,"FAIL",0,1,null,null,5.0741040662222314,null,1373.9927884541319,"YES",1,null,7.4389999999999992,5.9600000000000009,6.2474711356919013,13.13,13.290000000000001,14.852837601175882,null,-21789.372274741087,null,-3277.1474402043577,null,0,null,0,null,1373.9927884541319,null,0,0,null,"CreEgsd101"]
[4770,"CgrNgsd103",1.0784503221511841,8394.7524427557109,0,5596.64208984375,0,0,45220.965416665727,17491.701171875,8647.1600158647252,0,0,null,68309.308955926972,8647.1600158647252,14243.801959202116,null,30297.374983047124,8379.3610980595458,0,0,71974.792459376549,0,null,38676.735241578994,71974.7890625,null,-29632.573436805484,24432.933135870517,63327.629046635273,null,0.61672924060681322,4.4727673791880536,0,1,0.56620006833443048,2.7153378679754723,0,1,8.3235176555597068,"PASS",1,null,"CgrNgsd103",null,63327.629046635273,0,0.56620006833443048,"FAIL",0,1,null,null,1.1648807454194612,null,-651.54125099502198,"NO",0,null,7.4389999999999992,5.9600000000000009,6.2474711356919013,13.13,13.290000000000001,14.852837601175882,null,-29824.995005171546,null,-3614.6486037403824,null,0,null,0,null,-651.54125099502198,null,-651.54125099502198,-0.87385942745504963,null,"CgrNgsd103"]
[4791,"CasTgsd104",0.9052147254347801,6403.4963126030007,0,3607.334228515625,0,0,34494.440100833992,17491.701171875,19596.99404064635,0,0,null,55593.475824954367,19596.99404064635,23204.328168842843,null,23612.960992948585,7033.3523018184242,0,0,59051.267982470861,0,null,30646.313966656809,59051.26953125,null,-24947.161534567807,7441.9856974948343,39454.27549060365,null,0.58950930414112335,1.5638272840769833,0,1,0.55125738569774663,1.3207154118477571,0,1,3.0132820068614139,"PASS",1,null,"CasTgsd104",null,39454.27549060365,0,0.55125738569774663,"FAIL",0,1,null,null,3.7991617881447044,null,858.19681079726888,"YES",1,null,7.4389999999999992,5.9600000000000009,6.2474711356919013,13.13,13.290000000000001,14.852837601175882,null,-25099.630758282514,null,{"$error":"#N/A"},null,{"$error":"#N/A"},null,{"$error":"#N/A"},null,858.19681079726888,null,{"$error":"#N/A"},{"$error":"#N/A"},null,"CasTgsd104"]
[4807,"CmiTgsd104",1.1220338940620422,17691.01527970433,0,9966.025390625,0,0,95298.199155304697,17491.701171875,54140.847233145054,0,0,null,122755.92600228496,54140.847233145054,64106.872484201442,null,57216.92039262865,8717.9974538407369,0,0,132308.80901195368,0,null,65934.914202632557,132308.8125,null,-56821.01151517214,1828.0415788625032,78167.965266854939,null,0.58458172240040362,1.2178404582163089,0,1,0.53712204781222439,1.0285155320177743,0,1,2.4437891030822376,"PASS",1,null,"CmiTgsd104",null,78167.965266854939,0,0.53712204781222439,"FAIL",0,1,null,null,4.7183453431636986,null,2934.1144985049295,"YES",1,null,7.4389999999999992,5.9600000000000009,6.2474711356919013,13.13,13.290000000000001,14.852837601175882,null,-57149.045914190203,null,{"$error":"#N/A"},null,{"$error":"#N/A"},null,{"$error":"#N/A"},null,2934.1144985049295,null,{"$error":"#N/A"},{"$error":"#N/A"},null,"CmiTgsd104"]
[4855,"CheTgsd106",1.0177966177463531,8845.5076398521651,0,6220.03369140625,0,0,47649.099577652349,18190.099609375,0.71898759779709709,0,0,null,72059.232732649922,0.71898759779709709,6220.7528207703581,null,30913.574050790816,7600.4890038229978,0,0,75598.653029839857,0,null,38514.061930448879,75598.65625,null,-33545.17094798472,32293.309251444833,75597.937262402207,null,0.58497160363453371,53567.074103158309,0,1,0.53447782320169057,6.1912221748405925,0,1,105145.98093433933,"PASS",1,null,"CheTgsd106",null,75597.937262402207,0,0.53447782320169057,"FAIL",0,1,null,null,8.7406094792072625E-5,null,-1468.1535671011009,"NO",0,null,7.4389999999999992,5.9600000000000009,6.2474711356919013,13.13,13.290000000000001,14.852837601175882,null,-33736.783196394907,null,-3903.067536157314,null,0,null,0,null,-1468.1535671011009,null,-1468.1535671011009,-24978.915204551722,null,"CheTgsd106"]
[4876,"CasNgsd107",0.9052147254347801,6403.4963126030007,0,4502.84619140625,0,0,34494.440100833992,17330.630859375,120936.51506675145,0,0,null,56327.916848610024,120936.51506675145,125439.36143924316,null,23225.595075457848,6724.5994182323011,0,0,58890.19676183127,0,null,29950.192872906809,58890.1953125,null,-26377.724278708432,-95489.168385250901,-62046.319754251454,null,0.57790934615222056,0.24765219054291143,0,0,0.53171135002722125,0.23876231967785994,0,0,0.48695131722619334,"FAIL",0,null,"CasNgsd107",null,-62046.319754251454,62046.319754251454,0.25301276405881912,"FAIL",0,1,null,null,18.826602334762999,null,8747.239418580366,"YES",1,null,7.4389999999999992,5.9600000000000009,6.2474711356919013,13.13,13.290000000000001,14.852837601175882,null,-26526.730213399511,null,-3068.9238785334683,null,7178.2474031707134,null,7178.2474031707134,null,8747.239418580366,null,7178.2474031707134,0.72607998230013671,null,"CasNgsd107"]
[4892,"CmiNgsd107",1.1220338940620422,17691.01527970433,0,12440.0673828125,0,0,95298.199155304697,17330.630859375,334112.75979560276,0,0,null,125068.89719693414,334112.75979560276,346552.82746194786,null,56736.771675847333,8335.2913504831849,0,0,132147.73779131405,0,null,65072.062640132557,132147.734375,null,-59996.83475735964,-281480.7645382827,-201965.02542060276,null,0.57775671319369348,0.19476078279662568,0,0,0.52028972825531072,0.18776953334918722,0,0,0.39551837067175422,"FAIL",0,null,"CmiNgsd107",null,-201965.02542060276,201965.02542060276,0.19897649173332818,"FAIL",0,1,null,null,23.351447967152833,null,24724.952292010163,"YES",1,null,7.4389999999999992,5.9600000000000009,6.2474711356919013,13.13,13.290000000000001,14.852837601175882,null,-60320.576362534426,null,-6978.5931276359752,null,23365.687521819709,null,23365.687521819709,null,24724.952292010163,null,23365.687521819709,0.85547832959415937,null,"CmiNgsd107"]
[4913,"ChoTgsd108",0.9052147254347801,6403.4963126030007,0,4502.84619140625,0,0,34494.440100833992,17330.630859375,19189.632729749865,0,0,null,56327.916848610024,19189.632729749865,23692.479102241639,null,23225.595075457848,6724.5994182323011,0,0,58890.19676183127,0,null,29950.192872906809,58890.1953125,null,-26377.724278708432,6257.7139517506948,39700.562582750135,null,0.57790934615222056,1.5607486237334156,0,1,0.53171135002722125,1.2641223813082256,0,1,3.0688547374438273,"PASS",1,null,"ChoTgsd108",null,39700.562582750135,0,0.53171135002722125,"FAIL",0,1,null,null,2.987315793904183,null,429.64719223938096,"YES",1,null,7.4389999999999992,5.9600000000000009,6.2474711356919013,13.13,13.290000000000001,14.852837601175882,null,-26526.730213399511,null,-3068.9238785334683,null,0,null,0,null,429.64719223938096,null,0,0,null,"ChoTgsd108"]
[4956,"CscNgsd109",1.1220338940620422,17691.01527970433,0,10326.1826171875,0,0,95298.199155304697,17491.701171875,22395.065819976102,0,0,null,123116.08359439397,22395.065819976102,32721.24866314153,null,57216.92039262865,8717.9974538407369,0,0,132308.80901195368,0,null,65934.914202632557,132308.8125,null,-57181.16874173464,33213.665765468955,109913.74668002391,null,0.58458172240040362,2.9441714854804975,0,1,0.53555077960388608,2.0150488551575583,0,1,5.9079447929991034,"PASS",1,null,"CscNgsd109",null,109913.74668002391,0,0.53555077960388608,"FAIL",0,1,null,null,1.8836456302703057,null,-384.98021186983897,"NO",0,null,7.4389999999999992,5.9600000000000009,6.2474711356919013,13.13,13.290000000000001,14.852837601175882,null,-57509.20314075271,null,-7785.8483984517616,null,0,null,0,null,-384.98021186983897,null,-384.98021186983897,-0.17455271943928424,null,"CscNgsd109"]
[4991,"CdaEgsd111",1.0094594538211823,9403.3323265907238,0,17529.123046875,0,0,50653.997106147668,17330.630859375,83422.443272684541,0,0,null,85513.750607578579,83422.443272684541,100951.56639883119,null,32418.772912500572,7499.0057774795941,0,0,78359.542551365768,0,null,39917.778486811178,78359.5390625,null,-45595.972525586491,-61033.787832748363,-5062.9042101845407,null,0.58715888696272411,0.47850167078337863,0,0,0.46679952655829532,0.39541514750204565,0,0,0.93931004641478399,"FAIL",0,null,"CdaEgsd111",null,-5062.9042101845407,5062.9042101845407,0.44070713793435634,"FAIL",0,1,null,null,3.0956603068864399,null,631.71315160199515,"YES",1,null,7.4389999999999992,5.9600000000000009,6.2474711356919013,13.13,13.290000000000001,14.852837601175882,null,-45794.56843845619,null,-4051.8333177488257,null,447.95801473630149,null,447.95801473630149,null,631.71315160199515,null,447.95801473630149,0.20778523700428944,null,"CdaEgsd111"]
[4999,"CinEgsd111",1.0121621549129487,9403.3323265907238,0,17529.123046875,0,0,50653.997106147668,17330.630859375,89789.654504310281,0,0,null,85513.750607578579,89789.654504310281,107318.77763045699,null,32433.569349457048,7519.0834250019716,0,0,78359.542551365768,0,null,39952.652237370079,78359.5390625,null,-45561.098775027589,-67366.125313815195,-11430.115441810281,null,0.58767185219622642,0.44495830235600453,0,0,0.46720734109275358,0.37228016521446877,0,0,0.87270119809558255,"FAIL",0,null,"CinEgsd111",null,-11430.115441810281,11430.115441810281,0.41212150596698111,"FAIL",0,1,null,null,3.331936405611347,null,796.25982854740505,"YES",1,null,7.4389999999999992,5.9600000000000009,6.2474711356919013,13.13,13.290000000000001,14.852837601175882,null,-45759.868189143854,null,-4048.7630928052963,null,1011.3191182286753,null,1011.3191182286753,null,796.25982854740505,null,796.25982854740505,0.34315377244384487,null,"CinEgsd111"]
[5042,"CwaNgsd112",0.9588235318660735,6822.0256232661886,0,5486.77294921875,0,0,36748.979423157136,17330.630859375,178153.02428906833,0,0,null,59566.382649871171,178153.02428906833,183639.79714049806,null,24637.035768596776,7122.8449818656736,0,0,61606.509198365136,0,null,31759.879018996515,114548.046875,null,-27806.504212754371,-151879.91821929056,-63604.977414068329,null,0.58728010155899812,0.17827302761621058,0,0,0.53318461346613089,0.17294660251549709,0,0,0.64297559545852068,"FAIL",0,null,"CwaNgsd112",null,-63604.977414068329,63604.977414068329,0.25785116647629186,"FAIL",0,1,null,null,23.192411343024904,null,11540.363643627996,"YES",1,null,7.4389999999999992,5.9600000000000009,6.2474711356919013,13.13,13.290000000000001,14.852837601175882,null,-27964.513561107586,null,-2882.5042638234754,null,6556.2241301216554,null,6556.2241301216554,null,11540.363643627996,null,6556.2241301216554,0.51489391177437349,null,"CwaNgsd112"]
[5063,"CreTgsd113",0.90597014725208269,7789.3276687939915,0,9390.740234375,0,0,41959.655097819879,17491.701171875,61583.547805881462,0,0,null,68842.096883984341,61583.547805881462,70974.287996122046,null,27445.015226406038,7039.2217907123622,0,0,68045.502918598417,0,null,34484.238629059801,68045.5,null,-34357.857875010079,-36490.049411196662,6461.9521941185376,null,0.58004124367870846,0.55995862300363319,0,0,0.5009179031469666,0.48586945471718457,0,0,1.1049298461090187,"PASS",1,null,"CreTgsd113",null,6461.9521941185376,0,0.5009179031469666,"FAIL",0,1,null,null,4.8496053815075602,null,1616.9611580507799,"YES",1,null,7.4389999999999992,5.9600000000000009,6.2474711356919013,13.13,13.290000000000001,14.852837601175882,null,-34529.421251274056,null,-3055.1103381729581,null,0,null,0,null,1616.9611580507799,null,0,0,null,"CreTgsd113"]
[5084,"CinNgsd114",1.0121621549129487,9403.3323265907238,0,16119.1572265625,0,0,50653.997106147668,17491.701171875,75222.732361888673,0,0,null,84264.855636762019,75222.732361888673,91341.889296579102,null,32866.70097090627,7864.314203076221,0,0,78520.613772005425,0,null,40731.015518620079,78520.6171875,null,-43533.839985965089,-50610.874069831094,3297.884825611327,null,0.59770486689335223,0.54147216193460557,0,0,0.48336895939261121,0.44591824958009091,0,0,1.043841598437897,"PASS",1,null,"CinNgsd114",null,3297.884825611327,0,0.48336895939261121,"FAIL",0,1,null,null,3.6157526446447967,null,995.91814336852246,"YES",1,null,7.4389999999999992,5.9600000000000009,6.2474711356919013,13.13,13.290000000000001,14.852837601175882,null,-43736.481854216923,null,-3869.7369670857674,null,0,null,0,null,995.91814336852246,null,0,0,null,"CinNgsd114"]
[5100,"CasNgsd115",0.91491227895021443,6103.9175288030956,0,10463.3125,0,0,32880.665077191341,17491.701171875,29648.311006454733,0,0,null,60835.679452495708,29648.311006454733,40111.623785835232,null,22892.83423306395,7108.7005130475618,0,0,57106.960725070065,0,null,30001.533533160316,57106.9609375,null,-30834.145215906025,-10110.08997329442,27458.649931045267,null,0.59559508054113697,1.0119137486998393,0,1,0.49315688014117465,0.74795111517569191,0,0,1.9261455037039799,"PASS",1,null,"CasNgsd115",null,27458.649931045267,0,0.49315688014117465,"FAIL",0,1,null,null,1.9523409842906396,null,-108.82671602591552,"NO",0,null,7.4389999999999992,5.9600000000000009,6.2474711356919013,13.13,13.290000000000001,14.852837601175882,null,-30983.406576767513,null,-2741.3643876526253,null,0,null,0,null,-108.82671602591552,null,-108.82671602591552,-0.10945853284581454,null,"CasNgsd115"]
[5148,"CreNgsd116",0.90597014725208269,7789.3276687939915,0,13352.4365234375,0,0,41959.655097819879,17330.630859375,80371.963916757304,0,0,null,72642.721943956145,80371.963916757304,93724.400387609276,null,27057.32604344346,6730.2112459792661,0,0,67884.431697958789,0,null,33787.535504059801,67884.4296875,null,-38855.186976572579,-59936.864936135004,-12487.534229257304,null,0.56986629358564733,0.42038957190413018,0,0,0.46511934506678293,0.36049881722763866,0,0,0.84462823078218086,"FAIL",0,null,"CreNgsd116",null,-12487.534229257304,12487.534229257304,0.39689220742282411,"FAIL",0,1,null,null,4.460355371699178,null,1378.231654926868,"YES",1,null,7.4389999999999992,5.9600000000000009,6.2474711356919013,13.13,13.290000000000001,14.852837601175882,null,-39023.284168135062,null,-3452.7204503067537,null,1104.8779139524383,null,1104.8779139524383,null,1378.231654926868,null,1104.8779139524383,0.40994328149257475,null,"CreNgsd116"]
[5164,"CheNgsd117",1.0052083313465119,7248.4020654536762,0,4374.44580078125,0,0,39045.789779164756,17330.630859375,780237.45345577458,0,0,null,60750.865898275719,780237.45345577458,784611.89919960126,null,26074.615541170089,7467.425319366439,0,0,64373.750591145385,0,null,33542.040240881521,64373.75,null,-27208.826198439485,-751069.85901567433,-715863.70345577458,null,0.59496576513677579,4.2989528498432628E-2,0,0,0.55212447503746931,4.2749849030665539E-2,0,0,8.2505331825433612E-2,"FAIL",0,null,"CheNgsd117",null,-715863.70345577458,715863.70345577458,4.3190073353133657E-2,"FAIL",0,1,null,null,129.61592481140872,null,73070.212680311903,"YES",1,null,7.4389999999999992,5.9600000000000009,6.2474711356919013,13.13,13.290000000000001,14.852837601175882,null,-27375.702020533423,null,-3594.0715325319493,null,93983.538973118892,null,93983.538973118892,null,73070.212680311903,null,73070.212680311903,0.98321361586885259,null,"CheNgsd117"]
[5185,"CcoEgsd118",1.0014851570129395,10334.355722817088,0,12213.0693359375,0,0,55669.246464595511,17491.701171875,45258.199122304839,0,0,null,85374.016920390452,45258.199122304839,57471.267982175857,null,35466.283924710493,7781.3558887155368,0,0,84563.082878569083,0,null,43247.638438422728,84563.0859375,null,-42126.378533985291,-14223.630019819611,39304.886815195161,null,0.59113010199534244,0.95557576918938347,0,0,0.50656675147896468,0.75250885526992917,0,0,1.868458921862499,"PASS",1,null,"CcoEgsd118",null,39304.886815195161,0,0.50656675147896468,"FAIL",0,1,null,null,2.457219351710723,null,198.78406198992846,"YES",1,null,7.4389999999999992,5.9600000000000009,6.2474711356919013,13.13,13.290000000000001,14.852837601175882,null,-42341.540914275953,null,-3746.3147279540553,null,0,null,0,null,198.78406198992846,null,0,0,null,"CcoEgsd118"]
[5233,"CrtTgsd119",0.93286713361740115,7299.0901418893945,0,10292.9169921875,0,0,39318.836991356795,17491.701171875,3990.0719567015481,0,0,null,67103.455357987041,3990.0719567015481,14282.988727407943,null,26221.625326871046,7248.2064389389234,0,0,64863.794356594692,0,null,33469.831804929461,64863.79296875,null,-33633.623350489841,19186.842856040414,60873.721012048452,null,0.58914829690156656,8.3882777474012755,0,1,0.49877955952356684,2.3433352727989609,0,1,16.256296546183247,"PASS",1,null,"CrtTgsd119",null,60873.721012048452,0,0.49877955952356684,"FAIL",0,1,null,null,0.28165003092969243,null,-1093.8289933649169,"NO",0,null,7.4389999999999992,5.9600000000000009,6.2474711356919013,13.13,13.290000000000001,14.852837601175882,null,-33800.139926633768,null,-2990.5846428787513,null,0,null,0,null,-1093.8289933649169,null,-1093.8289933649169,-6.7249948633539338,null,"CrtTgsd119"]
[5249,"ChoEgsd120",1.0014851570129395,10334.355722817088,0,9845.7255859375,0,0,55669.246464595511,17330.630859375,7756.8156629525647,0,0,null,82845.602765985663,7756.8156629525647,17602.541589058397,null,35037.721280070196,7439.7668475651853,0,0,84402.011657929514,0,null,42477.490000922728,84402.0078125,null,-40368.112908985291,24874.948752032662,76645.192149547438,null,0.58188440252316231,5.4761505038465792,0,1,0.51273077277397161,2.4131453180716824,0,1,10.881012451490063,"PASS",1,null,"ChoEgsd120",null,76645.192149547438,0,0.51273077277397161,"FAIL",0,1,null,null,0.62437884474518468,null,-1175.6523871191137,"NO",0,null,7.4389999999999992,5.9600000000000009,6.2474711356919013,13.13,13.290000000000001,14.852837601175882,null,-40579.443705009777,null,-3590.4070641180688,null,0,null,0,null,-1175.6523871191137,null,-1175.6523871191137,-2.5119635511999898,null,"ChoEgsd120"]
[5270,"CcoNgsd121",1.0014851570129395,10334.355722817088,0,10970.37109375,0,0,55669.246464595511,15185.5009765625,50556.788848880511,0,0,null,81825.119160825678,50556.788848880511,61527.160165255045,null,35342.643841251564,7683.2150917820563,0,0,82256.882662500808,0,null,43025.857188422728,82256.8828125,null,-38799.261346485291,-18501.302754207783,31700.093963619489,null,0.60724028723910062,0.85104015045400694,0,0,0.52582700714411001,0.69929860615281336,0,0,1.627019529629826,"PASS",1,null,"CcoNgsd121",null,31700.093963619489,0,0.52582700714411001,"FAIL",0,1,null,null,3.7519173288780983,null,1133.5906702371926,"YES",1,null,7.4389999999999992,5.9600000000000009,6.2474711356919013,13.13,13.290000000000001,14.852837601175882,null,-39013.320337472469,null,-3451.8388658213498,null,0,null,0,null,1133.5906702371926,null,0,0,null,"CcoNgsd121"]
[5291,"CscTgsd121",1.0058252394199372,10133.68891828857,0,10757.35546875,0,0,54588.291821830833,15185.5009765625,49575.104810352204,0,0,null,80531.14831058796,49575.104810352204,60332.459919253721,null,34793.845038926345,7716.5114281436254,0,0,80954.527671218035,0,null,42510.355575697366,80954.53125,null,-38020.792691445968,-17822.104703404839,31379.426439647796,null,0.60925963561316165,0.85749401314065221,0,0,0.52787469805694509,0.70460172482675942,0,0,1.632967425075321,"PASS",1,null,"CscTgsd121",null,31379.426439647796,0,0.52787469805694509,"FAIL",0,1,null,null,3.737758625979628,null,1106.1910599413252,"YES",1,null,7.4389999999999992,5.9600000000000009,6.2474711356919013,13.13,13.290000000000001,14.852837601175882,null,-38232.286997792718,null,-3382.7342314531934,null,0,null,0,null,1106.1910599413252,null,0,0,null,"CscTgsd121"]
[5334,"ChoNgsd123",1.0014851570129395,10334.355722817088,0,8311.6455078125,0,0,55669.246464595511,17491.701171875,120458.6389137229,0,0,null,81472.593851804195,120458.6389137229,128770.28470500777,null,35466.283924710493,7781.3558887155368,0,0,84563.082878569083,0,null,43247.638438422728,84563.0859375,null,-38224.954705860291,-85522.64598311267,-35895.552976222898,null,0.59113010199534244,0.35902479746096372,0,0,0.53082437626397605,0.33585107490210714,0,0,0.70200930958606733,"FAIL",0,null,"ChoNgsd123",null,-35895.552976222898,35895.552976222898,0.36847850006950683,"FAIL",0,1,null,null,11.467023641316706,null,6963.4356824314755,"YES",1,null,7.4389999999999992,5.9600000000000009,6.2474711356919013,13.13,13.290000000000001,14.852837601175882,null,-38440.117086150945,null,-3962.3003332626231,null,3700.0137434954854,null,3700.0137434954854,null,6963.4356824314755,null,3700.0137434954854,0.42975659630700064,null,"ChoNgsd123"]
[5355,"CdaEgsd124",1.0094594538211823,9403.3323265907238,0,4755.91650390625,0,0,50653.997106147668,17330.630859375,39135.837974877351,0,0,null,72740.543913476155,39135.837974877351,43891.754406921551,null,32418.772912500572,7499.0057774795941,0,0,78359.542551365768,0,null,39917.778486811178,78359.5390625,null,-32822.765982617741,-3973.9759919724238,39223.701087622649,null,0.58715888696272411,1.0199801653010669,0,1,0.5487693112276284,0.90945962313050477,0,0,2.0022450806547618,"PASS",1,null,"CdaEgsd124",null,39223.701087622649,0,0.5487693112276284,"FAIL",0,1,null,null,5.3526767169329617,null,2203.5376065029964,"YES",1,null,7.4389999999999992,5.9600000000000009,6.2474711356919013,13.13,13.290000000000001,14.852837601175882,null,-33021.361895487447,null,-4335.2728147387306,null,0,null,0,null,2203.5376065029964,null,0,0,null,"CdaEgsd124"]
[5371,"CreEgsd124",0.90597014725208269,7789.3276687939915,0,3939.6025390625,0,0,41959.655097819879,17330.630859375,22953.368418801696,0,0,null,63229.888017416008,22953.368418801696,26892.97096311353,null,27057.32604344346,6730.2112459792661,0,0,67884.431697958789,0,null,33787.535504059801,67884.4296875,null,-29442.352992197579,6894.5645461956046,44931.061268698308,null,0.56986629358564733,1.472007719633148,0,1,0.5343601943258165,1.2563705050289156,0,1,2.9574931421348212,"PASS",1,null,"CreEgsd124",null,44931.061268698308,0,0.5343601943258165,"FAIL",0,1,null,null,3.6181875637755314,null,869.34660342481175,"YES",1,null,7.4389999999999992,5.9600000000000009,6.2474711356919013,13.13,13.290000000000001,14.852837601175882,null,-29610.450183760058,null,-3887.4647302591361,null,0,null,0,null,869.34660342481175,null,0,0,null,"CreEgsd124"]
[5419,"CinEgsd201",0.85557262618094687,5349.566970421316,0,2225.7119140625,0,0,28817.119338917386,17330.630859375,564554.98223542573,0,0,null,48373.461528002153,564554.98223542573,566780.69404922624,null,20305.621624361589,6355.8214671204032,0,0,52050.051265546193,0,null,26661.442581245436,52050.05078125,null,-21712.01953110945,-540119.25156824279,-512504.93145417573,null,0.57774089672159135,4.7225590810794256E-2,0,0,0.55115845376789629,4.7040138904613941E-2,0,0,9.2196601604951467E-2,"FAIL",0,null,"CinEgsd201",null,-512504.93145417573,512504.93145417573,4.7535157151820093E-2,"FAIL",0,1,null,null,167.76512763530252,null,76997.626319406147,"YES",1,null,7.4389999999999992,5.9600000000000009,6.2474711356919013,13.13,13.290000000000001,14.852837601175882,null,-21844.663524050968,null,-3760.0821556978663,null,88216.540636861318,null,88216.540636861318,null,76997.626319406147,null,76997.626319406147,0.98713138016707735,null,"CinEgsd201"]
[5440,"CdaNgsd202",0.85303696105256677,5257.8553726642058,0,2187.554931640625,0,0,28323.086070067358,17330.630859375,158050.76291131458,0,0,null,47841.271456438131,158050.76291131458,160238.3179224011,null,20089.09077138485,6336.9846853403196,0,0,51454.830459702789,0,null,26426.075863391314,51454.83203125,null,-21415.19599769167,-133812.2419795639,-106595.93088006458,null,0.57883733550616945,0.16719992600237879,0,0,0.55236984376428966,0.16491733200351444,0,0,0.3255588969230242,"FAIL",0,null,"CdaNgsd202",null,-106595.93088006458,106595.93088006458,0.17111211155309577,"FAIL",0,1,null,null,47.501945243045306,null,20844.991808488467,"YES",1,null,7.4389999999999992,5.9600000000000009,6.2474711356919013,13.13,13.290000000000001,14.852837601175882,null,-21546.669011937396,null,-3708.7889029425432,null,18348.163483078733,null,18348.163483078733,null,20844.991808488467,null,18348.163483078733,0.84023321429653219,null,"CdaNgsd202"]
[5456,"CreNgsd202",0.87262633517384514,3885.5647395948208,0,1616.6070556640625,0,0,20930.81242259407,17330.630859375,143727.34546369055,0,0,null,39878.049894419455,143727.34546369055,145343.9525602317,null,16870.669613317245,6482.5089351322276,0,0,42548.476667566276,0,null,23353.177630932685,42548.4765625,null,-16524.872706700447,-121990.77488842193,-101178.86890119055,null,0.61035799038814642,0.16248249458438885,0,0,0.58561482904027951,0.16067526186081171,0,0,0.29603605650150205,"FAIL",0,null,"CreNgsd202",null,-101178.86890119055,101178.86890119055,0.16555854017620633,"FAIL",0,1,null,null,52.073110972388989,null,19042.167520000989,"YES",1,null,7.4389999999999992,5.9600000000000009,6.2474711356919013,13.13,13.290000000000001,14.852837601175882,null,-16641.057670038423,null,-2864.3949552328472,null,17415.734468521117,null,17415.734468521117,null,19042.167520000989,null,17415.734468521117,0.87701342539139704,null,"CreNgsd202"]
[5504,"CinNgsd204",0.85557192657142866,5349.5414877574067,0,1865.2564697265625,0,0,28816.982068560566,17330.630859375,91745.395937948531,0,0,null,48012.868925078197,91745.395937948531,93610.652419181919,null,20305.543380575564,6355.81626990738,0,0,52049.885879574082,0,null,26661.359888116887,52049.88671875,null,-21351.509509545242,-66949.292519558207,-39695.509219198531,null,0.57774082333904142,0.29060161129119921,0,0,0.55529611586628269,0.28481117482235319,0,0,0.56732968653766169,"FAIL",0,null,"CinNgsd204",null,-39695.509219198531,39695.509219198531,0.30397734296950768,"FAIL",0,1,null,null,27.263467389692124,null,11672.180215522991,"YES",1,null,7.4389999999999992,5.9600000000000009,6.2474711356919013,13.13,13.290000000000001,14.852837601175882,null,-21484.153091078158,null,-3698.0281513195655,null,6832.7157208036242,null,6832.7157208036242,null,11672.180215522991,null,6832.7157208036242,0.53902998877478248,null,"CinNgsd204"]
[5520,"CasNgsd205",0.87514014169573784,3210.6497604583765,0,1119.476318359375,0,0,17295.17133146738,17330.630859375,36939.393302253724,0,0,null,35745.278012191666,36939.393302253724,38058.869607693734,null,15077.106015527568,6501.1833351388632,0,0,38168.186196329312,0,null,21578.289712797079,38168.1875,null,-14166.988796404679,-16480.57990781602,1228.794197746276,null,0.6231852649612829,0.58415387432691157,0,0,0.60366824970302779,0.56697137691945643,0,0,1.0332651429245674,"PASS",1,null,"CasNgsd205",null,1228.794197746276,0,0.60366824970302779,"FAIL",0,1,null,null,14.887848832527842,null,4374.5139343816791,"YES",1,null,7.4389999999999992,5.9600000000000009,6.2474711356919013,13.13,13.290000000000001,14.852837601175882,null,-14274.343471592723,null,-2457.0167497771022,null,0,null,0,null,4374.5139343816791,null,0,0,null,"CasNgsd205"]
[5541,"CrtEgsd205",0.89586892127990725,3273.9644968612661,0,1141.552734375,0,0,17636.236005472292,17330.630859375,29072.537145622922,0,0,null,36108.419074721351,29072.537145622922,30214.089839587716,null,15365.801905529936,6655.1719250454416,0,0,38579.107490311093,0,null,22020.974468807042,38579.109375,null,-14087.445130415254,-8193.11541119088,9506.5722293770777,null,0.62976687485103366,0.7574493536117971,0,0,0.6098570558674169,0.72883130209343761,0,0,1.3269949293300107,"PASS",1,null,"CrtEgsd205",null,9506.5722293770777,0,0.6098570558674169,"FAIL",0,1,null,null,11.594953527532368,null,3279.4669239218406,"YES",1,null,7.4389999999999992,5.9600000000000009,6.2474711356919013,13.13,13.290000000000001,14.852837601175882,null,-14197.002217324736,null,-2443.7041405097557,null,0,null,0,null,3279.4669239218406,null,0,0,null,"CrtEgsd205"]
[5562,"CloNgsd206",0.85799822099506862,5534.7031106035356,0,1929.8177490234375,0,0,29814.413190004063,17330.630859375,38704.553722129698,0,0,null,49074.861356713758,38704.553722129698,40634.371513555125,null,20741.474990789709,6373.8405658133406,0,0,53251.610122277125,0,null,27115.314680499079,53251.609375,null,-21959.547117903425,-13519.056790654056,14547.055652870302,null,0.57514666127151937,0.70057169177474943,0,0,0.55252961876668483,0.66729996549223336,0,0,1.3758486858499259,"PASS",1,null,"CloNgsd206",null,14547.055652870302,0,0.55252961876668483,"FAIL",0,1,null,null,11.245882743127801,null,4320.0546071844547,"YES",1,null,7.4389999999999992,5.9600000000000009,6.2474711356919013,13.13,13.290000000000001,14.852837601175882,null,-22094.449180990483,null,-3803.0773059950302,null,0,null,0,null,4320.0546071844547,null,0,0,null,"CloNgsd206"]
[5605,"CcoEgsd208",0.87402121126651766,6016.8254283595043,0,2503.327880859375,0,0,32411.516178628772,5263.66748046875,249289.55843428732,0,0,null,40178.511554731791,249289.55843428732,251792.88633366753,null,21855.558652527903,6326.0137421096415,0,0,44313.68696904659,0,null,28181.572682632213,44313.6875,null,-11996.938857324683,-223611.31363251447,-204975.87093428732,null,0.7480142084410818,0.11304754543123342,0,0,0.70140907670524533,0.11192362538534886,0,0,0.17775990209265455,"FAIL",0,null,"CcoEgsd208",null,-204975.87093428732,204975.87093428732,0.11495439077289574,"FAIL",0,1,null,null,87.854706330409527,null,33574.177963661845,"YES",1,null,7.4389999999999992,5.9600000000000009,6.2474711356919013,13.13,13.290000000000001,14.852837601175882,null,-12137.145686591506,null,-2089.1447866437538,null,35282.123425708683,null,35282.123425708683,null,33574.177963661845,null,33574.177963661845,0.97477677083865233,null,"CcoEgsd208"]
[5616,"CinNgsd208",0.87402154654264452,6016.837150384903,0,2503.332763671875,0,0,32411.579322992919,5263.66748046875,249290.18042882529,0,0,null,40178.579558428239,249290.18042882529,251793.51318753787,null,21855.594069637653,6326.0161687800182,0,0,44313.763046593696,0,null,28181.610730294415,44313.76171875,null,-11996.968836839129,-223611.90246220276,-204976.41871007529,null,0.74801396464123593,0.11304741599455231,0,0,0.70140883609900528,0.1119234978414613,0,0,0.17775975629093019,"FAIL",0,null,"CinNgsd208",null,-204976.41871007529,204976.41871007529,0.11495425721823578,"FAIL",0,1,null,null,87.854771998011856,null,33574.262886488337,"YES",1,null,7.4389999999999992,5.9600000000000009,6.2474711356919013,13.13,13.290000000000001,14.852837601175882,null,-12137.175855397805,null,-2089.1499795454479,null,35282.217713357633,null,35282.217713357633,null,33574.262886488337,null,33574.262886488337,0.97477678904615339,null,"CinNgsd208"]
[5648,"CmiNgsd209",1.0050766527652741,3607.5323126103381,0,1395.7835693359375,0,0,19433.103603768002,17330.630859375,103322.9662552542,0,0,null,38159.517505654687,103322.9662552542,104718.74978185662,null,16892.730940045614,7466.4471142114608,0,0,40744.008211149318,0,null,24359.177839826269,40744.0078125,null,-13800.340192652671,-80359.571984763868,-62578.958442754199,null,0.66258714452002265,0.23575763184777471,0,0,0.63835129728560236,0.23261524684575854,0,0,0.39433641221491816,"FAIL",0,null,"CmiNgsd209",null,-62578.958442754199,62578.958442754199,0.24180609725435986,"FAIL",0,1,null,null,35.200782026979681,null,12084.779768731398,"YES",1,null,7.4389999999999992,5.9600000000000009,6.2474711356919013,13.13,13.290000000000001,14.852837601175882,null,-13921.530132154296,null,-2259.4031448572355,null,10156.289873688578,null,10156.289873688578,null,12084.779768731398,null,10156.289873688578,0.7894559370360511,null,"CmiNgsd209"]
[5691,"CdaEgsd211",0.85000000000000009,5148.0128595354672,0,3106.850830078125,0,0,27731.384942327619,17330.630859375,167972.1282373904,0,0,null,48168.866160883306,167972.1282373904,171078.97908066178,null,19805.250974148887,6314.4239094785717,0,0,50741.937534715136,0,null,26119.675361516631,50741.9375,null,-22049.191270264113,-144959.3037059519,-117230.1907373904,null,0.57963841379083902,0.15550005608431899,0,0,0.54225223028775715,0.15267612364705427,0,0,0.30208545925123848,"FAIL",0,null,"CdaEgsd211",null,-117230.1907373904,117230.1907373904,0.15791913071921229,"FAIL",0,1,null,null,35.284804610066338,null,15021.475001651554,"YES",1,null,7.4389999999999992,5.9600000000000009,6.2474711356919013,13.13,13.290000000000001,14.852837601175882,null,-22179.139903903499,null,-2911.8309106693628,null,15390.790379239217,null,15390.790379239217,null,15021.475001651554,null,15021.475001651554,0.93887906122198383,null,"CdaEgsd211"]
[5712,"CscNgsd211",0.85000000000000009,3133.8608106866855,0,1891.300048828125,0,0,16881.523583581235,17330.630859375,7968.5623297502025,0,0,null,36103.454059424643,7968.5623297502025,9859.8624303093511,null,14693.462164813567,6314.4239094785717,0,0,37669.815415743578,0,null,21007.886377865521,37669.81640625,null,-15095.568113918838,11148.023999287194,29701.254076499798,null,0.61404745535371352,2.6363458687439385,0,1,0.58188022929069128,2.1306470183100674,0,1,4.7273039787380151,"PASS",1,null,"CscNgsd211",null,29701.254076499798,0,0.58188022929069128,"FAIL",0,1,null,null,2.2427580016976858,null,39.66939077076313,"YES",1,null,7.4389999999999992,5.9600000000000009,6.2474711356919013,13.13,13.290000000000001,14.852837601175882,null,-15200.084961569912,null,-1995.5723002635505,null,0,null,0,null,39.66939077076313,null,0,0,null,"CscNgsd211"]
[5728,"CinNgsd212",0.89241279661655437,6682.0218291341334,0,2836.705322265625,0,0,35994.805101064871,17491.701171875,74172.737615213919,0,0,null,56323.212018397622,74172.737615213919,77009.4429366228,null,24266.092366329718,6933.8836641665839,0,0,60858.936657447797,0,null,31199.975845828638,60858.9375,null,-25123.235749376858,-45809.467091650906,-13313.800115213919,null,0.58332424418630358,0.42063939998662075,0,0,0.55394525564455799,0.40514480634743033,0,0,0.82050278116628306,"FAIL",0,null,"CinNgsd212",null,-13313.800115213919,13313.800115213919,0.44803725891586982,"FAIL",0,1,null,null,15.522053295589588,null,7239.7100943093164,"YES",1,null,7.4389999999999992,5.9600000000000009,6.2474711356919013,13.13,13.290000000000001,14.852837601175882,null,-25278.459509803859,null,-3801.9102996783135,null,2002.4113323147226,null,2002.4113323147226,null,7239.7100943093164,null,2002.4113323147226,0.23790149782609482,null,"CinNgsd212"]
[5749,"CgrEgsd213",0.91860690563917169,4301.8793519376313,0,3459.88671875,0,0,23173.421578204485,17330.630859375,60726.774719893656,0,0,null,43963.938712357602,60726.774719893656,64186.661478762515,null,18155.029987396581,6824.0863628001307,0,0,45250.415409265574,0,null,24979.116243186327,45250.4140625,null,-18984.822913143158,-39207.545195457329,-15476.360657393656,null,0.61670659452363363,0.41133612576008172,0,0,0.56817284170929627,0.38916366240771044,0,0,0.74514765968093299,"FAIL",0,null,"CgrEgsd213",null,-15476.360657393656,15476.360657393656,0.42023873233256021,"FAIL",0,1,null,null,10.713687311224147,null,3471.0554366274478,"YES",1,null,7.4389999999999992,5.9600000000000009,6.2474711356919013,13.13,13.290000000000001,14.852837601175882,null,-19109.09712330826,null,-1969.7125721635955,null,1595.2602031115114,null,1595.2602031115114,null,3471.0554366274478,null,1595.2602031115114,0.36754328381225582,null,"CgrEgsd213"]
[5797,"CwaEgsd214",2.3014538764953612,7567.2335114905072,0,3833.291015625,0,0,40763.27530280505,17330.630859375,1024365.2216131779,0,0,null,61927.196598954681,1024365.2216131779,1028198.5125340428,null,34059.606299569459,17096.888687417013,0,0,66443.010258181879,0,null,51156.496874885626,66443.0078125,null,-10770.700302919424,-977042.01575391728,-957922.21380067791,null,0.88058283999827203,4.9939704897755115E-2,0,0,0.8260747976047641,4.9753521568605873E-2,0,0,6.4862615804024526E-2,"FAIL",0,null,"CwaEgsd214",null,-957922.21380067791,957922.21380067791,5.0160833868408188E-2,"FAIL",0,1,null,null,196.49761475678099,null,114954.49838858638,"YES",1,null,7.4389999999999992,5.9600000000000009,6.2474711356919013,13.13,13.290000000000001,14.852837601175882,null,-11025.210237620344,null,-1658.2046996285817,null,144072.63739813661,null,144072.63739813661,null,114954.49838858638,null,114954.49838858638,0.98891584553165235,null,"CwaEgsd214"]
[5813,"CloEgsd215",0.85000000000000009,5450.2112611852726,0,4383.458984375,0,0,29359.271358653146,17330.630859375,686951.72383156291,0,0,null,51073.360744784288,686951.72383156291,691335.18284240959,null,20505.671551092713,6314.4239094785717,0,0,52703.246470047074,0,null,26820.096397609515,52703.24609375,null,-24253.264804793631,-664515.08641832834,-634248.47773781291,null,0.57443033982738989,3.9042185159703695E-2,0,0,0.52512886887005106,3.879463545941092E-2,0,0,7.6720451038088625E-2,"FAIL",0,null,"CloEgsd215",null,-634248.47773781291,634248.47773781291,3.9135038274986544E-2,"FAIL",0,1,null,null,104.31175473254289,null,48081.903861494393,"YES",1,null,7.4389999999999992,5.9600000000000009,6.2474711356919013,13.13,13.290000000000001,14.852837601175882,null,-24386.698120204623,null,-2513.7130012456259,null,65376.568679007774,null,65376.568679007774,null,48081.903861494393,null,48081.903861494393,0.97929288670458137,null,"CloEgsd215"]
[5834,"CgrNgsd301",0.85000000000000009,3680.702469280237,0,2480.88134765625,0,0,19827.257588279699,18190.099609375,68736.251246271684,0,0,null,40498.238350277308,68736.251246271684,71217.132686444354,null,16265.772751762261,6347.4524680131663,0,0,42078.361476378799,0,null,22613.224330947505,42078.36328125,null,-17885.01421436344,-48603.908262980432,-26657.887965021684,null,0.59481315898366871,0.3289854177518019,0,0,0.55837550331101393,0.31752506043574602,0,0,0.61217134362608072,"FAIL",0,null,"CgrNgsd301",null,-26657.887965021684,26657.887965021684,0.33672615598918199,"FAIL",0,1,null,null,13.012990787926087,null,4107.5953289465378,"YES",1,null,7.4389999999999992,5.9600000000000009,6.2474711356919013,13.13,13.290000000000001,14.852837601175882,null,-17997.517817999993,null,-1855.1340696580039,null,2747.8209322608391,null,2747.8209322608391,null,4107.5953289465378,null,2747.8209322608391,0.55931922850639726,null,"CgrNgsd301"]
[5877,"CheTgsd303",0.85000000000000009,5148.0128595354672,0,2459.158203125,0,0,27731.384942327619,17330.630859375,38130.51135101742,0,0,null,47521.17361467328,38130.51135101742,40589.66964807878,null,19805.250974148887,6314.4239094785717,0,0,50741.937534715136,0,null,26119.675361516631,50741.9375,null,-21401.498643310988,-14469.994192625789,12611.42614898258,null,0.57963841379083902,0.68500721432941636,0,0,0.54964288884915102,0.64350549409316293,0,0,1.3307436932299643,"PASS",1,null,"CheTgsd303",null,12611.42614898258,0,0.54964288884915102,"FAIL",0,1,null,null,10.119453218833469,null,3610.6194460389474,"YES",1,null,7.4389999999999992,5.9600000000000009,6.2474711356919013,13.13,13.290000000000001,14.852837601175882,null,-21531.447276950374,null,-3402.288580343401,null,0,null,0,null,3610.6194460389474,null,0,0,null,"CheTgsd303"]
[5898,"CasNgsd304",0.85000000000000009,3133.8608106866855,0,1497.0162353515625,0,0,16881.523583581235,18190.099609375,18568.05427505547,0,0,null,36568.639199122321,18568.05427505547,20065.070568771611,null,14734.686597678341,6347.4524680131663,0,0,38529.284362284234,0,null,21082.138330990521,38529.28515625,null,-15486.501097317276,1017.0678205834884,19961.23088119453,null,0.6011166981066518,1.1353983577758333,0,1,0.57650868778757003,1.0506884747828806,0,1,2.0750308344375461,"PASS",1,null,"CasNgsd304",null,19961.23088119453,0,0.57650868778757003,"FAIL",0,1,null,null,6.4521911095987257,null,1499.4248730572508,"YES",1,null,7.4389999999999992,5.9600000000000009,6.2474711356919013,13.13,13.290000000000001,14.852837601175882,null,-15591.387357670459,null,-2463.670856696167,null,0,null,0,null,1499.4248730572508,null,0,0,null,"CasNgsd304"]
[5919,"CrtTgsd304",0.85000000000000009,3133.8608106866855,0,1497.0162353515625,0,0,16881.523583581235,18190.099609375,14613.66477954513,0,0,null,36568.639199122321,14613.66477954513,16110.681073261274,null,14734.686597678341,6347.4524680131663,0,0,38529.284362284234,0,null,21082.138330990521,38529.28515625,null,-15486.501097317276,4971.4573160938289,23915.620376704872,null,0.6011166981066518,1.4426318551181883,0,1,0.57650868778757003,1.3085814504983984,0,1,2.6365244952231124,"PASS",1,null,"CrtTgsd304",null,23915.620376704872,0,0.57650868778757003,"FAIL",0,1,null,null,5.0780850994885656,null,1023.5650551786679,"YES",1,null,7.4389999999999992,5.9600000000000009,6.2474711356919013,13.13,13.290000000000001,14.852837601175882,null,-15591.387357670459,null,-2463.670856696167,null,0,null,0,null,1023.5650551786679,null,0,0,null,"CrtTgsd304"]
[5962,"CheNgsd306",0.85000000000000009,5148.0128595354672,0,2459.158203125,0,0,27731.384942327619,18190.099609375,26647.350313402392,0,0,null,48380.642561213936,26647.350313402392,29106.50861046377,null,19846.475407013655,6347.4524680131663,0,0,51601.406481255799,0,null,26193.927314641631,51601.40625,null,-22186.715440185988,-2912.5812018857614,24954.055936597608,null,0.57040680566740187,0.98298431200746028,0,0,0.54141337987966054,0.8999336797736518,0,0,1.936455431519841,"PASS",1,null,"CheNgsd306",null,24954.055936597608,0,0.54141337987966054,"FAIL",0,1,null,null,6.9511477777086599,null,2213.1050667980644,"YES",1,null,7.4389999999999992,5.9600000000000009,6.2474711356919013,13.13,13.290000000000001,14.852837601175882,null,-22317.033486527482,null,-3526.4228735630077,null,0,null,0,null,2213.1050667980644,null,0,0,null,"CheNgsd306"]
[5983,"CcoTgsd307",0.85000000000000009,5148.0128595354672,0,2459.158203125,0,0,27731.384942327619,18190.099609375,105904.49273656023,0,0,null,48380.642561213936,105904.49273656023,108363.65103362157,null,19846.475407013655,6347.4524680131663,0,0,51601.406481255799,0,null,26193.927314641631,51601.40625,null,-22186.715440185988,-82169.723625043611,-54303.086486560234,null,0.57040680566740187,0.24733537395622679,0,0,0.54141337987966054,0.24172245109405796,0,0,0.48724473265132989,"FAIL",0,null,"CcoTgsd307",null,-54303.086486560234,54303.086486560234,0.2550932607157772,"FAIL",0,1,null,null,27.625926832782302,null,11750.681281460302,"YES",1,null,7.4389999999999992,5.9600000000000009,6.2474711356919013,13.13,13.290000000000001,14.852837601175882,null,-22317.033486527482,null,-3526.4228735630077,null,8580.6944909089216,null,8580.6944909089216,null,11750.681281460302,null,8580.6944909089216,0.67329972631407753,null,"CcoTgsd307"]
[6004,"CrtNgsd307",0.85000000000000009,3133.8608106866855,0,1497.0162353515625,0,0,16881.523583581235,18190.099609375,56292.597581573536,0,0,null,36568.639199122321,56292.597581573536,57789.61387528971,null,14734.686597678341,6347.4524680131663,0,0,38529.284362284234,0,null,21082.138330990521,38529.28515625,null,-15486.501097317276,-36707.475485934578,-17763.312425323536,null,0.6011166981066518,0.37450995755597205,0,0,0.57650868778757003,0.36480843076366265,0,0,0.68444674453718823,"FAIL",0,null,"CrtNgsd307",null,-17763.312425323536,17763.312425323536,0.38802468182599398,"FAIL",0,1,null,null,19.561049020568287,null,6039.0882556426559,"YES",1,null,7.4389999999999992,5.9600000000000009,6.2474711356919013,13.13,13.290000000000001,14.852837601175882,null,-15591.387357670459,null,-2463.670856696167,null,2806.8672874789777,null,2806.8672874789777,null,6039.0882556426559,null,2806.8672874789777,0.41435343429116395,null,"CrtNgsd307"]
[6020,"ChoNgsd308",0.85000000000000009,5148.0128595354672,0,2603.706787109375,0,0,27731.384942327619,18190.099609375,6690.74654073683,0,0,null,48525.190959358442,6690.74654073683,9294.4532359427412,null,19846.475407013655,6347.4524680131663,0,0,51601.406481255799,0,null,26193.927314641631,51601.40625,null,-22331.264024170363,16899.473986795427,44910.659709263171,null,0.57040680566740187,3.9149483776076472,0,1,0.53980059824495519,2.818232163925614,0,1,7.7123540603164598,"PASS",1,null,"ChoNgsd308",null,44910.659709263171,0,0.53980059824495519,"FAIL",0,1,null,null,1.3814753656942078,null,-356.26580674350475,"NO",0,null,7.4389999999999992,5.9600000000000009,6.2474711356919013,13.13,13.290000000000001,14.852837601175882,null,-22461.582070511864,null,-2948.9118720939273,null,0,null,0,null,-356.26580674350475,null,-356.26580674350475,-0.5590283756446407,null,"ChoNgsd308"]
[6068,"CcoNgsd310",0.96843927800655372,7151.6403133629756,0,3617.079833984375,0,0,38524.552270996668,17330.630859375,80110.973223294684,0,0,null,59472.262509768356,80110.973223294684,83728.053086782107,null,25607.805999053267,7194.277802262055,0,0,63745.753593352558,0,null,32802.083434918801,63745.75390625,null,-26670.179529437242,-50925.969622360259,-16365.219317044684,null,0.58727017971376816,0.40945805693171389,0,0,0.55155263647153163,0.39176933222702098,0,0,0.79571813125488278,"FAIL",0,null,"CcoNgsd310",null,-16365.219317044684,16365.219317044684,0.43253128200121649,"FAIL",0,1,null,null,13.437821991976072,null,6395.4782628438516,"YES",1,null,7.4389999999999992,5.9600000000000009,6.2474711356919013,13.13,13.290000000000001,14.852837601175882,null,-26833.373974387086,null,-3522.8709550824201,null,2148.5391982611218,null,2148.5391982611218,null,6395.4782628438516,null,2148.5391982611218,0.28156946964291568,null,"CcoNgsd310"]
[6084,"CofNgsd310",0.95681454837322222,3700.7499358045011,0,1871.7255859375,0,0,19935.249550707107,17330.630859375,41454.918830379713,0,0,null,39137.605556146904,41454.918830379713,43326.644460535237,null,16872.347765952796,7107.9207778644904,0,0,41349.003327943465,0,null,23980.267880926185,41349.00390625,null,-15157.338115093422,-19346.376535391028,-105.91492412971274,null,0.64349124767862553,0.57846616414919982,0,0,0.61271677893034737,0.55347623163484583,0,0,0.99744505773698211,"FAIL",0,null,"CofNgsd310",null,-105.91492412971274,105.91492412971274,0.61106310847388001,"FAIL",0,1,null,null,10.648965127879661,null,3156.4780057873404,"YES",1,null,7.4389999999999992,5.9600000000000009,6.2474711356919013,13.13,13.290000000000001,14.852837601175882,null,-15276.642930421407,null,-2005.623360003726,null,13.905243905685397,null,13.905243905685397,null,3156.4780057873404,null,13.905243905685397,3.5215739954702961E-3,null,"CofNgsd310"]
[6105,"CinEgsd311",0.85000000000000009,5148.0128595354672,0,3469.8837890625,0,0,27731.384942327619,17330.630859375,236119.009744576,0,0,null,48531.899165720257,236119.009744576,239588.89359268427,null,19805.250974148887,6314.4239094785717,0,0,50741.937534715136,0,null,26119.675361516631,50741.9375,null,-22412.224229248488,-213469.21817212188,-185377.072244576,null,0.57963841379083902,0.11062080681166603,0,0,0.53819602327057492,0.10901872359892761,0,0,0.21489984035970072,"FAIL",0,null,"CinEgsd311",null,-185377.072244576,185377.072244576,0.11166598338050678,"FAIL",0,1,null,null,37.218477129144532,null,15898.270137415378,"YES",1,null,7.4389999999999992,5.9600000000000009,6.2474711356919013,13.13,13.290000000000001,14.852837601175882,null,-22542.17286288787,null,-2323.5844689782102,null,19108.152909309498,null,19108.152909309498,null,15898.270137415378,null,15898.270137415378,0.94205457749236277,null,"CinEgsd311"]
[6153,"CdaEgsd313",0.96843927800655372,7151.6403133629756,0,4820.37646484375,0,0,38524.552270996668,17330.630859375,210677.96052122241,0,0,null,60675.559311111203,210677.96052122241,215498.33718605284,null,25607.805999053267,7194.277802262055,0,0,63745.753593352558,0,null,32802.083434918801,63745.75390625,null,-27873.476160296617,-182696.25355114735,-146932.20661497241,null,0.58727017971376816,0.15569774528747879,0,0,0.5406144360884545,0.15221501888917008,0,0,0.3025743829517879,"FAIL",0,null,"CdaEgsd313",null,-146932.20661497241,146932.20661497241,0.15800027153950044,"FAIL",0,1,null,null,26.517533063625347,null,13822.710186138984,"YES",1,null,7.4389999999999992,5.9600000000000009,6.2474711356919013,13.13,13.290000000000001,14.852837601175882,null,-28036.670605246458,null,-2889.9420112007256,null,15145.363109397675,null,15145.363109397675,null,13822.710186138984,null,13822.710186138984,0.91797583444408404,null,"CdaEgsd313"]
[6169,"CreEgsd313",0.96172192692756664,4703.9616416603321,0,3170.582763671875,0,0,25339.36386681773,17330.630859375,36168.538479709183,0,0,null,45840.577061447933,36168.538479709183,39339.121299055092,null,19352.109230720558,7144.3763878367427,0,0,47859.984431691191,0,null,26496.486416256572,47859.984375,null,-19344.091073608033,-12842.634827124486,11691.445895290817,null,0.62096296440345833,0.73258382920618415,0,0,0.57801380059217122,0.67354037352104545,0,0,1.3232490553039571,"PASS",1,null,"CreEgsd313",null,11691.445895290817,0,0.57801380059217122,"FAIL",0,1,null,null,6.0387813366435159,null,1664.1855386490411,"YES",1,null,7.4389999999999992,5.9600000000000009,6.2474711356919013,13.13,13.290000000000001,14.852837601175882,null,-19475.914389111796,null,-2007.5230754792442,null,0,null,0,null,1664.1855386490411,null,0,0,null,"CreEgsd313"]
[6190,"CinNgsd314",0.85000000000000009,5148.0128595354672,0,2603.706787109375,0,0,27731.384942327619,17330.630859375,125628.45956598051,0,0,null,47665.722012817816,125628.45956598051,128232.16626118643,null,19805.250974148887,6314.4239094785717,0,0,50741.937534715136,0,null,26119.675361516631,50741.9375,null,-21546.047227295363,-102112.49099157326,-74886.522065980505,null,0.57963841379083902,0.20791208816660278,0,0,0.54797607049488828,0.20369050998947935,0,0,0.40390479733097545,"FAIL",0,null,"CinNgsd314",null,-74886.522065980505,74886.522065980505,0.21313094211445111,"FAIL",0,1,null,null,26.389949187155029,null,10988.234662698684,"YES",1,null,7.4389999999999992,5.9600000000000009,6.2474711356919013,13.13,13.290000000000001,14.852837601175882,null,-21675.995860934745,null,-2845.7746802121251,null,9831.6206439487596,null,9831.6206439487596,null,10988.234662698684,null,9831.6206439487596,0.8216206572816187,null,"CinNgsd314"]
[6211,"CgrEgsd315",0.11926725804805756,1079.8634314823689,0,546.1617431640625,0,0,5817.0228631252112,17330.630859375,8022.4628503319127,0,0,null,23693.815004530839,8022.4628503319127,8568.6246164532695,null,3741.2188230411793,886.00473627835936,0,0,24339.091656158027,0,null,4627.2237903829673,24339.091796875,null,-19066.591675281306,-3941.4008031130079,16316.628946543087,null,0.1999003374534313,0.57678344876243648,0,0,0.19529247187260643,0.54001943251140527,0,0,3.0338678097921039,"PASS",1,null,"CgrEgsd315",null,16316.628946543087,0,0.19529247187260643,"FAIL",0,1,null,null,3.4554467510561335,null,308.47746520100833,"YES",1,null,7.4389999999999992,5.9600000000000009,6.2474711356919013,13.13,13.290000000000001,14.852837601175882,null,-19089.612689163809,null,-2506.2164061299,null,0,null,0,null,308.47746520100833,null,0,0,null,"CgrEgsd315"]
[6254,"CreNgsd316",0.96470588445663452,6822.0256232661886,0,3450.370849609375,0,0,36748.979423157136,17330.630859375,27908.592015581173,0,0,null,57529.980662620241,27908.592015581173,31358.962879760002,null,24669.23979571883,7166.543414620759,0,0,61606.509198365136,0,null,31835.783011252672,61606.5078125,null,-25694.198120888839,476.82014606212397,33697.915796918824,null,0.58868366182615994,1.1407161992793824,0,1,0.55337725451584219,1.0152052269111045,0,1,2.2074387621598937,"PASS",1,null,"CreNgsd316",null,33697.915796918824,0,0.55337725451584219,"FAIL",0,1,null,null,4.8418743155636461,null,1465.5062283140207,"YES",1,null,7.4389999999999992,5.9600000000000009,6.2474711356919013,13.13,13.290000000000001,14.852837601175882,null,-25852.585101044318,null,-3394.1062071880519,null,0,null,0,null,1465.5062283140207,null,0,0,null,"CreNgsd316"]
[6269,"CheEgsd317",0.87711195647716511,6128.6127783978181,0,5838.83984375,0,0,33013.693780002308,17330.630859375,34876.103926345488,0,0,null,56183.163923105276,34876.103926345488,40714.943694164213,null,22365.144673732091,6515.831422669341,0,0,57106.16504998583,0,null,28880.975986028039,57106.1640625,null,-27302.188497099269,-11833.967784067449,22230.060136154512,null,0.57366895261593198,0.8281021311044805,0,0,0.51405036102410095,0.70934583992329325,0,0,1.6374009030108971,"PASS",1,null,"CheEgsd317",null,22230.060136154512,0,0.51405036102410095,"FAIL",0,1,null,null,4.1307334710987531,null,1000.5344096609633,"YES",1,null,7.4389999999999992,5.9600000000000009,6.2474711356919013,13.13,13.290000000000001,14.852837601175882,null,-27445.874944790943,null,-2428.3690037503625,null,0,null,0,null,1000.5344096609633,null,0,0,null,"CheEgsd317"]
[6292,"CcoNgsd318",0.88979809880256644,6587.4520957929308,0,4921.59423828125,0,0,35485.375588991963,17330.630859375,19419.218786916204,0,0,null,57737.600162771661,19419.218786916204,24340.812985411612,null,23620.759487045445,6610.0733996323543,0,0,60084.094940334842,0,null,30230.833896540171,60084.09375,null,-27506.766790108042,5890.0208713427164,40664.874963083799,null,0.57238015384775254,1.5567482002369912,0,1,0.52359006153733423,1.2419812709314764,0,1,3.0940530826338883,"PASS",1,null,"CcoNgsd318",null,40664.874963083799,0,0.52359006153733423,"FAIL",0,1,null,null,2.7895009432394962,null,331.45614120007002,"YES",1,null,7.4389999999999992,5.9600000000000009,6.2474711356919013,13.13,13.290000000000001,14.852837601175882,null,-27657.168948797294,null,-3034.7591863797502,null,0,null,0,null,331.45614120007002,null,0,0,null,"CcoNgsd318"]
[6340,"CrtNgsd319",1.2142799615859985,4246.5279480064692,0,3172.651123046875,0,0,22875.253890711214,17330.630859375,14007.57709553309,0,0,null,43378.535329910897,14007.57709553309,17180.228159448503,null,19666.161865265753,9020.5628496933532,0,0,44891.177231562811,0,null,28686.724525345235,44891.17578125,null,-14691.811347787858,11506.496306765272,30883.598685716912,null,0.7134956662104972,2.0479433616319853,0,1,0.66131149767810926,1.6697522384668499,0,1,3.2047780622649906,"PASS",1,null,"CrtNgsd319",null,30883.598685716912,0,0.66131149767810926,"FAIL",0,1,null,null,2.6812581993460372,null,215.58596598904984,"YES",1,null,7.4389999999999992,5.9600000000000009,6.2474711356919013,13.13,13.290000000000001,14.852837601175882,null,-14834.531370302007,null,-1627.7598923811875,null,0,null,0,null,215.58596598904984,null,0,0,null,"CrtNgsd319"]
[6361,"CmiEgsd320",0.85000000000000009,3133.8608106866855,0,5841.953125,0,0,16881.523583581235,18190.099609375,79513.802786870496,0,0,null,40913.576148737164,79513.802786870496,85355.756030201519,null,14734.686597678341,6347.4524680131663,0,0,38529.284362284234,0,null,21082.138330990521,38529.28515625,null,-19831.437986965713,-64273.617580879974,-40984.517630620496,null,0.6011166981066518,0.26513809668365723,0,0,0.51528466167691012,0.24699140796969513,0,0,0.48456096684904176,"FAIL",0,null,"CmiEgsd320",null,-40984.517630620496,40984.517630620496,0.25741915732773774,"FAIL",0,1,null,null,5.9336706952141443,null,1319.8586478432558,"YES",1,null,7.4389999999999992,5.9600000000000009,6.2474711356919013,13.13,13.290000000000001,14.852837601175882,null,-19936.324247318898,null,-1763.9354528974281,null,3626.2473850099791,null,3626.2473850099791,null,1319.8586478432558,null,1319.8586478432558,0.64231074452296844,null,"CmiEgsd320"]
[6377,"CdaTgsd321",0.85230279518291352,5231.3014175639228,0,3157.115966796875,0,0,28180.044867428685,17330.630859375,41707.225247421964,0,0,null,48667.791096038716,41707.225247421964,44864.341100747704,null,20007.200348603714,6331.5307623746021,0,0,51282.491661342916,0,null,26338.731067244891,51282.4921875,null,-22329.060626355673,-18525.610146973948,9575.266940078036,null,0.57873742032207609,0.63151482533288306,0,0,0.54119429196760183,0.58707495428234147,0,0,1.2295829291753211,"PASS",1,null,"CdaTgsd321",null,9575.266940078036,0,0.54119429196760183,"FAIL",0,1,null,null,8.6702261673363434,null,2984.0313088144712,"YES",1,null,7.4389999999999992,5.9600000000000009,6.2474711356919013,13.13,13.290000000000001,14.852837601175882,null,-22460.099089376788,null,-2948.7171760720003,null,0,null,0,null,2984.0313088144712,null,0,0,null,"CdaTgsd321"]
[6398,"CscNgsd321",0.88686502054333671,3246.4625866635479,0,1959.255859375,0,0,17488.088345559281,17330.630859375,47392.483195409863,0,0,null,36777.974545436431,47392.483195409863,49351.739020002737,null,15228.632346453596,6588.2843414106483,0,0,38400.61633378944,0,null,21816.917537068322,38400.6171875,null,-14961.057527240962,-27534.82151771654,-8991.8660079098627,null,0.62658587206092775,0.46034552456583183,0,0,0.59320605604086862,0.44206988355262589,0,0,0.81026809735133787,"FAIL",0,null,"CscNgsd321",null,-8991.8660079098627,8991.8660079098627,0.47666579183973845,"FAIL",0,1,null,null,13.089958205262622,null,3780.3492410690169,"YES",1,null,7.4389999999999992,5.9600000000000009,6.2474711356919013,13.13,13.290000000000001,14.852837601175882,null,-15069.599405534829,null,-1978.4412538341096,null,1180.5143707047419,null,1180.5143707047419,null,3780.3492410690169,null,1180.5143707047419,0.26151469977876074,null,"CscNgsd321"]
[6441,"CinTgsd323",0.85263915341347452,5243.4673509676086,0,3164.4580078125,0,0,28245.580481189918,17330.630859375,105634.60369097197,0,0,null,48740.668858318961,105634.60369097197,108799.06169281671,null,20044.719147067055,6334.0294782018964,0,0,51361.450232139599,0,null,26378.749071398357,51361.44921875,null,-22361.920276979057,-82420.312627386113,-54273.15447222197,null,0.57878327959919873,0.2497169312867201,0,0,0.54120613081561031,0.24245382873272581,0,0,0.48621803295636912,"FAIL",0,null,"CinTgsd323",null,-54273.15447222197,54273.15447222197,0.25606999228897154,"FAIL",0,1,null,null,21.926403648618464,null,9071.5625628682628,"YES",1,null,7.4389999999999992,5.9600000000000009,6.2474711356919013,13.13,13.290000000000001,14.852837601175882,null,-22493.157834548198,null,-2953.057356821801,null,7125.3551533770387,null,7125.3551533770387,null,9071.5625628682628,null,7125.3551533770387,0.70816523223987093,null,"CinTgsd323"]
[6462,"CdaNgsd324",0.85000000000000009,5148.0128595354672,0,3106.850830078125,0,0,27731.384942327619,17330.630859375,27695.040454746795,0,0,null,48168.866160883306,27695.040454746795,30801.891298018203,null,19805.250974148887,6314.4239094785717,0,0,50741.937534715136,0,null,26119.675361516631,50741.9375,null,-22049.191270264113,-4682.2159233082893,23046.897045253205,null,0.57963841379083902,0.94311742942552179,0,0,0.54225223028775715,0.84798933675819244,0,0,1.8321669391641231,"PASS",1,null,"CdaNgsd324",null,23046.897045253205,0,0.54225223028775715,"FAIL",0,1,null,null,5.817715823450766,null,1660.0603895600693,"YES",1,null,7.4389999999999992,5.9600000000000009,6.2474711356919013,13.13,13.290000000000001,14.852837601175882,null,-22179.139903903499,null,-2911.8309106693628,null,0,null,0,null,1660.0603895600693,null,0,0,null,"CdaNgsd324"]
[6483,"CwaTgsd324",0.85000000000000009,3133.8608106866855,0,1891.300048828125,0,0,16881.523583581235,17330.630859375,143452.86370194482,0,0,null,36103.454059424643,143452.86370194482,145344.16380250402,null,14693.462164813567,6314.4239094785717,0,0,37669.815415743578,0,null,21007.886377865521,37669.81640625,null,-15095.568113918838,-124336.27737290743,-105783.04729569482,null,0.61404745535371352,0.14644452425511748,0,0,0.58188022929069128,0.14453890569619657,0,0,0.26259368711186837,"FAIL",0,null,"CwaTgsd324",null,-105783.04729569482,105783.04729569482,0.14806120464744144,"FAIL",0,1,null,null,40.374918696675984,null,12944.571125717626,"YES",1,null,7.4389999999999992,5.9600000000000009,6.2474711356919013,13.13,13.290000000000001,14.852837601175882,null,-15200.084961569912,null,-1995.5723002635505,null,13887.930202658212,null,13887.930202658212,null,12944.571125717626,null,12944.571125717626,0.94735492659012743,null,"CwaTgsd324"]
[6526,"CinNgsd326",0.85000000000000009,5148.0128595354672,0,3106.850830078125,0,0,27731.384942327619,17330.630859375,79016.96874401909,0,0,null,48168.866160883306,79016.96874401909,82123.819587290476,null,19805.250974148887,6314.4239094785717,0,0,50741.937534715136,0,null,26119.675361516631,50741.9375,null,-22049.191270264113,-56004.144212580584,-28275.03124401909,null,0.57963841379083902,0.33055780013699482,0,0,0.54225223028775715,0.31805236893481115,0,0,0.64216507297795744,"FAIL",0,null,"CinNgsd326",null,-28275.03124401909,28275.03124401909,0.34168424278879489,"FAIL",0,1,null,null,16.598577698243894,null,6548.4823977512988,"YES",1,null,7.4389999999999992,5.9600000000000009,6.2474711356919013,13.13,13.290000000000001,14.852837601175882,null,-22179.139903903499,null,-2911.8309106693628,null,3712.1416940963727,null,3712.1416940963727,null,6548.4823977512988,null,3712.1416940963727,0.49321748066911958,null,"CinNgsd326"]
[6547,"CgrEgsd327",0.85000000000000009,3680.7034885867934,0,2480.882080078125,0,0,19827.263079093973,17330.630859375,626762.26036795229,0,0,null,39638.775535020461,626762.26036795229,629243.14244859398,null,16224.551523303073,6314.4239094785717,0,0,41218.899145277013,0,null,22538.97566719801,41218.8984375,null,-17099.800351349088,-606704.16678083246,-585543.36193045229,null,0.6065730125749611,3.5960964934241717E-2,0,0,0.56860927432905495,3.5819183629894731E-2,0,0,6.5764805962154921E-2,"FAIL",0,null,"CgrEgsd327",null,-585543.36193045229,585543.36193045229,3.6051854810088442E-2,"FAIL",0,1,null,null,121.18645368157637,null,44007.128966514945,"YES",1,null,7.4389999999999992,5.9600000000000009,6.2474711356919013,13.13,13.290000000000001,14.852837601175882,null,-17211.934558648576,null,-1774.158332686196,null,60356.180833606879,null,60356.180833606879,null,44007.128966514945,null,44007.128966514945,0.98237510947111562,null,"CgrEgsd327"]
[6568,"CwaNgsd327",0.85000000000000009,3133.8585172469334,0,2112.29541015625,0,0,16881.511229249118,17330.630859375,279005.80739099265,0,0,null,36324.437087241393,279005.80739099265,281118.10287370079,null,14693.454817298618,6314.4239094785717,0,0,37669.800531006083,0,null,21007.878000208137,37669.80078125,null,-15316.559498572231,-260110.22480094075,-241336.00660974265,null,0.61404743221832547,7.5295486487018365E-2,0,0,0.57834007755559869,7.4729723169298087E-2,0,0,0.13501439677368565,"FAIL",0,null,"CwaNgsd327",null,-241336.00660974265,241336.00660974265,7.566031981133492E-2,"FAIL",0,1,null,null,58.924101201046021,null,19222.083109889671,"YES",1,null,7.4389999999999992,5.9600000000000009,6.2474711356919013,13.13,13.290000000000001,14.852837601175882,null,-15421.076304543416,null,-1589.56164581441,null,24876.244192361381,null,24876.244192361381,null,19222.083109889671,null,19222.083109889671,0.96392748522000304,null,"CwaNgsd327"]
[6611,"CloEgsd329",0.85000000000000009,5450.2234928639491,0,3673.580810546875,0,0,29359.337248424428,17330.630859375,28555.237631183532,0,0,null,50363.548543080964,28555.237631183532,32228.818550555807,null,20505.707127490987,6314.4239094785717,0,0,52703.325855313706,0,null,26820.13196386557,52703.32421875,null,-23543.416954480737,-5408.6864778648378,24148.086587566468,null,0.57443029093406772,0.93923686821561747,0,0,0.53253062065480461,0.83217856752509489,0,0,1.8456622529099787,"PASS",1,null,"CloEgsd329",null,24148.086587566468,0,0.53253062065480461,"FAIL",0,1,null,null,4.3360288720447446,null,1024.2406683432462,"YES",1,null,7.4389999999999992,5.9600000000000009,6.2474711356919013,13.13,13.290000000000001,14.852837601175882,null,-23676.850446838274,null,-2440.5438777894828,null,0,null,0,null,1024.2406683432462,null,0,0,null,"CloEgsd329"]
[6632,"CgrNgsd330",7.8852099180221555E-2,713.93862099421619,0,430.86541748046875,0,0,3845.8541701800809,17330.630859375,3286.0837229892791,0,0,null,21607.349973579298,3286.0837229892791,3716.9491511042297,null,2473.4614685546194,585.77127103078431,0,0,21964.189616465093,0,null,3059.2327531676469,21964.189453125,null,-18548.117693867902,-657.71638730210088,18678.105730135721,null,0.14446367038240818,0.93096616247644759,0,0,0.1415829655128939,0.8230493981903183,0,0,6.6840017798282547,"PASS",1,null,"CgrNgsd330",null,18678.105730135721,0,0.14158296551289393,"FAIL",0,1,null,null,1.5630742924716747,null,-95.689160000000044,"NO",0,null,7.4389999999999992,5.9600000000000009,6.2474711356919013,13.13,13.290000000000001,14.852837601175882,null,-18563.337757316498,null,-2437.1233925728816,null,0,null,0,null,-95.689160000000044,null,-95.689160000000044,-0.30571616613418545,null,"CgrNgsd330"]
[6648,"CrtNgsd330",0.3137014031410218,958.18078080802707,0,578.26678466796875,0,0,5161.5411231364233,17330.630859375,3286.0837229892791,0,0,null,23070.438263530108,3286.0837229892791,3864.3504880986998,null,4457.6880442690235,2330.4042828595807,0,0,23549.354620026945,0,null,6788.0922280524192,23549.35546875,null,-16282.346539126973,2923.7417203951713,20263.271745760721,null,0.30179798702101496,2.0657088498881699,0,1,0.29423333888687614,1.7565933045156614,0,1,7.1663893722487577,"PASS",1,null,"CrtNgsd330",null,20263.271745760721,0,0.29423333888687614,"FAIL",0,1,null,null,1.4613002864708802,null,-127.04282000000003,"NO",0,null,7.4389999999999992,5.9600000000000009,6.2474711356919013,13.13,13.290000000000001,14.852837601175882,null,-16316.118142251611,null,-2142.0928563771658,null,0,null,0,null,-127.04282000000003,null,-127.04282000000003,-0.40588760383386591,null,"CrtNgsd330"]
[6669,"CmiTgsd331",0.86035124361515047,3165.4779162791533,0,1461.42138671875,0,0,17051.83903341987,17330.630859375,3108087.0564593291,0,0,null,35843.890788990393,3108087.0564593291,3109548.4778396157,null,14851.423987064965,6391.3205449801526,0,0,37875.014752898584,0,null,21242.744502333764,37875.015625,null,-14601.146777179856,-3088305.7333437139,-3070212.0408343291,null,0.61783648959975834,6.8346684363896409E-3,0,0,0.59264615933245335,6.8314562881645101E-3,0,0,1.2185957129574891E-2,"FAIL",0,null,"CmiTgsd331",null,-3070212.0408343291,3070212.0408343291,6.8391377897296596E-3,"FAIL",0,1,null,null,1137.4428622469634,null,386269.95658454573,"YES",1,null,7.4389999999999992,5.9600000000000009,6.2474711356919013,13.13,13.290000000000001,14.852837601175882,null,-14706.832073211366,null,-2386.8541978983617,null,498281.91833724728,null,498281.91833724728,null,386269.95658454573,null,386269.95658454573,0.9981307270425106,null,"CmiTgsd331"]
[6717,"CheEgsd333",0.92213329523801801,7756.969272508396,0,3293.050537109375,0,0,41785.34645330083,17491.701171875,65555.59044578849,0,0,null,62570.098565178472,65555.59044578849,68848.640961742291,null,27448.622977198254,7164.8064844842247,0,0,67835.492503515212,0,null,34613.427768184556,67835.4921875,null,-27956.670394100649,-34235.213214713309,2279.9017417115101,null,0.58392631136176432,0.5280011595167966,0,0,0.55319439772028633,0.50274671037853313,0,0,1.0347781436519421,"PASS",1,null,"CheEgsd333",null,2279.9017417115101,0,0.55319439772028633,"FAIL",0,1,null,null,12.323779071906149,null,6123.8606958668643,"YES",1,null,7.4389999999999992,5.9600000000000009,6.2474711356919013,13.13,13.290000000000001,14.852837601175882,null,-28128.876502400071,null,-4230.6163969911922,null,0,null,0,null,6123.8606958668643,null,0,0,null,"CheEgsd333"]
[6733,"CscEgsd333",1.1694361448287964,4109.5578650128436,0,1744.622314453125,0,0,22137.421604600419,17491.701171875,18184.44551529552,0,0,null,41373.745560662392,18184.44551529552,19929.06787543364,null,19568.293018501492,9086.3042435713051,0,0,44163.29389062315,0,null,28654.597726119024,44163.29296875,null,-12719.147364809516,8725.529896370379,25978.84745345448,null,0.72306919049767426,1.5757751701593938,0,1,0.69257925921725971,1.4378293039549772,0,1,2.428630168107289,"PASS",1,null,"CscEgsd333",null,25978.84745345448,0,0.69257925921725971,"FAIL",0,1,null,null,5.2192546392534567,null,1216.4990104134524,"YES",1,null,7.4389999999999992,5.9600000000000009,6.2474711356919013,13.13,13.290000000000001,14.852837601175882,null,-12861.707552501648,null,-1934.4160745373597,null,0,null,0,null,1216.4990104134524,null,0,0,null,"CscEgsd333"]
[6754,"CmiNgsd334",1.4251802682876586,4890.71185377458,0,2076.244140625,0,0,26345.352422306474,17330.630859375,1483275.6152150112,0,0,null,45752.22695528125,1483275.6152150112,1485351.8593727013,null,22379.661923874624,10587.285131050206,0,0,49072.018835894502,0,null,32966.947183115466,49072.01953125,null,-12785.280239191008,-1452384.9121725208,-1434203.5956837612,null,0.75480721224981373,2.222577304241375E-2,0,0,0.72055392798302209,2.2194705567889435E-2,0,0,3.3083547675080378E-2,"FAIL",0,null,"CmiNgsd334",null,-1434203.5956837612,1434203.5956837612,2.227562922380065E-2,"FAIL",0,1,null,null,383.63954713117647,null,167374.34028659805,"YES",1,null,7.4389999999999992,5.9600000000000009,6.2474711356919013,13.13,13.290000000000001,14.852837601175882,null,-12949.294901793568,null,-1947.5893157811674,null,215705.9222754857,null,215705.9222754857,null,167374.34028659805,null,167374.34028659805,0.99438646016818877,null,"CmiNgsd334"]
[6802,"CheNgsd336",0.85000000000000009,5148.0128595354672,0,2782.89892578125,0,0,27731.384942327619,17491.701171875,44963.677448576971,0,0,null,48005.985511432882,44963.677448576971,47746.576421758393,null,20168.989013992403,6604.3440175746364,0,0,50903.008755354749,0,null,26773.333564641631,50903.0078125,null,-21232.651475342238,-20973.24280971659,5939.3303639230289,null,0.59202800748782336,0.59544359100211819,0,0,0.55770824288559639,0.56073828947911664,0,0,1.1320917393982195,"PASS",1,null,"CheNgsd336",null,5939.3303639230289,0,0.55770824288559639,"FAIL",0,1,null,null,10.516175305980873,null,3801.0057831737176,"YES",1,null,7.4389999999999992,5.9600000000000009,6.2474711356919013,13.13,13.290000000000001,14.852837601175882,null,-21365.852139842944,null,-3066.0017947040606,null,0,null,0,null,3801.0057831737176,null,0,0,null,"CheNgsd336"]
[6818,"CscNgsd336",0.85000000000000009,3133.8608106866855,0,1694.0938720703125,0,0,16881.523583581235,17491.701171875,53938.561003714152,0,0,null,36067.319094320097,53938.561003714152,55632.654918529151,null,15057.20020465708,6604.3440175746364,0,0,37830.886636383177,0,null,21661.544580990521,37830.88671875,null,-14405.774046536026,-33971.110294793943,-16107.674284964152,null,0.63018656920026328,0.40159663472481089,0,0,0.6005864978401374,0.38936744308456978,0,0,0.70136996639834359,"FAIL",0,null,"CscNgsd336",null,-16107.674284964152,16107.674284964152,0.41517101147137375,"FAIL",0,1,null,null,16.886818113921045,null,5013.9362343638859,"YES",1,null,7.4389999999999992,5.9600000000000009,6.2474711356919013,13.13,13.290000000000001,14.852837601175882,null,-14513.542925048418,null,-2082.6947769020726,null,2311.4527772151646,null,2311.4527772151646,null,5013.9362343638859,null,2311.4527772151646,0.40299254282261471,null,"CscNgsd336"]
[6839,"CofTgsd337",1.3710405230522156,4725.3456739066505,0,2851.768798828125,0,0,25454.555659461268,17330.630859375,18061.252184105178,0,0,null,45636.954887898239,18061.252184105178,20913.02103725788,null,21657.038484566074,10185.095364264607,0,0,47998.769724032776,0,null,31842.134604174335,47998.76953125,null,-13794.820713490062,10929.113621241031,29937.517347144822,null,0.74423269348506327,1.7630081391697212,0,1,0.69772697110338144,1.5225985107632256,0,1,2.6575549160147025,"PASS",1,null,"CofTgsd337",null,29937.517347144822,0,0.69772697110338144,"FAIL",0,1,null,null,4.0073023143735629,null,796.69887720054612,"YES",1,null,7.4389999999999992,5.9600000000000009,6.2474711356919013,13.13,13.290000000000001,14.852837601175882,null,-13953.239293610326,null,-1831.877775925394,null,0,null,0,null,796.69887720054612,null,0,0,null,"CofTgsd337"]
[6882,"CdaNgsd339",0.85092786285094923,5181.5725085977583,0,2801.040283203125,0,0,27912.164511467978,17491.701171875,47468.306900478026,0,0,null,48204.906354887993,47468.306900478026,50269.347147974193,null,20273.239482794736,6611.5533416555736,0,0,51120.815465162399,0,null,26884.792153921837,51120.81640625,null,-21320.113812624266,-23384.555029759314,3652.5095057719736,null,0.59212562078794284,0.56637352181716627,0,0,0.55771900421462728,0.5348148257363764,0,0,1.076946277300975,"PASS",1,null,"CdaNgsd339",null,3652.5095057719736,0,0.55771900421462728,"FAIL",0,1,null,null,11.055366958269918,null,4063.0349900650103,"YES",1,null,7.4389999999999992,5.9600000000000009,6.2474711356919013,13.13,13.290000000000001,14.852837601175882,null,-21453.868997469646,null,-3078.6322220645707,null,0,null,0,null,4063.0349900650103,null,0,0,null,"CdaNgsd339"]
[6903,"CwaTgsd339",0.86728718020021911,3186.6631837469777,0,1722.6378173828125,0,0,17165.960117280061,17491.701171875,245876.24972359341,0,0,null,36380.299587087749,245876.24972359341,247598.8875974773,null,15328.403192236539,6738.6622353817593,0,0,38173.581255297438,0,null,22067.065095604776,38173.58203125,null,-14313.234010933098,-225531.82244537145,-207702.66769234341,null,0.63671535455019046,8.9748664705972606E-2,0,0,0.60656634600453629,8.912424976850028E-2,0,0,0.15525526387426022,"FAIL",0,null,"CwaTgsd339",null,-207702.66769234341,207702.66769234341,9.0408050119234765E-2,"FAIL",0,1,null,null,76.300422201049344,null,25417.437524646342,"YES",1,null,7.4389999999999992,5.9600000000000009,6.2474711356919013,13.13,13.290000000000001,14.852837601175882,null,-14423.020404443567,null,-2069.7047866681678,null,29805.352379183278,null,29805.352379183278,null,25417.437524646342,null,25417.437524646342,0.97213481804295887,null,"CwaTgsd339"]
[6922,"CmiNgsd340",0.85000000000000009,3133.8608106866855,0,2203.685791015625,0,0,16881.523583581235,17491.701171875,19087.66292406902,0,0,null,36576.910916084737,19087.66292406902,21291.348660648651,null,15057.20020465708,6604.3440175746364,0,0,37830.886636383177,0,null,21661.544580990521,37830.88671875,null,-14915.365965481338,370.19586590587642,18743.22379468098,null,0.63018656920026328,1.134845301237791,0,1,0.59221908732474815,1.0173871496286939,0,1,1.9819548820220567,"PASS",1,null,"CmiNgsd340",null,18743.22379468098,0,0.59221908732474815,"FAIL",0,1,null,null,4.5939796594821205,null,838.59125570375636,"YES",1,null,7.4389999999999992,5.9600000000000009,6.2474711356919013,13.13,13.290000000000001,14.852837601175882,null,-15023.134843993728,null,-1738.0527823165883,null,0,null,0,null,838.59125570375636,null,0,0,null,"CmiNgsd340"]
[6941,"CheTgsd341",0.85000000000000009,5148.0128595354672,0,4904.6044921875,0,0,27731.384942327619,17491.701171875,7966.2910253679647,0,0,null,50127.691084549799,7966.2910253679647,12870.895571666286,null,20168.989013992403,6604.3440175746364,0,0,50903.008755354749,0,null,26773.333564641631,50903.0078125,null,-23354.357041748488,13902.438047086165,42936.716787132034,null,0.59202800748782336,3.3608279536090593,0,1,0.53410267340799167,2.0801453580385072,0,1,6.3898001780758165,"PASS",1,null,"CheTgsd341",null,42936.716787132034,0,0.53410267340799167,"FAIL",0,1,null,null,1.0571718448219001,null,-499.68355029960685,"NO",0,null,7.4389999999999992,5.9600000000000009,6.2474711356919013,13.13,13.290000000000001,14.852837601175882,null,-23487.557706249194,null,-2078.1431534751882,null,0,null,0,null,-499.68355029960685,null,-499.68355029960685,-1.0395772750219456,null,"CheTgsd341"]
[6989,"CasTgsd343",0.88520497009158117,3241.39204619883,0,1956.19580078125,0,0,17460.774289955807,17491.701171875,41698.067105806163,0,0,null,36908.671627539014,41698.067105806163,43654.262847465499,null,15582.145546240468,6877.880174766673,0,0,38528.779053701954,0,null,22460.026573860589,38528.77734375,null,-14448.644688751468,-21194.236332726825,-3169.2897620561635,null,0.64258757862193872,0.53863471697308452,0,0,0.60852980629005371,0.51449789959622427,0,0,0.92399432438884288,"FAIL",0,null,"CasTgsd343",null,-3169.2897620561635,3169.2897620561635,0.56040841399182728,"FAIL",0,1,null,null,11.485784233713209,null,3236.1589805521958,"YES",1,null,7.4389999999999992,5.9600000000000009,6.2474711356919013,13.13,13.290000000000001,14.852837601175882,null,-14560.386114492067,null,-1911.588210505724,null,416.08628350817582,null,416.08628350817582,null,3236.1589805521958,null,416.08628350817582,0.10476151089820752,null,"CasTgsd343"]
[7005,"CmiTgsd343",0.88437761142849947,3238.8649304189225,0,1954.670654296875,0,0,17447.161188668269,17491.701171875,74643.652388983188,0,0,null,36893.533450891431,74643.652388983188,76598.323055282497,null,15569.187150806982,6871.4517497820661,0,0,38512.377726849489,0,null,22440.638452627576,38512.37890625,null,-14452.894562212565,-54157.684590652483,-36131.273482733188,null,0.64228303203054393,0.30063692938931852,0,0,0.60825398433923372,0.29296514024136044,0,0,0.51594981855328026,"FAIL",0,null,"CmiTgsd343",null,-36131.273482733188,36131.273482733188,0.30730158050296641,"FAIL",0,1,null,null,20.569269605488085,null,6374.5555772334028,"YES",1,null,7.4389999999999992,5.9600000000000009,6.2474711356919013,13.13,13.290000000000001,14.852837601175882,null,-14564.53952963857,null,-1912.1334995773846,null,4743.5635207095784,null,4743.5635207095784,null,6374.5555772334028,null,4743.5635207095784,0.66718477215218797,null,"CmiTgsd343"]
[7026,"CheNgsd344",4.4545627593994137,135519.79935491519,0,81786.859375,0,0,730019.87869107118,15185.5009765625,62271528.02005779,0,0,null,826992.23938372184,62271528.02005779,62353314.8793706,null,413312.50944786146,34174.609159849657,0,0,894727.52389921818,0,null,447487.12588641286,894727.5,null,-379505.11315622082,-61905827.75354638,-61376800.52005779,null,0.60048831918791967,7.1860630389907294E-3,0,0,0.54110196536359967,7.1766373087249653E-3,0,0,1.436816356444323E-2,"FAIL",0,null,"CheNgsd344",null,-61376800.52005779,61376800.52005779,7.1938881222149507E-3,"FAIL",0,1,null,null,752.91662685012193,null,5913698.5335174929,"YES",1,null,7.4389999999999992,5.9600000000000009,6.2474711356919013,13.13,13.290000000000001,14.852837601175882,null,-381731.41726510844,null,-50116.34108365664,null,8057970.9459715085,null,8057970.9459715085,null,5913698.5335174929,null,5913698.5335174929,0.99702019584688772,null,"CheNgsd344"]
[7047,"CasTgsd346",0.85000000000000009,3133.8608106866855,0,1891.300048828125,0,0,16881.523583581235,17330.630859375,51065.105598642869,0,0,null,36103.454059424643,51065.105598642869,52956.405699202027,null,14693.462164813567,6314.4239094785717,0,0,37669.815415743578,0,null,21007.886377865521,37669.81640625,null,-15095.568113918838,-31948.519269605473,-13395.289192392869,null,0.61404745535371352,0.41139416303143483,0,0,0.58188022929069128,0.39670151553929683,0,0,0.73768214056628001,"FAIL",0,null,"CasTgsd346",null,-13395.289192392869,13395.289192392869,0.42441251664698115,"FAIL",0,1,null,null,14.372312186433895,null,4144.6217926992558,"YES",1,null,7.4389999999999992,5.9600000000000009,6.2474711356919013,13.13,13.290000000000001,14.852837601175882,null,-15200.084961569912,null,-1995.5723002635505,null,1758.6262270206432,null,1758.6262270206432,null,4144.6217926992558,null,1758.6262270206432,0.3615626965579935,null,"CasTgsd346"]
[7090,"CloNgsd347",0.9115805417299272,5764.4298354012008,0,3885.36328125,0,0,31051.908202298793,17330.630859375,63637.211830037602,0,0,null,52267.901855845557,63637.211830037602,67522.575108300109,null,21619.775413118969,6771.8893742527998,0,0,54742.567968415322,0,null,28391.664885294842,54742.56640625,null,-23876.237457628951,-39130.91022599276,-8894.6454237876023,null,0.5868163481272376,0.44614878730267693,0,0,0.54319503199153352,0.42047663079349396,0,0,0.86022886345895477,"FAIL",0,null,"CloNgsd347",null,-8894.6454237876023,8894.6454237876023,0.46420016696471589,"FAIL",0,1,null,null,9.3083175762353783,null,3491.324478126704,"YES",1,null,7.4389999999999992,5.9600000000000009,6.2474711356919013,13.13,13.290000000000001,14.852837601175882,null,-24017.489521734893,null,-2475.6560060111583,null,916.83530640503136,null,916.83530640503136,null,3491.324478126704,null,916.83530640503136,0.20157530809489244,null,"CloNgsd347"]
[7111,"CheEgsd348",0.27675215005874632,10009.721874208059,0,6746.7919921875,0,0,53920.504480703392,17330.630859375,96805.603056413063,0,0,null,77997.926941243306,96805.603056413063,103552.39514166878,null,30141.626060387964,2055.9181098006479,0,0,82295.093605047368,0,null,32197.545302012251,82295.09375,null,-45800.382030253633,-71354.849746588312,-14510.509306413063,null,0.4518881720036439,0.3326000178238574,0,0,0.4128000115291896,0.31092999140097993,0,0,0.85010672060007597,"FAIL",0,null,"CheEgsd348",null,-14510.509306413063,14510.509306413063,0.34804982628524989,"FAIL",0,1,null,null,9.464569742246292,null,5316.9999196999997,"YES",1,null,7.4389999999999992,5.9600000000000009,6.2474711356919013,13.13,13.290000000000001,14.852837601175882,null,-45960.56882280096,null,-4737.4875772460564,null,1495.7029327396338,null,1495.7029327396338,null,5316.9999196999997,null,1495.7029327396338,0.21617328121688592,null,"CheEgsd348"]
[7132,"CasNgsd349",0.85000000000000009,3133.8585172469334,0,1585.00927734375,0,0,16881.511229249118,24502.99609375,78297.010142794359,0,0,null,42969.516547955216,78297.010142794359,79882.019362505947,null,14712.670364555557,6329.824662261809,0,0,44842.166254716321,0,null,21042.495187708137,44842.16796875,null,-21927.021412634731,-58839.524232429976,-33454.842174044359,null,0.50846310730426247,0.26875221862663512,0,0,0.4897075148278543,0.26341966991389509,0,0,0.57271877798359083,"FAIL",0,null,"CasNgsd349",null,-33454.842174044359,33454.842174044359,0.27533754322790993,"FAIL",0,1,null,null,18.441261414110933,null,6607.2939748242434,"YES",1,null,7.4389999999999992,5.9600000000000009,6.2474711356919013,13.13,13.290000000000001,14.852837601175882,null,-22031.71044341935,null,-2892.475351254478,null,4392.1831043052534,null,4392.1831043052534,null,6607.2939748242434,null,4392.1831043052534,0.5889379600161434,null,"CasNgsd349"]
[7175,"CmiEgsd350",0.95681454837322222,3700.7499358045011,0,2494.39404296875,0,0,19935.249550707107,24502.99609375,18910.920728934871,0,0,null,46932.639716485523,18910.920728934871,21405.314795718772,null,16893.97801909444,7125.2568535337896,0,0,48521.369051653674,0,null,24019.234677801185,48521.3671875,null,-22913.405009624672,2613.9199058975646,29610.446458565129,null,0.54050816654588529,1.2701250786298459,0,1,0.51178102995635233,1.1221154621528187,0,1,2.5657855523268798,"PASS",1,null,"CmiEgsd350",null,29610.446458565129,0,0.51178102995635233,"FAIL",0,1,null,null,3.0945274379453682,null,428.34147308440549,"YES",1,null,7.4389999999999992,5.9600000000000009,6.2474711356919013,13.13,13.290000000000001,14.852837601175882,null,-23032.903689613733,null,-2374.1676374404797,null,0,null,0,null,428.34147308440549,null,0,0,null,"CmiEgsd350"]
[7196,"CheNgsd401",9.0615944936871511E-3,650.04944164014626,0,619.3138427734375,0,0,3501.6950791561699,17330.630859375,6629.4556659700238,0,0,null,21451.639277184848,6629.4556659700238,7248.7694887144144,null,1908.6657479030152,67.316175210514743,0,0,21549.540109207366,0,null,1975.981973863464,21549.541015625,null,-19475.657807441141,-5272.7875348799971,14920.085349654975,null,9.4851721295734742E-2,0.29806096811333571,0,0,9.2113329983545544E-2,0.27259550348235456,0,0,3.2505747230865394,"PASS",1,null,"CheNgsd401",null,14920.085349654975,0,9.2113329983545544E-2,"FAIL",0,1,null,null,2.0346057547480929,null,-0.48763210000004165,"NO",0,null,7.4389999999999992,5.9600000000000009,6.2474711356919013,13.13,13.290000000000001,14.852837601175882,null,-19485.488563530016,null,-1724.0462016893771,null,0,null,0,null,-0.48763210000004165,null,-0.48763210000004165,-1.2190802500001042E-3,null,"CheNgsd401"]
[7212,"CscNgsd401",9.7155243158340444E-3,650.04944164014626,0,619.3138427734375,0,0,3501.6950791561699,17330.630859375,6629.4556659700238,0,0,null,21451.639277184848,6629.4556659700238,7248.7694887144144,null,1912.2458076502216,72.174045921203458,0,0,21549.540109207366,0,null,1984.4197953723706,21549.541015625,null,-19467.219985932235,-5264.3497133710907,14920.085349654975,null,9.5256756313610497E-2,0.29933374553791658,0,0,9.2506671546005503E-2,0.27375953849529422,0,0,3.2505747230865394,"PASS",1,null,"CscNgsd401",null,14920.085349654975,0,9.2506671546005503E-2,"FAIL",0,1,null,null,2.0346057547480929,null,-0.48763210000004165,"NO",0,null,7.4389999999999992,5.9600000000000009,6.2474711356919013,13.13,13.290000000000001,14.852837601175882,null,-19477.092721232595,null,-1723.3033504144059,null,0,null,0,null,-0.48763210000004165,null,-0.48763210000004165,-1.2190802500001042E-3,null,"CscNgsd401"]
[7260,"CmiNgsd403",6.5814837813377366E-3,503.26410542849794,0,404.76187133789063,0,0,2710.9898549385475,17491.701171875,1175.2667519495153,0,0,null,20607.453316903382,1175.2667519495153,1580.0286179904865,null,1478.1174572194502,51.136921221226373,0,0,20757.954433199229,0,null,1529.2543618703396,20757.955078125,null,-19078.198536281099,-50.774261417066327,19582.688326175485,null,7.5695577378314241E-2,1.3011976722166563,0,1,7.4208800545530751E-2,0.9678649736664735,0,0,17.662334992198161,"PASS",1,null,"CmiNgsd403",null,19582.688326175485,0,7.4208800545530751E-2,"FAIL",0,1,null,null,0.44339395887848587,null,-300.0918804368842,"NO",0,null,7.4389999999999992,5.9600000000000009,6.2474711356919013,13.13,13.290000000000001,14.852837601175882,null,-19085.80676693717,null,-1967.3118670199522,null,0,null,0,null,-300.0918804368842,null,-300.0918804368842,-3.5725223861533832,null,"CmiNgsd403"]
[7281,"ChoTgsd404",2.9833648586645721E-4,20.969337726187415,0,16.865077972412109,0,0,112.95791062243946,17491.701171875,6.9956354282709263,0,0,null,17621.524584298022,6.9956354282709263,23.860713179978063,null,61.730527525624161,2.3180197478310327,0,0,17627.79546414367,0,null,64.048546766920623,17627.794921875,null,-17557.475613702933,40.187833366237584,17620.799286446731,null,3.6381588798045919E-3,9.1555009439294288,0,1,3.6346768976204644E-3,2.6842678880291642,0,1,2519.8275557124002,"PASS",1,null,"ChoTgsd404",null,17620.799286446731,0,3.6346768976204644E-3,"FAIL",0,1,null,null,3.0881657991675541E-3,null,-321.67912113688419,"NO",0,null,7.4389999999999992,5.9600000000000009,6.2474711356919013,13.13,13.290000000000001,14.852837601175882,null,-17557.794263189335,null,-1809.8085888883988,null,0,null,0,null,-321.67912113688419,null,-321.67912113688419,-643.35824227376838,null,"ChoTgsd404"]
[7297,"CwaTgsd404",2.8929599211551248E-4,20.969337726187415,0,16.865077972412109,0,0,112.95791062243946,17491.701171875,6.9956354282709263,0,0,null,17621.524584298022,6.9956354282709263,23.860713179978063,null,61.677164998337332,2.2477767703957707,0,0,17627.79546414367,0,null,63.924943043760621,17627.794921875,null,-17557.599217426094,40.064229643077581,17620.799286446731,null,3.6311377996132185E-3,9.1378322525821805,0,1,3.627662537112576E-3,2.6790876689349408,0,1,2519.8275557124002,"PASS",1,null,"CwaTgsd404",null,17620.799286446731,0,3.627662537112576E-3,"FAIL",0,1,null,null,3.0881657991675541E-3,null,-321.67912113688419,"NO",0,null,7.4389999999999992,5.9600000000000009,6.2474711356919013,13.13,13.290000000000001,14.852837601175882,null,-17557.9172519686,null,-1809.8212662296248,null,0,null,0,null,-321.67912113688419,null,-321.67912113688419,-643.35824227376838,null,"CwaTgsd404"]
[7318,"CofNgsd405",7.2231704369187348E-3,552.33170741287995,0,368.23037719726563,0,0,2975.3078735513845,17491.701171875,2957.4222576421839,0,0,null,20835.239857584449,2957.4222576421839,3325.6526457513842,null,1622.2320079615272,56.122708779983803,0,0,21076.409877311075,0,null,1678.3547607270627,21076.41015625,null,-19156.884661896587,-1647.2978741123868,18118.987898607815,null,8.2002932475476312E-2,0.56750596110855589,0,0,8.0553658476544554E-2,0.50466929201945576,0,0,7.1266151128020683,"PASS",1,null,"CofNgsd405",null,18118.987898607815,0,8.0553658476544554E-2,"FAIL",0,1,null,null,1.3264008629844888,null,-135.3907503368842,"NO",0,null,7.4389999999999992,5.9600000000000009,6.2474711356919013,13.13,13.290000000000001,14.852837601175882,null,-19165.234685581796,null,-2322.7359731186157,null,0,null,0,null,-135.3907503368842,null,-135.3907503368842,-0.53094411896817328,null,"CofNgsd405"]
[7361,"CgrTgsd407",8.1846658140420914E-3,587.14147225991258,0,354.34274291992188,0,0,3162.8215832222777,17491.701171875,1774.275237013381,0,0,null,21008.865908559845,1774.275237013381,2128.6179664270703,null,1727.4587163060246,63.593351417431251,0,0,21302.330009444686,0,null,1791.0519897070903,21302.330078125,null,-19217.813508310108,-337.56599022621276,19528.054841111618,null,8.6714760294574283E-2,1.0094555525229274,0,1,8.5252199357272698E-2,0.84141541910832218,0,0,12.006215063894478,"PASS",1,null,"CgrTgsd407",null,19528.054841111618,0,8.5252199357272698E-2,"FAIL",0,1,null,null,0.87007005343496824,null,-225.8593168368842,"NO",0,null,7.4389999999999992,5.9600000000000009,6.2474711356919013,13.13,13.290000000000001,14.852837601175882,null,-19226.724214726561,null,-2524.2173556740427,null,0,null,0,null,-225.8593168368842,null,-225.8593168368842,-1.3364456617567113,null,"CgrTgsd407"]
[7382,"CwaNgsd407",8.100287988781929E-3,587.14147225991258,0,354.34274291992188,0,0,3162.8215832222777,17491.701171875,1774.275237013381,0,0,null,21008.865908559845,1774.275237013381,2128.6179664270703,null,1726.960666738501,62.93775119922779,0,0,21302.330009444686,0,null,1789.8985177943487,21302.330078125,null,-19218.966980222853,-338.71946213895444,19528.054841111618,null,8.6658914321930972E-2,1.0088054437412237,0,1,8.519729530198944E-2,0.84087353140295862,0,0,12.006215063894478,"PASS",1,null,"CwaNgsd407",null,19528.054841111618,0,8.519729530198944E-2,"FAIL",0,1,null,null,0.87007005343496824,null,-225.8593168368842,"NO",0,null,7.4389999999999992,5.9600000000000009,6.2474711356919013,13.13,13.290000000000001,14.852837601175882,null,-19227.871947973072,null,-2524.3680380340834,null,0,null,0,null,-225.8593168368842,null,-225.8593168368842,-1.3364456617567113,null,"CwaNgsd407"]
[7403,"CreTgsd408",8.2628097385168079E-3,638.84981085190896,0,385.5489501953125,0,0,3441.3647573262106,17330.630859375,2677.1608605823199,0,0,null,21157.544075790876,2677.1608605823199,3062.7098037627029,null,1872.2631739553215,61.382215732191646,0,0,21476.852974472484,0,null,1933.6452909418399,21476.853515625,null,-19223.899275954682,-1129.0645198357925,18799.69265504268,null,9.3089047707440309E-2,0.72227460045910163,0,0,9.1392707921658184E-2,0.63135112707621521,0,0,8.0222499259732505,"PASS",1,null,"CreTgsd408",null,18799.69265504268,0,9.1392707921658184E-2,"FAIL",0,1,null,null,1.3012941048376419,null,-144.04991940000002,"NO",0,null,7.4389999999999992,5.9600000000000009,6.2474711356919013,13.13,13.290000000000001,14.852837601175882,null,-19233.519401780264,null,-2525.1094748361243,null,0,null,0,null,-144.04991940000002,null,-144.04991940000002,-0.56490164470588244,null,"CreTgsd408"]
[7446,"CgrNgsd502",0.91705882400274263,6139.8231119048978,0,4902.20947265625,0,0,33074.081755382125,18190.099609375,60436.831298840138,0,0,null,56166.390720507152,60436.831298840138,65339.040942140258,null,22660.444236466887,6848.2203479170175,0,0,58038.390593369681,0,null,29508.664456611852,58038.390625,null,-26657.726380801523,-35830.376314884532,-2398.4406738401376,null,0.57561953923833331,0.48825631361613364,0,0,0.52537939534038269,0.45162377819119687,0,0,0.96031491687609094,"FAIL",0,null,"CgrNgsd502",null,-2398.4406738401376,2398.4406738401376,0.5038632178245338,"FAIL",0,1,null,null,7.0404106836989486,null,2525.6834760400552,"YES",1,null,7.4389999999999992,5.9600000000000009,6.2474711356919013,13.13,13.290000000000001,14.852837601175882,null,-26804.535656705058,null,-2371.6242852377295,null,212.21035953138519,null,212.21035953138519,null,2525.6834760400552,null,212.21035953138519,5.8194610133029866E-2,null,"CgrNgsd502"]
[7467,"CasEgsd503",0.92275449037551882,6250.1192164512258,0,5026.8037109375,0,0,33668.226295473542,18190.099609375,11569.325851537627,0,0,null,56885.129461603654,11569.325851537627,16596.129695842767,null,22975.333987216367,6890.753255652141,0,0,58754.227388660533,0,null,29866.086523303722,58754.2265625,null,-27019.043092482319,13269.956960828593,47184.900710962371,null,0.57591690441575483,2.5814889222205073,0,1,0.52502449629675563,1.7995814271559305,0,1,5.0784485903896668,"PASS",1,null,"CasEgsd503",null,47184.900710962371,0,0.52502449629675563,"FAIL",0,1,null,null,1.5773064910960242,null,-308.14322239055753,"NO",0,null,7.4389999999999992,5.9600000000000009,6.2474711356919013,13.13,13.290000000000001,14.852837601175882,null,-27167.630587623134,null,-2800.3637837533374,null,0,null,0,null,-308.14322239055753,null,-308.14322239055753,-0.37265052876819366,null,"CasEgsd503"]
[7488,"CreNgsd503",0.9369999974966049,6958.4659216771352,0,5596.50830078125,0,0,37483.957858549271,18190.099609375,6437.8176178674994,0,0,null,61270.565522990983,6437.8176178674994,12034.325960484239,null,24947.333373768986,6997.1328783978306,0,0,63351.494332125272,0,null,31944.465507384262,63351.49609375,null,-29326.100261321259,19910.139588735514,56913.678475882502,null,0.57377649412005871,4.9620022503784034,0,1,0.52136723574535981,2.6544457681574145,0,1,9.840523583321847,"PASS",1,null,"CreNgsd503",null,56913.678475882502,0,0.52136723574535981,"FAIL",0,1,null,null,0.81483434052791937,null,-765.83953290221302,"NO",0,null,7.4389999999999992,5.9600000000000009,6.2474711356919013,13.13,13.290000000000001,14.852837601175882,null,-29485.027950412717,null,-3039.2346571771654,null,0,null,0,null,-765.83953290221302,null,-765.83953290221302,-1.6643945519179508,null,"CreNgsd503"]
[7531,"CheEgsd505",0.97382550239562982,7005.1669805175698,0,5634.06884765625,0,0,37735.527750710608,17330.630859375,29812.088248645177,0,0,null,60700.227018987243,29812.088248645177,35446.157141637545,null,25228.203602452893,7234.2906305728802,0,0,62795.121641200647,0,null,32462.493859114271,62795.12109375,null,-28237.733598627587,-2983.6632371871528,32983.032845104826,null,0.58951803936381031,1.0889037221533631,0,1,0.53480020123011784,0.91582548062739133,0,0,2.1063643905120855,"PASS",1,null,"CheEgsd505",null,32983.032845104826,0,0.53480020123011784,"FAIL",0,1,null,null,3.8084712007867489,null,914.46172244972604,"YES",1,null,7.4389999999999992,5.9600000000000009,6.2474711356919013,13.13,13.290000000000001,14.852837601175882,null,-28399.238543200288,null,-2927.3145056227672,null,0,null,0,null,914.46172244972604,null,0,0,null,"CheEgsd505"]
[7547,"CscEgsd505",1.0183962345123292,9846.8856132130677,0,7919.5869140625,0,0,53043.335918884957,17330.630859375,51095.646366662848,0,0,null,78293.553345882901,51095.646366662848,59015.233418376491,null,33736.203351649026,7565.3947441501159,0,0,81238.264012495056,0,null,41301.598783757567,81238.265625,null,-36991.954908564891,-17713.634496967781,30142.619258337152,null,0.58688746243186796,0.80831933287186342,0,0,0.52752234169960333,0.69984640384784957,0,0,1.5899253929000805,"PASS",1,null,"CscEgsd505",null,30142.619258337152,0,0.52752234169960333,"FAIL",0,1,null,null,5.0599176202785721,null,2070.8693429179039,"YES",1,null,7.4389999999999992,5.9600000000000009,6.2474711356919013,13.13,13.290000000000001,14.852837601175882,null,-37197.435499528852,null,-3834.2081723106471,null,0,null,0,null,2070.8693429179039,null,0,0,null,"CscEgsd505"]
[7569,"CofEgsd506",1.0171052694320681,9155.8762932046429,0,7363.82666015625,0,0,49320.997615787041,17330.630859375,15475.303709785307,0,0,null,74015.454847562738,15475.303709785307,22839.130566276726,null,31752.939457192933,7555.8045079511712,0,0,76753.519069003596,0,null,39308.745241287739,76753.515625,null,-34706.709894030551,16469.614871346181,61278.211915214692,null,0.58976421342707741,2.5400952368018554,0,1,0.53108834052863385,1.7211139217901983,0,1,4.9597421197276663,"PASS",1,null,"CofEgsd506",null,61278.211915214692,0,0.53108834052863385,"FAIL",0,1,null,null,1.6211189656833525,null,-386.32245301310053,"NO",0,null,7.4389999999999992,5.9600000000000009,6.2474711356919013,13.13,13.290000000000001,14.852837601175882,null,-34902.275790753367,null,-3597.6294944000006,null,0,null,0,null,-386.32245301310053,null,-386.32245301310053,-0.34927536540024495,null,"CofEgsd506"]
[7590,"ChoNgsd507",0.96637931466102589,8998.016286817905,0,8572.572265625,0,0,48470.63520925177,17330.630859375,5402.5324450392045,0,0,null,74373.837810567013,5402.5324450392045,13975.104671070181,null,31023.771867386949,7178.9748824954131,0,0,75728.986049081635,0,null,38202.745642512695,75728.984375,null,-36171.092691739083,24227.640931848491,70326.451929960793,null,0.58057766856141524,7.0712663054141949,0,1,0.51365838442842582,2.73362857978164,0,1,14.017312278158926,"PASS",1,null,"ChoNgsd507",null,70326.451929960793,0,0.51365838442842582,"FAIL",0,1,null,null,0.48415924100763819,null,-1146.1548121401759,"NO",0,null,7.4389999999999992,5.9600000000000009,6.2474711356919013,13.13,13.290000000000001,14.852837601175882,null,-36361.15610289586,null,-3217.1794340103229,null,0,null,0,null,-1146.1548121401759,null,-1146.1548121401759,-3.5161208332307639,null,"ChoNgsd507"]
[7638,"CcoNgsd509",0.96637931466102589,8998.016286817905,0,7236.8642578125,0,0,48470.63520925177,17491.701171875,3259.8486901563579,0,0,null,73199.201247446123,3259.8486901563579,10496.713132426825,null,31437.311770516499,7508.5899358699126,0,0,75890.057269721219,0,null,38945.901892512695,75890.0546875,null,-34253.298746426583,28449.188944543836,72630.205997343641,null,0.59042635584472636,11.947150188325049,0,1,0.53205365021151485,3.7102950309838505,0,1,23.280238410041036,"PASS",1,null,"CcoNgsd509",null,72630.205997343641,0,0.53205365021151485,"FAIL",0,1,null,null,0.3454265093828241,null,-1241.5818566314788,"NO",0,null,7.4389999999999992,5.9600000000000009,6.2474711356919013,13.13,13.290000000000001,14.852837601175882,null,-34447.05945235947,null,-3550.7070605977747,null,0,null,0,null,-1241.5818566314788,null,-1241.5818566314788,-5.3288693286623072,null,"CcoNgsd509"]
[7654,"CofNgsd509",1.0171052694320681,9155.8762932046429,0,7363.82666015625,0,0,49320.997615787041,17491.701171875,3172.1773750409134,0,0,null,74176.526068202336,3172.1773750409134,10536.00423153235,null,32188.186371331416,7902.7212957850834,0,0,76914.59028964318,0,null,40090.909303787739,76914.59375,null,-34085.616144030551,29554.905268590577,73742.416374959081,null,0.60004924260283166,12.638293690393231,0,1,0.54047974155908529,3.8051342017199126,0,1,24.246624528367676,"PASS",1,null,"CofNgsd509",null,73742.416374959081,0,0.54047974155908529,"FAIL",0,1,null,null,0.33170368503572839,null,-1268.1126803062652,"NO",0,null,7.4389999999999992,5.9600000000000009,6.2474711356919013,13.13,13.290000000000001,14.852837601175882,null,-34285.073404248396,null,-3534.009989385012,null,0,null,0,null,-1268.1126803062652,null,-1268.1126803062652,-5.5931640245728884,null,"CofNgsd509"]
[7675,"CinTgsd510",1.0542857110500339,9940.665893626352,0,7426.83544921875,0,0,53548.512795303053,17330.630859375,130126.48248278633,0,0,null,78305.978699231506,130126.48248278633,137553.3180114305,null,34200.886263250919,7832.008119148175,0,0,81846.910851552981,0,null,42032.892575339094,81846.9140625,null,-36273.086528557702,-95520.425356666005,-48279.568420286334,null,0.59302201477098282,0.32301566732121095,0,0,0.53677756228000961,0.30557527224546233,0,0,0.62897968577093477,"FAIL",0,null,"CinTgsd510",null,-48279.568420286334,48279.568420286334,0.33205127597452666,"FAIL",0,1,null,null,13.769883727192349,null,8418.9341057713409,"YES",1,null,7.4389999999999992,5.9600000000000009,6.2474711356919013,13.13,13.290000000000001,14.852837601175882,null,-36482.205397091719,null,-4003.1106644786059,null,5297.6088785213542,null,5297.6088785213542,null,8418.9341057713409,null,5297.6088785213542,0.52912227198732742,null,"CinTgsd510"]
[7696,"CdaNgsd511",1.0171052694320681,9155.8762932046429,0,5525.61572265625,0,0,49320.997615787041,17330.630859375,87888.406444730746,0,0,null,72177.243869838087,87888.406444730746,93414.022323497586,null,31752.939457192933,7555.8045079511712,0,0,76753.519069003596,0,null,39308.745241287739,76753.515625,null,-32868.498956530551,-54105.276926099257,-11134.890819730746,null,0.58976421342707741,0.4472574578537537,0,0,0.54461410487705941,0.42080133505921702,0,0,0.87330648864667948,"FAIL",0,null,"CdaNgsd511",null,-11134.890819730746,11134.890819730746,0.47182496563084914,"FAIL",0,1,null,null,12.269594567180386,null,6878.9942065208652,"YES",1,null,7.4389999999999992,5.9600000000000009,6.2474711356919013,13.13,13.290000000000001,14.852837601175882,null,-33064.064853253367,null,-4340.8791544317282,null,1461.8654923635754,null,1461.8654923635754,null,6878.9942065208652,null,1461.8654923635754,0.17462647790597624,null,"CdaNgsd511"]
[7739,"CreTgsd512",0.9369999974966049,6958.4659216771352,0,4199.4677734375,0,0,37483.957858549271,17491.701171875,9200.4323399967525,0,0,null,59175.127471072883,9200.4323399967525,13399.900356596472,null,25302.857196041572,7280.3180328637118,0,0,62653.096606224201,0,null,32583.176444884262,62653.09765625,null,-26591.950358977509,19183.276331450012,53452.665316253246,null,0.59268368982811637,3.5414831869624686,0,1,0.55062284112854465,2.4315984573808542,0,1,6.8097992943092622,"PASS",1,null,"CreTgsd512",null,53452.665316253246,0,0.55062284112854465,"FAIL",0,1,null,null,1.5703816836542708,null,-336.41126403435146,"NO",0,null,7.4389999999999992,5.9600000000000009,6.2474711356919013,13.13,13.290000000000001,14.852837601175882,null,-26754.055714424689,null,-3512.457505230906,null,0,null,0,null,-336.41126403435146,null,-336.41126403435146,-0.38388096072138861,null,"CreTgsd512"]
[7760,"CinNgsd513",1.0542857110500339,9940.665893626352,0,5999.240234375,0,0,53548.512795303053,17491.701171875,33473.102442332514,0,0,null,77039.45459802312,33473.102442332514,39472.342649128637,null,34652.043696159599,8191.606504220842,0,0,82007.98207219255,0,null,42843.650387839094,82007.984375,null,-34195.803813713952,3371.3077111315797,48534.881932667486,null,0.60309010904209392,1.2799426184546283,0,1,0.55612608931198015,1.0854093646972967,0,1,2.4499666416127224,"PASS",1,null,"CinNgsd513",null,48534.881932667486,0,0.55612608931198015,"FAIL",0,1,null,null,4.3775732117549868,null,1592.7357866544357,"YES",1,null,7.4389999999999992,5.9600000000000009,6.2474711356919013,13.13,13.290000000000001,14.852837601175882,null,-34408.956303205683,null,-4517.4458072610778,null,0,null,0,null,1592.7357866544357,null,0,0,null,"CinNgsd513"]
[7803,"CasTgsd515",0.92275449037551882,6250.1192164512258,0,4394.99365234375,0,0,33668.226295473542,24502.99609375,14520.103422155989,0,0,null,62566.216288889256,14520.103422155989,18915.097316577147,null,22951.44128366014,6871.6166239903387,0,0,65067.124165830137,0,null,29823.059179553722,65067.125,null,-32743.156862013569,10907.962105053983,50547.021577844011,null,0.51267719595107852,2.0539150660626286,0,1,0.47666394208241863,1.5766802074602873,0,1,4.4811750376870689,"PASS",1,null,"CasTgsd515",null,50547.021577844011,0,0.47666394208241863,"FAIL",0,1,null,null,2.0382748952462491,null,-63.559142918756834,"NO",0,null,7.4389999999999992,5.9600000000000009,6.2474711356919013,13.13,13.290000000000001,14.852837601175882,null,-32891.530290767565,null,-3805.2787470901553,null,0,null,0,null,-63.559142918756834,null,-63.559142918756834,-5.3546588132664295E-2,null,"CasTgsd515"]
[7824,"CreNgsd515",0.9369999974966049,6958.4659216771352,0,4893.09326171875,0,0,37483.957858549271,24502.99609375,8079.9927597392634,0,0,null,66880.047214752019,8079.9927597392634,12973.086016947453,null,24923.071814051997,6977.7008149332532,0,0,69664.391109294898,0,null,31900.774101134262,69664.390625,null,-34979.273112883762,18927.688079676249,61584.397865260733,null,0.51463690449578825,3.9481191443745405,0,1,0.47698492196111786,2.458996575554119,0,1,8.6218382486827903,"PASS",1,null,"CreNgsd515",null,61584.397865260733,0,0.47698492196111786,"FAIL",0,1,null,null,1.0605751540767363,null,-680.95593349291801,"NO",0,null,7.4389999999999992,5.9600000000000009,6.2474711356919013,13.13,13.290000000000001,14.852837601175882,null,-35137.983431794877,null,-4065.174845517799,null,0,null,0,null,-680.95593349291801,null,-680.95593349291801,-1.0309356109392782,null,"CreNgsd515"]
[7845,"CasTgsd517",0.92275449037551882,6250.1192164512258,0,5026.8037109375,0,0,33668.226295473542,17330.630859375,180262.56361780353,0,0,null,56025.660515062955,180262.56361780353,185289.3674621087,null,22930.581010111484,6854.897666595165,0,0,57894.758442119892,0,null,29785.477148303722,57894.7578125,null,-26240.183717482319,-155503.8901804373,-122367.80580530353,null,0.58404205133196729,0.16523384861792775,0,0,0.53163990728564936,0.16075114064941581,0,0,0.32116905834785353,"FAIL",0,null,"CasTgsd517",null,-122367.80580530353,122367.80580530353,0.1669650671861222,"FAIL",0,1,null,null,24.951149876017368,null,11764.555805045429,"YES",1,null,7.4389999999999992,5.9600000000000009,6.2474711356919013,13.13,13.290000000000001,14.852837601175882,null,-26388.370170956463,null,-2720.0397878160534,null,12613.333009270487,null,12613.333009270487,null,11764.555805045429,null,11764.555805045429,0.91311849483937835,null,"CasTgsd517"]
[7861,"CmiTgsd517",1.0171052694320681,9155.8762932046429,0,7363.82666015625,0,0,49320.997615787041,17330.630859375,280734.52181610151,0,0,null,74015.454847562738,280734.52181610151,288098.34867259307,null,31752.939457192933,7555.8045079511712,0,0,76753.519069003596,0,null,39308.745241287739,76753.515625,null,-34706.709894030551,-248789.60323497001,-203981.00619110151,null,0.58976421342707741,0.14002105970792364,0,0,0.53108834052863385,0.13644210544486055,0,0,0.27340248405672851,"FAIL",0,null,"CmiTgsd517",null,-203981.00619110151,203981.00619110151,0.1414001640658725,"FAIL",0,1,null,null,29.408411331335159,null,18572.58638076673,"YES",1,null,7.4389999999999992,5.9600000000000009,6.2474711356919013,13.13,13.290000000000001,14.852837601175882,null,-34902.275790753367,null,-3597.6294944000006,null,21025.794666516093,null,21025.794666516093,null,18572.58638076673,null,18572.58638076673,0.92562209974093268,null,"CmiTgsd517"]
[7909,"CheEgsd602",1.0052083313465119,7248.4020654536762,0,10221.4384765625,0,0,39045.789779164756,17330.630859375,87495.963220343125,0,0,null,66597.858227293196,87495.963220343125,97717.401293187315,null,26074.615541170089,7467.425319366439,0,0,64373.750591145385,0,null,33542.040240881521,64373.75,null,-33055.818874220735,-64175.361456024104,-23122.213220343125,null,0.59496576513677579,0.38335528870528368,0,0,0.50365042790505055,0.34325554771626393,0,0,0.73573394280929383,"FAIL",0,null,"CheEgsd602",null,-23122.213220343125,23122.213220343125,0.37385213105351223,"FAIL",0,1,null,null,6.2205763537644554,null,2319.1588410953109,"YES",1,null,7.4389999999999992,5.9600000000000009,6.2474711356919013,13.13,13.290000000000001,14.852837601175882,null,-33222.694696314669,null,-2939.4931727947733,null,2045.8180325945439,null,2045.8180325945439,null,2319.1588410953109,null,2045.8180325945439,0.57359090023607506,null,"CheEgsd602"]
[7925,"CscEgsd602",1.0058252394199372,10133.68891828857,0,14290.1669921875,0,0,54588.291821830833,17330.630859375,122324.44424706613,0,0,null,86209.08888965752,122324.44424706613,136614.61093960842,null,34487.601051227539,7472.0081653532443,0,0,83099.656666646741,0,null,41959.609481947366,83099.65625,null,-44249.480191445968,-94655.001757306265,-39224.787997066131,null,0.58342933845020506,0.34301900769071952,0,0,0.48671908775412276,0.30713851982101209,0,0,0.67933810581766108,"FAIL",0,null,"CscEgsd602",null,-39224.787997066131,39224.787997066131,0.33451576449054593,"FAIL",0,1,null,null,6.7555791526964128,null,3368.5195448322788,"YES",1,null,7.4389999999999992,5.9600000000000009,6.2474711356919013,13.13,13.290000000000001,14.852837601175882,null,-44458.234467475551,null,-3933.5965335211135,null,3470.5492006489285,null,3470.5492006489285,null,3368.5195448322788,null,3368.5195448322788,0.67553686594553986,null,"CscEgsd602"]
[7946,"CmiNgsd603",1.0094594538211823,9403.3323265907238,0,5674.95654296875,0,0,50653.997106147668,17330.630859375,26457.909575296097,0,0,null,73659.584122072018,26457.909575296097,32132.866215936159,null,32418.772912500572,7499.0057774795941,0,0,78359.542551365768,0,null,39917.778486811178,78359.5390625,null,-33741.806021680241,7784.912368546331,51901.6294872039,null,0.58715888696272411,1.5087276027310426,0,1,0.5419223954787511,1.242272579728618,0,1,2.9616678082407826,"PASS",1,null,"CmiNgsd603",null,51901.6294872039,0,0.5419223954787511,"FAIL",0,1,null,null,3.6186944723148313,null,995.963003003003,"YES",1,null,7.4389999999999992,5.9600000000000009,6.2474711356919013,13.13,13.290000000000001,14.852837601175882,null,-33940.401934549947,null,-4455.930748521545,null,0,null,0,null,995.963003003003,null,0,0,null,"CmiNgsd603"]
[7967,"ChoTgsd604",1,8998.016286817905,0,5430.3466796875,0,0,48470.63520925177,17330.630859375,2566224.531046465,0,0,null,71231.61231239824,2566224.531046465,2571654.8777743275,null,31207.83452698604,7428.7340111512585,0,0,75728.986049081635,0,null,38636.568404926111,75728.984375,null,-32595.044343388166,-2533018.3093212266,-2490495.546671465,null,0.58717059280638284,1.5055801991406707E-2,0,0,0.54240760407099531,1.502400992433651E-2,0,0,2.9509882498130021E-2,"FAIL",0,null,"ChoTgsd604",null,-2490495.546671465,2490495.546671465,1.5082233977515833E-2,"FAIL",0,1,null,null,363.05223086107236,null,242961.17597875878,"YES",1,null,7.4389999999999992,5.9600000000000009,6.2474711356919013,13.13,13.290000000000001,14.852837601175882,null,-32787.266076746004,null,-4304.5390962977453,null,326969.48335701873,null,326969.48335701873,null,242961.17597875878,null,242961.17597875878,0.9939773909948717,null,"ChoTgsd604"]
[8010,"CscNgsd605",0.95655737817287445,5703.6608171228736,0,3442.18701171875,0,0,30724.556836941912,17330.630859375,381310.83468822751,0,0,null,51497.37425289215,381310.83468822751,384753.02172889333,null,21727.497486728513,7106.0103288505115,0,0,54348.168733045604,0,null,28833.507687918791,54348.16796875,null,-22663.867020116872,-355919.51401202747,-326962.66671947751,null,0.60000822117543562,7.56168067227726E-2,0,0,0.55990247758046596,7.4940302120368812E-2,0,0,0.14252982875030781,"FAIL",0,null,"CscNgsd605",null,-326962.66671947751,326962.66671947751,7.6186398910600181E-2,"FAIL",0,1,null,null,74.861261009363176,null,35270.692682592708,"YES",1,null,7.4389999999999992,5.9600000000000009,6.2474711356919013,13.13,13.290000000000001,14.852837601175882,null,-22807.317307121444,null,-2994.3023855777337,null,42925.920649479216,null,42925.920649479216,null,35270.692682592708,null,35270.692682592708,0.97111155981603914,null,"CscNgsd605"]
[8031,"CofTgsd606",0.95655737817287445,5703.6608171228736,0,3442.18701171875,0,0,30724.556836941912,17330.630859375,542704.87972513342,0,0,null,51497.37425289215,542704.87972513342,546147.06676579942,null,21727.497486728513,7106.0103288505115,0,0,54348.168733045604,0,null,28833.507687918791,54348.16796875,null,-22663.867020116872,-517313.55904893338,-488356.71175638342,null,0.60000822117543562,5.3129258212165423E-2,0,0,0.55990247758046596,5.279440180864603E-2,0,0,0.1001431348770551,"FAIL",0,null,"CofTgsd606",null,-488356.71175638342,488356.71175638342,5.3409816487179934E-2,"FAIL",0,1,null,null,106.54711772143934,null,50643.49988720793,"YES",1,null,7.4389999999999992,5.9600000000000009,6.2474711356919013,13.13,13.290000000000001,14.852837601175882,null,-22807.317307121444,null,-2994.3023855777337,null,64114.847324391209,null,64114.847324391209,null,50643.49988720793,null,50643.49988720793,0.9797026413570481,null,"CofTgsd606"]
[8052,"ChoNgsd607",1,8998.016286817905,0,9551.7890625,0,0,48470.63520925177,17330.630859375,48207.209632018057,0,0,null,75353.054976381856,48207.209632018057,57758.999023863937,null,31207.83452698604,7428.7340111512585,0,0,75728.986049081635,0,null,38636.568404926111,75728.984375,null,-36716.486726200666,-19122.430289591946,27521.774742981943,null,0.58717059280638284,0.8014686744960372,0,0,0.51274056954548286,0.66892725424952926,0,0,1.5709057826218311,"PASS",1,null,"ChoNgsd607",null,27521.774742981943,0,0.51274056954548286,"FAIL",0,1,null,null,3.877298775274618,null,1138.3547725287901,"YES",1,null,7.4389999999999992,5.9600000000000009,6.2474711356919013,13.13,13.290000000000001,14.852837601175882,null,-36908.708459558497,null,-3265.6260283901597,null,0,null,0,null,1138.3547725287901,null,0,0,null,"ChoNgsd607"]
[8095,"CwaTgsd608",0.9588235318660735,6822.0256232661886,0,4117.12548828125,0,0,36748.979423157136,17330.630859375,332353.77283623302,0,0,null,58196.73527978277,332353.77283623302,336470.89831757417,null,24637.035768596776,7122.8449818656736,0,0,61606.509198365136,0,null,31759.879018996515,61606.5078125,null,-26436.856751816871,-304711.01930551778,-270747.26502373302,null,0.58728010155899812,9.556045880859057E-2,0,0,0.5457329968483321,9.4391161842369009E-2,0,0,0.18536424992791203,"FAIL",0,null,"CwaTgsd608",null,-270747.26502373302,270747.26502373302,9.6551020666989673E-2,"FAIL",0,1,null,null,57.660208109016608,null,30463.95903038538,"YES",1,null,7.4389999999999992,5.9600000000000009,6.2474711356919013,13.13,13.290000000000001,14.852837601175882,null,-26594.866100170086,null,-3491.5579914782329,null,35545.573845113075,null,35545.573845113075,null,30463.95903038538,null,30463.95903038538,0.96232109711343994,null,"CwaTgsd608"]
[8116,"CofNgsd609",1.0094594538211823,9403.3323265907238,0,5674.95654296875,0,0,50653.997106147668,17330.630859375,568631.71448648488,0,0,null,73659.584122072018,568631.71448648488,574306.67112712481,null,32418.772912500572,7499.0057774795941,0,0,78359.542551365768,0,null,39917.778486811178,78359.5390625,null,-33741.806021680241,-534388.89254264242,-490272.17542398488,null,0.58715888696272411,7.0199704782312022E-2,0,0,0.5419223954787511,6.9506033101196504E-2,0,0,0.13780367339036703,"FAIL",0,null,"CofNgsd609",null,-490272.17542398488,490272.17542398488,7.078476745411684E-2,"FAIL",0,1,null,null,77.772749785021716,null,52638.103065330528,"YES",1,null,7.4389999999999992,5.9600000000000009,6.2474711356919013,13.13,13.290000000000001,14.852837601175882,null,-33940.401934549947,null,-4455.930748521545,null,64366.322644883883,null,64366.322644883883,null,52638.103065330528,null,52638.103065330528,0.9718594255117321,null,"CofNgsd609"]
[8132,"CgrNgsd701",0.94000000357627866,7731.6288018634841,0,4666.07568359375,0,0,41648.842065054778,17330.630859375,28833.779623532675,0,0,null,63645.548156736091,28833.779623532675,33499.855339929687,null,27079.943749225349,6983.0099970494102,0,0,67509.958164506854,0,null,34062.955517918839,67509.9609375,null,-29582.593090104689,563.10021079241415,38676.181313967325,null,0.57753916454227394,1.1813558944633944,0,1,0.53519776736789204,1.0168090341176079,0,1,2.3413496884189882,"PASS",1,null,"CgrNgsd701",null,38676.181313967325,0,0.53519776736789204,"FAIL",0,1,null,null,4.5700470324941689,null,1436.8637165692255,"YES",1,null,7.4389999999999992,5.9600000000000009,6.2474711356919013,13.13,13.290000000000001,14.852837601175882,null,-29752.060530492337,null,-3906.0563161669866,null,0,null,0,null,1436.8637165692255,null,0,0,null,"CgrNgsd701"]
[8180,"CwaNgsd702",0.9588235318660735,6822.0256232661886,0,12717.20703125,0,0,36748.979423157136,17330.630859375,4601.5869665684977,0,0,null,66796.817212252805,4601.5869665684977,17318.794380379895,null,24637.035768596776,7122.8449818656736,0,0,61606.509198365136,0,null,31759.879018996515,61606.5078125,null,-35036.938294785628,14441.085021178016,57004.920845931505,null,0.58728010155899812,6.9019404065898895,0,1,0.4754699444705956,1.8338389510838362,0,1,13.388100292373981,"PASS",1,null,"CwaNgsd702",null,57004.920845931505,0,0.4754699444705956,"FAIL",0,1,null,null,0.21659939453227203,null,-1073.8736964415396,"NO",0,null,7.4389999999999992,5.9600000000000009,6.2474711356919013,13.13,13.290000000000001,14.852837601175882,null,-35194.947643138839,null,-3113.9950946047798,null,0,null,0,null,-1073.8736964415396,null,-1073.8736964415396,-9.0303760610687007,null,"CwaNgsd702"]
[8200,"CofNgsd801",0.97167832255363473,7299.0901418893945,0,5132.615234375,0,0,39318.836991356795,17330.630859375,21975.522722548852,0,0,null,61782.082600919159,21975.522722548852,27108.13795682694,null,26034.905225839924,7218.3398026525911,0,0,64702.723135955108,0,null,33253.24553231457,64702.72265625,null,-28528.837552792225,6145.1075753907171,42727.199933701151,null,0.58700013952355257,1.5131947463617674,0,1,0.53823445037466866,1.2266886639412709,0,1,2.94430869623225,"PASS",1,null,"CofNgsd801",null,42727.199933701151,0,0.53823445037466866,"FAIL",0,1,null,null,3.1174162834705963,null,542.41932857214056,"YES",1,null,7.4389999999999992,5.9600000000000009,6.2474711356919013,13.13,13.290000000000001,14.852837601175882,null,-28694.276585291296,null,-3319.6911146388488,null,0,null,0,null,542.41932857214056,null,0,0,null,"CofNgsd801"]
[8218,"CheNgsd802",0.96900000274181353,6958.4659216771352,0,6629.45556640625,0,0,37483.957858549271,17330.630859375,455778.60540783929,0,0,null,61444.043899803561,455778.60540783929,462408.06107380945,null,25077.079445775551,7198.4432771737775,0,0,62492.025385584617,0,null,32275.522448697753,62492.0234375,null,-29168.521835632768,-430132.53852554777,-393286.58197033929,null,0.58881263553371721,7.0814035730828145E-2,0,0,0.52528317145505132,6.9798788500132533E-2,0,0,0.13711048016740707,"FAIL",0,null,"CheNgsd802",null,-393286.58197033929,393286.58197033929,7.0977234840175457E-2,"FAIL",0,1,null,null,49.388568600442717,null,26289.906844307799,"YES",1,null,7.4389999999999992,5.9600000000000009,6.2474711356919013,13.13,13.290000000000001,14.852837601175882,null,-29329.096574183499,null,-2594.9935708741405,null,34797.394769481005,null,34797.394769481005,null,26289.906844307799,null,26289.906844307799,0.95598919018633555,null,"CheNgsd802"]
[8239,"CcoEgsd803",0.96900000274181353,6958.4659216771352,0,4387.21435546875,0,0,37483.957858549271,17330.630859375,71487.436555115506,0,0,null,59201.802660464746,71487.436555115506,75874.650981746672,null,25077.079445775551,7198.4432771737775,0,0,62492.025385584617,0,null,32275.522448697753,62492.0234375,null,-26926.280624695268,-43599.128461886503,-8995.4131176155061,null,0.58881263553371721,0.45148523998078899,0,0,0.54517803129552478,0.42537951821001957,0,0,0.8741679160550091,"FAIL",0,null,"CcoEgsd803",null,-8995.4131176155061,8995.4131176155061,0.47326744772542673,"FAIL",0,1,null,null,11.705533518236386,null,5307.4904700675888,"YES",1,null,7.4389999999999992,5.9600000000000009,6.2474711356919013,13.13,13.290000000000001,14.852837601175882,null,-27086.855363245999,null,-3428.8552349814818,null,1138.7061711493106,null,1138.7061711493106,null,5307.4904700675888,null,1138.7061711493106,0.17470721276849374,null,"CcoEgsd803"]
[8282,"CmiNgsd804",0.97167832255363473,7299.0901418893945,0,5870.46337890625,0,0,39318.836991356795,17491.701171875,614521.31935692439,0,0,null,62681.001803113235,614521.31935692439,620391.78257275652,null,26450.712718080013,7549.7622547812434,0,0,64863.794356594692,0,null,34000.47600106457,64863.79296875,null,-28680.525541073475,-586391.30673476611,-549657.52638817439,null,0.59848889132808691,5.5328391269882891E-2,0,0,0.54243670593245619,5.4804845820374655E-2,0,0,0.10555173746718462,"FAIL",0,null,"CmiNgsd804",null,-549657.52638817439,549657.52638817439,5.5525619326919136E-2,"FAIL",0,1,null,null,76.055761346736219,null,42665.285206669723,"YES",1,null,7.4389999999999992,5.9600000000000009,6.2474711356919013,13.13,13.290000000000001,14.852837601175882,null,-28849.682138093689,null,-2973.7449783021843,null,56657.16873616966,null,56657.16873616966,null,42665.285206669723,null,42665.285206669723,0.97139276494418114,null,"CmiNgsd804"]
[8303,"ChoEgsd805",0.96900000274181353,6958.4659216771352,0,4690.1728515625,0,0,37483.957858549271,17330.630859375,715.1281805109503,0,0,null,59504.760854549582,715.1281805109503,5405.3008012269611,null,25077.079445775551,7198.4432771737775,0,0,62492.025385584617,0,null,32275.522448697753,62492.0234375,null,-27229.239120789018,26870.221416624303,61776.895256989046,null,0.58881263553371721,45.13249977876314,0,1,0.54240234894493222,5.971086949123535,0,1,87.385765434177429,"PASS",1,null,"ChoEgsd805",null,61776.895256989046,0,0.54240234894493222,"FAIL",0,1,null,null,9.1794593199686927E-2,null,-1159.1942132451716,"NO",0,null,7.4389999999999992,5.9600000000000009,6.2474711356919013,13.13,13.290000000000001,14.852837601175882,null,-27389.813859339749,null,-2823.2658173136174,null,0,null,0,null,-1159.1942132451716,null,-1159.1942132451716,-22.67929116385714,null,"ChoEgsd805"]
[8324,"CcoNgsd806",0.96900000274181353,6958.4659216771352,0,5596.50830078125,0,0,37483.957858549271,17330.630859375,207922.81422057064,0,0,null,60411.096576450298,207922.81422057064,213519.32256318745,null,25077.079445775551,7198.4432771737775,0,0,62492.025385584617,0,null,32275.522448697753,62492.0234375,null,-28135.574570007768,-181243.80007265415,-145430.79078307064,null,0.58881263553371721,0.1552283840024353,0,0,0.53426479639500757,0.15115972675245917,0,0,0.30055395157939052,"FAIL",0,null,"CcoNgsd806",null,-145430.79078307064,145430.79078307064,0.1567976411087853,"FAIL",0,1,null,null,26.68918687841882,null,13650.58844306203,"YES",1,null,7.4389999999999992,5.9600000000000009,6.2474711356919013,13.13,13.290000000000001,14.852837601175882,null,-28296.149308558499,null,-2916.6883540982672,null,14990.601342211137,null,14990.601342211137,null,13650.58844306203,null,13650.58844306203,0.91855761999999974,null,"CcoNgsd806"]
[8367,"CofEgsd807",0.97167832255363473,7299.0901418893945,0,8626.013671875,0,0,39318.836991356795,17330.630859375,654351.85412151529,0,0,null,65275.480659961737,654351.85412151529,662977.86741483596,null,26034.905225839924,7218.3398026525911,0,0,64702.723135955108,0,null,33253.24553231457,64702.72265625,null,-32022.235990292225,-629724.62226107577,-589649.13146526529,null,0.58700013952355257,5.0818600608930703E-2,0,0,0.5094293409509052,5.0157399134593092E-2,0,0,9.8880628592571379E-2,"FAIL",0,null,"CofEgsd807",null,-589649.13146526529,589649.13146526529,5.0774157624963706E-2,"FAIL",0,1,null,null,46.287868231581179,null,25419.962838175474,"YES",1,null,7.4389999999999992,5.9600000000000009,6.2474711356919013,13.13,13.290000000000001,14.852837601175882,null,-32187.6750227913,null,-2847.9162163846809,null,52171.252576895378,null,52171.252576895378,null,25419.962838175474,null,25419.962838175474,0.95298668357481409,null,"CofEgsd807"]
[8388,"ChoNgsd808",0.96900000274181353,6958.4659216771352,0,3887.80810546875,0,0,37483.957858549271,17330.630859375,31653.713899410624,0,0,null,58702.396327813956,31653.713899410624,35541.521993391005,null,25077.079445775551,7198.4432771737775,0,0,62492.025385584617,0,null,32275.522448697753,62492.0234375,null,-26426.874374695268,-3265.9995561816177,30838.309538089376,null,0.58881263553371721,1.0196440945685905,0,1,0.54981609261712283,0.90810749309685612,0,0,1.9742398517939335,"PASS",1,null,"ChoNgsd808",null,30838.309538089376,0,0.54981609261712283,"FAIL",0,1,null,null,4.9016453019088582,null,1518.9947927068779,"YES",1,null,7.4389999999999992,5.9600000000000009,6.2474711356919013,13.13,13.290000000000001,14.852837601175882,null,-26587.449113245999,null,-3222.2733246912189,null,0,null,0,null,1518.9947927068779,null,0,0,null,"ChoNgsd808"]
[8409,"CdaEgsd809",0.97167832255363473,7299.0901418893945,0,4405.0361328125,0,0,39318.836991356795,17491.701171875,4043.7937064665439,0,0,null,61215.574907835355,4043.7937064665439,8448.8300270212312,null,26450.712718080013,7549.7622547812434,0,0,64863.794356594692,0,null,34000.47600106457,64863.79296875,null,-27215.098294979725,25551.646161785524,60819.999262283454,null,0.59848889132808691,8.408063929347696,0,1,0.55542198847363677,4.0242822553952511,0,1,16.040331846064376,"PASS",1,null,"CdaEgsd809",null,60819.999262283454,0,0.55542198847363677,"FAIL",0,1,null,null,0.66697112420724736,null,-871.30827445946875,"NO",0,null,7.4389999999999992,5.9600000000000009,6.2474711356919013,13.13,13.290000000000001,14.852837601175882,null,-27384.254891999943,null,-3595.1944126625181,null,0,null,0,null,-871.30827445946875,null,-871.30827445946875,-2.2621277941851088,null,"CdaEgsd809"]
[8452,"CofNgsd810",0.97167832255363473,7299.0901418893945,0,4405.0361328125,0,0,39318.836991356795,17330.630859375,3795.3723868645852,0,0,null,61054.503687195727,3795.3723868645852,8200.4087074192703,null,26034.905225839924,7218.3398026525911,0,0,64702.723135955108,0,null,33253.24553231457,64702.72265625,null,-27801.258451229725,25052.837012637487,60907.350269385417,null,0.58700013952355257,8.7615238092053414,0,1,0.54464852488650384,4.0550718238637229,0,1,17.047792959705305,"PASS",1,null,"CofNgsd810",null,60907.350269385417,0,0.54464852488650384,"FAIL",0,1,null,null,0.62733456633245654,null,-892.52317179896136,"NO",0,null,7.4389999999999992,5.9600000000000009,6.2474711356919013,13.13,13.290000000000001,14.852837601175882,null,-27966.6974837288,null,-3671.6615051482809,null,0,null,0,null,-892.52317179896136,null,-892.52317179896136,-2.4688765972850679,null,"CofNgsd810"]
[8473,"CinEgsd811",0.97167832255363473,7299.0901418893945,0,4405.0361328125,0,0,39318.836991356795,17330.630859375,13084.853108188061,0,0,null,61054.503687195727,13084.853108188061,17489.889428742754,null,26034.905225839924,7218.3398026525911,0,0,64702.723135955108,0,null,33253.24553231457,64702.72265625,null,-27801.258451229725,15763.356291314009,51617.869548061935,null,0.58700013952355257,2.5413541334679413,0,1,0.54464852488650384,1.9012839403442796,0,1,4.9448566308903548,"PASS",1,null,"CinEgsd811",null,51617.869548061935,0,0.54464852488650384,"FAIL",0,1,null,null,2.1627865089284284,null,-7.6986961425672007,"NO",0,null,7.4389999999999992,5.9600000000000009,6.2474711356919013,13.13,13.290000000000001,14.852837601175882,null,-27966.6974837288,null,-3671.6615051482809,null,0,null,0,null,-7.6986961425672007,null,-7.6986961425672007,-6.1770714932127425E-3,null,"CinEgsd811"]
[8489,"CasTgsd812",0.96900000274181353,6958.4659216771352,0,4061.6318359375,0,0,37483.957858549271,17330.630859375,25263.568557459927,0,0,null,58876.220131486756,25263.568557459927,29325.200455113132,null,25077.079445775551,7198.4432771737775,0,0,62492.025385584617,0,null,32275.522448697753,62492.0234375,null,-26600.698105164018,2950.3220553003266,37228.454880040073,null,0.58881263553371721,1.2775519964762583,0,1,0.54819283821336862,1.100607055219462,0,1,2.4736023850061795,"PASS",1,null,"CasTgsd812",null,37228.454880040073,0,0.54819283821336862,"FAIL",0,1,null,null,4.4683223309290492,null,1277.7147848257068,"YES",1,null,7.4389999999999992,5.9600000000000009,6.2474711356919013,13.13,13.290000000000001,14.852837601175882,null,-26761.272843714749,null,-3623.0586050864204,null,0,null,0,null,1277.7147848257068,null,0,0,null,"CasTgsd812"]
[8510,"CreNgsd812",0.97021276354789721,7402.6236570874125,0,4320.88525390625,0,0,39876.552724150759,17330.630859375,26876.136077567917,0,0,null,61528.068162869917,26876.136077567917,31197.021141002799,null,26315.92894757459,7207.4525546213208,0,0,65374.669801971897,0,null,33523.380972200808,65374.66796875,null,-28004.687865231201,2326.3596407266414,38498.53189118208,null,0.58599949992739553,1.2473288896680723,0,1,0.54484695531035576,1.0745699281995109,0,1,2.4324429590648919,"PASS",1,null,"CreNgsd812",null,38498.53189118208,0,0.54484695531035576,"FAIL",0,1,null,null,4.5464528194325302,null,1379.5076434316029,"YES",1,null,7.4389999999999992,5.9600000000000009,6.2474711356919013,13.13,13.290000000000001,14.852837601175882,null,-28171.470855142641,null,-3813.9774029334949,null,0,null,0,null,1379.5076434316029,null,0,0,null,"CreNgsd812"]
[8558,"CinNgsd814",0.97167832255363473,7299.0901418893945,0,4405.0361328125,0,0,39318.836991356795,17491.701171875,66357.510416781341,0,0,null,61215.574907835355,66357.510416781341,70762.546737336015,null,26450.712718080013,7549.7622547812434,0,0,64863.794356594692,0,null,34000.47600106457,64863.79296875,null,-27215.098294979725,-36762.070548529271,-1493.7174480313406,null,0.59848889132808691,0.51238323721780399,0,0,0.55542198847363677,0.48048689114424931,0,0,0.9774898509807024,"FAIL",0,null,"CinNgsd814",null,-1493.7174480313406,1493.7174480313406,0.54219199508463134,"FAIL",0,1,null,null,10.944807765252039,null,5064.0833717763171,"YES",1,null,7.4389999999999992,5.9600000000000009,6.2474711356919013,13.13,13.290000000000001,14.852837601175882,null,-27384.254891999943,null,-3595.1944126625181,null,196.10555936023098,null,196.10555936023098,null,5064.0833717763171,null,196.10555936023098,3.1026593592722241E-2,null,"CinNgsd814"]
[8574,"CasNgsd815",0.96900000274181353,6958.4659216771352,0,5596.50830078125,0,0,37483.957858549271,17491.701171875,49703.736945881676,0,0,null,60572.167797089911,49703.736945881676,55300.245288498401,null,25491.740812370441,7528.952201338474,0,0,62653.096606224201,0,null,33020.694323697753,62653.09765625,null,-27551.473007507768,-22279.550922965173,12949.360710368324,null,0.60064208244277084,0.66435033566291568,0,0,0.54514632344492941,0.59711659824312213,0,0,1.2605309279756534,"PASS",1,null,"CasNgsd815",null,12949.360710368324,0,0.54514632344492941,"FAIL",0,1,null,null,6.3659489494414805,null,2339.7280720543117,"YES",1,null,7.4389999999999992,5.9600000000000009,6.2474711356919013,13.13,13.290000000000001,14.852837601175882,null,-27715.755068819693,null,-2856.8629304559108,null,0,null,0,null,2339.7280720543117,null,0,0,null,"CasNgsd815"]
[8595,"CrtEgsd815",0.96900000274181353,6958.4659216771352,0,5596.50830078125,0,0,37483.957858549271,17491.701171875,49703.736945881676,0,0,null,60572.167797089911,49703.736945881676,55300.245288498401,null,25491.740812370441,7528.952201338474,0,0,62653.096606224201,0,null,33020.694323697753,62653.09765625,null,-27551.473007507768,-22279.550922965173,12949.360710368324,null,0.60064208244277084,0.66435033566291568,0,0,0.54514632344492941,0.59711659824312213,0,0,1.2605309279756534,"PASS",1,null,"CrtEgsd815",null,12949.360710368324,0,0.54514632344492941,"FAIL",0,1,null,null,6.3659489494414805,null,2339.7280720543117,"YES",1,null,7.4389999999999992,5.9600000000000009,6.2474711356919013,13.13,13.290000000000001,14.852837601175882,null,-27715.755068819693,null,-2856.8629304559108,null,0,null,0,null,2339.7280720543117,null,0,0,null,"CrtEgsd815"]
[8616,"CloNgsd816",0.96900000274181353,6958.4659216771352,0,11928.1767578125,0,0,37483.957858549271,18190.099609375,106972.30696647167,0,0,null,67602.233603260378,106972.30696647167,118900.48338935785,null,25124.075299374348,7236.0958340097577,0,0,63351.494332125272,0,null,32360.170886197753,63351.49609375,null,-35242.063339539018,-86540.312838086422,-43620.810872721675,null,0.58124326406139082,0.30250979719770277,0,0,0.47868493189353717,0.27216181021800612,0,0,0.59222333228361856,"FAIL",0,null,"CloNgsd816",null,-43620.810872721675,43620.810872721675,0.29094843480999305,"FAIL",0,1,null,null,6.3525066959877465,null,2361.2436089677794,"YES",1,null,7.4389999999999992,5.9600000000000009,6.2474711356919013,13.13,13.290000000000001,14.852837601175882,null,-35403.059214594723,null,-3132.4084878910871,null,3859.5025757004873,null,3859.5025757004873,null,2361.2436089677794,null,2361.2436089677794,0.65823882106421439,null,"CloNgsd816"]
[8659,"CcoEgsd818",0.96900000274181353,6958.4659216771352,0,9812.5810546875,0,0,37483.957858549271,18190.099609375,1086027.7898120512,0,0,null,65486.637969869596,1086027.7898120512,1095840.370601547,null,25124.075299374348,7236.0958340097577,0,0,63351.494332125272,0,null,32360.170886197753,63351.49609375,null,-33126.467636414018,-1063480.1999805409,-1022676.2937183012,null,0.58124326406139082,2.9796816609819927E-2,0,0,0.49414921297302755,2.9530004320431229E-2,0,0,5.8333218254676203E-2,"FAIL",0,null,"CcoEgsd818",null,-1022676.2937183012,1022676.2937183012,2.973835068941073E-2,"FAIL",0,1,null,null,78.398097773814328,null,43044.862798428207,"YES",1,null,7.4389999999999992,5.9600000000000009,6.2474711356919013,13.13,13.290000000000001,14.852837601175882,null,-33287.46351146973,null,-2945.2238184181529,null,90484.833058935328,null,90484.833058935328,null,43044.862798428207,null,43044.862798428207,0.97230748909390763,null,"CcoEgsd818"]
[8680,"CrtNgsd818",0.96900000274181353,6958.4659216771352,0,9812.5810546875,0,0,37483.957858549271,18190.099609375,1086027.7898120512,0,0,null,65486.637969869596,1086027.7898120512,1095840.370601547,null,25124.075299374348,7236.0958340097577,0,0,63351.494332125272,0,null,32360.170886197753,63351.49609375,null,-33126.467636414018,-1063480.1999805409,-1022676.2937183012,null,0.58124326406139082,2.9796816609819927E-2,0,0,0.49414921297302755,2.9530004320431229E-2,0,0,5.8333218254676203E-2,"FAIL",0,null,"CrtNgsd818",null,-1022676.2937183012,1022676.2937183012,2.973835068941073E-2,"FAIL",0,1,null,null,78.398097773814328,null,43044.862798428207,"YES",1,null,7.4389999999999992,5.9600000000000009,6.2474711356919013,13.13,13.290000000000001,14.852837601175882,null,-33287.46351146973,null,-2945.2238184181529,null,90484.833058935328,null,90484.833058935328,null,43044.862798428207,null,43044.862798428207,0.97230748909390763,null,"CrtNgsd818"]
[8696,"ChoNgsd819",0.96900000274181353,6958.4659216771352,0,11928.1767578125,0,0,37483.957858549271,17330.630859375,77385.886479896682,0,0,null,66742.764656719679,77385.886479896682,89314.062902782825,null,25077.079445775551,7198.4432771737775,0,0,62492.025385584617,0,null,32275.522448697753,62492.0234375,null,-34467.243027039018,-57038.540789011429,-14893.863042396682,null,0.58881263553371721,0.41707246523669783,0,0,0.48358083784273198,0.36137111311122999,0,0,0.80753773433524201,"FAIL",0,null,"ChoNgsd819",null,-14893.863042396682,14893.863042396682,0.39535589642250579,"FAIL",0,1,null,null,4.6605596041672763,null,1384.755061728395,"YES",1,null,7.4389999999999992,5.9600000000000009,6.2474711356919013,13.13,13.290000000000001,14.852837601175882,null,-34627.817765589745,null,-3063.816311144195,null,1317.7862039746558,null,1317.7862039746558,null,1384.755061728395,null,1317.7862039746558,0.50780534025664659,null,"ChoNgsd819"]
[8744,"CcoNgsd821",0.96900000274181353,6958.4659216771352,0,4893.09326171875,0,0,37483.957858549271,17330.630859375,19998.446052900657,0,0,null,59707.681491041731,19998.446052900657,24891.539310108848,null,25077.079445775551,7198.4432771737775,0,0,62492.025385584617,0,null,32275.522448697753,62492.0234375,null,-27432.159530945268,7383.9831340783458,42493.577384599339,null,0.58881263553371721,1.6139015183140382,0,1,0.54055895956071287,1.2966463038202525,0,1,3.1248439639856866,"PASS",1,null,"CcoNgsd821",null,42493.577384599339,0,0.54055895956071287,"FAIL",0,1,null,null,2.9360479133604054,null,424.52395879791857,"YES",1,null,7.4389999999999992,5.9600000000000009,6.2474711356919013,13.13,13.290000000000001,14.852837601175882,null,-27592.734269496003,null,-3192.2517548322035,null,0,null,0,null,424.52395879791857,null,0,0,null,"CcoNgsd821"]
[8765,"CscTgsd821",0.97167832255363473,7299.0901418893945,0,5132.615234375,0,0,39318.836991356795,17330.630859375,20977.391726871396,0,0,null,61782.082600919159,20977.391726871396,26110.006961149473,null,26034.905225839924,7218.3398026525911,0,0,64702.723135955108,0,null,33253.24553231457,64702.72265625,null,-28528.837552792225,7143.2385710681738,43725.330929378601,null,0.58700013952355257,1.585194478192357,0,1,0.53823445037466866,1.2735824077592348,0,1,3.0844026511345448,"PASS",1,null,"CscTgsd821",null,43725.330929378601,0,0.53823445037466866,"FAIL",0,1,null,null,2.9758229390571787,null,460.82429244536957,"YES",1,null,7.4389999999999992,5.9600000000000009,6.2474711356919013,13.13,13.290000000000001,14.852837601175882,null,-28694.276585291296,null,-3319.6911146388488,null,0,null,0,null,460.82429244536957,null,0,0,null,"CscTgsd821"]
[8781,"CinTgsd822",0.97167832255363473,7299.0901418893945,0,5132.615234375,0,0,39318.836991356795,17330.630859375,87086.499689147138,0,0,null,61782.082600919159,87086.499689147138,92219.114923425208,null,26034.905225839924,7218.3398026525911,0,0,64702.723135955108,0,null,33253.24553231457,64702.72265625,null,-28528.837552792225,-58965.869391207569,-22383.777032897138,null,0.58700013952355257,0.38184156730390029,0,0,0.53823445037466866,0.36058951075264262,0,0,0.74297075766283627,"FAIL",0,null,"CinTgsd822",null,-22383.777032897138,22383.777032897138,0.39509185179943712,"FAIL",0,1,null,null,12.353966666363675,null,5865.1035641983581,"YES",1,null,7.4389999999999992,5.9600000000000009,6.2474711356919013,13.13,13.290000000000001,14.852837601175882,null,-28694.276585291296,null,-3319.6911146388488,null,2589.6183689208497,null,2589.6183689208497,null,5865.1035641983581,null,2589.6183689208497,0.36375455689389657,null,"CinTgsd822"]
[8829,"CdaTgsd824",0.97167832255363473,7299.0901418893945,0,5132.615234375,0,0,39318.836991356795,17491.701171875,92878.1791801293,0,0,null,61943.15382155875,92878.1791801293,98010.794414407399,null,26450.712718080013,7549.7622547812434,0,0,64863.794356594692,0,null,34000.47600106457,64863.79296875,null,-27942.677396542225,-64010.318413439731,-28014.3862113793,null,0.59848889132808691,0.36607603961662027,0,0,0.54889804822849386,0.34690542204229852,0,0,0.6983749416851962,"FAIL",0,null,"CdaTgsd824",null,-28014.3862113793,28014.3862113793,0.37796138210151953,"FAIL",0,1,null,null,13.147479993720591,null,6336.1139362666809,"YES",1,null,7.4389999999999992,5.9600000000000009,6.2474711356919013,13.13,13.290000000000001,14.852837601175882,null,-28111.833993562443,null,-3252.3073110847763,null,3241.0334064894446,null,3241.0334064894446,null,6336.1139362666809,null,3241.0334064894446,0.4268677238444416,null,"CdaTgsd824"]
[8857,"CdaTgsd825",0.97167832255363473,7299.0901418893945,0,6342.185546875,0,0,39318.836991356795,17330.630859375,9.7873232581014644,0,0,null,62991.65288113671,9.7873232581014644,6351.972837753764,null,26034.905225839924,7218.3398026525911,0,0,64702.723135955108,0,null,33253.24553231457,64702.72265625,null,-29738.407865292225,26901.272662181469,64692.935332991896,null,0.58700013952355257,3397.5832467563764,0,1,0.52789923329077026,5.235105094461427,0,1,6610.8700969585607,"PASS",1,null,"CdaTgsd825",null,64692.935332991896,0,0.52789923329077026,"FAIL",0,1,null,null,1.1236196041022506E-3,null,-1253.3855063455064,"NO",0,null,7.4389999999999992,5.9600000000000009,6.2474711356919013,13.13,13.290000000000001,14.852837601175882,null,-29903.846897791296,null,-2874.1650274250223,null,0,null,0,null,-1253.3855063455064,null,-1253.3855063455064,-1935.7285760000002,null,"CdaTgsd825"]
[8867,"CloTgsd825",0.96900000274181353,6958.4659216771352,0,6046.216796875,0,0,37483.957858549271,17330.630859375,9.3305815420949898,0,0,null,60860.805174018242,9.3305815420949898,6055.5475217267795,null,25077.079445775551,7198.4432771737775,0,0,62492.025385584617,0,null,32275.522448697753,62492.0234375,null,-28585.283066101518,26219.975070280656,62482.692855957903,null,0.58881263553371721,3459.1115573114589,0,1,0.53031704355029363,5.3299099869538953,0,1,6697.5486099732116,"PASS",1,null,"CloTgsd825",null,62482.692855957903,0,0.53031704355029363,"FAIL",0,1,null,null,1.1086012379084864E-3,null,-1209.6893827160495,"NO",0,null,7.4389999999999992,5.9600000000000009,6.2474711356919013,13.13,13.290000000000001,14.852837601175882,null,-28745.857804652253,null,-2762.8665792683178,null,0,null,0,null,-1209.6893827160495,null,-1209.6893827160495,-1959.6967999999999,null,"CloTgsd825"]
[8888,"CgrNgsd826",0.96900000274181353,6958.4659216771352,0,3403.8642578125,0,0,37483.957858549271,17491.701171875,157369.5045334399,0,0,null,58379.523713325078,157369.5045334399,160773.36879229188,null,25491.740812370441,7528.952201338474,0,0,62653.096606224201,0,null,33020.694323697753,62653.09765625,null,-25358.828964539018,-127752.67446755465,-94716.406877189904,null,0.60064208244277084,0.20982905437489693,0,0,0.56562117098258813,0.20538659214494479,0,0,0.3981273108916516,"FAIL",0,null,"CgrNgsd826",null,-94716.406877189904,94716.406877189904,0.21568629739547932,"FAIL",0,1,null,null,27.772262717173721,null,14285.401052846266,"YES",1,null,7.4389999999999992,5.9600000000000009,6.2474711356919013,13.13,13.290000000000001,14.852837601175882,null,-25523.111025850947,null,-3455.4308223984053,null,12823.122987584875,null,12823.122987584875,null,14285.401052846266,null,12823.122987584875,0.82739674515130968,null,"CgrNgsd826"]
[8931,"CrtEgsd827",0.96900000274181353,6958.4659216771352,0,3403.8642578125,0,0,37483.957858549271,17491.701171875,157137.56710647189,0,0,null,58379.523713325078,157137.56710647189,160541.43136532381,null,25491.740812370441,7528.952201338474,0,0,62653.096606224201,0,null,33020.694323697753,62653.09765625,null,-25358.828964539018,-127520.73704058664,-94484.469450221892,null,0.60064208244277084,0.2101387652344387,0,0,0.56562117098258813,0.20568331827545833,0,0,0.39871495282727692,"FAIL",0,null,"CrtEgsd827",null,-94484.469450221892,94484.469450221892,0.216013553827514,"FAIL",0,1,null,null,27.731330863500656,null,14262.559262158644,"YES",1,null,7.4389999999999992,5.9600000000000009,6.2474711356919013,13.13,13.290000000000001,14.852837601175882,null,-25523.111025850947,null,-3455.4308223984053,null,12791.72228046883,null,12791.72228046883,null,14262.559262158644,null,12791.72228046883,0.82658891117124778,null,"CrtEgsd827"]
[8952,"CloNgsd828",1.4514417409896851,26526.160649104328,0,13416.1162109375,0,0,142891.47911505279,17330.630859375,21345.109809699181,0,0,null,173638.22562721127,21345.109809699181,34761.225946573402,null,83807.535924096956,10782.374626494673,0,0,189489.03894763699,0,null,94589.910772131901,189489.03125,null,-79048.315413233388,59828.684751495224,168143.92144030082,null,0.59036740177263236,4.4314558048865322,0,1,0.54475280501399292,2.7211327562490681,0,1,8.8773978180190252,"PASS",1,null,"CloNgsd828",null,168143.92144030082,0,0.54475280501399292,"FAIL",0,1,null,null,1.2144277516587672,null,-1689.1099886764748,"NO",0,null,7.4389999999999992,5.9600000000000009,6.2474711356919013,13.13,13.290000000000001,14.852837601175882,null,-79518.911984239006,null,-10439.792836950899,null,0,null,0,null,-1689.1099886764748,null,-1689.1099886764748,-0.83079490997614236,null,"CloNgsd828"]
[8973,"CheEgsd829",0.96900000274181353,6958.4659216771352,0,5198.78466796875,0,0,37483.957858549271,17330.630859375,7836.2985267645145,0,0,null,60013.372945230149,7836.2985267645145,13035.083238161116,null,25077.079445775551,7198.4432771737775,0,0,62492.025385584617,0,null,32275.522448697753,62492.0234375,null,-27737.850937195268,19240.43925396449,54655.724910735487,null,0.58881263553371721,4.1187203803507746,0,1,0.53780550280288963,2.4760503609012985,0,1,7.9746864191124658,"PASS",1,null,"CheEgsd829",null,54655.724910735487,0,0.53780550280288963,"FAIL",0,1,null,null,1.0828280431983766,null,-607.37357450656555,"NO",0,null,7.4389999999999992,5.9600000000000009,6.2474711356919013,13.13,13.290000000000001,14.852837601175882,null,-27898.425675746003,null,-3061.2317465227993,null,0,null,0,null,-607.37357450656555,null,-607.37357450656555,-1.0073648011764629,null,"CheEgsd829"]
[9016,"CrtNgsd901",1.0784503221511841,8394.7524427557109,0,2927.048095703125,0,0,45220.965416665727,18190.099609375,294942.93971553259,0,0,null,66338.112943292144,294942.93971553259,297869.98792033404,null,29888.180979112592,8053.4260693742735,0,0,72673.190185277635,0,null,37941.606335328994,72673.1875,null,-28396.506786414859,-259928.3814759067,-222269.75221553259,null,0.59834362220138848,0.1286404969446735,0,0,0.57194280255904284,0.12737639872390605,0,0,0.2463974474862563,"FAIL",0,null,"CrtNgsd901",null,-222269.75221553259,222269.75221553259,0.13146421457013729,"FAIL",0,1,null,null,63.012615841257443,null,39340.266678698186,"YES",1,null,7.4389999999999992,5.9600000000000009,6.2474711356919013,13.13,13.290000000000001,14.852837601175882,null,-28585.270997038388,null,-4920.3306461284283,null,38258.887720419545,null,38258.887720419545,null,39340.266678698186,null,38258.887720419545,0.93885424107944904,null,"CrtNgsd901"]
[9037,"CmiEgsd902",1.0784503221511841,8394.7524427557109,0,6751.6748046875,0,0,45220.965416665727,24502.99609375,31606.523389398462,0,0,null,76475.636540781532,31606.523389398462,38358.198414519757,null,29860.256873496153,8031.060524913838,0,0,78986.086962447196,0,null,37891.317272828994,78986.0859375,null,-38584.319042274234,-466.88092125696858,47379.562548101538,null,0.54344756740720468,1.1988448335807345,0,1,0.49546913368206669,0.9878283928015954,0,0,2.4990437880299643,"PASS",1,null,"CmiEgsd902",null,47379.562548101538,0,0.49546913368206669,"FAIL",0,1,null,null,3.2051470636586661,null,733.16129952488916,"YES",1,null,7.4389999999999992,5.9600000000000009,6.2474711356919013,13.13,13.290000000000001,14.852837601175882,null,-38772.833058556957,null,-3996.5957701207253,null,0,null,0,null,733.16129952488916,null,0,0,null,"CmiEgsd902"]
[9053,"CdaEgsd903",1.0321723639965057,11382.753288317293,0,9154.8447265625,0,0,61316.768577449933,17330.630859375,892842.07368326327,0,0,null,87802.243404448614,892842.07368326327,901996.91813497746,null,38204.0039710247,7667.7339457912421,0,0,91206.255167392621,0,null,45871.737283580194,91206.2578125,null,-41930.506879807232,-856125.18112624553,-801635.81587076327,null,0.58325815744775611,5.1377212875222594E-2,0,0,0.52244379082406422,5.0855758315061332E-2,0,0,0.10215273283016849,"FAIL",0,null,"CdaEgsd903",null,-801635.81587076327,801635.81587076327,5.1573841220398091E-2,"FAIL",0,1,null,null,78.837176068537048,null,62035.963706627357,"YES",1,null,7.4389999999999992,5.9600000000000009,6.2474711356919013,13.13,13.290000000000001,14.852837601175882,null,-42158.724478233002,null,-4345.6040385010228,null,82630.389841458964,null,82630.389841458964,null,62035.963706627357,null,62035.963706627357,0.97213383292401556,null,"CdaEgsd903"]
[9101,"CscEgsd904",1.0784503221511841,8394.7524427557109,0,3563.807373046875,0,0,45220.965416665727,17330.630859375,52674.200011168359,0,0,null,66115.403066209488,52674.200011168359,56238.007285427833,null,29835.876858049625,8011.5205875015426,0,0,71813.721238736965,0,null,37847.399304078994,71813.71875,null,-28268.004345008609,-18390.60808013624,19139.518738831641,null,0.60505888829851917,0.71851873015735068,0,0,0.57244450181317608,0.67298613632427384,0,0,1.3633566097780989,"PASS",1,null,"CscEgsd904",null,19139.518738831641,0,0.57244450181317608,"FAIL",0,1,null,null,9.3567920033103871,null,4582.6802505264441,"YES",1,null,7.4389999999999992,5.9600000000000009,6.2474711356919013,13.13,13.290000000000001,14.852837601175882,null,-28456.299863934368,null,-4279.8612590085841,null,0,null,0,null,4582.6802505264441,null,0,0,null,"CscEgsd904"]
[9122,"CmiNgsd905",1.0784503400325776,8394.7524427557109,0,27251.751953125,0,0,45220.965416665727,17330.630859375,26451.015903463271,0,0,null,89803.346947453843,26451.015903463271,53702.767058967125,null,29835.876955944619,8011.5207203376513,0,0,71813.721238736965,0,null,37847.399315804003,71813.71875,null,-51955.948913361724,-15855.368540784264,45362.702846536733,null,0.60505888848596456,1.4308486091397565,0,1,0.4214475302103734,0.70475695809337835,0,0,2.7149701551008225,"PASS",1,null,"CmiNgsd905",null,45362.702846536733,0,0.4214475302103734,"FAIL",0,1,null,null,0.73319505787493111,null,-926.30019430657831,"NO",0,null,7.4389999999999992,5.9600000000000009,6.2474711356919013,13.13,13.290000000000001,14.852837601175882,null,-52144.244432345826,null,-4613.6429302474744,null,0,null,0,null,-926.30019430657831,null,-926.30019430657831,-1.9776500137743169,null,"CmiNgsd905"]
[9138,"CdaNgsd906",1.0321723639965057,11382.752269010738,0,6869.54638671875,0,0,61316.763086635627,17330.630859375,394047.03378232114,0,0,null,85516.939709709346,394047.03378232114,400916.58003011084,null,38204.001055941291,7667.7339457912421,0,0,91206.248551953744,0,null,45871.733994204697,91206.25,null,-39645.206338524673,-355044.84617483523,-302840.78378232114,null,0.58325815634392719,0.11641182412641911,0,0,0.53640522937007473,0.11441715375019819,0,0,0.23146031356851685,"FAIL",0,null,"CdaNgsd906",null,-302840.78378232114,302840.78378232114,0.11811721808477602,"FAIL",0,1,null,null,46.368964055865845,null,35754.784774492218,"YES",1,null,7.4389999999999992,5.9600000000000009,6.2474711356919013,13.13,13.290000000000001,14.852837601175882,null,-39873.423920585388,null,-5234.8589164970026,null,39759.032994489586,null,39759.032994489586,null,35754.784774492218,null,35754.784774492218,0.9526215441698308,null,"CdaNgsd906"]
[9159,"CwaEgsd906",1.0784503757953643,8394.7534620622682,0,5066.2744140625,0,0,45220.970907479998,17330.630859375,3948964.5000745244,0,0,null,67617.875676878772,3948964.5000745244,3954030.7744686389,null,29835.880057566559,8011.5209860098812,0,0,71813.727854175842,0,null,37847.402628629519,71813.7265625,null,-29770.473552287971,-3916183.3718599575,-3877150.7735120244,null,0.60505888833504173,9.5841334172326112E-3,0,0,0.55972480601676267,9.5718533282090328E-3,0,0,1.8185457620888905E-2,"FAIL",0,null,"CwaEgsd906",null,-3877150.7735120244,3877150.7735120244,9.5943275739568488E-3,"FAIL",0,1,null,null,588.7977464376944,null,374744.82824758999,"YES",1,null,7.4389999999999992,5.9600000000000009,6.2474711356919013,13.13,13.290000000000001,14.852837601175882,null,-29958.769087753786,null,-3933.194445469639,null,509019.17371696583,null,509019.17371696583,null,374744.82824758999,null,374744.82824758999,0.99629210829740833,null,"CwaEgsd906"]
[9207,"CofTgsd908",1.0094594538211823,9403.3323265907238,0,5674.95654296875,0,0,50653.997106147668,17491.701171875,101675.94891844915,0,0,null,73820.655342711587,101675.94891844915,107350.90555908917,null,32850.747974893988,7843.3147115624552,0,0,78520.613772005425,0,null,40694.063643061178,78520.6171875,null,-33126.591177930241,-66656.841818356726,-23155.331730949154,null,0.59716261879123222,0.40023293685412775,0,0,0.55125579340552711,0.37907517843607469,0,0,0.77226343125136443,"FAIL",0,null,"CofTgsd908",null,-23155.331730949154,23155.331730949154,0.41963031354432612,"FAIL",0,1,null,null,13.881858605965082,null,8158.0462121643131,"YES",1,null,7.4389999999999992,5.9600000000000009,6.2474711356919013,13.13,13.290000000000001,14.852837601175882,null,-33329.049206005162,null,-4375.6681332888656,null,3039.9921265258022,null,3039.9921265258022,null,8158.0462121643131,null,3039.9921265258022,0.31389796646364992,null,"CofTgsd908"]
[9223,"CgrTgsd909",1.0784503221511841,8394.7524427557109,0,4252.48291015625,0,0,45220.965416665727,17330.630859375,106226.40067243567,0,0,null,66804.078506290301,106226.40067243567,110478.88338677594,null,29835.876858049625,8011.5205875015426,0,0,71813.721238736965,0,null,37847.399304078994,71813.71875,null,-28956.679882117984,-72631.484278512929,-34412.681922435673,null,0.60505888829851917,0.35628995301071031,0,0,0.56654323755575398,0.34257586677896679,0,0,0.67604398054912818,"FAIL",0,null,"CgrTgsd909",null,-34412.681922435673,34412.681922435673,0.37392422845321649,"FAIL",0,1,null,null,18.869547818586419,null,10659.678737180539,"YES",1,null,7.4389999999999992,5.9600000000000009,6.2474711356919013,13.13,13.290000000000001,14.852837601175882,null,-29144.975401043743,null,-4383.4388768083227,null,5175.7081870325201,null,5175.7081870325201,null,10659.678737180539,null,5175.7081870325201,0.42936388322831232,null,"CgrTgsd909"]
[9244,"CwaNgsd909",1.0784503221511841,8394.7524427557109,0,4252.48291015625,0,0,45220.965416665727,17330.630859375,212452.80134487135,0,0,null,66804.078506290301,212452.80134487135,216705.28405921164,null,29835.876858049625,8011.5205875015426,0,0,71813.721238736965,0,null,37847.399304078994,71813.71875,null,-28956.679882117984,-178857.88495094859,-140639.08259487135,null,0.60505888829851917,0.17814497650535516,0,0,0.56654323755575398,0.17464917588044893,0,0,0.33802199027456409,"FAIL",0,null,"CwaNgsd909",null,-140639.08259487135,140639.08259487135,0.18244708082507169,"FAIL",0,1,null,null,37.739095637172888,null,22714.041922358738,"YES",1,null,7.4389999999999992,5.9600000000000009,6.2474711356919013,13.13,13.290000000000001,14.852837601175882,null,-29144.975401043743,null,-4383.4388768083227,null,21152.284871132135,null,21152.284871132135,null,22714.041922358738,null,21152.284871132135,0.87737048179950938,null,"CwaNgsd909"]
[9287,"CloTgsd911",1.4514417409896851,26526.160649104328,0,16008.666015625,0,0,142891.47911505279,17491.701171875,149069.57015328732,0,0,null,176391.84678377374,149069.57015328732,165078.23622608444,null,84428.647187408322,11277.435975250995,0,0,189650.11016827667,0,null,95706.082647131901,189650.109375,null,-80685.763655420888,-69372.153521780419,40580.539221712679,null,0.59673391234612227,0.64202293297497215,0,0,0.542576568323764,0.5797619654065298,0,0,1.2722255063859376,"PASS",1,null,"CloTgsd911",null,40580.539221712679,0,0.542576568323764,"FAIL",0,1,null,null,8.4750653370340192,null,10474.217800262226,"YES",1,null,7.4389999999999992,5.9600000000000009,6.2474711356919013,13.13,13.290000000000001,14.852837601175882,null,-81161.91332033198,null,-10655.49741780638,null,0,null,0,null,10474.217800262226,null,0,0,null,"CloTgsd911"]
[9308,"CgrNgsd912",1.0784503221511841,8394.7519331024341,0,11837.9794921875,0,0,45220.962671258589,18190.099609375,2834081.0827401686,0,0,null,75249.041748094722,2834081.0827401686,2845919.062495179,null,29888.1795261966,8053.4260693742735,0,0,72673.186877558182,0,null,37941.606643766238,72673.1875,null,-37307.435129054851,-2807977.4555885899,-2761407.8952401686,null,0.59834365297100545,1.3387622137854256E-2,0,0,0.50421381787575426,1.3331934539981124E-2,0,0,2.5642592917537479E-2,"FAIL",0,null,"CgrNgsd912",null,-2761407.8952401686,2761407.8952401686,1.3375465375703447E-2,"FAIL",0,1,null,null,178.64150757525232,null,114118.12305036586,"YES",1,null,7.4389999999999992,5.9600000000000009,6.2474711356919013,13.13,13.290000000000001,14.852837601175882,null,-37496.199341212894,null,-3317.6063223274195,null,244325.14368741075,null,244325.14368741075,null,114118.12305036586,null,114118.12305036586,0.98779220149722669,null,"CgrNgsd912"]
[9329,"CasEgsd1001",0.96591968238353709,4397.8246394766702,0,2964.239013671875,0,0,23690.260944139456,17330.630859375,224581.06177733737,0,0,null,43985.130220336541,224581.06177733737,227545.30067825012,null,18634.105468897582,7175.5603965630062,0,0,45873.113440512549,0,null,25809.666337079972,45873.11328125,null,-18175.464480106362,-201735.63445392926,-178707.94849608737,null,0.62918345268321862,0.11492360991092457,0,0,0.58678162046059767,0.11342649682220887,0,0,0.20426082643928031,"FAIL",0,null,"CasEgsd1001",null,-178707.94849608737,178707.94849608737,0.11589792739258052,"FAIL",0,1,null,null,39.092926301469035,null,15169.918302884731,"YES",1,null,7.4389999999999992,5.9600000000000009,6.2474711356919013,13.13,13.290000000000001,14.852837601175882,null,-18303.870780290839,null,-1886.712080772292,null,18420.71818604934,null,18420.71818604934,null,15169.918302884731,null,15169.918302884731,0.94507719767997345,null,"CasEgsd1001"]
[9345,"CmiEgsd1001",1.1248500168323516,7888.4083433004589,0,5316.97607421875,0,0,42493.384208460091,17330.630859375,249571.07013912321,0,0,null,65140.990417305446,249571.07013912321,254888.04597268417,null,28557.852470929967,8356.2115774865579,0,0,68527.47881921212,0,null,36914.063298877467,68527.4765625,null,-28226.927843176374,-217973.98291446449,-181043.59357662321,null,0.61704422976325168,0.14791002530180983,0,0,0.56667948478675234,0.14482461554113174,0,0,0.27458101022806614,"FAIL",0,null,"CmiEgsd1001",null,-181043.59357662321,181043.59357662321,0.14994465774963261,"FAIL",0,1,null,null,29.246149664318338,null,16507.943019524559,"YES",1,null,7.4389999999999992,5.9600000000000009,6.2474711356919013,13.13,13.290000000000001,14.852837601175882,null,-28410.579899389693,null,-2928.4835410684245,null,18661.469983455405,null,18661.469983455405,null,16507.943019524559,null,16507.943019524559,0.92545620212005297,null,"CmiEgsd1001"]
[9393,"CmiEgsd1004",0.95681454837322222,3700.7499358045011,0,4373.5205078125,0,0,19935.249550707107,17491.701171875,90938.65544430606,0,0,null,41800.471528039103,90938.65544430606,95312.175825714192,null,17281.794646328126,7434.273457031848,0,0,41510.074548583056,0,null,24716.068662176185,41510.07421875,null,-17084.402568218422,-70596.107289942374,-49428.58122555606,null,0.66038157490782112,0.27178836701971198,0,0,0.59128684281923249,0.25931701186417838,0,0,0.45646237033020781,"FAIL",0,null,"CmiEgsd1004",null,-49428.58122555606,49428.58122555606,0.27092322014536074,"FAIL",0,1,null,null,9.9644063398252509,null,2912.4660610114975,"YES",1,null,7.4389999999999992,5.9600000000000009,6.2474711356919013,13.13,13.290000000000001,14.852837601175882,null,-17207.368083950641,null,-1522.4815887722209,null,4373.3652065728202,null,4373.3652065728202,null,2912.4660610114975,null,2912.4660610114975,0.78566170634804067,null,"CmiEgsd1004"]
[9409,"CreNgsd1005",0.9984720975160597,5024.9907126327207,0,2133.249267578125,0,0,27068.687586031687,17491.701171875,230161.14288598331,0,0,null,46693.638435456436,230161.14288598331,232294.39213948426,null,20737.176117193208,7757.9449693475199,0,0,50104.578205600599,0,null,28495.120485017753,50104.578125,null,-18198.517540467059,-203799.27166854369,-180056.56476098331,null,0.63947199024294077,0.12380508772123017,0,0,0.61025702194087916,0.12266813770597035,0,0,0.21769347117736851,"FAIL",0,null,"CreNgsd1005",null,-180056.56476098331,180056.56476098331,0.1256674531482195,"FAIL",0,1,null,null,58.346310787621668,null,25153.682739587646,"YES",1,null,7.4389999999999992,5.9600000000000009,6.2474711356919013,13.13,13.290000000000001,14.852837601175882,null,-18340.284309049232,null,-2758.4005182974015,null,27080.720952318403,null,27080.720952318403,null,25153.682739587646,null,25153.682739587646,0.96306980879420689,null,"CreNgsd1005"]
[9430,"CmiNgsld101",1.1220338940620422,17691.01527970433,0,8961.638671875,0,0,138305.6008204458,16265.5703125,68254.419437469187,0,0,null,163532.80987675759,68254.419437469187,77216.058154542188,null,56736.771675847333,8335.2913504831849,0,0,182898.82433977581,0,null,65072.062640132557,182898.828125,null,-98460.747164688248,-12143.99546921163,114644.40868753081,null,0.42098447053988119,0.95337508071177535,0,0,0.39791441679377476,0.84272707301355954,0,0,2.6796627915436524,"PASS",1,null,"CmiNgsld101",null,114644.40868753081,0,0.39791441679377476,"FAIL",0,1,null,null,7.0673173447515998,null,5306.6681795718496,"YES",1,null,6.8320000000000007,5.3630000000000004,5.5847964346769574,15.4,15.58,17.390432125820322,null,-98784.488769863019,null,-14857.30430515119,null,0,null,0,null,5306.6681795718496,null,0,0,null,"CmiNgsld101"]
[9478,"CheNgsld103",1.0321723639965057,11382.752269010738,0,7588.69189453125,0,0,88988.583564330809,16417.546875,11725.001498230888,0,0,null,112994.82145342801,11725.001498230888,19313.693411460077,null,38645.695588248018,8019.7898556072905,0,0,123632.70689674852,0,null,46665.483994204697,123632.703125,null,-66329.338339657363,27351.790601442561,111907.70162676911,null,0.44272077724230857,3.9799981263325006,0,1,0.4129878080282629,2.4161864354589331,0,1,10.544365656896007,"PASS",1,null,"CheNgsld103",null,111907.70162676911,0,0.4129878080282629,"FAIL",0,1,null,null,1.3074155338196702,null,-693.57253119454663,"NO",0,null,6.8320000000000007,5.3630000000000004,5.5847964346769574,15.4,15.58,17.390432125820322,null,-66561.504926693204,null,-8066.940189073347,null,0,null,0,null,-693.57253119454663,null,-693.57253119454663,-0.68604427910674304,null,"CheNgsld103"]
[9482,"CinNgsld103",1.0321723639965057,11382.752269010738,0,7588.69189453125,0,0,88988.583564330809,16417.546875,11725.001498230888,0,0,null,112994.82145342801,11725.001498230888,19313.693411460077,null,38645.695588248018,8019.7898556072905,0,0,123632.70689674852,0,null,46665.483994204697,123632.703125,null,-66329.338339657363,27351.790601442561,111907.70162676911,null,0.44272077724230857,3.9799981263325006,0,1,0.4129878080282629,2.4161864354589331,0,1,10.544365656896007,"PASS",1,null,"CinNgsld103",null,111907.70162676911,0,0.4129878080282629,"FAIL",0,1,null,null,1.3074155338196702,null,-693.57253119454663,"NO",0,null,6.8320000000000007,5.3630000000000004,5.5847964346769574,15.4,15.58,17.390432125820322,null,-66561.504926693204,null,-8066.940189073347,null,0,null,0,null,-693.57253119454663,null,-693.57253119454663,-0.68604427910674304,null,"CinNgsld103"]
[9516,"CofNgsld104",1.1220338940620422,17691.01527970433,0,9966.025390625,0,0,138305.6008204458,16417.546875,54140.847233145054,0,0,null,164689.17204737017,54140.847233145054,64106.872484201442,null,57216.92039262865,8717.9974538407369,0,0,183050.79997640516,0,null,65934.914202632557,183050.796875,null,-98754.258883438248,1828.0415788625032,128909.94964185494,null,0.4261477043655913,1.2178404582163089,0,1,0.40035973808778114,1.0285155320177743,0,1,3.381010941456716,"PASS",1,null,"CofNgsld104",null,128909.94964185494,0,0.40035973808778114,"FAIL",0,1,null,null,5.0343431004877663,null,3083.0399062094134,"YES",1,null,6.8320000000000007,5.3630000000000004,5.5847964346769574,15.4,15.58,17.390432125820322,null,-99082.293282456318,null,{"$error":"#N/A"},null,{"$error":"#N/A"},null,{"$error":"#N/A"},null,3083.0399062094134,null,{"$error":"#N/A"},{"$error":"#N/A"},null,"CofNgsld104"]
[9537,"CinTgsld105",1.1220338940620422,17691.01527970433,0,12440.0673828125,0,0,138305.6008204458,17072.314453125,336400.71095037198,0,0,null,167817.98358929821,336400.71095037198,348840.77861671709,null,56791.189571068251,8378.890364774752,0,0,183705.56910304443,0,null,65170.078265132557,183705.5625,null,-102647.90439125075,-283670.70006805193,-152695.14845037198,null,0.41942948037620981,0.1937275283426701,0,0,0.38833787198224123,0.18681897964029701,0,0,0.54609148114167161,"FAIL",0,null,"CinTgsld105",null,-152695.14845037198,152695.14845037198,0.20333044714921822,"FAIL",0,1,null,null,24.88286238675812,null,25042.968006237897,"YES",1,null,6.8320000000000007,5.3630000000000004,5.5847964346769574,15.4,15.58,17.390432125820322,null,-102972.1336363509,null,-11913.026490558866,null,17665.569161586653,null,17665.569161586653,null,25042.968006237897,null,17665.569161586653,0.64238329234443647,null,"CinTgsld105"]
[9580,"CwaNgsld106",1.1220338940620422,17691.01527970433,0,12440.0673828125,0,0,138305.6008204458,17072.314453125,1.4379751955941942,0,0,null,167817.98358929821,1.4379751955941942,12441.505641540716,null,56791.189571068251,8378.890364774752,0,0,183705.56910304443,0,null,65170.078265132557,183705.5625,null,-102647.90439125075,52728.572907124464,183704.12452480441,null,0.41942948037620981,45320.724908751465,0,1,0.38833787198224123,5.2381184100994025,0,1,127752.94251448472,"PASS",1,null,"CwaNgsld106",null,183704.12452480441,0,0.38833787198224123,"FAIL",0,1,null,null,1.0636404542566784E-4,null,-2456.9589984666368,"NO",0,null,6.8320000000000007,5.3630000000000004,5.5847964346769574,15.4,15.58,17.390432125820322,null,-102972.1336363509,null,-11913.026490558866,null,0,null,0,null,-2456.9589984666368,null,-2456.9589984666368,-20901.141358440807,null,"CwaNgsld106"]
[9601,"CreTgsld107",0.92931937575340273,5464.7639008907254,0,3842.74365234375,0,0,42722.672650769775,16265.5703125,103207.60536574908,0,0,null,62830.98654794701,103207.60536574908,107050.34892368752,null,20982.247162593831,6903.6664538811619,0,0,67738.669918479485,0,null,27885.913067389563,67738.671875,null,-34945.073548223962,-79164.435950703279,-35468.933490749085,null,0.47273679747934333,0.27019242398432686,0,0,0.44382421110127696,0.26049343438083045,0,0,0.65633411060111702,"FAIL",0,null,"CreTgsld107",null,-35468.933490749085,35468.933490749085,0.28368195047581329,"FAIL",0,1,null,null,18.037598939914048,null,7426.7611792073276,"YES",1,null,6.8320000000000007,5.3630000000000004,5.5847964346769574,15.4,15.58,17.390432125820322,null,-35083.80943413137,null,-4058.9073608452563,null,4103.4630374794897,null,4103.4630374794897,null,7426.7611792073276,null,4103.4630374794897,0.48636501707975738,null,"CreTgsld107"]
[9617,"CheTgsld108",1.0177966177463531,8845.5076398521651,0,6220.03369140625,0,0,69152.800410222902,16265.5703125,26507.711527445437,0,0,null,91638.404582634204,26507.711527445437,32727.745360618002,null,30864.21159392222,7560.9403506870531,0,0,99582.197339507344,0,null,38425.151774198879,99582.1953125,null,-53213.252639930273,5697.4065553471919,73074.483785054559,null,0.44984646100229425,1.4495838969129573,0,1,0.41931275451446365,1.1740849092184145,0,1,3.7567254800322929,"PASS",1,null,"CheTgsld108",null,73074.483785054559,0,0.41931275451446365,"FAIL",0,1,null,null,3.3781964360362133,null,761.71468080524687,"YES",1,null,6.8320000000000007,5.3630000000000004,5.5847964346769574,15.4,15.58,17.390432125820322,null,-53404.422549254647,null,-6178.4511797051628,null,0,null,0,null,761.71468080524687,null,0,0,null,"CheTgsld108"]
[9665,"CasEgsld110",1.0784503221511841,8394.7519331024341,0,11837.9794921875,0,0,65628.862532175437,16417.546875,55782.20399728667,0,0,null,93884.388263054672,55782.20399728667,67620.183752297875,null,30297.373530131143,8379.3610980595458,0,0,95488.464689332381,0,null,38676.735550016238,95488.4609375,null,-55207.6533493467,-28943.447939457939,39706.25694021333,null,0.47140070881192919,0.69335258879153527,0,0,0.41196130691626287,0.57197028393211469,0,0,1.711808679021444,"PASS",1,null,"CasEgsld110",null,39706.25694021333,0,0.41196130691626287,"FAIL",0,1,null,null,3.6691615369302908,null,918.46587436860398,"YES",1,null,6.8320000000000007,5.3630000000000004,5.5847964346769574,15.4,15.58,17.390432125820322,null,-55400.074919247272,null,-4901.7138280330628,null,0,null,0,null,918.46587436860398,null,0,0,null,"CasEgsld110"]
[9686,"CreNgsld110",1.0784503221511841,8394.7519331024341,0,11837.9794921875,0,0,65628.862532175437,16417.546875,55782.20399728667,0,0,null,93884.388263054672,55782.20399728667,67620.183752297875,null,30297.373530131143,8379.3610980595458,0,0,95488.464689332381,0,null,38676.735550016238,95488.4609375,null,-55207.6533493467,-28943.447939457939,39706.25694021333,null,0.47140070881192919,0.69335258879153527,0,0,0.41196130691626287,0.57197028393211469,0,0,1.711808679021444,"PASS",1,null,"CreNgsld110",null,39706.25694021333,0,0.41196130691626287,"FAIL",0,1,null,null,3.6691615369302908,null,918.46587436860398,"YES",1,null,6.8320000000000007,5.3630000000000004,5.5847964346769574,15.4,15.58,17.390432125820322,null,-55400.074919247272,null,-4901.7138280330628,null,0,null,0,null,918.46587436860398,null,0,0,null,"CreNgsld110"]
[9702,"CheNgsld111",1.0052083313465119,7248.4020654536762,0,13512.033203125,0,0,56666.877892577657,16265.5703125,70970.745344812734,0,0,null,86444.481256602623,70970.745344812734,84482.778369598906,null,26074.615541170089,7467.425319366439,0,0,84538.917197766074,0,null,33542.040240881521,84538.9140625,null,-52902.441167321136,-50940.738307056214,13568.168717687266,null,0.45990558477572507,0.47261783820807957,0,0,0.38801829445296132,0.39702813777424345,0,0,1.1911797410576155,"PASS",1,null,"CheNgsld111",null,13568.168717687266,0,0.38801829445296132,"FAIL",0,1,null,null,3.278717394179175,null,615.44854463955221,"YES",1,null,6.8320000000000007,5.3630000000000004,5.5847964346769574,15.4,15.58,17.390432125820322,null,-53069.316989415071,null,-4695.4919340896122,null,0,null,0,null,615.44854463955221,null,0,0,null,"CheNgsld111"]
[9750,"CasNgsld113",0.91491227895021443,6103.9175288030956,0,7358.82568359375,0,0,47719.476120065381,16417.546875,48258.453025914809,0,0,null,71495.847734601048,48258.453025914809,55617.278664582474,null,22892.83423306395,7108.7005130475618,0,0,73910.890698838339,0,null,30001.533533160316,73910.890625,null,-41494.315145498811,-25615.745176348242,25652.437599085191,null,0.46777246794676758,0.6216845267926322,0,0,0.41962623127957227,0.53942828972017165,0,0,1.5315636119813003,"PASS",1,null,"CasNgsld113",null,25652.437599085191,0,0.41962623127957227,"FAIL",0,1,null,null,4.5834375109953633,null,1213.2305145062433,"YES",1,null,6.8320000000000007,5.3630000000000004,5.5847964346769574,15.4,15.58,17.390432125820322,null,-41643.576506360303,null,-3684.5599055148814,null,0,null,0,null,1213.2305145062433,null,0,0,null,"CasNgsld113"]
[9766,"CmiNgsld113",1.0094594538211823,9403.3323265907238,0,11336.568359375,0,0,73513.786890199655,16417.546875,74344.101372791192,0,0,null,101267.90167804682,74344.101372791192,85680.67018477025,null,32850.747974893988,7843.3147115624552,0,0,104988.37355442184,0,null,40694.063643061178,104988.375,null,-60573.838481513478,-44986.606089105015,30644.273627208808,null,0.45250150241637344,0.54737447748550749,0,0,0.40184562718601002,0.47495034492924643,0,0,1.4121950909534315,"PASS",1,null,"CmiNgsld113",null,30644.273627208808,0,0.40184562718601002,"FAIL",0,1,null,null,5.2785023768634005,null,2071.5333066407366,"YES",1,null,6.8320000000000007,5.3630000000000004,5.5847964346769574,15.4,15.58,17.390432125820322,null,-60776.296509588399,null,-5377.3936849711172,null,0,null,0,null,2071.5333066407366,null,0,0,null,"CmiNgsld113"]
[9787,"ChoTgsld114",1.0014851570129395,10334.355722817088,0,17715.11328125,0,0,80792.382728659213,16417.546875,82670.533123550544,0,0,null,114925.04164521996,82670.533123550544,100385.64606424328,null,35466.283924710493,7781.3558887155368,0,0,113757.76613087907,0,null,43247.638438422728,113757.765625,null,-71677.404446486486,-57138.007966377816,31087.232501449456,null,0.44488910355917782,0.52313244882296128,0,0,0.37631170154735322,0.43081496197203928,0,0,1.3760376439691009,"PASS",1,null,"ChoTgsld114",null,31087.232501449456,0,0.37631170154735322,"FAIL",0,1,null,null,3.8536324672643105,null,1190.2218342059473,"YES",1,null,6.8320000000000007,5.3630000000000004,5.5847964346769574,15.4,15.58,17.390432125820322,null,-71892.56682677714,null,-6360.9442669755981,null,0,null,0,null,1190.2218342059473,null,0,0,null,"ChoTgsld114"]
[9808,"CcoNgsld115",1.0014851570129395,10334.355722817088,0,17715.11328125,0,0,80792.382728659213,16417.546875,50196.644322160697,0,0,null,114925.04164521996,50196.644322160697,67911.757262853484,null,35466.283924710493,7781.3558887155368,0,0,113757.76613087907,0,null,43247.638438422728,113757.765625,null,-71677.404446486486,-24664.119164987962,63561.121302839303,null,0.44488910355917782,0.86156433407899857,0,0,0.37631170154735322,0.63682107435621327,0,0,2.2662424383372275,"PASS",1,null,"CcoNgsld115",null,63561.121302839303,0,0.37631170154735322,"FAIL",0,1,null,null,2.3398837034069224,null,101.24117448194238,"YES",1,null,6.8320000000000007,5.3630000000000004,5.5847964346769574,15.4,15.58,17.390432125820322,null,-71892.56682677714,null,-6360.9442669755981,null,0,null,0,null,101.24117448194238,null,0,0,null,"CcoNgsld115"]
[9851,"CofTgsld116",1.0094594538211823,9403.3323265907238,0,16119.1572265625,0,0,73513.786890199655,16265.5703125,97025.61731156896,0,0,null,105898.51416412891,97025.61731156896,113144.77424625942,null,32418.772912500572,7499.0057774795941,0,0,104836.39791779259,0,null,39917.778486811178,104836.3984375,null,-65980.735942450978,-73226.996051320282,7810.7811259310402,null,0.44462089872938915,0.4114148365439107,0,0,0.37694370598064775,0.35280266940969773,0,0,1.0805022564386171,"PASS",1,null,"CofTgsld116",null,7810.7811259310402,0,0.37694370598064775,"FAIL",0,1,null,null,4.855390857214398,null,1783.2526284702724,"YES",1,null,6.8320000000000007,5.3630000000000004,5.5847964346769574,15.4,15.58,17.390432125820322,null,-66179.331855320677,null,-5855.4459819423992,null,0,null,0,null,1783.2526284702724,null,0,0,null,"CofTgsld116"]
[9872,"ChoNgsld117",1.0014851570129395,10334.355722817088,0,6236.83349609375,0,0,80792.382728659213,16265.5703125,1112417.670152884,0,0,null,103294.78655923982,1112417.670152884,1118654.5036442257,null,35037.721280070196,7439.7668475651853,0,0,113605.79049424987,0,null,42477.490000922728,113605.7890625,null,-60817.296536330236,-1076177.013648055,-998811.88109038398,null,0.43765079182031963,3.8184839328455539E-2,0,0,0.4112258849153374,3.7971947426451991E-2,0,0,0.10212512090614913,"FAIL",0,null,"ChoNgsld117",null,-998811.88109038398,998811.88109038398,3.854208603270548E-2,"FAIL",0,1,null,null,147.58402340719425,null,104378.77847490013,"YES",1,null,6.8320000000000007,5.3630000000000004,5.5847964346769574,15.4,15.58,17.390432125820322,null,-61028.627332354714,null,-8012.2603614036334,null,131130.93302553735,null,131130.93302553735,null,104378.77847490013,null,104378.77847490013,0.98509611095081961,null,"ChoNgsld117"]
[9893,"CdaEgsld118",1.0094594538211823,9403.3323265907238,0,11112.7919921875,0,0,73513.786890199655,16417.546875,41180.884344687744,0,0,null,101044.12477996081,41180.884344687744,52293.676258580905,null,32850.747974893988,7843.3147115624552,0,0,104988.37355442184,0,null,40694.063643061178,104988.375,null,-60350.062114325978,-11599.612693814066,63807.490655312256,null,0.45250150241637344,0.98817847869531328,0,0,0.40273557060377763,0.77818326217706524,0,0,2.549444400495088,"PASS",1,null,"CdaEgsld118",null,63807.490655312256,0,0.40273557060377763,"FAIL",0,1,null,null,2.4997119269921164,null,205.41903128002605,"YES",1,null,6.8320000000000007,5.3630000000000004,5.5847964346769574,15.4,15.58,17.390432125820322,null,-60552.520142400899,null,-5357.5942945365578,null,0,null,0,null,205.41903128002605,null,0,0,null,"CdaEgsld118"]
[9936,"CofNgsld119",1.0094594538211823,9403.3323265907238,0,13260.244140625,0,0,73513.786890199655,16417.546875,5140.3629543848683,0,0,null,103191.57685246019,5140.3629543848683,18400.606940777332,null,32850.747974893988,7843.3147115624552,0,0,104988.37355442184,0,null,40694.063643061178,104988.375,null,-62497.514262763478,22293.456548051308,99848.012045615134,null,0.45250150241637344,7.9165739859571671,0,1,0.39435450517288967,2.2115609247532468,0,1,20.424311654966324,"PASS",1,null,"CofNgsld119",null,99848.012045615134,0,0.39435450517288967,"FAIL",0,1,null,null,0.31202406820801992,null,-1263.7365660768814,"NO",0,null,6.8320000000000007,5.3630000000000004,5.5847964346769574,15.4,15.58,17.390432125820322,null,-62699.972290838399,null,-5547.5975735281245,null,0,null,0,null,-1263.7365660768814,null,-1263.7365660768814,-6.0309540485424122,null,"CofNgsld119"]
[9957,"CinEgsld120",1.0121621549129487,9403.3323265907238,0,8958.7236328125,0,0,73513.786890199655,16265.5703125,179623.53130559155,0,0,null,98738.080883652074,179623.53130559155,188582.25495980514,null,32433.569349457048,7519.0834250019716,0,0,104836.39791779259,0,null,39952.652237370079,104836.3984375,null,-58785.428598142076,-148629.60270103396,-74787.132868091547,null,0.44500933713711982,0.22242437806992599,0,0,0.4046326594490654,0.2118579621949036,0,0,0.5836451253101298,"FAIL",0,null,"CinEgsld120",null,-74787.132868091547,74787.132868091547,0.23024119310760632,"FAIL",0,1,null,null,16.173247046041425,null,9367.496926099042,"YES",1,null,6.8320000000000007,5.3630000000000004,5.5847964346769574,15.4,15.58,17.390432125820322,null,-58984.198012258348,null,-5218.8315530901709,null,6617.0510396026584,null,6617.0510396026584,null,9367.496926099042,null,6617.0510396026584,0.61054702811033779,null,"CinEgsld120"]
[9973,"CasTgsld121",0.91491227895021443,6103.9175288030956,0,6479.576171875,0,0,47719.476120065381,14252.767578125,29861.026316724587,0,0,null,68451.819746493784,29861.026316724587,36340.602640818979,null,22779.882154109135,7019.0434476865412,0,0,71746.112025304363,0,null,29798.924158160316,71746.109375,null,-38652.895711905061,-6541.6783304392702,41885.083058275413,null,0.48084307392973186,0.9979202939006323,0,0,0.43532698202508519,0.81998982178428492,0,0,2.4026672296530003,"PASS",1,null,"CasTgsld121",null,41885.083058275413,0,0.43532698202508519,"FAIL",0,1,null,null,3.3880982076161841,null,578.47128780091521,"YES",1,null,6.8320000000000007,5.3630000000000004,5.5847964346769574,15.4,15.58,17.390432125820322,null,-38801.149065925762,null,-3433.0662764851841,null,0,null,0,null,578.47128780091521,null,0,0,null,"CasTgsld121"]
[9994,"CreNgsld121",0.90597014725208269,7789.3276687939915,0,8268.712890625,0,0,60895.749971783436,14252.767578125,38106.234924415527,0,0,null,83417.23035282841,38106.234924415527,46374.948003126461,null,27333.167113797321,6950.4410118594296,0,0,87621.140762314055,0,null,34283.609722809801,87621.140625,null,-49133.620717723628,-12091.338092230726,49514.905700584473,null,0.45621139099704805,0.89968504605117827,0,0,0.41098954666506149,0.73927004423907494,0,0,2.2993911835897269,"PASS",1,null,"CreNgsld121",null,49514.905700584473,0,0.41098954666506149,"FAIL",0,1,null,null,3.6595932914195708,null,828.04297756683923,"YES",1,null,6.8320000000000007,5.3630000000000004,5.5847964346769574,15.4,15.58,17.390432125820322,null,-49304.185940225165,null,-4362.3589021384432,null,0,null,0,null,828.04297756683923,null,0,0,null,"CreNgsld121"]
[10042,"CinNgsld123",1.0121621549129487,9403.3323265907238,0,7562.84912109375,0,0,73513.786890199655,16417.546875,109606.50915876267,0,0,null,97494.181793072086,109606.50915876267,117169.35808576709,null,32866.70097090627,7864.314203076221,0,0,104988.37355442184,0,null,40731.015518620079,104988.375,null,-56763.167367673326,-76438.34276123633,-4618.1341587626666,null,0.45291239230326624,0.37161128322791559,0,0,0.41777893114017173,0.34762514804711103,0,0,0.95786624175692525,"FAIL",0,null,"CinNgsld123",null,-4618.1341587626666,4618.1341587626666,0.39888445093893926,"FAIL",0,1,null,null,11.66532232596321,null,6360.6425778079201,"YES",1,null,6.8320000000000007,5.3630000000000004,5.5847964346769574,15.4,15.58,17.390432125820322,null,-56965.80923592516,null,-5871.8771437197629,null,476.02442196798893,null,476.02442196798893,null,6360.6425778079201,null,476.02442196798893,6.0764517464213783E-2,null,"CinNgsld123"]
[10058,"CasNgsld124",0.91491227895021443,6103.9175288030956,0,3087.173828125,0,0,47719.476120065381,16265.5703125,35987.34424403352,0,0,null,67072.220306097355,35987.34424403352,39074.518090826685,null,22501.318469564994,6796.6399638573685,0,0,73758.91506220914,0,null,29297.959314410316,73758.9140625,null,-37774.260946280061,-9776.5587577482038,37771.56981846648,null,0.45788759949229374,0.81411840550772896,0,0,0.43681212878502607,0.74979707389624284,0,0,2.0495792510370858,"PASS",1,null,"CasNgsld124",null,37771.56981846648,0,0.43681212878502607,"FAIL",0,1,null,null,6.8475787840016498,null,2342.8823363926704,"YES",1,null,6.8320000000000007,5.3630000000000004,5.5847964346769574,15.4,15.58,17.390432125820322,null,-37920.021937894031,null,-4978.4027915612278,null,0,null,0,null,2342.8823363926704,null,0,0,null,"CasNgsld124"]
[10079,"CrtEgsld124",0.93286713361740115,7299.0901418893945,0,3691.655517578125,0,0,57063.149375872177,16265.5703125,30949.617915004117,0,0,null,77020.375122915968,30949.617915004117,34641.273322809117,null,25822.426194381133,6930.0218033887768,0,0,85016.352719807677,0,null,32752.448992429461,85016.3515625,null,-44267.926213520841,-1888.8244401527772,54066.733647495887,null,0.4466524048369967,1.0582505116016747,0,1,0.42524395531507525,0.945474740014141,0,0,2.7469273383593138,"PASS",1,null,"CrtEgsld124",null,54066.733647495887,0,0.42524395531507525,"FAIL",0,1,null,null,5.2455204257474204,null,1723.3988654609054,"YES",1,null,6.8320000000000007,5.3630000000000004,5.5847964346769574,15.4,15.58,17.390432125820322,null,-44430.873720945863,null,-5833.1924524236128,null,0,null,0,null,1723.3988654609054,null,0,0,null,"CrtEgsld124"]
[10127,"CloEgsld201",0.85799857247620825,5534.7066781764825,0,2302.740234375,0,0,43269.474385018184,16265.5703125,195531.6731401101,0,0,null,61837.784907095134,195531.6731401101,197834.41332294821,null,20741.487256852542,6373.8431768732389,0,0,68397.467188658309,0,null,27115.330330033034,68397.46875,null,-34722.454601860154,-170719.08304445207,-127134.2043901101,null,0.45545158264008795,0.13867487499379849,0,0,0.43849129395396808,0.13706073613545602,0,0,0.34980250335703483,"FAIL",0,null,"CloEgsld201",null,-127134.2043901101,127134.2043901101,0.14348862192390444,"FAIL",0,1,null,null,57.316518887923813,null,25997.101680714757,"YES",1,null,6.8320000000000007,5.3630000000000004,5.5847964346769574,15.4,15.58,17.390432125820322,null,-34857.356742805583,null,-5999.9333447784065,null,21883.37910445642,null,21883.37910445642,null,25997.101680714757,null,21883.37910445642,0.81003004889086938,null,"CloEgsld201"]
[10135,"CrtEgsld201",0.89587013274431238,3273.9680644342134,0,1362.1495361328125,0,0,25595.372173919324,16265.5703125,146217.54300536236,0,0,null,43223.091997602234,146217.54300536236,147579.6924898065,null,15365.819937276076,6655.1809246922667,0,0,47103.368139141581,0,null,22021.000447865601,47103.3671875,null,-21202.091574686539,-125558.69209362956,-99114.175817862357,null,0.52605123391595232,0.15060436658450763,0,0,0.50947304825799811,0.1492142995329383,0,0,0.32214579878265731,"FAIL",0,null,"CrtEgsld201",null,-99114.175817862357,99114.175817862357,0.154710012226419,"FAIL",0,1,null,null,56.878377066603001,null,19447.780699802246,"YES",1,null,6.8320000000000007,5.3630000000000004,5.5847964346769574,15.4,15.58,17.390432125820322,null,-21311.648790845073,null,-3668.3353002315444,null,17060.342607663766,null,17060.342607663766,null,19447.780699802246,null,17060.342607663766,0.84448536468778279,null,"CrtEgsld201"]
[10165,"CscEgsld202",0.89862364381551751,3282.3786176575527,0,1365.648681640625,0,0,25661.124568476385,16265.5703125,179595.39558292751,0,0,null,43292.343553193146,179595.39558292751,180961.04422840549,null,15407.768534544539,6675.6360260370138,0,0,47182.587891619987,0,null,22083.4054199776,47182.58984375,null,-21208.93814263941,-158877.63884459052,-132412.80573917751,null,0.52671467385323567,0.12296197988985007,0,0,0.51009956040002058,0.12203402953229693,0,0,0.2627160328392919,"FAIL",0,null,"CscEgsld202",null,-132412.80573917751,132412.80573917751,0.12568445209335738,"FAIL",0,1,null,null,69.777412335842826,null,24058.429931174305,"YES",1,null,6.8320000000000007,5.3630000000000004,5.5847964346769574,15.4,15.58,17.390432125820322,null,-21318.805831296013,null,-3669.5672285721917,null,22791.9751429268,null,22791.9751429268,null,24058.429931174305,null,22791.9751429268,0.91852420760781883,null,"CscEgsld202"]
[10208,"ChoNgsld204",0.85303695518523448,5257.8553726642058,0,1833.2877197265625,0,0,41105.094017842333,16265.5703125,24053.387561688916,0,0,null,59203.952064002464,24053.387561688916,25886.675268610277,null,20089.090739263065,6336.9846417534673,0,0,65789.779999289822,0,null,26426.075859544046,65789.78125,null,-32777.876190524854,539.40057812856685,41736.393688311087,null,0.46062000794311458,1.0986425837845075,0,1,0.44635661884861105,1.0208369971139482,0,1,2.735156579557501,"PASS",1,null,"ChoNgsld204",null,41736.393688311087,0,0.44635661884861105,"FAIL",0,1,null,null,7.2702229826146834,null,2337.2545257902248,"YES",1,null,6.8320000000000007,5.3630000000000004,5.5847964346769574,15.4,15.58,17.390432125820322,null,-32909.34920475143,null,-5664.626354357707,null,0,null,0,null,2337.2545257902248,null,0,0,null,"ChoNgsld204"]
[10229,"CdaEgsld205",0.85303694261237972,5257.8548630109281,0,1833.2874755859375,0,0,41105.090033452412,16265.5703125,29428.955919176427,0,0,null,59203.947858733831,29428.955919176427,31262.243405219044,null,20089.089175841254,6336.9845483530735,0,0,65789.775198820047,0,null,26426.074206612146,65789.7734375,null,-32777.873614926204,-4836.1691881502193,36360.817518323573,null,0.46062001112170475,0.89796166330836258,0,0,0.44635662280950733,0.84530319442908364,0,0,2.2355456176625763,"PASS",1,null,"CdaEgsld205",null,36360.817518323573,0,0.44635662280950733,"FAIL",0,1,null,null,8.8950085285765326,null,3079.9668316897355,"YES",1,null,6.8320000000000007,5.3630000000000004,5.5847964346769574,15.4,15.58,17.390432125820322,null,-32909.346620929246,null,-5664.6259096090998,null,0,null,0,null,3079.9668316897355,null,0,0,null,"CdaEgsld205"]
[10250,"CscNgsld205",0.89862269610166534,3282.3755597378836,0,1144.4853515625,0,0,25661.100662136905,16265.5703125,33440.522061330281,0,0,null,43071.156412839962,33440.522061330281,34585.007472794561,null,15407.753575229612,6675.628985722884,0,0,47182.559088801332,0,null,22083.383211675664,47182.55859375,null,-20987.773114523738,-12501.624201217117,13742.036532419719,null,0.52671444448892146,0.66037794419520424,0,0,0.51271860556580284,0.63852474998872788,0,0,1.4109396530118961,"PASS",1,null,"CscNgsld205",null,13742.036532419719,0,0.51271860556580284,"FAIL",0,1,null,null,12.992504694561758,null,3865.0296413923688,"YES",1,null,6.8320000000000007,5.3630000000000004,5.5847964346769574,15.4,15.58,17.390432125820322,null,-21097.640692691275,null,-3631.4984759812201,null,0,null,0,null,3865.0296413923688,null,0,0,null,"CscNgsld205"]
[10266,"CinNgsld206",0.85557173937559128,5349.5348622647907,0,1865.2540283203125,0,0,41821.829981926159,16265.5703125,111749.67327240048,0,0,null,59952.654372732177,111749.67327240048,113614.92732396768,null,20305.523008189808,6355.8148792792999,0,0,66653.317305414908,0,null,26661.338384429931,66653.3203125,null,-33291.31593831654,-86953.588916290872,-45096.352959900483,null,0.45898660035209476,0.23858090680444655,0,0,0.4447065552911546,0.23466404475057731,0,0,0.59645203749299724,"FAIL",0,null,"CinNgsld206",null,-45096.352959900483,45096.352959900483,0.25379905126275398,"FAIL",0,1,null,null,33.432219977226183,null,14443.047426526677,"YES",1,null,6.8320000000000007,5.3630000000000004,5.5847964346769574,15.4,15.58,17.390432125820322,null,-33423.959412865937,null,-5753.2052724326377,null,7762.3531195562873,null,7762.3531195562873,null,14443.047426526677,null,7762.3531195562873,0.5027487382637752,null,"CinNgsld206"]
[10314,"CdaNgsld208",0.87402132079005235,6016.828995932452,0,2503.329345703125,0,0,47038.631540327566,4940.052734375,249290.03906643021,0,0,null,54482.013544300899,249290.03906643021,251793.36851196183,null,21855.569470839153,6326.014534821963,0,0,61613.102607029272,0,null,28181.584267262151,61613.1015625,null,-26300.42935314354,-223611.78414487117,-187676.93750393021,null,0.54217579110554381,0.11304737394562479,0,0,0.51726399952124791,0.11192345709889692,0,0,0.24715428579992918,"FAIL",0,null,"CdaNgsld208",null,-187676.93750393021,187676.93750393021,0.11637638888183154,"FAIL",0,1,null,null,94.110719922345382,null,33627.01424553321,"YES",1,null,6.8320000000000007,5.3630000000000004,5.5847964346769574,15.4,15.58,17.390432125820322,null,-26440.636240045336,null,-4551.1785705480215,null,32304.489513770601,null,32304.489513770601,null,33627.01424553321,null,32304.489513770601,0.9379114406638378,null,"CdaNgsld208"]
[10330,"CreNgsld208",0.91860654801130293,4301.8762940179622,0,1789.8154296875,0,0,33631.398542850082,4940.052734375,178235.43279803114,0,0,null,40361.266558568444,178235.43279803114,180025.24825530761,null,17936.99306793635,6648.7146666505805,0,0,45459.809838984125,0,null,24585.707703059656,45459.80859375,null,-15775.559003852926,-155439.54052465898,-132775.62420428114,null,0.6374068615244598,0.13793950684833325,0,0,0.60914113230368261,0.13656810889081822,0,0,0.25505483326238021,"FAIL",0,null,"CreNgsld208",null,-132775.62420428114,132775.62420428114,0.14200155480249607,"FAIL",0,1,null,null,88.624129429318117,null,24010.167483187124,"YES",1,null,6.8320000000000007,5.3630000000000004,5.5847964346769574,15.4,15.58,17.390432125820322,null,-15897.875957599488,null,-2736.472440321782,null,22854.426424673107,null,22854.426424673107,null,24010.167483187124,null,22854.426424673107,0.92806872407692798,null,"CreNgsld208"]
[10351,"CloEgsld209",0.92798103392124187,6273.9913760016707,0,2427.4580078125,0,0,49049.086956342762,16265.5703125,285785.47645935573,0,0,null,67742.115357616407,285785.47645935573,288212.93452139047,null,23003.790067485083,6893.7242683940412,0,0,75360.855828808417,0,null,29897.515638091187,75360.859375,null,-37844.599638564083,-258315.41882907704,-210424.61708435573,null,0.45774588565977647,0.10461523800473184,0,0,0.44134310710539948,0.10373412176439625,0,0,0.26369730298634608,"FAIL",0,null,"CloEgsld209",null,-210424.61708435573,210424.61708435573,0.10748055809667968,"FAIL",0,1,null,null,69.864421465247219,null,34478.859598865551,"YES",1,null,6.8320000000000007,5.3630000000000004,5.5847964346769574,15.4,15.58,17.390432125820322,null,-37993.343497460053,null,-6166.1526403289636,null,34150.990378397546,null,34150.990378397546,null,34478.859598865551,null,34150.990378397546,0.95973830786975811,null,"CloEgsld209"]
[10399,"CgrEgsld211",0.85000000000000009,3680.702469280237,0,2221.32177734375,0,0,28775.158373138293,16265.5703125,13871.638204852759,0,0,null,47262.050475134463,13871.638204852759,16092.959967610142,null,16224.548318897483,6314.4239094785717,0,0,50934.435849043963,0,null,22538.972377822505,50934.4375,null,-24723.078085159537,6446.0123956259959,37062.799295147241,null,0.50041313796526765,1.6248241227872873,0,1,0.47689366324628962,1.4005485878767585,0,1,3.6718401062522985,"PASS",1,null,"CgrEgsld211",null,37062.799295147241,0,0.47689366324628962,"FAIL",0,1,null,null,3.5132988421524396,null,519.47682792766273,"YES",1,null,6.8320000000000007,5.3630000000000004,5.5847964346769574,15.4,15.58,17.390432125820322,null,-24835.212276093975,null,-3260.5384650573469,null,0,null,0,null,519.47682792766273,null,0,0,null,"CgrEgsld211"]
[10415,"CrtEgsld211",0.85000000000000009,3133.8608106866855,0,1891.300048828125,0,0,24500.035495809898,16265.5703125,29012.185245985936,0,0,null,42656.905935607836,29012.185245985936,30903.485346545091,null,14693.462164813567,6314.4239094785717,0,0,45783.685394431428,0,null,21007.886377865521,45783.68359375,null,-21649.019479272501,-9895.5989169485401,16771.498347764064,null,0.51533359952136792,0.72410561975065724,0,0,0.49248500226957159,0.67979019768980142,0,0,1.5780846291157793,"PASS",1,null,"CrtEgsld211",null,16771.498347764064,0,0.49248500226957159,"FAIL",0,1,null,null,7.9412806386541517,null,2025.5072984710541,"YES",1,null,6.8320000000000007,5.3630000000000004,5.5847964346769574,15.4,15.58,17.390432125820322,null,-21753.536326923575,null,-2855.9547289729089,null,0,null,0,null,2025.5072984710541,null,0,0,null,"CrtEgsld211"]
[10436,"CloNgsld212",0.90918686240911495,6075.4523739095976,0,2579.19970703125,0,0,47496.939974584311,16417.546875,31593.116109994535,0,0,null,66493.68573998069,31593.116109994535,34172.315899522953,null,22777.464555073431,7064.2150771871738,0,0,73642.77486090934,0,null,29841.678032602053,73642.7734375,null,-36652.008524013509,-4330.6377844237286,42049.657327505469,null,0.46690006450073124,0.94456266766169317,0,0,0.44878964572363683,0.87327057938911878,0,0,2.3309753042753192,"PASS",1,null,"CloNgsld212",null,42049.657327505469,0,0.44878964572363683,"FAIL",0,1,null,null,7.1621374602061207,null,2500.6630657883957,"YES",1,null,6.8320000000000007,5.3630000000000004,5.5847964346769574,15.4,15.58,17.390432125820322,null,-36800.4745838772,null,-5534.8350360998065,null,0,null,0,null,2500.6630657883957,null,0,0,null,"CloNgsld212"]
[10457,"CheEgsld213",0.87402112409472454,6016.8218607865574,0,4839.16943359375,0,0,47038.575758868748,16265.5703125,303986.784278134,0,0,null,68143.315420536979,303986.784278134,308825.95360056328,null,22062.991505513903,6492.87045102714,0,0,72938.553181249372,0,null,28555.861893908532,72938.5546875,null,-39587.453611053963,-280270.09181781922,-231048.229590634,null,0.45108991537007403,9.3937839968007378E-2,0,0,0.41905595115677885,9.2465874550698796E-2,0,0,0.23993988706023667,"FAIL",0,null,"CheEgsld213",null,-231048.229590634,231048.229590634,9.5443411961338945E-2,"FAIL",0,1,null,null,43.79444048794921,null,20652.1470825131,"YES",1,null,6.8320000000000007,5.3630000000000004,5.5847964346769574,15.4,15.58,17.390432125820322,null,-39729.522575700263,null,-4095.2086641478213,null,23815.80875664228,null,23815.80875664228,null,20652.1470825131,null,20652.1470825131,0.95053401429626727,null,"CheEgsld213"]
[10500,"CrtNgsld214",2.0245416879653928,6721.4231240710442,0,3404.833740234375,0,0,52547.038643370615,16265.5703125,327001.91669232253,0,0,null,72217.442685962145,327001.91669232253,330406.75039567531,null,30194.280678701783,15039.781694382098,0,0,79575.255451733479,0,null,45234.060797809485,79575.2578125,null,-26983.381898295505,-285172.6896347474,-247426.65887982253,null,0.65735134133365003,0.13832965034382474,0,0,0.62635921612673162,0.1369041665722345,0,0,0.24334798589995021,"FAIL",0,null,"CrtNgsld214",null,-247426.65887982253,247426.65887982253,0.14151382920815353,"FAIL",0,1,null,null,69.709888041618555,null,35950.471129975238,"YES",1,null,6.8320000000000007,5.3630000000000004,5.5847964346769574,15.4,15.58,17.390432125820322,null,-27208.426976891562,null,-4092.179696368371,null,37213.263033111507,null,37213.263033111507,null,35950.471129975238,null,35950.471129975238,0.96881860304964995,null,"CrtNgsld214"]
[10521,"CmiEgsld215",0.85000000000000009,3133.8608106866855,0,2520.48046875,0,0,24500.035495809898,16265.5703125,968736.02818911907,0,0,null,43286.086226691594,968736.02818911907,971256.50858076196,null,14693.462164813567,6314.4239094785717,0,0,45783.685394431428,0,null,21007.886377865521,45783.68359375,null,-22278.199899194376,-950248.6222800035,-922952.34459536907,null,0.51533359952136792,2.1685872896805597E-2,0,0,0.48532653757147276,2.1629596497525945E-2,0,0,4.7261258239083469E-2,"FAIL",0,null,"CmiEgsld215",null,-922952.34459536907,922952.34459536907,2.1741927982410338E-2,"FAIL",0,1,null,null,198.97231801589672,null,68500.692299326285,"YES",1,null,6.8320000000000007,5.3630000000000004,5.5847964346769574,15.4,15.58,17.390432125820322,null,-22382.716746845443,null,-2307.1481761251039,null,95135.360133782873,null,95135.360133782873,null,68500.692299326285,null,68500.692299326285,0.98934253377824155,null,"CmiEgsld215"]
[10537,"CdaEgsld301",0.85000000000000009,5148.0128595354672,0,3469.8837890625,0,0,40246.362366000612,17072.314453125,2450.2121286883107,0,0,null,60788.561316616273,2450.2121286883107,5920.0959767966506,null,19846.475407013655,6347.4524680131663,0,0,65561.908314556276,0,null,26193.927314641631,65561.90625,null,-34594.633293546482,20273.831396890819,63111.694121311688,null,0.45698764814999115,10.690473289210354,0,1,0.43090224628732787,4.4245781957859469,0,1,26.757644973824252,"PASS",1,null,"CdaEgsld301",null,63111.694121311688,0,0.43090224628732787,"FAIL",0,1,null,null,0.38012052360003051,null,-816.47678249383102,"NO",0,null,6.8320000000000007,5.3630000000000004,5.5847964346769574,15.4,15.58,17.390432125820322,null,-34724.951339887979,null,-3579.3513833009929,null,0,null,0,null,-816.47678249383102,null,-816.47678249383102,-4.6622691008211312,null,"CdaEgsld301"]
[10585,"ChoTgsld303",0.85000000000000009,5148.0128595354672,0,2459.158203125,0,0,40246.362366000612,16265.5703125,40254.427286017788,0,0,null,58971.091002300745,40254.427286017788,42713.585583079192,null,19805.250974148887,6314.4239094785717,0,0,64755.163551287696,0,null,26119.675361516631,64755.1640625,null,-32851.415520108982,-16593.910127626157,24500.736776482212,null,0.4621975240187387,0.64886466216323968,0,0,0.44292338790115676,0.61150744107295552,0,0,1.6086470092444327,"PASS",1,null,"ChoTgsld303",null,24500.736776482212,0,0.44292338790115676,"FAIL",0,1,null,null,10.729613371396937,null,3870.8684512548007,"YES",1,null,6.8320000000000007,5.3630000000000004,5.5847964346769574,15.4,15.58,17.390432125820322,null,-32981.364153748364,null,-5211.5455677969885,null,0,null,0,null,3870.8684512548007,null,0,0,null,"ChoTgsld303"]
[10606,"CcoNgsld304",0.85000000000000009,5148.0128595354672,0,2459.158203125,0,0,40246.362366000612,17072.314453125,27493.005150337493,0,0,null,59777.835765569289,27493.005150337493,29952.16344739886,null,19846.475407013655,6347.4524680131663,0,0,65561.908314556276,0,null,26193.927314641631,65561.90625,null,-33583.907707608982,-3758.2360388208617,38068.901099662507,null,0.45698764814999115,0.95274878724271017,0,0,0.43818795553388107,0.87452538921912604,0,0,2.3846758799736083,"PASS",1,null,"CcoNgsld304",null,38068.901099662507,0,0.43818795553388107,"FAIL",0,1,null,null,7.1811938596451252,null,2316.8280011140091,"YES",1,null,6.8320000000000007,5.3630000000000004,5.5847964346769574,15.4,15.58,17.390432125820322,null,-33714.225753950479,null,-5327.3485893620582,null,0,null,0,null,2316.8280011140091,null,0,0,null,"CcoNgsld304"]
[10622,"CofNgsld304",0.85000000000000009,3133.8608106866855,0,1497.0162353515625,0,0,24500.035495809898,17072.314453125,16495.017739581184,0,0,null,43069.366892033373,16495.017739581184,17992.034033297328,null,14734.686597678341,6347.4524680131663,0,0,46590.430157700001,0,null,21082.138330990521,46590.4296875,null,-21987.227853295939,3090.1043560577746,30095.411947918816,null,0.5071192356671349,1.27809127967181,0,1,0.48949265333470787,1.1717484727053671,0,1,2.8245152823147524,"PASS",1,null,"CofNgsld304",null,30095.411947918816,0,0.48949265333470787,"FAIL",0,1,null,null,5.5567253385146698,null,1228.6875866624043,"YES",1,null,6.8320000000000007,5.3630000000000004,5.5847964346769574,15.4,15.58,17.390432125820322,null,-22092.114113649124,null,-3490.882270834401,null,0,null,0,null,1228.6875866624043,null,0,0,null,"CofNgsld304"]
[10643,"CinTgsld305",0.85000000000000009,5148.0128595354672,0,2459.158203125,0,0,40246.362366000612,17072.314453125,45148.393141746616,0,0,null,59777.835765569289,45148.393141746616,47607.55143880799,null,19846.475407013655,6347.4524680131663,0,0,65561.908314556276,0,null,26193.927314641631,65561.90625,null,-33583.907707608982,-21413.624030229985,20413.513108253384,null,0.45698764814999115,0.58017407690244738,0,0,0.43818795553388107,0.55020530513933474,0,0,1.4521426276271605,"PASS",1,null,"CinTgsld305",null,20413.513108253384,0,0.43818795553388107,"FAIL",0,1,null,null,11.792795203606822,null,4441.4268456309783,"YES",1,null,6.8320000000000007,5.3630000000000004,5.5847964346769574,15.4,15.58,17.390432125820322,null,-33714.225753950479,null,-5327.3485893620582,null,0,null,0,null,4441.4268456309783,null,0,0,null,"CinTgsld305"]
[10686,"CwaNgsld306",0.85000000000000009,3133.8608106866855,0,1497.0162353515625,0,0,24500.035495809898,17072.314453125,145712.77351332945,0,0,null,43069.366892033373,145712.77351332945,147209.78980704557,null,14734.686597678341,6347.4524680131663,0,0,46590.430157700001,0,null,21082.138330990521,46590.4296875,null,-21987.227853295939,-126127.65141769049,-99122.343825829448,null,0.5071192356671349,0.14468284298398848,0,0,0.48949265333470787,0.14321152395491019,0,0,0.31974156118329611,"FAIL",0,null,"CwaNgsld306",null,-99122.343825829448,99122.343825829448,0.14826559389074567,"FAIL",0,1,null,null,49.086691384589244,null,16778.380611130848,"YES",1,null,6.8320000000000007,5.3630000000000004,5.5847964346769574,15.4,15.58,17.390432125820322,null,-22092.114113649124,null,-3490.882270834401,null,15662.803067423783,null,15662.803067423783,null,16778.380611130848,null,15662.803067423783,0.89324837738989549,null,"CwaNgsld306"]
[10707,"CreTgsld307",0.85000000000000009,3680.702469280237,0,1758.237548828125,0,0,28775.158373138293,17072.314453125,51818.152191295645,0,0,null,47605.711034799213,51818.152191295645,53576.389750449227,null,16265.772751762261,6347.4524680131663,0,0,51741.180612312528,0,null,22613.224330947505,51741.1796875,null,-24992.486044143912,-30963.165409176265,-76.972503795645025,null,0.49322728030483137,0.43639580677186035,0,0,0.47501075297007539,0.42207443317167537,0,0,0.99851456486693146,"FAIL",0,null,"CreTgsld307",null,-76.972503795645025,76.972503795645025,0.47424395956042542,"FAIL",0,1,null,null,16.183228238235699,null,5415.4813188947637,"YES",1,null,6.8320000000000007,5.3630000000000004,5.5847964346769574,15.4,15.58,17.390432125820322,null,-25104.989647780465,null,-3966.9613700199225,null,12.162799244094945,null,12.162799244094945,null,5415.4813188947637,null,12.162799244094945,1.950527034404393E-3,null,"CreTgsld307"]
[10728,"CinNgsld308",0.85000000000000009,5148.0128595354672,0,2603.706787109375,0,0,40246.362366000612,17072.314453125,7570.5112529021198,0,0,null,59922.384163713854,7570.5112529021198,10174.217948108033,null,19846.475407013655,6347.4524680131663,0,0,65561.908314556276,0,null,26193.927314641631,65561.90625,null,-33728.456291593357,16019.709274630135,57991.394997097879,null,0.45698764814999115,3.4599945023000016,0,1,0.43713093068474207,2.5745396070371651,0,1,8.6601689185611015,"PASS",1,null,"CinNgsld308",null,57991.394997097879,0,0.43713093068474207,"FAIL",0,1,null,null,1.5651852314074981,null,-270.50870744140519,"NO",0,null,6.8320000000000007,5.3630000000000004,5.5847964346769574,15.4,15.58,17.390432125820322,null,-33858.774337934854,null,-4445.2141129794409,null,0,null,0,null,-270.50870744140519,null,-270.50870744140519,-0.37513736533575509,null,"CinNgsld308"]
[10760,"CmiNgsld309",2.5804927349090576,8419.5399395937875,0,4258.3447265625,0,0,65822.651304426428,17072.314453125,41748.402282142823,0,0,null,87153.310983068295,41748.402282142823,46006.746858277322,null,38254.902027262317,19270.064681045351,0,0,96376.714264466878,0,null,57524.966401952319,96376.7109375,null,-29628.34408216161,11518.219393246996,54628.308655357177,null,0.69395005928586206,1.3778962369191707,0,1,0.66004338885598401,1.2503593525329564,0,1,2.3085125578260395,"PASS",1,null,"CmiNgsld309",null,54628.308655357177,0,0.66004338885598401,"FAIL",0,1,null,null,6.3239977966348571,null,2602.7083216011365,"YES",1,null,6.8320000000000007,5.3630000000000004,5.5847964346769574,15.4,15.58,17.390432125820322,null,-29914.53794485789,null,-3927.3874750615651,null,0,null,0,null,2602.7083216011365,null,0,0,null,"CmiNgsld309"]
[10793,"CrtEgsld310",0.95681454837322222,3700.7499358045011,0,1871.7255859375,0,0,28931.886342603499,16265.5703125,41454.734283445396,0,0,null,47069.182311997829,41454.734283445396,43326.459913600942,null,16872.347765952796,7107.9207778644904,0,0,51123.264727917696,0,null,23980.267880926185,51123.265625,null,-23088.91436011481,-19346.191988456711,9668.5313415546043,null,0.5305667543179875,0.57846873934740206,0,0,0.50946854691724575,0.55347858913975334,0,0,1.233231053308564,"PASS",1,null,"CrtEgsld310",null,9668.5313415546043,0,0.50946854691724575,"FAIL",0,1,null,null,10.470648649701982,null,3144.4288302120485,"YES",1,null,6.8320000000000007,5.3630000000000004,5.5847964346769574,15.4,15.58,17.390432125820322,null,-23208.219175442799,null,-3046.9355560875501,null,0,null,0,null,3144.4288302120485,null,0,0,null,"CrtEgsld310"]
[10814,"CloNgsld311",0.85000000000000009,5450.2112611852726,0,3673.572265625,0,0,42608.902381163221,16265.5703125,98742.000408298598,0,0,null,62548.045100180214,98742.000408298598,102415.57278807685,null,20505.671551092713,6314.4239094785717,0,0,67601.597304495663,0,null,26820.096397609515,67601.59375,null,-35727.948561678706,-75595.47627631409,-31140.406658298598,null,0.45554711864954361,0.27161791625355269,0,0,0.42879192171500158,0.26187517871916638,0,0,0.68462856201481759,"FAIL",0,null,"CloNgsld311",null,-31140.406658298598,31140.406658298598,0.28626896842187705,"FAIL",0,1,null,null,15.112284136538554,null,6048.8589921027897,"YES",1,null,6.8320000000000007,5.3630000000000004,5.5847964346769574,15.4,15.58,17.390432125820322,null,-35861.381877089698,null,-3696.4914816568967,null,3209.8664893131599,null,3209.8664893131599,null,6048.8589921027897,null,3209.8664893131599,0.45482278530437281,null,"CloNgsld311"]
[10857,"CcoEgsld313",0.96843927800655372,7151.6403133629756,0,4820.37646484375,0,0,55910.409592270633,16265.5703125,278638.53653100861,0,0,null,76996.356596339683,278638.53653100861,283458.9131958388,null,25607.805999053267,7194.277802262055,0,0,83627.509607034764,0,null,32802.083434918801,83627.5078125,null,-44194.272934695582,-250656.82956093355,-195011.02871850861,null,0.45447368332509019,0.1177227092967752,0,0,0.4260212428423914,0.11572076915217257,0,0,0.30012900890754363,"FAIL",0,null,"CcoEgsld313",null,-195011.02871850861,195011.02871850861,0.12059262076392456,"FAIL",0,1,null,null,35.920802579643492,null,18707.839939775007,"YES",1,null,6.8320000000000007,5.3630000000000004,5.5847964346769574,15.4,15.58,17.390432125820322,null,-44357.467379645423,null,-4572.2443401291366,null,20101.194342085295,null,20101.194342085295,null,18707.839939775007,null,18707.839939775007,0.93937637663193685,null,"CcoEgsld313"]
[10878,"CrtNgsld313",0.95681454837322222,3700.7499358045011,0,2494.39404296875,0,0,28931.886342603499,16265.5703125,84203.252762742355,0,0,null,47691.850748626173,84203.252762742355,86697.646829526246,null,16872.347765952796,7107.9207778644904,0,0,51123.264727917696,0,null,23980.267880926185,51123.265625,null,-23711.58281714606,-62717.37892478492,-33079.987137742355,null,0.5305667543179875,0.28479027940280238,0,0,0.50281688653142353,0.27659652556275049,0,0,0.60714122017410532,"FAIL",0,null,"CrtNgsld313",null,-33079.987137742355,33079.987137742355,0.29688897174372852,"FAIL",0,1,null,null,15.958992110270637,null,5214.1294870168622,"YES",1,null,6.8320000000000007,5.3630000000000004,5.5847964346769574,15.4,15.58,17.390432125820322,null,-23830.887632474049,null,-2456.4216023711115,null,3409.7930494447487,null,3409.7930494447487,null,5214.1294870168622,null,3409.7930494447487,0.566573562206523,null,"CrtNgsld313"]
[10894,"ChoNgsld314",0.85000000000000009,5148.0128595354672,0,2603.706787109375,0,0,40246.362366000612,16265.5703125,21540.233590195814,0,0,null,59115.639400445289,21540.233590195814,24143.940285401724,null,19805.250974148887,6314.4239094785717,0,0,64755.163551287696,0,null,26119.675361516631,64755.1640625,null,-32995.964104093357,1975.7349842114418,43214.930472304186,null,0.4621975240187387,1.2125994480117979,0,1,0.44184035895799667,1.0818315052694791,0,1,3.0062424249648694,"PASS",1,null,"ChoNgsld314",null,43214.930472304186,0,0.44184035895799667,"FAIL",0,1,null,null,4.5445080837277478,null,1078.4768778972607,"YES",1,null,6.8320000000000007,5.3630000000000004,5.5847964346769574,15.4,15.58,17.390432125820322,null,-33125.912737732746,null,-4348.9989725386004,null,0,null,0,null,1078.4768778972607,null,0,0,null,"ChoNgsld314"]
[10915,"CdaEgsld315",0.25781144499778746,9324.6642851823435,0,4716.12841796875,0,0,72898.772400622242,16265.5703125,146151.81135338487,0,0,null,93880.471365495527,146151.81135338487,150867.93997901934,null,28078.756572407598,1915.2126499191161,0,0,104095.41660504877,0,null,29993.969843842719,104095.4140625,null,-63886.501287248277,-120873.9699275109,-42056.397290884866,null,0.33638973754727775,0.20522475613606592,0,0,0.31949104518191351,0.198809434856072,0,0,0.7122416964836964,"FAIL",0,null,"CdaEgsld315",null,-42056.397290884866,42056.397290884866,0.22064632054591177,"FAIL",0,1,null,null,20.900145257514335,null,12459.765619714275,"YES",1,null,6.8320000000000007,5.3630000000000004,5.5847964346769574,15.4,15.58,17.390432125820322,null,-64035.725017814657,null,-8407.0529471334121,null,5521.4547612568522,null,5521.4547612568522,null,12459.765619714275,null,5521.4547612568522,0.39662822332524011,null,"CdaEgsld315"]
[10963,"CscEgsld316",0.95655737817287445,5703.6608171228736,0,2884.736083984375,0,0,44590.331516654347,16265.5703125,57195.708620126992,0,0,null,63740.63796834118,57195.708620126992,60080.44473257503,null,21727.497486728513,7106.0103288505115,0,0,69988.861323159697,0,null,28833.507687918791,69988.859375,null,-34907.130225219931,-31246.937016192576,12793.150754873008,null,0.47379969438075881,0.50412012340681744,0,0,0.45235674809547838,0.47991501777192547,0,0,1.2236732626190618,"PASS",1,null,"CscEgsld316",null,12793.150754873008,0,0.45235674809547838,"FAIL",0,1,null,null,11.349316539254216,null,4409.7467229123213,"YES",1,null,6.8320000000000007,5.3630000000000004,5.5847964346769574,15.4,15.58,17.390432125820322,null,-35050.580512224493,null,-4601.6826718531956,null,0,null,0,null,4409.7467229123213,null,0,0,null,"CscEgsld316"]
[10979,"CinEgsld317",0.87711195647716511,6128.6127783978181,0,5838.83984375,0,0,47912.539733352045,16265.5703125,34876.103926345488,0,0,null,70016.949840409565,34876.103926345488,40714.943694164213,null,22365.144673732091,6515.831422669341,0,0,73991.521825205084,0,null,28880.975986028039,73991.5234375,null,-41135.973903574013,-11833.967784067449,39115.419511154512,null,0.45001287768359066,0.8281021311044805,0,0,0.41248549146407537,0.70934583992329325,0,0,2.1215535884903312,"PASS",1,null,"CinEgsld317",null,39115.419511154512,0,0.41248549146407537,"FAIL",0,1,null,null,4.1930707091148287,null,1016.5086288925481,"YES",1,null,6.8320000000000007,5.3630000000000004,5.5847964346769574,15.4,15.58,17.390432125820322,null,-41279.660351265687,null,-3652.3611611580905,null,0,null,0,null,1016.5086288925481,null,0,0,null,"CinEgsld317"]
[11000,"CdaNgsld318",0.91187895983457579,7386.0848985568509,0,5518.265625,0,0,57743.260827865801,16265.5703125,14982.512642868096,0,0,null,79527.096889928609,14982.512642868096,20500.778365692127,null,25949.642419828418,6774.1062429763469,0,0,85835.764107751806,0,null,32723.749387493535,85835.765625,null,-46803.347377872269,12222.971119625439,70853.252982131904,null,0.44216006229620602,2.184129602791995,0,1,0.41147924064222585,1.5962198585788872,0,1,5.7290634535762681,"PASS",1,null,"CdaNgsld318",null,70853.252982131904,0,0.41147924064222585,"FAIL",0,1,null,null,2.0350254879600831,null,-81.950923250027103,"NO",0,null,6.8320000000000007,5.3630000000000004,5.5847964346769574,15.4,15.58,17.390432125820322,null,-46966.152101193125,null,-5153.4906483695822,null,0,null,0,null,-81.950923250027103,null,-81.950923250027103,-7.1090414702447313E-2,null,"CdaNgsld318"]
[11048,"CscNgsld319",1.1694359660148621,4109.5548070931745,0,3070.316162109375,0,0,32127.859125848416,16265.5703125,26241.395736198381,0,0,null,51463.745717064638,26241.395736198381,29311.711988175819,null,19067.849190356239,8687.4287345981393,0,0,54973.834346285061,0,null,27755.27719386743,54973.8359375,null,-23708.46840659036,-1556.4347044403257,28732.440201301619,null,0.57353400071029703,1.0576905844829261,0,1,0.53931708370679754,0.9469005867060879,0,0,2.0949280476597134,"PASS",1,null,"CscNgsld319",null,28732.440201301619,0,0.53931708370679754,"FAIL",0,1,null,null,5.0715234298974456,null,1167.1364238036017,"YES",1,null,6.8320000000000007,5.3630000000000004,5.5847964346769574,15.4,15.58,17.390432125820322,null,-23846.554362778752,null,-2616.6289850535827,null,0,null,0,null,1167.1364238036017,null,0,0,null,"CscNgsld319"]
[11064,"CinNgsld320",0.85000000000000009,5148.0128595354672,0,9596.6142578125,0,0,40246.362366000612,17072.314453125,134981.71709768422,0,0,null,66915.291685091099,134981.71709768422,144578.33131426733,null,19846.475407013655,6347.4524680131663,0,0,65561.908314556276,0,null,26193.927314641631,65561.90625,null,-40721.363762296482,-118384.40404085509,-69419.810847684217,null,0.45698764814999115,0.19405537192629935,0,0,0.39144905287080467,0.18117464124160237,0,0,0.48570952911018195,"FAIL",0,null,"CinNgsld320",null,-69419.810847684217,69419.810847684217,0.1921290037918765,"FAIL",0,1,null,null,7.571632236605419,null,2496.7058451639946,"YES",1,null,6.8320000000000007,5.3630000000000004,5.5847964346769574,15.4,15.58,17.390432125820322,null,-40851.681808637979,null,-3614.4942748125841,null,6142.1586029897871,null,6142.1586029897871,null,2496.7058451639946,null,2496.7058451639946,0.71573570560115451,null,"CinNgsld320"]
[11085,"CgrTgsld321",0.87360798120498662,3894.4525831131859,0,2350.321044921875,0,0,30446.223456272342,16265.5703125,111264.83333155728,0,0,null,49062.114826542376,111264.83333155728,113615.15436258854,null,16903.706074119116,6489.8013223906773,0,0,52947.767274506659,0,null,23393.506921985179,52947.765625,null,-25668.607891709042,-90221.64745449397,-58317.067706557282,null,0.50080515078879606,0.21025068048477666,0,0,0.47681407560229305,0.20590129063652579,0,0,0.47587152238139191,"FAIL",0,null,"CgrTgsld321",null,-58317.067706557282,58317.067706557282,0.21785886587070272,"FAIL",0,1,null,null,27.380673956081363,null,9771.2207375726211,"YES",1,null,6.8320000000000007,5.3630000000000004,5.5847964346769574,15.4,15.58,17.390432125820322,null,-25784.993498286076,null,-3385.2323140133894,null,7656.2680565293404,null,7656.2680565293404,null,9771.2207375726211,null,7656.2680565293404,0.72242619820254128,null,"CgrTgsld321"]
[11128,"CreNgsld322",0.85000000000000009,3680.702469280237,0,2221.32177734375,0,0,28775.158373138293,16265.5703125,37927.265733513203,0,0,null,47262.050475134463,37927.265733513203,40148.587496270571,null,16224.548318897483,6314.4239094785717,0,0,50934.435849043963,0,null,22538.972377822505,50934.4375,null,-24723.078085159537,-17609.615133034447,13007.171766486797,null,0.50041313796526765,0.59426831705156824,0,0,0.47689366324628962,0.5613889248713303,0,0,1.3429504214165755,"PASS",1,null,"CreNgsld322",null,13007.171766486797,0,0.47689366324628962,"FAIL",0,1,null,null,9.6059181022616436,null,2810.7791857171815,"YES",1,null,6.8320000000000007,5.3630000000000004,5.5847964346769574,15.4,15.58,17.390432125820322,null,-24835.212276093975,null,-3260.5384650573469,null,0,null,0,null,2810.7791857171815,null,0,0,null,"CreNgsld322"]
[11149,"CloTgsld323",0.8537920051254333,5490.2689895444928,0,3313.404052734375,0,0,42922.0674596299,16265.5703125,36586.955175712763,0,0,null,62501.041837199446,36586.955175712763,39900.359214043492,null,20642.941324081774,6342.5937069243364,0,0,67978.904627949523,0,null,26985.535614882436,67978.90625,null,-35515.506209981839,-12914.823613564702,31391.951074287237,null,0.45593195860891927,0.73757259890257376,0,0,0.43176137272238241,0.67632312432021857,0,0,1.8580093895084748,"PASS",1,null,"CloTgsld323",null,31391.951074287237,0,0.43176137272238241,"FAIL",0,1,null,null,7.4296345597249669,null,2471.6917844106247,"YES",1,null,6.8320000000000007,5.3630000000000004,5.5847964346769574,15.4,15.58,17.390432125820322,null,-35649.762606075776,null,-4680.3474419730092,null,0,null,0,null,2471.6917844106247,null,0,0,null,"CloTgsld323"]
[11170,"CgrNgsld324",0.85000000000000009,3680.702469280237,0,2221.32177734375,0,0,28775.158373138293,16265.5703125,73883.134472637117,0,0,null,47262.050475134463,73883.134472637117,76104.456235394537,null,16224.548318897483,6314.4239094785717,0,0,50934.435849043963,0,null,22538.972377822505,50934.4375,null,-24723.078085159537,-53565.483872158366,-22948.696972637117,null,0.50041313796526765,0.30506248196832925,0,0,0.47689366324628962,0.29615837873919731,0,0,0.68939194125370729,"FAIL",0,null,"CgrNgsld324",null,-22948.696972637117,22948.696972637117,0.32101883544951532,"FAIL",0,1,null,null,18.712536086287713,null,6235.5812961714018,"YES",1,null,6.8320000000000007,5.3630000000000004,5.5847964346769574,15.4,15.58,17.390432125820322,null,-24835.212276093975,null,-3260.5384650573469,null,3012.8636860597321,null,3012.8636860597321,null,6235.5812961714018,null,3012.8636860597321,0.4281229098828751,null,"CgrNgsld324"]
[11186,"CrtNgsld324",0.85000000000000009,3133.8608106866855,0,1891.300048828125,0,0,24500.035495809898,16265.5703125,27359.659722588571,0,0,null,42656.905935607836,27359.659722588571,29250.959823147721,null,14693.462164813567,6314.4239094785717,0,0,45783.685394431428,0,null,21007.886377865521,45783.68359375,null,-21649.019479272501,-8243.0733935511744,18424.023871161429,null,0.51533359952136792,0.76784165413143191,0,0,0.49248500226957159,0.71819477179664715,0,0,1.6734010604653193,"PASS",1,null,"CrtNgsld324",null,18424.023871161429,0,0.49248500226957159,"FAIL",0,1,null,null,7.4889472582819456,null,1868.1038431598154,"YES",1,null,6.8320000000000007,5.3630000000000004,5.5847964346769574,15.4,15.58,17.390432125820322,null,-21753.536326923575,null,-2855.9547289729089,null,0,null,0,null,1868.1038431598154,null,0,0,null,"CrtNgsld324"]
[11234,"CloNgsld326",0.85000000000000009,5450.2112611852726,0,3289.228759765625,0,0,42608.902381163221,16265.5703125,27367.413256982014,0,0,null,62163.701430730369,27367.413256982014,30656.641967310396,null,20505.671551092713,6314.4239094785717,0,0,67601.597304495663,0,null,26820.096397609515,67601.59375,null,-35343.605055819331,-3836.5456191381236,40234.180493017986,null,0.45554711864954361,0.9800011475606718,0,0,0.43144304104385284,0.87485434259100425,0,0,2.4701491922242007,"PASS",1,null,"CloNgsld326",null,40234.180493017986,0,0.43144304104385284,"FAIL",0,1,null,null,5.5819354968846726,null,1598.2090905061621,"YES",1,null,6.8320000000000007,5.3630000000000004,5.5847964346769574,15.4,15.58,17.390432125820322,null,-35477.038371230323,null,-4657.6710096035022,null,0,null,0,null,1598.2090905061621,null,0,0,null,"CloNgsld326"]
[11250,"CcoNgsld327",0.85000000000000009,5148.0250912141437,0,3469.891845703125,0,0,40246.457991358533,16265.5703125,177038.16320943969,0,0,null,59981.920291319984,177038.16320943969,180508.05517016241,null,19805.28697475186,6314.4239094785717,0,0,64755.278762562339,0,null,26119.710927772685,64755.27734375,null,-33862.209221788973,-154388.34412737013,-112282.88586568969,null,0.46219737128050103,0.1475371776020549,0,0,0.43545973291026036,0.14470108228573766,0,0,0.36577016034188747,"FAIL",0,null,"CcoNgsld327",null,-112282.88586568969,112282.88586568969,0.15162534665066871,"FAIL",0,1,null,null,28.027211473305719,null,11680.237034647585,"YES",1,null,6.8320000000000007,5.3630000000000004,5.5847964346769574,15.4,15.58,17.390432125820322,null,-33992.1580323749,null,-3503.8170877091156,null,11573.807516980682,null,11573.807516980682,null,11680.237034647585,null,11573.807516980682,0.91467443498809053,null,"CcoNgsld327"]
[11271,"CscEgsld327",0.85000000000000009,3133.8585172469334,0,2112.29541015625,0,0,24500.017566055285,16265.5703125,33712.862078291793,0,0,null,42877.883388002083,33712.862078291793,35825.157560999804,null,14693.454817298618,6314.4239094785717,0,0,45783.66379231742,0,null,21007.878000208137,45783.6640625,null,-21870.005288503398,-14817.279488239907,12070.801984208207,null,0.51533362067027422,0.62314133850223941,0,0,0.48994671352489277,0.58640015768199216,0,0,1.3580473813281126,"PASS",1,null,"CscEgsld327",null,12070.801984208207,0,0.48994671352489277,"FAIL",0,1,null,null,6.9244131230071906,null,1671.6561074827309,"YES",1,null,6.8320000000000007,5.3630000000000004,5.5847964346769574,15.4,15.58,17.390432125820322,null,-21974.522094474582,null,-2265.0726069092184,null,0,null,0,null,1671.6561074827309,null,0,0,null,"CscEgsld327"]
[11292,"CmiNgsld328",0.95681454837322222,3700.7499358045011,0,2494.39404296875,0,0,28931.886342603499,16265.5703125,768071.80057614949,0,0,null,47691.850748626173,768071.80057614949,770566.1946429332,null,16872.347765952796,7107.9207778644904,0,0,51123.264727917696,0,null,23980.267880926185,51123.265625,null,-23711.58281714606,-746585.92673819209,-716948.53495114949,null,0.5305667543179875,3.1221388238623003E-2,0,0,0.50281688653142353,3.1120321717174926E-2,0,0,6.6560529349796699E-2,"FAIL",0,null,"CmiNgsld328",null,-716948.53495114949,716948.53495114949,3.1361497942023579E-2,"FAIL",0,1,null,null,145.57218245990751,null,54092.357885903526,"YES",1,null,6.8320000000000007,5.3630000000000004,5.5847964346769574,15.4,15.58,17.390432125820322,null,-23830.887632474049,null,-2456.4216023711115,null,73901.060514525569,null,73901.060514525569,null,54092.357885903526,null,54092.357885903526,0.98535168558135955,null,"CmiNgsld328"]
[11335,"CdaEgsld330",2.0518393814563753E-2,742.12040866504049,0,447.87326049804688,0,0,5801.7817168065067,16265.5703125,3286.0837229892791,0,0,null,22515.225318413683,3286.0837229892791,3733.9569853576695,null,2234.699036870647,152.42568998444534,0,0,23255.66879322254,0,null,2387.1246803885292,23255.66796875,null,-20128.100609416026,-1346.8323030987967,19969.584245760721,null,0.1081744958442822,0.72643452864220204,0,0,0.10602268685579076,0.63930160174450545,0,0,7.077016268957026,"PASS",1,null,"CdaEgsld330",null,19969.584245760721,0,0.10602268685579076,"FAIL",0,1,null,null,1.3905491438504429,null,-145.46645000000001,"NO",0,null,6.8320000000000007,5.3630000000000004,5.5847964346769574,15.4,15.58,17.390432125820322,null,-20139.976851607014,null,-2644.1154792640737,null,0,null,0,null,-145.46645000000001,null,-145.46645000000001,-0.46474904153354635,null,"CdaEgsld330"]
[11356,"CscNgsld330",0.28909735679626464,883.02934701916217,0,532.9124755859375,0,0,6903.3858402507822,16265.5703125,3286.0837229892791,0,0,null,23701.868653174402,3286.0837229892791,3818.9961966741143,null,4108.0653719422371,2147.627366966341,0,0,24582.902676890328,0,null,6255.692961999036,24582.90234375,null,-17446.175666337684,2436.6967634238194,21296.818620760721,null,0.27000322849056435,1.9036925073559501,0,1,0.26393247975900325,1.6380463966769323,0,1,7.4809117527253584,"PASS",1,null,"CscNgsld330",null,21296.818620760721,0,0.26393247975900325,"FAIL",0,1,null,null,1.3472159416708007,null,-161.92970000000003,"NO",0,null,6.8320000000000007,5.3630000000000004,5.5847964346769574,15.4,15.58,17.390432125820322,null,-17477.298516894894,null,-2294.5406484195373,null,0,null,0,null,-161.92970000000003,null,-161.92970000000003,-0.51734728434504795,null,"CscNgsld330"]
[11377,"CofTgsld331",0.85556898452341545,3150.8707436729342,0,1454.6776123046875,0,0,24633.016501387203,16265.5703125,1542419.3738397423,0,0,null,42353.26447234684,1542419.3738397423,1543874.0514714632,null,14778.445486124032,6355.7944142152437,0,0,45943.90347344023,0,null,21134.239862940358,45943.90234375,null,-21219.024563251533,-1522739.8115891067,-1496475.4714959923,null,0.51674743577604942,1.3702006225666231E-2,0,0,0.49899907714954383,1.3689095845003125E-2,0,0,2.9786906935288262E-2,"FAIL",0,null,"CofTgsld331",null,-1496475.4714959923,1496475.4714959923,1.3733977907733249E-2,"FAIL",0,1,null,null,550.51320613264511,null,191309.42679259976,"YES",1,null,6.8320000000000007,5.3630000000000004,5.5847964346769574,15.4,15.58,17.390432125820322,null,-21324.170035206458,null,-3460.8190609547792,null,242871.39088902308,null,242871.39088902308,null,191309.42679259976,null,191309.42679259976,0.99614736761071221,null,"CofTgsld331"]
[11413,"CwaTgsld332",0.85456218607723711,3147.7954957923321,0,1899.7099609375,0,0,24608.974692645654,16265.5703125,40359.44822823703,0,0,null,42774.254993911607,40359.44822823703,42259.158190264185,null,14763.081380674646,6348.3151763557444,0,0,45914.937438811852,0,null,21111.395883637113,45914.9375,null,-21662.859082446044,-21147.762305537417,5555.48927176297,null,0.51649249871721925,0.52308435348892512,0,0,0.49355379539344169,0.49956972141118489,0,0,1.1376502780797715,"PASS",1,null,"CwaTgsld332",null,5555.48927176297,0,0.49355379539344169,"FAIL",0,1,null,null,11.024595406758335,null,3104.7078685509778,"YES",1,null,6.8320000000000007,5.3630000000000004,5.5847964346769574,15.4,15.58,17.390432125820322,null,-21767.890902762643,null,-2857.8392969867655,null,0,null,0,null,3104.7078685509778,null,0,0,null,"CwaTgsld332"]
[11442,"CwaNgsld333",1.3001827120780944,4508.9147838304198,0,1914.1605224609375,0,0,35249.99319520565,16417.546875,89994.270604165329,0,0,null,53581.69972400603,89994.270604165329,91908.431157097657,null,21294.430609434396,10102.181077961093,0,0,58887.417295392872,0,null,31396.611349100509,58887.41796875,null,-22185.089243566079,-60511.819777525758,-31106.852635415329,null,0.60766607634965619,0.34887344647968443,0,0,0.58595772440633542,0.34160752135834005,0,0,0.65434629975238034,"FAIL",0,null,"CwaNgsld333",null,-31106.852635415329,31106.852635415329,0.37073028351946968,"FAIL",0,1,null,null,24.310777629182482,null,9310.9398111242208,"YES",1,null,6.8320000000000007,5.3630000000000004,5.5847964346769574,15.4,15.58,17.390432125820322,null,-22341.291290079014,null,-3360.1567148869299,null,4678.5075403544115,null,4678.5075403544115,null,9310.9398111242208,null,4678.5075403544115,0.45812146955216287,null,"CwaNgsld333"]
[11458,"CloNgsld334",0.90918682664632799,6075.4523739095976,0,2579.199462890625,0,0,47496.939974584311,16265.5703125,737031.67119036324,0,0,null,66341.709834422116,737031.67119036324,739610.87071096234,null,22388.398656713838,6754.1071015982643,0,0,73490.799224280141,0,null,29142.506134152034,73490.796875,null,-37199.203615822902,-710468.3645191018,-663540.87431536324,null,0.45704766018371645,3.9540371565152187E-2,0,0,0.4392787922406996,3.9402484861278751E-2,0,0,9.9711857370127222E-2,"FAIL",0,null,"CloNgsld334",null,-663540.87431536324,663540.87431536324,3.9927663394614218E-2,"FAIL",0,1,null,null,167.56766852050004,null,82555.310655674286,"YES",1,null,6.8320000000000007,5.3630000000000004,5.5847964346769574,15.4,15.58,17.390432125820322,null,-37344.191208530123,null,-5616.6106614923483,null,99797.334696710212,null,99797.334696710212,null,82555.310655674286,null,82555.310655674286,0.98706800373144099,null,"CloNgsld334"]
[11506,"CgrNgsld336",0.85000000000000009,3680.702469280237,0,1989.7041015625,0,0,28775.158373138293,16417.546875,126631.92972527571,0,0,null,47182.408510720721,126631.92972527571,128621.63388699012,null,16588.286358740999,6604.3440175746364,0,0,51086.411485673205,0,null,23192.630580947505,51086.41015625,null,-23989.778768753287,-105429.00324589071,-75545.51956902571,null,0.51319411957315664,0.18314994197169104,0,0,0.49155248535637958,0.1803167157102939,0,0,0.40342439909966216,"FAIL",0,null,"CgrNgsld336",null,-75545.51956902571,75545.51956902571,0.18897597951242412,"FAIL",0,1,null,null,35.668936356609294,null,12661.123172094858,"YES",1,null,6.8320000000000007,5.3630000000000004,5.5847964346769574,15.4,15.58,17.390432125820322,null,-24105.164990549041,null,-3459.0934468202363,null,10840.789174448821,null,10840.789174448821,null,12661.123172094858,null,10840.789174448821,0.80506140307818341,null,"CgrNgsld336"]
[11527,"CasTgsld337",0.98065295815467823,3532.9318140151972,0,2132.141357421875,0,0,27619.910416085819,16265.5703125,13503.565752224744,0,0,null,46017.622134434183,13503.565752224744,15635.707131334319,null,16578.058971139664,7285.0099833797576,0,0,49542.570840546978,0,null,23863.068294351164,49542.5703125,null,-22154.55379165653,8227.3611847045449,36039.004560275258,null,0.54375770524048073,1.7671679267692437,0,1,0.51856369826651838,1.5261905411126937,0,1,3.6688509702955865,"PASS",1,null,"CasTgsld337",null,36039.004560275258,0,0.51856369826651838,"FAIL",0,1,null,null,3.4905467303343811,null,501.68282932873035,"YES",1,null,6.8320000000000007,5.3630000000000004,5.5847964346769574,15.4,15.58,17.390432125820322,null,-22273.275524464247,null,-2924.1896861192436,null,0,null,0,null,501.68282932873035,null,0,0,null,"CasTgsld337"]
[11543,"CmiTgsld337",1.4251812696456909,4890.7149116942492,0,2951.5703125,0,0,38234.847102268257,16265.5703125,18693.336968345633,0,0,null,57451.987738850636,18693.336968345633,21644.907265689224,null,22379.676520425477,10587.292569872681,0,0,62331.651185345123,0,null,32966.969426592434,62331.65234375,null,-24485.018300675823,11322.062145746801,43638.315375404367,null,0.60489388871467997,1.7635679216833815,0,1,0.57381773426344695,1.5230820349027832,0,1,3.3344315383229501,"PASS",1,null,"CmiTgsld337",null,43638.315375404367,0,0.57381773426344695,"FAIL",0,1,null,null,4.0628476056048193,null,837.37132729547579,"YES",1,null,6.8320000000000007,5.3630000000000004,5.5847964346769574,15.4,15.58,17.390432125820322,null,-24649.03307394245,null,-3236.0955715052323,null,0,null,0,null,837.37132729547579,null,0,0,null,"CmiTgsld337"]
[11564,"CheNgsld338",0.92213329970836633,7756.969272508396,0,4681.36865234375,0,0,60642.777071748693,22997.21484375,747091.01959240902,0,0,null,88321.360817466833,747091.01959240902,751772.38803401834,null,27074.8634001584,6866.9907086904486,0,0,96060.802137541148,0,null,33941.853552365814,96060.8046875,null,-54379.507015476622,-717830.53469238698,-651030.21490490902,null,0.40580890522630847,4.5432019208159528E-2,0,0,0.38429948694341048,4.5149109069586427E-2,0,0,0.12857978769428652,"FAIL",0,null,"CheNgsld338",null,-651030.21490490902,651030.21490490902,4.5907596167172479E-2,"FAIL",0,1,null,null,107.35157217103547,null,69728.673931231999,"YES",1,null,6.8320000000000007,5.3630000000000004,5.5847964346769574,15.4,15.58,17.390432125820322,null,-54548.371958523217,null,-7161.4876087941957,null,85471.750110841473,null,85471.750110841473,null,69728.673931231999,null,69728.673931231999,0.97987838071140754,null,"CheNgsld338"]
[11612,"CasNgsld340",0.85000000000000009,3133.8608106866855,0,2203.685791015625,0,0,24500.035495809898,16417.546875,10663.664115901587,0,0,null,43121.267208257523,10663.664115901587,12867.349852481213,null,15057.20020465708,6604.3440175746364,0,0,45935.661031060656,0,null,21661.544580990521,45935.66015625,null,-21459.723580835001,8794.1946740733092,35271.996040348415,null,0.52939453716218587,2.0313416050575865,0,1,0.5023401561312868,1.6834503404112557,0,1,4.3076807049605996,"PASS",1,null,"CasNgsld340",null,35271.996040348415,0,0.5023401561312868,"FAIL",0,1,null,null,2.4947667503591506,null,130.95426361778459,"YES",1,null,6.8320000000000007,5.3630000000000004,5.5847964346769574,15.4,15.58,17.390432125820322,null,-21567.492459347388,null,-2495.1809769282277,null,0,null,0,null,130.95426361778459,null,0,0,null,"CasNgsld340"]
[11628,"CmiNgsld340",0.85000000000000009,3133.8608106866855,0,2203.685791015625,0,0,24500.035495809898,16417.546875,19087.66292406902,0,0,null,43121.267208257523,19087.66292406902,21291.348660648651,null,15057.20020465708,6604.3440175746364,0,0,45935.661031060656,0,null,21661.544580990521,45935.66015625,null,-21459.723580835001,370.19586590587642,26847.99723218098,null,0.52939453716218587,1.134845301237791,0,1,0.5023401561312868,1.0173871496286939,0,1,2.406562832704175,"PASS",1,null,"CmiNgsld340",null,26847.99723218098,0,0.5023401561312868,"FAIL",0,1,null,null,4.4655631679086349,null,819.59829264985774,"YES",1,null,6.8320000000000007,5.3630000000000004,5.5847964346769574,15.4,15.58,17.390432125820322,null,-21567.492459347388,null,-2495.1809769282277,null,0,null,0,null,819.59829264985774,null,0,0,null,"CmiNgsld340"]
[11649,"ChoTgsld341",0.85000000000000009,5148.0128595354672,0,4904.6044921875,0,0,40246.362366000612,16417.546875,8409.9494611730879,0,0,null,61568.512888166973,8409.9494611730879,13314.554007471406,null,20168.989013992403,6604.3440175746364,0,0,64907.139187916895,0,null,26773.333564641631,64907.140625,null,-34795.180168546482,13458.779611281043,56497.191163826908,null,0.47249358406901276,3.1835308509579403,0,1,0.43485431012133785,2.0108321809672081,0,1,7.7178990105305845,"PASS",1,null,"ChoTgsld341",null,56497.191163826908,0,0.43485431012133785,"FAIL",0,1,null,null,1.1203668481350118,null,-468.67410189608927,"NO",0,null,6.8320000000000007,5.3630000000000004,5.5847964346769574,15.4,15.58,17.390432125820322,null,-34928.38083304718,null,-3090.4096712813362,null,0,null,0,null,-468.67410189608927,null,-468.67410189608927,-0.92362449237358979,null,"ChoTgsld341"]
[11692,"CscNgsld342",0.93019658327102661,3378.8159754366848,0,3219.05859375,0,0,26415.056804603086,17072.314453125,9172.8092681240232,0,0,null,46706.430572785663,9172.8092681240232,12391.867933799269,null,15896.441137115065,6946.3277626130557,0,0,48897.684746607454,0,null,22842.768590055606,48897.68359375,null,-23863.661261422476,10450.900728181583,39724.874325625977,null,0.52527361230178404,2.4902696570215825,0,1,0.48907117633896224,1.843367670206991,0,1,5.3307206292484386,"PASS",1,null,"CscNgsld342",null,39724.874325625977,0,0.48907117633896224,"FAIL",0,1,null,null,1.4966238136047494,null,-231.43730478861158,"NO",0,null,6.8320000000000007,5.3630000000000004,5.5847964346769574,15.4,15.58,17.390432125820322,null,-23977.306876298371,null,-2121.4754103827277,null,0,null,0,null,-231.43730478861158,null,-231.43730478861158,-0.41816615743978225,null,"CscNgsld342"]
[11713,"CofTgsld343",0.86848014742136004,3190.3072046860402,0,1925.3658447265625,0,0,24941.324608548635,16417.546875,37042.763035124328,0,0,null,43284.236415042542,37042.763035124328,38968.128865750252,null,15347.119199792465,6747.9313717701198,0,0,46467.334660866385,0,null,22095.050212911789,46467.3359375,null,-21189.187115363406,-16873.078666939102,9424.5729023756721,null,0.53422758939882009,0.5964741396844786,0,0,0.51046412220086212,0.56700310864390502,0,0,1.2544241338973336,"PASS",1,null,"CofTgsld343",null,9424.5729023756721,0,0.51046412220086212,"FAIL",0,1,null,null,10.014429765567705,null,2780.95638560722,"YES",1,null,6.8320000000000007,5.3630000000000004,5.5847964346769574,15.4,15.58,17.390432125820322,null,-21299.112738313212,null,-2796.29485678733,null,0,null,0,null,2780.95638560722,null,0,0,null,"CofTgsld343"]
[11734,"ChoNgsld344",4.4545627593994137,135519.79935491519,0,81786.859375,0,0,1059472.6744909042,14252.767578125,62271528.02005779,0,0,null,1155512.3011060338,62271528.02005779,62353314.8793706,null,413312.50944786146,34174.609159849657,0,0,1290725.8690986047,0,null,447487.12588641286,1290725.875,null,-708025.1755576164,-61905827.75354638,-60980802.14505779,null,0.416761220656299,7.1860630389907294E-3,0,0,0.38726297013644406,7.1766373087249653E-3,0,0,2.0727384023469835E-2,"FAIL",0,null,"ChoNgsld344",null,-60980802.14505779,60980802.14505779,7.201700485014938E-3,"FAIL",0,1,null,null,832.26461313870482,null,5915213.8755743587,"YES",1,null,6.8320000000000007,5.3630000000000004,5.5847964346769574,15.4,15.58,17.390432125820322,null,-710251.47966650384,null,-93246.727411534564,null,8005981.5399848092,null,8005981.5399848092,null,5915213.8755743587,null,5915213.8755743587,0.99727567499005942,null,"ChoNgsld344"]
[11777,"CscTgsld346",0.85000000000000009,3133.8608106866855,0,1891.300048828125,0,0,24500.035495809898,16265.5703125,51065.105598642869,0,0,null,42656.905935607836,51065.105598642869,52956.405699202027,null,14693.462164813567,6314.4239094785717,0,0,45783.685394431428,0,null,21007.886377865521,45783.68359375,null,-21649.019479272501,-31948.519269605473,-5281.4220048928692,null,0.51533359952136792,0.41139416303143483,0,0,0.49248500226957159,0.39670151553929683,0,0,0.89657473644716734,"FAIL",0,null,"CscTgsld346",null,-5281.4220048928692,5281.4220048928692,0.43822734990522316,"FAIL",0,1,null,null,13.977654723398727,null,4126.0512183317214,"YES",1,null,6.8320000000000007,5.3630000000000004,5.5847964346769574,15.4,15.58,17.390432125820322,null,-21753.536326923575,null,-2855.9547289729089,null,693.38161501158129,null,693.38161501158129,null,4126.0512183317214,null,693.38161501158129,0.14255497991295513,null,"CscTgsld346"]
[11798,"CmiNgsld347",0.95681454837322222,3700.7499358045011,0,2494.39404296875,0,0,28931.886342603499,16265.5703125,58502.039683549512,0,0,null,47691.850748626173,58502.039683549512,60996.433750333381,null,16872.347765952796,7107.9207778644904,0,0,51123.264727917696,0,null,23980.267880926185,51123.265625,null,-23711.58281714606,-37016.165845592077,-7378.7740585495121,null,0.5305667543179875,0.409904817176303,0,0,0.50281688653142353,0.39314213005375653,0,0,0.87387150775489308,"FAIL",0,null,"CmiNgsld347",null,-7378.7740585495121,7378.7740585495121,0.4354457205979449,"FAIL",0,1,null,null,11.087855654376341,null,3377.1828027243114,"YES",1,null,6.8320000000000007,5.3630000000000004,5.5847964346769574,15.4,15.58,17.390432125820322,null,-23830.887632474049,null,-2456.4216023711115,null,760.58350305581382,null,760.58350305581382,null,3377.1828027243114,null,760.58350305581382,0.18190016043238888,null,"CmiNgsld347"]
[11814,"CdaNgsld348",0.27675215005874632,10009.721874208059,0,6746.7919921875,0,0,78254.44588508895,16265.5703125,96805.603056413063,0,0,null,101266.80830958347,96805.603056413063,103552.39514166878,null,30141.626060387964,2055.9181098006479,0,0,110548.03526103272,0,null,32197.545302012251,110548.0390625,null,-69069.262887764198,-71354.849746588312,13742.436006086937,null,0.34064261303875609,0.3326000178238574,0,0,0.31794766594868157,0.31092999140097993,0,0,1.1419590971204279,"PASS",1,null,"CdaNgsld348",null,13742.436006086937,0,0.31794766594868157,"FAIL",0,1,null,null,9.8663839907202906,null,5377.7431584999995,"YES",1,null,6.8320000000000007,5.3630000000000004,5.5847964346769574,15.4,15.58,17.390432125820322,null,-69229.449680311518,null,-7135.9790846920414,null,0,null,0,null,5377.7431584999995,null,0,0,null,"CdaNgsld348"]
[11835,"CwaEgsld348",3.27711009979248,10009.721874208059,0,6746.7919921875,0,0,78254.44588508895,16265.5703125,96805.603056413063,0,0,null,101266.80830958347,96805.603056413063,103552.39514166878,null,46567.64053359969,24344.779256615693,0,0,110548.03526103272,0,null,70912.421649861746,110548.0390625,null,-30354.386539914703,-32639.973398738817,13742.436006086937,null,0.75023708736595207,0.73252393881103994,0,0,0.70025334971524089,0.68479750387791805,0,0,1.1419590971204279,"PASS",1,null,"CwaEgsld348",null,13742.436006086937,0,0.70025334971524089,"FAIL",0,1,null,null,9.8663839907202906,null,5377.7431584999995,"YES",1,null,6.8320000000000007,5.3630000000000004,5.5847964346769574,15.4,15.58,17.390432125820322,null,-30707.184657575701,null,-3165.2111706523469,null,0,null,0,null,5377.7431584999995,null,0,0,null,"CwaEgsld348"]
[11883,"CofEgsld350",0.95681454837322222,3700.7499358045011,0,2494.39404296875,0,0,28931.886342603499,22997.21484375,18910.920728934871,0,0,null,54423.495713496362,18910.920728934871,21405.314795718772,null,16893.97801909444,7125.2568535337896,0,0,57854.909692787885,0,null,24019.234677801185,57854.91015625,null,-30404.26055152106,2613.9199058975646,38943.989427315129,null,0.46253900277621646,1.2701250786298459,0,1,0.44133943578214219,1.1221154621528187,0,1,3.0593386216107623,"PASS",1,null,"CofEgsld350",null,38943.989427315129,0,0.44133943578214219,"FAIL",0,1,null,null,2.9741231231482823,null,393.67027790820953,"YES",1,null,6.8320000000000007,5.3630000000000004,5.5847964346769574,15.4,15.58,17.390432125820322,null,-30523.759231510114,null,-3146.3041880019127,null,0,null,0,null,393.67027790820953,null,0,0,null,"CofEgsld350"]
[11899,"CgrEgsld401",9.0615944936871511E-3,650.04944164014626,0,619.3138427734375,0,0,5081.9852432199295,16265.5703125,6629.4556659700238,0,0,null,21966.869405203121,6629.4556659700238,7248.7694887144144,null,1908.6657479030152,67.316175210514743,0,0,22388.44412625075,0,null,1975.981973863464,22388.443359375,null,-19990.887424629902,-5272.7875348799971,15758.987693404975,null,9.2562446726319136E-2,0.29806096811333571,0,0,8.9952825685711502E-2,0.27259550348235456,0,0,3.3771163859346989,"PASS",1,null,"CgrEgsld401",null,15758.987693404975,0,8.9952825685711502E-2,"FAIL",0,1,null,null,1.8152095964638542,null,-47.70924050000005,"NO",0,null,6.8320000000000007,5.3630000000000004,5.5847964346769574,15.4,15.58,17.390432125820322,null,-20000.718180718777,null,-1769.6329295569401,null,0,null,0,null,-47.70924050000005,null,-47.70924050000005,-0.11927310125000012,null,"CgrEgsld401"]
[11920,"CwaNgsld401",8.9681759476661679E-3,650.04944164014626,0,619.3138427734375,0,0,5081.9852432199295,16265.5703125,6629.4556659700238,0,0,null,21966.869405203121,6629.4556659700238,7248.7694887144144,null,1908.1543107962721,66.622193680416359,0,0,22388.44412625075,0,null,1974.7764312818342,22388.443359375,null,-19992.092967211534,-5273.9930774616269,15758.987693404975,null,9.2505974565912613E-2,0.29787912172316855,0,0,8.9897945649791922E-2,0.272429193520343,0,0,3.3771163859346989,"PASS",1,null,"CwaNgsld401",null,15758.987693404975,0,8.9897945649791922E-2,"FAIL",0,1,null,null,1.8152095964638542,null,-47.70924050000005,"NO",0,null,6.8320000000000007,5.3630000000000004,5.5847964346769574,15.4,15.58,17.390432125820322,null,-20001.917725576121,null,-1769.7390634497763,null,0,null,0,null,-47.70924050000005,null,-47.70924050000005,-0.11927310125000012,null,"CwaNgsld401"]
[11941,"CreEgsld402",5.9534998610615729E-3,460.30253195679728,0,370.20901489257813,0,0,3598.5734699179629,16417.546875,806.17701180965196,0,0,null,20386.328459840686,806.17701180965196,1176.3860258643574,null,1351.5462312517168,46.257601401215815,0,0,20753.176662516154,0,null,1397.8038201176239,20753.17578125,null,-18988.525539692917,221.41779341539382,19946.998769440346,null,6.9833903675170617E-2,1.7338671279895812,0,1,6.8565743025482753E-2,1.18821865305226,0,1,25.742703497169519,"PASS",1,null,"CreEgsld402",null,19946.998769440346,0,6.8565743025482753E-2,"FAIL",0,1,null,null,0.27172325043681833,null,-370.789600942569,"NO",0,null,6.8320000000000007,5.3630000000000004,5.5847964346769574,15.4,15.58,17.390432125820322,null,-18995.479787554199,null,-1958.0012132644074,null,0,null,0,null,-370.789600942569,null,-370.789600942569,-6.435085056275061,null,"CreEgsld402"]
[11984,"CgrNgsld404",2.9230949585326013E-4,20.969337726187415,0,16.865077972412109,0,0,163.93501487471787,16417.546875,6.9956354282709263,0,0,null,16598.346068494437,6.9956354282709263,23.860713179978063,null,61.694952541790677,2.2711911414338082,0,0,16615.058041982131,0,null,63.966141745499179,16615.05859375,null,-16534.380826101631,40.105428344816147,16608.062958321731,null,3.8576854692679388E-3,9.1437214533790172,0,1,3.8537657918230536E-3,2.680814302210599,0,1,2375.0606737745129,"PASS",1,null,"CgrNgsld404",null,16608.062958321731,0,3.8537657918230536E-3,"FAIL",0,1,null,null,2.6387927290139209E-3,null,-376.57962644256895,"NO",0,null,6.8320000000000007,5.3630000000000004,5.5847964346769574,15.4,15.58,17.390432125820322,null,-16534.699065612804,null,-1704.3507820551995,null,0,null,0,null,-376.57962644256895,null,-376.57962644256895,-753.1592528851379,null,"CgrNgsld404"]
[12005,"CasTgsld405",7.5406724587082858E-3,552.33170741287995,0,368.23037719726563,0,0,4318.0432235315848,16417.546875,2957.4222576421839,0,0,null,21103.819587508795,2957.4222576421839,3325.6526457513842,null,1624.1060992189437,58.589641224894024,0,0,21620.007690966308,0,null,1682.6957624690804,21620.0078125,null,-19421.124713259771,-1642.9568723703692,18662.585554857815,null,8.1150126640873482E-2,0.5689737940264965,0,0,7.9734177250243413E-2,0.50597460024573937,0,0,7.3104230404137933,"PASS",1,null,"CasTgsld405",null,18662.585554857815,0,7.9734177250243413E-2,"FAIL",0,1,null,null,1.1762939450043157,null,-184.161932442569,"NO",0,null,6.8320000000000007,5.3630000000000004,5.5847964346769574,15.4,15.58,17.390432125820322,null,-19429.496333968575,null,-2354.7632374382838,null,0,null,0,null,-184.161932442569,null,-184.161932442569,-0.7222036566375255,null,"CasTgsld405"]
[12048,"CloNgsld406",4.9288804829120632E-2,3942.2353810365794,0,2945.30908203125,0,0,30819.781924861676,16417.546875,29565.489288329696,0,0,null,50182.63704368964,29565.489288329696,32510.79843128967,null,11565.210216494919,382.96496859600813,0,0,53549.813355219419,0,null,11948.175514955137,53549.8125,null,-38234.462366937783,-20562.622855405811,23984.323211670304,null,0.25293927109168218,0.40412574939767387,0,0,0.23809381131130852,0.36751406036979722,0,0,1.8112270011082674,"PASS",1,null,"CloNgsld406",null,23984.323211670304,0,0.23809381131130852,"FAIL",0,1,null,null,5.8185072580711337,null,1439.5749550574324,"YES",1,null,6.8320000000000007,5.3630000000000004,5.5847964346769574,15.4,15.58,17.390432125820322,null,-38293.906026216166,null,-4201.9045156274406,null,0,null,0,null,1439.5749550574324,null,0,0,null,"CloNgsld406"]
[12066,"CdaNgsld407",7.6783977448940284E-3,587.14147225991258,0,354.34274291992188,0,0,4590.1805410042844,16417.546875,1774.275237013381,0,0,null,21362.069246285988,1774.275237013381,2128.6179664270703,null,1724.470412304204,59.659741424764086,0,0,21947.883977077981,0,null,1784.1301809353261,21947.884765625,null,-19577.939977988881,-344.48779899797705,20173.609528611618,null,8.4927329149183689E-2,1.0055543490188894,0,1,8.3518599445755917E-2,0.83816363375415492,0,0,12.370056408254699,"PASS",1,null,"CdaNgsld407",null,20173.609528611618,0,8.3518599445755917E-2,"FAIL",0,1,null,null,0.7732037424171625,null,-274.22896494256901,"NO",0,null,6.8320000000000007,5.3630000000000004,5.5847964346769574,15.4,15.58,17.390432125820322,null,-19586.816247545772,null,-2571.4927286773127,null,0,null,0,null,-274.22896494256901,null,-274.22896494256901,-1.6226565972933078,null,"CdaNgsld407"]
[12091,"CcoTgsld408",9.0890910476446145E-3,638.84981085190896,0,385.5489501953125,0,0,4994.4282748580663,16265.5703125,2677.1608605823199,0,0,null,21645.547557277245,2677.1608605823199,3062.7098037627029,null,1876.7868037921824,67.520439796088027,0,0,22282.95380292321,0,null,1944.3072090239325,22282.953125,null,-19701.240328529446,-1118.4026017536999,19605.79226441768,null,9.1453778843620673E-2,0.72625714713348177,0,0,8.9824810652200285E-2,0.63483233121921734,0,0,8.3233523443014725,"PASS",1,null,"CcoTgsld408",null,19605.79226441768,0,8.9824810652200285E-2,"FAIL",0,1,null,null,1.1602259380858724,null,-191.40071700000001,"NO",0,null,6.8320000000000007,5.3630000000000004,5.5847964346769574,15.4,15.58,17.390432125820322,null,-19710.913498723596,null,-2587.7850742540268,null,0,null,0,null,-191.40071700000001,null,-191.40071700000001,-0.75059104705882362,null,"CcoTgsld408"]
[12107,"CofTgsld408",8.3546189591288556E-3,638.84981085190896,0,385.5489501953125,0,0,4994.4282748580663,16265.5703125,2677.1608605823199,0,0,null,21645.547557277245,2677.1608605823199,3062.7098037627029,null,1872.7658005124895,62.064242011889696,0,0,22282.95380292321,0,null,1934.8300028821243,22282.953125,null,-19710.717534671254,-1127.8798078955081,19605.79226441768,null,9.1008002419748116E-2,0.72271712595606663,0,0,8.9386974366222033E-2,0.63173794529063276,0,0,8.3233523443014725,"PASS",1,null,"CofTgsld408",null,19605.79226441768,0,8.9386974366222033E-2,"FAIL",0,1,null,null,1.1602259380858724,null,-191.40071700000001,"NO",0,null,6.8320000000000007,5.3630000000000004,5.5847964346769574,15.4,15.58,17.390432125820322,null,-19720.343554586088,null,-2589.0231172200174,null,0,null,0,null,-191.40071700000001,null,-191.40071700000001,-0.75059104705882362,null,"CofTgsld408"]
[12155,"ChoEgsld502",0.96637931466102589,8998.016286817905,0,7184.2724609375,0,0,70345.089248111588,17072.314453125,106656.44208476755,0,0,null,94601.676850837466,106656.44208476755,113840.71458498604,null,31070.64061936241,7216.5256069200059,0,0,101825.43467854538,0,null,38287.167517512695,101825.4375,null,-56314.508644661393,-75553.547028192348,-4831.0045847675501,null,0.43798106436980688,0.35897660534263021,0,0,0.40471975836746948,0.33632226985136382,0,0,0.954704990244021,"FAIL",0,null,"ChoEgsld502",null,-4831.0045847675501,4831.0045847675501,0.38505617297952954,"FAIL",0,1,null,null,9.7723089081097818,null,4993.8857440679503,"YES",1,null,6.8320000000000007,5.3630000000000004,5.5847964346769574,15.4,15.58,17.390432125820322,null,-56504.992065146529,null,-4999.4752058070044,null,427.43989084785829,null,427.43989084785829,null,4993.8857440679503,null,427.43989084785829,6.6421064450312137E-2,null,"ChoEgsld502"]
[12171,"CwaEgsld502",0.95714285969734203,6212.9160561031504,0,4960.5693359375,0,0,48571.609622209406,17072.314453125,115641.24008731582,0,0,null,70604.494133074419,115641.24008731582,120601.80949567346,null,23058.845713717343,7147.5515376789099,0,0,75592.326695530675,0,null,30206.396407539571,75592.328125,null,-40398.097003732335,-90395.413015713741,-40048.911962315819,null,0.46015525173166139,0.26120782157586686,0,0,0.4278254109350661,0.25046387406618342,0,0,0.65367967403258065,"FAIL",0,null,"CwaEgsld502",null,-40048.911962315819,40048.911962315819,0.27298207683312425,"FAIL",0,1,null,null,13.537262248139937,null,5861.3994262491851,"YES",1,null,6.8320000000000007,5.3630000000000004,5.5847964346769574,15.4,15.58,17.390432125820322,null,-40548.377582874316,null,-3587.6583811843957,null,3543.4664276087492,null,3543.4664276087492,null,5861.3994262491851,null,3543.4664276087492,0.50784768435071714,null,"CwaEgsld502"]
[12192,"CofNgsld503",1.0171052694320681,9155.8762932046429,0,7363.82666015625,0,0,71579.21418009809,17072.314453125,11954.264277607734,0,0,null,96015.35613909681,11954.264277607734,19318.091134099162,null,31802.268384129526,7595.3262972773891,0,0,103312.33218696286,0,null,39397.592897537739,103312.3359375,null,-56617.762395841601,20079.501959773756,91358.071659892274,null,0.44440962840626164,3.2956936522924116,0,1,0.41032596064615479,2.0394144030309604,0,1,8.642299813550272,"PASS",1,null,"CofNgsld503",null,91358.071659892274,0,0.41032596064615479,"FAIL",0,1,null,null,1.2816727452871635,null,-605.45549031121357,"NO",0,null,6.8320000000000007,5.3630000000000004,5.5847964346769574,15.4,15.58,17.390432125820322,null,-56813.770320704971,null,-5856.2053952936149,null,0,null,0,null,-605.45549031121357,null,-605.45549031121357,-0.7086251058602443,null,"CofNgsld503"]
[12213,"CinEgsld504",1.0542857110500339,9940.665893626352,0,5027.68310546875,0,0,77714.576989291018,16265.5703125,950751.11080962687,0,0,null,99007.83058776184,950751.11080962687,955778.79406885931,null,34200.886263250919,7832.008119148175,0,0,109897.59080826414,0,null,42032.892575339094,109897.59375,null,-56974.937831920673,-913745.90133975656,-840853.51705962687,null,0.44725289097879567,4.4210195599503774E-2,0,0,0.4245410933907004,4.3977636711484719E-2,0,0,0.11559028698521845,"FAIL",0,null,"CinEgsld504",null,-840853.51705962687,840853.51705962687,4.4722439845649685E-2,"FAIL",0,1,null,null,129.79268160105855,null,89026.008459417411,"YES",1,null,6.8320000000000007,5.3630000000000004,5.5847964346769574,15.4,15.58,17.390432125820322,null,-57184.056700454697,null,-7507.5185340504522,null,110393.06631941804,null,110393.06631941804,null,89026.008459417411,null,89026.008459417411,0.98306976406928215,null,"CinEgsld504"]
[12256,"CwaNgsld505",0.95714285969734203,6212.9160561031504,0,4996.88232421875,0,0,48571.609622209406,16265.5703125,24534.798470413432,0,0,null,69834.062349216008,24534.798470413432,29531.680858181295,null,23012.424923644885,7110.359715364224,0,0,74785.581932262212,0,null,30122.783126289571,74785.578125,null,-39711.279132638585,591.10233165738828,50250.779654586571,null,0.46459119839300544,1.22775751195245,0,1,0.43134800055883088,1.0200158716250525,0,1,3.0481431594061834,"PASS",1,null,"CwaNgsld505",null,50250.779654586571,0,0.43134800055883088,"FAIL",0,1,null,null,3.4642962713154173,null,655.9260751151653,"YES",1,null,6.8320000000000007,5.3630000000000004,5.5847964346769574,15.4,15.58,17.390432125820322,null,-39861.143725306683,null,-4108.7758060943743,null,0,null,0,null,655.9260751151653,null,0,0,null,"CwaNgsld505"]
[12277,"CreEgsld506",0.9369999974966049,6958.4659216771352,0,5596.50830078125,0,0,54400.202298747747,16265.5703125,8334.0280672339395,0,0,null,76262.280980603275,8334.0280672339395,13930.53640985068,null,24901.889499073586,6960.7237498516743,0,0,81807.982747368631,0,null,31862.613944884262,81807.984375,null,-44399.666967144745,17932.077576869073,73473.956307766057,null,0.45089175094949352,3.8231949410100139,0,1,0.41780305498125364,2.2872496150285717,0,1,9.816139772391244,"PASS",1,null,"CreEgsld506",null,73473.956307766057,0,0.41780305498125364,"FAIL",0,1,null,null,1.0939695560555796,null,-589.10086985810995,"NO",0,null,6.8320000000000007,5.3630000000000004,5.5847964346769574,15.4,15.58,17.390432125820322,null,-44558.187434532229,null,-4592.9340050067976,null,0,null,0,null,-589.10086985810995,null,-589.10086985810995,-0.98898991058490682,null,"CreEgsld506"]
[12298,"CinNgsld507",1.0542857110500339,9940.665893626352,0,9470.6513671875,0,0,77714.576989291018,16265.5703125,9850.1070559412328,0,0,null,103450.79856893688,9850.1070559412328,19320.758296348304,null,34200.886263250919,7832.008119148175,0,0,109897.59080826414,0,null,42032.892575339094,109897.59375,null,-61417.906093639423,22712.134152210361,100047.48669405877,null,0.44725289097879567,4.2672523594539369,0,1,0.40630805287290034,2.1755301554322961,0,1,11.156994855575066,"PASS",1,null,"CinNgsld507",null,100047.48669405877,0,0.40630805287290034,"FAIL",0,1,null,null,0.85180606621285537,null,-938.86482042279272,"NO",0,null,6.8320000000000007,5.3630000000000004,5.5847964346769574,15.4,15.58,17.390432125820322,null,-61627.024962173447,null,-5452.6648362469168,null,0,null,0,null,-938.86482042279272,null,-938.86482042279272,-1.5797195027692308,null,"CinNgsld507"]
[12341,"CasTgsld509",0.92275449037551882,6250.1192164512258,0,5026.8037109375,0,0,48862.458132767359,16417.546875,3070.2889168068673,0,0,null,70306.807952940493,3070.2889168068673,8097.0927611120032,null,23325.452668447932,7169.6330567078767,0,0,75287.977461129907,0,null,30495.086523303722,75287.9765625,null,-39811.722195401133,22397.993895559353,72217.687645693135,null,0.46714283370038429,9.9323182116095232,0,1,0.43374300553611422,3.7661773089779804,0,1,24.521463159499753,"PASS",1,null,"CasTgsld509",null,72217.687645693135,0,0.43374300553611422,"FAIL",0,1,null,null,0.43066842134805994,null,-885.42600263682164,"NO",0,null,6.8320000000000007,5.3630000000000004,5.5847964346769574,15.4,15.58,17.390432125820322,null,-39963.439043775783,null,-4119.3201229483766,null,0,null,0,null,-885.42600263682164,null,-885.42600263682164,-4.0348761167056209,null,"CasTgsld509"]
[12362,"CreNgsld509",0.9369999974966049,6958.4659216771352,0,5596.50830078125,0,0,54400.202298747747,16417.546875,1708.407804233271,0,0,null,76414.256617232531,1708.407804233271,7304.9161468500097,null,25302.857196041572,7280.3180328637118,0,0,81959.958383997844,0,null,32583.176444884262,81959.9609375,null,-43831.081029644745,25278.260339869739,80251.553133266731,null,0.4600990122538785,19.072247483385564,0,1,0.42640179361482561,4.4604449902603625,0,1,47.974471162219622,"PASS",1,null,"CreNgsld509",null,80251.553133266731,0,0.42640179361482561,"FAIL",0,1,null,null,0.2236620269583221,null,-1065.5243877846742,"NO",0,null,6.8320000000000007,5.3630000000000004,5.5847964346769574,15.4,15.58,17.390432125820322,null,-43993.186385091918,null,-4534.6952685983269,null,0,null,0,null,-1065.5243877846742,null,-1065.5243877846742,-8.7262773137537977,null,"CreNgsld509"]
[12378,"CheNgsld510",0.97382550239562982,7005.1669805175698,0,5233.67578125,0,0,54765.303899744467,16265.5703125,94028.925185966378,0,0,null,76264.550208123066,94028.925185966378,99262.601155106211,null,25228.203602452893,7234.2906305728802,0,0,82247.864194352675,0,null,32462.493859114271,82247.8671875,null,-43802.056134380196,-66800.107108102107,-11781.057998466378,null,0.45701948932958947,0.34523944408501256,0,0,0.42565640080330103,0.32703650259815087,0,0,0.87470814991061197,"FAIL",0,null,"CheNgsld510",null,-11781.057998466378,11781.057998466378,0.3687008880906168,"FAIL",0,1,null,null,13.228706110290323,null,6044.4688856206167,"YES",1,null,6.8320000000000007,5.3630000000000004,5.5847964346769574,15.4,15.58,17.390432125820322,null,-43963.561078952902,null,-4824.0230624227161,null,1292.709100208654,null,1292.709100208654,null,6044.4688856206167,null,1292.709100208654,0.1786821476664846,null,"CheNgsld510"]
[12426,"CasNgsld512",0.92275449037551882,6250.1192164512258,0,3771.977294921875,0,0,48862.458132767359,16417.546875,16534.036592265154,0,0,null,69051.981326846697,16534.036592265154,20306.013810476477,null,23325.452668447932,7169.6330567078767,0,0,75287.977461129907,0,null,30495.086523303722,75287.9765625,null,-38556.895779385508,10189.072636116693,58753.939970234846,null,0.46714283370038429,1.8443824261021495,0,1,0.44162507007588242,1.5017761089263282,0,1,4.5535145723410784,"PASS",1,null,"CasNgsld512",null,58753.939970234846,0,0.44162507007588242,"FAIL",0,1,null,null,3.0907620892007501,null,470.00048344044285,"YES",1,null,6.8320000000000007,5.3630000000000004,5.5847964346769574,15.4,15.58,17.390432125820322,null,-38708.612627760151,null,-5081.9344323988471,null,0,null,0,null,470.00048344044285,null,0,0,null,"CasNgsld512"]
[12447,"CrtTgsld512",0.91964285522699352,6212.9160561031504,0,3749.52490234375,0,0,48571.609622209406,16417.546875,11820.363145723948,0,0,null,68738.68056712806,11820.363145723948,15569.888114774551,null,23200.664319344542,7145.456222616067,0,0,74937.557568891396,0,null,30346.119780634705,74937.5546875,null,-38392.561618918451,14776.231732567006,63117.191541776054,null,0.46694127784129263,2.5672747449905975,0,1,0.44147078708483883,1.949026202818511,0,1,6.3396998690864148,"PASS",1,null,"CrtTgsld512",null,63117.191541776054,0,0.44147078708483883,"FAIL",0,1,null,null,2.2179401649513824,null,25.369021889203651,"YES",1,null,6.8320000000000007,5.3630000000000004,5.5847964346769574,15.4,15.58,17.390432125820322,null,-38543.537339220115,null,-5060.2622066118611,null,0,null,0,null,25.369021889203651,null,0,0,null,"CrtTgsld512"]
[12463,"ChoTgsld513",0.96637931466102589,8998.016286817905,0,5430.3466796875,0,0,70345.089248111588,16417.546875,18359.209617449691,0,0,null,92192.981951841808,18359.209617449691,23789.556345311943,null,31437.311770516499,7508.5899358699126,0,0,101170.66555190604,0,null,38945.901892512695,101170.6640625,null,-53247.080910286393,15156.345595375504,82811.454445050302,null,0.44887872974779747,2.1213278078973605,0,1,0.42243889619905273,1.6371008103753244,0,1,5.5106219804986241,"PASS",1,null,"ChoTgsld513",null,82811.454445050302,0,0.42243889619905273,"FAIL",0,1,null,null,2.6873137265058511,null,322.79491777871499,"YES",1,null,6.8320000000000007,5.3630000000000004,5.5847964346769574,15.4,15.58,17.390432125820322,null,-53440.841616219281,null,-7016.0833641211539,null,0,null,0,null,322.79491777871499,null,0,0,null,"ChoTgsld513"]
[12484,"CcoNgsld514",0.96637931466102589,8998.016286817905,0,5430.3466796875,0,0,70345.089248111588,16417.546875,54600.799302911786,0,0,null,92192.981951841808,54600.799302911786,60031.146030774049,null,31437.311770516499,7508.5899358699126,0,0,101170.66555190604,0,null,38945.901892512695,101170.6640625,null,-53247.080910286393,-21085.244090086591,46569.864759588214,null,0.44887872974779747,0.71328446450848504,0,0,0.42243889619905273,0.64876159292047519,0,0,1.8529154399595889,"PASS",1,null,"CcoNgsld514",null,46569.864759588214,0,0.42243889619905273,"FAIL",0,1,null,null,7.9921451979902418,null,3774.8118708301431,"YES",1,null,6.8320000000000007,5.3630000000000004,5.5847964346769574,15.4,15.58,17.390432125820322,null,-53440.841616219281,null,-7016.0833641211539,null,0,null,0,null,3774.8118708301431,null,0,0,null,"CcoNgsld514"]
[12532,"CrtNgsld515",0.91964285522699352,6212.9160561031504,0,4368.8330078125,0,0,48571.609622209406,22997.21484375,10380.760509792653,0,0,null,75937.658138352301,10380.760509792653,14749.593721826626,null,22827.914144318387,6848.4447358690486,0,0,81517.226897132336,0,null,29676.358061884705,81517.2265625,null,-46261.299411887201,14926.764544279551,71136.466052707343,null,0.41465482049380037,2.8587845788263411,0,1,0.39079896653560348,2.0120119260549743,0,1,7.8527220125732615,"PASS",1,null,"CrtNgsld515",null,71136.466052707343,0,0.39079896653560348,"FAIL",0,1,null,null,1.4542398462818289,null,-402.85895786537066,"NO",0,null,6.8320000000000007,5.3630000000000004,5.5847964346769574,15.4,15.58,17.390432125820322,null,-46408.942984334382,null,-5369.1318966322633,null,0,null,0,null,-402.85895786537066,null,-402.85895786537066,-0.47473072557556328,null,"CrtNgsld515"]
[12548,"CrtNgsld516",0.91964285522699352,6212.9160561031504,0,3749.52490234375,0,0,48571.609622209406,16417.546875,99650.956418550151,0,0,null,68738.68056712806,99650.956418550151,103400.48138760075,null,23200.664319344542,7145.456222616067,0,0,74937.557568891396,0,null,30346.119780634705,74937.5546875,null,-38392.561618918451,-73054.361540259197,-24713.401731050151,null,0.46694127784129263,0.30452411970012699,0,0,0.44147078708483883,0.29348141703962005,0,0,0.75200035584957292,"FAIL",0,null,"CrtNgsld516",null,-24713.401731050151,24713.401731050151,0.3247238452483151,"FAIL",0,1,null,null,18.698228002594156,null,8391.2468670891612,"YES",1,null,6.8320000000000007,5.3630000000000004,5.5847964346769574,15.4,15.58,17.390432125820322,null,-38543.537339220115,null,-5060.2622066118611,null,3244.5463340801821,null,3244.5463340801821,null,8391.2468670891612,null,3244.5463340801821,0.34182734597051917,null,"CrtNgsld516"]
[12569,"CofTgsld517",1.0171052694320681,9155.8762932046429,0,7363.82666015625,0,0,71579.21418009809,16265.5703125,264068.84139669233,0,0,null,95208.611375828288,264068.84139669233,271432.66825318371,null,31752.939457192933,7555.8045079511712,0,0,102505.58742369435,0,null,39308.745241287739,102505.5859375,null,-55899.865911466601,-232123.92281556083,-161563.25545919233,null,0.44747955690641988,0.1488579456530312,0,0,0.41286964241312279,0.14481950725641821,0,0,0.38817751233100978,"FAIL",0,null,"CofTgsld517",null,-161563.25545919233,161563.25545919233,0.15308820923397395,"FAIL",0,1,null,null,28.709871063332372,null,17432.332100373565,"YES",1,null,6.8320000000000007,5.3630000000000004,5.5847964346769574,15.4,15.58,17.390432125820322,null,-56095.431808189416,null,-5782.1610597585077,null,16653.490922367331,null,16653.490922367331,null,17432.332100373565,null,16653.490922367331,0.88235889882872465,null,"CofTgsld517"]
[12612,"CdaNgsld602",1.0094594538211823,9403.3323265907238,0,13260.244140625,0,0,73513.786890199655,16265.5703125,113508.27402028337,0,0,null,103039.60121583093,113508.27402028337,126768.51800667588,null,32418.772912500572,7499.0057774795941,0,0,104836.39791779259,0,null,39917.778486811178,104836.3984375,null,-63121.822856513478,-86850.739674097189,-8671.8755827833666,null,0.44462089872938915,0.35167285232156792,0,0,0.38740229937232012,0.31488715862516592,0,0,0.92360137921545926,"FAIL",0,null,"CdaNgsld602",null,-8671.8755827833666,8671.8755827833666,0.35732925197305326,"FAIL",0,1,null,null,6.9048797610316814,null,3156.6421001596823,"YES",1,null,6.8320000000000007,5.3630000000000004,5.5847964346769574,15.4,15.58,17.390432125820322,null,-63320.418769383185,null,-5602.4937282331566,null,767.27427753610436,null,767.27427753610436,null,3156.6421001596823,null,767.27427753610436,0.16582361404480189,null,"CdaNgsld602"]
[12633,"CwaEgsld602",0.9588235318660735,6822.0256232661886,0,9620.1767578125,0,0,53333.533306070116,16265.5703125,82349.137626823605,0,0,null,79219.280831195254,82349.137626823605,91969.314812710014,null,24637.035768596776,7122.8449818656736,0,0,80522.839382696751,0,null,31759.879018996515,80522.8359375,null,-47459.401357386094,-60209.435365639591,-1826.3016893236054,null,0.45632597788978552,0.38567348650232086,0,0,0.40091097606669229,0.34533125783856172,0,0,0.97782245519558753,"FAIL",0,null,"CwaEgsld602",null,-1826.3016893236054,1826.3016893236054,0.39187674651096682,"FAIL",0,1,null,null,6.2455570327058876,null,2188.0611314883968,"YES",1,null,6.8320000000000007,5.3630000000000004,5.5847964346769574,15.4,15.58,17.390432125820322,null,-47617.410705739312,null,-4213.1156113357711,null,161.58837795375479,null,161.58837795375479,null,2188.0611314883968,null,161.58837795375479,4.8136477955434527E-2,null,"CwaEgsld602"]
[12654,"CofNgsld603",1.0094594538211823,9403.3323265907238,0,5674.95654296875,0,0,73513.786890199655,16265.5703125,26457.909575296097,0,0,null,95454.313870078564,26457.909575296097,32132.866215936159,null,32418.772912500572,7499.0057774795941,0,0,104836.39791779259,0,null,39917.778486811178,104836.3984375,null,-55536.535258857228,7784.912368546331,78378.4888622039,null,0.44462089872938915,1.5087276027310426,0,1,0.41818726593299294,1.242272579728618,0,1,3.962384032614064,"PASS",1,null,"CofNgsld603",null,78378.4888622039,0,0.41818726593299294,"FAIL",0,1,null,null,3.7607381802042483,null,1049.7114714714714,"YES",1,null,6.8320000000000007,5.3630000000000004,5.5847964346769574,15.4,15.58,17.390432125820322,null,-55735.131171726935,null,-7317.2935677042642,null,0,null,0,null,1049.7114714714714,null,0,0,null,"CofNgsld603"]
[12697,"CgrTgsld605",0.93011364042758948,5930.5110588184316,0,3579.092041015625,0,0,46363.811358139836,16265.5703125,396476.61467790161,0,0,null,66208.473727853954,396476.61467790161,400055.70670837705,null,22160.109064662302,6909.5668348801491,0,0,72125.58402374461,0,null,29069.67560917556,72125.5859375,null,-37138.798102479901,-370986.03110974166,-324351.02874040161,null,0.46415396150722649,7.3320025779557818E-2,0,0,0.4390627661313703,7.2664069330724931E-2,0,0,0.18191636850030857,"FAIL",0,null,"CgrTgsld605",null,-324351.02874040161,324351.02874040161,7.4430849657137685E-2,"FAIL",0,1,null,null,76.807628742355007,null,36699.802959741275,"YES",1,null,6.8320000000000007,5.3630000000000004,5.5847964346769574,15.4,15.58,17.390432125820322,null,-37283.423354266837,null,-4894.8257258352587,null,42583.046749593996,null,42583.046749593996,null,36699.802959741275,null,36699.802959741275,0.97180794567420326,null,"CgrTgsld605"]
[12719,"CasTgsld606",1,8998.016286817905,0,5430.3466796875,0,0,70345.089248111588,16265.5703125,856163.75317503745,0,0,null,92041.006315212624,856163.75317503745,861594.09990289994,null,31207.83452698604,7428.7340111512585,0,0,101018.68991527685,0,null,38636.568404926111,101018.6875,null,-53404.437835372977,-822957.53144979884,-755145.06567503745,null,0.44609484099226371,4.5127545123984127E-2,0,0,0.41977559767278527,4.4843120921372021E-2,0,0,0.11798991387497731,"FAIL",0,null,"CasTgsld606",null,-755145.06567503745,755145.06567503745,4.5605764407311046E-2,"FAIL",0,1,null,null,125.59878359197882,null,80126.677925509051,"YES",1,null,6.8320000000000007,5.3630000000000004,5.5847964346769574,15.4,15.58,17.390432125820322,null,-53596.659568730822,null,-7036.5402227967452,null,99140.667933882534,null,99140.667933882534,null,80126.677925509051,null,80126.677925509051,0.98254987373357561,null,"CasTgsld606"]
[12735,"CmiTgsld606",0.95655737817287445,5703.6608171228736,0,3442.18701171875,0,0,44590.331516654347,16265.5703125,542704.87972513342,0,0,null,64298.088896559064,542704.87972513342,546147.06676579942,null,21727.497486728513,7106.0103288505115,0,0,69988.861323159697,0,null,28833.507687918791,69988.859375,null,-35464.581152954306,-517313.55904893338,-472716.02035013342,null,0.47379969438075881,5.3129258212165423E-2,0,0,0.44843491008382613,5.279440180864603E-2,0,0,0.12896301837279892,"FAIL",0,null,"CmiTgsld606",null,-472716.02035013342,472716.02035013342,5.3692272129228578E-2,"FAIL",0,1,null,null,107.68866695201233,null,50654.572236934699,"YES",1,null,6.8320000000000007,5.3630000000000004,5.5847964346769574,15.4,15.58,17.390432125820322,null,-35608.031439958868,null,-4674.8686858100564,null,62061.429162177265,null,62061.429162177265,null,50654.572236934699,null,50654.572236934699,0.97991683686678788,null,"CmiTgsld606"]
[12756,"CheNgsld607",0.98163265287876111,7100.4757111121489,0,7537.46630859375,0,0,55510.412704406437,16265.5703125,38041.064640560267,0,0,null,79313.449356834142,38041.064640560267,45578.530953749207,null,25534.762099320473,7292.2878748970943,0,0,83145.585645752566,0,null,32827.050348640965,83145.5859375,null,-46486.398976859222,-12751.480600513052,45104.521296939733,null,0.4573542425870884,0.86293721426608028,0,0,0.41389008582793652,0.72023054857256796,0,0,2.1856797837578985,"PASS",1,null,"CheNgsld607",null,45104.521296939733,0,0.41389008582793652,"FAIL",0,1,null,null,3.7332529387766078,null,858.61954839006535,"YES",1,null,6.8320000000000007,5.3630000000000004,5.5847964346769574,15.4,15.58,17.390432125820322,null,-46649.717635310175,null,-4127.4956097107133,null,0,null,0,null,858.61954839006535,null,0,0,null,"CheNgsld607"]
[12804,"CasNgsld609",0.91491227895021443,6103.9175288030956,0,3683.743896484375,0,0,47719.476120065381,16265.5703125,369111.79020430386,0,0,null,67668.790378482023,369111.79020430386,372795.53412348172,null,22501.318469564994,6796.6399638573685,0,0,73758.91506220914,0,null,29297.959314410316,73758.9140625,null,-38370.831014639436,-343497.5747863779,-295352.87614180386,null,0.45788759949229374,7.9374216949813114E-2,0,0,0.43296118006461398,7.858988811408181E-2,0,0,0.19982811717196663,"FAIL",0,null,"CasNgsld609",null,-295352.87614180386,295352.87614180386,8.070581461220469E-2,"FAIL",0,1,null,null,70.233640687724034,null,34073.040469308115,"YES",1,null,6.8320000000000007,5.3630000000000004,5.5847964346769574,15.4,15.58,17.390432125820322,null,-38516.592006253406,null,-5056.7246369057912,null,38775.968681880324,null,38775.968681880324,null,34073.040469308115,null,34073.040469308115,0.96914161273237198,null,"CasNgsld609"]
[12820,"CmiNgsld609",1.0094594538211823,9403.3323265907238,0,5674.95654296875,0,0,73513.786890199655,16265.5703125,568631.71448648488,0,0,null,95454.313870078564,568631.71448648488,574306.67112712481,null,32418.772912500572,7499.0057774795941,0,0,104836.39791779259,0,null,39917.778486811178,104836.3984375,null,-55536.535258857228,-534388.89254264242,-463795.31604898488,null,0.44462089872938915,7.0199704782312022E-2,0,0,0.41818726593299294,6.9506033101196504E-2,0,0,0.18436607696455123,"FAIL",0,null,"CmiNgsld609",null,-463795.31604898488,463795.31604898488,7.1377389201792207E-2,"FAIL",0,1,null,null,80.825544055645409,null,52691.851533798996,"YES",1,null,6.8320000000000007,5.3630000000000004,5.5847964346769574,15.4,15.58,17.390432125820322,null,-55735.131171726935,null,-7317.2935677042642,null,60890.25739259689,null,60890.25739259689,null,52691.851533798996,null,52691.851533798996,0.97285178565858366,null,"CmiNgsld609"]
[12841,"ChoTgsld701",1.0014851570129395,10334.355722817088,0,6236.83349609375,0,0,80792.382728659213,16265.5703125,38540.202491741678,0,0,null,103294.78655923982,38540.202491741678,44777.035983083581,null,35037.721280070196,7439.7668475651853,0,0,113605.79049424987,0,null,42477.490000922728,113605.7890625,null,-60817.296536330236,-2299.5459869127008,75065.586570758314,null,0.43765079182031963,1.1021605299044479,0,1,0.4112258849153374,0.94864452422582379,0,0,2.9477216443489946,"PASS",1,null,"ChoTgsld701",null,75065.586570758314,0,0.4112258849153374,"FAIL",0,1,null,null,5.1131135970293498,null,2091.7746706618354,"YES",1,null,6.8320000000000007,5.3630000000000004,5.5847964346769574,15.4,15.58,17.390432125820322,null,-61028.627332354714,null,-8012.2603614036334,null,0,null,0,null,2091.7746706618354,null,0,0,null,"ChoTgsld701"]
[12862,"CcoNgsld702",1.0014851570129395,10334.355722817088,0,19264.681640625,0,0,80792.382728659213,16265.5703125,6970.7210549564061,0,0,null,116322.6337576479,6970.7210549564061,26235.40174470636,null,35037.721280070196,7439.7668475651853,0,0,113605.79049424987,0,null,42477.490000922728,113605.7890625,null,-73845.144680861486,16242.087305341323,106635.0680075436,null,0.43765079182031963,6.0937010197416912,0,1,0.36516960019969852,1.6190904517000928,0,1,16.297566373240922,"PASS",1,null,"CcoNgsld702",null,106635.0680075436,0,0.36516960019969852,"FAIL",0,1,null,null,0.2509130015440611,null,-1399.0427282728274,"NO",0,null,6.8320000000000007,5.3630000000000004,5.5847964346769574,15.4,15.58,17.390432125820322,null,-74056.475476885971,null,-6552.4035920450979,null,0,null,0,null,-1399.0427282728274,null,-1399.0427282728274,-7.7662890992366416,null,"CcoNgsld702"]
[12905,"CofEgsld801",0.97167832255363473,7299.0901418893945,0,5132.615234375,0,0,57063.149375872177,16265.5703125,21975.522722548852,0,0,null,78461.334949389027,21975.522722548852,27108.13795682694,null,26034.905225839924,7218.3398026525911,0,0,85016.352719807677,0,null,33253.24553231457,85016.3515625,null,-45208.089390432608,6145.1075753907171,63040.828839951151,null,0.45348187822768676,1.5131947463617674,0,1,0.42381697386433237,1.2266886639412709,0,1,3.8686839278351099,"PASS",1,null,"CofEgsld801",null,63040.828839951151,0,0.42381697386433237,"FAIL",0,1,null,null,3.1965630429685055,null,571.89513276794514,"YES",1,null,6.8320000000000007,5.3630000000000004,5.5847964346769574,15.4,15.58,17.390432125820322,null,-45373.528422931689,null,-5249.342972550513,null,0,null,0,null,571.89513276794514,null,0,0,null,"CofEgsld801"]
[12926,"ChoNgsld802",0.96900000274181353,6958.4659216771352,0,6629.45556640625,0,0,54400.202298747747,16265.5703125,455778.60540783929,0,0,null,77295.228303956537,455778.60540783929,462408.06107380945,null,25077.079445775551,7198.4432771737775,0,0,81807.982747368631,0,null,32275.522448697753,81807.984375,null,-45019.705728956251,-430132.53852554777,-373970.62103283929,null,0.45673486974032618,7.0814035730828145E-2,0,0,0.41756164267367524,6.9798788500132533E-2,0,0,0.17949061979729539,"FAIL",0,null,"ChoNgsld802",null,-373970.62103283929,373970.62103283929,7.1522191420345688E-2,"FAIL",0,1,null,null,50.506061006515857,null,26315.453510974465,"YES",1,null,6.8320000000000007,5.3630000000000004,5.5847964346769574,15.4,15.58,17.390432125820322,null,-45180.280467506986,null,-3997.4820583690307,null,33088.348112647051,null,33088.348112647051,null,26315.453510974465,null,26315.453510974465,0.95691815267080749,null,"ChoNgsld802"]
[12942,"CwaNgsld802",0.97167832255363473,7299.0901418893945,0,6953.974609375,0,0,57063.149375872177,16265.5703125,478089.44283650391,0,0,null,80282.694094406354,478089.44283650391,485043.41721579939,null,26034.905225839924,7218.3398026525911,0,0,85016.352719807677,0,null,33253.24553231457,85016.3515625,null,-47029.448765432608,-451790.17191356432,-393073.09127400391,null,0.45348187822768676,6.9554444321177883E-2,0,0,0.4142019126685898,6.8557255569858269E-2,0,0,0.17782520161520013,"FAIL",0,null,"CwaNgsld802",null,-393073.09127400391,393073.09127400391,7.02500033714578E-2,"FAIL",0,1,null,null,51.328534245711282,null,27621.820605917273,"YES",1,null,6.8320000000000007,5.3630000000000004,5.5847964346769574,15.4,15.58,17.390432125820322,null,-47194.887797931689,null,-4175.7314312082126,null,34778.505439459179,null,34778.505439459179,null,27621.820605917273,null,27621.820605917273,0.95754901322732933,null,"CwaNgsld802"]
[12990,"CofNgsld804",0.97167832255363473,7299.0901418893945,0,5870.46337890625,0,0,57063.149375872177,16417.546875,22541.086779245165,0,0,null,79351.158567572769,22541.086779245165,28411.549995077752,null,26450.712718080013,7549.7622547812434,0,0,85168.328356436905,0,null,34000.47600106457,85168.328125,null,-45350.683628713858,5588.9258429131551,62627.241345754839,null,0.46271303533900582,1.5083778494819826,0,1,0.42848114834991113,1.1967131610842312,0,1,3.7783594446483932,"PASS",1,null,"CofNgsld804",null,62627.241345754839,0,0.42848114834991113,"FAIL",0,1,null,null,2.8593772115968115,null,383.65528711878665,"YES",1,null,6.8320000000000007,5.3630000000000004,5.5847964346769574,15.4,15.58,17.390432125820322,null,-45519.840225734071,null,-4692.0584995165909,null,0,null,0,null,383.65528711878665,null,0,0,null,"CofNgsld804"]
[13011,"CinEgsld805",0.97167832255363473,7299.0901418893945,0,4919.76123046875,0,0,57063.149375872177,16265.5703125,35268.933238842132,0,0,null,78248.481029206087,35268.933238842132,40188.694552937239,null,26034.905225839924,7218.3398026525911,0,0,85016.352719807677,0,null,33253.24553231457,85016.3515625,null,-44995.235386526358,-6935.4489369963121,49747.418323657868,null,0.45348187822768676,0.94284806708279856,0,0,0.4249698542621515,0.82742786177609229,0,0,2.4105166716205182,"PASS",1,null,"CinEgsld805",null,49747.418323657868,0,0.4249698542621515,"FAIL",0,1,null,null,4.48541587824141,null,1296.223936862355,"YES",1,null,6.8320000000000007,5.3630000000000004,5.5847964346769574,15.4,15.58,17.390432125820322,null,-45160.674419025439,null,-4655.0366873189669,null,0,null,0,null,1296.223936862355,null,0,0,null,"CinEgsld805"]
[13027,"CasEgsld806",0.96900000274181353,6958.4659216771352,0,5596.50830078125,0,0,54400.202298747747,16265.5703125,207922.81422057064,0,0,null,76262.280980603275,207922.81422057064,213519.32256318745,null,25077.079445775551,7198.4432771737775,0,0,81807.982747368631,0,null,32275.522448697753,81807.984375,null,-43986.758463331251,-181243.80007265415,-126114.82984557064,null,0.45673486974032618,0.1552283840024353,0,0,0.42321737643709617,0.15115972675245917,0,0,0.39345362211294277,"FAIL",0,null,"CasEgsld806",null,-126114.82984557064,126114.82984557064,0.15948207941043424,"FAIL",0,1,null,null,27.293070823754164,null,13676.135109728699,"YES",1,null,6.8320000000000007,5.3630000000000004,5.5847964346769574,15.4,15.58,17.390432125820322,null,-44147.333201881986,null,-4550.5842936543595,null,12999.565823551959,null,12999.565823551959,null,13676.135109728699,null,12999.565823551959,0.8747498537313394,null,"CasEgsld806"]
[13075,"CreEgsld807",0.97021276354789721,7402.6236570874125,0,8748.3681640625,0,0,57872.558264967542,16265.5703125,26044.379564489431,0,0,null,82886.496706632839,26044.379564489431,34792.747666915951,null,26315.92894757459,7207.4525546213208,0,0,85991.544152452698,0,null,33523.380972200808,85991.546875,null,-49363.115769329241,-1269.366756351119,59947.167310510573,null,0.45217463153486465,1.287163738694268,0,1,0.40444924432913099,0.96351634063930403,0,0,3.3017314412145322,"PASS",1,null,"CreEgsld807",null,59947.167310510573,0,0.40444924432913099,"FAIL",0,1,null,null,1.8714006533106513,null,-174.98068536732271,"NO",0,null,6.8320000000000007,5.3630000000000004,5.5847964346769574,15.4,15.58,17.390432125820322,null,-49529.898759240685,null,-4382.3296268666199,null,0,null,0,null,-174.98068536732271,null,-174.98068536732271,-0.1648159994949901,null,"CreEgsld807"]
[13096,"CinNgsld808",0.97167832255363473,7299.0901418893945,0,4078.1201171875,0,0,57063.149375872177,16265.5703125,83070.669327048876,0,0,null,77406.83994738305,83070.669327048876,87148.78955932091,null,26034.905225839924,7218.3398026525911,0,0,85016.352719807677,0,null,33253.24553231457,85016.3515625,null,-44153.594273245108,-53895.543911921806,1945.6822354511241,null,0.45348187822768676,0.40030068135597513,0,0,0.42959053251423635,0.38156864535212187,0,0,1.0234220122603199,"PASS",1,null,"CinNgsld808",null,1945.6822354511241,0,0.42959053251423635,"FAIL",0,1,null,null,12.745067589509691,null,5938.1066115375625,"YES",1,null,6.8320000000000007,5.3630000000000004,5.5847964346769574,15.4,15.58,17.390432125820322,null,-44319.033305744189,null,-5371.2576256912716,null,0,null,0,null,5938.1066115375625,null,0,0,null,"CinNgsld808"]
[13112,"CasNgsld809",0.96900000274181353,6958.4659216771352,0,4199.4677734375,0,0,54400.202298747747,16417.546875,46789.8041709475,0,0,null,75017.216291215489,46789.8041709475,50989.272187547234,null,25491.740812370441,7528.952201338474,0,0,81959.958383997844,0,null,33020.694323697753,81959.9609375,null,-41996.522623487501,-17968.577620687247,35170.1567665525,null,0.46627709449905214,0.70572414030749042,0,0,0.44017487808092742,0.64760082002571195,0,0,1.7516628331689019,"PASS",1,null,"CasNgsld809",null,35170.1567665525,0,0.44017487808092742,"FAIL",0,1,null,null,8.1634704862647514,null,3269.1068168567235,"YES",1,null,6.8320000000000007,5.3630000000000004,5.5847964346769574,15.4,15.58,17.390432125820322,null,-42160.804684799419,null,-5535.1620861675583,null,0,null,0,null,3269.1068168567235,null,0,0,null,"CasNgsld809"]
[13133,"CrtEgsld809",0.96900000274181353,6958.4659216771352,0,4199.4677734375,0,0,54400.202298747747,16417.546875,7680.4044667758399,0,0,null,75017.216291215489,7680.4044667758399,11879.872483375562,null,25491.740812370441,7528.952201338474,0,0,81959.958383997844,0,null,33020.694323697753,81959.9609375,null,-41996.522623487501,21140.822083484414,74279.556470724157,null,0.46627709449905214,4.2993431487286662,0,1,0.44017487808092742,2.7795496160238815,0,1,10.671307909895273,"PASS",1,null,"CrtEgsld809",null,74279.556470724157,0,0.44017487808092742,"FAIL",0,1,null,null,1.3400088462133048,null,-456.06991759868595,"NO",0,null,6.8320000000000007,5.3630000000000004,5.5847964346769574,15.4,15.58,17.390432125820322,null,-42160.804684799419,null,-5535.1620861675583,null,0,null,0,null,-456.06991759868595,null,-456.06991759868595,-0.6234212967327194,null,"CrtEgsld809"]
[13176,"CheNgsld811",0.96900000274181353,6958.4659216771352,0,4199.4677734375,0,0,54400.202298747747,16265.5703125,12474.225749790476,0,0,null,74865.240654586232,12474.225749790476,16673.693766390195,null,25077.079445775551,7198.4432771737775,0,0,81807.982747368631,0,null,32275.522448697753,81807.984375,null,-42589.717935987501,15601.828925469777,69333.758625209521,null,0.45673486974032618,2.5873768116822697,0,1,0.43111492440088617,1.935715227327107,0,1,6.5581612851903133,"PASS",1,null,"CheNgsld811",null,69333.758625209521,0,0.43111492440088617,"FAIL",0,1,null,null,2.1821608645543615,null,3.4120430107526829,"YES",1,null,6.8320000000000007,5.3630000000000004,5.5847964346769574,15.4,15.58,17.390432125820322,null,-42750.292674538236,null,-5612.554147240573,null,0,null,0,null,3.4120430107526829,null,0,0,null,"CheNgsld811"]
[13197,"CcoTgsld812",0.96900000274181353,6958.4659216771352,0,4061.6318359375,0,0,54400.202298747747,16265.5703125,25263.568557459927,0,0,null,74727.404535639769,25263.568557459927,29325.200455113132,null,25077.079445775551,7198.4432771737775,0,0,81807.982747368631,0,null,32275.522448697753,81807.984375,null,-42451.881998487501,2950.3220553003266,56544.415817540073,null,0.45673486974032618,1.2775519964762583,0,1,0.43191012303269516,1.100607055219462,0,1,3.2381800769330908,"PASS",1,null,"CcoTgsld812",null,56544.415817540073,0,0.43191012303269516,"FAIL",0,1,null,null,4.5694250033530386,null,1303.2614514923737,"YES",1,null,6.8320000000000007,5.3630000000000004,5.5847964346769574,15.4,15.58,17.390432125820322,null,-42612.456737038243,null,-5769.0614705293892,null,0,null,0,null,1303.2614514923737,null,0,0,null,"CcoTgsld812"]
[13218,"CrtNgsld812",0.96900000274181353,6958.4659216771352,0,4061.6318359375,0,0,54400.202298747747,16265.5703125,25263.568557459927,0,0,null,74727.404535639769,25263.568557459927,29325.200455113132,null,25077.079445775551,7198.4432771737775,0,0,81807.982747368631,0,null,32275.522448697753,81807.984375,null,-42451.881998487501,2950.3220553003266,56544.415817540073,null,0.45673486974032618,1.2775519964762583,0,1,0.43191012303269516,1.100607055219462,0,1,3.2381800769330908,"PASS",1,null,"CrtNgsld812",null,56544.415817540073,0,0.43191012303269516,"FAIL",0,1,null,null,4.5694250033530386,null,1303.2614514923737,"YES",1,null,6.8320000000000007,5.3630000000000004,5.5847964346769574,15.4,15.58,17.390432125820322,null,-42612.456737038243,null,-5769.0614705293892,null,0,null,0,null,1303.2614514923737,null,0,0,null,"CrtNgsld812"]
[13261,"ChoEgsld814",0.96900000274181353,6958.4659216771352,0,4199.4677734375,0,0,54400.202298747747,16417.546875,63260.828237748756,0,0,null,75017.216291215489,63260.828237748756,67460.296254348475,null,25491.740812370441,7528.952201338474,0,0,81959.958383997844,0,null,33020.694323697753,81959.9609375,null,-41996.522623487501,-34439.60168748851,18699.132699751244,null,0.46627709449905214,0.52197695230290664,0,0,0.44017487808092742,0.48948338913636347,0,0,1.2955878577731483,"PASS",1,null,"ChoEgsld814",null,18699.132699751244,0,0.44017487808092742,"FAIL",0,1,null,null,11.037188491152314,null,4837.9743532926823,"YES",1,null,6.8320000000000007,5.3630000000000004,5.5847964346769574,15.4,15.58,17.390432125820322,null,-42160.804684799419,null,-5535.1620861675583,null,0,null,0,null,4837.9743532926823,null,0,0,null,"ChoEgsld814"]
[13282,"CcoNgsld815",0.96900000274181353,6958.4659216771352,0,5596.50830078125,0,0,54400.202298747747,16417.546875,49703.736945881676,0,0,null,76414.256617232531,49703.736945881676,55300.245288498401,null,25491.740812370441,7528.952201338474,0,0,81959.958383997844,0,null,33020.694323697753,81959.9609375,null,-43393.563150831251,-22279.550922965173,32256.223991618324,null,0.46627709449905214,0.66435033566291568,0,0,0.43212739893081431,0.59711659824312213,0,0,1.6489697953041134,"PASS",1,null,"CcoNgsld815",null,32256.223991618324,0,0.43212739893081431,"FAIL",0,1,null,null,6.5071341273391061,null,2364.852349815294,"YES",1,null,6.8320000000000007,5.3630000000000004,5.5847964346769574,15.4,15.58,17.390432125820322,null,-43557.845212143169,null,-4489.8215115597659,null,0,null,0,null,2364.852349815294,null,0,0,null,"CcoNgsld815"]
[13298,"CofNgsld815",0.97167832255363473,7299.0901418893945,0,5870.46337890625,0,0,57063.149375872177,16417.546875,52136.786838960739,0,0,null,79351.158567572769,52136.786838960739,58007.250054793316,null,26450.712718080013,7549.7622547812434,0,0,85168.328356436905,0,null,34000.47600106457,85168.328125,null,-45350.683628713858,-24006.77421680242,33031.541286039261,null,0.46271303533900582,0.65213984333335862,0,0,0.42848114834991113,0.58614183353569793,0,0,1.6335553701854806,"PASS",1,null,"CofNgsld815",null,33031.541286039261,0,0.42848114834991113,"FAIL",0,1,null,null,6.61364494458316,null,2498.9528673349096,"YES",1,null,6.8320000000000007,5.3630000000000004,5.5847964346769574,15.4,15.58,17.390432125820322,null,-45519.840225734071,null,-4692.0584995165909,null,0,null,0,null,2498.9528673349096,null,0,0,null,"CofNgsld815"]
[13346,"ChoNgsld817",0.96900000274181353,6958.4659216771352,0,11928.1767578125,0,0,54400.202298747747,17072.314453125,150270.61909085978,0,0,null,83400.693824141272,150270.61909085978,162198.79551374595,null,25124.075299374348,7236.0958340097577,0,0,82614.727510637094,0,null,32360.170886197753,82614.7265625,null,-51040.522623487501,-129838.62496247453,-67655.892528359778,null,0.45276383646235374,0.21534596105331452,0,0,0.38800841485136806,0.19950931643406924,0,0,0.54977298331716962,"FAIL",0,null,"ChoNgsld817",null,-67655.892528359778,67655.892528359778,0.21422548817598419,"FAIL",0,1,null,null,9.1004247810827685,null,3836.0543761842159,"YES",1,null,6.8320000000000007,5.3630000000000004,5.5847964346769574,15.4,15.58,17.390432125820322,null,-51201.518498543213,null,-4530.2319826539679,null,5986.0898101234161,null,5986.0898101234161,null,3836.0543761842159,null,3836.0543761842159,0.76124548559252281,null,"ChoNgsld817"]
[13372,"CheNgsld818",0.96900000274181353,6958.4659216771352,0,9812.5810546875,0,0,54400.202298747747,17072.314453125,1086027.7898120512,0,0,null,81285.09819075049,1086027.7898120512,1095840.370601547,null,25124.075299374348,7236.0958340097577,0,0,82614.727510637094,0,null,32360.170886197753,82614.7265625,null,-48924.926920362501,-1063480.1999805409,-1003413.0632495512,null,0.45276383646235374,2.9796816609819927E-2,0,0,0.3981070547913651,2.9530004320431229E-2,0,0,7.607054565039939E-2,"FAIL",0,null,"CheNgsld818",null,-1003413.0632495512,1003413.0632495512,2.9833341705576798E-2,"FAIL",0,1,null,null,79.950159937010625,null,43067.705935981801,"YES",1,null,6.8320000000000007,5.3630000000000004,5.5847964346769574,15.4,15.58,17.390432125820322,null,-49085.922795418199,null,-4343.0473131810313,null,88780.451913261903,null,88780.451913261903,null,43067.705935981801,null,43067.705935981801,0.97282347525982416,null,"CheNgsld818"]
[13384,"CreNgsld818",0.97021276354789721,7402.6236570874125,0,10438.916015625,0,0,57872.558264967542,17072.314453125,1155348.785964638,0,0,null,85383.789260265781,1155348.785964638,1165787.7018574295,null,26362.983619263312,7245.1522358587999,0,0,86798.288915721248,0,null,33608.134878450808,86798.2890625,null,-51775.653855266741,-1132179.5671018122,-1068550.496902138,null,0.44843808067923263,2.9089167952334231E-2,0,0,0.39361259762392292,2.8828692240759117E-2,0,0,7.512734692496284E-2,"FAIL",0,null,"CreNgsld818",null,-1068550.496902138,1068550.496902138,2.9124825648049472E-2,"FAIL",0,1,null,null,81.686748719213526,null,45841.610191300948,"YES",1,null,6.8320000000000007,5.3630000000000004,5.5847964346769574,15.4,15.58,17.390432125820322,null,-51942.858506403318,null,-4595.8246117812532,null,94543.71233705862,null,94543.71233705862,null,45841.610191300948,null,45841.610191300948,0.97335221262658767,null,"CreNgsld818"]
[13405,"CloEgsld819",0.96900000274181353,6958.4659216771352,0,11928.1767578125,0,0,54400.202298747747,16265.5703125,77385.886479896682,0,0,null,82593.949060872663,77385.886479896682,89314.062902782825,null,25077.079445775551,7198.4432771737775,0,0,81807.982747368631,0,null,32275.522448697753,81807.984375,null,-50318.426920362501,-57038.540789011429,4422.0978951033176,null,0.45673486974032618,0.41707246523669783,0,0,0.39077344884525145,0.36137111311122999,0,0,1.0571434675785758,"PASS",1,null,"CloEgsld819",null,4422.0978951033176,0,0.39077344884525145,"FAIL",0,1,null,null,4.7660119408778714,null,1410.3017283950619,"YES",1,null,6.8320000000000007,5.3630000000000004,5.5847964346769574,15.4,15.58,17.390432125820322,null,-50479.001658913236,null,-4466.3047986390857,null,0,null,0,null,1410.3017283950619,null,0,0,null,"CloEgsld819"]
[13453,"CgrTgsld821",0.96900000274181353,6958.4659216771352,0,4893.09326171875,0,0,54400.202298747747,16265.5703125,19998.446052900657,0,0,null,75558.865895194729,19998.446052900657,24891.539310108848,null,25077.079445775551,7198.4432771737775,0,0,81807.982747368631,0,null,32275.522448697753,81807.984375,null,-43283.343424268751,7383.9831340783458,61809.538322099339,null,0.45673486974032618,1.6139015183140382,0,1,0.42715731735520013,1.2966463038202525,0,1,4.0907170566452207,"PASS",1,null,"CgrTgsld821",null,61809.538322099339,0,0.42715731735520013,"FAIL",0,1,null,null,3.0024805179088547,null,450.07062546458542,"YES",1,null,6.8320000000000007,5.3630000000000004,5.5847964346769574,15.4,15.58,17.390432125820322,null,-43443.918162819486,null,-5026.1029819492514,null,0,null,0,null,450.07062546458542,null,0,0,null,"CgrTgsld821"]
[13469,"CrtTgsld821",0.96900000274181353,6958.4659216771352,0,4893.09326171875,0,0,54400.202298747747,16265.5703125,19998.446052900657,0,0,null,75558.865895194729,19998.446052900657,24891.539310108848,null,25077.079445775551,7198.4432771737775,0,0,81807.982747368631,0,null,32275.522448697753,81807.984375,null,-43283.343424268751,7383.9831340783458,61809.538322099339,null,0.45673486974032618,1.6139015183140382,0,1,0.42715731735520013,1.2966463038202525,0,1,4.0907170566452207,"PASS",1,null,"CrtTgsld821",null,61809.538322099339,0,0.42715731735520013,"FAIL",0,1,null,null,3.0024805179088547,null,450.07062546458542,"YES",1,null,6.8320000000000007,5.3630000000000004,5.5847964346769574,15.4,15.58,17.390432125820322,null,-43443.918162819486,null,-5026.1029819492514,null,0,null,0,null,450.07062546458542,null,0,0,null,"CrtTgsld821"]
[13490,"CloNgsld822",0.96900000274181353,6958.4659216771352,0,4893.09326171875,0,0,54400.202298747747,16265.5703125,83022.460807061609,0,0,null,75558.865895194729,83022.460807061609,87915.554064269774,null,25077.079445775551,7198.4432771737775,0,0,81807.982747368631,0,null,32275.522448697753,81807.984375,null,-43283.343424268751,-55640.031620082606,-1214.4764320616086,null,0.45673486974032618,0.38875651401978811,0,0,0.42715731735520013,0.36711959323428861,0,0,0.98537171242269039,"FAIL",0,null,"CloNgsld822",null,-1214.4764320616086,1214.4764320616086,0.42040012170453511,"FAIL",0,1,null,null,12.464634151386798,null,5602.1501978691012,"YES",1,null,6.8320000000000007,5.3630000000000004,5.5847964346769574,15.4,15.58,17.390432125820322,null,-43443.918162819486,null,-5026.1029819492514,null,140.5049055155431,null,140.5049055155431,null,5602.1501978691012,null,140.5049055155431,2.0702337502514424E-2,null,"CloNgsld822"]
[13533,"CcoTgsld824",0.96900000274181353,6958.4659216771352,0,4893.09326171875,0,0,54400.202298747747,16417.546875,88543.861404136755,0,0,null,75710.841531823971,88543.861404136755,93436.954661344906,null,25491.740812370441,7528.952201338474,0,0,81959.958383997844,0,null,33020.694323697753,81959.9609375,null,-42690.148111768751,-60416.260342157751,-6583.9004666367546,null,0.46627709449905214,0.37293036242210947,0,0,0.43614221241618772,0.35340079780836914,0,0,0.9256424966990523,"FAIL",0,null,"CcoTgsld824",null,-6583.9004666367546,6583.9004666367546,0.40124913401793766,"FAIL",0,1,null,null,13.258452591104655,null,6050.6434914401616,"YES",1,null,6.8320000000000007,5.3630000000000004,5.5847964346769574,15.4,15.58,17.390432125820322,null,-42854.430173080669,null,-4957.9040839597692,null,761.70297633376367,null,761.70297633376367,null,6050.6434914401616,null,761.70297633376367,0.10523269312313108,null,"CcoTgsld824"]
[13554,"CrtNgsld824",0.96900000274181353,6958.4659216771352,0,4893.09326171875,0,0,54400.202298747747,16417.546875,88543.861404136755,0,0,null,75710.841531823971,88543.861404136755,93436.954661344906,null,25491.740812370441,7528.952201338474,0,0,81959.958383997844,0,null,33020.694323697753,81959.9609375,null,-42690.148111768751,-60416.260342157751,-6583.9004666367546,null,0.46627709449905214,0.37293036242210947,0,0,0.43614221241618772,0.35340079780836914,0,0,0.9256424966990523,"FAIL",0,null,"CrtNgsld824",null,-6583.9004666367546,6583.9004666367546,0.40124913401793766,"FAIL",0,1,null,null,13.258452591104655,null,6050.6434914401616,"YES",1,null,6.8320000000000007,5.3630000000000004,5.5847964346769574,15.4,15.58,17.390432125820322,null,-42854.430173080669,null,-4957.9040839597692,null,761.70297633376367,null,761.70297633376367,null,6050.6434914401616,null,761.70297633376367,0.10523269312313108,null,"CrtNgsld824"]
[13575,"CmiTgsld825",0.97167832255363473,7299.0901418893945,0,6342.185546875,0,0,57063.149375872177,16265.5703125,9.7873232581014644,0,0,null,79670.905229606578,9.7873232581014644,6351.972837753764,null,26034.905225839924,7218.3398026525911,0,0,85016.352719807677,0,null,33253.24553231457,85016.3515625,null,-46417.659702932608,26901.272662181469,85006.564239241896,null,0.45348187822768676,3397.5832467563764,0,1,0.41738254930236457,5.235105094461427,0,1,8686.3741311627418,"PASS",1,null,"CmiTgsld825",null,85006.564239241896,0,0.41738254930236457,"FAIL",0,1,null,null,1.1521467055498667E-3,null,-1223.9097021497023,"NO",0,null,6.8320000000000007,5.3630000000000004,5.5847964346769574,15.4,15.58,17.390432125820322,null,-46583.098735431689,null,-4477.2672128800086,null,0,null,0,null,-1223.9097021497023,null,-1223.9097021497023,-1890.2061440000002,null,"CmiTgsld825"]
[13591,"CdaEgsld826",0.97167832255363473,7299.0901418893945,0,3570.48681640625,0,0,57063.149375872177,16417.546875,165072.90109776377,0,0,null,77051.182208698199,165072.90109776377,168643.3879547219,null,26450.712718080013,7549.7622547812434,0,0,85168.328356436905,0,null,34000.47600106457,85168.328125,null,-43050.707066213858,-134642.91191310546,-79904.572972763766,null,0.46271303533900582,0.20597248715540489,0,0,0.4412713036654678,0.20161167551003481,0,0,0.51594372885322592,"FAIL",0,null,"CdaEgsld826",null,-79904.572972763766,79904.572972763766,0.21662458809341431,"FAIL",0,1,null,null,28.852868029233292,null,15029.379070962832,"YES",1,null,6.8320000000000007,5.3630000000000004,5.5847964346769574,15.4,15.58,17.390432125820322,null,-43219.863663234079,null,-5851.2948868393969,null,10817.831886599533,null,10817.831886599533,null,15029.379070962832,null,10817.831886599533,0.66543403031966941,null,"CdaEgsld826"]
[13639,"CscEgsld827",0.97167832255363473,7299.0901418893945,0,3570.48681640625,0,0,57063.149375872177,16417.546875,164829.6097437382,0,0,null,77051.182208698199,164829.6097437382,168400.09660069612,null,26450.712718080013,7549.7622547812434,0,0,85168.328356436905,0,null,34000.47600106457,85168.328125,null,-43050.707066213858,-134399.62055907986,-79661.281618738198,null,0.46271303533900582,0.20627650610788534,0,0,0.4412713036654678,0.20190294836868594,0,0,0.51670527071811811,"FAIL",0,null,"CscEgsld827",null,-79661.281618738198,79661.281618738198,0.21696089120407036,"FAIL",0,1,null,null,28.810343536927864,null,15005.419150661133,"YES",1,null,6.8320000000000007,5.3630000000000004,5.5847964346769574,15.4,15.58,17.390432125820322,null,-43219.863663234079,null,-5851.2948868393969,null,10784.894034992356,null,10784.894034992356,null,15005.419150661133,null,10784.894034992356,0.66438713409025452,null,"CscEgsld827"]
[13655,"CinEgsld828",1.0321723639965057,11382.752269010738,0,5757.0458984375,0,0,88988.583564330809,16265.5703125,9157.8180178672483,0,0,null,111011.19996822129,9157.8180178672483,14914.864082518921,null,38204.001055941291,7667.7339457912421,0,0,123480.73126011933,0,null,45871.733994204697,123480.734375,null,-65139.465781063613,30956.870077899948,114322.91635713275,null,0.4358187520834963,5.0090244100403849,0,1,0.41321717166436983,3.0755717418285173,0,1,13.483641423544826,"PASS",1,null,"CinEgsld828",null,114322.91635713275,0,0.41321717166436983,"FAIL",0,1,null,null,1.1301677941321338,null,-829.39266971360939,"NO",0,null,6.8320000000000007,5.3630000000000004,5.5847964346769574,15.4,15.58,17.390432125820322,null,-65367.683363124328,null,-8581.9216525205902,null,0,null,0,null,-829.39266971360939,null,-829.39266971360939,-0.95082908395982635,null,"CinEgsld828"]
[13676,"CdaNgsld829",0.97167832255363473,7299.0901418893945,0,5453.2705078125,0,0,57063.149375872177,16265.5703125,8219.8937315111652,0,0,null,78781.990316511787,8219.8937315111652,13673.164332912027,null,26034.905225839924,7218.3398026525911,0,0,85016.352719807677,0,null,33253.24553231457,85016.3515625,null,-45528.744663870108,19580.081292990904,76796.457830988831,null,0.45348187822768676,4.0454592989246851,0,1,0.42209197114094976,2.4320080524359606,0,1,10.342755556143958,"PASS",1,null,"CdaNgsld829",null,76796.457830988831,0,0.42209197114094976,"FAIL",0,1,null,null,1.1253611487947877,null,-592.10990332856568,"NO",0,null,6.8320000000000007,5.3630000000000004,5.5847964346769574,15.4,15.58,17.390432125820322,null,-45694.183696369182,null,-5013.9204049917935,null,0,null,0,null,-592.10990332856568,null,-592.10990332856568,-0.93622014644705176,null,"CdaNgsld829"]
[13724,"CscNgsld901",1.0784503221511841,8394.7524427557109,0,2927.048095703125,0,0,65628.866516565366,17072.314453125,20482.601736367087,0,0,null,85628.229823874164,20482.601736367087,23409.649941168551,null,29888.180979112592,8053.4260693742735,0,0,96143.238616441493,0,null,37941.606335328994,96143.2421875,null,-47686.622730064497,14531.956503258782,75660.640451132916,null,0.45877949855679123,1.8523821740850064,0,1,0.44309694068708744,1.6207677862549925,0,1,4.6938979444587163,"PASS",1,null,"CscNgsld901",null,75660.640451132916,0,0.44309694068708744,"FAIL",0,1,null,null,4.5097033182541475,null,1459.0289467394825,"YES",1,null,6.8320000000000007,5.3630000000000004,5.5847964346769574,15.4,15.58,17.390432125820322,null,-47875.386940688019,null,-8240.7031783581733,null,0,null,0,null,1459.0289467394825,null,0,0,null,"CscNgsld901"]
[13740,"CinNgsld902",1.0321723639965057,11382.752269010738,0,9154.84375,0,0,88988.583564330809,22997.21484375,289280.97484667634,0,0,null,121140.6424661948,289280.97484667634,298435.81844443124,null,38227.334887515048,7686.4353945060702,0,0,130212.37622498948,0,null,45913.769150454697,130212.375,null,-75226.873007626113,-252522.04944622164,-159068.59984667634,null,0.40999635492299702,0.15871686402740362,0,0,0.37901209975872635,0.15384805137115681,0,0,0.45012422634780835,"FAIL",0,null,"CinNgsld902",null,-159068.59984667634,159068.59984667634,0.16385529906852683,"FAIL",0,1,null,null,24.348259654291699,null,18820.331405929031,"YES",1,null,6.8320000000000007,5.3630000000000004,5.5847964346769574,15.4,15.58,17.390432125820322,null,-75455.299719817427,null,-7777.7223871666565,null,16396.348761673737,null,16396.348761673737,null,18820.331405929031,null,16396.348761673737,0.79302052152876223,null,"CinNgsld902"]
[13761,"CgrEgsld903",1.0784502863883971,8394.7514234491555,0,6751.67431640625,0,0,65628.858547785523,16265.5703125,38733.453367941082,0,0,null,88646.103058186185,38733.453367941082,45485.127539102992,null,29835.873756427682,8011.5203218293054,0,0,95336.484252233422,0,null,37847.39599125347,95336.484375,null,-50798.707185438303,-7637.7316930938614,56603.031007058918,null,0.46214860422095771,0.97712423500505685,0,0,0.42694934841991905,0.83208287891160049,0,0,2.4613473905713796,"PASS",1,null,"CgrEgsld903",null,56603.031007058918,0,0.42694934841991905,"FAIL",0,1,null,null,4.4775042715440092,null,1415.8314817588364,"YES",1,null,6.8320000000000007,5.3630000000000004,5.5847964346769574,15.4,15.58,17.390432125820322,null,-50987.002687882348,null,-5255.5983970986281,null,0,null,0,null,1415.8314817588364,null,0,0,null,"CgrEgsld903"]
[13782,"CwaNgsld903",1.0784502863883971,8394.7514234491555,0,6751.67431640625,0,0,65628.858547785523,16265.5703125,38733.453367941082,0,0,null,88646.103058186185,38733.453367941082,45485.127539102992,null,29835.873756427682,8011.5203218293054,0,0,95336.484252233422,0,null,37847.39599125347,95336.484375,null,-50798.707185438303,-7637.7316930938614,56603.031007058918,null,0.46214860422095771,0.97712423500505685,0,0,0.42694934841991905,0.83208287891160049,0,0,2.4613473905713796,"PASS",1,null,"CwaNgsld903",null,56603.031007058918,0,0.42694934841991905,"FAIL",0,1,null,null,4.4775042715440092,null,1415.8314817588364,"YES",1,null,6.8320000000000007,5.3630000000000004,5.5847964346769574,15.4,15.58,17.390432125820322,null,-50987.002687882348,null,-5255.5983970986281,null,0,null,0,null,1415.8314817588364,null,0,0,null,"CwaNgsld903"]
[13825,"CloEgsld905",1.4514417409896851,26526.162687717439,0,86111.4609375,0,0,207377.40655249532,16265.5703125,83581.255773592638,0,0,null,309754.43480222736,83581.255773592638,169692.71368408573,null,83807.541754263846,10782.374626494673,0,0,266117.86739043787,0,null,94589.917350882897,266117.875,null,-215164.52045161242,-75102.799360209727,182536.61922640738,null,0.42295053784757658,1.1317120863451831,0,1,0.30537066077870056,0.55741884026717137,0,0,3.1839420518024748,"PASS",1,null,"CloEgsld905",null,182536.61922640738,0,0.30537066077870056,"FAIL",0,1,null,null,0.95491462107094904,null,-1990.9488891064425,"NO",0,null,6.8320000000000007,5.3630000000000004,5.5847964346769574,15.4,15.58,17.390432125820322,null,-215635.11705534815,null,-19079.065084666669,null,0,null,0,null,-1990.9488891064425,null,-1990.9488891064425,-1.3452136677354067,null,"CloEgsld905"]
[13846,"CgrNgsld906",1.0784504294395447,8394.7544813688255,0,5066.27490234375,0,0,65628.882454125021,16265.5703125,6180988.9687329289,0,0,null,86960.72782826623,6180988.9687329289,6186055.2437678287,null,29835.883257083504,8011.5213845182307,0,0,95336.513055052012,0,null,37847.405953180045,95336.515625,null,-49113.321715788727,-6148207.8376820926,-6085652.4531079289,null,0.46214859095565314,6.1231958420625643E-3,0,0,0.43522411745739775,6.118181047949838E-3,0,0,1.5424152365789369E-2,"FAIL",0,null,"CgrNgsld906",null,-6085652.4531079289,6085652.4531079289,6.1315045742776466E-3,"FAIL",0,1,null,null,952.20512691590466,null,587387.61470197409,"YES",1,null,6.8320000000000007,5.3630000000000004,5.5847964346769574,15.4,15.58,17.390432125820322,null,-49301.617267794594,null,-6472.6573585970627,null,798966.55151319632,null,798966.55151319632,null,587387.61470197409,null,587387.61470197409,0.99770260235853125,null,"CgrNgsld906"]
[13862,"CrtNgsld906",1.0784503400325776,8394.7524427557109,0,5066.27392578125,0,0,65628.866516565366,16265.5703125,1031032.4721163389,0,0,null,86960.710609130678,1031032.4721163389,1036098.7458696659,null,29835.876955944619,8011.5207203376513,0,0,95336.493853172971,0,null,37847.399315804003,95336.4921875,null,-49113.311439042613,-998251.34672631614,-935695.9799288389,null,0.46214859984691276,3.6708251523947542E-2,0,0,0.43522412578366187,3.6528756993848735E-2,0,0,9.2467012209429697E-2,"FAIL",0,null,"CrtNgsld906",null,-935695.9799288389,935695.9799288389,3.7008900113391481E-2,"FAIL",0,1,null,null,158.83454190011454,null,96853.435169558405,"YES",1,null,6.8320000000000007,5.3630000000000004,5.5847964346769574,15.4,15.58,17.390432125820322,null,-49301.606958026707,null,-6472.6560050594162,null,122844.64091713174,null,122844.64091713174,null,96853.435169558405,null,96853.435169558405,0.98622721624701215,null,"CrtNgsld906"]
[13910,"CloNgsld908",1.0252336502075194,9754.858540076757,0,5887.10498046875,0,0,76261.964051976116,16417.546875,105476.91858820019,0,0,null,98566.614903672176,105476.91858820019,111364.02346402821,null,33949.175925442833,7965.8773227814609,0,0,108299.43037583923,0,null,41915.05338613013,108299.4296875,null,-56651.562521314736,-69448.970182538818,2822.5110992998088,null,0.45225803380809559,0.39738602480201018,0,0,0.42524594154159484,0.37637876257483277,0,0,1.0267595141864105,"PASS",1,null,"CloNgsld908",null,2822.5110992998088,0,0.42524594154159484,"FAIL",0,1,null,null,14.568488530429375,null,8532.3443269670843,"YES",1,null,6.8320000000000007,5.3630000000000004,5.5847964346769574,15.4,15.58,17.390432125820322,null,-56860.095125225831,null,-7464.9866174518957,null,0,null,0,null,8532.3443269670843,null,0,0,null,"CloNgsld908"]
[13931,"CheTgsld909",1.0321723639965057,11382.752269010738,0,5766.09716796875,0,0,88988.583564330809,16265.5703125,4761.5302690299695,0,0,null,111020.25105828904,4761.5302690299695,10527.627423749422,null,38204.001055941291,7667.7339457912421,0,0,123480.73126011933,0,null,45871.733994204697,123480.734375,null,-65148.517050594863,35344.106557205974,118719.20410597003,null,0.4358187520834963,9.6338217762815557,0,1,0.41318348285570222,4.3572717849979403,0,1,25.93299368023461,"PASS",1,null,"CheTgsld909",null,118719.20410597003,0,0.41318348285570222,"FAIL",0,1,null,null,0.70007339126931356,null,-1161.3471820665984,"NO",0,null,6.8320000000000007,5.3630000000000004,5.5847964346769574,15.4,15.58,17.390432125820322,null,-65376.734632655578,null,-9832.7384492251349,null,0,null,0,null,-1161.3471820665984,null,-1161.3471820665984,-2.1493329543370088,null,"CheTgsld909"]
[13947,"CscTgsld909",1.0784503221511841,8394.7524427557109,0,4252.48291015625,0,0,65628.866516565366,16265.5703125,70817.60044829041,0,0,null,86146.91957014447,70817.60044829041,75070.083162630719,null,29835.876858049625,8011.5205875015426,0,0,95336.493853172971,0,null,37847.399304078994,95336.4921875,null,-48299.520435142622,-37222.684054367666,24518.89173920959,null,0.4621485997037405,0.53443492951606575,0,0,0.43933549125898169,0.50416088021861127,0,0,1.3462259605521765,"PASS",1,null,"CscTgsld909",null,24518.89173920959,0,0.43933549125898169,"FAIL",0,1,null,null,12.99750296984295,null,6683.6720534590231,"YES",1,null,6.8320000000000007,5.3630000000000004,5.5847964346769574,15.4,15.58,17.390432125820322,null,-48487.815954068385,null,-7292.6250435942575,null,0,null,0,null,6683.6720534590231,null,0,0,null,"CscTgsld909"]
[13969,"CofTgsld910",1.0094594538211823,9403.3323265907238,0,5674.95654296875,0,0,73513.786890199655,16417.546875,105649.00860445666,0,0,null,95606.289506707777,105649.00860445666,111323.96524509668,null,32850.747974893988,7843.3147115624552,0,0,104988.37355442184,0,null,40694.063643061178,104988.375,null,-54912.226665107228,-70629.901504364228,-660.63360445665603,null,0.45250150241637344,0.38518168964005361,0,0,0.42564211530320573,0.36554630073740518,0,0,0.99374690199952531,"FAIL",0,null,"CofTgsld910",null,-660.63360445665603,660.63360445665603,0.42272113815536905,"FAIL",0,1,null,null,14.98472300461728,null,8589.8070663951312,"YES",1,null,6.8320000000000007,5.3630000000000004,5.5847964346769574,15.4,15.58,17.390432125820322,null,-55114.684693182164,null,-7235.8370620656187,null,86.73254952259208,null,86.73254952259208,null,8589.8070663951312,null,86.73254952259208,8.6188824170916594E-3,null,"CofTgsld910"]
[13997,"CofTgsld911",1.0784503221511841,8394.7524427557109,0,5066.27392578125,0,0,65628.866516565366,16417.546875,17522.569935423147,0,0,null,87112.686245759847,17522.569935423147,22588.843688749643,null,30297.374983047124,8379.3610980595458,0,0,95488.469489802214,0,null,38676.735241578994,95488.46875,null,-48435.952075767622,16087.891380374596,77965.898814576853,null,0.47140068216016723,2.2072524398028603,0,1,0.44398510059369223,1.712205169915979,0,1,5.4494557078047743,"PASS",1,null,"CofTgsld911",null,77965.898814576853,0,0.44398510059369223,"FAIL",0,1,null,null,2.6931336823415806,null,313.58785551631638,"YES",1,null,6.8320000000000007,5.3630000000000004,5.5847964346769574,15.4,15.58,17.390432125820322,null,-48628.373644133688,null,-6384.269278523594,null,0,null,0,null,313.58785551631638,null,0,0,null,"CofTgsld911"]
[13998,"CofNgsld911",1.0784503221511841,8394.7524427557109,0,5066.27392578125,0,0,65628.866516565366,16417.546875,17522.569935423147,0,0,null,87112.686245759847,17522.569935423147,22588.843688749643,null,30297.374983047124,8379.3610980595458,0,0,95488.469489802214,0,null,38676.735241578994,95488.46875,null,-48435.952075767622,16087.891380374596,77965.898814576853,null,0.47140068216016723,2.2072524398028603,0,1,0.44398510059369223,1.712205169915979,0,1,5.4494557078047743,"PASS",1,null,"CofNgsld911",null,77965.898814576853,0,0.44398510059369223,"FAIL",0,1,null,null,2.6931336823415806,null,313.58785551631638,"YES",1,null,6.8320000000000007,5.3630000000000004,5.5847964346769574,15.4,15.58,17.390432125820322,null,-48628.373644133688,null,-6384.269278523594,null,0,null,0,null,313.58785551631638,null,0,0,null,"CofNgsld911"]
[13999,"CreTgsld911",1.0784503221511841,8394.7524427557109,0,5066.27392578125,0,0,65628.866516565366,16417.546875,34071.662481746847,0,0,null,87112.686245759847,34071.662481746847,39137.936235073343,null,30297.374983047124,8379.3610980595458,0,0,95488.469489802214,0,null,38676.735241578994,95488.46875,null,-48435.952075767622,-461.2011659491036,61416.806268253153,null,0.47140068216016723,1.1351584403108952,0,1,0.44398510059369223,0.98821600706928447,0,0,2.8025773265732448,"PASS",1,null,"CreTgsld911",null,61416.806268253153,0,0.44398510059369223,"FAIL",0,1,null,null,5.2366488274658245,null,1889.8916722246991,"YES",1,null,6.8320000000000007,5.3630000000000004,5.5847964346769574,15.4,15.58,17.390432125820322,null,-48628.373644133688,null,-6384.269278523594,null,0,null,0,null,1889.8916722246991,null,0,0,null,"CreTgsld911"]
[14000,"CreNgsld911",1.0784503221511841,8394.7524427557109,0,5066.27392578125,0,0,65628.866516565366,16417.546875,34071.662481746847,0,0,null,87112.686245759847,34071.662481746847,39137.936235073343,null,30297.374983047124,8379.3610980595458,0,0,95488.469489802214,0,null,38676.735241578994,95488.46875,null,-48435.952075767622,-461.2011659491036,61416.806268253153,null,0.47140068216016723,1.1351584403108952,0,1,0.44398510059369223,0.98821600706928447,0,0,2.8025773265732448,"PASS",1,null,"CreNgsld911",null,61416.806268253153,0,0.44398510059369223,"FAIL",0,1,null,null,5.2366488274658245,null,1889.8916722246991,"YES",1,null,6.8320000000000007,5.3630000000000004,5.5847964346769574,15.4,15.58,17.390432125820322,null,-48628.373644133688,null,-6384.269278523594,null,0,null,0,null,1889.8916722246991,null,0,0,null,"CreNgsld911"]
[14001,"CrtTgsld911",1.0784503221511841,8394.7524427557109,0,5066.27392578125,0,0,65628.866516565366,16417.546875,34071.662481746847,0,0,null,87112.686245759847,34071.662481746847,39137.936235073343,null,30297.374983047124,8379.3610980595458,0,0,95488.469489802214,0,null,38676.735241578994,95488.46875,null,-48435.952075767622,-461.2011659491036,61416.806268253153,null,0.47140068216016723,1.1351584403108952,0,1,0.44398510059369223,0.98821600706928447,0,0,2.8025773265732448,"PASS",1,null,"CrtTgsld911",null,61416.806268253153,0,0.44398510059369223,"FAIL",0,1,null,null,5.2366488268461184,null,1889.8916713431922,"YES",1,null,6.8320000000000007,5.3630000000000004,5.5847964346769574,15.4,15.58,17.390432125820322,null,-48628.373644133688,null,-6384.269278523594,null,0,null,0,null,1889.8916713431922,null,0,0,null,"CrtTgsld911"]
[14002,"CrtNgsld911",1.0784503221511841,8394.7524427557109,0,5066.27392578125,0,0,65628.866516565366,16417.546875,34071.662481746847,0,0,null,87112.686245759847,34071.662481746847,39137.936235073343,null,30297.374983047124,8379.3610980595458,0,0,95488.469489802214,0,null,38676.735241578994,95488.46875,null,-48435.952075767622,-461.2011659491036,61416.806268253153,null,0.47140068216016723,1.1351584403108952,0,1,0.44398510059369223,0.98821600706928447,0,0,2.8025773265732448,"PASS",1,null,"CrtNgsld911",null,61416.806268253153,0,0.44398510059369223,"FAIL",0,1,null,null,5.2366488268461184,null,1889.8916713431922,"YES",1,null,6.8320000000000007,5.3630000000000004,5.5847964346769574,15.4,15.58,17.390432125820322,null,-48628.373644133688,null,-6384.269278523594,null,0,null,0,null,1889.8916713431922,null,0,0,null,"CrtNgsld911"]
[14003,"CscTgsld911",1.0784503221511841,8394.7524427557109,0,5066.27392578125,0,0,65628.866516565366,16417.546875,6594.5155670947261,0,0,null,87112.686245759847,6594.5155670947261,11660.789320421243,null,30297.374983047124,8379.3610980595458,0,0,95488.469489802214,0,null,38676.735241578994,95488.46875,null,-48435.952075767622,27015.945748703016,88893.953182905272,null,0.47140068216016723,5.8649850543333208,0,1,0.44398510059369223,3.3168196085872315,0,1,14.479982309309843,"PASS",1,null,"CscTgsld911",null,88893.953182905272,0,0.44398510059369223,"FAIL",0,1,null,null,1.0135449341508984,null,-727.31105878023891,"NO",0,null,6.8320000000000007,5.3630000000000004,5.5847964346769574,15.4,15.58,17.390432125820322,null,-48628.373644133688,null,-6384.269278523594,null,0,null,0,null,-727.31105878023891,null,-727.31105878023891,-1.157901415391408,null,"CscTgsld911"]
[14004,"CscNgsld911",1.0784503221511841,8394.7524427557109,0,5066.27392578125,0,0,65628.866516565366,16417.546875,6594.5155670947261,0,0,null,87112.686245759847,6594.5155670947261,11660.789320421243,null,30297.374983047124,8379.3610980595458,0,0,95488.469489802214,0,null,38676.735241578994,95488.46875,null,-48435.952075767622,27015.945748703016,88893.953182905272,null,0.47140068216016723,5.8649850543333208,0,1,0.44398510059369223,3.3168196085872315,0,1,14.479982309309843,"PASS",1,null,"CscNgsld911",null,88893.953182905272,0,0.44398510059369223,"FAIL",0,1,null,null,1.0135449341508984,null,-727.31105878023891,"NO",0,null,6.8320000000000007,5.3630000000000004,5.5847964346769574,15.4,15.58,17.390432125820322,null,-48628.373644133688,null,-6384.269278523594,null,0,null,0,null,-727.31105878023891,null,-727.31105878023891,-1.157901415391408,null,"CscNgsld911"]
[14005,"CwaTgsld911",1.0784503221511841,8394.7524427557109,0,5066.27392578125,0,0,65628.866516565366,16417.546875,29204.283225705221,0,0,null,87112.686245759847,29204.283225705221,34270.556979031739,null,30297.374983047124,8379.3610980595458,0,0,95488.469489802214,0,null,38676.735241578994,95488.46875,null,-48435.952075767622,4406.1780900925223,66284.185524294779,null,0.47140068216016723,1.3243514638817173,0,1,0.44398510059369223,1.1285703664114899,0,1,3.2696734246828671,"PASS",1,null,"CwaTgsld911",null,66284.185524294779,0,0.44398510059369223,"FAIL",0,1,null,null,4.4885561366896223,null,1426.2729011901711,"YES",1,null,6.8320000000000007,5.3630000000000004,5.5847964346769574,15.4,15.58,17.390432125820322,null,-48628.373644133688,null,-6384.269278523594,null,0,null,0,null,1426.2729011901711,null,0,0,null,"CwaTgsld911"]
[14006,"CwaNgsld911",1.0784503221511841,8394.7524427557109,0,5066.27392578125,0,0,65628.866516565366,16417.546875,29204.283225705221,0,0,null,87112.686245759847,29204.283225705221,34270.556979031739,null,30297.374983047124,8379.3610980595458,0,0,95488.469489802214,0,null,38676.735241578994,95488.46875,null,-48435.952075767622,4406.1780900925223,66284.185524294779,null,0.47140068216016723,1.3243514638817173,0,1,0.44398510059369223,1.1285703664114899,0,1,3.2696734246828671,"PASS",1,null,"CwaNgsld911",null,66284.185524294779,0,0.44398510059369223,"FAIL",0,1,null,null,4.4885561366896223,null,1426.2729011901711,"YES",1,null,6.8320000000000007,5.3630000000000004,5.5847964346769574,15.4,15.58,17.390432125820322,null,-48628.373644133688,null,-6384.269278523594,null,0,null,0,null,1426.2729011901711,null,0,0,null,"CwaNgsld911"]
[14007,"CasTgsld912",1.0784503221511841,8394.7524427557109,0,11837.98046875,0,0,65628.866516565366,17072.314453125,1416975.2838747951,0,0,null,94539.162122724389,1416975.2838747951,1428813.2643784464,null,29888.180979112592,8053.4260693742735,0,0,96143.238616441493,0,null,37941.606335328994,96143.2421875,null,-56597.555103111372,-1390871.6580082162,-1320832.0416872951,null,0.45877949855679123,2.6776477167319131E-2,0,0,0.40133216497837093,2.6554629133262498E-2,0,0,6.7851036839958939E-2,"FAIL",0,null,"CasTgsld912",null,-1320832.0416872951,1320832.0416872951,2.6806823716307038E-2,"FAIL",0,1,null,null,92.046170492950182,null,56390.638388710257,"YES",1,null,6.8320000000000007,5.3630000000000004,5.5847964346769574,15.4,15.58,17.390432125820322,null,-56786.319313734901,null,-5024.3666101348535,null,116865.19725261998,null,116865.19725261998,null,56390.638388710257,null,56390.638388710257,0.9762655807284627,null,"CasTgsld912"]
[14008,"CasNgsld912",1.0784503221511841,8394.7524427557109,0,11837.98046875,0,0,65628.866516565366,17072.314453125,1416975.2838747951,0,0,null,94539.162122724389,1416975.2838747951,1428813.2643784464,null,29888.180979112592,8053.4260693742735,0,0,96143.238616441493,0,null,37941.606335328994,96143.2421875,null,-56597.555103111372,-1390871.6580082162,-1320832.0416872951,null,0.45877949855679123,2.6776477167319131E-2,0,0,0.40133216497837093,2.6554629133262498E-2,0,0,6.7851036839958939E-2,"FAIL",0,null,"CasNgsld912",null,-1320832.0416872951,1320832.0416872951,2.6806823716307038E-2,"FAIL",0,1,null,null,92.046170492950182,null,56390.638388710257,"YES",1,null,6.8320000000000007,5.3630000000000004,5.5847964346769574,15.4,15.58,17.390432125820322,null,-56786.319313734901,null,-5024.3666101348535,null,116865.19725261998,null,116865.19725261998,null,56390.638388710257,null,56390.638388710257,0.9762655807284627,null,"CasNgsld912"]
[14009,"CcoTgsld912",1.0321723639965057,11382.752269010738,0,16051.5517578125,0,0,88988.583564330809,17072.314453125,7319460.0579145839,0,0,null,122112.45026269677,7319460.0579145839,7335511.6095104413,null,38254.060726911208,7707.841199134833,0,0,124287.47602338789,0,null,45961.901962954697,124287.4765625,null,-76150.547812313613,-7289549.7077094419,-7195172.5813520839,null,0.43335388274187681,6.2794115411909058E-3,0,0,0.37638997536730656,6.265670945479882E-3,0,0,1.6980415984114438E-2,"FAIL",0,null,"CcoTgsld912",null,-7195172.5813520839,7195172.5813520839,6.281278065216148E-3,"FAIL",0,1,null,null,382.00956860898185,null,296650.39445115742,"YES",1,null,6.8320000000000007,5.3630000000000004,5.5847964346769574,15.4,15.58,17.390432125820322,null,-76379.213991233788,null,-6757.9159403817994,null,636617.85635680973,null,636617.85635680973,null,296650.39445115742,null,296650.39445115742,0.99423520736534843,null,"CcoTgsld912"]
[14010,"CcoNgsld912",1.0321723639965057,11382.752269010738,0,16051.5517578125,0,0,88988.583564330809,17072.314453125,7319460.0579145839,0,0,null,122112.45026269677,7319460.0579145839,7335511.6095104413,null,38254.060726911208,7707.841199134833,0,0,124287.47602338789,0,null,45961.901962954697,124287.4765625,null,-76150.547812313613,-7289549.7077094419,-7195172.5813520839,null,0.43335388274187681,6.2794115411909058E-3,0,0,0.37638997536730656,6.265670945479882E-3,0,0,1.6980415984114438E-2,"FAIL",0,null,"CcoNgsld912",null,-7195172.5813520839,7195172.5813520839,6.281278065216148E-3,"FAIL",0,1,null,null,382.00956860898185,null,296650.39445115742,"YES",1,null,6.8320000000000007,5.3630000000000004,5.5847964346769574,15.4,15.58,17.390432125820322,null,-76379.213991233788,null,-6757.9159403817994,null,636617.85635680973,null,636617.85635680973,null,296650.39445115742,null,296650.39445115742,0.99423520736534843,null,"CcoNgsld912"]
[14011,"CdaTgsld912",1.0321723639965057,11382.752269010738,0,16051.5517578125,0,0,88988.583564330809,17072.314453125,2164918.2686635242,0,0,null,122112.45026269677,2164918.2686635242,2180969.8202593848,null,38254.060726911208,7707.841199134833,0,0,124287.47602338789,0,null,45961.901962954697,124287.4765625,null,-76150.547812313613,-2135007.9184583821,-2040630.7921010242,null,0.43335388274187681,2.1230317388068652E-2,0,0,0.37638997536730656,2.1074066010723348E-2,0,0,5.7409777709172723E-2,"FAIL",0,null,"CdaTgsld912",null,-2040630.7921010242,2040630.7921010242,2.1251668285450449E-2,"FAIL",0,1,null,null,112.98913644431677,null,86530.672508894713,"YES",1,null,6.8320000000000007,5.3630000000000004,5.5847964346769574,15.4,15.58,17.390432125820322,null,-76379.213991233788,null,-6757.9159403817994,null,180551.8888942246,null,180551.8888942246,null,86530.672508894713,null,86530.672508894713,0.98050957803086392,null,"CdaTgsld912"]
[14012,"CdaNgsld912",1.0321723639965057,11382.752269010738,0,16051.5517578125,0,0,88988.583564330809,17072.314453125,2164918.2686635242,0,0,null,122112.45026269677,2164918.2686635242,2180969.8202593848,null,38254.060726911208,7707.841199134833,0,0,124287.47602338789,0,null,45961.901962954697,124287.4765625,null,-76150.547812313613,-2135007.9184583821,-2040630.7921010242,null,0.43335388274187681,2.1230317388068652E-2,0,0,0.37638997536730656,2.1074066010723348E-2,0,0,5.7409777709172723E-2,"FAIL",0,null,"CdaNgsld912",null,-2040630.7921010242,2040630.7921010242,2.1251668285450449E-2,"FAIL",0,1,null,null,112.98913644431677,null,86530.672508894713,"YES",1,null,6.8320000000000007,5.3630000000000004,5.5847964346769574,15.4,15.58,17.390432125820322,null,-76379.213991233788,null,-6757.9159403817994,null,180551.8888942246,null,180551.8888942246,null,86530.672508894713,null,86530.672508894713,0.98050957803086392,null,"CdaNgsld912"]
[14013,"CgrTgsld912",1.0784503221511841,8394.7519331024341,0,11837.9794921875,0,0,65628.862532175437,17072.314453125,2834081.0827401686,0,0,null,94539.157389693966,2834081.0827401686,2845919.062495179,null,29888.1795261966,8053.4260693742735,0,0,96143.233815971689,0,null,37941.606643766238,96143.234375,null,-56597.5498337217,-2807977.4555885899,-2737937.8483651686,null,0.45877952438947872,1.3387622137854256E-2,0,0,0.4013321893008539,1.3331934539981124E-2,0,0,3.3923953326713802E-2,"FAIL",0,null,"CgrTgsld912",null,-2737937.8483651686,2737937.8483651686,1.3395203766490555E-2,"FAIL",0,1,null,null,184.10081982861479,null,114157.53390406696,"YES",1,null,6.8320000000000007,5.3630000000000004,5.5847964346769574,15.4,15.58,17.390432125820322,null,-56786.314045879735,null,-5024.3661440430924,null,242248.54986548069,null,242248.54986548069,null,114157.53390406696,null,114157.53390406696,0.9881333369181371,null,"CgrTgsld912"]
[14014,"CgrNgsld912",1.0784503221511841,8394.7519331024341,0,11837.9794921875,0,0,65628.862532175437,17072.314453125,2834081.0827401686,0,0,null,94539.157389693966,2834081.0827401686,2845919.062495179,null,29888.1795261966,8053.4260693742735,0,0,96143.233815971689,0,null,37941.606643766238,96143.234375,null,-56597.5498337217,-2807977.4555885899,-2737937.8483651686,null,0.45877952438947872,1.3387622137854256E-2,0,0,0.4013321893008539,1.3331934539981124E-2,0,0,3.3923953326713802E-2,"FAIL",0,null,"CgrNgsld912",null,-2737937.8483651686,2737937.8483651686,1.3395203766490555E-2,"FAIL",0,1,null,null,184.10081982861479,null,114157.53390406696,"YES",1,null,6.8320000000000007,5.3630000000000004,5.5847964346769574,15.4,15.58,17.390432125820322,null,-56786.314045879735,null,-5024.3661440430924,null,242248.54986548069,null,242248.54986548069,null,114157.53390406696,null,114157.53390406696,0.9881333369181371,null,"CgrNgsld912"]
[14015,"CheTgsld912",1.0321723639965057,11382.752269010738,0,16051.5517578125,0,0,88988.583564330809,17072.314453125,808998.2231899465,0,0,null,122112.45026269677,808998.2231899465,825049.77478580549,null,38254.060726911208,7707.841199134833,0,0,124287.47602338789,0,null,45961.901962954697,124287.4765625,null,-76150.547812313613,-779087.87298480433,-684710.7466274465,null,0.43335388274187681,5.6813353410991606E-2,0,0,0.37638997536730656,5.5708035270799199E-2,0,0,0.15363133440815763,"FAIL",0,null,"CheTgsld912",null,-684710.7466274465,684710.7466274465,5.696651034313277E-2,"FAIL",0,1,null,null,42.222383103471238,null,31257.954569592686,"YES",1,null,6.8320000000000007,5.3630000000000004,5.5847964346769574,15.4,15.58,17.390432125820322,null,-76379.213991233788,null,-6757.9159403817994,null,60582.158775755663,null,60582.158775755663,null,31257.954569592686,null,31257.954569592686,0.94784268946232431,null,"CheTgsld912"]
[14016,"CheNgsld912",1.0321723639965057,11382.752269010738,0,16051.5517578125,0,0,88988.583564330809,17072.314453125,808998.2231899465,0,0,null,122112.45026269677,808998.2231899465,825049.77478580549,null,38254.060726911208,7707.841199134833,0,0,124287.47602338789,0,null,45961.901962954697,124287.4765625,null,-76150.547812313613,-779087.87298480433,-684710.7466274465,null,0.43335388274187681,5.6813353410991606E-2,0,0,0.37638997536730656,5.5708035270799199E-2,0,0,0.15363133440815763,"FAIL",0,null,"CheNgsld912",null,-684710.7466274465,684710.7466274465,5.696651034313277E-2,"FAIL",0,1,null,null,42.222383103471238,null,31257.954569592686,"YES",1,null,6.8320000000000007,5.3630000000000004,5.5847964346769574,15.4,15.58,17.390432125820322,null,-76379.213991233788,null,-6757.9159403817994,null,60582.158775755663,null,60582.158775755663,null,31257.954569592686,null,31257.954569592686,0.94784268946232431,null,"CheNgsld912"]
[14017,"ChoTgsld912",1.0321723639965057,11382.752269010738,0,16051.5517578125,0,0,88988.583564330809,17072.314453125,690309.74019887298,0,0,null,122112.45026269677,690309.74019887298,706361.29179473163,null,38254.060726911208,7707.841199134833,0,0,124287.47602338789,0,null,45961.901962954697,124287.4765625,null,-76150.547812313613,-660399.38999373082,-566022.26363637298,null,0.43335388274187681,6.6581563733568966E-2,0,0,0.37638997536730656,6.5068545638501812E-2,0,0,0.18004595520656239,"FAIL",0,null,"ChoTgsld912",null,-566022.26363637298,566022.26363637298,6.6792011894130893E-2,"FAIL",0,1,null,null,36.027921366128993,null,26419.740042637706,"YES",1,null,6.8320000000000007,5.3630000000000004,5.5847964346769574,15.4,15.58,17.390432125820322,null,-76379.213991233788,null,-6757.9159403817994,null,50080.783477010547,null,50080.783477010547,null,26419.740042637706,null,26419.740042637706,0.93887502071345619,null,"ChoTgsld912"]
[14018,"ChoNgsld912",1.0321723639965057,11382.752269010738,0,16051.5517578125,0,0,88988.583564330809,17072.314453125,690309.74019887298,0,0,null,122112.45026269677,690309.74019887298,706361.29179473163,null,38254.060726911208,7707.841199134833,0,0,124287.47602338789,0,null,45961.901962954697,124287.4765625,null,-76150.547812313613,-660399.38999373082,-566022.26363637298,null,0.43335388274187681,6.6581563733568966E-2,0,0,0.37638997536730656,6.5068545638501812E-2,0,0,0.18004595520656239,"FAIL",0,null,"ChoNgsld912",null,-566022.26363637298,566022.26363637298,6.6792011894130893E-2,"FAIL",0,1,null,null,36.027921366128993,null,26419.740042637706,"YES",1,null,6.8320000000000007,5.3630000000000004,5.5847964346769574,15.4,15.58,17.390432125820322,null,-76379.213991233788,null,-6757.9159403817994,null,50080.783477010547,null,50080.783477010547,null,26419.740042637706,null,26419.740042637706,0.93887502071345619,null,"ChoNgsld912"]
[14019,"CinTgsld912",1.0321723461151122,11382.752269010738,0,16051.5517578125,0,0,88988.583564330809,17072.314453125,76852439.386477515,0,0,null,122112.45026269677,76852439.386477515,76868490.938073367,null,38254.060628149004,7707.841065603905,0,0,124287.47602338789,0,null,45961.901951229687,124287.4765625,null,-76150.547824038629,-76822529.036284104,-76728151.909915015,null,0.43335388263132701,5.9805391108140756E-4,0,0,0.37638997527128842,5.9792902644804848E-4,0,0,1.6172222710782148E-3,"FAIL",0,null,"CinTgsld912",null,-76728151.909915015,76728151.909915015,5.9807083728573036E-4,"FAIL",0,1,null,null,4011.0019143250211,null,3131092.5238230135,"YES",1,null,6.8320000000000007,5.3630000000000004,5.5847964346769574,15.4,15.58,17.390432125820322,null,-76379.214002900451,null,-6757.9159414140477,null,6788789.4333079001,null,6788789.4333079001,null,3131092.5238230135,null,3131092.5238230135,0.99945095863994737,null,"CinTgsld912"]
[14020,"CinNgsld912",1.0321723461151122,11382.752269010738,0,16051.5517578125,0,0,88988.583564330809,17072.314453125,76852439.386477515,0,0,null,122112.45026269677,76852439.386477515,76868490.938073367,null,38254.060628149004,7707.841065603905,0,0,124287.47602338789,0,null,45961.901951229687,124287.4765625,null,-76150.547824038629,-76822529.036284104,-76728151.909915015,null,0.43335388263132701,5.9805391108140756E-4,0,0,0.37638997527128842,5.9792902644804848E-4,0,0,1.6172222710782148E-3,"FAIL",0,null,"CinNgsld912",null,-76728151.909915015,76728151.909915015,5.9807083728573036E-4,"FAIL",0,1,null,null,4011.0019143250211,null,3131092.5238230135,"YES",1,null,6.8320000000000007,5.3630000000000004,5.5847964346769574,15.4,15.58,17.390432125820322,null,-76379.214002900451,null,-6757.9159414140477,null,6788789.4333079001,null,6788789.4333079001,null,3131092.5238230135,null,3131092.5238230135,0.99945095863994737,null,"CinNgsld912"]
[14021,"CloTgsld912",1.4514417409896851,26526.160649104328,0,37406.24609375,0,0,207377.3906149356,17072.314453125,8266229.2152126674,0,0,null,261855.950639524,8266229.2152126674,8303635.4601347409,null,83877.92988010704,10838.77348355566,0,0,266924.59295182739,0,null,94716.699834631901,266924.59375,null,-167139.2513271787,-8208918.7614717856,-7999304.6214626674,null,0.42199520737133805,1.1458271645833511E-2,0,0,0.361712993019215,1.1406654383612602E-2,0,0,3.2290974131078794E-2,"FAIL",0,null,"CloTgsld912",null,-7999304.6214626674,7999304.6214626674,1.1465301878830504E-2,"FAIL",0,1,null,null,216.12216895836099,null,333475.19964842626,"YES",1,null,6.8320000000000007,5.3630000000000004,5.5847964346769574,15.4,15.58,17.390432125820322,null,-167610.47868954006,null,-14829.918593310857,null,707766.22838193621,null,707766.22838193621,null,333475.19964842626,null,333475.19964842626,0.9896447847067168,null,"CloTgsld912"]
[14022,"CloNgsld912",1.4514417409896851,26526.160649104328,0,37406.24609375,0,0,207377.3906149356,17072.314453125,8266229.2152126674,0,0,null,261855.950639524,8266229.2152126674,8303635.4601347409,null,83877.92988010704,10838.77348355566,0,0,266924.59295182739,0,null,94716.699834631901,266924.59375,null,-167139.2513271787,-8208918.7614717856,-7999304.6214626674,null,0.42199520737133805,1.1458271645833511E-2,0,0,0.361712993019215,1.1406654383612602E-2,0,0,3.2290974131078794E-2,"FAIL",0,null,"CloNgsld912",null,-7999304.6214626674,7999304.6214626674,1.1465301878830504E-2,"FAIL",0,1,null,null,216.12216895836099,null,333475.19964842626,"YES",1,null,6.8320000000000007,5.3630000000000004,5.5847964346769574,15.4,15.58,17.390432125820322,null,-167610.47868954006,null,-14829.918593310857,null,707766.22838193621,null,707766.22838193621,null,333475.19964842626,null,333475.19964842626,0.9896447847067168,null,"CloNgsld912"]
[14023,"CmiTgsld912",1.0784503221511841,8394.7524427557109,0,11837.98046875,0,0,65628.866516565366,17072.314453125,11336011.55494801,0,0,null,94539.162122724389,11336011.55494801,11347849.535451667,null,29888.180979112592,8053.4260693742735,0,0,96143.238616441493,0,null,37941.606335328994,96143.2421875,null,-56597.555103111372,-11309907.929081431,-11239868.31276051,null,0.45877949855679123,3.3469978529413209E-3,0,0,0.40133216497837093,3.3435062931450434E-3,0,0,8.4812230228836372E-3,"FAIL",0,null,"CmiTgsld912",null,-11239868.31276051,11239868.31276051,3.3474715305319021E-3,"FAIL",0,1,null,null,736.38293142284442,null,460730.18395626335,"YES",1,null,6.8320000000000007,5.3630000000000004,5.5847964346769574,15.4,15.58,17.390432125820322,null,-56786.319313734901,null,-5024.3666101348535,null,994486.34346138209,null,994486.34346138209,null,460730.18395626335,null,460730.18395626335,0.99703325225270334,null,"CmiTgsld912"]
[14024,"CmiNgsld912",1.0784503221511841,8394.7524427557109,0,11837.98046875,0,0,65628.866516565366,17072.314453125,11336011.55494801,0,0,null,94539.162122724389,11336011.55494801,11347849.535451667,null,29888.180979112592,8053.4260693742735,0,0,96143.238616441493,0,null,37941.606335328994,96143.2421875,null,-56597.555103111372,-11309907.929081431,-11239868.31276051,null,0.45877949855679123,3.3469978529413209E-3,0,0,0.40133216497837093,3.3435062931450434E-3,0,0,8.4812230228836372E-3,"FAIL",0,null,"CmiNgsld912",null,-11239868.31276051,11239868.31276051,3.3474715305319021E-3,"FAIL",0,1,null,null,736.38293142284442,null,460730.18395626335,"YES",1,null,6.8320000000000007,5.3630000000000004,5.5847964346769574,15.4,15.58,17.390432125820322,null,-56786.319313734901,null,-5024.3666101348535,null,994486.34346138209,null,994486.34346138209,null,460730.18395626335,null,460730.18395626335,0.99703325225270334,null,"CmiNgsld912"]
[14025,"CofTgsld912",1.0784503221511841,8394.7524427557109,0,11837.98046875,0,0,65628.866516565366,17072.314453125,971656.89028134791,0,0,null,94539.162122724389,971656.89028134791,983494.87078499922,null,29888.180979112592,8053.4260693742735,0,0,96143.238616441493,0,null,37941.606335328994,96143.2421875,null,-56597.555103111372,-945553.2644147689,-875513.64809384791,null,0.45877949855679123,3.9048358237178581E-2,0,0,0.40133216497837093,3.8578346937784697E-2,0,0,9.8947728513159888E-2,"FAIL",0,null,"CofTgsld912",null,-875513.64809384791,875513.64809384791,3.9112928659649542E-2,"FAIL",0,1,null,null,63.118453942810987,null,38237.678019218816,"YES",1,null,6.8320000000000007,5.3630000000000004,5.5847964346769574,15.4,15.58,17.390432125820322,null,-56786.319313734901,null,-5024.3666101348535,null,77464.107435752114,null,77464.107435752114,null,38237.678019218816,null,38237.678019218816,0.96538789741247333,null,"CofTgsld912"]
[14026,"CofNgsld912",1.0784503221511841,8394.7524427557109,0,11837.98046875,0,0,65628.866516565366,17072.314453125,971656.89028134791,0,0,null,94539.162122724389,971656.89028134791,983494.87078499922,null,29888.180979112592,8053.4260693742735,0,0,96143.238616441493,0,null,37941.606335328994,96143.2421875,null,-56597.555103111372,-945553.2644147689,-875513.64809384791,null,0.45877949855679123,3.9048358237178581E-2,0,0,0.40133216497837093,3.8578346937784697E-2,0,0,9.8947728513159888E-2,"FAIL",0,null,"CofNgsld912",null,-875513.64809384791,875513.64809384791,3.9112928659649542E-2,"FAIL",0,1,null,null,63.118453942810987,null,38237.678019218816,"YES",1,null,6.8320000000000007,5.3630000000000004,5.5847964346769574,15.4,15.58,17.390432125820322,null,-56786.319313734901,null,-5024.3666101348535,null,77464.107435752114,null,77464.107435752114,null,38237.678019218816,null,38237.678019218816,0.96538789741247333,null,"CofNgsld912"]
[14027,"CreTgsld912",1.0784503221511841,8394.7519331024341,0,11837.98046875,0,0,65628.862532175437,17072.314453125,1889329.4457149564,0,0,null,94539.158138334475,1889329.4457149564,1901167.4262186082,null,29888.1795261966,8053.4260693742735,0,0,96143.233815971689,0,null,37941.606643766238,96143.234375,null,-56597.5508102842,-1863225.8195399402,-1793186.2113399564,null,0.45877952438947872,2.0082049072923037E-2,0,0,0.40133218515520702,1.9957004375952318E-2,0,0,5.0887490581939067E-2,"FAIL",0,null,"CreTgsld912",null,-1793186.2113399564,1793186.2113399564,2.0099113605707188E-2,"FAIL",0,1,null,null,122.73011145335118,null,75645.679118138156,"YES",1,null,6.8320000000000007,5.3630000000000004,5.5847964346769574,15.4,15.58,17.390432125820322,null,-56786.315022442242,null,-5024.3662304478485,null,158658.37115158018,null,158658.37115158018,null,75645.679118138156,null,75645.679118138156,0.98219945882329995,null,"CreTgsld912"]
[14028,"CreNgsld912",1.0784503221511841,8394.7519331024341,0,11837.98046875,0,0,65628.862532175437,17072.314453125,1889329.4457149564,0,0,null,94539.158138334475,1889329.4457149564,1901167.4262186082,null,29888.1795261966,8053.4260693742735,0,0,96143.233815971689,0,null,37941.606643766238,96143.234375,null,-56597.5508102842,-1863225.8195399402,-1793186.2113399564,null,0.45877952438947872,2.0082049072923037E-2,0,0,0.40133218515520702,1.9957004375952318E-2,0,0,5.0887490581939067E-2,"FAIL",0,null,"CreNgsld912",null,-1793186.2113399564,1793186.2113399564,2.0099113605707188E-2,"FAIL",0,1,null,null,122.73011145335118,null,75645.679118138156,"YES",1,null,6.8320000000000007,5.3630000000000004,5.5847964346769574,15.4,15.58,17.390432125820322,null,-56786.315022442242,null,-5024.3662304478485,null,158658.37115158018,null,158658.37115158018,null,75645.679118138156,null,75645.679118138156,0.98219945882329995,null,"CreNgsld912"]
[14029,"CrtTgsld912",1.0784503221511841,8394.7524427557109,0,11837.98046875,0,0,65628.866516565366,17072.314453125,1889329.4457149564,0,0,null,94539.162122724389,1889329.4457149564,1901167.4262186082,null,29888.180979112592,8053.4260693742735,0,0,96143.238616441493,0,null,37941.606335328994,96143.2421875,null,-56597.555103111372,-1863225.8198483775,-1793186.2035274564,null,0.45877949855679123,2.0082048909670809E-2,0,0,0.40133216497837093,1.9957004213716611E-2,0,0,5.0887494717004031E-2,"FAIL",0,null,"CrtTgsld912",null,-1793186.2035274564,1793186.2035274564,2.0099113483075137E-2,"FAIL",0,1,null,null,122.73011176923524,null,75645.679744082314,"YES",1,null,6.8320000000000007,5.3630000000000004,5.5847964346769574,15.4,15.58,17.390432125820322,null,-56786.319313734901,null,-5024.3666101348535,null,158658.37046034215,null,158658.37046034215,null,75645.679744082314,null,75645.679744082314,0.98219945886500015,null,"CrtTgsld912"]
[14030,"CrtNgsld912",1.0784503221511841,8394.7524427557109,0,11837.98046875,0,0,65628.866516565366,17072.314453125,1889329.4457149564,0,0,null,94539.162122724389,1889329.4457149564,1901167.4262186082,null,29888.180979112592,8053.4260693742735,0,0,96143.238616441493,0,null,37941.606335328994,96143.2421875,null,-56597.555103111372,-1863225.8198483775,-1793186.2035274564,null,0.45877949855679123,2.0082048909670809E-2,0,0,0.40133216497837093,1.9957004213716611E-2,0,0,5.0887494717004031E-2,"FAIL",0,null,"CrtNgsld912",null,-1793186.2035274564,1793186.2035274564,2.0099113483075137E-2,"FAIL",0,1,null,null,122.73011176923524,null,75645.679744082314,"YES",1,null,6.8320000000000007,5.3630000000000004,5.5847964346769574,15.4,15.58,17.390432125820322,null,-56786.319313734901,null,-5024.3666101348535,null,158658.37046034215,null,158658.37046034215,null,75645.679744082314,null,75645.679744082314,0.98219945886500015,null,"CrtNgsld912"]
[14031,"CscTgsld912",1.0784503221511841,8394.7524427557109,0,11837.98046875,0,0,65628.866516565366,17072.314453125,365675.93276188627,0,0,null,94539.162122724389,365675.93276188627,377513.91326553805,null,29888.180979112592,8053.4260693742735,0,0,96143.238616441493,0,null,37941.606335328994,96143.2421875,null,-56597.555103111372,-339572.30689530727,-269532.69057438627,null,0.45877949855679123,0.10375746100861133,0,0,0.40133216497837093,0.10050386225672471,0,0,0.26291925055430071,"FAIL",0,null,"CscTgsld912",null,-269532.69057438627,269532.69057438627,0.10421461073017056,"FAIL",0,1,null,null,23.75416810065348,null,13535.475006339373,"YES",1,null,6.8320000000000007,5.3630000000000004,5.5847964346769574,15.4,15.58,17.390432125820322,null,-56786.319313734901,null,-5024.3666101348535,null,23847.839888686147,null,23847.839888686147,null,13535.475006339373,null,13535.475006339373,0.90803035519418163,null,"CscTgsld912"]
[14032,"CscNgsld912",1.0784503221511841,8394.7524427557109,0,11837.98046875,0,0,65628.866516565366,17072.314453125,365675.93276188627,0,0,null,94539.162122724389,365675.93276188627,377513.91326553805,null,29888.180979112592,8053.4260693742735,0,0,96143.238616441493,0,null,37941.606335328994,96143.2421875,null,-56597.555103111372,-339572.30689530727,-269532.69057438627,null,0.45877949855679123,0.10375746100861133,0,0,0.40133216497837093,0.10050386225672471,0,0,0.26291925055430071,"FAIL",0,null,"CscNgsld912",null,-269532.69057438627,269532.69057438627,0.10421461073017056,"FAIL",0,1,null,null,23.75416810065348,null,13535.475006339373,"YES",1,null,6.8320000000000007,5.3630000000000004,5.5847964346769574,15.4,15.58,17.390432125820322,null,-56786.319313734901,null,-5024.3666101348535,null,23847.839888686147,null,23847.839888686147,null,13535.475006339373,null,13535.475006339373,0.90803035519418163,null,"CscNgsld912"]
[14033,"CwaTgsld912",1.0784503400325776,8394.7524427557109,0,11837.98046875,0,0,65628.866516565366,17072.314453125,1619453.5762967397,0,0,null,94539.162122724389,1619453.5762967397,1631291.5568003918,null,29888.181077874819,8053.4262029052052,0,0,96143.238616441493,0,null,37941.606347054003,96143.2421875,null,-56597.555091386363,-1593349.9504184357,-1523310.3341092397,null,0.45877949869856688,2.3428647108129138E-2,0,0,0.40133216510239372,2.3258629758548054E-2,0,0,5.936770500538463E-2,"FAIL",0,null,"CwaTgsld912",null,-1523310.3341092397,1523310.3341092397,2.3451876365180604E-2,"FAIL",0,1,null,null,105.19908482336085,null,64644.46472632193,"YES",1,null,6.8320000000000007,5.3630000000000004,5.5847964346769574,15.4,15.58,17.390432125820322,null,-56786.319302068223,null,-5024.3666091026043,null,134780.16663285729,null,134780.16663285729,null,64644.46472632193,null,64644.46472632193,0.97923306645488795,null,"CwaTgsld912"]
[14034,"CwaNgsld912",1.0784503400325776,8394.7524427557109,0,11837.98046875,0,0,65628.866516565366,17072.314453125,1619453.5762967397,0,0,null,94539.162122724389,1619453.5762967397,1631291.5568003918,null,29888.181077874819,8053.4262029052052,0,0,96143.238616441493,0,null,37941.606347054003,96143.2421875,null,-56597.555091386363,-1593349.9504184357,-1523310.3341092397,null,0.45877949869856688,2.3428647108129138E-2,0,0,0.40133216510239372,2.3258629758548054E-2,0,0,5.936770500538463E-2,"FAIL",0,null,"CwaNgsld912",null,-1523310.3341092397,1523310.3341092397,2.3451876365180604E-2,"FAIL",0,1,null,null,105.19908482336085,null,64644.46472632193,"YES",1,null,6.8320000000000007,5.3630000000000004,5.5847964346769574,15.4,15.58,17.390432125820322,null,-56786.319302068223,null,-5024.3666091026043,null,134780.16663285729,null,134780.16663285729,null,64644.46472632193,null,64644.46472632193,0.97923306645488795,null,"CwaNgsld912"]
[14035,"CasEgsld1001",0.96591968238353709,4397.8246394766702,0,2964.239013671875,0,0,34381.50775685424,16265.5703125,224581.06177733737,0,0,null,53611.316997005822,224581.06177733737,227545.30067825012,null,18634.105468897582,7175.5603965630062,0,0,57689.073660749906,0,null,25809.666337079972,57689.07421875,null,-27801.650745946143,-201735.63445392926,-166891.98755858737,null,0.50959832868812627,0.11492360991092457,0,0,0.48142197844364421,0.11342649682220887,0,0,0.25687417167858206,"FAIL",0,null,"CasEgsld1001",null,-166891.98755858737,166891.98755858737,0.11704888676851677,"FAIL",0,1,null,null,38.872718625801319,null,15165.927690400702,"YES",1,null,6.8320000000000007,5.3630000000000004,5.5847964346769574,15.4,15.58,17.390432125820322,null,-27930.05704613062,null,-2878.9525821137054,null,17202.761803254089,null,17202.761803254089,null,15165.927690400702,null,15165.927690400702,0.94482858481416021,null,"CasEgsld1001"]
[14036,"CasNgsld1001",0.96591968238353709,4397.8246394766702,0,2964.239013671875,0,0,34381.50775685424,16265.5703125,224581.06177733737,0,0,null,53611.316997005822,224581.06177733737,227545.30067825012,null,18634.105468897582,7175.5603965630062,0,0,57689.073660749906,0,null,25809.666337079972,57689.07421875,null,-27801.650745946143,-201735.63445392926,-166891.98755858737,null,0.50959832868812627,0.11492360991092457,0,0,0.48142197844364421,0.11342649682220887,0,0,0.25687417167858206,"FAIL",0,null,"CasNgsld1001",null,-166891.98755858737,166891.98755858737,0.11704888676851677,"FAIL",0,1,null,null,38.872718625801319,null,15165.927690400702,"YES",1,null,6.8320000000000007,5.3630000000000004,5.5847964346769574,15.4,15.58,17.390432125820322,null,-27930.05704613062,null,-2878.9525821137054,null,17202.761803254089,null,17202.761803254089,null,15165.927690400702,null,15165.927690400702,0.94482858481416021,null,"CasNgsld1001"]
[14037,"CcoEgsld1001",0.95550141036510472,8550.5712877632977,0,5763.28955078125,0,0,66847.033966945964,16265.5703125,418024.98749065498,0,0,null,88875.893909038976,418024.98749065498,423788.27709350904,null,29634.056093389841,7098.1658248822487,0,0,96804.165480137541,0,null,36732.22260203489,96804.1640625,null,-52143.671228192325,-387056.05443940137,-321220.82342815498,null,0.4419573050380145,8.7870877821283458E-2,0,0,0.41329792611933253,8.6675881783401409E-2,0,0,0.23157506598732708,"FAIL",0,null,"CcoEgsld1001",null,-321220.82342815498,321220.82342815498,8.956965773245068E-2,"FAIL",0,1,null,null,47.7050643900618,null,28506.781226913256,"YES",1,null,6.8320000000000007,5.3630000000000004,5.5847964346769574,15.4,15.58,17.390432125820322,null,-52326.418604321851,null,-5393.6616636644194,null,33110.54887964487,null,33110.54887964487,null,28506.781226913256,null,28506.781226913256,0.9541202327255297,null,"CcoEgsld1001"]
[14038,"CcoNgsld1001",0.95550141036510472,8550.5712877632977,0,5763.28955078125,0,0,66847.033966945964,16265.5703125,418024.98749065498,0,0,null,88875.893909038976,418024.98749065498,423788.27709350904,null,29634.056093389841,7098.1658248822487,0,0,96804.165480137541,0,null,36732.22260203489,96804.1640625,null,-52143.671228192325,-387056.05443940137,-321220.82342815498,null,0.4419573050380145,8.7870877821283458E-2,0,0,0.41329792611933253,8.6675881783401409E-2,0,0,0.23157506598732708,"FAIL",0,null,"CcoNgsld1001",null,-321220.82342815498,321220.82342815498,8.956965773245068E-2,"FAIL",0,1,null,null,47.7050643900618,null,28506.781226913256,"YES",1,null,6.8320000000000007,5.3630000000000004,5.5847964346769574,15.4,15.58,17.390432125820322,null,-52326.418604321851,null,-5393.6616636644194,null,33110.54887964487,null,33110.54887964487,null,28506.781226913256,null,28506.781226913256,0.9541202327255297,null,"CcoNgsld1001"]
[14039,"CdaEgsld1001",0.96114835441112512,7643.1310776786431,0,5151.6533203125,0,0,59752.807802980635,16265.5703125,76033.730580916919,0,0,null,81170.031278203096,76033.730580916919,81185.383716900673,null,26939.446014994617,7140.1154701759924,0,0,88256.905041625025,0,null,34079.56035898898,88256.90625,null,-47090.471076804155,-47105.82354224044,12223.175669083081,null,0.44830685952307769,0.44821633896709429,0,0,0.41985397512068834,0.41977457913422395,0,0,1.1607599097886547,"PASS",1,null,"CdaEgsld1001",null,12223.175669083081,0,0.41985397512068834,"FAIL",0,1,null,null,9.3749015581341855,null,4169.6156723606809,"YES",1,null,6.8320000000000007,5.3630000000000004,5.5847964346769574,15.4,15.58,17.390432125820322,null,-47260.021128341403,null,-4871.431505974535,null,0,null,0,null,4169.6156723606809,null,0,0,null,"CdaEgsld1001"]
[14040,"CdaNgsld1001",0.96114835441112512,7643.1310776786431,0,5151.6533203125,0,0,59752.807802980635,16265.5703125,76033.730580916919,0,0,null,81170.031278203096,76033.730580916919,81185.383716900673,null,26939.446014994617,7140.1154701759924,0,0,88256.905041625025,0,null,34079.56035898898,88256.90625,null,-47090.471076804155,-47105.82354224044,12223.175669083081,null,0.44830685952307769,0.44821633896709429,0,0,0.41985397512068834,0.41977457913422395,0,0,1.1607599097886547,"PASS",1,null,"CdaNgsld1001",null,12223.175669083081,0,0.41985397512068834,"FAIL",0,1,null,null,9.3749015581341855,null,4169.6156723606809,"YES",1,null,6.8320000000000007,5.3630000000000004,5.5847964346769574,15.4,15.58,17.390432125820322,null,-47260.021128341403,null,-4871.431505974535,null,0,null,0,null,4169.6156723606809,null,0,0,null,"CdaNgsld1001"]
[14041,"CgrEgsld1001",0.97471644282340986,6807.6177250917417,0,4588.4970703125,0,0,53220.894603199136,16265.5703125,553980.10659943568,0,0,null,74074.962167790873,553980.10659943568,558568.60382478824,null,24683.098084589248,7240.9091900306403,0,0,80387.130102129304,0,null,31924.007961451203,80387.1328125,null,-42150.954024560429,-526644.59570829698,-473592.97378693568,null,0.45942771732856691,5.762663240276672E-2,0,0,0.43096894153627446,5.7153244474739878E-2,0,0,0.14510833846715226,"FAIL",0,null,"CgrEgsld1001",null,-473592.97378693568,473592.97378693568,5.8290810683293851E-2,"FAIL",0,1,null,null,73.76850227114565,null,38427.560775687132,"YES",1,null,6.8320000000000007,5.3630000000000004,5.5847964346769574,15.4,15.58,17.390432125820322,null,-42309.779934816412,null,-4361.1744147467607,null,48816.646256857435,null,48816.646256857435,null,38427.560775687132,null,38427.560775687132,0.97052293449148808,null,"CgrEgsld1001"]
[14042,"CgrNgsld1001",0.97471644282340986,6807.6177250917417,0,4588.4970703125,0,0,53220.894603199136,16265.5703125,553980.10659943568,0,0,null,74074.962167790873,553980.10659943568,558568.60382478824,null,24683.098084589248,7240.9091900306403,0,0,80387.130102129304,0,null,31924.007961451203,80387.1328125,null,-42150.954024560429,-526644.59570829698,-473592.97378693568,null,0.45942771732856691,5.762663240276672E-2,0,0,0.43096894153627446,5.7153244474739878E-2,0,0,0.14510833846715226,"FAIL",0,null,"CgrNgsld1001",null,-473592.97378693568,473592.97378693568,5.8290810683293851E-2,"FAIL",0,1,null,null,73.76850227114565,null,38427.560775687132,"YES",1,null,6.8320000000000007,5.3630000000000004,5.5847964346769574,15.4,15.58,17.390432125820322,null,-42309.779934816412,null,-4361.1744147467607,null,48816.646256857435,null,48816.646256857435,null,38427.560775687132,null,38427.560775687132,0.97052293449148808,null,"CgrNgsld1001"]
[14043,"CheEgsld1001",0.9784769088029861,7368.2852578160464,0,4966.400390625,0,0,57604.106010116629,16265.5703125,562222.27681558137,0,0,null,78836.076656237987,562222.27681558137,567188.67712246405,null,26263.74022981407,7268.8446915508966,0,0,85668.107700825116,0,null,33532.585028918897,85668.109375,null,-45303.49168432274,-533656.09217728744,-476554.16744058137,null,0.45394249302608958,5.9642932006975888E-2,0,0,0.42534568470334122,5.9120688364390307E-2,0,0,0.15237409278803909,"FAIL",0,null,"CheEgsld1001",null,-476554.16744058137,476554.16744058137,6.0376618750313492E-2,"FAIL",0,1,null,null,71.05254728362307,null,38951.145902546181,"YES",1,null,6.8320000000000007,5.3630000000000004,5.5847964346769574,15.4,15.58,17.390432125820322,null,-45470.320465561141,null,-4686.9541403962339,null,49121.877860975583,null,49121.877860975583,null,38951.145902546181,null,38951.145902546181,0.9693249008323519,null,"CheEgsld1001"]
[14044,"CheNgsld1001",0.9784769088029861,7368.2852578160464,0,4966.400390625,0,0,57604.106010116629,16265.5703125,562222.27681558137,0,0,null,78836.076656237987,562222.27681558137,567188.67712246405,null,26263.74022981407,7268.8446915508966,0,0,85668.107700825116,0,null,33532.585028918897,85668.109375,null,-45303.49168432274,-533656.09217728744,-476554.16744058137,null,0.45394249302608958,5.9642932006975888E-2,0,0,0.42534568470334122,5.9120688364390307E-2,0,0,0.15237409278803909,"FAIL",0,null,"CheNgsld1001",null,-476554.16744058137,476554.16744058137,6.0376618750313492E-2,"FAIL",0,1,null,null,71.05254728362307,null,38951.145902546181,"YES",1,null,6.8320000000000007,5.3630000000000004,5.5847964346769574,15.4,15.58,17.390432125820322,null,-45470.320465561141,null,-4686.9541403962339,null,49121.877860975583,null,49121.877860975583,null,38951.145902546181,null,38951.145902546181,0.9693249008323519,null,"CheNgsld1001"]
[14045,"ChoEgsld1001",0.9397157967090608,7897.5785347349411,0,5323.15673828125,0,0,61742.038373923533,16265.5703125,14457.27821060414,0,0,null,83330.765504881318,14457.27821060414,19780.435002323171,null,27570.340304894591,6980.8986998287046,0,0,90653.56838011049,0,null,34551.240326817577,90653.5703125,null,-48779.525097887214,14770.805377932185,76196.292101895859,null,0.4429214138034574,2.3898855526951746,0,1,0.41462766063317941,1.7467381488881015,0,1,6.2704451689950416,"PASS",1,null,"ChoEgsld1001",null,76196.292101895859,0,0.41462766063317941,"FAIL",0,1,null,null,1.7432544616773613,null,-261.17525126066664,"NO",0,null,6.8320000000000007,5.3630000000000004,5.5847964346769574,15.4,15.58,17.390432125820322,null,-48951.421815931084,null,-5045.7763835693986,null,0,null,0,null,-261.17525126066664,null,-261.17525126066664,-0.2527566953100524,null,"ChoEgsld1001"]
[14046,"ChoNgsld1001",0.9397157967090608,7897.5785347349411,0,5323.15673828125,0,0,61742.038373923533,16265.5703125,14457.27821060414,0,0,null,83330.765504881318,14457.27821060414,19780.435002323171,null,27570.340304894591,6980.8986998287046,0,0,90653.56838011049,0,null,34551.240326817577,90653.5703125,null,-48779.525097887214,14770.805377932185,76196.292101895859,null,0.4429214138034574,2.3898855526951746,0,1,0.41462766063317941,1.7467381488881015,0,1,6.2704451689950416,"PASS",1,null,"ChoNgsld1001",null,76196.292101895859,0,0.41462766063317941,"FAIL",0,1,null,null,1.7432544616773613,null,-261.17525126066664,"NO",0,null,6.8320000000000007,5.3630000000000004,5.5847964346769574,15.4,15.58,17.390432125820322,null,-48951.421815931084,null,-5045.7763835693986,null,0,null,0,null,-261.17525126066664,null,-261.17525126066664,-0.2527566953100524,null,"ChoNgsld1001"]
[14047,"CinEgsld1001",0.95376375019550297,7795.4511529314514,0,5254.32080078125,0,0,60943.622416601072,16265.5703125,1265251.0639293469,0,0,null,82463.513588012749,1265251.0639293469,1270505.3847615197,null,27336.352580370421,7085.2572096805106,0,0,89691.62144357746,0,null,34421.609778855163,89691.625,null,-48041.903751027166,-1236083.7749512729,-1175559.4389293469,null,0.4458226871977285,2.7205359284153352E-2,0,0,0.4174162402913113,2.7092848399195697E-2,0,0,7.0888401169531434E-2,"FAIL",0,null,"CinEgsld1001",null,-1175559.4389293469,1175559.4389293469,2.7361670716393963E-2,"FAIL",0,1,null,null,153.92627744775291,null,89148.910420684566,"YES",1,null,6.8320000000000007,5.3630000000000004,5.5847964346769574,15.4,15.58,17.390432125820322,null,-48213.155540971711,null,-4969.6779497183225,null,121173.39669389068,null,121173.39669389068,null,89148.910420684566,null,89148.910420684566,0.98581743469291072,null,"CinEgsld1001"]
[14048,"CinNgsld1001",0.95376375019550297,7795.4511529314514,0,5254.32080078125,0,0,60943.622416601072,16265.5703125,1265251.0639293469,0,0,null,82463.513588012749,1265251.0639293469,1270505.3847615197,null,27336.352580370421,7085.2572096805106,0,0,89691.62144357746,0,null,34421.609778855163,89691.625,null,-48041.903751027166,-1236083.7749512729,-1175559.4389293469,null,0.4458226871977285,2.7205359284153352E-2,0,0,0.4174162402913113,2.7092848399195697E-2,0,0,7.0888401169531434E-2,"FAIL",0,null,"CinNgsld1001",null,-1175559.4389293469,1175559.4389293469,2.7361670716393963E-2,"FAIL",0,1,null,null,153.92627744775291,null,89148.910420684566,"YES",1,null,6.8320000000000007,5.3630000000000004,5.5847964346769574,15.4,15.58,17.390432125820322,null,-48213.155540971711,null,-4969.6779497183225,null,121173.39669389068,null,121173.39669389068,null,89148.910420684566,null,89148.910420684566,0.98581743469291072,null,"CinNgsld1001"]
[14049,"CloEgsld1001",0.97234432399272908,8037.5507303637487,0,5417.50146484375,0,0,62836.319188705733,16265.5703125,123900.54619783399,0,0,null,84519.390900532628,123900.54619783399,129318.0475704221,null,28181.50714998176,7223.2873501946669,0,0,91971.97900033003,0,null,35404.796448684159,91971.9765625,null,-49114.594517365324,-93913.251213993586,-31928.569635333988,null,0.44758471222289187,0.28575173827040884,0,0,0.41889554626471315,0.27378078380085441,0,0,0.74230485163194415,"FAIL",0,null,"CloEgsld1001",null,-31928.569635333988,31928.569635333988,0.3040396436815187,"FAIL",0,1,null,null,14.760797275494188,null,7544.7249094095469,"YES",1,null,6.8320000000000007,5.3630000000000004,5.5847964346769574,15.4,15.58,17.390432125820322,null,-49290.737783279168,null,-5080.7521295457045,null,3291.1081364073543,null,3291.1081364073543,null,7544.7249094095469,null,3291.1081364073543,0.37164310098355463,null,"CloEgsld1001"]
[14050,"CloNgsld1001",0.97234432399272908,8037.5507303637487,0,5417.50146484375,0,0,62836.319188705733,16265.5703125,123900.54619783399,0,0,null,84519.390900532628,123900.54619783399,129318.0475704221,null,28181.50714998176,7223.2873501946669,0,0,91971.97900033003,0,null,35404.796448684159,91971.9765625,null,-49114.594517365324,-93913.251213993586,-31928.569635333988,null,0.44758471222289187,0.28575173827040884,0,0,0.41889554626471315,0.27378078380085441,0,0,0.74230485163194415,"FAIL",0,null,"CloNgsld1001",null,-31928.569635333988,31928.569635333988,0.3040396436815187,"FAIL",0,1,null,null,14.760797275494188,null,7544.7249094095469,"YES",1,null,6.8320000000000007,5.3630000000000004,5.5847964346769574,15.4,15.58,17.390432125820322,null,-49290.737783279168,null,-5080.7521295457045,null,3291.1081364073543,null,3291.1081364073543,null,7544.7249094095469,null,3291.1081364073543,0.37164310098355463,null,"CloNgsld1001"]
[14051,"CmiEgsld1001",1.1248500168323516,7888.4083433004589,0,5316.97607421875,0,0,61670.347246199497,16265.5703125,249571.07013912321,0,0,null,83252.893418999374,249571.07013912321,254888.04597268417,null,28557.852470929967,8356.2115774865579,0,0,90567.193527430965,0,null,36914.063298877467,90567.1953125,null,-46338.83033404078,-217973.98291446449,-159003.87482662321,null,0.47364635530305604,0.14791002530180983,0,0,0.44339676001701905,0.14482461554113174,0,0,0.36289140108271917,"FAIL",0,null,"CmiEgsld1001",null,-159003.87482662321,159003.87482662321,0.15237577688171949,"FAIL",0,1,null,null,30.117149596668753,null,16544.216674171599,"YES",1,null,6.8320000000000007,5.3630000000000004,5.5847964346769574,15.4,15.58,17.390432125820322,null,-46522.482390254088,null,-4795.4080646003067,null,16389.677086664211,null,16389.677086664211,null,16544.216674171599,null,16389.677086664211,0.91882606407464829,null,"CmiEgsld1001"]
[14052,"CmiNgsld1001",1.1248500168323516,7888.4083433004589,0,5316.97607421875,0,0,61670.347246199497,16265.5703125,249571.07013912321,0,0,null,83252.893418999374,249571.07013912321,254888.04597268417,null,28557.852470929967,8356.2115774865579,0,0,90567.193527430965,0,null,36914.063298877467,90567.1953125,null,-46338.83033404078,-217973.98291446449,-159003.87482662321,null,0.47364635530305604,0.14791002530180983,0,0,0.44339676001701905,0.14482461554113174,0,0,0.36289140108271917,"FAIL",0,null,"CmiNgsld1001",null,-159003.87482662321,159003.87482662321,0.15237577688171949,"FAIL",0,1,null,null,30.117149596668753,null,16544.216674171599,"YES",1,null,6.8320000000000007,5.3630000000000004,5.5847964346769574,15.4,15.58,17.390432125820322,null,-46522.482390254088,null,-4795.4080646003067,null,16389.677086664211,null,16389.677086664211,null,16544.216674171599,null,16389.677086664211,0.91882606407464829,null,"CmiNgsld1001"]
[14053,"CofEgsld1001",1.1575968742370606,6560.5857232331164,0,4421.99169921875,0,0,51289.636905506064,16265.5703125,305224.65650182619,0,0,null,71977.199038747509,305224.65650182619,309646.64829582878,null,25033.920087543956,8599.4792708472396,0,0,78060.313598884648,0,null,33633.398525019402,78060.3125,null,-38343.800392205412,-276013.24967602553,-227164.34400182619,null,0.497865374263182,0.11019227250672053,0,0,0.46727851362621747,0.10861864231510161,0,0,0.25574707297453525,"FAIL",0,null,"CofEgsld1001",null,-227164.34400182619,227164.34400182619,0.11243305826673744,"FAIL",0,1,null,null,41.628412831908847,null,20677.089439205694,"YES",1,null,6.8320000000000007,5.3630000000000004,5.5847964346769574,15.4,15.58,17.390432125820322,null,-38511.130733125909,null,-3969.6202224410167,null,23415.468634670295,null,23415.468634670295,null,20677.089439205694,null,20677.089439205694,0.94782240149316954,null,"CofEgsld1001"]
[14054,"CofNgsld1001",1.1575968742370606,6560.5857232331164,0,4421.99169921875,0,0,51289.636905506064,16265.5703125,305224.65650182619,0,0,null,71977.199038747509,305224.65650182619,309646.64829582878,null,25033.920087543956,8599.4792708472396,0,0,78060.313598884648,0,null,33633.398525019402,78060.3125,null,-38343.800392205412,-276013.24967602553,-227164.34400182619,null,0.497865374263182,0.11019227250672053,0,0,0.46727851362621747,0.10861864231510161,0,0,0.25574707297453525,"FAIL",0,null,"CofNgsld1001",null,-227164.34400182619,227164.34400182619,0.11243305826673744,"FAIL",0,1,null,null,41.628412831908847,null,20677.089439205694,"YES",1,null,6.8320000000000007,5.3630000000000004,5.5847964346769574,15.4,15.58,17.390432125820322,null,-38511.130733125909,null,-3969.6202224410167,null,23415.468634670295,null,23415.468634670295,null,20677.089439205694,null,20677.089439205694,0.94782240149316954,null,"CofNgsld1001"]
[14055,"CreEgsld1001",0.96657664477825145,6402.5447899326191,0,4315.46826171875,0,0,50054.097515100075,16265.5703125,269588.88963021425,0,0,null,70635.136325448373,269588.88963021425,273904.35810132365,null,23558.817459537669,7180.4407954486696,0,0,76571.711923696683,0,null,30739.25825395171,76571.7109375,null,-39895.877835367115,-243165.0996379813,-193017.17869271425,null,0.46350139047528577,0.1140227191710893,0,0,0.43518367707371036,0.11222624747752157,0,0,0.28403140441926505,"FAIL",0,null,"CreEgsld1001",null,-193017.17869271425,193017.17869271425,0.11659013227084504,"FAIL",0,1,null,null,37.346890852803668,null,18148.555207331527,"YES",1,null,6.8320000000000007,5.3630000000000004,5.5847964346769574,15.4,15.58,17.390432125820322,null,-40048.809468471343,null,-4128.1198688353079,null,19895.673828087514,null,19895.673828087514,null,18148.555207331527,null,18148.555207331527,0.94188357765518371,null,"CreEgsld1001"]
[14056,"CreNgsld1001",0.96657664477825145,6402.5447899326191,0,4315.46826171875,0,0,50054.097515100075,16265.5703125,269588.88963021425,0,0,null,70635.136325448373,269588.88963021425,273904.35810132365,null,23558.817459537669,7180.4407954486696,0,0,76571.711923696683,0,null,30739.25825395171,76571.7109375,null,-39895.877835367115,-243165.0996379813,-193017.17869271425,null,0.46350139047528577,0.1140227191710893,0,0,0.43518367707371036,0.11222624747752157,0,0,0.28403140441926505,"FAIL",0,null,"CreNgsld1001",null,-193017.17869271425,193017.17869271425,0.11659013227084504,"FAIL",0,1,null,null,37.346890852803668,null,18148.555207331527,"YES",1,null,6.8320000000000007,5.3630000000000004,5.5847964346769574,15.4,15.58,17.390432125820322,null,-40048.809468471343,null,-4128.1198688353079,null,19895.673828087514,null,19895.673828087514,null,18148.555207331527,null,18148.555207331527,0.94188357765518371,null,"CreNgsld1001"]
[14057,"CrtEgsld1001",1.0474157333374023,6192.9809681267279,0,4174.21728515625,0,0,48415.76021072024,16265.5703125,200077.81027518449,0,0,null,68855.547731139159,200077.81027518449,204252.02745636459,null,23449.615109801511,7780.9728820585005,0,0,74597.811556974033,0,null,31230.587347741755,74597.8125,null,-37624.960460634735,-173021.44021259897,-125479.99777518449,null,0.4828377384186639,0.15609220885008487,0,0,0.4535667544851405,0.1529022145864159,0,0,0.37284400702606207,"FAIL",0,null,"CrtEgsld1001",null,-125479.99777518449,125479.99777518449,0.16070445195170502,"FAIL",0,1,null,null,28.308129448202838,null,13204.86442479126,"YES",1,null,6.8320000000000007,5.3630000000000004,5.5847964346769574,15.4,15.58,17.390432125820322,null,-37780.336517091164,null,-3894.291987637484,null,12934.129099766249,null,12934.129099766249,null,13204.86442479126,null,12934.129099766249,0.90447265479919414,null,"CrtEgsld1001"]
[14058,"CrtNgsld1001",1.0474157333374023,6192.9809681267279,0,4174.21728515625,0,0,48415.76021072024,16265.5703125,200077.81027518449,0,0,null,68855.547731139159,200077.81027518449,204252.02745636459,null,23449.615109801511,7780.9728820585005,0,0,74597.811556974033,0,null,31230.587347741755,74597.8125,null,-37624.960460634735,-173021.44021259897,-125479.99777518449,null,0.4828377384186639,0.15609220885008487,0,0,0.4535667544851405,0.1529022145864159,0,0,0.37284400702606207,"FAIL",0,null,"CrtNgsld1001",null,-125479.99777518449,125479.99777518449,0.16070445195170502,"FAIL",0,1,null,null,28.308129448202838,null,13204.86442479126,"YES",1,null,6.8320000000000007,5.3630000000000004,5.5847964346769574,15.4,15.58,17.390432125820322,null,-37780.336517091164,null,-3894.291987637484,null,12934.129099766249,null,12934.129099766249,null,13204.86442479126,null,12934.129099766249,0.90447265479919414,null,"CrtNgsld1001"]
[14059,"CscEgsld1001",1.1077180862426759,5827.7257146327975,0,3928.026123046875,0,0,45560.251553438342,16265.5703125,154875.49829206147,0,0,null,65753.848128747341,154875.49829206147,158803.52452813173,null,22876.161878990602,8228.9430220383547,0,0,71157.439680730778,0,null,31105.106845558323,71157.4375,null,-34648.741143426894,-127698.41756955002,-83718.060792061471,null,0.50310866733006643,0.2008394303074387,0,0,0.47305378767747414,0.19587164050748879,0,0,0.45944928852343425,"FAIL",0,null,"CscEgsld1001",null,-83718.060792061471,83718.060792061471,0.20810001758338759,"FAIL",0,1,null,null,22.758137955943994,null,10016.788724339329,"YES",1,null,6.8320000000000007,5.3630000000000004,5.5847964346769574,15.4,15.58,17.390432125820322,null,-34803.492918777927,null,-3587.4472307593433,null,8629.4248124440564,null,8629.4248124440564,null,10016.788724339329,null,8629.4248124440564,0.77957212214443106,null,"CscEgsld1001"]
[14060,"CscNgsld1001",1.1077180862426759,5827.7257146327975,0,3928.026123046875,0,0,45560.251553438342,16265.5703125,154875.49829206147,0,0,null,65753.848128747341,154875.49829206147,158803.52452813173,null,22876.161878990602,8228.9430220383547,0,0,71157.439680730778,0,null,31105.106845558323,71157.4375,null,-34648.741143426894,-127698.41756955002,-83718.060792061471,null,0.50310866733006643,0.2008394303074387,0,0,0.47305378767747414,0.19587164050748879,0,0,0.45944928852343425,"FAIL",0,null,"CscNgsld1001",null,-83718.060792061471,83718.060792061471,0.20810001758338759,"FAIL",0,1,null,null,22.758137955943994,null,10016.788724339329,"YES",1,null,6.8320000000000007,5.3630000000000004,5.5847964346769574,15.4,15.58,17.390432125820322,null,-34803.492918777927,null,-3587.4472307593433,null,8629.4248124440564,null,8629.4248124440564,null,10016.788724339329,null,8629.4248124440564,0.77957212214443106,null,"CscNgsld1001"]
[14061,"CwaEgsld1001",1.0947695076465607,5851.7609632322637,0,3944.226806640625,0,0,45748.15538178628,16265.5703125,791824.49691161141,0,0,null,65957.952420927017,791824.49691161141,795768.72361151339,null,22834.905031998318,8132.7514758253283,0,0,71383.829835366807,0,null,30967.65637033432,71383.828125,null,-34990.296130592593,-764801.06734791771,-720440.66878661141,null,0.49936777743362654,3.9109242630303631E-2,0,0,0.46950602916151968,3.8915397712085319E-2,0,0,9.0151073127216375E-2,"FAIL",0,null,"CwaEgsld1001",null,-720440.66878661141,720440.66878661141,3.9379082734952206E-2,"FAIL",0,1,null,null,116.05976207560369,null,55538.724308252109,"YES",1,null,6.8320000000000007,5.3630000000000004,5.5847964346769574,15.4,15.58,17.390432125820322,null,-35144.364072733559,null,-3622.5832810448046,null,74261.019955570911,null,74261.019955570911,null,55538.724308252109,null,55538.724308252109,0.981350434601856,null,"CwaEgsld1001"]
[14062,"CwaNgsld1001",1.0947695076465607,5851.7609632322637,0,3944.226806640625,0,0,45748.15538178628,16265.5703125,791824.49691161141,0,0,null,65957.952420927017,791824.49691161141,795768.72361151339,null,22834.905031998318,8132.7514758253283,0,0,71383.829835366807,0,null,30967.65637033432,71383.828125,null,-34990.296130592593,-764801.06734791771,-720440.66878661141,null,0.49936777743362654,3.9109242630303631E-2,0,0,0.46950602916151968,3.8915397712085319E-2,0,0,9.0151073127216375E-2,"FAIL",0,null,"CwaNgsld1001",null,-720440.66878661141,720440.66878661141,3.9379082734952206E-2,"FAIL",0,1,null,null,116.05976207560369,null,55538.724308252109,"YES",1,null,6.8320000000000007,5.3630000000000004,5.5847964346769574,15.4,15.58,17.390432125820322,null,-35144.364072733559,null,-3622.5832810448046,null,74261.019955570911,null,74261.019955570911,null,55538.724308252109,null,55538.724308252109,0.981350434601856,null,"CwaNgsld1001"]
[14063,"CasEgsld1002",0.85000000000000009,3133.8608106866855,0,3703.574462890625,0,0,24500.035495809898,16417.546875,21466.60609760465,0,0,null,44621.15582029974,21466.60609760465,25170.180446226488,null,15057.20020465708,6604.3440175746364,0,0,45935.661031060656,0,null,21661.544580990521,45935.66015625,null,-22959.612252710001,-3508.6359795047538,24469.05405864535,null,0.52939453716218587,1.0090810108733315,0,1,0.48545457173424172,0.86060346404460941,0,0,2.1398659828847246,"PASS",1,null,"CasEgsld1002",null,24469.05405864535,0,0.48545457173424172,"FAIL",0,1,null,null,2.5043043697345642,null,134.28693875849274,"YES",1,null,6.8320000000000007,5.3630000000000004,5.5847964346769574,15.4,15.58,17.390432125820322,null,-23067.381131222388,null,-2040.9665732805479,null,0,null,0,null,134.28693875849274,null,0,0,null,"CasEgsld1002"]
[14064,"CcoEgsld1002",0.85000000000000009,5148.0128595354672,0,6083.88525390625,0,0,40246.362366000612,16417.546875,91476.095477097915,0,0,null,62747.793776373015,91476.095477097915,97559.980911602281,null,20168.989013992403,6604.3440175746364,0,0,64907.139187916895,0,null,26773.333564641631,64907.140625,null,-35974.460930265232,-70786.647166362527,-26568.954852097915,null,0.47249358406901276,0.29268120184846153,0,0,0.4266816671431341,0.27442946753404979,0,0,0.70955302897957906,"FAIL",0,null,"CcoEgsld1002",null,-26568.954852097915,26568.954852097915,0.29975714253352942,"FAIL",0,1,null,null,8.2332083670802572,null,2752.8278435444558,"YES",1,null,6.8320000000000007,5.3630000000000004,5.5847964346769574,15.4,15.58,17.390432125820322,null,-36107.661594765937,null,-3194.7506279546983,null,2350.7804562493179,null,2350.7804562493179,null,2752.8278435444558,null,2350.7804562493179,0.63041668513913307,null,"CcoEgsld1002"]
[14065,"CdaEgsld1002",0.85000000000000009,5148.0128595354672,0,6083.88525390625,0,0,40246.362366000612,16417.546875,69164.871667711166,0,0,null,62747.793776373015,69164.871667711166,75248.757102215532,null,20168.989013992403,6604.3440175746364,0,0,64907.139187916895,0,null,26773.333564641631,64907.140625,null,-35974.460930265232,-48475.423356975785,-4257.7310427111661,null,0.47249358406901276,0.38709438648666583,0,0,0.4266816671431341,0.355797685701705,0,0,0.93844084518559379,"FAIL",0,null,"CdaEgsld1002",null,-4257.7310427111661,4257.7310427111661,0.39956904075934202,"FAIL",0,1,null,null,6.225110279696823,null,1843.3331111876773,"YES",1,null,6.8320000000000007,5.3630000000000004,5.5847964346769574,15.4,15.58,17.390432125820322,null,-36107.661594765937,null,-3194.7506279546983,null,376.71752535576752,null,376.71752535576752,null,1843.3331111876773,null,376.71752535576752,0.13361447492435211,null,"CdaEgsld1002"]
[14066,"CgrEgsld1002",0.85000000000000009,3680.702469280237,0,4349.828125,0,0,28775.158373138293,16417.546875,23439.287296241633,0,0,null,49542.532504443581,23439.287296241633,27789.115451678896,null,16588.286358740999,6604.3440175746364,0,0,51086.411485673205,0,null,23192.630580947505,51086.41015625,null,-26349.902792190787,-4596.4848402941279,27647.122860008367,null,0.51319411957315664,0.9894767826266766,0,0,0.4681357411876404,0.83459405703930267,0,0,2.1795206275082193,"PASS",1,null,"CgrEgsld1002",null,27647.122860008367,0,0.4681357411876404,"FAIL",0,1,null,null,2.5309258201274258,null,150.8104623011053,"YES",1,null,6.8320000000000007,5.3630000000000004,5.5847964346769574,15.4,15.58,17.390432125820322,null,-26465.289013986541,null,-2341.6082615743858,null,0,null,0,null,150.8104623011053,null,0,0,null,"CgrEgsld1002"]
[14067,"CheEgsld1002",0.85000000000000009,5148.0128595354672,0,6083.88525390625,0,0,40246.362366000612,16417.546875,47131.74085380695,0,0,null,62747.793776373015,47131.74085380695,53215.626288311338,null,20168.989013992403,6604.3440175746364,0,0,64907.139187916895,0,null,26773.333564641631,64907.140625,null,-35974.460930265232,-26442.29254307157,17775.39977119305,null,0.47249358406901276,0.56805314379723537,0,0,0.4266816671431341,0.50311037420568916,0,0,1.3771428648546786,"PASS",1,null,"CheEgsld1002",null,17775.39977119305,0,0.4266816671431341,"FAIL",0,1,null,null,4.242042041124872,null,945.17473505407781,"YES",1,null,6.8320000000000007,5.3630000000000004,5.5847964346769574,15.4,15.58,17.390432125820322,null,-36107.661594765937,null,-3194.7506279546983,null,0,null,0,null,945.17473505407781,null,0,0,null,"CheEgsld1002"]
[14068,"ChoEgsld1002",0.85000000000000009,5148.0128595354672,0,6083.88525390625,0,0,40246.362366000612,16417.546875,18463.979733602733,0,0,null,62747.793776373015,18463.979733602733,24547.865168107128,null,20168.989013992403,6604.3440175746364,0,0,64907.139187916895,0,null,26773.333564641631,64907.140625,null,-35974.460930265232,2225.4685771326476,46443.160891397267,null,0.47249358406901276,1.4500304891429578,0,1,0.4266816671431341,1.090658335389455,0,1,3.5153385977171006,"PASS",1,null,"ChoEgsld1002",null,46443.160891397267,0,0.4266816671431341,"FAIL",0,1,null,null,1.661830716518641,null,-223.43780657090596,"NO",0,null,6.8320000000000007,5.3630000000000004,5.5847964346769574,15.4,15.58,17.390432125820322,null,-36107.661594765937,null,-3194.7506279546983,null,0,null,0,null,-223.43780657090596,null,-223.43780657090596,-0.29686200175130512,null,"ChoEgsld1002"]
[14069,"CinEgsld1002",0.85000000000000009,5148.0128595354672,0,6083.88525390625,0,0,40246.362366000612,16417.546875,107687.04910595069,0,0,null,62747.793776373015,107687.04910595069,113770.93454045508,null,20168.989013992403,6604.3440175746364,0,0,64907.139187916895,0,null,26773.333564641631,64907.140625,null,-35974.460930265232,-86997.600795215316,-42779.908480950689,null,0.47249358406901276,0.24862166608632755,0,0,0.4266816671431341,0.23532665627899038,0,0,0.60273859450953504,"FAIL",0,null,"CinEgsld1002",null,-42779.908480950689,42779.908480950689,0.25370905278556843,"FAIL",0,1,null,null,9.6922577044963596,null,3413.6509847486955,"YES",1,null,6.8320000000000007,5.3630000000000004,5.5847964346769574,15.4,15.58,17.390432125820322,null,-36107.661594765937,null,-3194.7506279546983,null,3785.1008192447775,null,3785.1008192447775,null,3413.6509847486955,null,3413.6509847486955,0.77764054823322315,null,"CinEgsld1002"]
[14070,"CloEgsld1002",0.85000000000000009,5450.2112611852726,0,6441.0205078125,0,0,42608.902381163221,16417.546875,45033.367406705685,0,0,null,65467.468999873359,45033.367406705685,51474.388049547822,null,20869.409590936226,6604.3440175746364,0,0,67753.572941124905,0,null,27473.752647609515,67753.5703125,null,-37993.717116366206,-24000.63526690867,22720.202905794315,null,0.46544816762361585,0.61007546691963654,0,0,0.41965502480328459,0.53373636405806846,0,0,1.5045192978931254,"PASS",1,null,"CloEgsld1002",null,22720.202905794315,0,0.41965502480328459,"FAIL",0,1,null,null,3.9188306029955591,null,824.32895826785443,"YES",1,null,6.8320000000000007,5.3630000000000004,5.5847964346769574,15.4,15.58,17.390432125820322,null,-38130.402452921473,null,-3373.7196428775246,null,0,null,0,null,824.32895826785443,null,0,0,null,"CloEgsld1002"]
[14071,"CmiEgsld1002",0.85000000000000009,3133.8608106866855,0,3703.574462890625,0,0,24500.035495809898,16417.546875,77008.468045369096,0,0,null,44621.15582029974,77008.468045369096,80712.04239399088,null,15057.20020465708,6604.3440175746364,0,0,45935.661031060656,0,null,21661.544580990521,45935.66015625,null,-22959.612252710001,-59050.4979272692,-31072.807889119096,null,0.52939453716218587,0.28128782627163479,0,0,0.48545457173424172,0.26838057751758387,0,0,0.59650141500266274,"FAIL",0,null,"CmiEgsld1002",null,-31072.807889119096,31072.807889119096,0.2861726778391378,"FAIL",0,1,null,null,8.9838440492642153,null,2398.3951232679678,"YES",1,null,6.8320000000000007,5.3630000000000004,5.5847964346769574,15.4,15.58,17.390432125820322,null,-23067.381131222388,null,-2040.9665732805479,null,2749.2744789230219,null,2749.2744789230219,null,2398.3951232679678,null,2398.3951232679678,0.76402137178133944,null,"CmiEgsld1002"]
[14072,"CofEgsld1002",0.85000000000000009,3133.8608106866855,0,3703.574462890625,0,0,24500.035495809898,16417.546875,27510.331461012865,0,0,null,44621.15582029974,27510.331461012865,31213.905809634714,null,15057.20020465708,6604.3440175746364,0,0,45935.661031060656,0,null,21661.544580990521,45935.66015625,null,-22959.612252710001,-9552.3613429129691,18425.328695237135,null,0.52939453716218587,0.78739671354701279,0,0,0.48545457173424172,0.6939709703040462,0,0,1.6697603306361164,"PASS",1,null,"CofEgsld1002",null,18425.328695237135,0,0.48545457173424172,"FAIL",0,1,null,null,3.209368267608395,null,380.65335068639797,"YES",1,null,6.8320000000000007,5.3630000000000004,5.5847964346769574,15.4,15.58,17.390432125820322,null,-23067.381131222388,null,-2040.9665732805479,null,0,null,0,null,380.65335068639797,null,0,0,null,"CofEgsld1002"]
[14073,"CreEgsld1002",0.85000000000000009,3680.702469280237,0,4349.828125,0,0,28775.158373138293,16417.546875,12907.150688125685,0,0,null,49542.532504443581,12907.150688125685,17256.978843562953,null,16588.286358740999,6604.3440175746364,0,0,51086.411485673205,0,null,23192.630580947505,51086.41015625,null,-26349.902792190787,5935.6517678218188,38179.259468124314,null,0.51319411957315664,1.7968822973674781,0,1,0.4681357411876404,1.343956600520779,0,1,3.9579928514546943,"PASS",1,null,"CreEgsld1002",null,38179.259468124314,0,0.4681357411876404,"FAIL",0,1,null,null,1.3936874069867782,null,-278.52153282995357,"NO",0,null,6.8320000000000007,5.3630000000000004,5.5847964346769574,15.4,15.58,17.390432125820322,null,-26465.289013986541,null,-2341.6082615743858,null,0,null,0,null,-278.52153282995357,null,-278.52153282995357,-0.52936066455111108,null,"CreEgsld1002"]
[14074,"CrtEgsld1002",0.85000000000000009,3133.8608106866855,0,3703.574462890625,0,0,24500.035495809898,16417.546875,32520.057022096611,0,0,null,44621.15582029974,32520.057022096611,36223.631370718438,null,15057.20020465708,6604.3440175746364,0,0,45935.661031060656,0,null,21661.544580990521,45935.66015625,null,-22959.612252710001,-14562.086903996715,13415.603134153389,null,0.52939453716218587,0.66609798888950322,0,0,0.48545457173424172,0.59799483632578576,0,0,1.4125331983593326,"PASS",1,null,"CrtEgsld1002",null,13415.603134153389,0,0.48545457173424172,"FAIL",0,1,null,null,3.7938053395876352,null,584.86982641535508,"YES",1,null,6.8320000000000007,5.3630000000000004,5.5847964346769574,15.4,15.58,17.390432125820322,null,-23067.381131222388,null,-2040.9665732805479,null,0,null,0,null,584.86982641535508,null,0,0,null,"CrtEgsld1002"]
[14075,"CscEgsld1002",0.85000000000000009,3133.8608106866855,0,3703.574462890625,0,0,24500.035495809898,16417.546875,26937.941895019667,0,0,null,44621.15582029974,26937.941895019667,30641.516243641512,null,15057.20020465708,6604.3440175746364,0,0,45935.661031060656,0,null,21661.544580990521,45935.66015625,null,-22959.612252710001,-8979.9717769197705,18997.718261230333,null,0.52939453716218587,0.80412767483901004,0,0,0.48545457173424172,0.70693448483330246,0,0,1.7052401529139338,"PASS",1,null,"CscEgsld1002",null,18997.718261230333,0,0.48545457173424172,"FAIL",0,1,null,null,3.1425930414852394,null,357.32046846762137,"YES",1,null,6.8320000000000007,5.3630000000000004,5.5847964346769574,15.4,15.58,17.390432125820322,null,-23067.381131222388,null,-2040.9665732805479,null,0,null,0,null,357.32046846762137,null,0,0,null,"CscEgsld1002"]
[14076,"CwaEgsld1002",0.85000000000000009,3133.8608106866855,0,3703.574462890625,0,0,24500.035495809898,16417.546875,125547.0720981475,0,0,null,44621.15582029974,125547.0720981475,129250.64644676929,null,15057.20020465708,6604.3440175746364,0,0,45935.661031060656,0,null,21661.544580990521,45935.66015625,null,-22959.612252710001,-107589.10198004761,-79611.411941897502,null,0.52939453716218587,0.1725372341941708,0,0,0.48545457173424172,0.16759331699560157,0,0,0.36588396199585921,"FAIL",0,null,"CwaEgsld1002",null,-79611.411941897502,79611.411941897502,0.17436284860307358,"FAIL",0,1,null,null,14.646380558421283,null,4377.0226008170166,"YES",1,null,6.8320000000000007,5.3630000000000004,5.5847964346769574,15.4,15.58,17.390432125820322,null,-23067.381131222388,null,-2040.9665732805479,null,7043.8958675353651,null,7043.8958675353651,null,4377.0226008170166,null,4377.0226008170166,0.85525466947963291,null,"CwaEgsld1002"]
[14077,"CasEgsld1003",0.86916131973266597,2654.797431906416,0,3137.4208984375,0,0,20754.792648764811,16417.546875,18185.07521181586,0,0,null,40309.759582644198,18185.07521181586,21322.496169827235,null,12722.695465999283,6753.2239556278928,0,0,41423.320251488258,0,null,19475.920103945773,41423.3203125,null,-20833.840318256534,-1846.5760063075868,23238.24510068414,null,0.52393581769300634,1.0709837532753881,0,1,0.48315643407343561,0.91339775621205888,0,0,2.2778745663688515,"PASS",1,null,"CasEgsld1003",null,23238.24510068414,0,0.48315643407343561,"FAIL",0,1,null,null,2.2822497608626704,null,56.490490847586472,"YES",1,null,6.8320000000000007,5.3630000000000004,5.5847964346769574,15.4,15.58,17.390432125820322,null,-20930.735443151785,null,-1851.9194333608102,null,0,null,0,null,56.490490847586472,null,0,0,null,"CasEgsld1003"]
[14078,"CcoEgsld1003",3.6034742742776869E-2,1303.3242240513214,0,1540.25927734375,0,0,10189.185698011099,16417.546875,23159.035221550927,0,0,null,28146.991006402033,23159.035221550927,24699.294554073858,null,3940.0359052293697,279.98333842129335,0,0,28693.673322869334,0,null,4220.0194823393167,28693.673828125,null,-23926.972368015529,-20479.275016555359,5534.6386065740735,null,0.15860720480274046,0.18221914004484632,0,0,0.14992790365575479,0.17085587130952942,0,0,1.2389839884790947,"PASS",1,null,"CcoEgsld1003",null,5534.6386065740735,0,0.14992790365575479,"FAIL",0,1,null,null,3.6968212585362745,null,417.14982598562824,"YES",1,null,6.8320000000000007,5.3630000000000004,5.5847964346769574,15.4,15.58,17.390432125820322,null,-23947.967489818213,null,-2118.8795063767238,null,0,null,0,null,417.14982598562824,null,0,0,null,"CcoEgsld1003"]
[14079,"CdaEgsld1003",0.27499870061874393,9946.3026588831399,0,11754.470703125,0,0,77758.644341740699,16417.546875,133631.11982684094,0,0,null,105930.6607218885,133631.11982684094,145385.59023112079,null,30068.335214932871,2136.6894391437636,0,0,110102.65964061589,0,null,32205.026245097561,110102.65625,null,-73725.635674768142,-113180.56428486838,-23528.463576840935,null,0.34196569036201174,0.2409994489818599,0,0,0.30401987169172962,0.22151456776219972,0,0,0.82392975822301651,"FAIL",0,null,"CdaEgsld1003",null,-23528.463576840935,23528.463576840935,0.24876598016195342,"FAIL",0,1,null,null,7.7879789799788108,null,3910.6216469487013,"YES",1,null,6.8320000000000007,5.3630000000000004,5.5847964346769574,15.4,15.58,17.390432125820322,null,-73885.859685937787,null,-6537.30776802337,null,2081.7624422905828,null,2081.7624422905828,null,3910.6216469487013,null,2081.7624422905828,0.38216139103049945,null,"CdaEgsld1003"]
[14080,"CgrEgsld1003",0.12721818387508391,1151.8523392667421,0,1361.2508544921875,0,0,9005.0021053051296,16417.546875,7335.1751480095654,0,0,null,26783.798953851492,7335.1751480095654,8696.4260206879153,null,4045.0666058353299,988.46194306131883,0,0,27266.946102741651,0,null,5033.528502281998,27266.9453125,null,-21750.27133251532,-3662.8975002197558,19931.770164490434,null,0.19799464271586129,0.68621790219254275,0,0,0.18793182943902062,0.57880426980393695,0,0,3.7172861945769644,"PASS",1,null,"CgrEgsld1003",null,19931.770164490434,0,0.18793182943902062,"FAIL",0,1,null,null,1.2077031144336692,null,-210.19652761320134,"NO",0,null,6.8320000000000007,5.3630000000000004,5.5847964346769574,15.4,15.58,17.390432125820322,null,-21775.313762874932,null,-1926.6464302949892,null,0,null,0,null,-210.19652761320134,null,-210.19652761320134,-0.70297245049987611,null,"CgrEgsld1003"]
[14081,"CheEgsld1003",4.9289162456989284E-2,1782.7172210892604,0,2106.802734375,0,0,13937.005449233115,16417.546875,16321.360135544652,0,0,null,32461.354189936123,16321.360135544652,18428.162900379662,null,5389.2728669230228,382.96774729891962,0,0,33209.118806269362,0,null,5772.2408168445245,33209.1171875,null,-26689.114241763589,-12655.922053075126,16887.757051955348,null,0.19016063077419659,0.35366175177237469,0,0,0.17781884971908588,0.31322931415298977,0,0,2.0347028012191948,"PASS",1,null,"CheEgsld1003",null,16887.757051955348,0,0.17781884971908588,"FAIL",0,1,null,null,2.376147552282049,null,82.408453033500905,"YES",1,null,6.8320000000000007,5.3630000000000004,5.5847964346769574,15.4,15.58,17.390432125820322,null,-26717.831857767789,null,-2363.9528658251511,null,0,null,0,null,82.408453033500905,null,0,0,null,"CheEgsld1003"]
[14082,"ChoEgsld1003",1.009862208366394,36525.244020783437,0,43165.27734375,0,0,285548.66634495807,16417.546875,131002.26570905563,0,0,null,345131.49109344714,131002.26570905563,174167.5444816766,null,110418.24502781132,7846.4440404697743,0,0,360452.08374087774,0,null,118264.68573901457,360452.09375,null,-226866.80482469348,-55902.857313791072,229449.82804094435,null,0.39164873605534228,0.90276824678490608,0,0,0.3426655897027861,0.67902827166344104,0,0,2.7514951119283082,"PASS",1,null,"ChoEgsld1003",null,229449.82804094435,0,0.3426655897027861,"FAIL",0,1,null,null,2.5859053236105298,null,698.07925648751871,"YES",1,null,6.8320000000000007,5.3630000000000004,5.5847964346769574,15.4,15.58,17.390432125820322,null,-227455.18634578312,null,-20124.886722519812,null,0,null,0,null,698.07925648751871,null,0,0,null,"ChoEgsld1003"]
[14083,"CinEgsld1003",3.3911333978176111E-2,1226.5235522542318,0,1449.4969482421875,0,0,9588.7700130788689,16417.546875,25656.637686503153,0,0,null,27455.812954393663,25656.637686503153,27106.134651949931,null,3707.8623716973934,263.4848419844036,0,0,27970.280931384717,0,null,3971.3473787222611,27970.28125,null,-23484.466457598795,-23134.787256023079,2313.6435634968475,null,0.15270702867358743,0.15478830185186016,0,0,0.14464504321006869,0.14651101797567573,0,0,1.0901771928094053,"PASS",1,null,"CinEgsld1003",null,2313.6435634968475,0,0.14464504321006869,"FAIL",0,1,null,null,4.1597868677352041,null,527.93521053792426,"YES",1,null,6.8320000000000007,5.3630000000000004,5.5847964346769574,15.4,15.58,17.390432125820322,null,-23504.224404756616,null,-2079.6177974474313,null,0,null,0,null,527.93521053792426,null,0,0,null,"CinEgsld1003"]
[14084,"CloEgsld1003",0.36390452384948729,3844.2359359597936,0,4543.0908203125,0,0,30053.637533648311,16417.546875,31763.702528234444,0,0,null,51014.274333538728,31763.702528234444,36306.793352256856,null,13141.999154377991,2827.4713706514217,0,0,52626.747823637066,0,null,15969.47092800316,52626.74609375,null,-35044.80430095765,-20337.32242054378,20863.043565515556,null,0.34364243414960677,0.502758483958476,0,0,0.31303925923340942,0.43984801341984353,0,0,1.656820266685554,"PASS",1,null,"CloEgsld1003",null,20863.043565515556,0,0.31303925923340942,"FAIL",0,1,null,null,3.3551042760811054,null,471.04030784240433,"YES",1,null,6.8320000000000007,5.3630000000000004,5.5847964346769574,15.4,15.58,17.390432125820322,null,-35124.254405077067,null,-3107.7402651111211,null,0,null,0,null,471.04030784240433,null,0,0,null,"CloEgsld1003"]
[14085,"CmiEgsld1003",1.3677483558654784,4177.6995276134758,0,4937.17578125,0,0,32660.603932479957,16417.546875,102658.76025497615,0,0,null,54015.3258413312,102658.76025497615,107595.93618795944,null,20020.962099533986,10627.153731303202,0,0,55767.671195723393,0,null,30648.115046807125,55767.671875,null,-23367.211541922832,-76947.820989419022,-46891.08837997615,null,0.62447575025862778,0.29854359209760206,0,0,0.5673966442924685,0.28484454130765963,0,0,0.54323344385309569,"FAIL",0,null,"CmiEgsld1003",null,-46891.08837997615,46891.08837997615,0.30372811338418826,"FAIL",0,1,null,null,10.382583560665994,null,3322.0452666010074,"YES",1,null,6.8320000000000007,5.3630000000000004,5.5847964346769574,15.4,15.58,17.390432125820322,null,-23519.689726235301,null,-2080.9861454191182,null,4148.851723732877,null,4148.851723732877,null,3322.0452666010074,null,3322.0452666010074,0.79383969126229992,null,"CmiEgsld1003"]
[14086,"CofEgsld1003",1.5698943614959715,4795.141671048289,0,5666.86474609375,0,0,37487.67039924088,16417.546875,42093.746627362874,0,0,null,59572.080975908975,42093.746627362874,47760.611228162983,null,22979.955312135731,12197.791099494205,0,0,61583.413926760637,0,null,35177.746122423283,61583.4140625,null,-24394.335897911347,-12582.865251033341,19489.667435137126,null,0.65258518379506292,0.83570004907940709,0,0,0.59050724650542741,0.73654304479807442,0,0,1.4630062419406484,"PASS",1,null,"CofEgsld1003",null,19489.667435137126,0,0.59050724650542741,"FAIL",0,1,null,null,3.946591429392627,null,781.03401444980454,"YES",1,null,6.8320000000000007,5.3630000000000004,5.5847964346769574,15.4,15.58,17.390432125820322,null,-24569.349560211958,null,-2173.8584408164429,null,0,null,0,null,781.03401444980454,null,0,0,null,"CofEgsld1003"]
[14087,"CreEgsld1003",0.32674280405044553,2958.3780132466736,0,3496.190185546875,0,0,23128.138329374393,16417.546875,10374.168970323877,0,0,null,43041.874379487424,10374.168970323877,13870.359044568902,null,10389.210155726711,2538.7316273130846,0,0,44282.77287872872,0,null,12927.941873463189,44282.7734375,null,-30113.933516458077,-942.41728240756311,33908.604467176119,null,0.32691156586744763,1.2461665035960547,0,1,0.30035730916340159,0.93205530788229973,0,0,4.2685610350259706,"PASS",1,null,"CreEgsld1003",null,33908.604467176119,0,0.30035730916340159,"FAIL",0,1,null,null,1.2423118474176615,null,-297.38240199827192,"NO",0,null,6.8320000000000007,5.3630000000000004,5.5847964346769574,15.4,15.58,17.390432125820322,null,-30178.251635231522,null,-2670.1255108751325,null,0,null,0,null,-297.38240199827192,null,-297.38240199827192,-0.70321027377665402,null,"CreEgsld1003"]
[14088,"CrtEgsld1003",1.3906232357025146,4247.5694244804517,0,5019.74755859375,0,0,33206.835898970654,16417.546875,44077.00911085694,0,0,null,54644.129486324382,44077.00911085694,49096.756722342645,null,20355.802406406812,10804.887349896693,0,0,56425.781998724196,0,null,31160.691074148708,56425.78125,null,-23483.439258415696,-17936.065595301981,12348.77213914306,null,0.62793105591014708,0.70696019767986673,0,0,0.570247726233442,0.63467921687661544,0,0,1.2801635679972065,"PASS",1,null,"CrtEgsld1003",null,12348.77213914306,0,0.570247726233442,"FAIL",0,1,null,null,4.4184554084754311,null,925.85594079255873,"YES",1,null,6.8320000000000007,5.3630000000000004,5.5847964346769574,15.4,15.58,17.390432125820322,null,-23638.467572217425,null,-2091.4954274185234,null,0,null,0,null,925.85594079255873,null,0,0,null,"CrtEgsld1003"]
[14089,"CscEgsld1003",2.7338973999023435,8350.5140285554953,0,9868.5791015625,0,0,65283.017487633479,16417.546875,71779.088366398908,0,0,null,91569.142562556066,71779.088366398908,81647.667465453473,null,40018.513544516441,21241.881103185773,0,0,95071.783912775849,0,null,61260.395592419227,95071.78125,null,-30308.747871776752,-20387.271875542181,23292.692883601092,null,0.74981606394431766,0.85345742035219729,0,0,0.66900697412739663,0.75030184562783553,0,0,1.3245052760311291,"PASS",1,null,"CscEgsld1003",null,23292.692883601092,0,0.66900697412739663,"FAIL",0,1,null,null,4.7387618608373607,null,1575.7314013568243,"YES",1,null,6.8320000000000007,5.3630000000000004,5.5847964346769574,15.4,15.58,17.390432125820322,null,-30613.525959301223,null,-2708.6379167949835,null,0,null,0,null,1575.7314013568243,null,0,0,null,"CscEgsld1003"]
[14090,"CwaEgsld1003",0.46555609703063966,1422.0112601697788,0,1680.52294921875,0,0,11117.062452421746,16417.546875,56967.86488981326,0,0,null,29215.131360850304,56967.86488981326,58648.387822373821,null,6814.7632220500118,3617.2854403172978,0,0,29811.597123364081,0,null,10432.048488718196,29811.59765625,null,-18783.0837879223,-48216.339350313814,-27156.26723356326,null,0.37887040141618816,0.18312163372974871,0,0,0.35707688707127078,0.17787442883085355,0,0,0.52330551116688906,"FAIL",0,null,"CwaEgsld1003",null,-27156.26723356326,27156.26723356326,0.18505924244137129,"FAIL",0,1,null,null,8.8815506573658478,null,1781.4658559900959,"YES",1,null,6.8320000000000007,5.3630000000000004,5.5847964346769574,15.4,15.58,17.390432125820322,null,-18834.984526672139,null,-1666.4906002338671,null,2402.7449567630802,null,2402.7449567630802,null,1781.4658559900959,null,1781.4658559900959,0.76713327805304066,null,"CwaEgsld1003"]
[14091,"CasEgsld1004",0.95681454837322222,3700.7499358045011,0,4373.5205078125,0,0,28931.886342603499,16417.546875,25349.737004498689,0,0,null,49722.952699879635,25349.737004498689,29723.257385906803,null,17281.794646328126,7434.273457031848,0,0,51275.240364546946,0,null,24716.068662176185,51275.2421875,null,-25006.88506323981,-5007.188850135004,25925.505183001311,null,0.5450138382894284,0.97500296187648616,0,0,0.4970756322857488,0.83153970092069962,0,0,2.022712984296462,"PASS",1,null,"CasEgsld1004",null,25925.505183001311,0,0.4970756322857488,"FAIL",0,1,null,null,2.7297640024171206,null,226.34571479024396,"YES",1,null,6.8320000000000007,5.3630000000000004,5.5847964346769574,15.4,15.58,17.390432125820322,null,-25129.850578972029,null,-2223.4507129981607,null,0,null,0,null,226.34571479024396,null,0,0,null,"CasEgsld1004"]
[14092,"CcoEgsld1004",0.96843927800655372,7151.6403133629756,0,8451.7578125,0,0,55910.409592270633,16417.546875,127078.9702392224,0,0,null,80779.71380090293,127078.9702392224,135530.72847198669,null,26022.227416335103,7524.595473043395,0,0,83779.485243663948,0,null,33546.821716168801,83779.484375,null,-47232.892563601832,-101983.90633555359,-43299.485864222399,null,0.46381542289735761,0.26398405379755518,0,0,0.41528769958239142,0.24752188819768145,0,0,0.65927103609108262,"FAIL",0,null,"CcoEgsld1004",null,-43299.485864222399,43299.485864222399,0.27036619898611491,"FAIL",0,1,null,null,9.3193030531496444,null,3970.0470528455421,"YES",1,null,6.8320000000000007,5.3630000000000004,5.5847964346769574,15.4,15.58,17.390432125820322,null,-47399.792174130038,null,-4193.8610567673832,null,3831.07223080024,null,3831.07223080024,null,3970.0470528455421,null,3831.07223080024,0.7395540477978787,null,"CcoEgsld1004"]
[14093,"CdaEgsld1004",0.96843927800655372,7151.6403133629756,0,8451.7578125,0,0,55910.409592270633,16417.546875,96084.121506673691,0,0,null,80779.71380090293,96084.121506673691,104535.87973943799,null,26022.227416335103,7524.595473043395,0,0,83779.485243663948,0,null,33546.821716168801,83779.484375,null,-47232.892563601832,-70989.057603004883,-12304.637131673691,null,0.46381542289735761,0.34914012003365974,0,0,0.41528769958239142,0.32091203455363038,0,0,0.87193891208320984,"FAIL",0,null,"CdaEgsld1004",null,-12304.637131673691,12304.637131673691,0.36039163626856791,"FAIL",0,1,null,null,7.0463040217684494,null,2706.5732612586207,"YES",1,null,6.8320000000000007,5.3630000000000004,5.5847964346769574,15.4,15.58,17.390432125820322,null,-47399.792174130038,null,-4193.8610567673832,null,1088.6954587185874,null,1088.6954587185874,null,2706.5732612586207,null,1088.6954587185874,0.27795727595727582,null,"CdaEgsld1004"]
[14094,"CgrEgsld1004",0.96172192692756664,4703.9616416603321,0,5559.10888671875,0,0,36774.839137272844,16417.546875,29955.562030998219,0,0,null,58751.49414326714,29955.562030998219,35514.671061124507,null,19763.656111397206,7472.4028878522686,0,0,60724.581081016004,0,null,27236.058681881572,60724.58203125,null,-31515.436217110022,-8278.6122358353969,30769.020000251781,null,0.51202927192620229,0.90921541227293656,0,0,0.46358069235016264,0.76689598912472257,0,0,2.027155490136082,"PASS",1,null,"CgrEgsld1004",null,30769.020000251781,0,0.46358069235016264,"FAIL",0,1,null,null,2.8391420776419025,null,296.88626165013,"YES",1,null,6.8320000000000007,5.3630000000000004,5.5847964346769574,15.4,15.58,17.390432125820322,null,-31650.93899662187,null,-2800.4266343703403,null,0,null,0,null,296.88626165013,null,0,0,null,"CgrEgsld1004"]
[14095,"CheEgsld1004",0.96843927800655372,7151.6403133629756,0,8451.7578125,0,0,55910.409592270633,16417.546875,65475.607207967281,0,0,null,80779.71380090293,65475.607207967281,73927.365440731577,null,26022.227416335103,7524.595473043395,0,0,83779.485243663948,0,null,33546.821716168801,83779.484375,null,-47232.892563601832,-40380.543304298488,18303.877167032719,null,0.46381542289735761,0.51235602305474637,0,0,0.41528769958239142,0.45378083889343462,0,0,1.2795526142872555,"PASS",1,null,"CheEgsld1004",null,18303.877167032719,0,0.41528769958239142,"FAIL",0,1,null,null,4.8016366853257022,null,1458.8479823334978,"YES",1,null,6.8320000000000007,5.3630000000000004,5.5847964346769574,15.4,15.58,17.390432125820322,null,-47399.792174130038,null,-4193.8610567673832,null,0,null,0,null,1458.8479823334978,null,0,0,null,"CheEgsld1004"]
[14096,"ChoEgsld1004",0.96843927800655372,7151.6403133629756,0,8451.7578125,0,0,55910.409592270633,16417.546875,25650.235312928966,0,0,null,80779.71380090293,25650.235312928966,34101.99354569328,null,26022.227416335103,7524.595473043395,0,0,83779.485243663948,0,null,33546.821716168801,83779.484375,null,-47232.892563601832,-555.17140926016873,58129.24906207103,null,0.46381542289735761,1.3078562947630961,0,1,0.41528769958239142,0.98372026505259624,0,0,3.2662267364374262,"PASS",1,null,"ChoEgsld1004",null,58129.24906207103,0,0.41528769958239142,"FAIL",0,1,null,null,1.8810533363997604,null,-164.59332431360681,"NO",0,null,6.8320000000000007,5.3630000000000004,5.5847964346769574,15.4,15.58,17.390432125820322,null,-47399.792174130038,null,-4193.8610567673832,null,0,null,0,null,-164.59332431360681,null,-164.59332431360681,-0.15741427729330745,null,"ChoEgsld1004"]
[14097,"CinEgsld1004",0.96843927800655372,7151.6403133629756,0,8451.7578125,0,0,55910.409592270633,16417.546875,149599.28634629154,0,0,null,80779.71380090293,149599.28634629154,158051.04457905592,null,26022.227416335103,7524.595473043395,0,0,83779.485243663948,0,null,33546.821716168801,83779.484375,null,-47232.892563601832,-124504.22244262273,-65819.801971291541,null,0.46381542289735761,0.22424453040848616,0,0,0.41528769958239142,0.21225308503792487,0,0,0.56002596283158557,"FAIL",0,null,"CinEgsld1004",null,-65819.801971291541,65819.801971291541,0.22883309968579615,"FAIL",0,1,null,null,10.970824835323691,null,4888.0652566385597,"YES",1,null,6.8320000000000007,5.3630000000000004,5.5847964346769574,15.4,15.58,17.390432125820322,null,-47399.792174130038,null,-4193.8610567673832,null,5823.6353281354232,null,5823.6353281354232,null,4888.0652566385597,null,4888.0652566385597,0.80155020059300242,null,"CinEgsld1004"]
[14098,"CloEgsld1004",0.9115805417299272,5764.4298354012008,0,6812.36181640625,0,0,45065.414232449366,16417.546875,47629.65566264846,0,0,null,68295.322261665671,47629.65566264846,54442.017715996728,null,22009.865435952284,7082.8135262488167,0,0,70713.225773999744,0,null,29092.678557169842,70713.2265625,null,-39202.644366685781,-25349.338921884868,23083.57089985154,null,0.47318278158930327,0.61081018017907995,0,0,0.42598346873044424,0.53437914141154974,0,0,1.4846470246047538,"PASS",1,null,"CloEgsld1004",null,23083.57089985154,0,0.42598346873044424,"FAIL",0,1,null,null,4.006670706197915,null,893.45200868945892,"YES",1,null,6.8320000000000007,5.3630000000000004,5.5847964346769574,15.4,15.58,17.390432125820322,null,-39347.384061000055,null,-3481.3963127281677,null,0,null,0,null,893.45200868945892,null,0,0,null,"CloEgsld1004"]
[14099,"CmiEgsld1004",0.95681454837322222,3700.7499358045011,0,4373.5205078125,0,0,28931.886342603499,16417.546875,90938.65544430606,0,0,null,49722.952699879635,90938.65544430606,95312.175825714192,null,17281.794646328126,7434.273457031848,0,0,51275.240364546946,0,null,24716.068662176185,51275.2421875,null,-25006.88506323981,-70596.107289942374,-39663.41325680606,null,0.5450138382894284,0.27178836701971198,0,0,0.4970756322857488,0.25931701186417838,0,0,0.56384429632240063,"FAIL",0,null,"CmiEgsld1004",null,-39663.41325680606,39663.41325680606,0.27650825843600885,"FAIL",0,1,null,null,9.7926491614614992,null,2900.0122280101727,"YES",1,null,6.8320000000000007,5.3630000000000004,5.5847964346769574,15.4,15.58,17.390432125820322,null,-25129.850578972029,null,-2223.4507129981607,null,3509.3580922276083,null,3509.3580922276083,null,2900.0122280101727,null,2900.0122280101727,0.78230218232907367,null,"CmiEgsld1004"]
[14100,"CofEgsld1004",0.95681454837322222,3700.7499358045011,0,4373.5205078125,0,0,28931.886342603499,16417.546875,32486.721557817833,0,0,null,49722.952699879635,32486.721557817833,36860.241939225954,null,17281.794646328126,7434.273457031848,0,0,51275.240364546946,0,null,24716.068662176185,51275.2421875,null,-25006.88506323981,-12144.173403454144,18788.520629682167,null,0.5450138382894284,0.76080526064127685,0,0,0.4970756322857488,0.6705346269340493,0,0,1.5783446198547162,"PASS",1,null,"CofEgsld1004",null,18788.520629682167,0,0.4970756322857488,"FAIL",0,1,null,null,3.4983039891190986,null,517.27776029919119,"YES",1,null,6.8320000000000007,5.3630000000000004,5.5847964346769574,15.4,15.58,17.390432125820322,null,-25129.850578972029,null,-2223.4507129981607,null,0,null,0,null,517.27776029919119,null,0,0,null,"CofEgsld1004"]
[14101,"CreEgsld1004",0.96172192692756664,4703.9616416603321,0,5559.10888671875,0,0,36774.839137272844,16417.546875,16495.422046851487,0,0,null,58751.49414326714,16495.422046851487,22054.531076977775,null,19763.656111397206,7472.4028878522686,0,0,60724.581081016004,0,null,27236.058681881572,60724.58203125,null,-31515.436217110022,5181.527748311335,44229.159984398517,null,0.51202927192620229,1.6511283315166931,0,1,0.46358069235016264,1.2349416436884761,0,1,3.6812990815740068,"PASS",1,null,"CreEgsld1004",null,44229.159984398517,0,0.46358069235016264,"FAIL",0,1,null,null,1.5634107215152429,null,-251.80284520360178,"NO",0,null,6.8320000000000007,5.3630000000000004,5.5847964346769574,15.4,15.58,17.390432125820322,null,-31650.93899662187,null,-2800.4266343703403,null,0,null,0,null,-251.80284520360178,null,-251.80284520360178,-0.3744729388633663,null,"CreEgsld1004"]
[14102,"CrtEgsld1004",0.95681454837322222,3700.7499358045011,0,4373.5205078125,0,0,28931.886342603499,16417.546875,38402.667463041791,0,0,null,49722.952699879635,38402.667463041791,42776.187844449931,null,17281.794646328126,7434.273457031848,0,0,51275.240364546946,0,null,24716.068662176185,51275.2421875,null,-25006.88506323981,-18060.119308678106,12872.574724458209,null,0.5450138382894284,0.64360291341643383,0,0,0.4970756322857488,0.57779970199814357,0,0,1.3352000153855614,"PASS",1,null,"CrtEgsld1004",null,12872.574724458209,0,0.4970756322857488,"FAIL",0,1,null,null,4.1353572566333678,null,758.43529721724781,"YES",1,null,6.8320000000000007,5.3630000000000004,5.5847964346769574,15.4,15.58,17.390432125820322,null,-25129.850578972029,null,-2223.4507129981607,null,0,null,0,null,758.43529721724781,null,0,0,null,"CrtEgsld1004"]
[14103,"CscEgsld1004",0.95681454837322222,3700.7499358045011,0,4373.5205078125,0,0,28931.886342603499,16417.546875,31810.792015818297,0,0,null,49722.952699879635,31810.792015818297,36184.312397226415,null,17281.794646328126,7434.273457031848,0,0,51275.240364546946,0,null,24716.068662176185,51275.2421875,null,-25006.88506323981,-11468.243861454612,19464.450171681703,null,0.5450138382894284,0.77697118166331181,0,0,0.4970756322857488,0.68306033577492797,0,0,1.6118819726966487,"PASS",1,null,"CscEgsld1004",null,19464.450171681703,0,0.4970756322857488,"FAIL",0,1,null,null,3.425517066832493,null,489.72415404115475,"YES",1,null,6.8320000000000007,5.3630000000000004,5.5847964346769574,15.4,15.58,17.390432125820322,null,-25129.850578972029,null,-2223.4507129981607,null,0,null,0,null,489.72415404115475,null,0,0,null,"CscEgsld1004"]
[14104,"CwaEgsld1004",0.95681454837322222,3700.7499358045011,0,4373.5205078125,0,0,28931.886342603499,16417.546875,148257.49497976503,0,0,null,49722.952699879635,148257.49497976503,152631.01536117328,null,17281.794646328126,7434.273457031848,0,0,51275.240364546946,0,null,24716.068662176185,51275.2421875,null,-25006.88506323981,-127914.94682540135,-96982.252792265033,null,0.5450138382894284,0.16671041599313116,0,0,0.4970756322857488,0.16193346144766885,0,0,0.34585261402466239,"FAIL",0,null,"CwaEgsld1004",null,-96982.252792265033,96982.252792265033,0.16847437966830023,"FAIL",0,1,null,null,15.964977300268748,null,5236.5569518333286,"YES",1,null,6.8320000000000007,5.3630000000000004,5.5847964346769574,15.4,15.58,17.390432125820322,null,-25129.850578972029,null,-2223.4507129981607,null,8580.8412764526038,null,8580.8412764526038,null,5236.5569518333286,null,5236.5569518333286,0.86646781191281042,null,"CwaEgsld1004"]
[14105,"CasNgsld1005",0.9806519567966463,3532.9287560955281,0,1499.8271484375,0,0,27619.886509746353,16417.546875,76139.226716448436,0,0,null,45537.259588843001,76139.226716448436,77639.05381967705,null,16997.691340415713,7619.4857461091697,0,0,49694.517674357594,0,null,24617.1769102492,49694.51953125,null,-20920.083622934657,-53021.87695463674,-26444.707185198436,null,0.55900571441513836,0.32331792653905594,0,0,0.5405941556873014,0.31707208788363261,0,0,0.65267959334967141,"FAIL",0,null,"CasNgsld1005",null,-26444.707185198436,26444.707185198436,0.34199088591964988,"FAIL",0,1,null,null,23.356197910751508,null,7852.7263088075151,"YES",1,null,6.8320000000000007,5.3630000000000004,5.5847964346769574,15.4,15.58,17.390432125820322,null,-21042.557139901066,null,-3164.8255579313209,null,3977.3153336495843,null,3977.3153336495843,null,7852.7263088075151,null,3977.3153336495843,0.46033052040543171,null,"CasNgsld1005"]
[14106,"CcoNgsld1005",0.87211016416549691,5947.7052314647462,0,2524.967529296875,0,0,46498.232720671083,16417.546875,310788.01358192432,0,0,null,65440.746186662029,310788.01358192432,313312.98107204732,null,22265.24276952746,6776.1359357322763,0,0,72439.513109206688,0,null,29041.378982038637,72439.515625,null,-36399.368142929321,-284271.60212918255,-238348.49795692432,null,0.46159133954428228,9.3444334121281267E-2,0,0,0.44378128701037284,9.2691272730029028E-2,0,0,0.23308336376977037,"FAIL",0,null,"CcoNgsld1005",null,-238348.49795692432,238348.49795692432,9.5597126798251095E-2,"FAIL",0,1,null,null,71.391565084451486,null,34198.078165749132,"YES",1,null,6.8320000000000007,5.3630000000000004,5.5847964346769574,15.4,15.58,17.390432125820322,null,-36543.852615476768,null,-5496.2387876058292,null,35847.896860322457,null,35847.896860322457,null,34198.078165749132,null,34198.078165749132,0.96967369849775231,null,"CcoNgsld1005"]
[14107,"CdaNgsld1005",0.88437728285789485,6391.3889893263067,0,2713.323486328125,0,0,49966.883204270816,16417.546875,63318.915523328702,0,0,null,69097.752658782978,63318.915523328702,66032.239001972906,null,23455.422222330559,6871.4491968487682,0,0,76618.610077399077,0,null,30326.872414264239,76618.609375,null,-38770.88115133471,-35705.366595392588,13299.693851671298,null,0.45683712849610042,0.47895438769937326,0,0,0.43889809508022554,0.45927372551806267,0,0,1.210042982286569,"PASS",1,null,"CdaNgsld1005",null,13299.693851671298,0,0.43889809508022554,"FAIL",0,1,null,null,13.903470410784426,null,6063.9317302996305,"YES",1,null,6.8320000000000007,5.3630000000000004,5.5847964346769574,15.4,15.58,17.390432125820322,null,-38921.76111359473,null,-5853.8790467830549,null,0,null,0,null,6063.9317302996305,null,0,0,null,"CdaNgsld1005"]
[14108,"CgrNgsld1005",1.1263490855693818,6182.8082886940447,0,2624.77490234375,0,0,48336.231788035264,16417.546875,1100278.7972142501,0,0,null,67378.552747064256,1100278.7972142501,1102903.5721974107,null,24334.646170196589,8751.5256999774265,0,0,74653.969816874378,0,null,33086.173016439832,74653.96875,null,-34292.380548939182,-1069817.3991001539,-1025624.8284642501,null,0.51095354895987088,3.0070717621942123E-2,0,0,0.49104902473656592,2.9999153011123002E-2,0,0,6.7850047587041815E-2,"FAIL",0,null,"CgrNgsld1005",null,-1025624.8284642501,1025624.8284642501,3.0270878901583247E-2,"FAIL",0,1,null,null,246.71373750755214,null,123760.46789813614,"YES",1,null,6.8320000000000007,5.3630000000000004,5.5847964346769574,15.4,15.58,17.390432125820322,null,-34456.988374891611,null,-5182.3719300453849,null,154255.19096334727,null,154255.19096334727,null,123760.46789813614,null,123760.46789813614,0.99121394357425519,null,"CgrNgsld1005"]
[14109,"CheNgsld1005",0.92213300466537484,7756.9585697895536,0,3293.046142578125,0,0,60642.693399560514,16417.546875,741270.7899968666,0,0,null,80353.285588512197,741270.7899968666,744563.83620995062,null,27448.590899680737,7164.8042267881156,0,0,89481.031999434897,0,null,34613.394992335387,89481.03125,null,-45739.89142480326,-709950.44114710938,-651789.7587468666,null,0.44917320357437451,4.669467009819947E-2,0,0,0.43076514397490351,4.6488149588093691E-2,0,0,0.12071301399907886,"FAIL",0,null,"CheNgsld1005",null,-651789.7587468666,651789.7587468666,4.7276820043522697E-2,"FAIL",0,1,null,null,143.31027384366891,null,82837.033218974815,"YES",1,null,6.8320000000000007,5.3630000000000004,5.5847964346769574,15.4,15.58,17.390432125820322,null,-45912.097370038755,null,-6905.2339128215472,null,98029.952974131331,null,98029.952974131331,null,82837.033218974815,null,82837.033218974815,0.98477230694237528,null,"CheNgsld1005"]
[14110,"ChoNgsld1005",0.86679627895355238,5755.5098837263104,0,2443.375,0,0,44995.67944017316,16417.546875,8424.493689361494,0,0,null,63856.600538105406,8424.493689361494,10867.868811425742,null,21719.789135851406,6734.8480227798254,0,0,70629.207951980279,0,null,28454.637119411833,70629.2109375,null,-35401.964195761328,17586.768430050339,62204.717248138506,null,0.46333076483203162,3.3776079808029928,0,1,0.44560212309092373,2.6182352706622178,0,1,8.3837929662990938,"PASS",1,null,"ChoNgsld1005",null,62204.717248138506,0,0.44560212309092373,"FAIL",0,1,null,null,1.9746767198929087,null,-91.085966862524373,"NO",0,null,6.8320000000000007,5.3630000000000004,5.5847964346769574,15.4,15.58,17.390432125820322,null,-35543.529554564368,null,-5345.7890124993355,null,0,null,0,null,-91.085966862524373,null,-91.085966862524373,-9.5278708525030689E-2,null,"ChoNgsld1005"]
[14111,"CinNgsld1005",0.89241264015436172,6682.0162229480729,0,2836.702880859375,0,0,52238.961630824168,16417.546875,633494.97742493171,0,0,null,71493.2105077366,633494.97742493171,636331.68032597622,null,24266.075503116928,6933.8824484840579,0,0,79356.053964812789,0,null,31199.959604794542,79356.0546875,null,-40293.251781889005,-605131.72070099658,-554138.92273743171,null,0.45443557040404747,4.9250524024070409E-2,0,0,0.43640450610120313,4.9030970122061673E-2,0,0,0.1252670621163742,"FAIL",0,null,"CinNgsld1005",null,-554138.92273743171,554138.92273743171,4.9869496630754864E-2,"FAIL",0,1,null,null,135.19542700808623,null,70732.433129254059,"YES",1,null,6.8320000000000007,5.3630000000000004,5.5847964346769574,15.4,15.58,17.390432125820322,null,-40448.475461514841,null,-6083.4986959461294,null,83343.151389071092,null,83343.151389071092,null,70732.433129254059,null,70732.433129254059,0.98392869274905193,null,"CinNgsld1005"]
[14112,"CloNgsld1005",0.9091868042945862,6075.4518642563189,0,2579.199462890625,0,0,47496.935990194397,16417.546875,82381.48647195693,0,0,null,66493.681486661415,82381.48647195693,84960.685992555955,null,22777.462751493629,7064.2146256479436,0,0,73642.770060439565,0,null,29841.678302933025,73642.7734375,null,-36652.004025151997,-55119.00763191453,-8738.7130344569305,null,0.46690009783656977,0.36223767718844552,0,0,0.44878967832901556,0.35124102371086358,0,0,0.89392382428749173,"FAIL",0,null,"CloNgsld1005",null,-8738.7130344569305,8738.7130344569305,0.39665995159568096,"FAIL",0,1,null,null,18.675827040519412,null,8264.0279191030295,"YES",1,null,6.8320000000000007,5.3630000000000004,5.5847964346769574,15.4,15.58,17.390432125820322,null,-36800.470086360619,null,-5534.834359667977,null,1314.3128076594064,null,1314.3128076594064,null,8264.0279191030295,null,1314.3128076594064,0.14059092495551953,null,"CloNgsld1005"]
[14113,"CmiNgsld1005",1.4251832365989685,4890.7210275335874,0,2076.247802734375,0,0,38234.894914947217,16417.546875,213006.52909620645,0,0,null,56728.688813517096,213006.52909620645,215082.77701890832,null,22989.580055264676,11073.412214800073,0,0,62483.684427611661,0,null,34062.990452596336,62483.68359375,null,-22665.699140085257,-181019.78644634449,-150522.84550245645,null,0.62326566457021304,0.15991524108264052,0,0,0.60045438555292674,0.15837153929159672,0,0,0.29334163538962998,"FAIL",0,null,"CmiNgsld1005",null,-150522.84550245645,150522.84550245645,0.16435579324881647,"FAIL",0,1,null,null,54.973655424336698,null,23225.520423292121,"YES",1,null,6.8320000000000007,5.3630000000000004,5.5847964346769574,15.4,15.58,17.390432125820322,null,-22835.166754277278,null,-3434.4361706174327,null,22638.814538153678,null,22638.814538153678,null,23225.520423292121,null,22638.814538153678,0.93658878046014726,null,"CmiNgsld1005"]
[14114,"CofNgsld1005",1.3710423469543458,4725.351280092711,0,2006.0438232421875,0,0,36942.059997576784,16417.546875,168110.67475125208,0,0,null,55365.649746211377,168110.67475125208,170116.71852401865,null,22243.771442059548,10652.747437587555,0,0,60926.051997044851,0,null,32896.519126065425,60926.05078125,null,-22469.131569753547,-137220.19944842884,-107184.62397000208,null,0.61650602495296869,0.19568370167296834,0,0,0.59416838260964677,0.19337616785536577,0,0,0.36241631217886849,"FAIL",0,null,"CofNgsld1005",null,-107184.62397000208,107184.62397000208,0.20237750562830931,"FAIL",0,1,null,null,44.241686328222187,null,18150.14745243275,"YES",1,null,6.8320000000000007,5.3630000000000004,5.5847964346769574,15.4,15.58,17.390432125820322,null,-22632.795844012577,null,-3403.9993456284637,null,16120.694604853312,null,16120.694604853312,null,18150.14745243275,null,16120.694604853312,0.84503882084323811,null,"CofNgsld1005"]
[14115,"CreNgsld1005",0.9984720975160597,5024.9907126327207,0,2133.249267578125,0,0,39284.594390980797,16417.546875,230161.14288598331,0,0,null,57835.389620349721,230161.14288598331,232294.39213948426,null,20737.176117193208,7757.9449693475199,0,0,63748.382591507529,0,null,28495.120485017753,63748.3828125,null,-29340.27004854117,-203799.27166854369,-166412.76007348331,null,0.5115623894771294,0.12380508772123017,0,0,0.49269349134045337,0.12266813770597035,0,0,0.27697282874581275,"FAIL",0,null,"CreNgsld1005",null,-166412.76007348331,166412.76007348331,0.12706958968393336,"FAIL",0,1,null,null,58.48337005781891,null,25156.504168729589,"YES",1,null,6.8320000000000007,5.3630000000000004,5.5847964346769574,15.4,15.58,17.390432125820322,null,-29482.036817123346,null,-4434.1333136635512,null,25028.676540826968,null,25028.676540826968,null,25156.504168729589,null,25028.676540826968,0.95828364299952329,null,"CreNgsld1005"]
[14116,"CrtNgsld1005",1.2142812490463257,4246.5343186724467,0,1802.772705078125,0,0,33198.743603055147,16417.546875,132684.52535474123,0,0,null,51419.062270649811,132684.52535474123,134487.29804646794,null,20185.812304335483,9434.7424738731315,0,0,56416.032244609152,0,null,29620.555498455215,56416.03125,null,-21798.507684678058,-104866.74256136414,-76268.494104741229,null,0.59699254444578298,0.22324046771288977,0,0,0.57606174956862088,0.22024797825353085,0,0,0.42518923061425473,"FAIL",0,null,"CrtNgsld1005",null,-76268.494104741229,76268.494104741229,0.23197683570432004,"FAIL",0,1,null,null,37.031431316130735,null,14186.001172153427,"YES",1,null,6.8320000000000007,5.3630000000000004,5.5847964346769574,15.4,15.58,17.390432125820322,null,-21945.873632431565,null,-3300.6854300682699,null,11470.871995396381,null,11470.871995396381,null,14186.001172153427,null,11470.871995396381,0.7618410123406969,null,"CrtNgsld1005"]
[14117,"CscNgsld1005",1.1694360017776488,4109.5576101862043,0,1744.6221923828125,0,0,32127.881039992953,16417.546875,59182.643918680886,0,0,null,50290.049241534398,59182.643918680886,60927.266144354275,null,19568.29138875609,9086.3031320901409,0,0,55125.836385498049,0,null,28654.593880287583,55125.8359375,null,-21635.45622708818,-32272.672230776116,-4056.8079811808857,null,0.59026349361806307,0.48417225022356286,0,0,0.56978654463668887,0.4703082168179582,0,0,0.93145274167279368,"FAIL",0,null,"CscNgsld1005",null,-4056.8079811808857,4056.8079811808857,0.5272539184067595,"FAIL",0,1,null,null,16.808459400063281,null,5861.1560042913698,"YES",1,null,6.8320000000000007,5.3630000000000004,5.5847964346769574,15.4,15.58,17.390432125820322,null,-21778.01639564682,null,-3275.4395025163967,null,610.14873321244056,null,610.14873321244056,null,5861.1560042913698,null,610.14873321244056,9.0850962652305703E-2,null,"CscNgsld1005"]
[14118,"CwaNgsld1005",1.3001846075057983,4508.920899669758,0,1914.1630859375,0,0,35250.041007884618,16417.546875,489792.81540957268,0,0,null,53581.75009151415,489792.81540957268,491706.97851733421,null,21294.460271358625,10102.195805086527,0,0,58887.474901030197,0,null,31396.655765704385,58887.4765625,null,-22185.095203117733,-460310.32272980578,-430905.33884707268,null,0.60766637368230669,6.410191162042668E-2,0,0,0.5859580024544796,6.3852369681165852E-2,0,0,0.12022935965946609,"FAIL",0,null,"CwaNgsld1005",null,-430905.33884707268,430905.33884707268,6.480390587422076E-2,"FAIL",0,1,null,null,132.31103441454053,null,54679.291545751745,"YES",1,null,6.8320000000000007,5.3630000000000004,5.5847964346769574,15.4,15.58,17.390432125820322,null,-22341.297470608795,null,-3360.1576444459411,null,64808.674172319887,null,64808.674172319887,null,54679.291545751745,null,54679.291545751745,0.98378152988334755,null,"CwaNgsld1005"]
[]
[null,null,null,null,null,null,null,null,null,null,null,null,null,null,null,null,null,null,null,null,null,null,null,null,null,null,null,null,null,null,null,null,null,null,14090,9468,null,null,14090,10212,null,null,null,null,null,null,null,null,null,null,14102]
[null,null,null,null,null,null,null,null,null,null,null,null,null,null,null,null,null,null,null,null,null,null,null,null,null,null,null,null,null,null,null,null,null,null,28,4650,null,null,28,3906]