{"text_format":"1","workbook":"xlsx","n_sheets":2,"sheets":["INPUTS","OUTPUTS"],"not_rendered":{"charts":0,"images":0,"macros":1,"external_links":1,"defined_names":70,"comments":0,"pivot_tables":0},"unopened":[],"bounds":{"document_bytes":16777216,"sheet_cells":100000,"rows_first":2000,"rows_last":500,"rows_between":2000,"halvings":0,"cell_chars":16384,"cell_head_chars":4096},"cells_cut":0,"cells_raw":0,"read":"whole","date_system":"1900"}

{"sheet":"INPUTS","index":0,"n_rows":112,"n_cols":48,"rows_kept":112,"cut":false,"hidden":false,"merged":[[3,43,3,44],[2,0,2,27],[7,36,7,41],[3,32,3,33]]}
["FPL 000662"]
["20240012-EG"]
["I. Inputs: Batch Runs "]
[null,null,null,null,null,null,null,null,null,null,null,null,null,null,null,null,null,null,null,null,null,null,"adjusted for tax credits",null,null,null,null,null,null,null,null,null,"Screening Step # 4",null,null,null,null,null,null,null,null,null,null,"Maximum Incentive"]
[]
[null,null,"Summer","Winter","Annual",null,null,null,"Billing","Billing","Billing","Billing","Billing","Billing","Billing","Billing","Billing","Billing","Billing","Billing",null,null,null,null,null,null,null,null,null,null,null,null,"Maximum Incentive",null,null,null,null,null,null,null,null,null,null,"Minimum","Conversion Factor to"]
[null,null,"kW","kW","kWh",null,null,"Life","kW","kW","kW","kW","kW","kW","kW","kW","kW","kW","kW","kW","Admin.",null,null,null,null,null,"Kwh pct","External",null,null,"(Based on 2-Yrs.)",null,"that does not violate",null,null,null,null,null,null,null,null,null,null,"Incentive Needed","calculate one-time"]
[null,null,"Reduction ","Reduction ","Reduction ",null,null,"(Years)","per","per","per","per","per","per","per","per","per","per","per","per","Non-","Admin.","Part.","Part.","Rebate","Rebate","for rev","non rec",null,null,"with zero incentive",null,"2-Years Payback",null,null,null,"Energy and Demand Charge",null,null,null,null,null,null,"to get Participant ","incentive payment needed"]
[null,"Measure","at","at","at","Load","Rate","of","month","month","month","month","month","month","month","month","month","month","month","month","rec.","Rec.","Equip.","O&M","Non-rec.","Rec.","loss & bill","credit",null,null,"Years",null,"one-time incentive payment","2 Yrs. Payback ",null,null,null,null,null,null,null,null,null,"Test to 1.00","to make Part. Test = 1.00"]
[null,"Name","Meter","Meter","Meter","Shifting %","Class","Measure","Jan.","Feb.","March","April","May","June","July","Aug.","Sep.","Oct.","Nov.","Dec.","Cost","Cost","Cost","Cost","Cost","Cost","savings","per part",null,null,"to Payback",null,"(Nominal $)"," criterion met",null,null,"Egy yr1","Egy yr2","Egy yr3","Dmd yr1","Dmd yr2","Dmd yr3",null,"(NPV $)","(Nominal $)",null,"Segment","Measure Name/Description"]
[1,"DRRSFrs101",0.82170625859384994,0.35510923738226685,1,0,"RS",10,1,1,1,1,1,1,1,1,1,1,1,1,175,16.7,0,0,0,0,1,0,null,null,0,null,-0.25664799999999999,0,null,null,13.941899999999999,11.722899999999999,12.695988728363995,0,0,0,null,0,0,null,"Residential","EV Charging (telematics)"]
[2,"DRRMFrs102",0.82170625859384994,0.35510923738226685,1,0,"RS",10,1,1,1,1,1,1,1,1,1,1,1,1,175,16.7,0,0,0,0,1,0,null,null,0,null,-0.25664799999999999,0,null,null,13.941899999999999,11.722899999999999,12.695988728363995,0,0,0,null,0,0,null,"Residential","EV Charging (telematics)"]
[3,"DRRMOrs103",0.82170625859384994,0.35510923738226685,1,0,"RS",10,1,1,1,1,1,1,1,1,1,1,1,1,175,16.7,0,0,0,0,1,0,null,null,0,null,-0.25664799999999999,0,null,null,13.941899999999999,11.722899999999999,12.695988728363995,0,0,0,null,0,0,null,"Residential","EV Charging (telematics)"]
[4,"DRRSFrs104",0.82170625859384994,0.35510923738226685,1,0,"RS",10,1,1,1,1,1,1,1,1,1,1,1,1,175,7.73,257.52999999999997,0,0,0,1,0,null,null,2196.811369200454,null,257.27335199999999,1,null,null,13.941899999999999,11.722899999999999,12.695988728363995,0,0,0,null,3587.3545637663733,369.77452882586874,null,"Residential","EV Charging (external switch)"]
[5,"DRRMFrs105",0.82170625859384994,0.35510923738226685,1,0,"RS",10,1,1,1,1,1,1,1,1,1,1,1,1,175,7.73,257.52999999999997,0,0,0,1,0,null,null,2196.811369200454,null,257.27335199999999,1,null,null,13.941899999999999,11.722899999999999,12.695988728363995,0,0,0,null,3587.3545637663733,369.77452882586874,null,"Residential","EV Charging (external switch)"]
[6,"DRRMOrs106",0.82170625859384994,0.35510923738226685,1,0,"RS",10,1,1,1,1,1,1,1,1,1,1,1,1,175,7.73,257.52999999999997,0,0,0,1,0,null,null,2196.811369200454,null,257.27335199999999,1,null,null,13.941899999999999,11.722899999999999,12.695988728363995,0,0,0,null,3587.3545637663733,369.77452882586874,null,"Residential","EV Charging (external switch)"]
[7,"DRRSFrs107",2.4900000000000002,0,1,0,"RS",15,1,1,1,1,1,1,1,1,1,1,1,1,140.68,7.73,257.52999999999997,0,0,0,1,0,null,null,2196.811369200454,null,257.27335199999999,1,null,null,13.941899999999999,11.722899999999999,12.695988728363995,0,0,0,null,2687.9050801318931,352.88677248912455,null,"Residential","Central air conditioner - Load Shed"]
[8,"DRRMFrs108",1.62,0,1,0,"RS",15,1,1,1,1,1,1,1,1,1,1,1,1,140.68,7.73,257.52999999999997,0,0,0,1,0,null,null,2196.811369200454,null,257.27335199999999,1,null,null,13.941899999999999,11.722899999999999,12.695988728363995,0,0,0,null,2687.9050801318931,352.88677248912455,null,"Residential","Central air conditioner - Load Shed"]
[9,"DRRMOrs109",1.96,0,1,0,"RS",15,1,1,1,1,1,1,1,1,1,1,1,1,140.68,7.73,257.52999999999997,0,0,0,1,0,null,null,2196.811369200454,null,257.27335199999999,1,null,null,13.941899999999999,11.722899999999999,12.695988728363995,0,0,0,null,2687.9050801318931,352.88677248912455,null,"Residential","Central air conditioner - Load Shed"]
[10,"DRRSFrs110",0.76,0,1,0,"RS",15,1,1,1,1,1,1,1,1,1,1,1,1,140.68,7.73,257.52999999999997,0,0,0,1,0,null,null,2196.811369200454,null,257.27335199999999,1,null,null,13.941899999999999,11.722899999999999,12.695988728363995,0,0,0,null,2687.9050801318931,352.88677248912455,null,"Residential","Central air conditioner - 50% cycling"]
[11,"DRRMFrs111",0.44,0,1,0,"RS",15,1,1,1,1,1,1,1,1,1,1,1,1,140.68,7.73,257.52999999999997,0,0,0,1,0,null,null,2196.811369200454,null,257.27335199999999,1,null,null,13.941899999999999,11.722899999999999,12.695988728363995,0,0,0,null,2687.9050801318931,352.88677248912455,null,"Residential","Central air conditioner - 50% cycling"]
[12,"DRRMOrs112",0.51,0,1,0,"RS",15,1,1,1,1,1,1,1,1,1,1,1,1,140.68,7.73,257.52999999999997,0,0,0,1,0,null,null,2196.811369200454,null,257.27335199999999,1,null,null,13.941899999999999,11.722899999999999,12.695988728363995,0,0,0,null,2687.9050801318931,352.88677248912455,null,"Residential","Central air conditioner - 50% cycling"]
[13,"DRRSFrs113",0.28000000000000003,0.25,1,0,"RS",15,1,1,1,1,1,1,1,1,1,1,1,1,25.37,83.02,222.55,0,0,0,1,0,null,null,1898.4210391626648,null,222.293352,1,null,null,13.941899999999999,11.722899999999999,12.695988728363995,0,0,0,null,2320.6616469354053,304.67251417455083,null,"Residential","Room AC control"]
[14,"DRRMFrs114",0.11,0.13,1,0,"RS",15,1,1,1,1,1,1,1,1,1,1,1,1,25.37,83.02,222.55,0,0,0,1,0,null,null,1898.4210391626648,null,222.293352,1,null,null,13.941899999999999,11.722899999999999,12.695988728363995,0,0,0,null,2320.6616469354053,304.67251417455083,null,"Residential","Room AC control"]
[15,"DRRMOrs115",0.2,0.23,1,0,"RS",15,1,1,1,1,1,1,1,1,1,1,1,1,25.37,83.02,222.55,0,0,0,1,0,null,null,1898.4210391626648,null,222.293352,1,null,null,13.941899999999999,11.722899999999999,12.695988728363995,0,0,0,null,2320.6616469354053,304.67251417455083,null,"Residential","Room AC control"]
[16,"DRRSFrs116",1.2450000000000001,1.7649999999999999,1,0,"RS",15,1,1,1,1,1,1,1,1,1,1,1,1,25.37,16.7,334.4,0,0,0,1,0,null,null,2852.5364884115706,null,334.14335199999999,1,null,null,13.941899999999999,11.722899999999999,12.695988728363995,0,0,0,null,3494.9377949589061,458.83960993622151,null,"Residential","Smart thermostats - Utility Installation"]
[17,"DRRMFrs117",0.81,1,1,0,"RS",15,1,1,1,1,1,1,1,1,1,1,1,1,25.37,16.7,334.4,0,0,0,1,0,null,null,2852.5364884115706,null,334.14335199999999,1,null,null,13.941899999999999,11.722899999999999,12.695988728363995,0,0,0,null,3494.9377949589061,458.83960993622151,null,"Residential","Smart thermostats - Utility Installation"]
[18,"DRRMOrs118",0.98,1.66,1,0,"RS",15,1,1,1,1,1,1,1,1,1,1,1,1,25.37,16.7,334.4,0,0,0,1,0,null,null,2852.5364884115706,null,334.14335199999999,1,null,null,13.941899999999999,11.722899999999999,12.695988728363995,0,0,0,null,3494.9377949589061,458.83960993622151,null,"Residential","Smart thermostats - Utility Installation"]
[19,"DRRSFrs119",1.2450000000000001,1.7649999999999999,1,0,"RS",15,1,1,1,1,1,1,1,1,1,1,1,1,25.37,16.7,0,0,0,0,1,0,null,null,0,null,-0.25664799999999999,0,null,null,13.941899999999999,11.722899999999999,12.695988728363995,0,0,0,null,0,0,null,"Residential","Smart thermostats - BYOT"]
[20,"DRRMFrs120",0.81,1,1,0,"RS",15,1,1,1,1,1,1,1,1,1,1,1,1,25.37,16.7,0,0,0,0,1,0,null,null,0,null,-0.25664799999999999,0,null,null,13.941899999999999,11.722899999999999,12.695988728363995,0,0,0,null,0,0,null,"Residential","Smart thermostats - BYOT"]
[21,"DRRMOrs121",0.98,1.66,1,0,"RS",15,1,1,1,1,1,1,1,1,1,1,1,1,25.37,16.7,0,0,0,0,1,0,null,null,0,null,-0.25664799999999999,0,null,null,13.941899999999999,11.722899999999999,12.695988728363995,0,0,0,null,0,0,null,"Residential","Smart thermostats - BYOT"]
[22,"DRRSFrs122",0,3.53,1,0,"RS",15,1,1,1,1,1,1,1,1,1,1,1,1,140.68,7.73,257.52999999999997,0,0,0,1,0,null,null,2196.811369200454,null,257.27335199999999,1,null,null,13.941899999999999,11.722899999999999,12.695988728363995,0,0,0,null,2687.9050801318931,352.88677248912455,null,"Residential","Central Heating - Load Shed"]
[23,"DRRMFrs123",0,2,1,0,"RS",15,1,1,1,1,1,1,1,1,1,1,1,1,140.68,7.73,257.52999999999997,0,0,0,1,0,null,null,2196.811369200454,null,257.27335199999999,1,null,null,13.941899999999999,11.722899999999999,12.695988728363995,0,0,0,null,2687.9050801318931,352.88677248912455,null,"Residential","Central Heating - Load Shed"]
[24,"DRRMOrs124",0,3.32,1,0,"RS",15,1,1,1,1,1,1,1,1,1,1,1,1,140.68,7.73,257.52999999999997,0,0,0,1,0,null,null,2196.811369200454,null,257.27335199999999,1,null,null,13.941899999999999,11.722899999999999,12.695988728363995,0,0,0,null,2687.9050801318931,352.88677248912455,null,"Residential","Central Heating - Load Shed"]
[25,"DRRSFrs125",0,0.74,1,0,"RS",15,1,1,1,1,1,1,1,1,1,1,1,1,140.68,7.73,257.52999999999997,0,0,0,1,0,null,null,2196.811369200454,null,257.27335199999999,1,null,null,13.941899999999999,11.722899999999999,12.695988728363995,0,0,0,null,2687.9050801318931,352.88677248912455,null,"Residential","Central Heating - 50% cycling"]
[26,"DRRMFrs126",0,0.37,1,0,"RS",15,1,1,1,1,1,1,1,1,1,1,1,1,140.68,7.73,257.52999999999997,0,0,0,1,0,null,null,2196.811369200454,null,257.27335199999999,1,null,null,13.941899999999999,11.722899999999999,12.695988728363995,0,0,0,null,2687.9050801318931,352.88677248912455,null,"Residential","Central Heating - 50% cycling"]
[27,"DRRMOrs127",0,0.64,1,0,"RS",15,1,1,1,1,1,1,1,1,1,1,1,1,140.68,7.73,257.52999999999997,0,0,0,1,0,null,null,2196.811369200454,null,257.27335199999999,1,null,null,13.941899999999999,11.722899999999999,12.695988728363995,0,0,0,null,2687.9050801318931,352.88677248912455,null,"Residential","Central Heating - 50% cycling"]
[28,"DRRSFrs128",1.66,0.87,1,0,"RS",15,1,1,1,1,1,1,1,1,1,1,1,1,25.37,83.02,418.57,0,0,0,1,0,null,null,3570.5328886197103,null,418.31335200000001,1,null,null,13.941899999999999,11.722899999999999,12.695988728363995,0,0,0,null,4378.6109933252546,574.85434022250865,null,"Residential","CPP + Tech"]
[29,"DRRMFrs129",0.97,0.55000000000000004,1,0,"RS",15,1,1,1,1,1,1,1,1,1,1,1,1,25.37,83.02,418.57,0,0,0,1,0,null,null,3570.5328886197103,null,418.31335200000001,1,null,null,13.941899999999999,11.722899999999999,12.695988728363995,0,0,0,null,4378.6109933252546,574.85434022250865,null,"Residential","CPP + Tech"]
[30,"DRRMOrs130",1.32,0.82,1,0,"RS",15,1,1,1,1,1,1,1,1,1,1,1,1,25.37,83.02,418.57,0,0,0,1,0,null,null,3570.5328886197103,null,418.31335200000001,1,null,null,13.941899999999999,11.722899999999999,12.695988728363995,0,0,0,null,4378.6109933252546,574.85434022250865,null,"Residential","CPP + Tech"]
[31,"DRRSFrs131",0.66633989999999998,0.12956429999999999,1,0,"RS",15,1,1,1,1,1,1,1,1,1,1,1,1,140.68,7.73,257.52999999999997,0,0,0,1,0,null,null,2196.811369200454,null,257.27335199999999,1,null,null,13.941899999999999,11.722899999999999,12.695988728363995,0,0,0,null,2687.9050801318931,352.88677248912455,null,"Residential","Pool pump switches"]
[32,"DRRMFrs132",0.66633989999999998,0.12956429999999999,1,0,"RS",15,1,1,1,1,1,1,1,1,1,1,1,1,140.68,7.73,257.52999999999997,0,0,0,1,0,null,null,2196.811369200454,null,257.27335199999999,1,null,null,13.941899999999999,11.722899999999999,12.695988728363995,0,0,0,null,2687.9050801318931,352.88677248912455,null,"Residential","Pool pump switches"]
[33,"DRRMOrs133",0.66633989999999998,0.12956429999999999,1,0,"RS",15,1,1,1,1,1,1,1,1,1,1,1,1,140.68,7.73,257.52999999999997,0,0,0,1,0,null,null,2196.811369200454,null,257.27335199999999,1,null,null,13.941899999999999,11.722899999999999,12.695988728363995,0,0,0,null,2687.9050801318931,352.88677248912455,null,"Residential","Pool pump switches"]
[34,"DRRSFrs134",0.19162362506821701,3.0134333065990958E-2,1,0,"RS",20,1,1,1,1,1,1,1,1,1,1,1,1,0,0,2198,0,0,0,1,0,null,null,18749.626798829642,null,2197.743352,1,null,null,13.941899999999999,11.722899999999999,12.695988728363995,0,0,0,null,19353.569700433523,2910.7998432848835,null,"Residential","Solar PV"]
[35,"DRRMFrs135",0.19162362506821701,3.0134333065990958E-2,1,0,"RS",20,1,1,1,1,1,1,1,1,1,1,1,1,0,0,2198,0,0,0,1,0,null,null,18749.626798829642,null,2197.743352,1,null,null,13.941899999999999,11.722899999999999,12.695988728363995,0,0,0,null,19353.569700433523,2910.7998432848835,null,"Residential","Solar PV"]
[36,"DRRMOrs136",0.19162362506821701,3.0134333065990958E-2,1,0,"RS",20,1,1,1,1,1,1,1,1,1,1,1,1,0,0,2198,0,0,0,1,0,null,null,18749.626798829642,null,2197.743352,1,null,null,13.941899999999999,11.722899999999999,12.695988728363995,0,0,0,null,19353.569700433523,2910.7998432848835,null,"Residential","Solar PV"]
[37,"DRRSFrs137",1.2082807795016151E-2,4.5914669621061367E-2,1,0,"RS",10,1,1,1,1,1,1,1,1,1,1,1,1,0,0,886,0,0,0,1,0,null,null,7557.8568442962078,null,885.74335200000007,1,null,null,13.941899999999999,11.722899999999999,12.695988728363995,0,0,0,null,12380.448576056415,1276.1421982380607,null,"Residential","Paired Battery Storage"]
[38,"DRRMFrs138",1.2082807795016151E-2,4.5914669621061367E-2,1,0,"RS",10,1,1,1,1,1,1,1,1,1,1,1,1,0,0,886,0,0,0,1,0,null,null,7557.8568442962078,null,885.74335200000007,1,null,null,13.941899999999999,11.722899999999999,12.695988728363995,0,0,0,null,12380.448576056415,1276.1421982380607,null,"Residential","Paired Battery Storage"]
[39,"DRRMOrs139",1.2082807795016151E-2,4.5914669621061367E-2,1,0,"RS",10,1,1,1,1,1,1,1,1,1,1,1,1,0,0,886,0,0,0,1,0,null,null,7557.8568442962078,null,885.74335200000007,1,null,null,13.941899999999999,11.722899999999999,12.695988728363995,0,0,0,null,12380.448576056415,1276.1421982380607,null,"Residential","Paired Battery Storage"]
[40,"DRRSFrs140",0.20398447326666666,0.57697193629999999,1,0,"RS",15,1,1,1,1,1,1,1,1,1,1,1,1,140.68,7.73,237.54,0,0,0,1,0,null,null,2026.2904230181953,null,237.28335199999998,1,null,null,13.941899999999999,11.722899999999999,12.695988728363995,0,0,0,null,2478.0366083314043,325.33378774709439,null,"Residential","Water heater switches"]
[41,"DRRMFrs141",0.1540121381,0.4,1,0,"RS",15,1,1,1,1,1,1,1,1,1,1,1,1,140.68,7.73,237.54,0,0,0,1,0,null,null,2026.2904230181953,null,237.28335199999998,1,null,null,13.941899999999999,11.722899999999999,12.695988728363995,0,0,0,null,2478.0366083314043,325.33378774709439,null,"Residential","Water heater switches"]
[42,"DRRMOrs142",0.1540121381,0.39600670789999998,1,0,"RS",15,1,1,1,1,1,1,1,1,1,1,1,1,140.68,7.73,237.54,0,0,0,1,0,null,null,2026.2904230181953,null,237.28335199999998,1,null,null,13.941899999999999,11.722899999999999,12.695988728363995,0,0,0,null,2478.0366083314043,325.33378774709439,null,"Residential","Water heater switches"]
[43,"DRCgsd201",1,0.43571428571428572,0.79500000000000004,0,"GSD",10,1,1,1,1,1,1,1,1,1,1,1,1,139.125,13.2765,0,0,0,0,1,0,null,null,0,null,-317.14652205000004,0,null,null,7.4389999999999992,5.9600000000000009,6.2474711356919013,13.13,13.290000000000001,14.852837601175882,null,0,0,null,"Commercial","EV Charging (telematics)"]
[44,"DRCgsd202",1,0.43571428571428572,0.79500000000000004,0,"GSD",10,1,1,1,1,1,1,1,1,1,1,1,1,139.125,13.2765,0,0,0,0,1,0,null,null,0,null,-317.14652205000004,0,null,null,7.4389999999999992,5.9600000000000009,6.2474711356919013,13.13,13.290000000000001,14.852837601175882,null,0,0,null,"Commercial","EV Charging (telematics)"]
[45,"DRCgsd203",1,0.43571428571428572,0.79500000000000004,0,"GSD",10,1,1,1,1,1,1,1,1,1,1,1,1,139.125,13.2765,0,0,0,0,1,0,null,null,0,null,-317.14652205000004,0,null,null,7.4389999999999992,5.9600000000000009,6.2474711356919013,13.13,13.290000000000001,14.852837601175882,null,0,0,null,"Commercial","EV Charging (telematics)"]
[46,"DRCgsd204",1,0.43571428571428572,0.79500000000000004,0,"GSD",10,1,1,1,1,1,1,1,1,1,1,1,1,139.125,13.2765,0,0,0,0,1,0,null,null,0,null,-317.14652205000004,0,null,null,7.4389999999999992,5.9600000000000009,6.2474711356919013,13.13,13.290000000000001,14.852837601175882,null,0,0,null,"Commercial","EV Charging (telematics)"]
[47,"DRCgsd205",1,0.43571428571428572,0.79500000000000004,0,"GSD",10,1,1,1,1,1,1,1,1,1,1,1,1,139.125,6.1453500000000005,129.62475000000001,0,0,0,1,0,null,null,0.81255486283853129,null,-187.52177205000001,0,null,null,7.4389999999999992,5.9600000000000009,6.2474711356919013,13.13,13.290000000000001,14.852837601175882,null,0,0,null,"Commercial","EV Charging (external switch)"]
[48,"DRCgsd206",1,0.43571428571428572,0.79500000000000004,0,"GSD",10,1,1,1,1,1,1,1,1,1,1,1,1,139.125,6.1453500000000005,129.62475000000001,0,0,0,1,0,null,null,0.81255486283853129,null,-187.52177205000001,0,null,null,7.4389999999999992,5.9600000000000009,6.2474711356919013,13.13,13.290000000000001,14.852837601175882,null,0,0,null,"Commercial","EV Charging (external switch)"]
[49,"DRCgsd207",1,0.43571428571428572,0.79500000000000004,0,"GSD",10,1,1,1,1,1,1,1,1,1,1,1,1,139.125,6.1453500000000005,129.62475000000001,0,0,0,1,0,null,null,0.81255486283853129,null,-187.52177205000001,0,null,null,7.4389999999999992,5.9600000000000009,6.2474711356919013,13.13,13.290000000000001,14.852837601175882,null,0,0,null,"Commercial","EV Charging (external switch)"]
[50,"DRCgsd208",1,0.43571428571428572,0.79500000000000004,0,"GSD",10,1,1,1,1,1,1,1,1,1,1,1,1,139.125,6.1453500000000005,129.62475000000001,0,0,0,1,0,null,null,0.81255486283853129,null,-187.52177205000001,0,null,null,7.4389999999999992,5.9600000000000009,6.2474711356919013,13.13,13.290000000000001,14.852837601175882,null,0,0,null,"Commercial","EV Charging (external switch)"]
[51,"DRCgsd209",1,0,0.29427278855776784,0,"GSD",15,1,1,1,1,1,1,1,1,1,1,1,1,4.8849282900589461,0.80042198487712857,47.981178174344052,0,0,0,1,0,null,null,0.3008270759410735,null,-269.09825143659481,0,null,null,7.4389999999999992,5.9600000000000009,6.2474711356919013,13.13,13.290000000000001,14.852837601175882,null,0,0,null,"Commercial","Central air conditioner - Load Shed"]
[52,"DRCgsd210",1,0,0.15253589498636588,0,"GSD",15,1,1,1,1,1,1,1,1,1,1,1,1,2.5320958567736738,0.41489763436291521,24.870977677526955,0,0,0,1,0,null,null,0.15594156001427001,null,-292.18946060704229,0,null,null,7.4389999999999992,5.9600000000000009,6.2474711356919013,13.13,13.290000000000001,14.852837601175882,null,0,0,null,"Commercial","Central air conditioner - Load Shed"]
[53,"DRCgsd211",1,0,0.11310484730281552,0,"GSD",15,1,1,1,1,1,1,1,1,1,1,1,1,1.8775404652267378,0.30764518466365826,18.441745352724073,0,0,0,1,0,null,null,0.11563184018582311,null,-298.61340956576606,0,null,null,7.4389999999999992,5.9600000000000009,6.2474711356919013,13.13,13.290000000000001,14.852837601175882,null,0,0,null,"Commercial","Central air conditioner - Load Shed"]
[54,"DRCgsd212",1,0,0.14210609020097334,0,"GSD",15,1,1,1,1,1,1,1,1,1,1,1,1,2.3589610973361577,0.38652856534664753,23.170398007268705,0,0,0,1,0,null,null,0.14527945547769372,null,-293.88864278775736,0,null,null,7.4389999999999992,5.9600000000000009,6.2474711356919013,13.13,13.290000000000001,14.852837601175882,null,0,0,null,"Commercial","Central air conditioner - Load Shed"]
[55,"DRCgsd213",1,0,0.77933218809802396,0,"GSD",15,1,1,1,1,1,1,1,1,1,1,1,1,12.936914322427199,2.1197835516266252,127.07011326938282,0,0,0,1,0,null,null,0.79654574338256212,null,-190.07430945050046,0,null,null,7.4389999999999992,5.9600000000000009,6.2474711356919013,13.13,13.290000000000001,14.852837601175882,null,0,0,null,"Commercial","Central air conditioner - 50% cycling"]
[56,"DRCgsd214",1,0,0.40754068551915007,0,"GSD",15,1,1,1,1,1,1,1,1,1,1,1,1,6.7651753796178919,1.1085106646120881,66.449508773897421,0,0,0,1,0,null,null,0.41660013667031837,null,-250.64509760255532,0,null,null,7.4389999999999992,5.9600000000000009,6.2474711356919013,13.13,13.290000000000001,14.852837601175882,null,0,0,null,"Commercial","Central air conditioner - 50% cycling"]
[57,"DRCgsd215",1,0,0.3021900321196419,0,"GSD",15,1,1,1,1,1,1,1,1,1,1,1,1,5.016354533186056,0.82195688736542605,49.272084737107619,0,0,0,1,0,null,null,0.30891974498391733,null,-267.80840570529608,0,null,null,7.4389999999999992,5.9600000000000009,6.2474711356919013,13.13,13.290000000000001,14.852837601175882,null,0,0,null,"Commercial","Central air conditioner - 50% cycling"]
[58,"DRCgsd216",1,0,0.37967465574006293,0,"GSD",15,1,1,1,1,1,1,1,1,1,1,1,1,6.3025992852850452,1.0327150636129712,61.905952618417267,0,0,0,1,0,null,null,0.38811869846975727,null,-255.18491998870536,0,null,null,7.4389999999999992,5.9600000000000009,6.2474711356919013,13.13,13.290000000000001,14.852837601175882,null,0,0,null,"Commercial","Central air conditioner - 50% cycling"]
[59,"DRCgsd217",1,0.22633203539823013,0.58854557711553568,0,"GSD",15,1,1,1,1,1,1,1,1,1,1,1,1,9.8287111378294458,9.8287111378294458,196.8096409874351,0,0,0,1,0,null,null,1.2337996150487123,null,-120.30921823444265,0,null,null,7.4389999999999992,5.9600000000000009,6.2474711356919013,13.13,13.290000000000001,14.852837601175882,null,0,0,null,"Commercial","Smart thermostats - Utility Installation"]
[60,"DRCgsd218",1,0.28095559633027523,0.30507178997273177,0,"GSD",15,1,1,1,1,1,1,1,1,1,1,1,1,5.0946988925446197,5.0946988925446197,102.01600656688149,0,0,0,1,0,null,null,0.63960607644189027,null,-215.06487000225698,0,null,null,7.4389999999999992,5.9600000000000009,6.2474711356919013,13.13,13.290000000000001,14.852837601175882,null,0,0,null,"Commercial","Smart thermostats - Utility Installation"]
[61,"DRCgsd219",1,0.32261166666666669,0.22620969460563103,0,"GSD",15,1,1,1,1,1,1,1,1,1,1,1,1,3.7777018999140384,3.7777018999140384,75.644521876123008,0,0,0,1,0,null,null,0.4742797064881884,null,-241.42578796085724,0,null,null,7.4389999999999992,5.9600000000000009,6.2474711356919013,13.13,13.290000000000001,14.852837601175882,null,0,0,null,"Commercial","Smart thermostats - Utility Installation"]
[62,"DRCgsd220",1,0.5648850427350427,0.28421218040194668,0,"GSD",15,1,1,1,1,1,1,1,1,1,1,1,1,4.746343412712509,4.746343412712509,95.04055312641097,0,0,0,1,0,null,null,0.59587697227862946,null,-222.03752846364111,0,null,null,7.4389999999999992,5.9600000000000009,6.2474711356919013,13.13,13.290000000000001,14.852837601175882,null,0,0,null,"Commercial","Smart thermostats - Utility Installation"]
[63,"DRCgsd221",1,0.22633203539823013,0.58854557711553568,0,"GSD",15,1,1,1,1,1,1,1,1,1,1,1,1,9.8287111378294458,9.8287111378294458,0,0,0,0,1,0,null,null,0,null,-317.11885922187776,0,null,null,7.4389999999999992,5.9600000000000009,6.2474711356919013,13.13,13.290000000000001,14.852837601175882,null,0,0,null,"Commercial","Smart thermostats - BYOT"]
[64,"DRCgsd222",1,0.28095559633027523,0.30507178997273177,0,"GSD",15,1,1,1,1,1,1,1,1,1,1,1,1,5.0946988925446197,5.0946988925446197,0,0,0,0,1,0,null,null,0,null,-317.08087656913847,0,null,null,7.4389999999999992,5.9600000000000009,6.2474711356919013,13.13,13.290000000000001,14.852837601175882,null,0,0,null,"Commercial","Smart thermostats - BYOT"]
[65,"DRCgsd223",1,0.32261166666666669,0.22620969460563103,0,"GSD",15,1,1,1,1,1,1,1,1,1,1,1,1,3.7777018999140384,3.7777018999140384,0,0,0,0,1,0,null,null,0,null,-317.07030983698019,0,null,null,7.4389999999999992,5.9600000000000009,6.2474711356919013,13.13,13.290000000000001,14.852837601175882,null,0,0,null,"Commercial","Smart thermostats - BYOT"]
[66,"DRCgsd224",1,0.5648850427350427,0.28421218040194668,0,"GSD",15,1,1,1,1,1,1,1,1,1,1,1,1,4.746343412712509,4.746343412712509,0,0,0,0,1,0,null,null,0,null,-317.07808159005208,0,null,null,7.4389999999999992,5.9600000000000009,6.2474711356919013,13.13,13.290000000000001,14.852837601175882,null,0,0,null,"Commercial","Smart thermostats - BYOT"]
[67,"DRCgsd225",0,0.76912322239335951,1,0,"GSD",15,1,1,1,1,1,1,1,1,1,1,1,1,16.600000000000001,2.72,163.05000000000001,0,0,0,1,0,null,null,1.022003314537582,null,-154.12398999999999,0,null,null,7.4389999999999992,5.9600000000000009,6.2474711356919013,13.13,13.290000000000001,14.852837601175882,null,0,0,null,"Commercial","Central Heating - Load Shed"]
[68,"DRCgsd226",0,1.8418982388072518,1,0,"GSD",15,1,1,1,1,1,1,1,1,1,1,1,1,16.600000000000001,2.72,163.05000000000001,0,0,0,1,0,null,null,1.022003314537582,null,-154.12398999999999,0,null,null,7.4389999999999992,5.9600000000000009,6.2474711356919013,13.13,13.290000000000001,14.852837601175882,null,0,0,null,"Commercial","Central Heating - Load Shed"]
[69,"DRCgsd227",0,2.8523239663012738,1,0,"GSD",15,1,1,1,1,1,1,1,1,1,1,1,1,16.600000000000001,2.72,163.05000000000001,0,0,0,1,0,null,null,1.022003314537582,null,-154.12398999999999,0,null,null,7.4389999999999992,5.9600000000000009,6.2474711356919013,13.13,13.290000000000001,14.852837601175882,null,0,0,null,"Commercial","Central Heating - Load Shed"]
[70,"DRCgsd228",0,3.9750938326158636,1,0,"GSD",15,1,1,1,1,1,1,1,1,1,1,1,1,16.600000000000001,2.72,163.05000000000001,0,0,0,1,0,null,null,1.022003314537582,null,-154.12398999999999,0,null,null,7.4389999999999992,5.9600000000000009,6.2474711356919013,13.13,13.290000000000001,14.852837601175882,null,0,0,null,"Commercial","Central Heating - Load Shed"]
[71,"DRCgsd229",0,0.28787039736442721,1,0,"GSD",15,1,1,1,1,1,1,1,1,1,1,1,1,16.600000000000001,2.72,163.05000000000001,0,0,0,1,0,null,null,1.022003314537582,null,-154.12398999999999,0,null,null,7.4389999999999992,5.9600000000000009,6.2474711356919013,13.13,13.290000000000001,14.852837601175882,null,0,0,null,"Commercial","Central Heating - 50% cycling"]
[72,"DRCgsd230",0,0.68939275589718585,1,0,"GSD",15,1,1,1,1,1,1,1,1,1,1,1,1,16.600000000000001,2.72,163.05000000000001,0,0,0,1,0,null,null,1.022003314537582,null,-154.12398999999999,0,null,null,7.4389999999999992,5.9600000000000009,6.2474711356919013,13.13,13.290000000000001,14.852837601175882,null,0,0,null,"Commercial","Central Heating - 50% cycling"]
[73,"DRCgsd231",0,1.0675787828069043,1,0,"GSD",15,1,1,1,1,1,1,1,1,1,1,1,1,16.600000000000001,2.72,163.05000000000001,0,0,0,1,0,null,null,1.022003314537582,null,-154.12398999999999,0,null,null,7.4389999999999992,5.9600000000000009,6.2474711356919013,13.13,13.290000000000001,14.852837601175882,null,0,0,null,"Commercial","Central Heating - 50% cycling"]
[74,"DRCgsd232",0,1.4878134060172312,1,0,"GSD",15,1,1,1,1,1,1,1,1,1,1,1,1,16.600000000000001,2.72,163.05000000000001,0,0,0,1,0,null,null,1.022003314537582,null,-154.12398999999999,0,null,null,7.4389999999999992,5.9600000000000009,6.2474711356919013,13.13,13.290000000000001,14.852837601175882,null,0,0,null,"Commercial","Central Heating - 50% cycling"]
[75,"DRCgsd233",1,0.40625,3.125,0,"GSD",15,1,1,1,1,1,1,1,1,1,1,1,1,52.1875,52.1875,1272,0,0,0,1,0,null,null,7.9666178669568541,null,954.54128125000011,1,null,null,7.4389999999999992,5.9600000000000009,6.2474711356919013,13.13,13.290000000000001,14.852837601175882,null,0,0,null,"Commercial","CPP + Tech"]
[76,"DRCgsd234",1,0.51111111111111107,1.1111111111111112,0,"GSD",15,1,1,1,1,1,1,1,1,1,1,1,1,18.555555555555554,18.555555555555554,452.26666666666665,0,0,0,1,0,null,null,2.8347062084411618,null,135.07778888888885,1,null,null,7.4389999999999992,5.9600000000000009,6.2474711356919013,13.13,13.290000000000001,14.852837601175882,null,0,0,null,"Commercial","CPP + Tech"]
[77,"DRCgsd235",1,0.39378238341968913,0.5181347150259068,0,"GSD",15,1,1,1,1,1,1,1,1,1,1,1,1,8.652849740932643,8.652849740932643,210.90155440414509,0,0,0,1,0,null,null,1.3221766020477104,null,-106.20787046632128,0,null,null,7.4389999999999992,5.9600000000000009,6.2474711356919013,13.13,13.290000000000001,14.852837601175882,null,0,0,null,"Commercial","CPP + Tech"]
[78,"DRCgsd236",1,0.7186147186147186,0.4329004329004329,0,"GSD",15,1,1,1,1,1,1,1,1,1,1,1,1,7.2294372294372291,7.2294372294372291,176.20779220779221,0,0,0,1,0,null,null,1.1047108710237028,null,-140.89021212121216,0,null,null,7.4389999999999992,5.9600000000000009,6.2474711356919013,13.13,13.290000000000001,14.852837601175882,null,0,0,null,"Commercial","CPP + Tech"]
[79,"DRCgsd237",1,7.1770334928229665E-2,4.7846889952153111,0,"GSD",20,1,1,1,1,1,1,1,1,1,1,1,1,0,0,7210.5263157894742,0,0,0,1,0,null,null,45.132029905135887,null,6892.8452153110047,1,null,null,7.4389999999999992,5.9600000000000009,6.2474711356919013,13.13,13.290000000000001,14.852837601175882,null,46178.120099681662,6945.2440469590983,null,"Commercial","Solar PV"]
[80,"DRCgsd238",1,7.1770334928229665E-2,4.7846889952153111,0,"GSD",20,1,1,1,1,1,1,1,1,1,1,1,1,0,0,7210.5263157894742,0,0,0,1,0,null,null,45.132029905135887,null,6892.8452153110047,1,null,null,7.4389999999999992,5.9600000000000009,6.2474711356919013,13.13,13.290000000000001,14.852837601175882,null,46178.120099681662,6945.2440469590983,null,"Commercial","Solar PV"]
[81,"DRCgsd239",1,7.1770334928229665E-2,4.7846889952153111,0,"GSD",20,1,1,1,1,1,1,1,1,1,1,1,1,0,0,7210.5263157894742,0,0,0,1,0,null,null,45.132029905135887,null,6892.8452153110047,1,null,null,7.4389999999999992,5.9600000000000009,6.2474711356919013,13.13,13.290000000000001,14.852837601175882,null,46178.120099681662,6945.2440469590983,null,"Commercial","Solar PV"]
[82,"DRCgsd240",1,7.1770334928229665E-2,4.7846889952153111,0,"GSD",20,1,1,1,1,1,1,1,1,1,1,1,1,0,0,7210.5263157894742,0,0,0,1,0,null,null,45.132029905135887,null,6892.8452153110047,1,null,null,7.4389999999999992,5.9600000000000009,6.2474711356919013,13.13,13.290000000000001,14.852837601175882,null,46178.120099681662,6945.2440469590983,null,"Commercial","Solar PV"]
[83,"DRCgsd241",1,2.6888260254596892,86.533629652896721,0,"GSD",10,1,1,1,1,1,1,1,1,1,1,1,1,0,0,32709.712008794959,0,0,0,1,0,null,null,198.67728200916829,null,32381.077367757764,1,null,null,7.4389999999999992,5.9600000000000009,6.2474711356919013,13.13,13.290000000000001,14.852837601175882,null,439733.62456745264,45326.518732122393,null,"Commercial","Paired Battery Storage"]
[84,"DRCgsd242",1,2.6888260254596892,86.533629652896721,0,"GSD",10,1,1,1,1,1,1,1,1,1,1,1,1,0,0,32709.712008794959,0,0,0,1,0,null,null,198.67728200916829,null,32381.077367757764,1,null,null,7.4389999999999992,5.9600000000000009,6.2474711356919013,13.13,13.290000000000001,14.852837601175882,null,439733.62456745264,45326.518732122393,null,"Commercial","Paired Battery Storage"]
[85,"DRCgsd243",1,2.6888260254596892,86.533629652896721,0,"GSD",10,1,1,1,1,1,1,1,1,1,1,1,1,0,0,32709.712008794959,0,0,0,1,0,null,null,198.67728200916829,null,32381.077367757764,1,null,null,7.4389999999999992,5.9600000000000009,6.2474711356919013,13.13,13.290000000000001,14.852837601175882,null,439733.62456745264,45326.518732122393,null,"Commercial","Paired Battery Storage"]
[86,"DRCgsd244",1,2.6888260254596892,86.533629652896721,0,"GSD",10,1,1,1,1,1,1,1,1,1,1,1,1,0,0,32709.712008794959,0,0,0,1,0,null,null,198.67728200916829,null,32381.077367757764,1,null,null,7.4389999999999992,5.9600000000000009,6.2474711356919013,13.13,13.290000000000001,14.852837601175882,null,439733.62456745264,45326.518732122393,null,"Commercial","Paired Battery Storage"]
[87,"DRIgsld301",1,0.58421929607379708,3.6733995181969188E-2,0,"GSLD",40,1,1,1,1,1,1,1,1,1,1,1,1,0,3.7836015037428266,36.427633662151564,0,0,0,1,0,null,null,0.1948398043385354,null,-335.33684604856091,0,null,null,6.8320000000000007,5.3630000000000004,5.5847964346769574,15.4,15.58,17.390432125820322,null,0,0,null,"Industrial","Auto DR"]
[88,"DRIgsld302",1,0.60597520422908913,9.1808985896303583E-3,0,"GSLD",40,1,1,1,1,1,1,1,1,1,1,1,1,0,0.94563255473192687,9.1043298953928407,0,0,0,1,0,null,null,4.8696544280048354E-2,null,-362.65678971519014,0,null,null,6.8320000000000007,5.3630000000000004,5.5847964346769574,15.4,15.58,17.390432125820322,null,0,0,null,"Industrial","Auto DR"]
[89,"DRIgsld303",1,0.67641884789296591,3.8561412519965174E-3,0,"GSLD",40,1,1,1,1,1,1,1,1,1,1,1,1,0,0.39718254895564131,3.8239810339548663,0,0,0,1,0,null,null,2.045344888790291E-2,null,-367.93648922247087,0,null,null,6.8320000000000007,5.3630000000000004,5.5847964346769574,15.4,15.58,17.390432125820322,null,0,0,null,"Industrial","Auto DR"]
[90,"DRIgsld304",1,0.71308070227507259,2.5237363715081267E-3,0,"GSLD",40,1,1,1,1,1,1,1,1,1,1,1,1,0,0.25994484626533704,2.5026884101697489,0,0,0,1,0,null,null,1.3386214154753325E-2,null,-369.25761935948077,0,null,null,6.8320000000000007,5.3630000000000004,5.5847964346769574,15.4,15.58,17.390432125820322,null,0,0,null,"Industrial","Auto DR"]
[91,"DRIgsld305",1,0.58421929607379708,3.6733995181969188E-2,0,"GSLD",40,1,1,1,1,1,1,1,1,1,1,1,1,0,3.7836015037428266,36.427633662151564,0,0,0,1,0,null,null,0.1948398043385354,null,-335.33684604856091,0,null,null,6.8320000000000007,5.3630000000000004,5.5847964346769574,15.4,15.58,17.390432125820322,null,0,0,null,"Industrial","CPP"]
[92,"DRIgsld306",1,0.60597520422908913,9.1808985896303583E-3,0,"GSLD",40,1,1,1,1,1,1,1,1,1,1,1,1,0,0.94563255473192687,9.1043298953928407,0,0,0,1,0,null,null,4.8696544280048354E-2,null,-362.65678971519014,0,null,null,6.8320000000000007,5.3630000000000004,5.5847964346769574,15.4,15.58,17.390432125820322,null,0,0,null,"Industrial","CPP"]
[93,"DRIgsld307",1,0.67641884789296591,3.8561412519965174E-3,0,"GSLD",40,1,1,1,1,1,1,1,1,1,1,1,1,0,0.39718254895564131,3.8239810339548663,0,0,0,1,0,null,null,2.045344888790291E-2,null,-367.93648922247087,0,null,null,6.8320000000000007,5.3630000000000004,5.5847964346769574,15.4,15.58,17.390432125820322,null,0,0,null,"Industrial","CPP"]
[94,"DRIgsld308",1,0.71308070227507259,2.5237363715081267E-3,0,"GSLD",40,1,1,1,1,1,1,1,1,1,1,1,1,0,0.25994484626533704,2.5026884101697489,0,0,0,1,0,null,null,1.3386214154753325E-2,null,-369.25761935948077,0,null,null,6.8320000000000007,5.3630000000000004,5.5847964346769574,15.4,15.58,17.390432125820322,null,0,0,null,"Industrial","CPP"]
[95,"DRIgsld309",1,0.58421929607379708,3.6733995181969188E-2,0,"GSLD",40,1,1,1,1,1,1,1,1,1,1,1,1,0,3.7836015037428266,36.427633662151564,0,0,0,1,0,null,null,0.1948398043385354,null,-335.33684604856091,0,null,null,6.8320000000000007,5.3630000000000004,5.5847964346769574,15.4,15.58,17.390432125820322,null,0,0,null,"Industrial","Firm Service Level"]
[96,"DRIgsld310",1,0.60597520422908913,9.1808985896303583E-3,0,"GSLD",40,1,1,1,1,1,1,1,1,1,1,1,1,0,0.94563255473192687,9.1043298953928407,0,0,0,1,0,null,null,4.8696544280048354E-2,null,-362.65678971519014,0,null,null,6.8320000000000007,5.3630000000000004,5.5847964346769574,15.4,15.58,17.390432125820322,null,0,0,null,"Industrial","Firm Service Level"]
[97,"DRIgsld311",1,0.67641884789296591,3.8561412519965174E-3,0,"GSLD",40,1,1,1,1,1,1,1,1,1,1,1,1,0,0.39718254895564131,3.8239810339548663,0,0,0,1,0,null,null,2.045344888790291E-2,null,-367.93648922247087,0,null,null,6.8320000000000007,5.3630000000000004,5.5847964346769574,15.4,15.58,17.390432125820322,null,0,0,null,"Industrial","Firm Service Level"]
[98,"DRIgsld312",1,0.71308070227507259,2.5237363715081267E-3,0,"GSLD",40,1,1,1,1,1,1,1,1,1,1,1,1,0,0.25994484626533704,2.5026884101697489,0,0,0,1,0,null,null,1.3386214154753325E-2,null,-369.25761935948077,0,null,null,6.8320000000000007,5.3630000000000004,5.5847964346769574,15.4,15.58,17.390432125820322,null,0,0,null,"Industrial","Firm Service Level"]
[99,"DRIgsld313",1,0.58421929607379708,3.6733995181969188E-2,0,"GSLD",40,1,1,1,1,1,1,1,1,1,1,1,1,0,3.7836015037428266,36.427633662151564,0,0,0,1,0,null,null,0.1948398043385354,null,-335.33684604856091,0,null,null,6.8320000000000007,5.3630000000000004,5.5847964346769574,15.4,15.58,17.390432125820322,null,0,0,null,"Industrial","Guaranteed Load Drop"]
[100,"DRIgsld314",1,0.60597520422908913,9.1808985896303583E-3,0,"GSLD",40,1,1,1,1,1,1,1,1,1,1,1,1,0,0.94563255473192687,9.1043298953928407,0,0,0,1,0,null,null,4.8696544280048354E-2,null,-362.65678971519014,0,null,null,6.8320000000000007,5.3630000000000004,5.5847964346769574,15.4,15.58,17.390432125820322,null,0,0,null,"Industrial","Guaranteed Load Drop"]
[101,"DRIgsld315",1,0.67641884789296591,3.8561412519965174E-3,0,"GSLD",40,1,1,1,1,1,1,1,1,1,1,1,1,0,0.39718254895564131,3.8239810339548663,0,0,0,1,0,null,null,2.045344888790291E-2,null,-367.93648922247087,0,null,null,6.8320000000000007,5.3630000000000004,5.5847964346769574,15.4,15.58,17.390432125820322,null,0,0,null,"Industrial","Guaranteed Load Drop"]
[102,"DRIgsld316",1,0.71308070227507259,2.5237363715081267E-3,0,"GSLD",40,1,1,1,1,1,1,1,1,1,1,1,1,0,0.25994484626533704,2.5026884101697489,0,0,0,1,0,null,null,1.3386214154753325E-2,null,-369.25761935948077,0,null,null,6.8320000000000007,5.3630000000000004,5.5847964346769574,15.4,15.58,17.390432125820322,null,0,0,null,"Industrial","Guaranteed Load Drop"]

{"sheet":"OUTPUTS","index":1,"n_rows":129,"n_cols":84,"rows_kept":129,"cut":false,"hidden":false,"merged":[[1,0,1,44],[2,0,2,44],[3,0,3,44],[22,60,22,65],[16,46,16,51],[16,54,16,57],[14,67,14,78],[17,28,17,30]]}
[]
["II. Outputs: Batch Runs"]
[]
["All values are Net Present Value (NPV) dollars unless otherwise noted."]
["FPL 000663"]
["20240012-EG"]
[]
[]
[null,"DSM",null,null,null,"DSM",null,null,null,null,"DSM",null,null,null,"Total DSM Costs",null,null,null,"DSM",null,null,null,"DSM",null,null,"DSM Total",null,null,"DSM Net",null,null,null,"Step 1",null,null,null,"Step 2"]
[null,"Measure",null,null,null,"Utility Costs",null,null,null,null,"Participant",null,null,null,"Accounted",null,null,null,"Utility",null,null,null,"Participant",null,null,"Benefits",null,null,"Benefits"]
[null,null,null,null,null,null,null,null,null,null,"Costs",null,null,null,"for in",null,null,null,"Benefits",null,null,null,"Benefits",null,null,"Accounted for",null,null,"Accounted for"]
[null,null,null,null,null,null,null,null,null,null,null,null,null,null,"Tests",null,null,null,null,null,null,null,null,null,null,"In Tests",null,null,"In Tests"]
[null,"<---------->",null,null,null,"<-------------","--------------","--------------","--------------","----------->","<-------------","----------->",null,null,"<--------","------------","------------",null,"<-----------------","-----------------",null,"----------->","<------------","--------->",null,"<------------","------------->",null,"<----------","------------","----------->"]
[]
["E-RIM :",null,null,null,null,"X","X","X","X","X",null,null,null,null,null,null,null,null,"X","X","X","X",null,null,null,null,null,null,null,null,null,null,"E-RIM","E-TRC",null,null,"E-RIM","E-TRC",null,null,null,null,"PART.",null,null,null,null,null,null,null,null,null,null,null,null,null,null,null,null,null,null,null,null,null,null,null,null,"E-RIM Maximum Incentive Based on 2 Years Payback"]
["Part :",null,null,null,null,null,"X",null,null,null,"X","X","X",null,null,null,null,null,null,null,null,null,"X","X",null,null,null,null,null,null,null,null,"Cut-off","Cut-off",null,null,"Cut-off","Cut-off",null,null,null,null,"Cut-off"]
["E-TRC :",null,null,null,null,"X",null,"X",null,null,"X","X","X",null,null,null,null,null,"X","X",null,"X",null,null,null,null,null,null,null,null,null,null,1.0049999999999999,1.0049999999999999,null,null,1.0049999999999999,1.0049999999999999,null,null,null,null,1.0049999999999999,null,null,null,"Screening Step # 3",null,null,null,null,null,null,null,"Screening Step # 4",null,null,null,null,null,null,null,null,null,null,null,null,null,null,"[A]",null,"[B]",null,"[C]",null,"[D]",null,"[E]","[F]"]
[null,null,null,null,null,null,null,null,null,null,null,null,null,null,null,null,null,null,null,null,null,null,null,null,null,null,null,null,"Formulas"]
["Page :",1,1,1,1,2,2,2,2,2,2,2,2,null,11,10,9,null,11,11,11,11,10,10,null,11,10,null,11,9,10,null,null,null,null,null,null,null,null,null,null,null,null,null,null,null,null,null,null,null,null,null,null,null,null,null,null,null,null,null,null,null,null,null,null,null,null,null,null,null,null,null,null,"Maximum Incentive"]
[null,null,null,null,null,"Utility",null,"Other","Energy ","Demand",null,null,null,null,null,null,null,null,null,null,null,null,null,null,null,"Total ",null,null,null,null,null,null,null,null,null,null,null,null,null,null,null,null,null,null,null,null,null,null,null,null,null,null,null,null,null,null,null,null,null,null,null,null,null,null,null,null,null,"E-RIM",null,null,null,null,null,"that passes E-RIM and",null,"Maximum Incentive",null,"Maximum Incentive"]
[null,null,null,null,null,null,null,null,null,null,null,null,null,null,null,null,null,null,null,null,null,null,null,null,null,null,null,null,null,null,null,null,"E-RIM","E-TRC",null,null,"E-RIM","E-TRC",null,null,null,null,null,null,null,null,null,null,null,null,null,null,null,null,null,null,"Maximum Incentive"]
[null,null,null,null,"Cust.","Program","Utility","Utility","Charge","Charge","Part.","Part.","Other",null,"Total ","Total ","Total ",null,"Avoided gen","Avoided",null,"Env /","Savings in","Part.",null,"E-RIM /","Total ",null,"Net","Net","Net",null,"Accounting","Accounting",null,null,"Accounting","Accounting",null,null,null,null,null,null,null,null,"Net","Incentive ",null,null,null,null,null,null,"(Based on 2-Yrs.)",null,"that does not violate",null,null,null,null,null,null,null,null,null,null,"Maximum",null,"Maximum One-time",null,"Incentive ",null,"has a Part. Test >= 1.00",null,"that does not violate",null,"that can be offered","Percentage of the maximum"]
[null,null,"Cust.","Gen.","kwh","Costs w/o","Incentives","Program","Revenue","Revenue","Equipment","O&M","Part.",null,"E-RIM","Part","E-TRC",null,"Unit $ & Fuel","T&D","Revenue","Other","Part.","Tax",null,"E-TRC","Part",null,"E-RIM","E-TRC","Part",null,"for","for",null,null,"for","for",null,null,null,null,null,null,null,null,"Part","Amount Needed","E-RIM",null,null,null,null,null,"with zero incentive",null,"2-Years Payback",null,null,null,"Energy and Demand Charge",null,null,null,null,null,null,"Incentive",null,"Incentive Payment ",null,"needed to make",null,"Larger of",null,"2-Years Payback",null,"Smaller of","incentive based on the"]
[null,"Measure","kw red at","kwh red.","increase","Incentives","to Part.","Costs","Loss","Loss","Cost","Cost","Costs",null,"Costs","Costs","Costs",null,"Benefits","Benefits","Gains","Benefits","Bills","Credits",null,"Benefits","Benefits",null,"Benefits","Benefits","Benefits",null,"Unrecovered","Participant",null,null,"Admin","Admin",null,null,"Part.","PASS /","PASS",null,"Measure",null,"Benefits","to pass Part. Test","Test","PASS /","PASS","FAIL",null,null,"Years",null,"one-time incentive payment","2 Yrs. Payback ",null,null,null,null,null,null,null,null,null,"for E-RIM = 1.005",null,"for RIM =1.005",null,"Part. Test = 1.00",null,"[A] and [B]",null,"one-time incentive payment",null,"[C] and [D]","participant costs",null,"Measure"]
[null,"Name","meter","per cust.","at meter","(000$)","(000$)","(000$)","(000$)","(000$)","(000$)","(000$)","(000$)",null,"(000$)","(000$)","(000$)",null,"(000$)","(000$)",null,"(000$)","(000$)","(000$)",null,"(000$)","(000$)",null,"(000$)","(000$)","(000$)",null,"Revenue Req.","Cost","Pass RIM?","Pass TRC?","Cost","Cost","Pass RIM?","Pass TRC?","Test","FAIL","Cnt.",null,"Name",null,"(000$)","(000$)","w/Incentive","FAIL","Cnt.","Cnt.",null,null,"to Payback",null,"(Nominal $)"," criterion met",null,null,"Egy yr1","Egy yr2","Egy yr3","Dmd yr1","Dmd yr2","Dmd yr3",null,"(NPV 000$)",null,"(Nominal $)",null,"(Nominal $)",null,"(Nominal $)",null,"(Nominal $)",null,"(Nominal $)","(%)",null,"Name",null,"Segment","Measure Name/Description"]
[1,"DRRSFrs101",0.75171668678522119,1.0437699137342342,0,4283.0947265625,0,0,12.021225923856555,0,0,0,0,null,4295.1159506242275,0,4283.0947247003733,null,3739.9667899997539,5584.3033178713149,0,0,15.817402531390213,0,null,9324.2705892587637,15.817402839660645,null,5029.1546367724068,5041.1758626962637,15.817402839660645,null,775.65055746555879,9999,1,1,2.1709007841478947,2.1769937824238084,1,1,99,"PASS",1,null,"DRRSFrs101",null,15.817402839660645,0,2.1709007841478947,"PASS",1,0,null,null,142.45621817127162,null,-0.25664799999999999,"NO",0,null,13.941899999999999,11.722899999999999,12.695988728363995,0,0,0,null,4982.7652308556981,null,513.60957851769786,null,0,null,513.60957851769786,null,-0.25664799999999999,null,-0.25664799999999999,0,null,"DRRSFrs101",null,"Residential","EV Charging (telematics)"]
[2,"DRRMFrs102",0.75171668678522119,1.0437699137342342,0,4283.0947265625,0,0,12.021225923856555,0,0,0,0,null,4295.1159506242275,0,4283.0947247003733,null,3739.9667899997539,5584.3033178713149,0,0,15.817402531390213,0,null,9324.2705892587637,15.817402839660645,null,5029.1546367724068,5041.1758626962637,15.817402839660645,null,775.65055746555879,9999,1,1,2.1709007841478947,2.1769937824238084,1,1,99,"PASS",1,null,"DRRMFrs102",null,15.817402839660645,0,2.1709007841478947,"PASS",1,0,null,null,142.45621817127162,null,-0.25664799999999999,"NO",0,null,13.941899999999999,11.722899999999999,12.695988728363995,0,0,0,null,4982.7652308556981,null,513.60957851769786,null,0,null,513.60957851769786,null,-0.25664799999999999,null,-0.25664799999999999,0,null,"DRRMFrs102",null,"Residential","EV Charging (telematics)"]
[3,"DRRMOrs103",0.75171668678522119,1.0437699137342342,0,4283.0947265625,0,0,12.021225923856555,0,0,0,0,null,4295.1159506242275,0,4283.0947247003733,null,3739.9667899997539,5584.3033178713149,0,0,15.817402531390213,0,null,9324.2705892587637,15.817402839660645,null,5029.1546367724068,5041.1758626962637,15.817402839660645,null,775.65055746555879,9999,1,1,2.1709007841478947,2.1769937824238084,1,1,99,"PASS",1,null,"DRRMOrs103",null,15.817402839660645,0,2.1709007841478947,"PASS",1,0,null,null,142.45621817127162,null,-0.25664799999999999,"NO",0,null,13.941899999999999,11.722899999999999,12.695988728363995,0,0,0,null,4982.7652308556981,null,513.60957851769786,null,0,null,513.60957851769786,null,-0.25664799999999999,null,-0.25664799999999999,0,null,"DRRMOrs103",null,"Residential","EV Charging (telematics)"]
[4,"DRRSFrs104",0.75171668678522119,1.0437699137342342,0,3297.671875,0,0,12.021225923856555,0,3603.1719666060339,0,0,null,3309.6930244924411,3603.1719666060339,6900.843765174619,null,3739.9667899997539,5584.3033178713149,0,0,15.817402531390213,0,null,9324.2705892587637,15.817402839660645,null,6014.5774883349077,2423.4267476527293,-3587.3545637663733,null,775.65055746555879,2.5877950527134157,1,1,2.8172613909900042,1.3511783201123306,1,1,4.3898551016313724E-3,"FAIL",0,null,"DRRSFrs104",null,-3587.3545637663733,3587.3545637663733,1.351922016864523,"PASS",1,0,null,null,2262.7506845575754,null,257.27335199999999,"YES",1,null,13.941899999999999,11.722899999999999,12.695988728363995,0,0,0,null,5968.1880824181981,null,615.18422472389818,null,369.77452882586874,null,615.18422472389818,null,257.27335199999999,null,257.27335199999999,0.99900342484370763,null,"DRRSFrs104",null,"Residential","EV Charging (external switch)"]
[5,"DRRMFrs105",0.75171668678522119,1.0437699137342342,0,3297.671875,0,0,12.021225923856555,0,3603.1719666060339,0,0,null,3309.6930244924411,3603.1719666060339,6900.843765174619,null,3739.9667899997539,5584.3033178713149,0,0,15.817402531390213,0,null,9324.2705892587637,15.817402839660645,null,6014.5774883349077,2423.4267476527293,-3587.3545637663733,null,775.65055746555879,2.5877950527134157,1,1,2.8172613909900042,1.3511783201123306,1,1,4.3898551016313724E-3,"FAIL",0,null,"DRRMFrs105",null,-3587.3545637663733,3587.3545637663733,1.351922016864523,"PASS",1,0,null,null,2262.7506845575754,null,257.27335199999999,"YES",1,null,13.941899999999999,11.722899999999999,12.695988728363995,0,0,0,null,5968.1880824181981,null,615.18422472389818,null,369.77452882586874,null,615.18422472389818,null,257.27335199999999,null,257.27335199999999,0.99900342484370763,null,"DRRMFrs105",null,"Residential","EV Charging (external switch)"]
[6,"DRRMOrs106",0.75171668678522119,1.0437699137342342,0,3297.671875,0,0,12.021225923856555,0,3603.1719666060339,0,0,null,3309.6930244924411,3603.1719666060339,6900.843765174619,null,3739.9667899997539,5584.3033178713149,0,0,15.817402531390213,0,null,9324.2705892587637,15.817402839660645,null,6014.5774883349077,2423.4267476527293,-3587.3545637663733,null,775.65055746555879,2.5877950527134157,1,1,2.8172613909900042,1.3511783201123306,1,1,4.3898551016313724E-3,"FAIL",0,null,"DRRMOrs106",null,-3587.3545637663733,3587.3545637663733,1.351922016864523,"PASS",1,0,null,null,2262.7506845575754,null,257.27335199999999,"YES",1,null,13.941899999999999,11.722899999999999,12.695988728363995,0,0,0,null,5968.1880824181981,null,615.18422472389818,null,369.77452882586874,null,615.18422472389818,null,257.27335199999999,null,257.27335199999999,0.99900342484370763,null,"DRRMOrs106",null,"Residential","EV Charging (external switch)"]
[7,"DRRSFrs107",2.116500008106232,1.0437699137342342,0,2326.15234375,0,0,12.021225923856555,0,2703.7224829715537,0,0,null,2338.1734491411817,2703.7224829715537,5029.8747061888798,null,10522.760920975905,15722.915594820684,0,0,15.817402531390213,0,null,26245.676529777764,15.817402839660645,null,23907.502960103906,21215.801703056211,-2687.9050801318931,null,2183.2778699959608,9.707237593753403,1,1,11.224862375567216,5.2179581866224209,1,1,5.8502316488770571E-3,"FAIL",0,null,"DRRSFrs107",null,-2687.9050801318931,2687.9050801318931,5.2218992893778369,"PASS",1,0,null,null,2262.7506845575754,null,257.27335199999999,"YES",1,null,13.941899999999999,11.722899999999999,12.695988728363995,0,0,0,null,23776.92745498064,null,3121.599513061843,null,352.88677248912455,null,3121.599513061843,null,257.27335199999999,null,257.27335199999999,0.99900342484370763,null,"DRRSFrs107",null,"Residential","Central air conditioner - Load Shed"]
[8,"DRRMFrs108",1.3770000040531158,1.0437699137342342,0,2326.15234375,0,0,12.021225923856555,0,2703.7224829715537,0,0,null,2338.1734491411817,2703.7224829715537,5029.8747061888798,null,6847.5428779437643,10229.366763464808,0,0,15.817402531390213,0,null,17076.909861735363,15.817402839660645,null,14738.736292061507,12047.035035013809,-2687.9050801318931,null,1420.5630914768535,6.3160734762122521,1,1,7.303525317035108,3.3950963890817145,1,1,5.8502316488770571E-3,"FAIL",0,null,"DRRMFrs108",null,-2687.9050801318931,2687.9050801318931,3.3976606916796577,"PASS",1,0,null,null,2262.7506845575754,null,257.27335199999999,"YES",1,null,13.941899999999999,11.722899999999999,12.695988728363995,0,0,0,null,14653.776541505611,null,1923.8491517918551,null,352.88677248912455,null,1923.8491517918551,null,257.27335199999999,null,257.27335199999999,0.99900342484370763,null,"DRRMFrs108",null,"Residential","Central air conditioner - Load Shed"]
[9,"DRRMOrs109",1.6660000324249269,1.0437699137342342,0,2326.15234375,0,0,12.021225923856555,0,2703.7224829715537,0,0,null,2338.1734491411817,2703.7224829715537,5029.8747061888798,null,8283.8351198469718,12376.271103454161,0,0,15.817402531390213,0,null,20660.105374929051,15.817402839660645,null,18321.931805255193,15630.230548207497,-2687.9050801318931,null,1718.6354790927212,7.6413557623052908,1,1,8.8360015881159999,4.1074790301283102,1,1,5.8502316488770571E-3,"FAIL",0,null,"DRRMOrs109",null,-2687.9050801318931,2687.9050801318931,4.1105813924594141,"PASS",1,0,null,null,2262.7506845575754,null,257.27335199999999,"YES",1,null,13.941899999999999,11.722899999999999,12.695988728363995,0,0,0,null,18219.145211350078,null,2391.9354141882636,null,352.88677248912455,null,2391.9354141882636,null,257.27335199999999,null,257.27335199999999,0.99900342484370763,null,"DRRMOrs109",null,"Residential","Central air conditioner - Load Shed"]
[10,"DRRSFrs110",0.64599999189376833,1.0437699137342342,0,2326.15234375,0,0,12.021225923856555,0,2703.7224829715537,0,0,null,2338.1734491411817,2703.7224829715537,5029.8747061888798,null,3214.5686799452697,4798.9621109846757,0,0,15.817402531390213,0,null,8013.5306879887275,15.817402839660645,null,5675.3571183148706,2983.6558612671733,-2687.9050801318931,null,666.61509722445089,2.963888024181156,1,1,3.4272608295313622,1.5931869010768016,1,1,5.8502316488770571E-3,"FAIL",0,null,"DRRSFrs110",null,-2687.9050801318931,2687.9050801318931,1.5943902287120872,"PASS",1,0,null,null,2262.7506845575754,null,257.27335199999999,"YES",1,null,13.941899999999999,11.722899999999999,12.695988728363995,0,0,0,null,5635.4888064343304,null,739.86595397320218,null,352.88677248912455,null,739.86595397320218,null,257.27335199999999,null,257.27335199999999,0.99900342484370763,null,"DRRSFrs110",null,"Residential","Central air conditioner - 50% cycling"]
[11,"DRRMFrs111",0.37399999797344208,1.0437699137342342,0,2326.15234375,0,0,12.021225923856555,0,2703.7224829715537,0,0,null,2338.1734491411817,2703.7224829715537,5029.8747061888798,null,1862.7643799025409,2778.3465051158109,0,0,15.817402531390213,0,null,4641.1106848886757,15.817402839660645,null,2302.9371152148192,-388.76414183287852,-2687.9050801318931,null,386.07632152376613,1.716563261991229,1,1,1.9849299235454312,0.92270898278272406,1,0,5.8502316488770571E-3,"FAIL",0,null,"DRRMFrs111",null,-2687.9050801318931,2687.9050801318931,0.92340590115278987,"FAIL",0,1,null,null,2262.7506845575754,null,257.27335199999999,"YES",1,null,13.941899999999999,11.722899999999999,12.695988728363995,0,0,0,null,2279.8470123049256,null,299.31408660523874,null,352.88677248912455,null,352.88677248912455,null,257.27335199999999,null,257.27335199999999,0.99900342484370763,null,"DRRMFrs111",null,"Residential","Central air conditioner - 50% cycling"]
[12,"DRRMOrs112",0.43349999189376837,1.0437699137342342,0,2326.15234375,0,0,12.021225923856555,0,2703.7224829715537,0,0,null,2338.1734491411817,2703.7224829715537,5029.8747061888798,null,2158.4715469312782,3220.3561336150324,0,0,15.817402531390213,0,null,5378.8275727111459,15.817402839660645,null,3040.6540030372894,348.95274598959168,-2687.9050801318931,null,447.44417971853181,1.9894155582119843,1,1,2.3004398144237936,1.069376029823994,1,1,5.8502316488770571E-3,"FAIL",0,null,"DRRMOrs112",null,-2687.9050801318931,2687.9050801318931,1.0701837252226503,"PASS",1,0,null,null,2262.7506845575754,null,257.27335199999999,"YES",1,null,13.941899999999999,11.722899999999999,12.695988728363995,0,0,0,null,3013.8936668546471,null,395.68480917844056,null,352.88677248912455,null,395.68480917844056,null,257.27335199999999,null,257.27335199999999,0.99900342484370763,null,"DRRMOrs112",null,"Residential","Central air conditioner - 50% cycling"]
[13,"DRRSFrs113",0.27550000101327898,1.0437699137342342,0,9386.73046875,0,0,12.021225923856555,0,2336.479049775066,0,0,null,9398.751672630895,2336.479049775066,11723.209496482101,null,1373.2323121777636,2046.6162275995532,0,0,15.817402531390213,0,null,3419.8484498903922,15.817402839660645,null,-5978.9032447834634,-8303.3610686346728,-2320.6616469354053,null,284.48416755096332,1.463676060018438,1,1,0.36386198518558305,0.29171605646784127,0,0,6.7697601830341231E-3,"FAIL",0,null,"DRRSFrs113",null,-2320.6616469354053,2320.6616469354053,0.29181054974384862,"FAIL",0,1,null,null,2606.6075800356571,null,222.293352,"YES",1,null,13.941899999999999,11.722899999999999,12.695988728363995,0,0,0,null,-5995.9174161759529,null,-787.18551512311535,null,304.67251417455083,null,304.67251417455083,null,222.293352,null,222.293352,0.99884678499213653,null,"DRRSFrs113",null,"Residential","Room AC control"]
[14,"DRRMFrs114",0.11299999877810477,1.0437699137342342,0,9386.73046875,0,0,12.021225923856555,0,2336.479049775066,0,0,null,9398.751672630895,2336.479049775066,11723.209496482101,null,565.62861111736538,839.44693418295799,0,0,15.817402531390213,0,null,1405.075485098987,15.817402839660645,null,-7993.6762095748691,-10318.134033426079,-2320.6616469354053,null,116.88287816890323,0.60136446985657943,1,0,0.14949596826727787,0.11985416475570795,0,0,6.7697601830341231E-3,"FAIL",0,null,"DRRMFrs114",null,-2320.6616469354053,2320.6616469354053,0.11989298816778894,"FAIL",0,1,null,null,2606.6075800356571,null,222.293352,"YES",1,null,13.941899999999999,11.722899999999999,12.695988728363995,0,0,0,null,-8000.666634873869,null,-1050.3828603960696,null,304.67251417455083,null,304.67251417455083,null,222.293352,null,222.293352,0.99884678499213653,null,"DRRMFrs114",null,"Residential","Room AC control"]
[15,"DRRMOrs115",0.20450000315904615,1.0437699137342342,0,9386.73046875,0,0,12.021225923856555,0,2336.479049775066,0,0,null,9398.751672630895,2336.479049775066,11723.209496482101,null,1020.3716336937416,1519.1761287481468,0,0,15.817402531390213,0,null,2539.5476819125524,15.817402839660645,null,-6859.2040127613036,-9183.6618366125131,-2320.6616469354053,null,211.25529941773482,1.0869122418011992,1,1,0.27020052922045801,0.21662563292923737,0,0,6.7697601830341231E-3,"FAIL",0,null,"DRRMOrs115",null,-2320.6616469354053,2320.6616469354053,0.21669580275797598,"FAIL",0,1,null,null,2606.6075800356571,null,222.293352,"YES",1,null,13.941899999999999,11.722899999999999,12.695988728363995,0,0,0,null,-6871.8385783429585,null,-902.18250447248272,null,304.67251417455083,null,304.67251417455083,null,222.293352,null,222.293352,0.99884678499213653,null,"DRRMOrs115",null,"Residential","Room AC control"]
[16,"DRRSFrs116",1.3230000019073487,1.0437699137342342,0,2100.9736328125,0,0,12.021225923856555,0,3510.7551977985668,0,0,null,2112.9948184930759,3510.7551977985668,5611.728790367788,null,6579.1699487724964,9828.2151109223068,0,0,15.817402531390213,0,null,16407.385310868853,15.817402839660645,null,14294.390452132497,10795.656480257785,-3494.9377949589061,null,1364.8678940729171,4.6734632255638813,1,1,7.7649906449280399,2.9237665978030227,1,1,4.5054132084114016E-3,"FAIL",0,null,"DRRSFrs116",null,-3494.9377949589061,3494.9377949589061,2.9257457826383582,"PASS",1,0,null,null,2994.9927065828424,null,334.14335199999999,"YES",1,null,13.941899999999999,11.722899999999999,12.695988728363995,0,0,0,null,14212.761669491359,null,1865.9496686757411,null,458.83960993622151,null,1865.9496686757411,null,334.14335199999999,null,334.14335199999999,0.99923251196172258,null,"DRRSFrs116",null,"Residential","Smart thermostats - Utility Installation"]
[17,"DRRMFrs117",0.83850000202655794,1.0437699137342342,0,2100.9736328125,0,0,12.021225923856555,0,3510.7551977985668,0,0,null,2112.9948184930759,3510.7551977985668,5611.728790367788,null,4171.2684860930513,6228.9934834050928,0,0,15.817402531390213,0,null,10400.262188582885,15.817402839660645,null,8287.2673298465288,4788.5333579718181,-3494.9377949589061,null,865.15820054119365,2.9624002821684665,1,1,4.9220480331895358,1.8533080450807153,1,1,4.5054132084114016E-3,"FAIL",0,null,"DRRMFrs117",null,-3494.9377949589061,3494.9377949589061,1.8545626045865204,"PASS",1,0,null,null,2994.9927065828424,null,334.14335199999999,"YES",1,null,13.941899999999999,11.722899999999999,12.695988728363995,0,0,0,null,8235.5247318933798,null,1081.2166560024555,null,458.83960993622151,null,1081.2166560024555,null,334.14335199999999,null,334.14335199999999,0.99923251196172258,null,"DRRMFrs117",null,"Residential","Smart thermostats - Utility Installation"]
[18,"DRRMOrs118",1.0820000112056731,1.0437699137342342,0,2100.9736328125,0,0,12.021225923856555,0,3510.7551977985668,0,0,null,2112.9948184930759,3510.7551977985668,5611.728790367788,null,5381.4315994245526,8037.8902833096308,0,0,15.817402531390213,0,null,13419.322104187077,15.817402839660645,null,11306.327245450721,7807.5932735760098,-3494.9377949589061,null,1116.3022963869225,3.8223462896534959,1,1,6.3508541200200987,2.3912991003747117,1,1,4.5054132084114016E-3,"FAIL",0,null,"DRRMOrs118",null,-3494.9377949589061,3494.9377949589061,2.3929178420758346,"PASS",1,0,null,null,2994.9927065828424,null,334.14335199999999,"YES",1,null,13.941899999999999,11.722899999999999,12.695988728363995,0,0,0,null,11239.564448912477,null,1475.6077704818383,null,458.83960993622151,null,1475.6077704818383,null,334.14335199999999,null,334.14335199999999,0.99923251196172258,null,"DRRMOrs118",null,"Residential","Smart thermostats - Utility Installation"]
[19,"DRRSFrs119",1.3230000019073487,1.0437699137342342,0,2100.9736328125,0,0,12.021225923856555,0,0,0,0,null,2112.9948184930759,0,2100.9735925692198,null,6579.1699487724964,9828.2151109223068,0,0,15.817402531390213,0,null,16407.385310868853,15.817402839660645,null,14294.390452132497,14306.411678056353,15.817402839660645,null,1364.8678940729171,9999,1,1,7.7649906449280399,7.8094199063816232,1,1,99,"PASS",1,null,"DRRSFrs119",null,15.817402839660645,0,7.7649906449280399,"PASS",1,0,null,null,142.45621817127162,null,-0.25664799999999999,"NO",0,null,13.941899999999999,11.722899999999999,12.695988728363995,0,0,0,null,14212.761669491359,null,1865.9496686757411,null,0,null,1865.9496686757411,null,-0.25664799999999999,null,-0.25664799999999999,0,null,"DRRSFrs119",null,"Residential","Smart thermostats - BYOT"]
[20,"DRRMFrs120",0.83850000202655794,1.0437699137342342,0,2100.9736328125,0,0,12.021225923856555,0,0,0,0,null,2112.9948184930759,0,2100.9735925692198,null,4171.2684860930513,6228.9934834050928,0,0,15.817402531390213,0,null,10400.262188582885,15.817402839660645,null,8287.2673298465288,8299.2885557703848,15.817402839660645,null,865.15820054119365,9999,1,1,4.9220480331895358,4.9502107147629539,1,1,99,"PASS",1,null,"DRRMFrs120",null,15.817402839660645,0,4.9220480331895358,"PASS",1,0,null,null,142.45621817127162,null,-0.25664799999999999,"NO",0,null,13.941899999999999,11.722899999999999,12.695988728363995,0,0,0,null,8235.5247318933798,null,1081.2166560024555,null,0,null,1081.2166560024555,null,-0.25664799999999999,null,-0.25664799999999999,0,null,"DRRMFrs120",null,"Residential","Smart thermostats - BYOT"]
[21,"DRRMOrs121",1.0820000112056731,1.0437699137342342,0,2100.9736328125,0,0,12.021225923856555,0,0,0,0,null,2112.9948184930759,0,2100.9735925692198,null,5381.4315994245526,8037.8902833096308,0,0,15.817402531390213,0,null,13419.322104187077,15.817402839660645,null,11306.327245450721,11318.348471374577,15.817402839660645,null,1116.3022963869225,9999,1,1,6.3508541200200987,6.3871920592468827,1,1,99,"PASS",1,null,"DRRMOrs121",null,15.817402839660645,0,6.3508541200200987,"PASS",1,0,null,null,142.45621817127162,null,-0.25664799999999999,"NO",0,null,13.941899999999999,11.722899999999999,12.695988728363995,0,0,0,null,11239.564448912477,null,1475.6077704818383,null,0,null,1475.6077704818383,null,-0.25664799999999999,null,-0.25664799999999999,0,null,"DRRMOrs121",null,"Residential","Smart thermostats - BYOT"]
[22,"DRRSFrs122",0.52949999570846551,1.0437699137342342,0,2326.15234375,0,0,12.021225923856555,0,2703.7224829715537,0,0,null,2338.1734491411817,2703.7224829715537,5029.8747061888798,null,2635.0991662022893,3933.5146270239247,0,0,15.817402531390213,0,null,6568.6136232099416,15.817402839660645,null,4230.4400535360855,1538.7387964883874,-2687.9050801318931,null,546.41794978449673,2.4294703559925424,1,1,2.8092925642496995,1.3059198985059692,1,1,5.8502316488770571E-3,"FAIL",0,null,"DRRSFrs122",null,-2687.9050801318931,2687.9050801318931,1.3069062545338022,"PASS",1,0,null,null,2262.7506845575754,null,257.27335199999999,"YES",1,null,13.941899999999999,11.722899999999999,12.695988728363995,0,0,0,null,4197.7603837688721,null,551.11102116679592,null,352.88677248912455,null,551.11102116679592,null,257.27335199999999,null,257.27335199999999,0.99900342484370763,null,"DRRSFrs122",null,"Residential","Central Heating - Load Shed"]
[23,"DRRMFrs123",0.3,1.0437699137342342,0,2326.15234375,0,0,12.021225923856555,0,2703.7224829715537,0,0,null,2338.1734491411817,2703.7224829715537,5029.8747061888798,null,1494.5142838755426,2228.6202033453783,0,0,15.817402531390213,0,null,3723.1345349616549,15.817402839660645,null,1384.9609652877984,-1306.7402917598993,-2687.9050801318931,null,309.71338185841432,1.3770401949203404,1,1,1.5923259860819408,0.7402042124750795,1,0,5.8502316488770571E-3,"FAIL",0,null,"DRRMFrs123",null,-2687.9050801318931,2687.9050801318931,0.74076328572883521,"FAIL",0,1,null,null,2262.7506845575754,null,257.27335199999999,"YES",1,null,13.941899999999999,11.722899999999999,12.695988728363995,0,0,0,null,1366.4379078999298,null,179.3954208762226,null,352.88677248912455,null,352.88677248912455,null,257.27335199999999,null,257.27335199999999,0.99900342484370763,null,"DRRMFrs123",null,"Residential","Central Heating - Load Shed"]
[24,"DRRMOrs124",0.4979999899864197,1.0437699137342342,0,2326.15234375,0,0,12.021225923856555,0,2703.7224829715537,0,0,null,2338.1734491411817,2703.7224829715537,5029.8747061888798,null,2478.5482686353398,3699.5094631651023,0,0,15.817402531390213,0,null,6178.05787641385,15.817402839660645,null,3839.8843067399935,1148.1830496922958,-2687.9050801318931,null,513.92910469748949,2.2850192337875566,1,1,2.642258024187488,1.2282726885354074,1,1,5.8502316488770571E-3,"FAIL",0,null,"DRRMOrs124",null,-2687.9050801318931,2687.9050801318931,1.2292003979389823,"PASS",1,0,null,null,2262.7506845575754,null,257.27335199999999,"YES",1,null,13.941899999999999,11.722899999999999,12.695988728363995,0,0,0,null,3809.1477003896762,null,500.09125986655937,null,352.88677248912455,null,500.09125986655937,null,257.27335199999999,null,257.27335199999999,0.99900342484370763,null,"DRRMOrs124",null,"Residential","Central Heating - Load Shed"]
[25,"DRRSFrs125",0.11100000143051146,1.0437699137342342,0,2326.15234375,0,0,12.021225923856555,0,2703.7224829715537,0,0,null,2338.1734491411817,2703.7224829715537,5029.8747061888798,null,555.20907621019956,824.58948586467898,0,0,15.817402531390213,0,null,1379.7986127913744,15.817402839660645,null,-958.37495688248214,-3650.0762139301796,-2687.9050801318931,null,114.78019143231593,0.51033292857589907,1,0,0.59011812924728146,0.27432066608518763,0,0,5.8502316488770571E-3,"FAIL",0,null,"DRRSFrs125",null,-2687.9050801318931,2687.9050801318931,0.27452785937695218,"FAIL",0,1,null,null,2262.7506845575754,null,257.27335199999999,"YES",1,null,13.941899999999999,11.722899999999999,12.695988728363995,0,0,0,null,-965.23962659786207,null,-126.72333521986324,null,352.88677248912455,null,352.88677248912455,null,257.27335199999999,null,257.27335199999999,0.99900342484370763,null,"DRRSFrs125",null,"Residential","Central Heating - 50% cycling"]
[26,"DRRMFrs126",5.550000071525573E-2,1.0437699137342342,0,2326.15234375,0,0,12.021225923856555,0,2703.7224829715537,0,0,null,2338.1734491411817,2703.7224829715537,5029.8747061888798,null,279.38135085652402,412.29474293233949,0,0,15.817402531390213,0,null,691.67611802110787,15.817402839660645,null,-1646.4974516527486,-4338.1987087004463,-2687.9050801318931,null,57.537901908028509,0.25582363662594326,1,0,0.29581897896381887,0.1375135847012596,0,0,5.8502316488770571E-3,"FAIL",0,null,"DRRMFrs126",null,-2687.9050801318931,2687.9050801318931,0.13761744815669372,"FAIL",0,1,null,null,2262.7506845575754,null,257.27335199999999,"YES",1,null,13.941899999999999,11.722899999999999,12.695988728363995,0,0,0,null,-1649.9386263692716,null,-216.61535631162306,null,352.88677248912455,null,352.88677248912455,null,257.27335199999999,null,257.27335199999999,0.99900342484370763,null,"DRRMFrs126",null,"Residential","Central Heating - 50% cycling"]
[27,"DRRMOrs127",9.5999997854232785E-2,1.0437699137342342,0,2326.15234375,0,0,12.021225923856555,0,2703.7224829715537,0,0,null,2338.1734491411817,2703.7224829715537,5029.8747061888798,null,480.66102551792898,713.15844913018714,0,0,15.817402531390213,0,null,1193.8195282397382,15.817402839660645,null,-1144.3540414341182,-3836.055298481816,-2687.9050801318931,null,99.309299717141201,0.44154662165166403,1,0,0.51057780471201708,0.23734577288036876,0,0,5.8502316488770571E-3,"FAIL",0,null,"DRRMOrs127",null,-2687.9050801318931,2687.9050801318931,0.23752503918454948,"FAIL",0,1,null,null,2262.7506845575754,null,257.27335199999999,"YES",1,null,13.941899999999999,11.722899999999999,12.695988728363995,0,0,0,null,-1150.2934420721269,null,-151.01848022413066,null,352.88677248912455,null,352.88677248912455,null,257.27335199999999,null,257.27335199999999,0.99900342484370763,null,"DRRMOrs127",null,"Residential","Central Heating - 50% cycling"]
[28,"DRRSFrs128",1.5414999723434448,1.0437699137342342,0,9386.73046875,0,0,12.021225923856555,0,4394.4283961649153,0,0,null,9398.751672630895,4394.4283961649153,13781.158842871951,null,7665.0861480252142,11451.393272736475,0,0,15.817402531390213,0,null,19116.479209565616,15.817402839660645,null,9717.7275148917597,5335.3203446506996,-4378.6109933252546,null,1590.2270975232464,4.3501628621936037,1,1,2.0339381048228633,1.3871459865565985,1,1,3.5994221349617923E-3,"FAIL",0,null,"DRRSFrs128",null,-4378.6109933252546,4378.6109933252546,1.3875281969761302,"PASS",1,0,null,null,4278.7194294927031,null,418.31335200000001,"YES",1,null,13.941899999999999,11.722899999999999,12.695988728363995,0,0,0,null,9622.6206531526295,null,1263.3242037741895,null,574.85434022250865,null,1263.3242037741895,null,418.31335200000001,null,418.31335200000001,0.99938684568889313,null,"DRRSFrs128",null,"Residential","CPP + Tech"]
[29,"DRRMFrs129",0.9070000261068345,1.0437699137342342,0,9386.73046875,0,0,12.021225923856555,0,4394.4283961649153,0,0,null,9398.751672630895,4394.4283961649153,13781.158842871951,null,4511.7046227639667,6737.8619420549212,0,0,15.817402531390213,0,null,11249.567009372702,15.817402839660645,null,1850.8153146988461,-2531.591855542214,-4378.6109933252546,null,935.80863388047067,2.5599613863751589,1,1,1.1969213970986889,0.81630050996746539,1,0,3.5994221349617923E-3,"FAIL",0,null,"DRRMFrs129",null,-4378.6109933252546,4378.6109933252546,0.81652543118224896,"FAIL",0,1,null,null,4278.7194294927031,null,418.31335200000001,"YES",1,null,13.941899999999999,11.722899999999999,12.695988728363995,0,0,0,null,1794.8473196273408,null,235.6399719676742,null,574.85434022250865,null,574.85434022250865,null,418.31335200000001,null,418.31335200000001,0.99938684568889313,null,"DRRMFrs129",null,"Residential","CPP + Tech"]
[30,"DRRMOrs130",1.2450000435113906,1.0437699137342342,0,9386.73046875,0,0,12.021225923856555,0,4394.4283961649153,0,0,null,9398.751672630895,4394.4283961649153,13781.158842871951,null,6191.5203843622285,9248.7741671178665,0,0,15.817402531390213,0,null,15440.294647783914,15.817402839660645,null,6041.5429531100581,1659.1357828689979,-4378.6109933252546,null,1284.4193051177995,3.5136070623562543,1,1,1.6428026986321724,1.1203916012529938,1,1,3.5994221349617923E-3,"FAIL",0,null,"DRRMOrs130",null,-4378.6109933252546,4378.6109933252546,1.1207003108971876,"PASS",1,0,null,null,4278.7194294927031,null,418.31335200000001,"YES",1,null,13.941899999999999,11.722899999999999,12.695988728363995,0,0,0,null,5964.7255668026764,null,783.09043336793582,null,574.85434022250865,null,783.09043336793582,null,418.31335200000001,null,418.31335200000001,0.99938684568889313,null,"DRRMOrs130",null,"Residential","CPP + Tech"]
[31,"DRRSFrs131",0.58582353815436361,1.0437699137342342,0,2326.15234375,0,0,12.021225923856555,0,2703.7224829715537,0,0,null,2338.1734491411817,2703.7224829715537,5029.8747061888798,null,2915.499596325812,4351.9272424202891,0,0,15.817402531390213,0,null,7267.4268793418041,15.817402839660645,null,4929.2533096679472,2237.5520526202499,-2687.9050801318931,null,604.54956302911955,2.6879337376942862,1,1,3.1081639847445164,1.4448524326556005,1,1,5.8502316488770571E-3,"FAIL",0,null,"DRRSFrs131",null,-2687.9050801318931,2687.9050801318931,1.4459437238656581,"PASS",1,0,null,null,2262.7506845575754,null,257.27335199999999,"YES",1,null,13.941899999999999,11.722899999999999,12.695988728363995,0,0,0,null,4893.0969570344068,null,642.3996164922238,null,352.88677248912455,null,642.3996164922238,null,257.27335199999999,null,257.27335199999999,0.99900342484370763,null,"DRRSFrs131",null,"Residential","Pool pump switches"]
[32,"DRRMFrs132",0.58582353815436361,1.0437699137342342,0,2326.15234375,0,0,12.021225923856555,0,2703.7224829715537,0,0,null,2338.1734491411817,2703.7224829715537,5029.8747061888798,null,2915.499596325812,4351.9272424202891,0,0,15.817402531390213,0,null,7267.4268793418041,15.817402839660645,null,4929.2533096679472,2237.5520526202499,-2687.9050801318931,null,604.54956302911955,2.6879337376942862,1,1,3.1081639847445164,1.4448524326556005,1,1,5.8502316488770571E-3,"FAIL",0,null,"DRRMFrs132",null,-2687.9050801318931,2687.9050801318931,1.4459437238656581,"PASS",1,0,null,null,2262.7506845575754,null,257.27335199999999,"YES",1,null,13.941899999999999,11.722899999999999,12.695988728363995,0,0,0,null,4893.0969570344068,null,642.3996164922238,null,352.88677248912455,null,642.3996164922238,null,257.27335199999999,null,257.27335199999999,0.99900342484370763,null,"DRRMFrs132",null,"Residential","Pool pump switches"]
[33,"DRRMOrs133",0.58582353815436361,1.0437699137342342,0,2326.15234375,0,0,12.021225923856555,0,2703.7224829715537,0,0,null,2338.1734491411817,2703.7224829715537,5029.8747061888798,null,2915.499596325812,4351.9272424202891,0,0,15.817402531390213,0,null,7267.4268793418041,15.817402839660645,null,4929.2533096679472,2237.5520526202499,-2687.9050801318931,null,604.54956302911955,2.6879337376942862,1,1,3.1081639847445164,1.4448524326556005,1,1,5.8502316488770571E-3,"FAIL",0,null,"DRRMOrs133",null,-2687.9050801318931,2687.9050801318931,1.4459437238656581,"PASS",1,0,null,null,2262.7506845575754,null,257.27335199999999,"YES",1,null,13.941899999999999,11.722899999999999,12.695988728363995,0,0,0,null,4893.0969570344068,null,642.3996164922238,null,352.88677248912455,null,642.3996164922238,null,257.27335199999999,null,257.27335199999999,0.99900342484370763,null,"DRRMOrs133",null,"Residential","Pool pump switches"]
[34,"DRRSFrs134",0.16740023391321301,1.0437699137342342,0,0,0,0,12.021225923856555,0,19369.387103273184,0,0,null,12.021225923856555,19369.387103273184,19369.387103273184,null,835.99064575960006,1243.5718111457627,0,0,15.817402531390213,0,null,2079.562423899858,15.817402839660645,null,2067.5411979760015,-17289.824679373327,-19353.569700433523,null,172.9908777251155,0.10736335707537374,1,0,172.9908777251155,0.10736335707537374,1,0,8.1661865475277226E-4,"FAIL",0,null,"DRRSFrs134",null,-19353.569700433523,19353.569700433523,0.10738440318232098,"FAIL",0,1,null,null,18749.626798829642,null,2197.743352,"YES",1,null,13.941899999999999,11.722899999999999,12.695988728363995,0,0,0,null,2057.1951162650571,null,309.40458606437971,null,2910.7998432848835,null,2910.7998432848835,null,2197.743352,null,2197.743352,0.99988323566878978,null,"DRRSFrs134",null,"Residential","Solar PV"]
[35,"DRRMFrs135",0.16740023391321301,1.0437699137342342,0,0,0,0,12.021225923856555,0,19369.387103273184,0,0,null,12.021225923856555,19369.387103273184,19369.387103273184,null,835.99064575960006,1243.5718111457627,0,0,15.817402531390213,0,null,2079.562423899858,15.817402839660645,null,2067.5411979760015,-17289.824679373327,-19353.569700433523,null,172.9908777251155,0.10736335707537374,1,0,172.9908777251155,0.10736335707537374,1,0,8.1661865475277226E-4,"FAIL",0,null,"DRRMFrs135",null,-19353.569700433523,19353.569700433523,0.10738440318232098,"FAIL",0,1,null,null,18749.626798829642,null,2197.743352,"YES",1,null,13.941899999999999,11.722899999999999,12.695988728363995,0,0,0,null,2057.1951162650571,null,309.40458606437971,null,2910.7998432848835,null,2910.7998432848835,null,2197.743352,null,2197.743352,0.99988323566878978,null,"DRRMFrs135",null,"Residential","Solar PV"]
[36,"DRRMOrs136",0.16740023391321301,1.0437699137342342,0,0,0,0,12.021225923856555,0,19369.387103273184,0,0,null,12.021225923856555,19369.387103273184,19369.387103273184,null,835.99064575960006,1243.5718111457627,0,0,15.817402531390213,0,null,2079.562423899858,15.817402839660645,null,2067.5411979760015,-17289.824679373327,-19353.569700433523,null,172.9908777251155,0.10736335707537374,1,0,172.9908777251155,0.10736335707537374,1,0,8.1661865475277226E-4,"FAIL",0,null,"DRRMOrs136",null,-19353.569700433523,19353.569700433523,0.10738440318232098,"FAIL",0,1,null,null,18749.626798829642,null,2197.743352,"YES",1,null,13.941899999999999,11.722899999999999,12.695988728363995,0,0,0,null,2057.1951162650571,null,309.40458606437971,null,2910.7998432848835,null,2910.7998432848835,null,2197.743352,null,2197.743352,0.99988323566878978,null,"DRRMOrs136",null,"Residential","Solar PV"]
[37,"DRRSFrs137",1.7157586850225927E-2,1.0437699137342342,0,0,0,0,12.021225923856555,0,12396.265978896075,0,0,null,12.021225923856555,12396.265978896075,12396.265978896075,null,89.304392490641405,127.45914898355494,0,0,15.817402531390213,0,null,216.76354248741356,15.817402839660645,null,204.74231656355701,-12179.502436408662,-12380.448576056415,null,18.031733523719783,1.7486196476942405E-2,1,0,18.031733523719783,1.7486196476942405E-2,1,0,1.27598124036616E-3,"FAIL",0,null,"DRRSFrs137",null,-12380.448576056415,12380.448576056415,1.7491553011714869E-2,"FAIL",0,1,null,null,7557.8568442962078,null,885.74335200000007,"YES",1,null,13.941899999999999,11.722899999999999,12.695988728363995,0,0,0,null,203.66389097904252,null,20.993107312635043,null,1276.1421982380607,null,1276.1421982380607,null,885.74335200000007,null,885.74335200000007,0.99971032957110617,null,"DRRSFrs137",null,"Residential","Paired Battery Storage"]
[38,"DRRMFrs138",1.7157586850225927E-2,1.0437699137342342,0,0,0,0,12.021225923856555,0,12396.265978896075,0,0,null,12.021225923856555,12396.265978896075,12396.265978896075,null,89.304392490641405,127.45914898355494,0,0,15.817402531390213,0,null,216.76354248741356,15.817402839660645,null,204.74231656355701,-12179.502436408662,-12380.448576056415,null,18.031733523719783,1.7486196476942405E-2,1,0,18.031733523719783,1.7486196476942405E-2,1,0,1.27598124036616E-3,"FAIL",0,null,"DRRMFrs138",null,-12380.448576056415,12380.448576056415,1.7491553011714869E-2,"FAIL",0,1,null,null,7557.8568442962078,null,885.74335200000007,"YES",1,null,13.941899999999999,11.722899999999999,12.695988728363995,0,0,0,null,203.66389097904252,null,20.993107312635043,null,1276.1421982380607,null,1276.1421982380607,null,885.74335200000007,null,885.74335200000007,0.99971032957110617,null,"DRRMFrs138",null,"Residential","Paired Battery Storage"]
[39,"DRRMOrs139",1.7157586850225927E-2,1.0437699137342342,0,0,0,0,12.021225923856555,0,12396.265978896075,0,0,null,12.021225923856555,12396.265978896075,12396.265978896075,null,89.304392490641405,127.45914898355494,0,0,15.817402531390213,0,null,216.76354248741356,15.817402839660645,null,204.74231656355701,-12179.502436408662,-12380.448576056415,null,18.031733523719783,1.7486196476942405E-2,1,0,18.031733523719783,1.7486196476942405E-2,1,0,1.27598124036616E-3,"FAIL",0,null,"DRRMOrs139",null,-12380.448576056415,12380.448576056415,1.7491553011714869E-2,"FAIL",0,1,null,null,7557.8568442962078,null,885.74335200000007,"YES",1,null,13.941899999999999,11.722899999999999,12.695988728363995,0,0,0,null,203.66389097904252,null,20.993107312635043,null,1276.1421982380607,null,1276.1421982380607,null,885.74335200000007,null,885.74335200000007,0.99971032957110617,null,"DRRMOrs139",null,"Residential","Paired Battery Storage"]
[40,"DRRSFrs140",0.25993259102106087,1.0437699137342342,0,2326.15234375,0,0,12.021225923856555,0,2493.8540111710649,0,0,null,2338.1734491411817,2493.8540111710649,4820.0062343883919,null,1295.864326007247,1930.9700795248275,0,0,15.817402531390213,0,null,3226.8343474261028,15.817402839660645,null,888.6607777522463,-1593.1720074949617,-2478.0366083314043,null,268.42805948953458,1.2939146930701226,1,1,1.3800662146207574,0.66946682427744386,1,0,6.3425536413950316E-3,"FAIL",0,null,"DRRSFrs140",null,-2478.0366083314043,2478.0366083314043,0.66999450359588897,"FAIL",0,1,null,null,2092.2297383753166,null,237.28335199999998,"YES",1,null,13.941899999999999,11.722899999999999,12.695988728363995,0,0,0,null,872.60687552624597,null,114.56186687260781,null,325.33378774709439,null,325.33378774709439,null,237.28335199999998,null,237.28335199999998,0.99891955881114758,null,"DRRSFrs140",null,"Residential","Water heater switches"]
[41,"DRRMFrs141",0.19091032296419144,1.0437699137342342,0,2326.15234375,0,0,12.021225923856555,0,2493.8540111710649,0,0,null,2338.1734491411817,2493.8540111710649,4820.0062343883919,null,952.83270525909154,1418.2220092839609,0,0,15.817402531390213,0,null,2371.0547618339365,15.817402839660645,null,32.881192160079991,-2448.951593087128,-2478.0366083314043,null,197.23901512644338,0.95075924701804648,1,0,1.0140627678742713,0.49191942649892345,1,0,6.3425536413950316E-3,"FAIL",0,null,"DRRMFrs141",null,-2478.0366083314043,2478.0366083314043,0.49230716148188552,"FAIL",0,1,null,null,2092.2297383753166,null,237.28335199999998,"YES",1,null,13.941899999999999,11.722899999999999,12.695988728363995,0,0,0,null,21.084899812647574,null,2.768171502089146,null,325.33378774709439,null,325.33378774709439,null,237.28335199999998,null,237.28335199999998,0.99891955881114758,null,"DRRMFrs141",null,"Residential","Water heater switches"]
[42,"DRRMOrs142",0.19031132757663727,1.0437699137342342,0,2326.15234375,0,0,12.021225923856555,0,2493.8540111710649,0,0,null,2338.1734491411817,2493.8540111710649,4820.0062343883919,null,949.85577673445789,1413.7722318759138,0,0,15.817402531390213,0,null,2363.6280590378833,15.817402839660645,null,25.454489364026813,-2456.3782958831812,-2478.0366083314043,null,196.62121600652878,0.94778124479226034,1,0,1.0108864840891933,0.49037861882167405,1,0,6.3425536413950316E-3,"FAIL",0,null,"DRRMOrs142",null,-2478.0366083314043,2478.0366083314043,0.49076513932721094,"FAIL",0,1,null,null,2092.2297383753166,null,237.28335199999998,"YES",1,null,13.941899999999999,11.722899999999999,12.695988728363995,0,0,0,null,13.695145786724014,null,1.7979934749808675,null,325.33378774709439,null,325.33378774709439,null,237.28335199999998,null,237.28335199999998,0.99891955881114758,null,"DRRMOrs142",null,"Residential","Water heater switches"]
[43,"DRCgsd201",0.91535714119672762,0.82979709883850594,0,3405.060302734375,0,0,4.4699621775990961,17330.630859375,0,0,0,null,20740.160549307111,0,3405.0602118452452,null,4552.3793641144402,6799.9447271583158,0,0,17336.015871883785,0,null,11352.323808300642,17336.015625,null,-9387.8373159863313,7947.2635055662668,17336.015625,null,0.65487498025891977,9999,0,1,0.54735948000938806,3.3339567581767504,0,1,99,"PASS",1,null,"DRCgsd201",null,17336.015625,0,0.54735948000938806,"FAIL",0,1,null,null,8.3223957126056264E-2,null,-317.14652205000004,"NO",0,null,7.4389999999999992,5.9600000000000009,6.2474711356919013,13.13,13.290000000000001,14.852837601175882,null,-9444.3165389131991,null,-973.49387583045223,null,0,null,0,null,-317.14652205000004,null,-317.14652205000004,0,null,"DRCgsd201",null,"Commercial","EV Charging (telematics)"]
[44,"DRCgsd202",0.91535714119672762,0.82979709883850594,0,3405.060302734375,0,0,4.4699621775990961,17330.630859375,0,0,0,null,20740.160549307111,0,3405.0602118452452,null,4552.3793641144402,6799.9447271583158,0,0,17336.015871883785,0,null,11352.323808300642,17336.015625,null,-9387.8373159863313,7947.2635055662668,17336.015625,null,0.65487498025891977,9999,0,1,0.54735948000938806,3.3339567581767504,0,1,99,"PASS",1,null,"DRCgsd202",null,17336.015625,0,0.54735948000938806,"FAIL",0,1,null,null,8.3223957126056264E-2,null,-317.14652205000004,"NO",0,null,7.4389999999999992,5.9600000000000009,6.2474711356919013,13.13,13.290000000000001,14.852837601175882,null,-9444.3165389131991,null,-973.49387583045223,null,0,null,0,null,-317.14652205000004,null,-317.14652205000004,0,null,"DRCgsd202",null,"Commercial","EV Charging (telematics)"]
[45,"DRCgsd203",0.91535714119672762,0.82979709883850594,0,3405.060302734375,0,0,4.4699621775990961,17330.630859375,0,0,0,null,20740.160549307111,0,3405.0602118452452,null,4552.3793641144402,6799.9447271583158,0,0,17336.015871883785,0,null,11352.323808300642,17336.015625,null,-9387.8373159863313,7947.2635055662668,17336.015625,null,0.65487498025891977,9999,0,1,0.54735948000938806,3.3339567581767504,0,1,99,"PASS",1,null,"DRCgsd203",null,17336.015625,0,0.54735948000938806,"FAIL",0,1,null,null,8.3223957126056264E-2,null,-317.14652205000004,"NO",0,null,7.4389999999999992,5.9600000000000009,6.2474711356919013,13.13,13.290000000000001,14.852837601175882,null,-9444.3165389131991,null,-973.49387583045223,null,0,null,0,null,-317.14652205000004,null,-317.14652205000004,0,null,"DRCgsd203",null,"Commercial","EV Charging (telematics)"]
[46,"DRCgsd204",0.91535714119672762,0.82979709883850594,0,3405.060302734375,0,0,4.4699621775990961,17330.630859375,0,0,0,null,20740.160549307111,0,3405.0602118452452,null,4552.3793641144402,6799.9447271583158,0,0,17336.015871883785,0,null,11352.323808300642,17336.015625,null,-9387.8373159863313,7947.2635055662668,17336.015625,null,0.65487498025891977,9999,0,1,0.54735948000938806,3.3339567581767504,0,1,99,"PASS",1,null,"DRCgsd204",null,17336.015625,0,0.54735948000938806,"FAIL",0,1,null,null,8.3223957126056264E-2,null,-317.14652205000004,"NO",0,null,7.4389999999999992,5.9600000000000009,6.2474711356919013,13.13,13.290000000000001,14.852837601175882,null,-9444.3165389131991,null,-973.49387583045223,null,0,null,0,null,-317.14652205000004,null,-317.14652205000004,0,null,"DRCgsd204",null,"Commercial","EV Charging (telematics)"]
[47,"DRCgsd205",0.91535714119672762,0.82979709883850594,0,2621.649169921875,0,0,4.4699621775990961,17330.630859375,1813.6150689416252,0,0,null,19956.749413395086,1813.6150689416252,4435.2641448748373,null,4552.3793641144402,6799.9447271583158,0,0,17336.015871883785,0,null,11352.323808300642,17336.015625,null,-8604.4261831738313,6917.0595694371414,15522.400556058376,null,0.65487498025891977,6.2595001567369746,0,1,0.56884632082630471,2.5595597459170958,0,1,9.5588175913849298,"PASS",1,null,"DRCgsd205",null,15522.400556058376,0,0.56884632082630471,"FAIL",0,1,null,null,0.85107708969987361,null,-187.52177205000001,"NO",0,null,7.4389999999999992,5.9600000000000009,6.2474711356919013,13.13,13.290000000000001,14.852837601175882,null,-8660.9054061006973,null,-892.74203561966988,null,0,null,0,null,-187.52177205000001,null,-187.52177205000001,-1.4466509833191579,null,"DRCgsd205",null,"Commercial","EV Charging (external switch)"]
[48,"DRCgsd206",0.91535714119672762,0.82979709883850594,0,2621.649169921875,0,0,4.4699621775990961,17330.630859375,1813.6150689416252,0,0,null,19956.749413395086,1813.6150689416252,4435.2641448748373,null,4552.3793641144402,6799.9447271583158,0,0,17336.015871883785,0,null,11352.323808300642,17336.015625,null,-8604.4261831738313,6917.0595694371414,15522.400556058376,null,0.65487498025891977,6.2595001567369746,0,1,0.56884632082630471,2.5595597459170958,0,1,9.5588175913849298,"PASS",1,null,"DRCgsd206",null,15522.400556058376,0,0.56884632082630471,"FAIL",0,1,null,null,0.85107708969987361,null,-187.52177205000001,"NO",0,null,7.4389999999999992,5.9600000000000009,6.2474711356919013,13.13,13.290000000000001,14.852837601175882,null,-8660.9054061006973,null,-892.74203561966988,null,0,null,0,null,-187.52177205000001,null,-187.52177205000001,-1.4466509833191579,null,"DRCgsd206",null,"Commercial","EV Charging (external switch)"]
[49,"DRCgsd207",0.91535714119672762,0.82979709883850594,0,2621.649169921875,0,0,4.4699621775990961,17330.630859375,1813.6150689416252,0,0,null,19956.749413395086,1813.6150689416252,4435.2641448748373,null,4552.3793641144402,6799.9447271583158,0,0,17336.015871883785,0,null,11352.323808300642,17336.015625,null,-8604.4261831738313,6917.0595694371414,15522.400556058376,null,0.65487498025891977,6.2595001567369746,0,1,0.56884632082630471,2.5595597459170958,0,1,9.5588175913849298,"PASS",1,null,"DRCgsd207",null,15522.400556058376,0,0.56884632082630471,"FAIL",0,1,null,null,0.85107708969987361,null,-187.52177205000001,"NO",0,null,7.4389999999999992,5.9600000000000009,6.2474711356919013,13.13,13.290000000000001,14.852837601175882,null,-8660.9054061006973,null,-892.74203561966988,null,0,null,0,null,-187.52177205000001,null,-187.52177205000001,-1.4466509833191579,null,"DRCgsd207",null,"Commercial","EV Charging (external switch)"]
[50,"DRCgsd208",0.91535714119672762,0.82979709883850594,0,2621.649169921875,0,0,4.4699621775990961,17330.630859375,1813.6150689416252,0,0,null,19956.749413395086,1813.6150689416252,4435.2641448748373,null,4552.3793641144402,6799.9447271583158,0,0,17336.015871883785,0,null,11352.323808300642,17336.015625,null,-8604.4261831738313,6917.0595694371414,15522.400556058376,null,0.65487498025891977,6.2595001567369746,0,1,0.56884632082630471,2.5595597459170958,0,1,9.5588175913849298,"PASS",1,null,"DRCgsd208",null,15522.400556058376,0,0.56884632082630471,"FAIL",0,1,null,null,0.85107708969987361,null,-187.52177205000001,"NO",0,null,7.4389999999999992,5.9600000000000009,6.2474711356919013,13.13,13.290000000000001,14.852837601175882,null,-8660.9054061006973,null,-892.74203561966988,null,0,null,0,null,-187.52177205000001,null,-187.52177205000001,-1.4466509833191579,null,"DRCgsd208",null,"Commercial","EV Charging (external switch)"]
[51,"DRCgsd209",0.85000000000000009,0.30715307463164243,0,139.21771240234375,0,0,1.6545763154131223,17330.630859375,503.73855900282751,0,0,null,17471.50265792475,503.73855900282751,642.95626532790016,null,4225.5635544208935,6314.4239094785717,0,0,17332.623840724526,0,null,10539.987903157373,17332.623046875,null,-6931.5152449353845,9897.0316317522011,16828.884487872172,null,0.60811298903799316,20.923528117485663,0,1,0.60326737853164913,16.393008936863449,0,1,34.40797361469744,"PASS",1,null,"DRCgsd209",null,16828.884487872172,0,0.60326737853164913,"FAIL",0,1,null,null,0.30584547303742254,null,-269.09825143659481,"NO",0,null,7.4389999999999992,5.9600000000000009,6.2474711356919013,13.13,13.290000000000001,14.852837601175882,null,-6983.9529956973611,null,-916.90166073366754,null,0,null,0,null,-269.09825143659481,null,-269.09825143659481,-5.6084127500746526,null,"DRCgsd209",null,"Commercial","Central air conditioner - Load Shed"]
[52,"DRCgsd210",0.85000000000000009,0.15921238367869764,0,72.163307189941406,0,0,0.85764741072887085,17330.630859375,261.11218535038438,0,0,null,17403.651326986404,261.11218535038438,333.27548964179152,null,4224.9976033205812,6314.4239094785717,0,0,17331.66368541768,0,null,10539.421185436495,17331.6640625,null,-6864.2306285391751,10206.145692896169,17070.551877149617,null,0.60810825228946941,40.363574650082796,0,1,0.60558676409355727,31.623750984813988,0,1,66.376312691967158,"PASS",1,null,"DRCgsd210",null,17070.551877149617,0,0.60558676409355727,"FAIL",0,1,null,null,0.15854297702278772,null,-292.18946060704229,"NO",0,null,7.4389999999999992,5.9600000000000009,6.2474711356919013,13.13,13.290000000000001,14.852837601175882,null,-6916.6655598100006,null,-908.06770068988703,null,0,null,0,null,-292.18946060704229,null,-292.18946060704229,-11.748209676174504,null,"DRCgsd210",null,"Commercial","Central air conditioner - Load Shed"]
[53,"DRCgsd211",0.85000000000000009,0.118055439583565,0,53.508842468261719,0,0,0.63594263047799782,17330.630859375,193.61380370305596,0,0,null,17384.77516193777,193.61380370305596,247.12264772608353,null,4224.8401563217458,6314.4239094785717,0,0,17331.396571224603,0,null,10539.264452597059,17331.396484375,null,-6845.5111918766797,10292.141806425741,17137.782680671946,null,0.60810698796567564,54.434468261163083,0,1,0.60623528701949481,42.647910322596324,0,1,89.515293604561549,"PASS",1,null,"DRCgsd211",null,17137.782680671946,0,0.60623528701949481,"FAIL",0,1,null,null,0.11756081047288498,null,-298.61340956576606,"NO",0,null,7.4389999999999992,5.9600000000000009,6.2474711356919013,13.13,13.290000000000001,14.852837601175882,null,-6897.9453433821354,null,-905.60998118023724,null,0,null,0,null,-298.61340956576606,null,-298.61340956576606,-16.192253165542013,null,"DRCgsd211",null,"Commercial","Central air conditioner - Load Shed"]
[54,"DRCgsd212",0.85000000000000009,0.1483260571417182,0,67.229057312011719,0,0,0.79900480045534228,17330.630859375,243.25837080892907,0,0,null,17398.658440807845,243.25837080892907,310.48743153205555,null,4224.9559573850229,6314.4239094785717,0,0,17331.59303167036,0,null,10539.379922173805,17331.59375,null,-6859.2789993136612,10228.892494052863,17088.33537919107,null,0.6081079290496969,43.325867418770628,0,1,0.60575817766952123,33.944626956259611,0,1,71.247676667264045,"PASS",1,null,"DRCgsd212",null,17088.33537919107,0,0.60575817766952123,"FAIL",0,1,null,null,0.14770300726487146,null,-293.88864278775736,"NO",0,null,7.4389999999999992,5.9600000000000009,6.2474711356919013,13.13,13.290000000000001,14.852837601175882,null,-6911.7137252946259,null,-907.41758960041921,null,0,null,0,null,-293.88864278775736,null,-293.88864278775736,-12.683797779199242,null,"DRCgsd212",null,"Commercial","Central air conditioner - Load Shed"]
[55,"DRCgsd213",0.85000000000000009,0.81344346240479004,0,368.69479370117188,0,0,4.3818681888068483,17330.630859375,1334.0672004468126,0,0,null,17703.707023519339,1334.0672004468126,1702.7619804930748,null,4227.5003819440917,6314.4239094785717,0,0,17335.909734547895,0,null,10541.924665160896,17335.91015625,null,-7161.7828561040842,8839.1626710129112,16001.842955803188,null,0.60812904096681419,7.9020941835839604,0,1,0.59546423552797401,6.1910735037492932,0,1,12.994780285763541,"PASS",1,null,"DRCgsd213",null,16001.842955803188,0,0.59546423552797401,"FAIL",0,1,null,null,0.80983371898514145,null,-190.07430945050046,"NO",0,null,7.4389999999999992,5.9600000000000009,6.2474711356919013,13.13,13.290000000000001,14.852837601175882,null,-7214.2302424979189,null,-947.13405063530161,null,0,null,0,null,-190.07430945050046,null,-190.07430945050046,-1.4958223028223139,null,"DRCgsd213",null,"Commercial","Central air conditioner - 50% cycling"]
[56,"DRCgsd214",0.85000000000000009,0.42537869934002315,0,192.80368041992188,0,0,2.2914357014114528,17330.630859375,697.63146591449856,0,0,null,17525.725491554007,697.63146591449856,890.43514648281985,null,4226.0158297344569,6314.4239094785717,0,0,17333.391141189586,0,null,10540.439791649709,17333.390625,null,-6985.2861838466251,9650.0046453152881,16635.759159085501,null,0.60811671639720122,15.108893888312,0,1,0.60142671444177942,11.83740313378313,0,1,24.846056222934724,"PASS",1,null,"DRCgsd214",null,16635.759159085501,0,0.60142671444177942,"FAIL",0,1,null,null,0.42354985989474803,null,-250.64509760255532,"NO",0,null,7.4389999999999992,5.9600000000000009,6.2474711356919013,13.13,13.290000000000001,14.852837601175882,null,-7037.7261828100554,null,-923.96137671356416,null,0,null,0,null,-250.64509760255532,null,-250.64509760255532,-3.7719631375365905,null,"DRCgsd214",null,"Commercial","Central air conditioner - 50% cycling"]
[57,"DRCgsd215",0.85000000000000009,0.31541686737034008,0,142.96327209472656,0,0,1.6990918253338008,17330.630859375,517.2913446399333,0,0,null,17475.292743618706,517.2913446399333,660.25462114902939,null,4225.5951677827279,6314.4239094785717,0,0,17332.677473869022,0,null,10540.019034802221,17332.677734375,null,-6935.2741884928382,9879.7644180675616,16815.386389735067,null,0.60811322335069451,20.375401877521696,0,1,0.60313832220864128,15.963567338504497,0,1,33.506606893721781,"PASS",1,null,"DRCgsd215",null,16815.386389735067,0,0.60313832220864128,"FAIL",0,1,null,null,0.3140731439802758,null,-267.80840570529608,"NO",0,null,7.4389999999999992,5.9600000000000009,6.2474711356919013,13.13,13.290000000000001,14.852837601175882,null,-6987.7120941386211,null,-917.39518118058004,null,0,null,0,null,-267.80840570529608,null,-267.80840570529608,-5.4352968244431752,null,"DRCgsd215",null,"Commercial","Central air conditioner - 50% cycling"]
[58,"DRCgsd216",0.85000000000000009,0.39629296966148148,0,179.62052917480469,0,0,2.1347563014076014,17330.630859375,649.93016841522945,0,0,null,17512.38566366653,649.93016841522945,829.55070049609333,null,4225.904561491694,6314.4239094785717,0,0,17333.202370828134,0,null,10540.32848780275,17333.203125,null,-6972.0576570484609,9710.7777902127164,16683.272956584769,null,0.6081157918774186,16.217632293487739,0,1,0.6018784876384019,12.706069102737111,0,1,26.669331517976417,"PASS",1,null,"DRCgsd216",null,16683.272956584769,0,0.6018784876384019,"FAIL",0,1,null,null,0.39459329435959312,null,-255.18491998870536,"NO",0,null,7.4389999999999992,5.9600000000000009,6.2474711356919013,13.13,13.290000000000001,14.852837601175882,null,-7024.4971022614109,null,-922.22457150704224,null,0,null,0,null,-255.18491998870536,null,-255.18491998870536,-4.1221386505695552,null,"DRCgsd216",null,"Commercial","Central air conditioner - 50% cycling"]
[59,"DRCgsd217",0.88394980579614635,0.61430614926328486,0,1182.947265625,0,0,3.3091526308262447,17330.630859375,2066.2395407051504,0,0,null,18516.88677345484,2066.2395407051504,3249.1867862448935,null,4395.4646594573087,6566.6279864683847,0,0,17334.61730616479,0,null,10962.092540183799,17334.6171875,null,-7554.7947374470277,7712.9057338536495,15268.37764679485,null,0.63240628112196295,5.3053347998764657,0,1,0.5920051451318421,3.3737957198481681,0,1,8.3894518742895485,"PASS",1,null,"DRCgsd217",null,15268.37764679485,0,0.5920051451318421,"FAIL",0,1,null,null,1.2954158039581427,null,-120.30921823444265,"NO",0,null,7.4389999999999992,5.9600000000000009,6.2474711356919013,13.13,13.290000000000001,14.852837601175882,null,-7609.3325112787861,null,-999.00580959874287,null,0,null,0,null,-120.30921823444265,null,-120.30921823444265,-0.61129738172797921,null,"DRCgsd217",null,"Commercial","Smart thermostats - Utility Installation"]
[60,"DRCgsd218",0.89214333742856966,0.31842476735739528,0,613.1790771484375,0,0,1.7152948214577417,17330.630859375,1071.0323908771165,0,0,null,17945.52472533501,1071.0323908771165,1684.2114461063927,null,4435.0535349802694,6627.4955535776098,0,0,17332.696995551087,0,null,11062.549458581978,17332.697265625,null,-6882.9757727629167,9378.3379905564234,16261.664874747883,null,0.638260357839873,10.328865450579286,0,1,0.61645169567170788,6.568385068385088,0,1,16.183168140629693,"PASS",1,null,"DRCgsd218",null,16261.664874747883,0,0.61645169567170788,"FAIL",0,1,null,null,0.67154812631204441,null,-215.06487000225698,"NO",0,null,7.4389999999999992,5.9600000000000009,6.2474711356919013,13.13,13.290000000000001,14.852837601175882,null,-6938.0133322583497,null,-910.87038393001126,null,0,null,0,null,-215.06487000225698,null,-215.06487000225698,-2.1081482920159287,null,"DRCgsd218",null,"Commercial","Smart thermostats - Utility Installation"]
[61,"DRCgsd219",0.89839174896478657,0.23611087916713,0,454.670166015625,0,0,1.2718852609559956,17330.630859375,794.16689393913646,0,0,null,17786.572437717714,794.16689393913646,1248.8370711116197,null,4465.792426908667,6673.9133408723746,0,0,17332.162767164944,0,null,11139.706185535499,17332.162109375,null,-6646.8667251160805,9890.8691255807371,16537.995215435865,null,0.64272840378031326,14.026908286596527,0,1,0.62629862658165181,8.9200637478992082,0,1,21.824332192199524,"PASS",1,null,"DRCgsd219",null,16537.995215435865,0,0.62629862658165192,"FAIL",0,1,null,null,0.4979653258014442,null,-241.42578796085724,"NO",0,null,7.4389999999999992,5.9600000000000009,6.2474711356919013,13.13,13.290000000000001,14.852837601175882,null,-6702.2881489247129,null,-879.9227512342419,null,0,null,0,null,-241.42578796085724,null,-241.42578796085724,-3.1915832366053021,null,"DRCgsd219",null,"Commercial","Smart thermostats - Utility Installation"]
[62,"DRCgsd220",0.93473275303840642,0.29665211428343641,0,571.2523193359375,0,0,1.5980096009106846,17330.630859375,997.79937744760991,0,0,null,17903.480689671069,997.79937744760991,1569.0516822334835,null,4646.6340535669869,6943.8809938334589,0,0,17332.555688056455,0,null,11590.515306912943,17332.556640625,null,-6312.9658813989063,10021.463610129395,16334.757263177391,null,0.66872618602790102,11.616077909931859,0,1,0.64738891755195194,7.386955656510704,0,1,17.370783177838831,"PASS",1,null,"DRCgsd220",null,16334.757263177391,0,0.64738891755195194,"FAIL",0,1,null,null,0.62563518231766391,null,-222.03752846364111,"NO",0,null,7.4389999999999992,5.9600000000000009,6.2474711356919013,13.13,13.290000000000001,14.852837601175882,null,-6370.6301366571797,null,-836.38039314118555,null,0,null,0,null,-222.03752846364111,null,-222.03752846364111,-2.3362398592979017,null,"DRCgsd220",null,"Commercial","Smart thermostats - Utility Installation"]
[63,"DRCgsd221",0.88394980579614635,0.61430614926328486,0,1182.947265625,0,0,3.3091526308262447,17330.630859375,0,0,0,null,18516.88677345484,0,1182.9472455397422,null,4395.4646594573087,6566.6279864683847,0,0,17334.61730616479,0,null,10962.092540183799,17334.6171875,null,-7554.7947374470277,9779.1452745587994,17334.6171875,null,0.63240628112196295,9999,0,1,0.5920051451318421,9.2667634971809765,0,1,99,"PASS",1,null,"DRCgsd221",null,17334.6171875,0,0.5920051451318421,"FAIL",0,1,null,null,6.1616188909430318E-2,null,-317.11885922187776,"NO",0,null,7.4389999999999992,5.9600000000000009,6.2474711356919013,13.13,13.290000000000001,14.852837601175882,null,-7609.3325112787861,null,-999.00580959874287,null,0,null,0,null,-317.11885922187776,null,-317.11885922187776,0,null,"DRCgsd221",null,"Commercial","Smart thermostats - BYOT"]
[64,"DRCgsd222",0.89214333742856966,0.31842476735739528,0,613.1790771484375,0,0,1.7152948214577417,17330.630859375,0,0,0,null,17945.52472533501,0,613.17905522927549,null,4435.0535349802694,6627.4955535776098,0,0,17332.696995551087,0,null,11062.549458581978,17332.697265625,null,-6882.9757727629167,10449.37038143354,17332.697265625,null,0.638260357839873,9999,0,1,0.61645169567170788,18.041302893157869,0,1,99,"PASS",1,null,"DRCgsd222",null,17332.697265625,0,0.61645169567170788,"FAIL",0,1,null,null,3.1942049870154206E-2,null,-317.08087656913847,"NO",0,null,7.4389999999999992,5.9600000000000009,6.2474711356919013,13.13,13.290000000000001,14.852837601175882,null,-6938.0133322583497,null,-910.87038393001126,null,0,null,0,null,-317.08087656913847,null,-317.08087656913847,0,null,"DRCgsd222",null,"Commercial","Smart thermostats - BYOT"]
[65,"DRCgsd223",0.89839174896478657,0.23611087916713,0,454.670166015625,0,0,1.2718852609559956,17330.630859375,0,0,0,null,17786.572437717714,0,454.67017717248319,null,4465.792426908667,6673.9133408723746,0,0,17332.162767164944,0,null,11139.706185535499,17332.162109375,null,-6646.8667251160805,10685.036019519874,17332.162109375,null,0.64272840378031326,9999,0,1,0.62629862658165181,24.500631486677918,0,1,99,"PASS",1,null,"DRCgsd223",null,17332.162109375,0,0.62629862658165192,"FAIL",0,1,null,null,2.3685619313255826E-2,null,-317.07030983698019,"NO",0,null,7.4389999999999992,5.9600000000000009,6.2474711356919013,13.13,13.290000000000001,14.852837601175882,null,-6702.2881489247129,null,-879.9227512342419,null,0,null,0,null,-317.07030983698019,null,-317.07030983698019,0,null,"DRCgsd223",null,"Commercial","Smart thermostats - BYOT"]
[66,"DRCgsd224",0.93473275303840642,0.29665211428343641,0,571.2523193359375,0,0,1.5980096009106846,17330.630859375,0,0,0,null,17903.480689671069,0,571.25230478587321,null,4646.6340535669869,6943.8809938334589,0,0,17332.555688056455,0,null,11590.515306912943,17332.556640625,null,-6312.9658813989063,11019.262987577005,17332.556640625,null,0.66872618602790102,9999,0,1,0.64738891755195194,20.28965995339248,0,1,99,"PASS",1,null,"DRCgsd224",null,17332.556640625,0,0.64738891755195194,"FAIL",0,1,null,null,2.9758210039034422E-2,null,-317.07808159005208,"NO",0,null,7.4389999999999992,5.9600000000000009,6.2474711356919013,13.13,13.290000000000001,14.852837601175882,null,-6370.6301366571797,null,-836.38039314118555,null,0,null,0,null,-317.07808159005208,null,-317.07808159005208,0,null,"DRCgsd224",null,"Commercial","Smart thermostats - BYOT"]
[67,"DRCgsd225",0.11536847949028016,1.0437699137342342,0,473.09066772460938,0,0,5.6225938160527482,17330.630859375,1711.8081823058587,0,0,null,17809.343623218327,1711.8081823058587,2184.8988364238649,null,576.91983929046432,857.04174740425128,0,0,17337.404584701202,0,null,1433.9615293344414,17337.404296875,null,-16375.382591581221,-750.93732069602675,15625.596114569142,null,8.2714614966043584E-2,0.83768820838491997,0,0,8.0517368837315417E-2,0.65630568175476178,0,0,10.128123276943903,"PASS",1,null,"DRCgsd225",null,15625.596114569142,0,8.0517368837315417E-2,"FAIL",0,1,null,null,1.0390523732038943,null,-154.12398999999999,"NO",0,null,7.4389999999999992,5.9600000000000009,6.2474711356919013,13.13,13.290000000000001,14.852837601175882,null,-16382.516728543085,null,-2150.8101220973858,null,0,null,0,null,-154.12398999999999,null,-154.12398999999999,-0.94525599509352953,null,"DRCgsd225",null,"Commercial","Central Heating - Load Shed"]
[68,"DRCgsd226",0.2762847304344177,1.0437699137342342,0,473.09066772460938,0,0,5.6225938160527482,17330.630859375,1711.8081823058587,0,0,null,17809.343623218327,1711.8081823058587,2184.8988364238649,null,1376.6525041255875,2052.4457737399166,0,0,17337.404584701202,0,null,3429.0983563601485,17337.404296875,null,-14380.245764555515,1244.1995063296804,15625.596114569142,null,0.19779927454446397,2.0032024567969096,0,1,0.19254489851386186,1.5694540533591887,0,1,10.128123276943903,"PASS",1,null,"DRCgsd226",null,15625.596114569142,0,0.19254489851386186,"FAIL",0,1,null,null,1.0390523732038943,null,-154.12398999999999,"NO",0,null,7.4389999999999992,5.9600000000000009,6.2474711356919013,13.13,13.290000000000001,14.852837601175882,null,-14397.305955383177,null,-1890.1779191117566,null,0,null,0,null,-154.12398999999999,null,-154.12398999999999,-0.94525599509352953,null,"DRCgsd226",null,"Commercial","Central Heating - Load Shed"]
[69,"DRCgsd227",0.42784860134124753,1.0437699137342342,0,473.09066772460938,0,0,5.6225938160527482,17330.630859375,1711.8081823058587,0,0,null,17809.343623218327,1711.8081823058587,2184.8988364238649,null,2129.9050666347916,3178.3734564072211,0,0,17337.404584701202,0,null,5308.2786378478822,17337.404296875,null,-12501.065483067781,3123.3797878174141,15625.596114569142,null,0.30619526024931282,3.100977488434169,0,1,0.2980614334704067,2.4295306108902293,0,1,10.128123276943903,"PASS",1,null,"DRCgsd227",null,15625.596114569142,0,0.2980614334704067,"FAIL",0,1,null,null,1.0390523732038943,null,-154.12398999999999,"NO",0,null,7.4389999999999992,5.9600000000000009,6.2474711356919013,13.13,13.290000000000001,14.852837601175882,null,-12527.474829524735,null,-1644.6935543619738,null,0,null,0,null,-154.12398999999999,null,-154.12398999999999,-0.94525599509352953,null,"DRCgsd227",null,"Commercial","Central Heating - Load Shed"]
[70,"DRCgsd228",0.59626407623291011,1.0437699137342342,0,473.09066772460938,0,0,5.6225938160527482,17330.630859375,1711.8081823058587,0,0,null,17809.343623218327,1711.8081823058587,2184.8988364238649,null,2966.907891050203,4429.4872227391088,0,0,17337.404584701202,0,null,7396.3949145920278,17337.404296875,null,-10412.949206323636,5211.4960645615593,15625.596114569142,null,0.42664321530385718,4.3208082488710007,0,1,0.41530978706316019,3.3852344764101487,0,1,10.128123276943903,"PASS",1,null,"DRCgsd228",null,15625.596114569142,0,0.41530978706316019,"FAIL",0,1,null,null,1.0390523732038943,null,-154.12398999999999,"NO",0,null,7.4389999999999992,5.9600000000000009,6.2474711356919013,13.13,13.290000000000001,14.852837601175882,null,-10449.747190973347,null,-1371.9150973028161,null,0,null,0,null,-154.12398999999999,null,-154.12398999999999,-0.94525599509352953,null,"DRCgsd228",null,"Commercial","Central Heating - Load Shed"]
[71,"DRCgsd229",4.3180561065673827E-2,1.0437699137342342,0,473.09066772460938,0,0,5.6225938160527482,17330.630859375,1711.8081823058587,0,0,null,17809.343623218327,1711.8081823058587,2184.8988364238649,null,218.15535135411307,320.77690260916501,0,0,17337.404584701202,0,null,538.93224503097861,17337.404296875,null,-17270.411875884685,-1645.9666049994894,15625.596114569142,null,3.1087007725523204E-2,0.31483214685013372,0,0,3.0261206778415012E-2,0.24666233177039901,0,0,10.128123276943903,"PASS",1,null,"DRCgsd229",null,15625.596114569142,0,3.0261206778415012E-2,"FAIL",0,1,null,null,1.0390523732038943,null,-154.12398999999999,"NO",0,null,7.4389999999999992,5.9600000000000009,6.2474711356919013,13.13,13.290000000000001,14.852837601175882,null,-17273.093130835088,null,-2267.7311527479101,null,0,null,0,null,-154.12398999999999,null,-154.12398999999999,-0.94525599509352953,null,"DRCgsd229",null,"Commercial","Central Heating - 50% cycling"]
[72,"DRCgsd230",0.10340891182422636,1.0437699137342342,0,473.09066772460938,0,0,5.6225938160527482,17330.630859375,1711.8081823058587,0,0,null,17809.343623218327,1711.8081823058587,2184.8988364238649,null,517.48235635302296,768.19730032477219,0,0,17337.404584701202,0,null,1285.6797022115318,17337.404296875,null,-16523.664418704131,-899.21914781893634,15625.596114569142,null,7.4161335128316269E-2,0.75106528611148549,0,0,7.219129988631097E-2,0.58843900356925138,0,0,10.128123276943903,"PASS",1,null,"DRCgsd230",null,15625.596114569142,0,7.219129988631097E-2,"FAIL",0,1,null,null,1.0390523732038943,null,-154.12398999999999,"NO",0,null,7.4389999999999992,5.9600000000000009,6.2474711356919013,13.13,13.290000000000001,14.852837601175882,null,-16530.060835133045,null,-2170.1807330461056,null,0,null,0,null,-154.12398999999999,null,-154.12398999999999,-0.94525599509352953,null,"DRCgsd230",null,"Commercial","Central Heating - 50% cycling"]
[73,"DRCgsd231",0.16013681888580322,1.0437699137342342,0,473.09066772460938,0,0,5.6225938160527482,17330.630859375,1711.8081823058587,0,0,null,17809.343623218327,1711.8081823058587,2184.8988364238649,null,799.41261522180218,1189.6138328945358,0,0,17337.404584701202,0,null,1989.0264148013489,17337.404296875,null,-15820.317706114314,-195.87243522911922,15625.596114569142,null,0.11473219517537871,1.1619446824480466,0,1,0.11168442820223767,0.91035171480529276,0,0,10.128123276943903,"PASS",1,null,"DRCgsd231",null,15625.596114569142,0,0.11168442820223767,"FAIL",0,1,null,null,1.0390523732038943,null,-154.12398999999999,"NO",0,null,7.4389999999999992,5.9600000000000009,6.2474711356919013,13.13,13.290000000000001,14.852837601175882,null,-15830.213359919295,null,-2078.2999153087753,null,0,null,0,null,-154.12398999999999,null,-154.12398999999999,-0.94525599509352953,null,"DRCgsd231",null,"Commercial","Central Heating - 50% cycling"]
[74,"DRCgsd232",0.223172003030777,1.0437699137342342,0,473.09066772460938,0,0,5.6225938160527482,17330.630859375,1711.8081823058587,0,0,null,17809.343623218327,1711.8081823058587,2184.8988364238649,null,1112.6892140665821,1657.8854492514852,0,0,17337.404584701202,0,null,2770.5745457030139,17337.404296875,null,-15038.769575212649,585.67569567254577,15625.596114569142,null,0.15981391557199684,1.6185075958516357,0,1,0.1555685895500887,1.2680562057435192,0,1,10.128123276943903,"PASS",1,null,"DRCgsd232",null,15625.596114569142,0,0.1555685895500887,"FAIL",0,1,null,null,1.0390523732038943,null,-154.12398999999999,"NO",0,null,7.4389999999999992,5.9600000000000009,6.2474711356919013,13.13,13.290000000000001,14.852837601175882,null,-15052.553528176346,null,-1976.2033531397201,null,0,null,0,null,-154.12398999999999,null,-154.12398999999999,-0.94525599509352953,null,"DRCgsd232",null,"Commercial","Central Heating - 50% cycling"]
[75,"DRCgsd233",0.91093749999999984,3.2617809804194819,0,6281.09375,0,0,17.570605675164835,17330.630859375,13354.308292787098,0,0,null,23629.294826846544,13354.308292787098,19635.40213867421,null,4539.7179468350887,6767.1123882831034,0,0,17351.799779712179,0,null,11306.829968868911,17351.798828125,null,-12322.465246181255,-8328.5720739181888,3997.4905353379017,null,0.65175805063411019,0.84668031626736773,0,0,0.47850898073622067,0.57583898431162406,0,0,1.2993408904223829,"PASS",1,null,"DRCgsd233",null,3997.4905353379017,0,0.47850898073622067,"FAIL",0,1,null,null,8.2934715382868944,null,954.54128125000011,"YES",1,null,7.4389999999999992,5.9600000000000009,6.2474711356919013,13.13,13.290000000000001,14.852837601175882,null,-12378.718131598513,null,-1625.1637460345353,null,0,null,0,null,954.54128125000011,null,0,0,null,"DRCgsd233",null,"Commercial","CPP + Tech"]
[76,"DRCgsd234",0.92666667103767397,1.1597444038945135,0,2233.27783203125,0,0,6.2473267601765752,17330.630859375,4748.1984613828854,0,0,null,19570.155488408589,4748.1984613828854,6981.476247747034,null,4609.8484666139784,6883.9602161378853,0,0,17338.157274995327,0,null,11493.808453564274,17338.158203125,null,-8076.3475646021543,4512.3321601501384,12589.959741742114,null,0.66296874963084285,2.420667237699405,0,1,0.5873130721540949,1.6463292247238275,0,1,3.6515234870943791,"PASS",1,null,"DRCgsd234",null,12589.959741742114,0,0.5873130721540949,"FAIL",0,1,null,null,2.9510082762501422,null,135.07778888888885,"YES",1,null,7.4389999999999992,5.9600000000000009,6.2474711356919013,13.13,13.290000000000001,14.852837601175882,null,-8133.5306912368014,null,-1067.8261728018142,null,0,null,0,null,135.07778888888885,null,0,0,null,"DRCgsd234",null,"Commercial","CPP + Tech"]
[77,"DRCgsd235",0.90906735658645643,0.54081342487120321,0,1041.4249267578125,0,0,2.9132610341682836,17330.630859375,2214.1857877665475,0,0,null,18374.968572044785,2214.1857877665475,3255.6107234928982,null,4520.014444602918,6753.2195903011816,0,0,17334.140328337478,0,null,11273.233798937928,17334.140625,null,-7101.7352482290535,8017.623084413568,15119.954837233452,null,0.65037096398908967,5.0913676084558634,0,1,0.61351035585423286,3.4627093923251606,0,1,7.8286748658453691,"PASS",1,null,"DRCgsd235",null,15119.954837233452,0,0.61351035585423286,"FAIL",0,1,null,null,1.3764227431006704,null,-106.20787046632128,"NO",0,null,7.4389999999999992,5.9600000000000009,6.2474711356919013,13.13,13.290000000000001,14.852837601175882,null,-7157.8209885222768,null,-939.72825356265832,null,0,null,0,null,-106.20787046632128,null,-106.20787046632128,-0.50358979461478004,null,"DRCgsd235",null,"Commercial","CPP + Tech"]
[78,"DRCgsd236",0.95779220461845405,0.45184844319483491,0,870.1082763671875,0,0,2.4340232737798781,17330.630859375,1849.9474899354852,0,0,null,18203.172651607481,1849.9474899354852,2720.0557429849136,null,4761.8302116708519,7115.1835260646558,0,0,17333.562933445442,0,null,11877.01337564363,17333.5625,null,-6326.159783372339,9156.957609340956,15483.615010064515,null,0.6852229225503611,6.4201894595709996,0,1,0.65246939486267463,4.3664595126253083,0,1,9.3697591927890276,"PASS",1,null,"DRCgsd236",null,15483.615010064515,0,0.65246939486267463,"FAIL",0,1,null,null,1.1500348478959903,null,-140.89021212121216,"NO",0,null,7.4389999999999992,5.9600000000000009,6.2474711356919013,13.13,13.290000000000001,14.852837601175882,null,-6385.2494021566345,null,-838.29971144464696,null,0,null,0,null,-140.89021212121216,null,-140.89021212121216,-0.79956856819968569,null,"DRCgsd236",null,"Commercial","CPP + Tech"]
[79,"DRCgsd237",0.86076554991304877,4.9941143721534385,0,0,0,0,26.902362499672321,17330.630859375,63541.163068431662,0,0,null,17357.532737783949,63541.163068431662,63541.163068431662,null,4296.9970224674489,6394.3983162663826,0,0,17363.042860223642,0,null,10691.395048142113,17363.04296875,null,-6666.138173732561,-52849.76802028955,-46178.120099681662,null,0.61595129397006587,0.16825935396599281,0,0,0.61595129397006587,0.16825935396599281,0,0,0.27325661241124272,"FAIL",0,null,"DRCgsd237",null,-46178.120099681662,46178.120099681662,0.16827394524508246,"FAIL",0,1,null,null,45.132029905135887,null,6892.8452153110047,"YES",1,null,7.4389999999999992,5.9600000000000009,6.2474711356919013,13.13,13.290000000000001,14.852837601175882,null,-6719.3291938725715,null,-1010.5950823152644,null,6945.2440469590983,null,6945.2440469590983,null,6892.8452153110047,null,6892.8452153110047,0.95594203715992032,null,"DRCgsd237",null,"Commercial","Solar PV"]
[80,"DRCgsd238",0.86076554991304877,4.9941143721534385,0,0,0,0,26.902362499672321,17330.630859375,63541.163068431662,0,0,null,17357.532737783949,63541.163068431662,63541.163068431662,null,4296.9970224674489,6394.3983162663826,0,0,17363.042860223642,0,null,10691.395048142113,17363.04296875,null,-6666.138173732561,-52849.76802028955,-46178.120099681662,null,0.61595129397006587,0.16825935396599281,0,0,0.61595129397006587,0.16825935396599281,0,0,0.27325661241124272,"FAIL",0,null,"DRCgsd238",null,-46178.120099681662,46178.120099681662,0.16827394524508246,"FAIL",0,1,null,null,45.132029905135887,null,6892.8452153110047,"YES",1,null,7.4389999999999992,5.9600000000000009,6.2474711356919013,13.13,13.290000000000001,14.852837601175882,null,-6719.3291938725715,null,-1010.5950823152644,null,6945.2440469590983,null,6945.2440469590983,null,6892.8452153110047,null,6892.8452153110047,0.95594203715992032,null,"DRCgsd238",null,"Commercial","Solar PV"]
[81,"DRCgsd239",0.86076554991304877,4.9941143721534385,0,0,0,0,26.902362499672321,17330.630859375,63541.163068431662,0,0,null,17357.532737783949,63541.163068431662,63541.163068431662,null,4296.9970224674489,6394.3983162663826,0,0,17363.042860223642,0,null,10691.395048142113,17363.04296875,null,-6666.138173732561,-52849.76802028955,-46178.120099681662,null,0.61595129397006587,0.16825935396599281,0,0,0.61595129397006587,0.16825935396599281,0,0,0.27325661241124272,"FAIL",0,null,"DRCgsd239",null,-46178.120099681662,46178.120099681662,0.16827394524508246,"FAIL",0,1,null,null,45.132029905135887,null,6892.8452153110047,"YES",1,null,7.4389999999999992,5.9600000000000009,6.2474711356919013,13.13,13.290000000000001,14.852837601175882,null,-6719.3291938725715,null,-1010.5950823152644,null,6945.2440469590983,null,6945.2440469590983,null,6892.8452153110047,null,6892.8452153110047,0.95594203715992032,null,"DRCgsd239",null,"Commercial","Solar PV"]
[82,"DRCgsd240",0.86076554991304877,4.9941143721534385,0,0,0,0,26.902362499672321,17330.630859375,63541.163068431662,0,0,null,17357.532737783949,63541.163068431662,63541.163068431662,null,4296.9970224674489,6394.3983162663826,0,0,17363.042860223642,0,null,10691.395048142113,17363.04296875,null,-6666.138173732561,-52849.76802028955,-46178.120099681662,null,0.61595129397006587,0.16825935396599281,0,0,0.61595129397006587,0.16825935396599281,0,0,0.27325661241124272,"FAIL",0,null,"DRCgsd240",null,-46178.120099681662,46178.120099681662,0.16827394524508246,"FAIL",0,1,null,null,45.132029905135887,null,6892.8452153110047,"YES",1,null,7.4389999999999992,5.9600000000000009,6.2474711356919013,13.13,13.290000000000001,14.852837601175882,null,-6719.3291938725715,null,-1010.5950823152644,null,6945.2440469590983,null,6945.2440469590983,null,6892.8452153110047,null,6892.8452153110047,0.95594203715992032,null,"DRCgsd240",null,"Commercial","Solar PV"]
[83,"DRCgsd241",1.2533239126205447,90.321199907546628,0,0,0,0,486.54345500510601,17330.630859375,457650.45269245264,0,0,null,17817.173830289375,457650.45269245264,457650.45269245264,null,6574.3816708295444,9310.6099766734114,0,0,17916.827309025375,0,null,15884.991406999583,17916.828125,null,-1932.1829073805238,-441765.46128545306,-439733.62456745264,null,0.89155503149446802,3.4709878059870539E-2,0,0,0.89155503149446802,3.4709878059870539E-2,0,0,3.9149591177265484E-2,"FAIL",0,null,"DRCgsd241",null,-439733.62456745264,439733.62456745264,3.4717437814160715E-2,"FAIL",0,1,null,null,198.67728200916829,null,32381.077367757764,"YES",1,null,7.4389999999999992,5.9600000000000009,6.2474711356919013,13.13,13.290000000000001,14.852837601175882,null,-2011.2127153755432,null,-207.31021173880842,null,45326.518732122393,null,45326.518732122393,null,32381.077367757764,null,32381.077367757764,0.98995299497137634,null,"DRCgsd241",null,"Commercial","Paired Battery Storage"]
[84,"DRCgsd242",1.2533239126205447,90.321199907546628,0,0,0,0,486.54345500510601,17330.630859375,457650.45269245264,0,0,null,17817.173830289375,457650.45269245264,457650.45269245264,null,6574.3816708295444,9310.6099766734114,0,0,17916.827309025375,0,null,15884.991406999583,17916.828125,null,-1932.1829073805238,-441765.46128545306,-439733.62456745264,null,0.89155503149446802,3.4709878059870539E-2,0,0,0.89155503149446802,3.4709878059870539E-2,0,0,3.9149591177265484E-2,"FAIL",0,null,"DRCgsd242",null,-439733.62456745264,439733.62456745264,3.4717437814160715E-2,"FAIL",0,1,null,null,198.67728200916829,null,32381.077367757764,"YES",1,null,7.4389999999999992,5.9600000000000009,6.2474711356919013,13.13,13.290000000000001,14.852837601175882,null,-2011.2127153755432,null,-207.31021173880842,null,45326.518732122393,null,45326.518732122393,null,32381.077367757764,null,32381.077367757764,0.98995299497137634,null,"DRCgsd242",null,"Commercial","Paired Battery Storage"]
[85,"DRCgsd243",1.2533239126205447,90.321199907546628,0,0,0,0,486.54345500510601,17330.630859375,457650.45269245264,0,0,null,17817.173830289375,457650.45269245264,457650.45269245264,null,6574.3816708295444,9310.6099766734114,0,0,17916.827309025375,0,null,15884.991406999583,17916.828125,null,-1932.1829073805238,-441765.46128545306,-439733.62456745264,null,0.89155503149446802,3.4709878059870539E-2,0,0,0.89155503149446802,3.4709878059870539E-2,0,0,3.9149591177265484E-2,"FAIL",0,null,"DRCgsd243",null,-439733.62456745264,439733.62456745264,3.4717437814160715E-2,"FAIL",0,1,null,null,198.67728200916829,null,32381.077367757764,"YES",1,null,7.4389999999999992,5.9600000000000009,6.2474711356919013,13.13,13.290000000000001,14.852837601175882,null,-2011.2127153755432,null,-207.31021173880842,null,45326.518732122393,null,45326.518732122393,null,32381.077367757764,null,32381.077367757764,0.98995299497137634,null,"DRCgsd243",null,"Commercial","Paired Battery Storage"]
[86,"DRCgsd244",1.2533239126205447,90.321199907546628,0,0,0,0,486.54345500510601,17330.630859375,457650.45269245264,0,0,null,17817.173830289375,457650.45269245264,457650.45269245264,null,6574.3816708295444,9310.6099766734114,0,0,17916.827309025375,0,null,15884.991406999583,17916.828125,null,-1932.1829073805238,-441765.46128545306,-439733.62456745264,null,0.89155503149446802,3.4709878059870539E-2,0,0,0.89155503149446802,3.4709878059870539E-2,0,0,3.9149591177265484E-2,"FAIL",0,null,"DRCgsd244",null,-439733.62456745264,439733.62456745264,3.4717437814160715E-2,"FAIL",0,1,null,null,198.67728200916829,null,32381.077367757764,"YES",1,null,7.4389999999999992,5.9600000000000009,6.2474711356919013,13.13,13.290000000000001,14.852837601175882,null,-2011.2127153755432,null,-207.31021173880842,null,45326.518732122393,null,45326.518732122393,null,32381.077367757764,null,32381.077367757764,0.98995299497137634,null,"DRCgsd244",null,"Commercial","Paired Battery Storage"]
[87,"DRIgsld301",0.93763289153575902,3.8341839964496194E-2,0,415.65744018554688,0,0,0.29975053036863658,16265.5703125,245.31189066703152,0,0,null,16681.527545106015,245.31189066703152,660.96934600389602,null,4660.0591886622751,6965.4253513257936,0,0,16265.931484456096,0,null,11625.484416346508,16265.931640625,null,-5056.0430868694075,10964.515085493929,16020.619749957968,null,0.71471641979787548,47.390627436507316,0,1,0.6969076671249268,17.58853833861081,0,1,66.307147184737119,"PASS",1,null,"DRIgsld301",null,16020.619749957968,0,0.6969076671249268,"FAIL",0,1,null,null,0.21507708309019338,null,-335.33684604856091,"NO",0,null,6.8320000000000007,5.3630000000000004,5.5847964346769574,15.4,15.58,17.390432125820322,null,-5113.8813177965021,null,-924.3580790182391,null,0,null,0,null,-335.33684604856091,null,-335.33684604856091,-9.2055621608212519,null,"DRIgsld301",null,"Industrial","Auto DR"]
[88,"DRIgsld302",0.9408962815999985,9.582745925662493E-3,0,103.88494110107422,0,0,7.4916414451289812E-2,16265.5703125,61.310606882751536,0,0,null,16369.530199213963,61.310606882751536,165.19555044347524,null,4676.1677906353098,6989.6682080876635,0,0,16265.660599979088,0,null,11665.835994420013,16265.66015625,null,-4703.6941755955122,11500.640446436188,16204.349549367249,null,0.71720708464010785,190.27435198495732,0,1,0.71265551749240885,70.61834375562114,0,1,265.29928479350946,"PASS",1,null,"DRIgsld302",null,16204.349549367249,0,0.71265551749240885,"FAIL",0,1,null,null,5.3754471453520081E-2,null,-362.65678971519014,"NO",0,null,6.8320000000000007,5.3630000000000004,5.5847964346769574,15.4,15.58,17.390432125820322,null,-4761.7331606423759,null,-860.70564482036082,null,0,null,0,null,-362.65678971519014,null,-362.65678971519014,-39.833441217756089,null,"DRIgsld302",null,"Industrial","Auto DR"]
[89,"DRIgsld303",0.95146282613277444,4.0249243273949948E-3,0,43.633529663085938,0,0,3.1466231222795987E-2,16265.5703125,25.751548665413239,0,0,null,16309.235335249296,25.751548665413239,69.38507844469521,null,4728.6608696833737,7068.1642568386442,0,0,16265.608250360739,0,null,11796.825563773911,16265.6083984375,null,-4512.4097446203978,11727.440485445411,16239.856849772086,null,0.72526216516620678,458.10159680292014,0,1,0.72332180759585485,170.01963315401335,0,1,631.63612448224319,"PASS",1,null,"DRIgsld303",null,16239.856849772086,0,0.72332180759585485,"FAIL",0,1,null,null,2.2577871810531634E-2,null,-367.93648922247087,"NO",0,null,6.8320000000000007,5.3630000000000004,5.5847964346769574,15.4,15.58,17.390432125820322,null,-4571.1004190670346,null,-826.24788097133774,null,0,null,0,null,-367.93648922247087,null,-367.93648922247087,-96.218178373636135,null,"DRIgsld303",null,"Industrial","Auto DR"]
[90,"DRIgsld304",0.95696210563182826,2.634200051190303E-3,0,28.556922912597656,0,0,2.0593765535836042E-2,16265.5703125,16.853666779117667,0,0,null,16294.147856031561,16.853666779117667,45.410589806354047,null,4755.9862473717903,7109.0169414900902,0,0,16265.595151004496,0,null,11865.003626899135,16265.5947265625,null,-4429.1442022789979,11819.59303720742,16248.741059783382,null,0.72945420152726903,704.00131807520518,0,1,0.72817576907288917,261.28274720607249,0,1,965.10717458328952,"PASS",1,null,"DRIgsld304",null,16248.741059783382,0,0.72817576907288917,"FAIL",0,1,null,null,1.4776589946798573E-2,null,-369.25761935948077,"NO",0,null,6.8320000000000007,5.3630000000000004,5.5847964346769574,15.4,15.58,17.390432125820322,null,-4488.1740710695394,null,-811.25855388855916,null,0,null,0,null,-369.25761935948077,null,-369.25761935948077,-147.54438381501726,null,"DRIgsld304",null,"Industrial","Auto DR"]
[91,"DRIgsld305",0.93763289153575902,3.8341839964496194E-2,0,415.65744018554688,0,0,0.29975053036863658,16265.5703125,245.31189066703152,0,0,null,16681.527545106015,245.31189066703152,660.96934600389602,null,4660.0591886622751,6965.4253513257936,0,0,16265.931484456096,0,null,11625.484416346508,16265.931640625,null,-5056.0430868694075,10964.515085493929,16020.619749957968,null,0.71471641979787548,47.390627436507316,0,1,0.6969076671249268,17.58853833861081,0,1,66.307147184737119,"PASS",1,null,"DRIgsld305",null,16020.619749957968,0,0.6969076671249268,"FAIL",0,1,null,null,0.21507708309019338,null,-335.33684604856091,"NO",0,null,6.8320000000000007,5.3630000000000004,5.5847964346769574,15.4,15.58,17.390432125820322,null,-5113.8813177965021,null,-924.3580790182391,null,0,null,0,null,-335.33684604856091,null,-335.33684604856091,-9.2055621608212519,null,"DRIgsld305",null,"Industrial","CPP"]
[92,"DRIgsld306",0.9408962815999985,9.582745925662493E-3,0,103.88494110107422,0,0,7.4916414451289812E-2,16265.5703125,61.310606882751536,0,0,null,16369.530199213963,61.310606882751536,165.19555044347524,null,4676.1677906353098,6989.6682080876635,0,0,16265.660599979088,0,null,11665.835994420013,16265.66015625,null,-4703.6941755955122,11500.640446436188,16204.349549367249,null,0.71720708464010785,190.27435198495732,0,1,0.71265551749240885,70.61834375562114,0,1,265.29928479350946,"PASS",1,null,"DRIgsld306",null,16204.349549367249,0,0.71265551749240885,"FAIL",0,1,null,null,5.3754471453520081E-2,null,-362.65678971519014,"NO",0,null,6.8320000000000007,5.3630000000000004,5.5847964346769574,15.4,15.58,17.390432125820322,null,-4761.7331606423759,null,-860.70564482036082,null,0,null,0,null,-362.65678971519014,null,-362.65678971519014,-39.833441217756089,null,"DRIgsld306",null,"Industrial","CPP"]
[93,"DRIgsld307",0.95146282613277444,4.0249243273949948E-3,0,43.633529663085938,0,0,3.1466231222795987E-2,16265.5703125,25.751548665413239,0,0,null,16309.235335249296,25.751548665413239,69.38507844469521,null,4728.6608696833737,7068.1642568386442,0,0,16265.608250360739,0,null,11796.825563773911,16265.6083984375,null,-4512.4097446203978,11727.440485445411,16239.856849772086,null,0.72526216516620678,458.10159680292014,0,1,0.72332180759585485,170.01963315401335,0,1,631.63612448224319,"PASS",1,null,"DRIgsld307",null,16239.856849772086,0,0.72332180759585485,"FAIL",0,1,null,null,2.2577871810531634E-2,null,-367.93648922247087,"NO",0,null,6.8320000000000007,5.3630000000000004,5.5847964346769574,15.4,15.58,17.390432125820322,null,-4571.1004190670346,null,-826.24788097133774,null,0,null,0,null,-367.93648922247087,null,-367.93648922247087,-96.218178373636135,null,"DRIgsld307",null,"Industrial","CPP"]
[94,"DRIgsld308",0.95696210563182826,2.634200051190303E-3,0,28.556922912597656,0,0,2.0593765535836042E-2,16265.5703125,16.853666779117667,0,0,null,16294.147856031561,16.853666779117667,45.410589806354047,null,4755.9862473717903,7109.0169414900902,0,0,16265.595151004496,0,null,11865.003626899135,16265.5947265625,null,-4429.1442022789979,11819.59303720742,16248.741059783382,null,0.72945420152726903,704.00131807520518,0,1,0.72817576907288917,261.28274720607249,0,1,965.10717458328952,"PASS",1,null,"DRIgsld308",null,16248.741059783382,0,0.72817576907288917,"FAIL",0,1,null,null,1.4776589946798573E-2,null,-369.25761935948077,"NO",0,null,6.8320000000000007,5.3630000000000004,5.5847964346769574,15.4,15.58,17.390432125820322,null,-4488.1740710695394,null,-811.25855388855916,null,0,null,0,null,-369.25761935948077,null,-369.25761935948077,-147.54438381501726,null,"DRIgsld308",null,"Industrial","CPP"]
[95,"DRIgsld309",0.93763289153575902,3.8341839964496194E-2,0,415.65744018554688,0,0,0.29975053036863658,16265.5703125,245.31189066703152,0,0,null,16681.527545106015,245.31189066703152,660.96934600389602,null,4660.0591886622751,6965.4253513257936,0,0,16265.931484456096,0,null,11625.484416346508,16265.931640625,null,-5056.0430868694075,10964.515085493929,16020.619749957968,null,0.71471641979787548,47.390627436507316,0,1,0.6969076671249268,17.58853833861081,0,1,66.307147184737119,"PASS",1,null,"DRIgsld309",null,16020.619749957968,0,0.6969076671249268,"FAIL",0,1,null,null,0.21507708309019338,null,-335.33684604856091,"NO",0,null,6.8320000000000007,5.3630000000000004,5.5847964346769574,15.4,15.58,17.390432125820322,null,-5113.8813177965021,null,-924.3580790182391,null,0,null,0,null,-335.33684604856091,null,-335.33684604856091,-9.2055621608212519,null,"DRIgsld309",null,"Industrial","Firm Service Level"]
[96,"DRIgsld310",0.9408962815999985,9.582745925662493E-3,0,103.88494110107422,0,0,7.4916414451289812E-2,16265.5703125,61.310606882751536,0,0,null,16369.530199213963,61.310606882751536,165.19555044347524,null,4676.1677906353098,6989.6682080876635,0,0,16265.660599979088,0,null,11665.835994420013,16265.66015625,null,-4703.6941755955122,11500.640446436188,16204.349549367249,null,0.71720708464010785,190.27435198495732,0,1,0.71265551749240885,70.61834375562114,0,1,265.29928479350946,"PASS",1,null,"DRIgsld310",null,16204.349549367249,0,0.71265551749240885,"FAIL",0,1,null,null,5.3754471453520081E-2,null,-362.65678971519014,"NO",0,null,6.8320000000000007,5.3630000000000004,5.5847964346769574,15.4,15.58,17.390432125820322,null,-4761.7331606423759,null,-860.70564482036082,null,0,null,0,null,-362.65678971519014,null,-362.65678971519014,-39.833441217756089,null,"DRIgsld310",null,"Industrial","Firm Service Level"]
[97,"DRIgsld311",0.95146282613277444,4.0249243273949948E-3,0,43.633529663085938,0,0,3.1466231222795987E-2,16265.5703125,25.751548665413239,0,0,null,16309.235335249296,25.751548665413239,69.38507844469521,null,4728.6608696833737,7068.1642568386442,0,0,16265.608250360739,0,null,11796.825563773911,16265.6083984375,null,-4512.4097446203978,11727.440485445411,16239.856849772086,null,0.72526216516620678,458.10159680292014,0,1,0.72332180759585485,170.01963315401335,0,1,631.63612448224319,"PASS",1,null,"DRIgsld311",null,16239.856849772086,0,0.72332180759585485,"FAIL",0,1,null,null,2.2577871810531634E-2,null,-367.93648922247087,"NO",0,null,6.8320000000000007,5.3630000000000004,5.5847964346769574,15.4,15.58,17.390432125820322,null,-4571.1004190670346,null,-826.24788097133774,null,0,null,0,null,-367.93648922247087,null,-367.93648922247087,-96.218178373636135,null,"DRIgsld311",null,"Industrial","Firm Service Level"]
[98,"DRIgsld312",0.95696210563182826,2.634200051190303E-3,0,28.556922912597656,0,0,2.0593765535836042E-2,16265.5703125,16.853666779117667,0,0,null,16294.147856031561,16.853666779117667,45.410589806354047,null,4755.9862473717903,7109.0169414900902,0,0,16265.595151004496,0,null,11865.003626899135,16265.5947265625,null,-4429.1442022789979,11819.59303720742,16248.741059783382,null,0.72945420152726903,704.00131807520518,0,1,0.72817576907288917,261.28274720607249,0,1,965.10717458328952,"PASS",1,null,"DRIgsld312",null,16248.741059783382,0,0.72817576907288917,"FAIL",0,1,null,null,1.4776589946798573E-2,null,-369.25761935948077,"NO",0,null,6.8320000000000007,5.3630000000000004,5.5847964346769574,15.4,15.58,17.390432125820322,null,-4488.1740710695394,null,-811.25855388855916,null,0,null,0,null,-369.25761935948077,null,-369.25761935948077,-147.54438381501726,null,"DRIgsld312",null,"Industrial","Firm Service Level"]
[99,"DRIgsld313",0.93763289153575902,3.8341839964496194E-2,0,415.65744018554688,0,0,0.29975053036863658,16265.5703125,245.31189066703152,0,0,null,16681.527545106015,245.31189066703152,660.96934600389602,null,4660.0591886622751,6965.4253513257936,0,0,16265.931484456096,0,null,11625.484416346508,16265.931640625,null,-5056.0430868694075,10964.515085493929,16020.619749957968,null,0.71471641979787548,47.390627436507316,0,1,0.6969076671249268,17.58853833861081,0,1,66.307147184737119,"PASS",1,null,"DRIgsld313",null,16020.619749957968,0,0.6969076671249268,"FAIL",0,1,null,null,0.21507708309019338,null,-335.33684604856091,"NO",0,null,6.8320000000000007,5.3630000000000004,5.5847964346769574,15.4,15.58,17.390432125820322,null,-5113.8813177965021,null,-924.3580790182391,null,0,null,0,null,-335.33684604856091,null,-335.33684604856091,-9.2055621608212519,null,"DRIgsld313",null,"Industrial","Guaranteed Load Drop"]
[100,"DRIgsld314",0.9408962815999985,9.582745925662493E-3,0,103.88494110107422,0,0,7.4916414451289812E-2,16265.5703125,61.310606882751536,0,0,null,16369.530199213963,61.310606882751536,165.19555044347524,null,4676.1677906353098,6989.6682080876635,0,0,16265.660599979088,0,null,11665.835994420013,16265.66015625,null,-4703.6941755955122,11500.640446436188,16204.349549367249,null,0.71720708464010785,190.27435198495732,0,1,0.71265551749240885,70.61834375562114,0,1,265.29928479350946,"PASS",1,null,"DRIgsld314",null,16204.349549367249,0,0.71265551749240885,"FAIL",0,1,null,null,5.3754471453520081E-2,null,-362.65678971519014,"NO",0,null,6.8320000000000007,5.3630000000000004,5.5847964346769574,15.4,15.58,17.390432125820322,null,-4761.7331606423759,null,-860.70564482036082,null,0,null,0,null,-362.65678971519014,null,-362.65678971519014,-39.833441217756089,null,"DRIgsld314",null,"Industrial","Guaranteed Load Drop"]
[101,"DRIgsld315",0.95146282613277444,4.0249243273949948E-3,0,43.633529663085938,0,0,3.1466231222795987E-2,16265.5703125,25.751548665413239,0,0,null,16309.235335249296,25.751548665413239,69.38507844469521,null,4728.6608696833737,7068.1642568386442,0,0,16265.608250360739,0,null,11796.825563773911,16265.6083984375,null,-4512.4097446203978,11727.440485445411,16239.856849772086,null,0.72526216516620678,458.10159680292014,0,1,0.72332180759585485,170.01963315401335,0,1,631.63612448224319,"PASS",1,null,"DRIgsld315",null,16239.856849772086,0,0.72332180759585485,"FAIL",0,1,null,null,2.2577871810531634E-2,null,-367.93648922247087,"NO",0,null,6.8320000000000007,5.3630000000000004,5.5847964346769574,15.4,15.58,17.390432125820322,null,-4571.1004190670346,null,-826.24788097133774,null,0,null,0,null,-367.93648922247087,null,-367.93648922247087,-96.218178373636135,null,"DRIgsld315",null,"Industrial","Guaranteed Load Drop"]
[102,"DRIgsld316",0.95696210563182826,2.634200051190303E-3,0,28.556922912597656,0,0,2.0593765535836042E-2,16265.5703125,16.853666779117667,0,0,null,16294.147856031561,16.853666779117667,45.410589806354047,null,4755.9862473717903,7109.0169414900902,0,0,16265.595151004496,0,null,11865.003626899135,16265.5947265625,null,-4429.1442022789979,11819.59303720742,16248.741059783382,null,0.72945420152726903,704.00131807520518,0,1,0.72817576907288917,261.28274720607249,0,1,965.10717458328952,"PASS",1,null,"DRIgsld316",null,16248.741059783382,0,0.72817576907288917,"FAIL",0,1,null,null,1.4776589946798573E-2,null,-369.25761935948077,"NO",0,null,6.8320000000000007,5.3630000000000004,5.5847964346769574,15.4,15.58,17.390432125820322,null,-4488.1740710695394,null,-811.25855388855916,null,0,null,0,null,-369.25761935948077,null,-369.25761935948077,-147.54438381501726,null,"DRIgsld316",null,"Industrial","Guaranteed Load Drop"]
[]
[null,null,null,null,null,null,null,null,null,null,null,null,null,null,null,null,null,null,null,null,null,null,null,null,null,null,null,null,null,null,null,null,null,null,60,24,null,null,66,31]