{"text_format":"1","workbook":"xlsx","n_sheets":2,"sheets":["INPUTS","OUTPUTS"],"not_rendered":{"charts":0,"images":0,"macros":1,"external_links":1,"defined_names":70,"comments":0,"pivot_tables":0},"unopened":[],"bounds":{"document_bytes":16777216,"sheet_cells":100000,"rows_first":2000,"rows_last":500,"rows_between":2000,"halvings":0,"cell_chars":16384,"cell_head_chars":4096},"cells_cut":0,"cells_raw":0,"read":"whole","date_system":"1900"}

{"sheet":"INPUTS","index":0,"n_rows":5138,"n_cols":45,"rows_kept":1125,"cut":true,"hidden":false,"merged":[[3,43,3,44],[2,0,2,27],[7,36,7,41],[3,32,3,33]],"bounds":{"rows_first":500,"rows_last":125,"rows_between":500,"halvings":2}}
["FPL 000677"]
["20240012-EG"]
["I. Inputs: Batch Runs "]
[null,null,null,null,null,null,null,null,null,null,null,null,null,null,null,null,null,null,null,null,null,null,"adjusted for tax credits",null,null,null,null,null,null,null,null,null,"Screening Step # 4",null,null,null,null,null,null,null,null,null,null,"Maximum Incentive "]
[]
[null,null,"Summer","Winter","Annual",null,null,null,"Billing","Billing","Billing","Billing","Billing","Billing","Billing","Billing","Billing","Billing","Billing","Billing",null,null,null,null,null,null,null,null,null,null,null,null,"Maximum Incentive",null,null,null,null,null,null,null,null,null,null,"Minimum","Conversion Factor to"]
[null,null,"kW","kW","kWh",null,null,"Life","kW","kW","kW","kW","kW","kW","kW","kW","kW","kW","kW","kW","Admin.",null,null,null,null,null,"Kwh pct","External",null,null,"(Based on 3-Yrs.)",null,"that does not violate",null,null,null,null,null,null,null,null,null,null,"Incentive Needed","calculate one-time"]
[null,null,"Reduction ","Reduction ","Reduction ",null,null,"(Years)","per","per","per","per","per","per","per","per","per","per","per","per","Non-","Admin.","Part.","Part.","Rebate","Rebate","for rev","non rec",null,null,"with zero incentive",null,"3-Years Payback",null,null,null,"Energy and Demand Charge",null,null,null,null,null,null,"to get Participant ","incentive payment needed"]
[null,"Measure","at","at","at","Load","Rate","of","month","month","month","month","month","month","month","month","month","month","month","month","rec.","Rec.","Equip.","O&M","Non-rec.","Rec.","loss & bill","credit",null,null,"Years",null,"one-time incentive payment","3 Yrs. Payback ",null,null,null,null,null,null,null,null,null,"Test to 1.00","to make Part. Test = 1.00"]
[null,"Name","Meter","Meter","Meter","Shifting %","Class","Measure","Jan.","Feb.","March","April","May","June","July","Aug.","Sep.","Oct.","Nov.","Dec.","Cost","Cost","Cost","Cost","Cost","Cost","savings","per part",null,null,"to Payback",null,"(Nominal $)"," criterion met",null,null,"Egy yr1","Egy yr2","Egy yr3","Dmd yr1","Dmd yr2","Dmd yr3",null,"(NPV $)","(Nominal $)"]
[1,"IagTgsd101",1,0.90220510041481328,7979.8295151838065,0,"gsd",15,1.05,1.05,1.05,1.05,1.08,1.08,1.08,1.08,1.08,1.08,1.05,1.05,478.78977091102843,0,712.52788142402744,0,0,0,1,0,null,null,1.0351141601055609,null,-1382.6938854970099,0,null,null,7.4389999999999992,5.9600000000000009,6.2474711356919013,13.13,13.290000000000001,14.852837601175882,null,0,0]
[2,"IagNgsd101",1,0.90220510041481328,7979.8295151838065,0,"gsd",15,1.05,1.05,1.05,1.05,1.08,1.08,1.08,1.08,1.08,1.08,1.05,1.05,478.78977091102843,0,712.52788142402744,0,0,0,1,0,null,null,1.0351141601055609,null,-1382.6938854970099,0,null,null,7.4389999999999992,5.9600000000000009,6.2474711356919013,13.13,13.290000000000001,14.852837601175882,null,0,0]
[3,"IchTgsd101",1,0.90220510041481328,7979.8295151838065,0,"gsd",15,1.05,1.05,1.05,1.05,1.08,1.08,1.08,1.08,1.08,1.08,1.05,1.05,478.78977091102843,0,712.52788142402744,0,0,0,1,0,null,null,1.0351141601055609,null,-1382.6938854970099,0,null,null,7.4389999999999992,5.9600000000000009,6.2474711356919013,13.13,13.290000000000001,14.852837601175882,null,0,0]
[4,"IchNgsd101",1,0.90220510041481328,7979.8295151838065,0,"gsd",15,1.05,1.05,1.05,1.05,1.08,1.08,1.08,1.08,1.08,1.08,1.05,1.05,478.78977091102843,0,712.52788142402744,0,0,0,1,0,null,null,1.0351141601055609,null,-1382.6938854970099,0,null,null,7.4389999999999992,5.9600000000000009,6.2474711356919013,13.13,13.290000000000001,14.852837601175882,null,0,0]
[5,"IcoTgsd101",1,0.90220510041481328,7979.8295151838065,0,"gsd",15,1.05,1.05,1.05,1.05,1.08,1.08,1.08,1.08,1.08,1.08,1.05,1.05,478.78977091102843,0,712.52788142402744,0,0,0,1,0,null,null,1.0351141601055609,null,-1382.6938854970099,0,null,null,7.4389999999999992,5.9600000000000009,6.2474711356919013,13.13,13.290000000000001,14.852837601175882,null,0,0]
[6,"IcoNgsd101",1,0.90220510041481328,7979.8295151838065,0,"gsd",15,1.05,1.05,1.05,1.05,1.08,1.08,1.08,1.08,1.08,1.08,1.05,1.05,478.78977091102843,0,712.52788142402744,0,0,0,1,0,null,null,1.0351141601055609,null,-1382.6938854970099,0,null,null,7.4389999999999992,5.9600000000000009,6.2474711356919013,13.13,13.290000000000001,14.852837601175882,null,0,0]
[7,"IelTgsd101",1,0.90220510041481328,7979.8295151838065,0,"gsd",15,1.05,1.05,1.05,1.05,1.08,1.08,1.08,1.08,1.08,1.08,1.05,1.05,478.78977091102843,0,712.52788142402744,0,0,0,1,0,null,null,1.0351141601055609,null,-1382.6938854970099,0,null,null,7.4389999999999992,5.9600000000000009,6.2474711356919013,13.13,13.290000000000001,14.852837601175882,null,0,0]
[8,"IelNgsd101",1,0.90220510041481328,7979.8295151838065,0,"gsd",15,1.05,1.05,1.05,1.05,1.08,1.08,1.08,1.08,1.08,1.08,1.05,1.05,478.78977091102843,0,712.52788142402744,0,0,0,1,0,null,null,1.0351141601055609,null,-1382.6938854970099,0,null,null,7.4389999999999992,5.9600000000000009,6.2474711356919013,13.13,13.290000000000001,14.852837601175882,null,0,0]
[9,"IluTgsd101",1,0.90220510041481328,7979.8295151838065,0,"gsd",15,1.05,1.05,1.05,1.05,1.08,1.08,1.08,1.08,1.08,1.08,1.05,1.05,478.78977091102843,0,740.94754709100823,0,0,0,1,0,null,null,1.0764004018433087,null,-1354.2742198300293,0,null,null,7.4389999999999992,5.9600000000000009,6.2474711356919013,13.13,13.290000000000001,14.852837601175882,null,0,0]
[10,"IluNgsd101",1,0.90220510041481328,7979.8295151838065,0,"gsd",15,1.05,1.05,1.05,1.05,1.08,1.08,1.08,1.08,1.08,1.08,1.05,1.05,478.78977091102843,0,740.94754709100823,0,0,0,1,0,null,null,1.0764004018433087,null,-1354.2742198300293,0,null,null,7.4389999999999992,5.9600000000000009,6.2474711356919013,13.13,13.290000000000001,14.852837601175882,null,0,0]
[11,"ImeTgsd101",1,0.90220510041481328,7979.8295151838065,0,"gsd",15,1.05,1.05,1.05,1.05,1.08,1.08,1.08,1.08,1.08,1.08,1.05,1.05,478.78977091102843,0,712.52788142402744,0,0,0,1,0,null,null,1.0351141601055609,null,-1382.6938854970099,0,null,null,7.4389999999999992,5.9600000000000009,6.2474711356919013,13.13,13.290000000000001,14.852837601175882,null,0,0]
[12,"ImeNgsd101",1,0.90220510041481328,7979.8295151838065,0,"gsd",15,1.05,1.05,1.05,1.05,1.08,1.08,1.08,1.08,1.08,1.08,1.05,1.05,478.78977091102843,0,712.52788142402744,0,0,0,1,0,null,null,1.0351141601055609,null,-1382.6938854970099,0,null,null,7.4389999999999992,5.9600000000000009,6.2474711356919013,13.13,13.290000000000001,14.852837601175882,null,0,0]
[13,"ImiTgsd101",1,0.90220510041481328,7979.8295151838056,0,"gsd",15,1.05,1.05,1.05,1.05,1.08,1.08,1.08,1.08,1.08,1.08,1.05,1.05,478.78977091102843,0,723.66100995539421,0,0,0,1,0,null,null,1.0512876450870348,null,-1371.5607569656431,0,null,null,7.4389999999999992,5.9600000000000009,6.2474711356919013,13.13,13.290000000000001,14.852837601175882,null,0,0]
[14,"ImiNgsd101",1,0.90220510041481328,7979.8295151838056,0,"gsd",15,1.05,1.05,1.05,1.05,1.08,1.08,1.08,1.08,1.08,1.08,1.05,1.05,478.78977091102843,0,723.66100995539421,0,0,0,1,0,null,null,1.0512876450870348,null,-1371.5607569656431,0,null,null,7.4389999999999992,5.9600000000000009,6.2474711356919013,13.13,13.290000000000001,14.852837601175882,null,0,0]
[15,"IprTgsd101",1,0.90220510041481328,7979.8295151838065,0,"gsd",15,1.05,1.05,1.05,1.05,1.08,1.08,1.08,1.08,1.08,1.08,1.05,1.05,478.78977091102843,0,712.52788142402744,0,0,0,1,0,null,null,1.0351141601055609,null,-1382.6938854970099,0,null,null,7.4389999999999992,5.9600000000000009,6.2474711356919013,13.13,13.290000000000001,14.852837601175882,null,0,0]
[16,"IprNgsd101",1,0.90220510041481328,7979.8295151838065,0,"gsd",15,1.05,1.05,1.05,1.05,1.08,1.08,1.08,1.08,1.08,1.08,1.05,1.05,478.78977091102843,0,712.52788142402744,0,0,0,1,0,null,null,1.0351141601055609,null,-1382.6938854970099,0,null,null,7.4389999999999992,5.9600000000000009,6.2474711356919013,13.13,13.290000000000001,14.852837601175882,null,0,0]
[17,"IstTgsd101",1,0.90220510041481328,7979.8295151838065,0,"gsd",15,1.05,1.05,1.05,1.05,1.08,1.08,1.08,1.08,1.08,1.08,1.05,1.05,478.78977091102843,0,712.52788142402744,0,0,0,1,0,null,null,1.0351141601055609,null,-1382.6938854970099,0,null,null,7.4389999999999992,5.9600000000000009,6.2474711356919013,13.13,13.290000000000001,14.852837601175882,null,0,0]
[18,"IstNgsd101",1,0.90220510041481328,7979.8295151838065,0,"gsd",15,1.05,1.05,1.05,1.05,1.08,1.08,1.08,1.08,1.08,1.08,1.05,1.05,478.78977091102843,0,712.52788142402744,0,0,0,1,0,null,null,1.0351141601055609,null,-1382.6938854970099,0,null,null,7.4389999999999992,5.9600000000000009,6.2474711356919013,13.13,13.290000000000001,14.852837601175882,null,0,0]
[19,"IteTgsd101",1,0.90220510041481328,7979.8295151838065,0,"gsd",15,1.05,1.05,1.05,1.05,1.08,1.08,1.08,1.08,1.08,1.08,1.05,1.05,478.78977091102843,0,712.52788142402744,0,0,0,1,0,null,null,1.0351141601055609,null,-1382.6938854970099,0,null,null,7.4389999999999992,5.9600000000000009,6.2474711356919013,13.13,13.290000000000001,14.852837601175882,null,0,0]
[20,"IteNgsd101",1,0.90220510041481328,7979.8295151838065,0,"gsd",15,1.05,1.05,1.05,1.05,1.08,1.08,1.08,1.08,1.08,1.08,1.05,1.05,478.78977091102843,0,712.52788142402744,0,0,0,1,0,null,null,1.0351141601055609,null,-1382.6938854970099,0,null,null,7.4389999999999992,5.9600000000000009,6.2474711356919013,13.13,13.290000000000001,14.852837601175882,null,0,0]
[21,"ItrTgsd101",1,0.90220510041481328,7979.8295151838065,0,"gsd",15,1.05,1.05,1.05,1.05,1.08,1.08,1.08,1.08,1.08,1.08,1.05,1.05,478.78977091102843,0,735.1475672809903,0,0,0,1,0,null,null,1.0679745684321622,null,-1360.074199640047,0,null,null,7.4389999999999992,5.9600000000000009,6.2474711356919013,13.13,13.290000000000001,14.852837601175882,null,0,0]
[22,"ItrNgsd101",1,0.90220510041481328,7979.8295151838065,0,"gsd",15,1.05,1.05,1.05,1.05,1.08,1.08,1.08,1.08,1.08,1.08,1.05,1.05,478.78977091102843,0,735.1475672809903,0,0,0,1,0,null,null,1.0679745684321622,null,-1360.074199640047,0,null,null,7.4389999999999992,5.9600000000000009,6.2474711356919013,13.13,13.290000000000001,14.852837601175882,null,0,0]
[23,"IwaTgsd101",1,0.90220510041481328,7979.8295151838065,0,"gsd",15,1.05,1.05,1.05,1.05,1.08,1.08,1.08,1.08,1.08,1.08,1.05,1.05,478.78977091102843,0,712.52788142402744,0,0,0,1,0,null,null,1.0351141601055609,null,-1382.6938854970099,0,null,null,7.4389999999999992,5.9600000000000009,6.2474711356919013,13.13,13.290000000000001,14.852837601175882,null,0,0]
[24,"IwaNgsd101",1,0.90220510041481328,7979.8295151838065,0,"gsd",15,1.05,1.05,1.05,1.05,1.08,1.08,1.08,1.08,1.08,1.08,1.05,1.05,478.78977091102843,0,712.52788142402744,0,0,0,1,0,null,null,1.0351141601055609,null,-1382.6938854970099,0,null,null,7.4389999999999992,5.9600000000000009,6.2474711356919013,13.13,13.290000000000001,14.852837601175882,null,0,0]
[25,"IagEgsd102",1,0.90220510041481317,7979.8295151838065,0,"gsd",10,1.05,1.05,1.05,1.05,1.08,1.08,1.08,1.08,1.08,1.08,1.05,1.05,401.25136945825528,0,1315.2062511845554,0,0,0,1,0,null,null,1.9106460947741046,null,-780.01551573648203,0,null,null,7.4389999999999992,5.9600000000000009,6.2474711356919013,13.13,13.290000000000001,14.852837601175882,null,0,0]
[26,"IagNgsd102",1,0.90220510041481317,7979.8295151838065,0,"gsd",10,1.05,1.05,1.05,1.05,1.08,1.08,1.08,1.08,1.08,1.08,1.05,1.05,401.25136945825528,0,1315.2062511845554,0,0,0,1,0,null,null,1.9106460947741046,null,-780.01551573648203,0,null,null,7.4389999999999992,5.9600000000000009,6.2474711356919013,13.13,13.290000000000001,14.852837601175882,null,0,0]
[27,"IchEgsd102",1,0.90220510041481317,7979.8295151838065,0,"gsd",10,1.05,1.05,1.05,1.05,1.08,1.08,1.08,1.08,1.08,1.08,1.05,1.05,401.25136945825528,0,1315.2062511845554,0,0,0,1,0,null,null,1.9106460947741046,null,-780.01551573648203,0,null,null,7.4389999999999992,5.9600000000000009,6.2474711356919013,13.13,13.290000000000001,14.852837601175882,null,0,0]
[28,"IchNgsd102",1,0.90220510041481317,7979.8295151838065,0,"gsd",10,1.05,1.05,1.05,1.05,1.08,1.08,1.08,1.08,1.08,1.08,1.05,1.05,401.25136945825528,0,1315.2062511845554,0,0,0,1,0,null,null,1.9106460947741046,null,-780.01551573648203,0,null,null,7.4389999999999992,5.9600000000000009,6.2474711356919013,13.13,13.290000000000001,14.852837601175882,null,0,0]
[29,"IcoEgsd102",1,0.90220510041481317,7979.8295151838065,0,"gsd",10,1.05,1.05,1.05,1.05,1.08,1.08,1.08,1.08,1.08,1.08,1.05,1.05,401.25136945825528,0,1315.2062511845554,0,0,0,1,0,null,null,1.9106460947741046,null,-780.01551573648203,0,null,null,7.4389999999999992,5.9600000000000009,6.2474711356919013,13.13,13.290000000000001,14.852837601175882,null,0,0]
[30,"IcoNgsd102",1,0.90220510041481317,7979.8295151838065,0,"gsd",10,1.05,1.05,1.05,1.05,1.08,1.08,1.08,1.08,1.08,1.08,1.05,1.05,401.25136945825528,0,1315.2062511845554,0,0,0,1,0,null,null,1.9106460947741046,null,-780.01551573648203,0,null,null,7.4389999999999992,5.9600000000000009,6.2474711356919013,13.13,13.290000000000001,14.852837601175882,null,0,0]
[31,"IelEgsd102",1,0.90220510041481317,7979.8295151838065,0,"gsd",10,1.05,1.05,1.05,1.05,1.08,1.08,1.08,1.08,1.08,1.08,1.05,1.05,401.25136945825528,0,1315.2062511845554,0,0,0,1,0,null,null,1.9106460947741046,null,-780.01551573648203,0,null,null,7.4389999999999992,5.9600000000000009,6.2474711356919013,13.13,13.290000000000001,14.852837601175882,null,0,0]
[32,"IelNgsd102",1,0.90220510041481317,7979.8295151838065,0,"gsd",10,1.05,1.05,1.05,1.05,1.08,1.08,1.08,1.08,1.08,1.08,1.05,1.05,401.25136945825528,0,1315.2062511845554,0,0,0,1,0,null,null,1.9106460947741046,null,-780.01551573648203,0,null,null,7.4389999999999992,5.9600000000000009,6.2474711356919013,13.13,13.290000000000001,14.852837601175882,null,0,0]
[33,"IluEgsd102",1,0.90220510041481317,7979.8295151838056,0,"gsd",10,1.05,1.05,1.05,1.05,1.08,1.08,1.08,1.08,1.08,1.08,1.05,1.05,401.25136945825523,0,1367.6719110080714,0,0,0,1,0,null,null,1.9868647927625473,null,-727.54985591296577,0,null,null,7.4389999999999992,5.9600000000000009,6.2474711356919013,13.13,13.290000000000001,14.852837601175882,null,0,0]
[34,"IluNgsd102",1,0.90220510041481317,7979.8295151838056,0,"gsd",10,1.05,1.05,1.05,1.05,1.08,1.08,1.08,1.08,1.08,1.08,1.05,1.05,401.25136945825523,0,1367.6719110080714,0,0,0,1,0,null,null,1.9868647927625473,null,-727.54985591296577,0,null,null,7.4389999999999992,5.9600000000000009,6.2474711356919013,13.13,13.290000000000001,14.852837601175882,null,0,0]
[35,"ImeEgsd102",1,0.90220510041481317,7979.8295151838065,0,"gsd",10,1.05,1.05,1.05,1.05,1.08,1.08,1.08,1.08,1.08,1.08,1.05,1.05,401.25136945825528,0,1315.2062511845554,0,0,0,1,0,null,null,1.9106460947741046,null,-780.01551573648203,0,null,null,7.4389999999999992,5.9600000000000009,6.2474711356919013,13.13,13.290000000000001,14.852837601175882,null,0,0]
[36,"ImeNgsd102",1,0.90220510041481317,7979.8295151838065,0,"gsd",10,1.05,1.05,1.05,1.05,1.08,1.08,1.08,1.08,1.08,1.08,1.05,1.05,401.25136945825528,0,1315.2062511845554,0,0,0,1,0,null,null,1.9106460947741046,null,-780.01551573648203,0,null,null,7.4389999999999992,5.9600000000000009,6.2474711356919013,13.13,13.290000000000001,14.852837601175882,null,0,0]
[37,"ImiEgsd102",1,0.90220510041481305,7979.8295151838056,0,"gsd",10,1.05,1.05,1.05,1.05,1.08,1.08,1.08,1.08,1.08,1.08,1.05,1.05,401.25136945825523,0,1335.7625150807439,0,0,0,1,0,null,null,1.9405088978903644,null,-759.45925184029329,0,null,null,7.4389999999999992,5.9600000000000009,6.2474711356919013,13.13,13.290000000000001,14.852837601175882,null,0,0]
[38,"ImiNgsd102",1,0.90220510041481305,7979.8295151838056,0,"gsd",10,1.05,1.05,1.05,1.05,1.08,1.08,1.08,1.08,1.08,1.08,1.05,1.05,401.25136945825523,0,1335.7625150807439,0,0,0,1,0,null,null,1.9405088978903644,null,-759.45925184029329,0,null,null,7.4389999999999992,5.9600000000000009,6.2474711356919013,13.13,13.290000000000001,14.852837601175882,null,0,0]
[39,"IprEgsd102",1,0.90220510041481317,7979.8295151838065,0,"gsd",10,1.05,1.05,1.05,1.05,1.08,1.08,1.08,1.08,1.08,1.08,1.05,1.05,401.25136945825528,0,1315.2062511845554,0,0,0,1,0,null,null,1.9106460947741046,null,-780.01551573648203,0,null,null,7.4389999999999992,5.9600000000000009,6.2474711356919013,13.13,13.290000000000001,14.852837601175882,null,0,0]
[40,"IprNgsd102",1,0.90220510041481317,7979.8295151838065,0,"gsd",10,1.05,1.05,1.05,1.05,1.08,1.08,1.08,1.08,1.08,1.08,1.05,1.05,401.25136945825528,0,1315.2062511845554,0,0,0,1,0,null,null,1.9106460947741046,null,-780.01551573648203,0,null,null,7.4389999999999992,5.9600000000000009,6.2474711356919013,13.13,13.290000000000001,14.852837601175882,null,0,0]
[41,"IstEgsd102",1,0.90220510041481317,7979.8295151838065,0,"gsd",10,1.05,1.05,1.05,1.05,1.08,1.08,1.08,1.08,1.08,1.08,1.05,1.05,401.25136945825528,0,1315.2062511845554,0,0,0,1,0,null,null,1.9106460947741046,null,-780.01551573648203,0,null,null,7.4389999999999992,5.9600000000000009,6.2474711356919013,13.13,13.290000000000001,14.852837601175882,null,0,0]
[42,"IstNgsd102",1,0.90220510041481317,7979.8295151838065,0,"gsd",10,1.05,1.05,1.05,1.05,1.08,1.08,1.08,1.08,1.08,1.08,1.05,1.05,401.25136945825528,0,1315.2062511845554,0,0,0,1,0,null,null,1.9106460947741046,null,-780.01551573648203,0,null,null,7.4389999999999992,5.9600000000000009,6.2474711356919013,13.13,13.290000000000001,14.852837601175882,null,0,0]
[43,"IteEgsd102",1,0.90220510041481317,7979.8295151838065,0,"gsd",10,1.05,1.05,1.05,1.05,1.08,1.08,1.08,1.08,1.08,1.08,1.05,1.05,401.25136945825528,0,1315.2062511845554,0,0,0,1,0,null,null,1.9106460947741046,null,-780.01551573648203,0,null,null,7.4389999999999992,5.9600000000000009,6.2474711356919013,13.13,13.290000000000001,14.852837601175882,null,0,0]
[44,"IteNgsd102",1,0.90220510041481317,7979.8295151838065,0,"gsd",10,1.05,1.05,1.05,1.05,1.08,1.08,1.08,1.08,1.08,1.08,1.05,1.05,401.25136945825528,0,1315.2062511845554,0,0,0,1,0,null,null,1.9106460947741046,null,-780.01551573648203,0,null,null,7.4389999999999992,5.9600000000000009,6.2474711356919013,13.13,13.290000000000001,14.852837601175882,null,0,0]
[45,"ItrEgsd102",1,0.90220510041481317,7979.8295151838056,0,"gsd",10,1.05,1.05,1.05,1.05,1.08,1.08,1.08,1.08,1.08,1.08,1.05,1.05,401.25136945825528,0,1356.9623658735172,0,0,0,1,0,null,null,1.9713066621881881,null,-738.25940104751999,0,null,null,7.4389999999999992,5.9600000000000009,6.2474711356919013,13.13,13.290000000000001,14.852837601175882,null,0,0]
[46,"ItrNgsd102",1,0.90220510041481317,7979.8295151838056,0,"gsd",10,1.05,1.05,1.05,1.05,1.08,1.08,1.08,1.08,1.08,1.08,1.05,1.05,401.25136945825528,0,1356.9623658735172,0,0,0,1,0,null,null,1.9713066621881881,null,-738.25940104751999,0,null,null,7.4389999999999992,5.9600000000000009,6.2474711356919013,13.13,13.290000000000001,14.852837601175882,null,0,0]
[47,"IwaEgsd102",1,0.90220510041481317,7979.8295151838065,0,"gsd",10,1.05,1.05,1.05,1.05,1.08,1.08,1.08,1.08,1.08,1.08,1.05,1.05,401.25136945825528,0,1315.2062511845554,0,0,0,1,0,null,null,1.9106460947741046,null,-780.01551573648203,0,null,null,7.4389999999999992,5.9600000000000009,6.2474711356919013,13.13,13.290000000000001,14.852837601175882,null,0,0]
[48,"IwaNgsd102",1,0.90220510041481317,7979.8295151838065,0,"gsd",10,1.05,1.05,1.05,1.05,1.08,1.08,1.08,1.08,1.08,1.08,1.05,1.05,401.25136945825528,0,1315.2062511845554,0,0,0,1,0,null,null,1.9106460947741046,null,-780.01551573648203,0,null,null,7.4389999999999992,5.9600000000000009,6.2474711356919013,13.13,13.290000000000001,14.852837601175882,null,0,0]
[49,"IagEgsd103",1,0.9068728176833003,7998.8549944002989,0,"gsd",10,1.05,1.05,1.05,1.05,1.08,1.08,1.08,1.08,1.08,1.08,1.05,1.05,402.20803144905244,0,608.81715199001201,0,0,0,1,0,null,null,0.8829253780875812,null,-1490.1424502137206,0,null,null,7.4389999999999992,5.9600000000000009,6.2474711356919013,13.13,13.290000000000001,14.852837601175882,null,0,0]
[50,"IagNgsd103",1,0.9068728176833003,7998.8549944002989,0,"gsd",10,1.05,1.05,1.05,1.05,1.08,1.08,1.08,1.08,1.08,1.08,1.05,1.05,402.20803144905244,0,608.81715199001201,0,0,0,1,0,null,null,0.8829253780875812,null,-1490.1424502137206,0,null,null,7.4389999999999992,5.9600000000000009,6.2474711356919013,13.13,13.290000000000001,14.852837601175882,null,0,0]
[51,"IchEgsd103",1,0.9068728176833003,7998.8549944002989,0,"gsd",10,1.05,1.05,1.05,1.05,1.08,1.08,1.08,1.08,1.08,1.08,1.05,1.05,402.20803144905244,0,608.81715199001201,0,0,0,1,0,null,null,0.8829253780875812,null,-1490.1424502137206,0,null,null,7.4389999999999992,5.9600000000000009,6.2474711356919013,13.13,13.290000000000001,14.852837601175882,null,0,0]
[52,"IchNgsd103",1,0.9068728176833003,7998.8549944002989,0,"gsd",10,1.05,1.05,1.05,1.05,1.08,1.08,1.08,1.08,1.08,1.08,1.05,1.05,402.20803144905244,0,608.81715199001201,0,0,0,1,0,null,null,0.8829253780875812,null,-1490.1424502137206,0,null,null,7.4389999999999992,5.9600000000000009,6.2474711356919013,13.13,13.290000000000001,14.852837601175882,null,0,0]
[53,"IcoEgsd103",1,0.9068728176833003,7998.8549944002989,0,"gsd",10,1.05,1.05,1.05,1.05,1.08,1.08,1.08,1.08,1.08,1.08,1.05,1.05,402.20803144905244,0,608.81715199001201,0,0,0,1,0,null,null,0.8829253780875812,null,-1490.1424502137206,0,null,null,7.4389999999999992,5.9600000000000009,6.2474711356919013,13.13,13.290000000000001,14.852837601175882,null,0,0]
[54,"IcoNgsd103",1,0.9068728176833003,7998.8549944002989,0,"gsd",10,1.05,1.05,1.05,1.05,1.08,1.08,1.08,1.08,1.08,1.08,1.05,1.05,402.20803144905244,0,608.81715199001201,0,0,0,1,0,null,null,0.8829253780875812,null,-1490.1424502137206,0,null,null,7.4389999999999992,5.9600000000000009,6.2474711356919013,13.13,13.290000000000001,14.852837601175882,null,0,0]
[55,"IelEgsd103",1,0.9068728176833003,7998.8549944002989,0,"gsd",10,1.05,1.05,1.05,1.05,1.08,1.08,1.08,1.08,1.08,1.08,1.05,1.05,402.20803144905244,0,608.81715199001201,0,0,0,1,0,null,null,0.8829253780875812,null,-1490.1424502137206,0,null,null,7.4389999999999992,5.9600000000000009,6.2474711356919013,13.13,13.290000000000001,14.852837601175882,null,0,0]
[56,"IelNgsd103",1,0.9068728176833003,7998.8549944002989,0,"gsd",10,1.05,1.05,1.05,1.05,1.08,1.08,1.08,1.08,1.08,1.08,1.05,1.05,402.20803144905244,0,608.81715199001201,0,0,0,1,0,null,null,0.8829253780875812,null,-1490.1424502137206,0,null,null,7.4389999999999992,5.9600000000000009,6.2474711356919013,13.13,13.290000000000001,14.852837601175882,null,0,0]
[57,"IluEgsd103",1,0.9068728176833003,7998.8549944002989,0,"gsd",10,1.05,1.05,1.05,1.05,1.08,1.08,1.08,1.08,1.08,1.08,1.05,1.05,402.20803144905244,0,633.1702508534355,0,0,0,1,0,null,null,0.91824299184289337,null,-1465.7893513502972,0,null,null,7.4389999999999992,5.9600000000000009,6.2474711356919013,13.13,13.290000000000001,14.852837601175882,null,0,0]
[58,"IluNgsd103",1,0.9068728176833003,7998.8549944002989,0,"gsd",10,1.05,1.05,1.05,1.05,1.08,1.08,1.08,1.08,1.08,1.08,1.05,1.05,402.20803144905244,0,633.1702508534355,0,0,0,1,0,null,null,0.91824299184289337,null,-1465.7893513502972,0,null,null,7.4389999999999992,5.9600000000000009,6.2474711356919013,13.13,13.290000000000001,14.852837601175882,null,0,0]
[59,"ImeEgsd103",1,0.9068728176833003,7998.8549944002989,0,"gsd",10,1.05,1.05,1.05,1.05,1.08,1.08,1.08,1.08,1.08,1.08,1.05,1.05,402.20803144905244,0,608.81715199001201,0,0,0,1,0,null,null,0.8829253780875812,null,-1490.1424502137206,0,null,null,7.4389999999999992,5.9600000000000009,6.2474711356919013,13.13,13.290000000000001,14.852837601175882,null,0,0]
[60,"ImeNgsd103",1,0.9068728176833003,7998.8549944002989,0,"gsd",10,1.05,1.05,1.05,1.05,1.08,1.08,1.08,1.08,1.08,1.08,1.05,1.05,402.20803144905244,0,608.81715199001201,0,0,0,1,0,null,null,0.8829253780875812,null,-1490.1424502137206,0,null,null,7.4389999999999992,5.9600000000000009,6.2474711356919013,13.13,13.290000000000001,14.852837601175882,null,0,0]
[61,"ImiEgsd103",1,0.90687281768330041,7998.8549944002998,0,"gsd",10,1.05,1.05,1.05,1.05,1.08,1.08,1.08,1.08,1.08,1.08,1.05,1.05,402.20803144905244,0,618.33166959957293,0,0,0,1,0,null,null,0.89672362445807829,null,-1480.6279326041599,0,null,null,7.4389999999999992,5.9600000000000009,6.2474711356919013,13.13,13.290000000000001,14.852837601175882,null,0,0]
[62,"ImiNgsd103",1,0.90687281768330041,7998.8549944002998,0,"gsd",10,1.05,1.05,1.05,1.05,1.08,1.08,1.08,1.08,1.08,1.08,1.05,1.05,402.20803144905244,0,618.33166959957293,0,0,0,1,0,null,null,0.89672362445807829,null,-1480.6279326041599,0,null,null,7.4389999999999992,5.9600000000000009,6.2474711356919013,13.13,13.290000000000001,14.852837601175882,null,0,0]
[63,"IprEgsd103",1,0.9068728176833003,7998.8549944002989,0,"gsd",10,1.05,1.05,1.05,1.05,1.08,1.08,1.08,1.08,1.08,1.08,1.05,1.05,402.20803144905244,0,608.81715199001201,0,0,0,1,0,null,null,0.8829253780875812,null,-1490.1424502137206,0,null,null,7.4389999999999992,5.9600000000000009,6.2474711356919013,13.13,13.290000000000001,14.852837601175882,null,0,0]
[64,"IprNgsd103",1,0.9068728176833003,7998.8549944002989,0,"gsd",10,1.05,1.05,1.05,1.05,1.08,1.08,1.08,1.08,1.08,1.08,1.05,1.05,402.20803144905244,0,608.81715199001201,0,0,0,1,0,null,null,0.8829253780875812,null,-1490.1424502137206,0,null,null,7.4389999999999992,5.9600000000000009,6.2474711356919013,13.13,13.290000000000001,14.852837601175882,null,0,0]
[65,"IstEgsd103",1,0.9068728176833003,7998.8549944002989,0,"gsd",10,1.05,1.05,1.05,1.05,1.08,1.08,1.08,1.08,1.08,1.08,1.05,1.05,402.20803144905244,0,608.81715199001201,0,0,0,1,0,null,null,0.8829253780875812,null,-1490.1424502137206,0,null,null,7.4389999999999992,5.9600000000000009,6.2474711356919013,13.13,13.290000000000001,14.852837601175882,null,0,0]
[66,"IstNgsd103",1,0.9068728176833003,7998.8549944002989,0,"gsd",10,1.05,1.05,1.05,1.05,1.08,1.08,1.08,1.08,1.08,1.08,1.05,1.05,402.20803144905244,0,608.81715199001201,0,0,0,1,0,null,null,0.8829253780875812,null,-1490.1424502137206,0,null,null,7.4389999999999992,5.9600000000000009,6.2474711356919013,13.13,13.290000000000001,14.852837601175882,null,0,0]
[67,"IteEgsd103",1,0.9068728176833003,7998.8549944002989,0,"gsd",10,1.05,1.05,1.05,1.05,1.08,1.08,1.08,1.08,1.08,1.08,1.05,1.05,402.20803144905244,0,608.81715199001201,0,0,0,1,0,null,null,0.8829253780875812,null,-1490.1424502137206,0,null,null,7.4389999999999992,5.9600000000000009,6.2474711356919013,13.13,13.290000000000001,14.852837601175882,null,0,0]
[68,"IteNgsd103",1,0.9068728176833003,7998.8549944002989,0,"gsd",10,1.05,1.05,1.05,1.05,1.08,1.08,1.08,1.08,1.08,1.08,1.05,1.05,402.20803144905244,0,608.81715199001201,0,0,0,1,0,null,null,0.8829253780875812,null,-1490.1424502137206,0,null,null,7.4389999999999992,5.9600000000000009,6.2474711356919013,13.13,13.290000000000001,14.852837601175882,null,0,0]
[69,"ItrEgsd103",1,0.9068728176833003,7998.8549944002998,0,"gsd",10,1.05,1.05,1.05,1.05,1.08,1.08,1.08,1.08,1.08,1.08,1.05,1.05,402.20803144905244,0,628.14594453917448,0,0,0,1,0,null,null,0.91095658813753344,null,-1470.8136576645584,0,null,null,7.4389999999999992,5.9600000000000009,6.2474711356919013,13.13,13.290000000000001,14.852837601175882,null,0,0]
[70,"ItrNgsd103",1,0.9068728176833003,7998.8549944002998,0,"gsd",10,1.05,1.05,1.05,1.05,1.08,1.08,1.08,1.08,1.08,1.08,1.05,1.05,402.20803144905244,0,628.14594453917448,0,0,0,1,0,null,null,0.91095658813753344,null,-1470.8136576645584,0,null,null,7.4389999999999992,5.9600000000000009,6.2474711356919013,13.13,13.290000000000001,14.852837601175882,null,0,0]
[71,"IwaEgsd103",1,0.90220510041481328,7979.8295151838065,0,"gsd",10,1.05,1.05,1.05,1.05,1.08,1.08,1.08,1.08,1.08,1.08,1.05,1.05,401.25136945825528,0,607.36906497256518,0,0,0,1,0,null,null,0.88234627156861756,null,-1487.8527019484723,0,null,null,7.4389999999999992,5.9600000000000009,6.2474711356919013,13.13,13.290000000000001,14.852837601175882,null,0,0]
[72,"IwaNgsd103",1,0.90220510041481328,7979.8295151838065,0,"gsd",10,1.05,1.05,1.05,1.05,1.08,1.08,1.08,1.08,1.08,1.08,1.05,1.05,401.25136945825528,0,607.36906497256518,0,0,0,1,0,null,null,0.88234627156861756,null,-1487.8527019484723,0,null,null,7.4389999999999992,5.9600000000000009,6.2474711356919013,13.13,13.290000000000001,14.852837601175882,null,0,0]
[73,"IagEgsd104",1,0.90687281768330053,7998.8549944003007,0,"gsd",15,1.05,1.05,1.05,1.05,1.08,1.08,1.08,1.08,1.08,1.08,1.05,1.05,402.20803144905244,0,104.0028507475906,0,0,0,1,0,null,null,0.15082813619549468,null,-1994.9567514561422,0,null,null,7.4389999999999992,5.9600000000000009,6.2474711356919013,13.13,13.290000000000001,14.852837601175882,null,0,0]
[74,"IagNgsd104",1,0.90687281768330053,7998.8549944003007,0,"gsd",15,1.05,1.05,1.05,1.05,1.08,1.08,1.08,1.08,1.08,1.08,1.05,1.05,402.20803144905244,0,104.0028507475906,0,0,0,1,0,null,null,0.15082813619549468,null,-1994.9567514561422,0,null,null,7.4389999999999992,5.9600000000000009,6.2474711356919013,13.13,13.290000000000001,14.852837601175882,null,0,0]
[75,"IchEgsd104",1,0.90687281768330053,7998.8549944003007,0,"gsd",15,1.05,1.05,1.05,1.05,1.08,1.08,1.08,1.08,1.08,1.08,1.05,1.05,402.20803144905244,0,104.0028507475906,0,0,0,1,0,null,null,0.15082813619549468,null,-1994.9567514561422,0,null,null,7.4389999999999992,5.9600000000000009,6.2474711356919013,13.13,13.290000000000001,14.852837601175882,null,0,0]
[76,"IchNgsd104",1,0.90687281768330053,7998.8549944003007,0,"gsd",15,1.05,1.05,1.05,1.05,1.08,1.08,1.08,1.08,1.08,1.08,1.05,1.05,402.20803144905244,0,104.0028507475906,0,0,0,1,0,null,null,0.15082813619549468,null,-1994.9567514561422,0,null,null,7.4389999999999992,5.9600000000000009,6.2474711356919013,13.13,13.290000000000001,14.852837601175882,null,0,0]
[77,"IcoEgsd104",1,0.90687281768330041,7998.8549944002998,0,"gsd",15,1.05,1.05,1.05,1.05,1.08,1.08,1.08,1.08,1.08,1.08,1.05,1.05,402.20803144905244,0,153.70517389719416,0,0,0,1,0,null,null,0.22290797546292515,null,-1945.2544283065386,0,null,null,7.4389999999999992,5.9600000000000009,6.2474711356919013,13.13,13.290000000000001,14.852837601175882,null,0,0]
[78,"IcoNgsd104",1,0.90687281768330041,7998.8549944002998,0,"gsd",15,1.05,1.05,1.05,1.05,1.08,1.08,1.08,1.08,1.08,1.08,1.05,1.05,402.20803144905244,0,153.70517389719416,0,0,0,1,0,null,null,0.22290797546292515,null,-1945.2544283065386,0,null,null,7.4389999999999992,5.9600000000000009,6.2474711356919013,13.13,13.290000000000001,14.852837601175882,null,0,0]
[79,"IelEgsd104",1,0.90687281768330053,7998.8549944003007,0,"gsd",15,1.05,1.05,1.05,1.05,1.08,1.08,1.08,1.08,1.08,1.08,1.05,1.05,402.20803144905244,0,104.0028507475906,0,0,0,1,0,null,null,0.15082813619549468,null,-1994.9567514561422,0,null,null,7.4389999999999992,5.9600000000000009,6.2474711356919013,13.13,13.290000000000001,14.852837601175882,null,0,0]
[80,"IelNgsd104",1,0.90687281768330053,7998.8549944003007,0,"gsd",15,1.05,1.05,1.05,1.05,1.08,1.08,1.08,1.08,1.08,1.08,1.05,1.05,402.20803144905244,0,104.0028507475906,0,0,0,1,0,null,null,0.15082813619549468,null,-1994.9567514561422,0,null,null,7.4389999999999992,5.9600000000000009,6.2474711356919013,13.13,13.290000000000001,14.852837601175882,null,0,0]
[81,"IluEgsd104",1,0.90687281768330053,7998.8549944003007,0,"gsd",15,1.05,1.05,1.05,1.05,1.08,1.08,1.08,1.08,1.08,1.08,1.05,1.05,402.20803144905244,0,104.0028507475906,0,0,0,1,0,null,null,0.15082813619549468,null,-1994.9567514561422,0,null,null,7.4389999999999992,5.9600000000000009,6.2474711356919013,13.13,13.290000000000001,14.852837601175882,null,0,0]
[82,"IluNgsd104",1,0.90687281768330053,7998.8549944003007,0,"gsd",15,1.05,1.05,1.05,1.05,1.08,1.08,1.08,1.08,1.08,1.08,1.05,1.05,402.20803144905244,0,104.0028507475906,0,0,0,1,0,null,null,0.15082813619549468,null,-1994.9567514561422,0,null,null,7.4389999999999992,5.9600000000000009,6.2474711356919013,13.13,13.290000000000001,14.852837601175882,null,0,0]
[83,"ImeEgsd104",1,0.90687281768330041,7998.8549944002998,0,"gsd",15,1.05,1.05,1.05,1.05,1.08,1.08,1.08,1.08,1.08,1.08,1.05,1.05,402.20803144905244,0,108.61300311715073,0,0,0,1,0,null,null,0.15751392109927151,null,-1990.346599086582,0,null,null,7.4389999999999992,5.9600000000000009,6.2474711356919013,13.13,13.290000000000001,14.852837601175882,null,0,0]
[84,"ImeNgsd104",1,0.90687281768330041,7998.8549944002998,0,"gsd",15,1.05,1.05,1.05,1.05,1.08,1.08,1.08,1.08,1.08,1.08,1.05,1.05,402.20803144905244,0,108.61300311715073,0,0,0,1,0,null,null,0.15751392109927151,null,-1990.346599086582,0,null,null,7.4389999999999992,5.9600000000000009,6.2474711356919013,13.13,13.290000000000001,14.852837601175882,null,0,0]
[85,"ImiEgsd104",1,0.90687281768330041,7998.8549944002998,0,"gsd",15,1.05,1.05,1.05,1.05,1.08,1.08,1.08,1.08,1.08,1.08,1.05,1.05,402.20803144905244,0,143.57427734923604,0,0,0,1,0,null,null,0.20821583737888044,null,-1955.385324854497,0,null,null,7.4389999999999992,5.9600000000000009,6.2474711356919013,13.13,13.290000000000001,14.852837601175882,null,0,0]
[86,"ImiNgsd104",1,0.90687281768330041,7998.8549944002998,0,"gsd",15,1.05,1.05,1.05,1.05,1.08,1.08,1.08,1.08,1.08,1.08,1.05,1.05,402.20803144905244,0,143.57427734923604,0,0,0,1,0,null,null,0.20821583737888044,null,-1955.385324854497,0,null,null,7.4389999999999992,5.9600000000000009,6.2474711356919013,13.13,13.290000000000001,14.852837601175882,null,0,0]
[87,"IprEgsd104",1,0.90687281768330053,7998.8549944003007,0,"gsd",15,1.05,1.05,1.05,1.05,1.08,1.08,1.08,1.08,1.08,1.08,1.05,1.05,402.20803144905244,0,104.0028507475906,0,0,0,1,0,null,null,0.15082813619549468,null,-1994.9567514561422,0,null,null,7.4389999999999992,5.9600000000000009,6.2474711356919013,13.13,13.290000000000001,14.852837601175882,null,0,0]
[88,"IprNgsd104",1,0.90687281768330053,7998.8549944003007,0,"gsd",15,1.05,1.05,1.05,1.05,1.08,1.08,1.08,1.08,1.08,1.08,1.05,1.05,402.20803144905244,0,104.0028507475906,0,0,0,1,0,null,null,0.15082813619549468,null,-1994.9567514561422,0,null,null,7.4389999999999992,5.9600000000000009,6.2474711356919013,13.13,13.290000000000001,14.852837601175882,null,0,0]
[89,"IstEgsd104",1,0.90687281768330053,7998.8549944003007,0,"gsd",15,1.05,1.05,1.05,1.05,1.08,1.08,1.08,1.08,1.08,1.08,1.05,1.05,402.20803144905244,0,104.0028507475906,0,0,0,1,0,null,null,0.15082813619549468,null,-1994.9567514561422,0,null,null,7.4389999999999992,5.9600000000000009,6.2474711356919013,13.13,13.290000000000001,14.852837601175882,null,0,0]
[90,"IstNgsd104",1,0.90687281768330053,7998.8549944003007,0,"gsd",15,1.05,1.05,1.05,1.05,1.08,1.08,1.08,1.08,1.08,1.08,1.05,1.05,402.20803144905244,0,104.0028507475906,0,0,0,1,0,null,null,0.15082813619549468,null,-1994.9567514561422,0,null,null,7.4389999999999992,5.9600000000000009,6.2474711356919013,13.13,13.290000000000001,14.852837601175882,null,0,0]
[91,"IteEgsd104",1,0.90687281768330053,7998.8549944003007,0,"gsd",15,1.05,1.05,1.05,1.05,1.08,1.08,1.08,1.08,1.08,1.08,1.05,1.05,402.20803144905244,0,104.0028507475906,0,0,0,1,0,null,null,0.15082813619549468,null,-1994.9567514561422,0,null,null,7.4389999999999992,5.9600000000000009,6.2474711356919013,13.13,13.290000000000001,14.852837601175882,null,0,0]
[92,"IteNgsd104",1,0.90687281768330053,7998.8549944003007,0,"gsd",15,1.05,1.05,1.05,1.05,1.08,1.08,1.08,1.08,1.08,1.08,1.05,1.05,402.20803144905244,0,104.0028507475906,0,0,0,1,0,null,null,0.15082813619549468,null,-1994.9567514561422,0,null,null,7.4389999999999992,5.9600000000000009,6.2474711356919013,13.13,13.290000000000001,14.852837601175882,null,0,0]
[93,"ItrEgsd104",1,0.90687281768330053,7998.8549944003007,0,"gsd",15,1.05,1.05,1.05,1.05,1.08,1.08,1.08,1.08,1.08,1.08,1.05,1.05,402.20803144905244,0,104.0028507475906,0,0,0,1,0,null,null,0.15082813619549468,null,-1994.9567514561422,0,null,null,7.4389999999999992,5.9600000000000009,6.2474711356919013,13.13,13.290000000000001,14.852837601175882,null,0,0]
[94,"ItrNgsd104",1,0.90687281768330053,7998.8549944003007,0,"gsd",15,1.05,1.05,1.05,1.05,1.08,1.08,1.08,1.08,1.08,1.08,1.05,1.05,402.20803144905244,0,104.0028507475906,0,0,0,1,0,null,null,0.15082813619549468,null,-1994.9567514561422,0,null,null,7.4389999999999992,5.9600000000000009,6.2474711356919013,13.13,13.290000000000001,14.852837601175882,null,0,0]
[95,"IwaEgsd104",1,0.90220510041481328,7979.8295151838065,0,"gsd",15,1.05,1.05,1.05,1.05,1.08,1.08,1.08,1.08,1.08,1.08,1.05,1.05,401.25136945825528,0,103.75547733267814,0,0,0,1,0,null,null,0.15072920874467979,null,-1991.4662895883594,0,null,null,7.4389999999999992,5.9600000000000009,6.2474711356919013,13.13,13.290000000000001,14.852837601175882,null,0,0]
[96,"IwaNgsd104",1,0.90220510041481328,7979.8295151838065,0,"gsd",15,1.05,1.05,1.05,1.05,1.08,1.08,1.08,1.08,1.08,1.08,1.05,1.05,401.25136945825528,0,103.75547733267814,0,0,0,1,0,null,null,0.15072920874467979,null,-1991.4662895883594,0,null,null,7.4389999999999992,5.9600000000000009,6.2474711356919013,13.13,13.290000000000001,14.852837601175882,null,0,0]
[97,"IagEgsd105",1,0.90687281768330041,7998.8549944002998,0,"gsd",15,1.05,1.05,1.05,1.05,1.08,1.08,1.08,1.08,1.08,1.08,1.05,1.05,402.20803144905238,0,2606.6202277727393,0,0,0,1,0,null,null,3.7802009069789473,null,507.66062556900624,1,null,null,7.4389999999999992,5.9600000000000009,6.2474711356919013,13.13,13.290000000000001,14.852837601175882,null,0,0]
[98,"IagNgsd105",1,0.90687281768330041,7998.8549944002998,0,"gsd",15,1.05,1.05,1.05,1.05,1.08,1.08,1.08,1.08,1.08,1.08,1.05,1.05,402.20803144905238,0,2606.6202277727393,0,0,0,1,0,null,null,3.7802009069789473,null,507.66062556900624,1,null,null,7.4389999999999992,5.9600000000000009,6.2474711356919013,13.13,13.290000000000001,14.852837601175882,null,0,0]
[99,"IchEgsd105",1,0.90687281768330041,7998.8549944002998,0,"gsd",15,1.05,1.05,1.05,1.05,1.08,1.08,1.08,1.08,1.08,1.08,1.05,1.05,402.20803144905238,0,2606.6202277727393,0,0,0,1,0,null,null,3.7802009069789473,null,507.66062556900624,1,null,null,7.4389999999999992,5.9600000000000009,6.2474711356919013,13.13,13.290000000000001,14.852837601175882,null,0,0]
[100,"IchNgsd105",1,0.90687281768330041,7998.8549944002998,0,"gsd",15,1.05,1.05,1.05,1.05,1.08,1.08,1.08,1.08,1.08,1.08,1.05,1.05,402.20803144905238,0,2606.6202277727393,0,0,0,1,0,null,null,3.7802009069789473,null,507.66062556900624,1,null,null,7.4389999999999992,5.9600000000000009,6.2474711356919013,13.13,13.290000000000001,14.852837601175882,null,0,0]
[101,"IcoEgsd105",1,0.90687281768330041,7998.8549944002998,0,"gsd",15,1.05,1.05,1.05,1.05,1.08,1.08,1.08,1.08,1.08,1.08,1.05,1.05,402.20803144905238,0,2606.6202277727393,0,0,0,1,0,null,null,3.7802009069789473,null,507.66062556900624,1,null,null,7.4389999999999992,5.9600000000000009,6.2474711356919013,13.13,13.290000000000001,14.852837601175882,null,0,0]
[102,"IcoNgsd105",1,0.90687281768330041,7998.8549944002998,0,"gsd",15,1.05,1.05,1.05,1.05,1.08,1.08,1.08,1.08,1.08,1.08,1.05,1.05,402.20803144905238,0,2606.6202277727393,0,0,0,1,0,null,null,3.7802009069789473,null,507.66062556900624,1,null,null,7.4389999999999992,5.9600000000000009,6.2474711356919013,13.13,13.290000000000001,14.852837601175882,null,0,0]
[103,"IelEgsd105",1,0.90687281768330041,7998.8549944002998,0,"gsd",15,1.05,1.05,1.05,1.05,1.08,1.08,1.08,1.08,1.08,1.08,1.05,1.05,402.20803144905238,0,2606.6202277727393,0,0,0,1,0,null,null,3.7802009069789473,null,507.66062556900624,1,null,null,7.4389999999999992,5.9600000000000009,6.2474711356919013,13.13,13.290000000000001,14.852837601175882,null,0,0]
[104,"IelNgsd105",1,0.90687281768330041,7998.8549944002998,0,"gsd",15,1.05,1.05,1.05,1.05,1.08,1.08,1.08,1.08,1.08,1.08,1.05,1.05,402.20803144905238,0,2606.6202277727393,0,0,0,1,0,null,null,3.7802009069789473,null,507.66062556900624,1,null,null,7.4389999999999992,5.9600000000000009,6.2474711356919013,13.13,13.290000000000001,14.852837601175882,null,0,0]
[105,"IluEgsd105",1,0.9068728176833003,7998.8549944002998,0,"gsd",15,1.05,1.05,1.05,1.05,1.08,1.08,1.08,1.08,1.08,1.08,1.05,1.05,402.20803144905244,0,2710.5895173586428,0,0,0,1,0,null,null,3.9309803717444813,null,611.62991515490967,1,null,null,7.4389999999999992,5.9600000000000009,6.2474711356919013,13.13,13.290000000000001,14.852837601175882,null,0,0]
[106,"IluNgsd105",1,0.9068728176833003,7998.8549944002998,0,"gsd",15,1.05,1.05,1.05,1.05,1.08,1.08,1.08,1.08,1.08,1.08,1.05,1.05,402.20803144905244,0,2710.5895173586428,0,0,0,1,0,null,null,3.9309803717444813,null,611.62991515490967,1,null,null,7.4389999999999992,5.9600000000000009,6.2474711356919013,13.13,13.290000000000001,14.852837601175882,null,0,0]
[107,"ImeEgsd105",1,0.90687281768330041,7998.8549944002998,0,"gsd",15,1.05,1.05,1.05,1.05,1.08,1.08,1.08,1.08,1.08,1.08,1.05,1.05,402.20803144905238,0,2606.6202277727393,0,0,0,1,0,null,null,3.7802009069789473,null,507.66062556900624,1,null,null,7.4389999999999992,5.9600000000000009,6.2474711356919013,13.13,13.290000000000001,14.852837601175882,null,0,0]
[108,"ImeNgsd105",1,0.90687281768330041,7998.8549944002998,0,"gsd",15,1.05,1.05,1.05,1.05,1.08,1.08,1.08,1.08,1.08,1.08,1.05,1.05,402.20803144905238,0,2606.6202277727393,0,0,0,1,0,null,null,3.7802009069789473,null,507.66062556900624,1,null,null,7.4389999999999992,5.9600000000000009,6.2474711356919013,13.13,13.290000000000001,14.852837601175882,null,0,0]
[109,"ImiEgsd105",1,0.90687281768330041,7998.8549944003007,0,"gsd",15,1.05,1.05,1.05,1.05,1.08,1.08,1.08,1.08,1.08,1.08,1.05,1.05,402.20803144905244,0,2647.3496352095358,0,0,0,1,0,null,null,3.8392679476214004,null,548.39003300580248,1,null,null,7.4389999999999992,5.9600000000000009,6.2474711356919013,13.13,13.290000000000001,14.852837601175882,null,0,0]
[110,"ImiNgsd105",1,0.90687281768330041,7998.8549944003007,0,"gsd",15,1.05,1.05,1.05,1.05,1.08,1.08,1.08,1.08,1.08,1.08,1.05,1.05,402.20803144905244,0,2647.3496352095358,0,0,0,1,0,null,null,3.8392679476214004,null,548.39003300580248,1,null,null,7.4389999999999992,5.9600000000000009,6.2474711356919013,13.13,13.290000000000001,14.852837601175882,null,0,0]
[111,"IprEgsd105",1,0.90687281768330041,7998.8549944002998,0,"gsd",15,1.05,1.05,1.05,1.05,1.08,1.08,1.08,1.08,1.08,1.08,1.05,1.05,402.20803144905238,0,2606.6202277727393,0,0,0,1,0,null,null,3.7802009069789473,null,507.66062556900624,1,null,null,7.4389999999999992,5.9600000000000009,6.2474711356919013,13.13,13.290000000000001,14.852837601175882,null,0,0]
[112,"IprNgsd105",1,0.90687281768330041,7998.8549944002998,0,"gsd",15,1.05,1.05,1.05,1.05,1.08,1.08,1.08,1.08,1.08,1.08,1.05,1.05,402.20803144905238,0,2606.6202277727393,0,0,0,1,0,null,null,3.7802009069789473,null,507.66062556900624,1,null,null,7.4389999999999992,5.9600000000000009,6.2474711356919013,13.13,13.290000000000001,14.852837601175882,null,0,0]
[113,"IstEgsd105",1,0.90687281768330041,7998.8549944002998,0,"gsd",15,1.05,1.05,1.05,1.05,1.08,1.08,1.08,1.08,1.08,1.08,1.05,1.05,402.20803144905238,0,2606.6202277727393,0,0,0,1,0,null,null,3.7802009069789473,null,507.66062556900624,1,null,null,7.4389999999999992,5.9600000000000009,6.2474711356919013,13.13,13.290000000000001,14.852837601175882,null,0,0]
[114,"IstNgsd105",1,0.90687281768330041,7998.8549944002998,0,"gsd",15,1.05,1.05,1.05,1.05,1.08,1.08,1.08,1.08,1.08,1.08,1.05,1.05,402.20803144905238,0,2606.6202277727393,0,0,0,1,0,null,null,3.7802009069789473,null,507.66062556900624,1,null,null,7.4389999999999992,5.9600000000000009,6.2474711356919013,13.13,13.290000000000001,14.852837601175882,null,0,0]
[115,"IteEgsd105",1,0.90687281768330041,7998.8549944002998,0,"gsd",15,1.05,1.05,1.05,1.05,1.08,1.08,1.08,1.08,1.08,1.08,1.05,1.05,402.20803144905238,0,2606.6202277727393,0,0,0,1,0,null,null,3.7802009069789473,null,507.66062556900624,1,null,null,7.4389999999999992,5.9600000000000009,6.2474711356919013,13.13,13.290000000000001,14.852837601175882,null,0,0]
[116,"IteNgsd105",1,0.90687281768330041,7998.8549944002998,0,"gsd",15,1.05,1.05,1.05,1.05,1.08,1.08,1.08,1.08,1.08,1.08,1.05,1.05,402.20803144905238,0,2606.6202277727393,0,0,0,1,0,null,null,3.7802009069789473,null,507.66062556900624,1,null,null,7.4389999999999992,5.9600000000000009,6.2474711356919013,13.13,13.290000000000001,14.852837601175882,null,0,0]
[117,"ItrEgsd105",1,0.90687281768330041,7998.8549944003007,0,"gsd",15,1.05,1.05,1.05,1.05,1.08,1.08,1.08,1.08,1.08,1.08,1.05,1.05,402.2080314490525,0,2689.3704087067008,0,0,0,1,0,null,null,3.9002077670831978,null,590.41080650296749,1,null,null,7.4389999999999992,5.9600000000000009,6.2474711356919013,13.13,13.290000000000001,14.852837601175882,null,0,0]
[118,"ItrNgsd105",1,0.90687281768330041,7998.8549944003007,0,"gsd",15,1.05,1.05,1.05,1.05,1.08,1.08,1.08,1.08,1.08,1.08,1.05,1.05,402.2080314490525,0,2689.3704087067008,0,0,0,1,0,null,null,3.9002077670831978,null,590.41080650296749,1,null,null,7.4389999999999992,5.9600000000000009,6.2474711356919013,13.13,13.290000000000001,14.852837601175882,null,0,0]
[119,"IwaEgsd105",1,0.90220510041481328,7979.8295151838065,0,"gsd",15,1.05,1.05,1.05,1.05,1.08,1.08,1.08,1.08,1.08,1.08,1.05,1.05,401.25136945825528,0,2600.4203155348632,0,0,0,1,0,null,null,3.7777214913425259,null,505.19854861382555,1,null,null,7.4389999999999992,5.9600000000000009,6.2474711356919013,13.13,13.290000000000001,14.852837601175882,null,0,0]
[120,"IwaNgsd105",1,0.90220510041481328,7979.8295151838065,0,"gsd",15,1.05,1.05,1.05,1.05,1.08,1.08,1.08,1.08,1.08,1.08,1.05,1.05,401.25136945825528,0,2600.4203155348632,0,0,0,1,0,null,null,3.7777214913425259,null,505.19854861382555,1,null,null,7.4389999999999992,5.9600000000000009,6.2474711356919013,13.13,13.290000000000001,14.852837601175882,null,0,0]
[121,"IagEgsd106",1,0.90687281768330041,7998.8549944002998,0,"gsd",10,1.05,1.05,1.05,1.05,1.08,1.08,1.08,1.08,1.08,1.08,1.05,1.05,402.20803144905244,0,2324.9256165058005,0,0,0,1,0,null,null,3.3716787089016886,null,225.96601430206749,1,null,null,7.4389999999999992,5.9600000000000009,6.2474711356919013,13.13,13.290000000000001,14.852837601175882,null,0,0]
[122,"IagNgsd106",1,0.90687281768330041,7998.8549944002998,0,"gsd",10,1.05,1.05,1.05,1.05,1.08,1.08,1.08,1.08,1.08,1.08,1.05,1.05,402.20803144905244,0,2324.9256165058005,0,0,0,1,0,null,null,3.3716787089016886,null,225.96601430206749,1,null,null,7.4389999999999992,5.9600000000000009,6.2474711356919013,13.13,13.290000000000001,14.852837601175882,null,0,0]
[123,"IchEgsd106",1,0.90687281768330041,7998.8549944002998,0,"gsd",10,1.05,1.05,1.05,1.05,1.08,1.08,1.08,1.08,1.08,1.08,1.05,1.05,402.20803144905244,0,2324.9256165058005,0,0,0,1,0,null,null,3.3716787089016886,null,225.96601430206749,1,null,null,7.4389999999999992,5.9600000000000009,6.2474711356919013,13.13,13.290000000000001,14.852837601175882,null,0,0]
[124,"IchNgsd106",1,0.90687281768330041,7998.8549944002998,0,"gsd",10,1.05,1.05,1.05,1.05,1.08,1.08,1.08,1.08,1.08,1.08,1.05,1.05,402.20803144905244,0,2324.9256165058005,0,0,0,1,0,null,null,3.3716787089016886,null,225.96601430206749,1,null,null,7.4389999999999992,5.9600000000000009,6.2474711356919013,13.13,13.290000000000001,14.852837601175882,null,0,0]
[125,"IcoEgsd106",1,0.90687281768330041,7998.8549944002998,0,"gsd",10,1.05,1.05,1.05,1.05,1.08,1.08,1.08,1.08,1.08,1.08,1.05,1.05,402.20803144905244,0,2324.9256165058005,0,0,0,1,0,null,null,3.3716787089016886,null,225.96601430206749,1,null,null,7.4389999999999992,5.9600000000000009,6.2474711356919013,13.13,13.290000000000001,14.852837601175882,null,0,0]
[126,"IcoNgsd106",1,0.90687281768330041,7998.8549944002998,0,"gsd",10,1.05,1.05,1.05,1.05,1.08,1.08,1.08,1.08,1.08,1.08,1.05,1.05,402.20803144905244,0,2324.9256165058005,0,0,0,1,0,null,null,3.3716787089016886,null,225.96601430206749,1,null,null,7.4389999999999992,5.9600000000000009,6.2474711356919013,13.13,13.290000000000001,14.852837601175882,null,0,0]
[127,"IelEgsd106",1,0.90687281768330041,7998.8549944002998,0,"gsd",10,1.05,1.05,1.05,1.05,1.08,1.08,1.08,1.08,1.08,1.08,1.05,1.05,402.20803144905244,0,2324.9256165058005,0,0,0,1,0,null,null,3.3716787089016886,null,225.96601430206749,1,null,null,7.4389999999999992,5.9600000000000009,6.2474711356919013,13.13,13.290000000000001,14.852837601175882,null,0,0]
[128,"IelNgsd106",1,0.90687281768330041,7998.8549944002998,0,"gsd",10,1.05,1.05,1.05,1.05,1.08,1.08,1.08,1.08,1.08,1.08,1.05,1.05,402.20803144905244,0,2324.9256165058005,0,0,0,1,0,null,null,3.3716787089016886,null,225.96601430206749,1,null,null,7.4389999999999992,5.9600000000000009,6.2474711356919013,13.13,13.290000000000001,14.852837601175882,null,0,0]
[129,"IluEgsd106",1,0.90687281768330041,7998.8549944002998,0,"gsd",10,1.05,1.05,1.05,1.05,1.08,1.08,1.08,1.08,1.08,1.08,1.05,1.05,402.2080314490525,0,2417.9261931527881,0,0,0,1,0,null,null,3.5065510084583074,null,318.9665909490551,1,null,null,7.4389999999999992,5.9600000000000009,6.2474711356919013,13.13,13.290000000000001,14.852837601175882,null,0,0]
[130,"IluNgsd106",1,0.90687281768330041,7998.8549944002998,0,"gsd",10,1.05,1.05,1.05,1.05,1.08,1.08,1.08,1.08,1.08,1.08,1.05,1.05,402.2080314490525,0,2417.9261931527881,0,0,0,1,0,null,null,3.5065510084583074,null,318.9665909490551,1,null,null,7.4389999999999992,5.9600000000000009,6.2474711356919013,13.13,13.290000000000001,14.852837601175882,null,0,0]
[131,"ImeEgsd106",1,0.90687281768330041,7998.8549944002998,0,"gsd",10,1.05,1.05,1.05,1.05,1.08,1.08,1.08,1.08,1.08,1.08,1.05,1.05,402.20803144905244,0,2324.9256165058005,0,0,0,1,0,null,null,3.3716787089016886,null,225.96601430206749,1,null,null,7.4389999999999992,5.9600000000000009,6.2474711356919013,13.13,13.290000000000001,14.852837601175882,null,0,0]
[132,"ImeNgsd106",1,0.90687281768330041,7998.8549944002998,0,"gsd",10,1.05,1.05,1.05,1.05,1.08,1.08,1.08,1.08,1.08,1.08,1.05,1.05,402.20803144905244,0,2324.9256165058005,0,0,0,1,0,null,null,3.3716787089016886,null,225.96601430206749,1,null,null,7.4389999999999992,5.9600000000000009,6.2474711356919013,13.13,13.290000000000001,14.852837601175882,null,0,0]
[133,"ImiEgsd106",1,0.90687281768330041,7998.8549944002998,0,"gsd",10,1.05,1.05,1.05,1.05,1.08,1.08,1.08,1.08,1.08,1.08,1.05,1.05,402.20803144905244,0,2361.2539342378923,0,0,0,1,0,null,null,3.4243631537535628,null,262.29433203415931,1,null,null,7.4389999999999992,5.9600000000000009,6.2474711356919013,13.13,13.290000000000001,14.852837601175882,null,0,0]
[134,"ImiNgsd106",1,0.90687281768330041,7998.8549944002998,0,"gsd",10,1.05,1.05,1.05,1.05,1.08,1.08,1.08,1.08,1.08,1.08,1.05,1.05,402.20803144905244,0,2361.2539342378923,0,0,0,1,0,null,null,3.4243631537535628,null,262.29433203415931,1,null,null,7.4389999999999992,5.9600000000000009,6.2474711356919013,13.13,13.290000000000001,14.852837601175882,null,0,0]
[135,"IprEgsd106",1,0.90687281768330041,7998.8549944002998,0,"gsd",10,1.05,1.05,1.05,1.05,1.08,1.08,1.08,1.08,1.08,1.08,1.05,1.05,402.20803144905244,0,2324.9256165058005,0,0,0,1,0,null,null,3.3716787089016886,null,225.96601430206749,1,null,null,7.4389999999999992,5.9600000000000009,6.2474711356919013,13.13,13.290000000000001,14.852837601175882,null,0,0]
[136,"IprNgsd106",1,0.90687281768330041,7998.8549944002998,0,"gsd",10,1.05,1.05,1.05,1.05,1.08,1.08,1.08,1.08,1.08,1.08,1.05,1.05,402.20803144905244,0,2324.9256165058005,0,0,0,1,0,null,null,3.3716787089016886,null,225.96601430206749,1,null,null,7.4389999999999992,5.9600000000000009,6.2474711356919013,13.13,13.290000000000001,14.852837601175882,null,0,0]
[137,"IstEgsd106",1,0.90687281768330041,7998.8549944002998,0,"gsd",10,1.05,1.05,1.05,1.05,1.08,1.08,1.08,1.08,1.08,1.08,1.05,1.05,402.20803144905244,0,2324.9256165058005,0,0,0,1,0,null,null,3.3716787089016886,null,225.96601430206749,1,null,null,7.4389999999999992,5.9600000000000009,6.2474711356919013,13.13,13.290000000000001,14.852837601175882,null,0,0]
[138,"IstNgsd106",1,0.90687281768330041,7998.8549944002998,0,"gsd",10,1.05,1.05,1.05,1.05,1.08,1.08,1.08,1.08,1.08,1.08,1.05,1.05,402.20803144905244,0,2324.9256165058005,0,0,0,1,0,null,null,3.3716787089016886,null,225.96601430206749,1,null,null,7.4389999999999992,5.9600000000000009,6.2474711356919013,13.13,13.290000000000001,14.852837601175882,null,0,0]
[139,"IteEgsd106",1,0.90687281768330041,7998.8549944002998,0,"gsd",10,1.05,1.05,1.05,1.05,1.08,1.08,1.08,1.08,1.08,1.08,1.05,1.05,402.20803144905244,0,2324.9256165058005,0,0,0,1,0,null,null,3.3716787089016886,null,225.96601430206749,1,null,null,7.4389999999999992,5.9600000000000009,6.2474711356919013,13.13,13.290000000000001,14.852837601175882,null,0,0]
[140,"IteNgsd106",1,0.90687281768330041,7998.8549944002998,0,"gsd",10,1.05,1.05,1.05,1.05,1.08,1.08,1.08,1.08,1.08,1.08,1.05,1.05,402.20803144905244,0,2324.9256165058005,0,0,0,1,0,null,null,3.3716787089016886,null,225.96601430206749,1,null,null,7.4389999999999992,5.9600000000000009,6.2474711356919013,13.13,13.290000000000001,14.852837601175882,null,0,0]
[141,"ItrEgsd106",1,0.9068728176833003,7998.8549944002998,0,"gsd",10,1.05,1.05,1.05,1.05,1.08,1.08,1.08,1.08,1.08,1.08,1.05,1.05,402.20803144905244,0,2398.7355755975095,0,0,0,1,0,null,null,3.4787201840386195,null,299.77597339377655,1,null,null,7.4389999999999992,5.9600000000000009,6.2474711356919013,13.13,13.290000000000001,14.852837601175882,null,0,0]
[142,"ItrNgsd106",1,0.9068728176833003,7998.8549944002998,0,"gsd",10,1.05,1.05,1.05,1.05,1.08,1.08,1.08,1.08,1.08,1.08,1.05,1.05,402.20803144905244,0,2398.7355755975095,0,0,0,1,0,null,null,3.4787201840386195,null,299.77597339377655,1,null,null,7.4389999999999992,5.9600000000000009,6.2474711356919013,13.13,13.290000000000001,14.852837601175882,null,0,0]
[143,"IwaEgsd106",1,0.90220510041481328,7979.8295151838056,0,"gsd",10,1.05,1.05,1.05,1.05,1.08,1.08,1.08,1.08,1.08,1.08,1.05,1.05,401.25136945825528,0,2319.3957220361935,0,0,0,1,0,null,null,3.3694672410147817,null,224.17395511515645,1,null,null,7.4389999999999992,5.9600000000000009,6.2474711356919013,13.13,13.290000000000001,14.852837601175882,null,0,0]
[144,"IwaNgsd106",1,0.90220510041481328,7979.8295151838056,0,"gsd",10,1.05,1.05,1.05,1.05,1.08,1.08,1.08,1.08,1.08,1.08,1.05,1.05,401.25136945825528,0,2319.3957220361935,0,0,0,1,0,null,null,3.3694672410147817,null,224.17395511515645,1,null,null,7.4389999999999992,5.9600000000000009,6.2474711356919013,13.13,13.290000000000001,14.852837601175882,null,0,0]
[145,"IagEgsd107",1,0.90687281768330041,7998.8549944002998,0,"gsd",13,1.05,1.05,1.05,1.05,1.08,1.08,1.08,1.08,1.08,1.08,1.05,1.05,402.20803144905238,0,310.83946216189918,0,0,0,1,0,null,null,0.45078895815723946,null,-1788.1201400418336,0,null,null,7.4389999999999992,5.9600000000000009,6.2474711356919013,13.13,13.290000000000001,14.852837601175882,null,0,0]
[146,"IagNgsd107",1,0.90687281768330041,7998.8549944002998,0,"gsd",13,1.05,1.05,1.05,1.05,1.08,1.08,1.08,1.08,1.08,1.08,1.05,1.05,402.20803144905238,0,310.83946216189918,0,0,0,1,0,null,null,0.45078895815723946,null,-1788.1201400418336,0,null,null,7.4389999999999992,5.9600000000000009,6.2474711356919013,13.13,13.290000000000001,14.852837601175882,null,0,0]
[147,"IchEgsd107",1,0.90687281768330041,7998.8549944002998,0,"gsd",13,1.05,1.05,1.05,1.05,1.08,1.08,1.08,1.08,1.08,1.08,1.05,1.05,402.20803144905238,0,310.83946216189918,0,0,0,1,0,null,null,0.45078895815723946,null,-1788.1201400418336,0,null,null,7.4389999999999992,5.9600000000000009,6.2474711356919013,13.13,13.290000000000001,14.852837601175882,null,0,0]
[148,"IchNgsd107",1,0.90687281768330041,7998.8549944002998,0,"gsd",13,1.05,1.05,1.05,1.05,1.08,1.08,1.08,1.08,1.08,1.08,1.05,1.05,402.20803144905238,0,310.83946216189918,0,0,0,1,0,null,null,0.45078895815723946,null,-1788.1201400418336,0,null,null,7.4389999999999992,5.9600000000000009,6.2474711356919013,13.13,13.290000000000001,14.852837601175882,null,0,0]
[149,"IcoEgsd107",1,0.90687281768330041,7998.8549944002998,0,"gsd",13,1.05,1.05,1.05,1.05,1.08,1.08,1.08,1.08,1.08,1.08,1.05,1.05,402.20803144905238,0,310.83946216189918,0,0,0,1,0,null,null,0.45078895815723946,null,-1788.1201400418336,0,null,null,7.4389999999999992,5.9600000000000009,6.2474711356919013,13.13,13.290000000000001,14.852837601175882,null,0,0]
[150,"IcoNgsd107",1,0.90687281768330041,7998.8549944002998,0,"gsd",13,1.05,1.05,1.05,1.05,1.08,1.08,1.08,1.08,1.08,1.08,1.05,1.05,402.20803144905238,0,310.83946216189918,0,0,0,1,0,null,null,0.45078895815723946,null,-1788.1201400418336,0,null,null,7.4389999999999992,5.9600000000000009,6.2474711356919013,13.13,13.290000000000001,14.852837601175882,null,0,0]
[151,"IelEgsd107",1,0.90687281768330041,7998.8549944002998,0,"gsd",13,1.05,1.05,1.05,1.05,1.08,1.08,1.08,1.08,1.08,1.08,1.05,1.05,402.20803144905238,0,310.83946216189918,0,0,0,1,0,null,null,0.45078895815723946,null,-1788.1201400418336,0,null,null,7.4389999999999992,5.9600000000000009,6.2474711356919013,13.13,13.290000000000001,14.852837601175882,null,0,0]
[152,"IelNgsd107",1,0.90687281768330041,7998.8549944002998,0,"gsd",13,1.05,1.05,1.05,1.05,1.08,1.08,1.08,1.08,1.08,1.08,1.05,1.05,402.20803144905238,0,310.83946216189918,0,0,0,1,0,null,null,0.45078895815723946,null,-1788.1201400418336,0,null,null,7.4389999999999992,5.9600000000000009,6.2474711356919013,13.13,13.290000000000001,14.852837601175882,null,0,0]
[153,"IluEgsd107",1,0.90687281768330041,7998.8549944002998,0,"gsd",13,1.05,1.05,1.05,1.05,1.08,1.08,1.08,1.08,1.08,1.08,1.05,1.05,402.20803144905244,0,323.27304064837324,0,0,0,1,0,null,null,0.4688205164835263,null,-1775.6865615553597,0,null,null,7.4389999999999992,5.9600000000000009,6.2474711356919013,13.13,13.290000000000001,14.852837601175882,null,0,0]
[154,"IluNgsd107",1,0.90687281768330041,7998.8549944002998,0,"gsd",13,1.05,1.05,1.05,1.05,1.08,1.08,1.08,1.08,1.08,1.08,1.05,1.05,402.20803144905244,0,323.27304064837324,0,0,0,1,0,null,null,0.4688205164835263,null,-1775.6865615553597,0,null,null,7.4389999999999992,5.9600000000000009,6.2474711356919013,13.13,13.290000000000001,14.852837601175882,null,0,0]
[155,"ImeEgsd107",1,0.90687281768330041,7998.8549944002998,0,"gsd",13,1.05,1.05,1.05,1.05,1.08,1.08,1.08,1.08,1.08,1.08,1.05,1.05,402.20803144905238,0,310.83946216189918,0,0,0,1,0,null,null,0.45078895815723946,null,-1788.1201400418336,0,null,null,7.4389999999999992,5.9600000000000009,6.2474711356919013,13.13,13.290000000000001,14.852837601175882,null,0,0]
[156,"ImeNgsd107",1,0.90687281768330041,7998.8549944002998,0,"gsd",13,1.05,1.05,1.05,1.05,1.08,1.08,1.08,1.08,1.08,1.08,1.05,1.05,402.20803144905238,0,310.83946216189918,0,0,0,1,0,null,null,0.45078895815723946,null,-1788.1201400418336,0,null,null,7.4389999999999992,5.9600000000000009,6.2474711356919013,13.13,13.290000000000001,14.852837601175882,null,0,0]
[157,"ImiEgsd107",1,0.90687281768330041,7998.8549944003007,0,"gsd",13,1.05,1.05,1.05,1.05,1.08,1.08,1.08,1.08,1.08,1.08,1.05,1.05,402.20803144905244,0,315.69644399873715,0,0,0,1,0,null,null,0.45783270275385202,null,-1783.2631582049958,0,null,null,7.4389999999999992,5.9600000000000009,6.2474711356919013,13.13,13.290000000000001,14.852837601175882,null,0,0]
[158,"ImiNgsd107",1,0.90687281768330041,7998.8549944003007,0,"gsd",13,1.05,1.05,1.05,1.05,1.08,1.08,1.08,1.08,1.08,1.08,1.05,1.05,402.20803144905244,0,315.69644399873715,0,0,0,1,0,null,null,0.45783270275385202,null,-1783.2631582049958,0,null,null,7.4389999999999992,5.9600000000000009,6.2474711356919013,13.13,13.290000000000001,14.852837601175882,null,0,0]
[159,"IprEgsd107",1,0.90687281768330041,7998.8549944002998,0,"gsd",13,1.05,1.05,1.05,1.05,1.08,1.08,1.08,1.08,1.08,1.08,1.05,1.05,402.20803144905238,0,310.83946216189918,0,0,0,1,0,null,null,0.45078895815723946,null,-1788.1201400418336,0,null,null,7.4389999999999992,5.9600000000000009,6.2474711356919013,13.13,13.290000000000001,14.852837601175882,null,0,0]
[160,"IprNgsd107",1,0.90687281768330041,7998.8549944002998,0,"gsd",13,1.05,1.05,1.05,1.05,1.08,1.08,1.08,1.08,1.08,1.08,1.05,1.05,402.20803144905238,0,310.83946216189918,0,0,0,1,0,null,null,0.45078895815723946,null,-1788.1201400418336,0,null,null,7.4389999999999992,5.9600000000000009,6.2474711356919013,13.13,13.290000000000001,14.852837601175882,null,0,0]
[161,"IstEgsd107",1,0.90687281768330041,7998.8549944002998,0,"gsd",13,1.05,1.05,1.05,1.05,1.08,1.08,1.08,1.08,1.08,1.08,1.05,1.05,402.20803144905238,0,310.83946216189918,0,0,0,1,0,null,null,0.45078895815723946,null,-1788.1201400418336,0,null,null,7.4389999999999992,5.9600000000000009,6.2474711356919013,13.13,13.290000000000001,14.852837601175882,null,0,0]
[162,"IstNgsd107",1,0.90687281768330041,7998.8549944002998,0,"gsd",13,1.05,1.05,1.05,1.05,1.08,1.08,1.08,1.08,1.08,1.08,1.05,1.05,402.20803144905238,0,310.83946216189918,0,0,0,1,0,null,null,0.45078895815723946,null,-1788.1201400418336,0,null,null,7.4389999999999992,5.9600000000000009,6.2474711356919013,13.13,13.290000000000001,14.852837601175882,null,0,0]
[163,"IteEgsd107",1,0.90687281768330041,7998.8549944002998,0,"gsd",13,1.05,1.05,1.05,1.05,1.08,1.08,1.08,1.08,1.08,1.08,1.05,1.05,402.20803144905238,0,310.83946216189918,0,0,0,1,0,null,null,0.45078895815723946,null,-1788.1201400418336,0,null,null,7.4389999999999992,5.9600000000000009,6.2474711356919013,13.13,13.290000000000001,14.852837601175882,null,0,0]
[164,"IteNgsd107",1,0.90687281768330041,7998.8549944002998,0,"gsd",13,1.05,1.05,1.05,1.05,1.08,1.08,1.08,1.08,1.08,1.08,1.05,1.05,402.20803144905238,0,310.83946216189918,0,0,0,1,0,null,null,0.45078895815723946,null,-1788.1201400418336,0,null,null,7.4389999999999992,5.9600000000000009,6.2474711356919013,13.13,13.290000000000001,14.852837601175882,null,0,0]
[165,"ItrEgsd107",1,0.90687281768330041,7998.8549944003007,0,"gsd",13,1.05,1.05,1.05,1.05,1.08,1.08,1.08,1.08,1.08,1.08,1.05,1.05,402.2080314490525,0,320.70742123827409,0,0,0,1,0,null,null,0.46509977622467136,null,-1778.252180965459,0,null,null,7.4389999999999992,5.9600000000000009,6.2474711356919013,13.13,13.290000000000001,14.852837601175882,null,0,0]
[166,"ItrNgsd107",1,0.90687281768330041,7998.8549944003007,0,"gsd",13,1.05,1.05,1.05,1.05,1.08,1.08,1.08,1.08,1.08,1.08,1.05,1.05,402.2080314490525,0,320.70742123827409,0,0,0,1,0,null,null,0.46509977622467136,null,-1778.252180965459,0,null,null,7.4389999999999992,5.9600000000000009,6.2474711356919013,13.13,13.290000000000001,14.852837601175882,null,0,0]
[167,"IwaEgsd107",1,0.90220510041481328,7979.8295151838065,0,"gsd",13,1.05,1.05,1.05,1.05,1.08,1.08,1.08,1.08,1.08,1.08,1.05,1.05,401.25136945825528,0,310.10012262753241,0,0,0,1,0,null,null,0.45049328784259618,null,-1785.1216442935051,0,null,null,7.4389999999999992,5.9600000000000009,6.2474711356919013,13.13,13.290000000000001,14.852837601175882,null,0,0]
[168,"IwaNgsd107",1,0.90220510041481328,7979.8295151838065,0,"gsd",13,1.05,1.05,1.05,1.05,1.08,1.08,1.08,1.08,1.08,1.08,1.05,1.05,401.25136945825528,0,310.10012262753241,0,0,0,1,0,null,null,0.45049328784259618,null,-1785.1216442935051,0,null,null,7.4389999999999992,5.9600000000000009,6.2474711356919013,13.13,13.290000000000001,14.852837601175882,null,0,0]
[169,"IagEgsd108",1,0.90687281768330019,7998.8549944002989,0,"gsd",5,1.05,1.05,1.05,1.05,1.08,1.08,1.08,1.08,1.08,1.08,1.05,1.05,402.20803144905238,0,99.097661604567904,0,0,0,1,0,null,null,0.14371447987924577,null,-1999.8619405991644,0,null,null,7.4389999999999992,5.9600000000000009,6.2474711356919013,13.13,13.290000000000001,14.852837601175882,null,0,0]
[170,"IagNgsd108",1,0.90687281768330019,7998.8549944002989,0,"gsd",5,1.05,1.05,1.05,1.05,1.08,1.08,1.08,1.08,1.08,1.08,1.05,1.05,402.20803144905238,0,99.097661604567904,0,0,0,1,0,null,null,0.14371447987924577,null,-1999.8619405991644,0,null,null,7.4389999999999992,5.9600000000000009,6.2474711356919013,13.13,13.290000000000001,14.852837601175882,null,0,0]
[171,"IchEgsd108",1,0.90687281768330019,7998.8549944002989,0,"gsd",5,1.05,1.05,1.05,1.05,1.08,1.08,1.08,1.08,1.08,1.08,1.05,1.05,402.20803144905238,0,99.097661604567904,0,0,0,1,0,null,null,0.14371447987924577,null,-1999.8619405991644,0,null,null,7.4389999999999992,5.9600000000000009,6.2474711356919013,13.13,13.290000000000001,14.852837601175882,null,0,0]
[172,"IchNgsd108",1,0.90687281768330019,7998.8549944002989,0,"gsd",5,1.05,1.05,1.05,1.05,1.08,1.08,1.08,1.08,1.08,1.08,1.05,1.05,402.20803144905238,0,99.097661604567904,0,0,0,1,0,null,null,0.14371447987924577,null,-1999.8619405991644,0,null,null,7.4389999999999992,5.9600000000000009,6.2474711356919013,13.13,13.290000000000001,14.852837601175882,null,0,0]
[173,"IcoEgsd108",1,0.90687281768330019,7998.8549944002989,0,"gsd",5,1.05,1.05,1.05,1.05,1.08,1.08,1.08,1.08,1.08,1.08,1.05,1.05,402.20803144905238,0,99.097661604567904,0,0,0,1,0,null,null,0.14371447987924577,null,-1999.8619405991644,0,null,null,7.4389999999999992,5.9600000000000009,6.2474711356919013,13.13,13.290000000000001,14.852837601175882,null,0,0]
[174,"IcoNgsd108",1,0.90687281768330019,7998.8549944002989,0,"gsd",5,1.05,1.05,1.05,1.05,1.08,1.08,1.08,1.08,1.08,1.08,1.05,1.05,402.20803144905238,0,99.097661604567904,0,0,0,1,0,null,null,0.14371447987924577,null,-1999.8619405991644,0,null,null,7.4389999999999992,5.9600000000000009,6.2474711356919013,13.13,13.290000000000001,14.852837601175882,null,0,0]
[175,"IelEgsd108",1,0.90687281768330019,7998.8549944002989,0,"gsd",5,1.05,1.05,1.05,1.05,1.08,1.08,1.08,1.08,1.08,1.08,1.05,1.05,402.20803144905238,0,99.097661604567904,0,0,0,1,0,null,null,0.14371447987924577,null,-1999.8619405991644,0,null,null,7.4389999999999992,5.9600000000000009,6.2474711356919013,13.13,13.290000000000001,14.852837601175882,null,0,0]
[176,"IelNgsd108",1,0.90687281768330019,7998.8549944002989,0,"gsd",5,1.05,1.05,1.05,1.05,1.08,1.08,1.08,1.08,1.08,1.08,1.05,1.05,402.20803144905238,0,99.097661604567904,0,0,0,1,0,null,null,0.14371447987924577,null,-1999.8619405991644,0,null,null,7.4389999999999992,5.9600000000000009,6.2474711356919013,13.13,13.290000000000001,14.852837601175882,null,0,0]
[177,"IluEgsd108",1,0.9068728176833003,7998.8549944002998,0,"gsd",5,1.05,1.05,1.05,1.05,1.08,1.08,1.08,1.08,1.08,1.08,1.05,1.05,402.20803144905244,0,103.06156806875063,0,0,0,1,0,null,null,0.14946305907441562,null,-1995.8980341349825,0,null,null,7.4389999999999992,5.9600000000000009,6.2474711356919013,13.13,13.290000000000001,14.852837601175882,null,0,0]
[178,"IluNgsd108",1,0.9068728176833003,7998.8549944002998,0,"gsd",5,1.05,1.05,1.05,1.05,1.08,1.08,1.08,1.08,1.08,1.08,1.05,1.05,402.20803144905244,0,103.06156806875063,0,0,0,1,0,null,null,0.14946305907441562,null,-1995.8980341349825,0,null,null,7.4389999999999992,5.9600000000000009,6.2474711356919013,13.13,13.290000000000001,14.852837601175882,null,0,0]
[179,"ImeEgsd108",1,0.90687281768330019,7998.8549944002989,0,"gsd",5,1.05,1.05,1.05,1.05,1.08,1.08,1.08,1.08,1.08,1.08,1.05,1.05,402.20803144905238,0,99.097661604567904,0,0,0,1,0,null,null,0.14371447987924577,null,-1999.8619405991644,0,null,null,7.4389999999999992,5.9600000000000009,6.2474711356919013,13.13,13.290000000000001,14.852837601175882,null,0,0]
[180,"ImeNgsd108",1,0.90687281768330019,7998.8549944002989,0,"gsd",5,1.05,1.05,1.05,1.05,1.08,1.08,1.08,1.08,1.08,1.08,1.05,1.05,402.20803144905238,0,99.097661604567904,0,0,0,1,0,null,null,0.14371447987924577,null,-1999.8619405991644,0,null,null,7.4389999999999992,5.9600000000000009,6.2474711356919013,13.13,13.290000000000001,14.852837601175882,null,0,0]
[181,"ImiEgsd108",1,0.90687281768330041,7998.8549944002998,0,"gsd",5,1.05,1.05,1.05,1.05,1.08,1.08,1.08,1.08,1.08,1.08,1.05,1.05,402.20803144905244,0,100.6460625671393,0,0,0,1,0,null,null,0.14596001862735902,null,-1998.3135396365938,0,null,null,7.4389999999999992,5.9600000000000009,6.2474711356919013,13.13,13.290000000000001,14.852837601175882,null,0,0]
[182,"ImiNgsd108",1,0.90687281768330041,7998.8549944002998,0,"gsd",5,1.05,1.05,1.05,1.05,1.08,1.08,1.08,1.08,1.08,1.08,1.05,1.05,402.20803144905244,0,100.6460625671393,0,0,0,1,0,null,null,0.14596001862735902,null,-1998.3135396365938,0,null,null,7.4389999999999992,5.9600000000000009,6.2474711356919013,13.13,13.290000000000001,14.852837601175882,null,0,0]
[183,"IprEgsd108",1,0.90687281768330019,7998.8549944002989,0,"gsd",5,1.05,1.05,1.05,1.05,1.08,1.08,1.08,1.08,1.08,1.08,1.05,1.05,402.20803144905238,0,99.097661604567904,0,0,0,1,0,null,null,0.14371447987924577,null,-1999.8619405991644,0,null,null,7.4389999999999992,5.9600000000000009,6.2474711356919013,13.13,13.290000000000001,14.852837601175882,null,0,0]
[184,"IprNgsd108",1,0.90687281768330019,7998.8549944002989,0,"gsd",5,1.05,1.05,1.05,1.05,1.08,1.08,1.08,1.08,1.08,1.08,1.05,1.05,402.20803144905238,0,99.097661604567904,0,0,0,1,0,null,null,0.14371447987924577,null,-1999.8619405991644,0,null,null,7.4389999999999992,5.9600000000000009,6.2474711356919013,13.13,13.290000000000001,14.852837601175882,null,0,0]
[185,"IstEgsd108",1,0.90687281768330019,7998.8549944002989,0,"gsd",5,1.05,1.05,1.05,1.05,1.08,1.08,1.08,1.08,1.08,1.08,1.05,1.05,402.20803144905238,0,99.097661604567904,0,0,0,1,0,null,null,0.14371447987924577,null,-1999.8619405991644,0,null,null,7.4389999999999992,5.9600000000000009,6.2474711356919013,13.13,13.290000000000001,14.852837601175882,null,0,0]
[186,"IstNgsd108",1,0.90687281768330019,7998.8549944002989,0,"gsd",5,1.05,1.05,1.05,1.05,1.08,1.08,1.08,1.08,1.08,1.08,1.05,1.05,402.20803144905238,0,99.097661604567904,0,0,0,1,0,null,null,0.14371447987924577,null,-1999.8619405991644,0,null,null,7.4389999999999992,5.9600000000000009,6.2474711356919013,13.13,13.290000000000001,14.852837601175882,null,0,0]
[187,"IteEgsd108",1,0.90687281768330019,7998.8549944002989,0,"gsd",5,1.05,1.05,1.05,1.05,1.08,1.08,1.08,1.08,1.08,1.08,1.05,1.05,402.20803144905238,0,99.097661604567904,0,0,0,1,0,null,null,0.14371447987924577,null,-1999.8619405991644,0,null,null,7.4389999999999992,5.9600000000000009,6.2474711356919013,13.13,13.290000000000001,14.852837601175882,null,0,0]
[188,"IteNgsd108",1,0.90687281768330019,7998.8549944002989,0,"gsd",5,1.05,1.05,1.05,1.05,1.08,1.08,1.08,1.08,1.08,1.08,1.05,1.05,402.20803144905238,0,99.097661604567904,0,0,0,1,0,null,null,0.14371447987924577,null,-1999.8619405991644,0,null,null,7.4389999999999992,5.9600000000000009,6.2474711356919013,13.13,13.290000000000001,14.852837601175882,null,0,0]
[189,"ItrEgsd108",1,0.90687281768330041,7998.8549944002998,0,"gsd",5,1.05,1.05,1.05,1.05,1.08,1.08,1.08,1.08,1.08,1.08,1.05,1.05,402.20803144905244,0,102.24361911582405,0,0,0,1,0,null,null,0.14827684431985677,null,-1996.7159830879086,0,null,null,7.4389999999999992,5.9600000000000009,6.2474711356919013,13.13,13.290000000000001,14.852837601175882,null,0,0]
[190,"ItrNgsd108",1,0.90687281768330041,7998.8549944002998,0,"gsd",5,1.05,1.05,1.05,1.05,1.08,1.08,1.08,1.08,1.08,1.08,1.05,1.05,402.20803144905244,0,102.24361911582405,0,0,0,1,0,null,null,0.14827684431985677,null,-1996.7159830879086,0,null,null,7.4389999999999992,5.9600000000000009,6.2474711356919013,13.13,13.290000000000001,14.852837601175882,null,0,0]
[191,"IwaEgsd108",1,0.90220510041481328,7979.8295151838065,0,"gsd",5,1.05,1.05,1.05,1.05,1.08,1.08,1.08,1.08,1.08,1.08,1.05,1.05,401.25136945825528,0,98.861955306281388,0,0,0,1,0,null,null,0.14362021824147544,null,-1996.3598116147559,0,null,null,7.4389999999999992,5.9600000000000009,6.2474711356919013,13.13,13.290000000000001,14.852837601175882,null,0,0]
[192,"IwaNgsd108",1,0.90220510041481328,7979.8295151838065,0,"gsd",5,1.05,1.05,1.05,1.05,1.08,1.08,1.08,1.08,1.08,1.08,1.05,1.05,401.25136945825528,0,98.861955306281388,0,0,0,1,0,null,null,0.14362021824147544,null,-1996.3598116147559,0,null,null,7.4389999999999992,5.9600000000000009,6.2474711356919013,13.13,13.290000000000001,14.852837601175882,null,0,0]
[193,"IagEgsd109",1,0.9068728176833003,7998.8549944002989,0,"gsd",3,1.05,1.05,1.05,1.05,1.08,1.08,1.08,1.08,1.08,1.08,1.05,1.05,402.20803144905238,0,1507.5092839758818,0,0,0,1,0,null,null,2.1862363768404154,null,-591.45031822785086,0,null,null,7.4389999999999992,5.9600000000000009,6.2474711356919013,13.13,13.290000000000001,14.852837601175882,null,0,0]
[194,"IagNgsd109",1,0.9068728176833003,7998.8549944002989,0,"gsd",3,1.05,1.05,1.05,1.05,1.08,1.08,1.08,1.08,1.08,1.08,1.05,1.05,402.20803144905238,0,1507.5092839758818,0,0,0,1,0,null,null,2.1862363768404154,null,-591.45031822785086,0,null,null,7.4389999999999992,5.9600000000000009,6.2474711356919013,13.13,13.290000000000001,14.852837601175882,null,0,0]
[195,"IchEgsd109",1,0.9068728176833003,7998.8549944002989,0,"gsd",3,1.05,1.05,1.05,1.05,1.08,1.08,1.08,1.08,1.08,1.08,1.05,1.05,402.20803144905238,0,1507.5092839758818,0,0,0,1,0,null,null,2.1862363768404154,null,-591.45031822785086,0,null,null,7.4389999999999992,5.9600000000000009,6.2474711356919013,13.13,13.290000000000001,14.852837601175882,null,0,0]
[196,"IchNgsd109",1,0.9068728176833003,7998.8549944002989,0,"gsd",3,1.05,1.05,1.05,1.05,1.08,1.08,1.08,1.08,1.08,1.08,1.05,1.05,402.20803144905238,0,1507.5092839758818,0,0,0,1,0,null,null,2.1862363768404154,null,-591.45031822785086,0,null,null,7.4389999999999992,5.9600000000000009,6.2474711356919013,13.13,13.290000000000001,14.852837601175882,null,0,0]
[197,"IcoEgsd109",1,0.9068728176833003,7998.8549944002989,0,"gsd",3,1.05,1.05,1.05,1.05,1.08,1.08,1.08,1.08,1.08,1.08,1.05,1.05,402.20803144905238,0,1507.5092839758818,0,0,0,1,0,null,null,2.1862363768404154,null,-591.45031822785086,0,null,null,7.4389999999999992,5.9600000000000009,6.2474711356919013,13.13,13.290000000000001,14.852837601175882,null,0,0]
[198,"IcoNgsd109",1,0.9068728176833003,7998.8549944002989,0,"gsd",3,1.05,1.05,1.05,1.05,1.08,1.08,1.08,1.08,1.08,1.08,1.05,1.05,402.20803144905238,0,1507.5092839758818,0,0,0,1,0,null,null,2.1862363768404154,null,-591.45031822785086,0,null,null,7.4389999999999992,5.9600000000000009,6.2474711356919013,13.13,13.290000000000001,14.852837601175882,null,0,0]
[199,"IelEgsd109",1,0.9068728176833003,7998.8549944002989,0,"gsd",3,1.05,1.05,1.05,1.05,1.08,1.08,1.08,1.08,1.08,1.08,1.05,1.05,402.20803144905238,0,1507.5092839758818,0,0,0,1,0,null,null,2.1862363768404154,null,-591.45031822785086,0,null,null,7.4389999999999992,5.9600000000000009,6.2474711356919013,13.13,13.290000000000001,14.852837601175882,null,0,0]
[200,"IelNgsd109",1,0.9068728176833003,7998.8549944002989,0,"gsd",3,1.05,1.05,1.05,1.05,1.08,1.08,1.08,1.08,1.08,1.08,1.05,1.05,402.20803144905238,0,1507.5092839758818,0,0,0,1,0,null,null,2.1862363768404154,null,-591.45031822785086,0,null,null,7.4389999999999992,5.9600000000000009,6.2474711356919013,13.13,13.290000000000001,14.852837601175882,null,0,0]
[201,"IluEgsd109",1,0.90687281768330041,7998.8549944002998,0,"gsd",3,1.05,1.05,1.05,1.05,1.08,1.08,1.08,1.08,1.08,1.08,1.05,1.05,402.20803144905244,0,1567.6369383487956,0,0,0,1,0,null,null,2.2734353524231454,null,-531.32266385493722,0,null,null,7.4389999999999992,5.9600000000000009,6.2474711356919013,13.13,13.290000000000001,14.852837601175882,null,0,0]
[202,"IluNgsd109",1,0.90687281768330041,7998.8549944002998,0,"gsd",3,1.05,1.05,1.05,1.05,1.08,1.08,1.08,1.08,1.08,1.08,1.05,1.05,402.20803144905244,0,1567.6369383487956,0,0,0,1,0,null,null,2.2734353524231454,null,-531.32266385493722,0,null,null,7.4389999999999992,5.9600000000000009,6.2474711356919013,13.13,13.290000000000001,14.852837601175882,null,0,0]
[203,"ImeEgsd109",1,0.9068728176833003,7998.8549944002989,0,"gsd",3,1.05,1.05,1.05,1.05,1.08,1.08,1.08,1.08,1.08,1.08,1.05,1.05,402.20803144905238,0,1507.5092839758818,0,0,0,1,0,null,null,2.1862363768404154,null,-591.45031822785086,0,null,null,7.4389999999999992,5.9600000000000009,6.2474711356919013,13.13,13.290000000000001,14.852837601175882,null,0,0]
[204,"ImeNgsd109",1,0.9068728176833003,7998.8549944002989,0,"gsd",3,1.05,1.05,1.05,1.05,1.08,1.08,1.08,1.08,1.08,1.08,1.05,1.05,402.20803144905238,0,1507.5092839758818,0,0,0,1,0,null,null,2.1862363768404154,null,-591.45031822785086,0,null,null,7.4389999999999992,5.9600000000000009,6.2474711356919013,13.13,13.290000000000001,14.852837601175882,null,0,0]
[205,"ImiEgsd109",1,0.9068728176833003,7998.8549944002989,0,"gsd",3,1.05,1.05,1.05,1.05,1.08,1.08,1.08,1.08,1.08,1.08,1.05,1.05,402.20803144905238,0,1531.064995119315,0,0,0,1,0,null,null,2.2203975943742122,null,-567.89460708441766,0,null,null,7.4389999999999992,5.9600000000000009,6.2474711356919013,13.13,13.290000000000001,14.852837601175882,null,0,0]
[206,"ImiNgsd109",1,0.9068728176833003,7998.8549944002989,0,"gsd",3,1.05,1.05,1.05,1.05,1.08,1.08,1.08,1.08,1.08,1.08,1.05,1.05,402.20803144905238,0,1531.064995119315,0,0,0,1,0,null,null,2.2203975943742122,null,-567.89460708441766,0,null,null,7.4389999999999992,5.9600000000000009,6.2474711356919013,13.13,13.290000000000001,14.852837601175882,null,0,0]
[207,"IprEgsd109",1,0.9068728176833003,7998.8549944002989,0,"gsd",3,1.05,1.05,1.05,1.05,1.08,1.08,1.08,1.08,1.08,1.08,1.05,1.05,402.20803144905238,0,1507.5092839758818,0,0,0,1,0,null,null,2.1862363768404154,null,-591.45031822785086,0,null,null,7.4389999999999992,5.9600000000000009,6.2474711356919013,13.13,13.290000000000001,14.852837601175882,null,0,0]
[208,"IprNgsd109",1,0.9068728176833003,7998.8549944002989,0,"gsd",3,1.05,1.05,1.05,1.05,1.08,1.08,1.08,1.08,1.08,1.08,1.05,1.05,402.20803144905238,0,1507.5092839758818,0,0,0,1,0,null,null,2.1862363768404154,null,-591.45031822785086,0,null,null,7.4389999999999992,5.9600000000000009,6.2474711356919013,13.13,13.290000000000001,14.852837601175882,null,0,0]
[209,"IstEgsd109",1,0.9068728176833003,7998.8549944002989,0,"gsd",3,1.05,1.05,1.05,1.05,1.08,1.08,1.08,1.08,1.08,1.08,1.05,1.05,402.20803144905238,0,1507.5092839758818,0,0,0,1,0,null,null,2.1862363768404154,null,-591.45031822785086,0,null,null,7.4389999999999992,5.9600000000000009,6.2474711356919013,13.13,13.290000000000001,14.852837601175882,null,0,0]
[210,"IstNgsd109",1,0.9068728176833003,7998.8549944002989,0,"gsd",3,1.05,1.05,1.05,1.05,1.08,1.08,1.08,1.08,1.08,1.08,1.05,1.05,402.20803144905238,0,1507.5092839758818,0,0,0,1,0,null,null,2.1862363768404154,null,-591.45031822785086,0,null,null,7.4389999999999992,5.9600000000000009,6.2474711356919013,13.13,13.290000000000001,14.852837601175882,null,0,0]
[211,"IteEgsd109",1,0.9068728176833003,7998.8549944002989,0,"gsd",3,1.05,1.05,1.05,1.05,1.08,1.08,1.08,1.08,1.08,1.08,1.05,1.05,402.20803144905238,0,1507.5092839758818,0,0,0,1,0,null,null,2.1862363768404154,null,-591.45031822785086,0,null,null,7.4389999999999992,5.9600000000000009,6.2474711356919013,13.13,13.290000000000001,14.852837601175882,null,0,0]
[212,"IteNgsd109",1,0.9068728176833003,7998.8549944002989,0,"gsd",3,1.05,1.05,1.05,1.05,1.08,1.08,1.08,1.08,1.08,1.08,1.05,1.05,402.20803144905238,0,1507.5092839758818,0,0,0,1,0,null,null,2.1862363768404154,null,-591.45031822785086,0,null,null,7.4389999999999992,5.9600000000000009,6.2474711356919013,13.13,13.290000000000001,14.852837601175882,null,0,0]
[213,"ItrEgsd109",1,0.90687281768330041,7998.8549944003007,0,"gsd",3,1.05,1.05,1.05,1.05,1.08,1.08,1.08,1.08,1.08,1.08,1.05,1.05,402.2080314490525,0,1555.3662682157387,0,0,0,1,0,null,null,2.2556400488066091,null,-543.59333398799424,0,null,null,7.4389999999999992,5.9600000000000009,6.2474711356919013,13.13,13.290000000000001,14.852837601175882,null,0,0]
[214,"ItrNgsd109",1,0.90687281768330041,7998.8549944003007,0,"gsd",3,1.05,1.05,1.05,1.05,1.08,1.08,1.08,1.08,1.08,1.08,1.05,1.05,402.2080314490525,0,1555.3662682157387,0,0,0,1,0,null,null,2.2556400488066091,null,-543.59333398799424,0,null,null,7.4389999999999992,5.9600000000000009,6.2474711356919013,13.13,13.290000000000001,14.852837601175882,null,0,0]
[215,"IwaEgsd109",1,0.90220510041481317,7979.8295151838056,0,"gsd",3,1.05,1.05,1.05,1.05,1.08,1.08,1.08,1.08,1.08,1.08,1.05,1.05,401.25136945825523,0,1503.9236349584871,0,0,0,1,0,null,null,2.1848024348910218,null,-591.29813196255009,0,null,null,7.4389999999999992,5.9600000000000009,6.2474711356919013,13.13,13.290000000000001,14.852837601175882,null,0,0]
[216,"IwaNgsd109",1,0.90220510041481317,7979.8295151838056,0,"gsd",3,1.05,1.05,1.05,1.05,1.08,1.08,1.08,1.08,1.08,1.08,1.05,1.05,401.25136945825523,0,1503.9236349584871,0,0,0,1,0,null,null,2.1848024348910218,null,-591.29813196255009,0,null,null,7.4389999999999992,5.9600000000000009,6.2474711356919013,13.13,13.290000000000001,14.852837601175882,null,0,0]
[217,"IagEgsd201",1,0.90687281768330053,7998.8549944003007,0,"gsd",20,1.0900000000000001,1.0900000000000001,1.0900000000000001,1.0900000000000001,1.1200000000000001,1.1200000000000001,1.1200000000000001,1.1200000000000001,1.1200000000000001,1.1200000000000001,1.0900000000000001,1.0900000000000001,479.93129966401807,0,12218.709016480105,0,0,0,1,0,null,null,17.538612427124765,null,10099.938452227807,1,null,null,7.4389999999999992,5.9600000000000009,6.2474711356919013,13.13,13.290000000000001,14.852837601175882,null,34337.106013410506,5164.341480654748]
[218,"IagNgsd201",1,0.90687281768330053,7998.8549944003007,0,"gsd",20,1.0900000000000001,1.0900000000000001,1.0900000000000001,1.0900000000000001,1.1200000000000001,1.1200000000000001,1.1200000000000001,1.1200000000000001,1.1200000000000001,1.1200000000000001,1.0900000000000001,1.0900000000000001,479.93129966401807,0,12218.709016480105,0,0,0,1,0,null,null,17.538612427124765,null,10099.938452227807,1,null,null,7.4389999999999992,5.9600000000000009,6.2474711356919013,13.13,13.290000000000001,14.852837601175882,null,34337.106013410506,5164.341480654748]
[219,"IchEgsd201",1,0.90687281768330041,7998.8549944003007,0,"gsd",20,1.0900000000000001,1.0900000000000001,1.0900000000000001,1.0900000000000001,1.1200000000000001,1.1200000000000001,1.1200000000000001,1.1200000000000001,1.1200000000000001,1.1200000000000001,1.0900000000000001,1.0900000000000001,479.93129966401801,0,7667.6607156624368,0,0,0,1,0,null,null,11.006083321348612,null,5548.890151410139,1,null,null,7.4389999999999992,5.9600000000000009,6.2474711356919013,13.13,13.290000000000001,14.852837601175882,null,0,0]
[220,"IchNgsd201",1,0.90687281768330041,7998.8549944003007,0,"gsd",20,1.0900000000000001,1.0900000000000001,1.0900000000000001,1.0900000000000001,1.1200000000000001,1.1200000000000001,1.1200000000000001,1.1200000000000001,1.1200000000000001,1.1200000000000001,1.0900000000000001,1.0900000000000001,479.93129966401801,0,7667.6607156624368,0,0,0,1,0,null,null,11.006083321348612,null,5548.890151410139,1,null,null,7.4389999999999992,5.9600000000000009,6.2474711356919013,13.13,13.290000000000001,14.852837601175882,null,0,0]
[221,"IcoEgsd201",1,0.90687281768330041,7998.8549944003007,0,"gsd",20,1.0900000000000001,1.0900000000000001,1.0900000000000001,1.0900000000000001,1.1200000000000001,1.1200000000000001,1.1200000000000001,1.1200000000000001,1.1200000000000001,1.1200000000000001,1.0900000000000001,1.0900000000000001,479.93129966401807,0,12387.251254651608,0,0,0,1,0,null,null,17.780536266124713,null,10268.48069039931,1,null,null,7.4389999999999992,5.9600000000000009,6.2474711356919013,13.13,13.290000000000001,14.852837601175882,null,35822.344907785606,5387.7231723997502]
[222,"IcoNgsd201",1,0.90687281768330041,7998.8549944003007,0,"gsd",20,1.0900000000000001,1.0900000000000001,1.0900000000000001,1.0900000000000001,1.1200000000000001,1.1200000000000001,1.1200000000000001,1.1200000000000001,1.1200000000000001,1.1200000000000001,1.0900000000000001,1.0900000000000001,479.93129966401807,0,12387.251254651608,0,0,0,1,0,null,null,17.780536266124713,null,10268.48069039931,1,null,null,7.4389999999999992,5.9600000000000009,6.2474711356919013,13.13,13.290000000000001,14.852837601175882,null,35822.344907785606,5387.7231723997502]
[223,"IelEgsd201",1,0.9068728176833003,7998.8549944002998,0,"gsd",20,1.0900000000000001,1.0900000000000001,1.0900000000000001,1.0900000000000001,1.1200000000000001,1.1200000000000001,1.1200000000000001,1.1200000000000001,1.1200000000000001,1.1200000000000001,1.0900000000000001,1.0900000000000001,479.93129966401801,0,6835.9638417721035,0,0,0,1,0,null,null,9.812273966502719,null,4717.1932775198056,1,null,null,7.4389999999999992,5.9600000000000009,6.2474711356919013,13.13,13.290000000000001,14.852837601175882,null,0,0]
[224,"IelNgsd201",1,0.9068728176833003,7998.8549944002998,0,"gsd",20,1.0900000000000001,1.0900000000000001,1.0900000000000001,1.0900000000000001,1.1200000000000001,1.1200000000000001,1.1200000000000001,1.1200000000000001,1.1200000000000001,1.1200000000000001,1.0900000000000001,1.0900000000000001,479.93129966401801,0,6835.9638417721035,0,0,0,1,0,null,null,9.812273966502719,null,4717.1932775198056,1,null,null,7.4389999999999992,5.9600000000000009,6.2474711356919013,13.13,13.290000000000001,14.852837601175882,null,0,0]
[225,"IluEgsd201",1,0.9068728176833003,7998.8549944002989,0,"gsd",20,1.0900000000000001,1.0900000000000001,1.0900000000000001,1.0900000000000001,1.1200000000000001,1.1200000000000001,1.1200000000000001,1.1200000000000001,1.1200000000000001,1.1200000000000001,1.0900000000000001,1.0900000000000001,479.93129966401801,0,22736.077944541612,0,0,0,1,0,null,null,32.635138347626118,null,20617.307380289316,1,null,null,7.4389999999999992,5.9600000000000009,6.2474711356919013,13.13,13.290000000000001,14.852837601175882,null,127019.08699283967,19103.821374341333]
[226,"IluNgsd201",1,0.9068728176833003,7998.8549944002989,0,"gsd",20,1.0900000000000001,1.0900000000000001,1.0900000000000001,1.0900000000000001,1.1200000000000001,1.1200000000000001,1.1200000000000001,1.1200000000000001,1.1200000000000001,1.1200000000000001,1.0900000000000001,1.0900000000000001,479.93129966401801,0,22736.077944541612,0,0,0,1,0,null,null,32.635138347626118,null,20617.307380289316,1,null,null,7.4389999999999992,5.9600000000000009,6.2474711356919013,13.13,13.290000000000001,14.852837601175882,null,127019.08699283967,19103.821374341333]
[227,"ImeEgsd201",1,0.9068728176833003,7998.8549944002998,0,"gsd",20,1.0900000000000001,1.0900000000000001,1.0900000000000001,1.0900000000000001,1.1200000000000001,1.1200000000000001,1.1200000000000001,1.1200000000000001,1.1200000000000001,1.1200000000000001,1.0900000000000001,1.0900000000000001,479.93129966401796,0,21193.506443435577,0,0,0,1,0,null,null,30.420946679542631,null,19074.735879183281,1,null,null,7.4389999999999992,5.9600000000000009,6.2474711356919013,13.13,13.290000000000001,14.852837601175882,null,113425.51131146401,17059.331464960782]
[228,"ImeNgsd201",1,0.9068728176833003,7998.8549944002998,0,"gsd",20,1.0900000000000001,1.0900000000000001,1.0900000000000001,1.0900000000000001,1.1200000000000001,1.1200000000000001,1.1200000000000001,1.1200000000000001,1.1200000000000001,1.1200000000000001,1.0900000000000001,1.0900000000000001,479.93129966401796,0,21193.506443435577,0,0,0,1,0,null,null,30.420946679542631,null,19074.735879183281,1,null,null,7.4389999999999992,5.9600000000000009,6.2474711356919013,13.13,13.290000000000001,14.852837601175882,null,113425.51131146401,17059.331464960782]
[229,"ImiEgsd201",1,0.90687281768330041,7998.8549944003007,0,"gsd",20,1.0900000000000001,1.0900000000000001,1.0900000000000001,1.0900000000000001,1.1200000000000001,1.1200000000000001,1.1200000000000001,1.1200000000000001,1.1200000000000001,1.1200000000000001,1.0900000000000001,1.0900000000000001,479.93129966401807,0,12387.251254651608,0,0,0,1,0,null,null,17.780536266124713,null,10268.48069039931,1,null,null,7.4389999999999992,5.9600000000000009,6.2474711356919013,13.13,13.290000000000001,14.852837601175882,null,35822.344907785606,5387.7231723997502]
[230,"ImiNgsd201",1,0.90687281768330041,7998.8549944003007,0,"gsd",20,1.0900000000000001,1.0900000000000001,1.0900000000000001,1.0900000000000001,1.1200000000000001,1.1200000000000001,1.1200000000000001,1.1200000000000001,1.1200000000000001,1.1200000000000001,1.0900000000000001,1.0900000000000001,479.93129966401807,0,12387.251254651608,0,0,0,1,0,null,null,17.780536266124713,null,10268.48069039931,1,null,null,7.4389999999999992,5.9600000000000009,6.2474711356919013,13.13,13.290000000000001,14.852837601175882,null,35822.344907785606,5387.7231723997502]
[231,"IprEgsd201",1,0.90687281768330041,7998.8549944002998,0,"gsd",20,1.0900000000000001,1.0900000000000001,1.0900000000000001,1.0900000000000001,1.1200000000000001,1.1200000000000001,1.1200000000000001,1.1200000000000001,1.1200000000000001,1.1200000000000001,1.0900000000000001,1.0900000000000001,479.93129966401807,0,10836.499618597783,0,0,0,1,0,null,null,15.554602914344748,null,8717.7290543454856,1,null,null,7.4389999999999992,5.9600000000000009,6.2474711356919013,13.13,13.290000000000001,14.852837601175882,null,22156.696151726501,3332.3933870820538]
[232,"IprNgsd201",1,0.90687281768330041,7998.8549944002998,0,"gsd",20,1.0900000000000001,1.0900000000000001,1.0900000000000001,1.0900000000000001,1.1200000000000001,1.1200000000000001,1.1200000000000001,1.1200000000000001,1.1200000000000001,1.1200000000000001,1.0900000000000001,1.0900000000000001,479.93129966401807,0,10836.499618597783,0,0,0,1,0,null,null,15.554602914344748,null,8717.7290543454856,1,null,null,7.4389999999999992,5.9600000000000009,6.2474711356919013,13.13,13.290000000000001,14.852837601175882,null,22156.696151726501,3332.3933870820538]
[233,"IstEgsd201",1,0.90687281768330041,7998.8549944002998,0,"gsd",20,1.0900000000000001,1.0900000000000001,1.0900000000000001,1.0900000000000001,1.1200000000000001,1.1200000000000001,1.1200000000000001,1.1200000000000001,1.1200000000000001,1.1200000000000001,1.0900000000000001,1.0900000000000001,479.93129966401801,0,14170.818502886088,0,0,0,1,0,null,null,20.340650813603261,null,12052.04793863379,1,null,null,7.4389999999999992,5.9600000000000009,6.2474711356919013,13.13,13.290000000000001,14.852837601175882,null,51539.636564959015,7751.6224840362165]
[234,"IstNgsd201",1,0.90687281768330041,7998.8549944002998,0,"gsd",20,1.0900000000000001,1.0900000000000001,1.0900000000000001,1.0900000000000001,1.1200000000000001,1.1200000000000001,1.1200000000000001,1.1200000000000001,1.1200000000000001,1.1200000000000001,1.0900000000000001,1.0900000000000001,479.93129966401801,0,14170.818502886088,0,0,0,1,0,null,null,20.340650813603261,null,12052.04793863379,1,null,null,7.4389999999999992,5.9600000000000009,6.2474711356919013,13.13,13.290000000000001,14.852837601175882,null,51539.636564959015,7751.6224840362165]
[235,"IteEgsd201",1,0.90687281768330041,7998.8549944002998,0,"gsd",20,1.0900000000000001,1.0900000000000001,1.0900000000000001,1.0900000000000001,1.1200000000000001,1.1200000000000001,1.1200000000000001,1.1200000000000001,1.1200000000000001,1.1200000000000001,1.0900000000000001,1.0900000000000001,479.93129966401801,0,9306.4733057294088,0,0,0,1,0,null,null,13.358418483689446,null,7187.7027414771119,1,null,null,7.4389999999999992,5.9600000000000009,6.2474711356919013,13.13,13.290000000000001,14.852837601175882,null,8673.6784154801571,1304.5315238106991]
[236,"IteNgsd201",1,0.90687281768330041,7998.8549944002998,0,"gsd",20,1.0900000000000001,1.0900000000000001,1.0900000000000001,1.0900000000000001,1.1200000000000001,1.1200000000000001,1.1200000000000001,1.1200000000000001,1.1200000000000001,1.1200000000000001,1.0900000000000001,1.0900000000000001,479.93129966401801,0,9306.4733057294088,0,0,0,1,0,null,null,13.358418483689446,null,7187.7027414771119,1,null,null,7.4389999999999992,5.9600000000000009,6.2474711356919013,13.13,13.290000000000001,14.852837601175882,null,8673.6784154801571,1304.5315238106991]
[237,"ItrEgsd201",1,0.90687281768330041,7998.8549944002998,0,"gsd",20,1.0900000000000001,1.0900000000000001,1.0900000000000001,1.0900000000000001,1.1200000000000001,1.1200000000000001,1.1200000000000001,1.1200000000000001,1.1200000000000001,1.1200000000000001,1.0900000000000001,1.0900000000000001,479.93129966401801,0,8594.0186710704802,0,0,0,1,0,null,null,12.335768243607754,null,6475.2481068181824,1,null,null,7.4389999999999992,5.9600000000000009,6.2474711356919013,13.13,13.290000000000001,14.852837601175882,null,2395.3261853182339,360.2598999958293]
[238,"ItrNgsd201",1,0.90687281768330041,7998.8549944002998,0,"gsd",20,1.0900000000000001,1.0900000000000001,1.0900000000000001,1.0900000000000001,1.1200000000000001,1.1200000000000001,1.1200000000000001,1.1200000000000001,1.1200000000000001,1.1200000000000001,1.0900000000000001,1.0900000000000001,479.93129966401801,0,8594.0186710704802,0,0,0,1,0,null,null,12.335768243607754,null,6475.2481068181824,1,null,null,7.4389999999999992,5.9600000000000009,6.2474711356919013,13.13,13.290000000000001,14.852837601175882,null,2395.3261853182339,360.2598999958293]
[239,"IwaEgsd201",1,0.9068728176833003,7998.8549944002998,0,"gsd",20,1.0900000000000001,1.0900000000000001,1.0900000000000001,1.0900000000000001,1.1200000000000001,1.1200000000000001,1.1200000000000001,1.1200000000000001,1.1200000000000001,1.1200000000000001,1.0900000000000001,1.0900000000000001,479.93129966401801,0,964.63491241278496,0,0,0,1,0,null,null,1.3846272826091921,null,-1154.1356518395125,0,null,null,7.4389999999999992,5.9600000000000009,6.2474711356919013,13.13,13.290000000000001,14.852837601175882,null,0,0]
[240,"IwaNgsd201",1,0.9068728176833003,7998.8549944002998,0,"gsd",20,1.0900000000000001,1.0900000000000001,1.0900000000000001,1.0900000000000001,1.1200000000000001,1.1200000000000001,1.1200000000000001,1.1200000000000001,1.1200000000000001,1.1200000000000001,1.0900000000000001,1.0900000000000001,479.93129966401801,0,964.63491241278496,0,0,0,1,0,null,null,1.3846272826091921,null,-1154.1356518395125,0,null,null,7.4389999999999992,5.9600000000000009,6.2474711356919013,13.13,13.290000000000001,14.852837601175882,null,0,0]
[241,"IagEgsd202",1,0.9068728176833003,7998.8549944002998,0,"gsd",20,1.0900000000000001,1.0900000000000001,1.0900000000000001,1.0900000000000001,1.1200000000000001,1.1200000000000001,1.1200000000000001,1.1200000000000001,1.1200000000000001,1.1200000000000001,1.0900000000000001,1.0900000000000001,402.20803144905244,0,4534.498190862817,0,0,0,1,0,null,null,6.5087732438652983,null,2415.72762661052,1,null,null,7.4389999999999992,5.9600000000000009,6.2474711356919013,13.13,13.290000000000001,14.852837601175882,null,0,0]
[242,"IagNgsd202",1,0.9068728176833003,7998.8549944002998,0,"gsd",20,1.0900000000000001,1.0900000000000001,1.0900000000000001,1.0900000000000001,1.1200000000000001,1.1200000000000001,1.1200000000000001,1.1200000000000001,1.1200000000000001,1.1200000000000001,1.0900000000000001,1.0900000000000001,402.20803144905244,0,4534.498190862817,0,0,0,1,0,null,null,6.5087732438652983,null,2415.72762661052,1,null,null,7.4389999999999992,5.9600000000000009,6.2474711356919013,13.13,13.290000000000001,14.852837601175882,null,0,0]
[243,"IchEgsd202",1,0.90687281768330041,7998.8549944002998,0,"gsd",20,1.0900000000000001,1.0900000000000001,1.0900000000000001,1.0900000000000001,1.1200000000000001,1.1200000000000001,1.1200000000000001,1.1200000000000001,1.1200000000000001,1.1200000000000001,1.0900000000000001,1.0900000000000001,402.20803144905244,0,2845.5550427554012,0,0,0,1,0,null,null,4.0844811810826132,null,726.78447850310374,1,null,null,7.4389999999999992,5.9600000000000009,6.2474711356919013,13.13,13.290000000000001,14.852837601175882,null,0,0]
[244,"IchNgsd202",1,0.90687281768330041,7998.8549944002998,0,"gsd",20,1.0900000000000001,1.0900000000000001,1.0900000000000001,1.0900000000000001,1.1200000000000001,1.1200000000000001,1.1200000000000001,1.1200000000000001,1.1200000000000001,1.1200000000000001,1.0900000000000001,1.0900000000000001,402.20803144905244,0,2845.5550427554012,0,0,0,1,0,null,null,4.0844811810826132,null,726.78447850310374,1,null,null,7.4389999999999992,5.9600000000000009,6.2474711356919013,13.13,13.290000000000001,14.852837601175882,null,0,0]
[245,"IcoEgsd202",1,0.90687281768330041,7998.8549944002998,0,"gsd",20,1.0900000000000001,1.0900000000000001,1.0900000000000001,1.0900000000000001,1.1200000000000001,1.1200000000000001,1.1200000000000001,1.1200000000000001,1.1200000000000001,1.1200000000000001,1.0900000000000001,1.0900000000000001,402.20803144905244,0,4597.0435566565402,0,0,0,1,0,null,null,6.5985502348951464,null,2478.2729924042433,1,null,null,7.4389999999999992,5.9600000000000009,6.2474711356919013,13.13,13.290000000000001,14.852837601175882,null,0,0]
[246,"IcoNgsd202",1,0.90687281768330041,7998.8549944002998,0,"gsd",20,1.0900000000000001,1.0900000000000001,1.0900000000000001,1.0900000000000001,1.1200000000000001,1.1200000000000001,1.1200000000000001,1.1200000000000001,1.1200000000000001,1.1200000000000001,1.0900000000000001,1.0900000000000001,402.20803144905244,0,4597.0435566565402,0,0,0,1,0,null,null,6.5985502348951464,null,2478.2729924042433,1,null,null,7.4389999999999992,5.9600000000000009,6.2474711356919013,13.13,13.290000000000001,14.852837601175882,null,0,0]
[247,"IelEgsd202",1,0.9068728176833003,7998.8549944002989,0,"gsd",20,1.0900000000000001,1.0900000000000001,1.0900000000000001,1.0900000000000001,1.1200000000000001,1.1200000000000001,1.1200000000000001,1.1200000000000001,1.1200000000000001,1.1200000000000001,1.0900000000000001,1.0900000000000001,402.20803144905244,0,2536.9029270563333,0,0,0,1,0,null,null,3.6414450285106232,null,418.13236280403623,1,null,null,7.4389999999999992,5.9600000000000009,6.2474711356919013,13.13,13.290000000000001,14.852837601175882,null,0,0]
[248,"IelNgsd202",1,0.9068728176833003,7998.8549944002989,0,"gsd",20,1.0900000000000001,1.0900000000000001,1.0900000000000001,1.0900000000000001,1.1200000000000001,1.1200000000000001,1.1200000000000001,1.1200000000000001,1.1200000000000001,1.1200000000000001,1.0900000000000001,1.0900000000000001,402.20803144905244,0,2536.9029270563333,0,0,0,1,0,null,null,3.6414450285106232,null,418.13236280403623,1,null,null,7.4389999999999992,5.9600000000000009,6.2474711356919013,13.13,13.290000000000001,14.852837601175882,null,0,0]
[249,"IluEgsd202",1,0.9068728176833003,7998.8549944002998,0,"gsd",20,1.0900000000000001,1.0900000000000001,1.0900000000000001,1.0900000000000001,1.1200000000000001,1.1200000000000001,1.1200000000000001,1.1200000000000001,1.1200000000000001,1.1200000000000001,1.0900000000000001,1.0900000000000001,402.20803144905244,0,8437.6111024022848,0,0,0,1,0,null,null,12.111262387560236,null,6318.840538149987,1,null,null,7.4389999999999992,5.9600000000000009,6.2474711356919013,13.13,13.290000000000001,14.852837601175882,null,1017.0222194226953,152.96134835768896]
[250,"IluNgsd202",1,0.9068728176833003,7998.8549944002998,0,"gsd",20,1.0900000000000001,1.0900000000000001,1.0900000000000001,1.0900000000000001,1.1200000000000001,1.1200000000000001,1.1200000000000001,1.1200000000000001,1.1200000000000001,1.1200000000000001,1.0900000000000001,1.0900000000000001,402.20803144905244,0,8437.6111024022848,0,0,0,1,0,null,null,12.111262387560236,null,6318.840538149987,1,null,null,7.4389999999999992,5.9600000000000009,6.2474711356919013,13.13,13.290000000000001,14.852837601175882,null,1017.0222194226953,152.96134835768896]
[251,"ImeEgsd202",1,0.9068728176833003,7998.8549944002989,0,"gsd",20,1.0900000000000001,1.0900000000000001,1.0900000000000001,1.0900000000000001,1.1200000000000001,1.1200000000000001,1.1200000000000001,1.1200000000000001,1.1200000000000001,1.1200000000000001,1.0900000000000001,1.0900000000000001,402.20803144905238,0,7865.1466466090988,0,0,0,1,0,null,null,11.28955264679141,null,5746.3760823568009,1,null,null,7.4389999999999992,5.9600000000000009,6.2474711356919013,13.13,13.290000000000001,14.852837601175882,null,0,0]
[252,"ImeNgsd202",1,0.9068728176833003,7998.8549944002989,0,"gsd",20,1.0900000000000001,1.0900000000000001,1.0900000000000001,1.0900000000000001,1.1200000000000001,1.1200000000000001,1.1200000000000001,1.1200000000000001,1.1200000000000001,1.1200000000000001,1.0900000000000001,1.0900000000000001,402.20803144905238,0,7865.1466466090988,0,0,0,1,0,null,null,11.28955264679141,null,5746.3760823568009,1,null,null,7.4389999999999992,5.9600000000000009,6.2474711356919013,13.13,13.290000000000001,14.852837601175882,null,0,0]
[253,"ImiEgsd202",1,0.90687281768330041,7998.8549944002998,0,"gsd",20,1.0900000000000001,1.0900000000000001,1.0900000000000001,1.0900000000000001,1.1200000000000001,1.1200000000000001,1.1200000000000001,1.1200000000000001,1.1200000000000001,1.1200000000000001,1.0900000000000001,1.0900000000000001,402.20803144905244,0,4597.0435566565402,0,0,0,1,0,null,null,6.5985502348951464,null,2478.2729924042433,1,null,null,7.4389999999999992,5.9600000000000009,6.2474711356919013,13.13,13.290000000000001,14.852837601175882,null,0,0]
[254,"ImiNgsd202",1,0.90687281768330041,7998.8549944002998,0,"gsd",20,1.0900000000000001,1.0900000000000001,1.0900000000000001,1.0900000000000001,1.1200000000000001,1.1200000000000001,1.1200000000000001,1.1200000000000001,1.1200000000000001,1.1200000000000001,1.0900000000000001,1.0900000000000001,402.20803144905244,0,4597.0435566565402,0,0,0,1,0,null,null,6.5985502348951464,null,2478.2729924042433,1,null,null,7.4389999999999992,5.9600000000000009,6.2474711356919013,13.13,13.290000000000001,14.852837601175882,null,0,0]
[255,"IprEgsd202",1,0.9068728176833003,7998.8549944002998,0,"gsd",20,1.0900000000000001,1.0900000000000001,1.0900000000000001,1.0900000000000001,1.1200000000000001,1.1200000000000001,1.1200000000000001,1.1200000000000001,1.1200000000000001,1.1200000000000001,1.0900000000000001,1.0900000000000001,402.20803144905244,0,4021.5458803806459,0,0,0,1,0,null,null,5.7724866398541144,null,1902.7753161283488,1,null,null,7.4389999999999992,5.9600000000000009,6.2474711356919013,13.13,13.290000000000001,14.852837601175882,null,0,0]
[256,"IprNgsd202",1,0.9068728176833003,7998.8549944002998,0,"gsd",20,1.0900000000000001,1.0900000000000001,1.0900000000000001,1.0900000000000001,1.1200000000000001,1.1200000000000001,1.1200000000000001,1.1200000000000001,1.1200000000000001,1.1200000000000001,1.0900000000000001,1.0900000000000001,402.20803144905244,0,4021.5458803806459,0,0,0,1,0,null,null,5.7724866398541144,null,1902.7753161283488,1,null,null,7.4389999999999992,5.9600000000000009,6.2474711356919013,13.13,13.290000000000001,14.852837601175882,null,0,0]
[257,"IstEgsd202",1,0.90687281768330041,7998.8549944002998,0,"gsd",20,1.0900000000000001,1.0900000000000001,1.0900000000000001,1.0900000000000001,1.1200000000000001,1.1200000000000001,1.1200000000000001,1.1200000000000001,1.1200000000000001,1.1200000000000001,1.0900000000000001,1.0900000000000001,402.20803144905238,0,5258.9444917841083,0,0,0,1,0,null,null,7.5486362014810071,null,3140.1739275318114,1,null,null,7.4389999999999992,5.9600000000000009,6.2474711356919013,13.13,13.290000000000001,14.852837601175882,null,0,0]
[258,"IstNgsd202",1,0.90687281768330041,7998.8549944002998,0,"gsd",20,1.0900000000000001,1.0900000000000001,1.0900000000000001,1.0900000000000001,1.1200000000000001,1.1200000000000001,1.1200000000000001,1.1200000000000001,1.1200000000000001,1.1200000000000001,1.0900000000000001,1.0900000000000001,402.20803144905238,0,5258.9444917841083,0,0,0,1,0,null,null,7.5486362014810071,null,3140.1739275318114,1,null,null,7.4389999999999992,5.9600000000000009,6.2474711356919013,13.13,13.290000000000001,14.852837601175882,null,0,0]
[259,"IteEgsd202",1,0.90687281768330041,7998.8549944002998,0,"gsd",20,1.0900000000000001,1.0900000000000001,1.0900000000000001,1.0900000000000001,1.1200000000000001,1.1200000000000001,1.1200000000000001,1.1200000000000001,1.1200000000000001,1.1200000000000001,1.0900000000000001,1.0900000000000001,402.20803144905238,0,3453.736737098739,0,0,0,1,0,null,null,4.9574590879934899,null,1334.9661728464414,1,null,null,7.4389999999999992,5.9600000000000009,6.2474711356919013,13.13,13.290000000000001,14.852837601175882,null,0,0]
[260,"IteNgsd202",1,0.90687281768330041,7998.8549944002998,0,"gsd",20,1.0900000000000001,1.0900000000000001,1.0900000000000001,1.0900000000000001,1.1200000000000001,1.1200000000000001,1.1200000000000001,1.1200000000000001,1.1200000000000001,1.1200000000000001,1.0900000000000001,1.0900000000000001,402.20803144905238,0,3453.736737098739,0,0,0,1,0,null,null,4.9574590879934899,null,1334.9661728464414,1,null,null,7.4389999999999992,5.9600000000000009,6.2474711356919013,13.13,13.290000000000001,14.852837601175882,null,0,0]
[261,"ItrEgsd202",1,0.9068728176833003,7998.8549944002998,0,"gsd",20,1.0900000000000001,1.0900000000000001,1.0900000000000001,1.0900000000000001,1.1200000000000001,1.1200000000000001,1.1200000000000001,1.1200000000000001,1.1200000000000001,1.1200000000000001,1.0900000000000001,1.0900000000000001,402.20803144905238,0,3189.3361725738082,0,0,0,1,0,null,null,4.5779411683457383,null,1070.5656083215106,1,null,null,7.4389999999999992,5.9600000000000009,6.2474711356919013,13.13,13.290000000000001,14.852837601175882,null,0,0]
[262,"ItrNgsd202",1,0.9068728176833003,7998.8549944002998,0,"gsd",20,1.0900000000000001,1.0900000000000001,1.0900000000000001,1.0900000000000001,1.1200000000000001,1.1200000000000001,1.1200000000000001,1.1200000000000001,1.1200000000000001,1.1200000000000001,1.0900000000000001,1.0900000000000001,402.20803144905238,0,3189.3361725738082,0,0,0,1,0,null,null,4.5779411683457383,null,1070.5656083215106,1,null,null,7.4389999999999992,5.9600000000000009,6.2474711356919013,13.13,13.290000000000001,14.852837601175882,null,0,0]
[263,"IwaEgsd202",1,0.90687281768330041,7998.8549944003007,0,"gsd",20,1.0900000000000001,1.0900000000000001,1.0900000000000001,1.0900000000000001,1.1200000000000001,1.1200000000000001,1.1200000000000001,1.1200000000000001,1.1200000000000001,1.1200000000000001,1.0900000000000001,1.0900000000000001,402.2080314490525,0,357.98670648326555,0,0,0,1,0,null,null,0.51385052959396582,null,-1760.783857769032,0,null,null,7.4389999999999992,5.9600000000000009,6.2474711356919013,13.13,13.290000000000001,14.852837601175882,null,0,0]
[264,"IwaNgsd202",1,0.90687281768330041,7998.8549944003007,0,"gsd",20,1.0900000000000001,1.0900000000000001,1.0900000000000001,1.0900000000000001,1.1200000000000001,1.1200000000000001,1.1200000000000001,1.1200000000000001,1.1200000000000001,1.1200000000000001,1.0900000000000001,1.0900000000000001,402.2080314490525,0,357.98670648326555,0,0,0,1,0,null,null,0.51385052959396582,null,-1760.783857769032,0,null,null,7.4389999999999992,5.9600000000000009,6.2474711356919013,13.13,13.290000000000001,14.852837601175882,null,0,0]
[265,"IagEgsd203",1,0.90687281768330041,7998.8549944003007,0,"gsd",15,1.0900000000000001,1.0900000000000001,1.0900000000000001,1.0900000000000001,1.1200000000000001,1.1200000000000001,1.1200000000000001,1.1200000000000001,1.1200000000000001,1.1200000000000001,1.0900000000000001,1.0900000000000001,479.93129966401807,0,28918.852290208673,0,0,0,1,0,null,null,41.50983065978189,null,26800.081725956377,1,null,null,7.4389999999999992,5.9600000000000009,6.2474711356919013,13.13,13.290000000000001,14.852837601175882,null,230271.92584628367,30231.691329949314]
[266,"IagNgsd203",1,0.90687281768330041,7998.8549944003007,0,"gsd",15,1.0900000000000001,1.0900000000000001,1.0900000000000001,1.0900000000000001,1.1200000000000001,1.1200000000000001,1.1200000000000001,1.1200000000000001,1.1200000000000001,1.1200000000000001,1.0900000000000001,1.0900000000000001,479.93129966401807,0,28918.852290208673,0,0,0,1,0,null,null,41.50983065978189,null,26800.081725956377,1,null,null,7.4389999999999992,5.9600000000000009,6.2474711356919013,13.13,13.290000000000001,14.852837601175882,null,230271.92584628367,30231.691329949314]
[267,"IchEgsd203",1,0.90687281768330041,7998.8549944003007,0,"gsd",15,1.0900000000000001,1.0900000000000001,1.0900000000000001,1.0900000000000001,1.1200000000000001,1.1200000000000001,1.1200000000000001,1.1200000000000001,1.1200000000000001,1.1200000000000001,1.0900000000000001,1.0900000000000001,479.93129966401807,0,43811.382150941543,0,0,0,1,0,null,null,62.886418721130084,null,41692.611586689251,1,null,null,7.4389999999999992,5.9600000000000009,6.2474711356919013,13.13,13.290000000000001,14.852837601175882,null,386623.69752275094,50758.633478203177]
[268,"IchNgsd203",1,0.90687281768330041,7998.8549944003007,0,"gsd",15,1.0900000000000001,1.0900000000000001,1.0900000000000001,1.0900000000000001,1.1200000000000001,1.1200000000000001,1.1200000000000001,1.1200000000000001,1.1200000000000001,1.1200000000000001,1.0900000000000001,1.0900000000000001,479.93129966401807,0,43811.382150941543,0,0,0,1,0,null,null,62.886418721130084,null,41692.611586689251,1,null,null,7.4389999999999992,5.9600000000000009,6.2474711356919013,13.13,13.290000000000001,14.852837601175882,null,386623.69752275094,50758.633478203177]
[269,"IcoEgsd203",1,0.90687281768330041,7998.8549944003007,0,"gsd",15,1.0900000000000001,1.0900000000000001,1.0900000000000001,1.0900000000000001,1.1200000000000001,1.1200000000000001,1.1200000000000001,1.1200000000000001,1.1200000000000001,1.1200000000000001,1.0900000000000001,1.0900000000000001,479.93129966401807,0,11426.515713510531,0,0,0,1,0,null,null,16.401506101946911,null,9307.7451492582331,1,null,null,7.4389999999999992,5.9600000000000009,6.2474711356919013,13.13,13.290000000000001,14.852837601175882,null,46625.662583411089,6121.3395167285871]
[270,"IcoNgsd203",1,0.90687281768330041,7998.8549944003007,0,"gsd",15,1.0900000000000001,1.0900000000000001,1.0900000000000001,1.0900000000000001,1.1200000000000001,1.1200000000000001,1.1200000000000001,1.1200000000000001,1.1200000000000001,1.1200000000000001,1.0900000000000001,1.0900000000000001,479.93129966401807,0,11426.515713510531,0,0,0,1,0,null,null,16.401506101946911,null,9307.7451492582331,1,null,null,7.4389999999999992,5.9600000000000009,6.2474711356919013,13.13,13.290000000000001,14.852837601175882,null,46625.662583411089,6121.3395167285871]
[271,"IelEgsd203",1,0.90687281768330041,7998.8549944003007,0,"gsd",15,1.0900000000000001,1.0900000000000001,1.0900000000000001,1.0900000000000001,1.1200000000000001,1.1200000000000001,1.1200000000000001,1.1200000000000001,1.1200000000000001,1.1200000000000001,1.0900000000000001,1.0900000000000001,479.93129966401807,0,30633.500819811885,0,0,0,1,0,null,null,43.971019969461778,null,28514.730255559589,1,null,null,7.4389999999999992,5.9600000000000009,6.2474711356919013,13.13,13.290000000000001,14.852837601175882,null,248273.45402876864,32595.056475223497]
[272,"IelNgsd203",1,0.90687281768330041,7998.8549944003007,0,"gsd",15,1.0900000000000001,1.0900000000000001,1.0900000000000001,1.0900000000000001,1.1200000000000001,1.1200000000000001,1.1200000000000001,1.1200000000000001,1.1200000000000001,1.1200000000000001,1.0900000000000001,1.0900000000000001,479.93129966401807,0,30633.500819811885,0,0,0,1,0,null,null,43.971019969461778,null,28514.730255559589,1,null,null,7.4389999999999992,5.9600000000000009,6.2474711356919013,13.13,13.290000000000001,14.852837601175882,null,248273.45402876864,32595.056475223497]
[273,"IluEgsd203",1,0.90687281768330041,7998.8549944003007,0,"gsd",15,1.0900000000000001,1.0900000000000001,1.0900000000000001,1.0900000000000001,1.1200000000000001,1.1200000000000001,1.1200000000000001,1.1200000000000001,1.1200000000000001,1.1200000000000001,1.0900000000000001,1.0900000000000001,479.93129966401807,0,60443.828214750945,0,0,0,1,0,null,null,86.760465057348028,null,58325.057650498653,1,null,null,7.4389999999999992,5.9600000000000009,6.2474711356919013,13.13,13.290000000000001,14.852837601175882,null,561242.25284196995,73683.765343458319]
[274,"IluNgsd203",1,0.90687281768330041,7998.8549944003007,0,"gsd",15,1.0900000000000001,1.0900000000000001,1.0900000000000001,1.0900000000000001,1.1200000000000001,1.1200000000000001,1.1200000000000001,1.1200000000000001,1.1200000000000001,1.1200000000000001,1.0900000000000001,1.0900000000000001,479.93129966401807,0,60443.828214750945,0,0,0,1,0,null,null,86.760465057348028,null,58325.057650498653,1,null,null,7.4389999999999992,5.9600000000000009,6.2474711356919013,13.13,13.290000000000001,14.852837601175882,null,561242.25284196995,73683.765343458319]
[275,"ImeEgsd203",1,0.90687281768330041,7998.8549944003007,0,"gsd",15,1.0900000000000001,1.0900000000000001,1.0900000000000001,1.0900000000000001,1.1200000000000001,1.1200000000000001,1.1200000000000001,1.1200000000000001,1.1200000000000001,1.1200000000000001,1.0900000000000001,1.0900000000000001,479.93129966401807,0,21796.132022520072,0,0,0,1,0,null,null,31.285949394312187,null,19677.361458267776,1,null,null,7.4389999999999992,5.9600000000000009,6.2474711356919013,13.13,13.290000000000001,14.852837601175882,null,155492.85189163359,20414.17721732776]
[276,"ImeNgsd203",1,0.90687281768330041,7998.8549944003007,0,"gsd",15,1.0900000000000001,1.0900000000000001,1.0900000000000001,1.0900000000000001,1.1200000000000001,1.1200000000000001,1.1200000000000001,1.1200000000000001,1.1200000000000001,1.1200000000000001,1.0900000000000001,1.0900000000000001,479.93129966401807,0,21796.132022520072,0,0,0,1,0,null,null,31.285949394312187,null,19677.361458267776,1,null,null,7.4389999999999992,5.9600000000000009,6.2474711356919013,13.13,13.290000000000001,14.852837601175882,null,155492.85189163359,20414.17721732776]
[277,"ImiEgsd203",1,0.90687281768330041,7998.8549944003007,0,"gsd",15,1.0900000000000001,1.0900000000000001,1.0900000000000001,1.0900000000000001,1.1200000000000001,1.1200000000000001,1.1200000000000001,1.1200000000000001,1.1200000000000001,1.1200000000000001,1.0900000000000001,1.0900000000000001,479.93129966401807,0,11426.515713510531,0,0,0,1,0,null,null,16.401506101946911,null,9307.7451492582331,1,null,null,7.4389999999999992,5.9600000000000009,6.2474711356919013,13.13,13.290000000000001,14.852837601175882,null,46625.662583411089,6121.3395167285871]
[278,"ImiNgsd203",1,0.90687281768330041,7998.8549944003007,0,"gsd",15,1.0900000000000001,1.0900000000000001,1.0900000000000001,1.0900000000000001,1.1200000000000001,1.1200000000000001,1.1200000000000001,1.1200000000000001,1.1200000000000001,1.1200000000000001,1.0900000000000001,1.0900000000000001,479.93129966401807,0,11426.515713510531,0,0,0,1,0,null,null,16.401506101946911,null,9307.7451492582331,1,null,null,7.4389999999999992,5.9600000000000009,6.2474711356919013,13.13,13.290000000000001,14.852837601175882,null,46625.662583411089,6121.3395167285871]
[279,"IprEgsd203",1,0.90687281768330041,7998.8549944003007,0,"gsd",15,1.0900000000000001,1.0900000000000001,1.0900000000000001,1.0900000000000001,1.1200000000000001,1.1200000000000001,1.1200000000000001,1.1200000000000001,1.1200000000000001,1.1200000000000001,1.0900000000000001,1.0900000000000001,479.93129966401807,0,79945.339639975631,0,0,0,1,0,null,null,114.75273905035708,null,77826.569075723339,1,null,null,7.4389999999999992,5.9600000000000009,6.2474711356919013,13.13,13.290000000000001,14.852837601175882,null,765982.14867712825,100563.43515586232]
[280,"IprNgsd203",1,0.90687281768330041,7998.8549944003007,0,"gsd",15,1.0900000000000001,1.0900000000000001,1.0900000000000001,1.0900000000000001,1.1200000000000001,1.1200000000000001,1.1200000000000001,1.1200000000000001,1.1200000000000001,1.1200000000000001,1.0900000000000001,1.0900000000000001,479.93129966401807,0,79945.339639975631,0,0,0,1,0,null,null,114.75273905035708,null,77826.569075723339,1,null,null,7.4389999999999992,5.9600000000000009,6.2474711356919013,13.13,13.290000000000001,14.852837601175882,null,765982.14867712825,100563.43515586232]
[281,"IstEgsd203",1,0.90687281768330041,7998.8549944003007,0,"gsd",15,1.0900000000000001,1.0900000000000001,1.0900000000000001,1.0900000000000001,1.1200000000000001,1.1200000000000001,1.1200000000000001,1.1200000000000001,1.1200000000000001,1.1200000000000001,1.0900000000000001,1.0900000000000001,479.93129966401807,0,19661.80322882102,0,0,0,1,0,null,null,28.222355240932146,null,17543.032664568724,1,null,null,7.4389999999999992,5.9600000000000009,6.2474711356919013,13.13,13.290000000000001,14.852837601175882,null,133085.22464175173,17472.34890731833]
[282,"IstNgsd203",1,0.90687281768330041,7998.8549944003007,0,"gsd",15,1.0900000000000001,1.0900000000000001,1.0900000000000001,1.0900000000000001,1.1200000000000001,1.1200000000000001,1.1200000000000001,1.1200000000000001,1.1200000000000001,1.1200000000000001,1.0900000000000001,1.0900000000000001,479.93129966401807,0,19661.80322882102,0,0,0,1,0,null,null,28.222355240932146,null,17543.032664568724,1,null,null,7.4389999999999992,5.9600000000000009,6.2474711356919013,13.13,13.290000000000001,14.852837601175882,null,133085.22464175173,17472.34890731833]
[283,"IteEgsd203",1,0.90687281768330041,7998.8549944003007,0,"gsd",15,1.0900000000000001,1.0900000000000001,1.0900000000000001,1.0900000000000001,1.1200000000000001,1.1200000000000001,1.1200000000000001,1.1200000000000001,1.1200000000000001,1.1200000000000001,1.0900000000000001,1.0900000000000001,479.93129966401807,0,23004.63746786095,0,0,0,1,0,null,null,33.020625995032916,null,20885.866903608654,1,null,null,7.4389999999999992,5.9600000000000009,6.2474711356919013,13.13,13.290000000000001,14.852837601175882,null,168180.53564721532,22079.904107746908]
[284,"IteNgsd203",1,0.90687281768330041,7998.8549944003007,0,"gsd",15,1.0900000000000001,1.0900000000000001,1.0900000000000001,1.0900000000000001,1.1200000000000001,1.1200000000000001,1.1200000000000001,1.1200000000000001,1.1200000000000001,1.1200000000000001,1.0900000000000001,1.0900000000000001,479.93129966401807,0,23004.63746786095,0,0,0,1,0,null,null,33.020625995032916,null,20885.866903608654,1,null,null,7.4389999999999992,5.9600000000000009,6.2474711356919013,13.13,13.290000000000001,14.852837601175882,null,168180.53564721532,22079.904107746908]
[285,"ItrEgsd203",1,0.90687281768330041,7998.8549944003007,0,"gsd",15,1.0900000000000001,1.0900000000000001,1.0900000000000001,1.0900000000000001,1.1200000000000001,1.1200000000000001,1.1200000000000001,1.1200000000000001,1.1200000000000001,1.1200000000000001,1.0900000000000001,1.0900000000000001,479.93129966401807,0,69724.565720019818,0,0,0,1,0,null,null,100.08194263106324,null,67605.795155767526,1,null,null,7.4389999999999992,5.9600000000000009,6.2474711356919013,13.13,13.290000000000001,14.852837601175882,null,658677.62078789494,86475.754456050272]
[286,"ItrNgsd203",1,0.90687281768330041,7998.8549944003007,0,"gsd",15,1.0900000000000001,1.0900000000000001,1.0900000000000001,1.0900000000000001,1.1200000000000001,1.1200000000000001,1.1200000000000001,1.1200000000000001,1.1200000000000001,1.1200000000000001,1.0900000000000001,1.0900000000000001,479.93129966401807,0,69724.565720019818,0,0,0,1,0,null,null,100.08194263106324,null,67605.795155767526,1,null,null,7.4389999999999992,5.9600000000000009,6.2474711356919013,13.13,13.290000000000001,14.852837601175882,null,658677.62078789494,86475.754456050272]
[287,"IwaEgsd203",1,0.90687281768330041,7998.8549944003007,0,"gsd",15,1.0900000000000001,1.0900000000000001,1.0900000000000001,1.0900000000000001,1.1200000000000001,1.1200000000000001,1.1200000000000001,1.1200000000000001,1.1200000000000001,1.1200000000000001,1.0900000000000001,1.0900000000000001,479.93129966401807,0,11426.515713510531,0,0,0,1,0,null,null,16.401506101946911,null,9307.7451492582331,1,null,null,7.4389999999999992,5.9600000000000009,6.2474711356919013,13.13,13.290000000000001,14.852837601175882,null,46625.662583411089,6121.3395167285871]
[288,"IwaNgsd203",1,0.90687281768330041,7998.8549944003007,0,"gsd",15,1.0900000000000001,1.0900000000000001,1.0900000000000001,1.0900000000000001,1.1200000000000001,1.1200000000000001,1.1200000000000001,1.1200000000000001,1.1200000000000001,1.1200000000000001,1.0900000000000001,1.0900000000000001,479.93129966401807,0,11426.515713510531,0,0,0,1,0,null,null,16.401506101946911,null,9307.7451492582331,1,null,null,7.4389999999999992,5.9600000000000009,6.2474711356919013,13.13,13.290000000000001,14.852837601175882,null,46625.662583411089,6121.3395167285871]
[289,"IagEgsd204",1,0.90687281768330053,7998.8549944003007,0,"gsd",30,1.0900000000000001,1.0900000000000001,1.0900000000000001,1.0900000000000001,1.1200000000000001,1.1200000000000001,1.1200000000000001,1.1200000000000001,1.1200000000000001,1.1200000000000001,1.0900000000000001,1.0900000000000001,479.93129966401807,0,47793.14363878483,0,0,0,1,0,null,null,68.601799242782988,null,45674.373074532537,1,null,null,7.4389999999999992,5.9600000000000009,6.2474711356919013,13.13,13.290000000000001,14.852837601175882,null,272577.4981488242,46918.268423120011]
[290,"IagNgsd204",1,0.90687281768330053,7998.8549944003007,0,"gsd",30,1.0900000000000001,1.0900000000000001,1.0900000000000001,1.0900000000000001,1.1200000000000001,1.1200000000000001,1.1200000000000001,1.1200000000000001,1.1200000000000001,1.1200000000000001,1.0900000000000001,1.0900000000000001,479.93129966401807,0,47793.14363878483,0,0,0,1,0,null,null,68.601799242782988,null,45674.373074532537,1,null,null,7.4389999999999992,5.9600000000000009,6.2474711356919013,13.13,13.290000000000001,14.852837601175882,null,272577.4981488242,46918.268423120011]
[291,"IchEgsd204",1,0.9068728176833003,7998.8549944002998,0,"gsd",30,1.0900000000000001,1.0900000000000001,1.0900000000000001,1.0900000000000001,1.1200000000000001,1.1200000000000001,1.1200000000000001,1.1200000000000001,1.1200000000000001,1.1200000000000001,1.0900000000000001,1.0900000000000001,479.93129966401801,0,47793.164498565791,0,0,0,1,0,null,null,68.601829184703462,null,45674.393934313499,1,null,null,7.4389999999999992,5.9600000000000009,6.2474711356919013,13.13,13.290000000000001,14.852837601175882,null,272577.63951121905,46918.292755571631]
[292,"IchNgsd204",1,0.9068728176833003,7998.8549944002998,0,"gsd",30,1.0900000000000001,1.0900000000000001,1.0900000000000001,1.0900000000000001,1.1200000000000001,1.1200000000000001,1.1200000000000001,1.1200000000000001,1.1200000000000001,1.1200000000000001,1.0900000000000001,1.0900000000000001,479.93129966401801,0,47793.164498565791,0,0,0,1,0,null,null,68.601829184703462,null,45674.393934313499,1,null,null,7.4389999999999992,5.9600000000000009,6.2474711356919013,13.13,13.290000000000001,14.852837601175882,null,272577.63951121905,46918.292755571631]
[293,"IcoEgsd204",1,0.9068728176833003,7998.8549944002998,0,"gsd",30,1.0900000000000001,1.0900000000000001,1.0900000000000001,1.0900000000000001,1.1200000000000001,1.1200000000000001,1.1200000000000001,1.1200000000000001,1.1200000000000001,1.1200000000000001,1.0900000000000001,1.0900000000000001,479.93129966401801,0,47793.179806716958,0,0,0,1,0,null,null,68.601851157870186,null,45674.409242464666,1,null,null,7.4389999999999992,5.9600000000000009,6.2474711356919013,13.13,13.290000000000001,14.852837601175882,null,272577.75260113511,46918.312221532964]
[294,"IcoNgsd204",1,0.9068728176833003,7998.8549944002998,0,"gsd",30,1.0900000000000001,1.0900000000000001,1.0900000000000001,1.0900000000000001,1.1200000000000001,1.1200000000000001,1.1200000000000001,1.1200000000000001,1.1200000000000001,1.1200000000000001,1.0900000000000001,1.0900000000000001,479.93129966401801,0,47793.179806716958,0,0,0,1,0,null,null,68.601851157870186,null,45674.409242464666,1,null,null,7.4389999999999992,5.9600000000000009,6.2474711356919013,13.13,13.290000000000001,14.852837601175882,null,272577.75260113511,46918.312221532964]
[295,"IelEgsd204",1,0.90687281768330041,7998.8549944002998,0,"gsd",30,1.0900000000000001,1.0900000000000001,1.0900000000000001,1.0900000000000001,1.1200000000000001,1.1200000000000001,1.1200000000000001,1.1200000000000001,1.1200000000000001,1.1200000000000001,1.0900000000000001,1.0900000000000001,479.93129966401801,0,47793.147469996387,0,0,0,1,0,null,null,68.601804742065653,null,45674.376905744095,1,null,null,7.4389999999999992,5.9600000000000009,6.2474711356919013,13.13,13.290000000000001,14.852837601175882,null,272577.5264213031,46918.273289610326]
[296,"IelNgsd204",1,0.90687281768330041,7998.8549944002998,0,"gsd",30,1.0900000000000001,1.0900000000000001,1.0900000000000001,1.0900000000000001,1.1200000000000001,1.1200000000000001,1.1200000000000001,1.1200000000000001,1.1200000000000001,1.1200000000000001,1.0900000000000001,1.0900000000000001,479.93129966401801,0,47793.147469996387,0,0,0,1,0,null,null,68.601804742065653,null,45674.376905744095,1,null,null,7.4389999999999992,5.9600000000000009,6.2474711356919013,13.13,13.290000000000001,14.852837601175882,null,272577.5264213031,46918.273289610326]
[297,"IluEgsd204",1,0.90687281768330019,7998.8549944002989,0,"gsd",30,1.0900000000000001,1.0900000000000001,1.0900000000000001,1.0900000000000001,1.1200000000000001,1.1200000000000001,1.1200000000000001,1.1200000000000001,1.1200000000000001,1.1200000000000001,1.0900000000000001,1.0900000000000001,479.93129966401796,0,47793.15544810643,0,0,0,1,0,null,null,68.601816193764833,null,45674.384883854138,1,null,null,7.4389999999999992,5.9600000000000009,6.2474711356919013,13.13,13.290000000000001,14.852837601175882,null,272577.58296626114,46918.283022590993]
[298,"IluNgsd204",1,0.90687281768330019,7998.8549944002989,0,"gsd",30,1.0900000000000001,1.0900000000000001,1.0900000000000001,1.0900000000000001,1.1200000000000001,1.1200000000000001,1.1200000000000001,1.1200000000000001,1.1200000000000001,1.1200000000000001,1.0900000000000001,1.0900000000000001,479.93129966401796,0,47793.15544810643,0,0,0,1,0,null,null,68.601816193764833,null,45674.384883854138,1,null,null,7.4389999999999992,5.9600000000000009,6.2474711356919013,13.13,13.290000000000001,14.852837601175882,null,272577.58296626114,46918.283022590993]
[299,"ImeEgsd204",1,0.90687281768330041,7998.8549944002998,0,"gsd",30,1.0900000000000001,1.0900000000000001,1.0900000000000001,1.0900000000000001,1.1200000000000001,1.1200000000000001,1.1200000000000001,1.1200000000000001,1.1200000000000001,1.1200000000000001,1.0900000000000001,1.0900000000000001,479.93129966401801,0,47793.151377306975,0,0,0,1,0,null,null,68.601810350580109,null,45674.380813054682,1,null,null,7.4389999999999992,5.9600000000000009,6.2474711356919013,13.13,13.290000000000001,14.852837601175882,null,272577.55469378218,46918.27815610067]
[300,"ImeNgsd204",1,0.90687281768330041,7998.8549944002998,0,"gsd",30,1.0900000000000001,1.0900000000000001,1.0900000000000001,1.0900000000000001,1.1200000000000001,1.1200000000000001,1.1200000000000001,1.1200000000000001,1.1200000000000001,1.1200000000000001,1.0900000000000001,1.0900000000000001,479.93129966401801,0,47793.151377306975,0,0,0,1,0,null,null,68.601810350580109,null,45674.380813054682,1,null,null,7.4389999999999992,5.9600000000000009,6.2474711356919013,13.13,13.290000000000001,14.852837601175882,null,272577.55469378218,46918.27815610067]
[301,"ImiEgsd204",1,0.9068728176833003,7998.8549944002998,0,"gsd",30,1.0900000000000001,1.0900000000000001,1.0900000000000001,1.0900000000000001,1.1200000000000001,1.1200000000000001,1.1200000000000001,1.1200000000000001,1.1200000000000001,1.1200000000000001,1.0900000000000001,1.0900000000000001,479.93129966401801,0,47793.179806716958,0,0,0,1,0,null,null,68.601851157870186,null,45674.409242464666,1,null,null,7.4389999999999992,5.9600000000000009,6.2474711356919013,13.13,13.290000000000001,14.852837601175882,null,272577.75260113511,46918.312221532964]
[302,"ImiNgsd204",1,0.9068728176833003,7998.8549944002998,0,"gsd",30,1.0900000000000001,1.0900000000000001,1.0900000000000001,1.0900000000000001,1.1200000000000001,1.1200000000000001,1.1200000000000001,1.1200000000000001,1.1200000000000001,1.1200000000000001,1.0900000000000001,1.0900000000000001,479.93129966401801,0,47793.179806716958,0,0,0,1,0,null,null,68.601851157870186,null,45674.409242464666,1,null,null,7.4389999999999992,5.9600000000000009,6.2474711356919013,13.13,13.290000000000001,14.852837601175882,null,272577.75260113511,46918.312221532964]
[303,"IprEgsd204",1,0.90687281768330041,7998.8549944002998,0,"gsd",30,1.0900000000000001,1.0900000000000001,1.0900000000000001,1.0900000000000001,1.1200000000000001,1.1200000000000001,1.1200000000000001,1.1200000000000001,1.1200000000000001,1.1200000000000001,1.0900000000000001,1.0900000000000001,479.93129966401807,0,47793.157853964018,0,0,0,1,0,null,null,68.601819647108698,null,45674.387289711725,1,null,null,7.4389999999999992,5.9600000000000009,6.2474711356919013,13.13,13.290000000000001,14.852837601175882,null,272577.58296626114,46918.283022590993]
[304,"IprNgsd204",1,0.90687281768330041,7998.8549944002998,0,"gsd",30,1.0900000000000001,1.0900000000000001,1.0900000000000001,1.0900000000000001,1.1200000000000001,1.1200000000000001,1.1200000000000001,1.1200000000000001,1.1200000000000001,1.1200000000000001,1.0900000000000001,1.0900000000000001,479.93129966401807,0,47793.157853964018,0,0,0,1,0,null,null,68.601819647108698,null,45674.387289711725,1,null,null,7.4389999999999992,5.9600000000000009,6.2474711356919013,13.13,13.290000000000001,14.852837601175882,null,272577.58296626114,46918.283022590993]
[305,"IstEgsd204",1,0.90687281768330041,7998.8549944002998,0,"gsd",30,1.0900000000000001,1.0900000000000001,1.0900000000000001,1.0900000000000001,1.1200000000000001,1.1200000000000001,1.1200000000000001,1.1200000000000001,1.1200000000000001,1.1200000000000001,1.0900000000000001,1.0900000000000001,479.93129966401807,0,47793.156092368205,0,0,0,1,0,null,null,68.601817118531727,null,45674.385528115912,1,null,null,7.4389999999999992,5.9600000000000009,6.2474711356919013,13.13,13.290000000000001,14.852837601175882,null,272577.58296626114,46918.283022590993]
[306,"IstNgsd204",1,0.90687281768330041,7998.8549944002998,0,"gsd",30,1.0900000000000001,1.0900000000000001,1.0900000000000001,1.0900000000000001,1.1200000000000001,1.1200000000000001,1.1200000000000001,1.1200000000000001,1.1200000000000001,1.1200000000000001,1.0900000000000001,1.0900000000000001,479.93129966401807,0,47793.156092368205,0,0,0,1,0,null,null,68.601817118531727,null,45674.385528115912,1,null,null,7.4389999999999992,5.9600000000000009,6.2474711356919013,13.13,13.290000000000001,14.852837601175882,null,272577.58296626114,46918.283022590993]
[307,"IteEgsd204",1,0.9068728176833003,7998.8549944002998,0,"gsd",30,1.0900000000000001,1.0900000000000001,1.0900000000000001,1.0900000000000001,1.1200000000000001,1.1200000000000001,1.1200000000000001,1.1200000000000001,1.1200000000000001,1.1200000000000001,1.0900000000000001,1.0900000000000001,479.93129966401801,0,47793.164714786973,0,0,0,1,0,null,null,68.601829495065189,null,45674.394150534681,1,null,null,7.4389999999999992,5.9600000000000009,6.2474711356919013,13.13,13.290000000000001,14.852837601175882,null,272577.63951121905,46918.292755571631]
[308,"IteNgsd204",1,0.9068728176833003,7998.8549944002998,0,"gsd",30,1.0900000000000001,1.0900000000000001,1.0900000000000001,1.0900000000000001,1.1200000000000001,1.1200000000000001,1.1200000000000001,1.1200000000000001,1.1200000000000001,1.1200000000000001,1.0900000000000001,1.0900000000000001,479.93129966401801,0,47793.164714786973,0,0,0,1,0,null,null,68.601829495065189,null,45674.394150534681,1,null,null,7.4389999999999992,5.9600000000000009,6.2474711356919013,13.13,13.290000000000001,14.852837601175882,null,272577.63951121905,46918.292755571631]
[309,"ItrEgsd204",1,0.90687281768330019,7998.8549944002989,0,"gsd",30,1.0900000000000001,1.0900000000000001,1.0900000000000001,1.0900000000000001,1.1200000000000001,1.1200000000000001,1.1200000000000001,1.1200000000000001,1.1200000000000001,1.1200000000000001,1.0900000000000001,1.0900000000000001,479.93129966401796,0,47793.161880366933,0,0,0,1,0,null,null,68.601825426567075,null,45674.391316114641,1,null,null,7.4389999999999992,5.9600000000000009,6.2474711356919013,13.13,13.290000000000001,14.852837601175882,null,272577.61123874015,46918.287889081323]
[310,"ItrNgsd204",1,0.90687281768330019,7998.8549944002989,0,"gsd",30,1.0900000000000001,1.0900000000000001,1.0900000000000001,1.0900000000000001,1.1200000000000001,1.1200000000000001,1.1200000000000001,1.1200000000000001,1.1200000000000001,1.1200000000000001,1.0900000000000001,1.0900000000000001,479.93129966401796,0,47793.161880366933,0,0,0,1,0,null,null,68.601825426567075,null,45674.391316114641,1,null,null,7.4389999999999992,5.9600000000000009,6.2474711356919013,13.13,13.290000000000001,14.852837601175882,null,272577.61123874015,46918.287889081323]
[311,"IwaEgsd204",1,0.9068728176833003,7998.8549944002998,0,"gsd",30,1.0900000000000001,1.0900000000000001,1.0900000000000001,1.0900000000000001,1.1200000000000001,1.1200000000000001,1.1200000000000001,1.1200000000000001,1.1200000000000001,1.1200000000000001,1.0900000000000001,1.0900000000000001,479.93129966401801,0,47793.179806716136,0,0,0,1,0,null,null,68.601851157869007,null,45674.409242463844,1,null,null,7.4389999999999992,5.9600000000000009,6.2474711356919013,13.13,13.290000000000001,14.852837601175882,null,272577.75260113511,46918.312221532964]
[312,"IwaNgsd204",1,0.9068728176833003,7998.8549944002998,0,"gsd",30,1.0900000000000001,1.0900000000000001,1.0900000000000001,1.0900000000000001,1.1200000000000001,1.1200000000000001,1.1200000000000001,1.1200000000000001,1.1200000000000001,1.1200000000000001,1.0900000000000001,1.0900000000000001,479.93129966401801,0,47793.179806716136,0,0,0,1,0,null,null,68.601851157869007,null,45674.409242463844,1,null,null,7.4389999999999992,5.9600000000000009,6.2474711356919013,13.13,13.290000000000001,14.852837601175882,null,272577.75260113511,46918.312221532964]
[313,"IagEgsd205",1,0.90687281768330041,7998.8549944002998,0,"gsd",10,1.0900000000000001,1.0900000000000001,1.0900000000000001,1.0900000000000001,1.1200000000000001,1.1200000000000001,1.1200000000000001,1.1200000000000001,1.1200000000000001,1.1200000000000001,1.0900000000000001,1.0900000000000001,479.93129966401807,0,271422.77023074258,0,0,0,1,0,null,null,389.59752331878303,null,269303.9996664903,1,null,null,7.4389999999999992,5.9600000000000009,6.2474711356919013,13.13,13.290000000000001,14.852837601175882,null,3724212.0944171585,383881.42236346606]
[314,"IagNgsd205",1,0.90687281768330041,7998.8549944002998,0,"gsd",10,1.0900000000000001,1.0900000000000001,1.0900000000000001,1.0900000000000001,1.1200000000000001,1.1200000000000001,1.1200000000000001,1.1200000000000001,1.1200000000000001,1.1200000000000001,1.0900000000000001,1.0900000000000001,479.93129966401807,0,271422.77023074258,0,0,0,1,0,null,null,389.59752331878303,null,269303.9996664903,1,null,null,7.4389999999999992,5.9600000000000009,6.2474711356919013,13.13,13.290000000000001,14.852837601175882,null,3724212.0944171585,383881.42236346606]
[315,"IchEgsd205",1,0.90687281768330041,7998.8549944002998,0,"gsd",10,1.0900000000000001,1.0900000000000001,1.0900000000000001,1.0900000000000001,1.1200000000000001,1.1200000000000001,1.1200000000000001,1.1200000000000001,1.1200000000000001,1.1200000000000001,1.0900000000000001,1.0900000000000001,479.93129966401807,0,411199.16184105538,0,0,0,1,0,null,null,590.23115454846754,null,409080.3912768031,1,null,null,7.4389999999999992,5.9600000000000009,6.2474711356919013,13.13,13.290000000000001,14.852837601175882,null,5679861.2163877236,585464.29346560582]
[316,"IchNgsd205",1,0.90687281768330041,7998.8549944002998,0,"gsd",10,1.0900000000000001,1.0900000000000001,1.0900000000000001,1.0900000000000001,1.1200000000000001,1.1200000000000001,1.1200000000000001,1.1200000000000001,1.1200000000000001,1.1200000000000001,1.0900000000000001,1.0900000000000001,479.93129966401807,0,411199.16184105538,0,0,0,1,0,null,null,590.23115454846754,null,409080.3912768031,1,null,null,7.4389999999999992,5.9600000000000009,6.2474711356919013,13.13,13.290000000000001,14.852837601175882,null,5679861.2163877236,585464.29346560582]
[317,"IcoEgsd205",1,0.9068728176833003,7998.8549944002998,0,"gsd",10,1.0900000000000001,1.0900000000000001,1.0900000000000001,1.0900000000000001,1.1200000000000001,1.1200000000000001,1.1200000000000001,1.1200000000000001,1.1200000000000001,1.1200000000000001,1.0900000000000001,1.0900000000000001,479.93129966401801,0,107245.47348675066,0,0,0,1,0,null,null,153.9390774844276,null,105126.70292249837,1,null,null,7.4389999999999992,5.9600000000000009,6.2474711356919013,13.13,13.290000000000001,14.852837601175882,null,1427162.9560373481,147107.98730538107]
[318,"IcoNgsd205",1,0.9068728176833003,7998.8549944002998,0,"gsd",10,1.0900000000000001,1.0900000000000001,1.0900000000000001,1.0900000000000001,1.1200000000000001,1.1200000000000001,1.1200000000000001,1.1200000000000001,1.1200000000000001,1.1200000000000001,1.0900000000000001,1.0900000000000001,479.93129966401801,0,107245.47348675066,0,0,0,1,0,null,null,153.9390774844276,null,105126.70292249837,1,null,null,7.4389999999999992,5.9600000000000009,6.2474711356919013,13.13,13.290000000000001,14.852837601175882,null,1427162.9560373481,147107.98730538107]
[319,"IelEgsd205",1,0.90687281768330041,7998.8549944002998,0,"gsd",10,1.0900000000000001,1.0900000000000001,1.0900000000000001,1.0900000000000001,1.1200000000000001,1.1200000000000001,1.1200000000000001,1.1200000000000001,1.1200000000000001,1.1200000000000001,1.0900000000000001,1.0900000000000001,479.93129966401807,0,287515.89872240578,0,0,0,1,0,null,null,412.69743861871456,null,285397.1281581535,1,null,null,7.4389999999999992,5.9600000000000009,6.2474711356919013,13.13,13.290000000000001,14.852837601175882,null,3949375.3652203428,407090.62593957549]
[320,"IelNgsd205",1,0.90687281768330041,7998.8549944002998,0,"gsd",10,1.0900000000000001,1.0900000000000001,1.0900000000000001,1.0900000000000001,1.1200000000000001,1.1200000000000001,1.1200000000000001,1.1200000000000001,1.1200000000000001,1.1200000000000001,1.0900000000000001,1.0900000000000001,479.93129966401807,0,287515.89872240578,0,0,0,1,0,null,null,412.69743861871456,null,285397.1281581535,1,null,null,7.4389999999999992,5.9600000000000009,6.2474711356919013,13.13,13.290000000000001,14.852837601175882,null,3949375.3652203428,407090.62593957549]
[321,"IluEgsd205",1,0.90687281768330041,7998.8549944002998,0,"gsd",10,1.0900000000000001,1.0900000000000001,1.0900000000000001,1.0900000000000001,1.1200000000000001,1.1200000000000001,1.1200000000000001,1.1200000000000001,1.1200000000000001,1.1200000000000001,1.0900000000000001,1.0900000000000001,479.93129966401807,0,567305.78503777739,0,0,0,1,0,null,null,814.30503648327351,null,565187.01447352499,1,null,null,7.4389999999999992,5.9600000000000009,6.2474711356919013,13.13,13.290000000000001,14.852837601175882,null,7863991.7264905479,810598.39044751588]
[322,"IluNgsd205",1,0.90687281768330041,7998.8549944002998,0,"gsd",10,1.0900000000000001,1.0900000000000001,1.0900000000000001,1.0900000000000001,1.1200000000000001,1.1200000000000001,1.1200000000000001,1.1200000000000001,1.1200000000000001,1.1200000000000001,1.0900000000000001,1.0900000000000001,479.93129966401807,0,567305.78503777739,0,0,0,1,0,null,null,814.30503648327351,null,565187.01447352499,1,null,null,7.4389999999999992,5.9600000000000009,6.2474711356919013,13.13,13.290000000000001,14.852837601175882,null,7863991.7264905479,810598.39044751588]
[323,"ImeEgsd205",1,0.9068728176833003,7998.8549944002998,0,"gsd",10,1.0900000000000001,1.0900000000000001,1.0900000000000001,1.0900000000000001,1.1200000000000001,1.1200000000000001,1.1200000000000001,1.1200000000000001,1.1200000000000001,1.1200000000000001,1.0900000000000001,1.0900000000000001,479.93129966401801,0,204571.32770351006,0,0,0,1,0,null,null,293.63963291498169,null,202452.55713925778,1,null,null,7.4389999999999992,5.9600000000000009,6.2474711356919013,13.13,13.290000000000001,14.852837601175882,null,2788875.3065918717,287469.50827363774]
[324,"ImeNgsd205",1,0.9068728176833003,7998.8549944002998,0,"gsd",10,1.0900000000000001,1.0900000000000001,1.0900000000000001,1.0900000000000001,1.1200000000000001,1.1200000000000001,1.1200000000000001,1.1200000000000001,1.1200000000000001,1.1200000000000001,1.0900000000000001,1.0900000000000001,479.93129966401801,0,204571.32770351006,0,0,0,1,0,null,null,293.63963291498169,null,202452.55713925778,1,null,null,7.4389999999999992,5.9600000000000009,6.2474711356919013,13.13,13.290000000000001,14.852837601175882,null,2788875.3065918717,287469.50827363774]
[325,"ImiEgsd205",1,0.9068728176833003,7998.8549944002998,0,"gsd",10,1.0900000000000001,1.0900000000000001,1.0900000000000001,1.0900000000000001,1.1200000000000001,1.1200000000000001,1.1200000000000001,1.1200000000000001,1.1200000000000001,1.1200000000000001,1.0900000000000001,1.0900000000000001,479.93129966401801,0,107245.47348675066,0,0,0,1,0,null,null,153.9390774844276,null,105126.70292249837,1,null,null,7.4389999999999992,5.9600000000000009,6.2474711356919013,13.13,13.290000000000001,14.852837601175882,null,1427162.9560373481,147107.98730538107]
[326,"ImiNgsd205",1,0.9068728176833003,7998.8549944002998,0,"gsd",10,1.0900000000000001,1.0900000000000001,1.0900000000000001,1.0900000000000001,1.1200000000000001,1.1200000000000001,1.1200000000000001,1.1200000000000001,1.1200000000000001,1.1200000000000001,1.0900000000000001,1.0900000000000001,479.93129966401801,0,107245.47348675066,0,0,0,1,0,null,null,153.9390774844276,null,105126.70292249837,1,null,null,7.4389999999999992,5.9600000000000009,6.2474711356919013,13.13,13.290000000000001,14.852837601175882,null,1427162.9560373481,147107.98730538107]
[327,"IprEgsd205",1,0.90687281768330041,7998.8549944002998,0,"gsd",10,1.0900000000000001,1.0900000000000001,1.0900000000000001,1.0900000000000001,1.1200000000000001,1.1200000000000001,1.1200000000000001,1.1200000000000001,1.1200000000000001,1.1200000000000001,1.0900000000000001,1.0900000000000001,479.93129966401807,0,750340.54542352539,0,0,0,1,0,null,null,1077.0312965789617,null,748221.77485927299,1,null,null,7.4389999999999992,5.9600000000000009,6.2474711356919013,13.13,13.290000000000001,14.852837601175882,null,10424880.489899971,1074567.6800822082]
[328,"IprNgsd205",1,0.90687281768330041,7998.8549944002998,0,"gsd",10,1.0900000000000001,1.0900000000000001,1.0900000000000001,1.0900000000000001,1.1200000000000001,1.1200000000000001,1.1200000000000001,1.1200000000000001,1.1200000000000001,1.1200000000000001,1.0900000000000001,1.0900000000000001,479.93129966401807,0,750340.54542352539,0,0,0,1,0,null,null,1077.0312965789617,null,748221.77485927299,1,null,null,7.4389999999999992,5.9600000000000009,6.2474711356919013,13.13,13.290000000000001,14.852837601175882,null,10424880.489899971,1074567.6800822082]
[329,"IstEgsd205",1,0.9068728176833003,7998.8549944002998,0,"gsd",10,1.0900000000000001,1.0900000000000001,1.0900000000000001,1.0900000000000001,1.1200000000000001,1.1200000000000001,1.1200000000000001,1.1200000000000001,1.1200000000000001,1.1200000000000001,1.0900000000000001,1.0900000000000001,479.93129966401801,0,184539.2147520477,0,0,0,1,0,null,null,264.88573881060307,null,182420.44418779542,1,null,null,7.4389999999999992,5.9600000000000009,6.2474711356919013,13.13,13.290000000000001,14.852837601175882,null,2508600.6384983771,258579.57517840213]
[330,"IstNgsd205",1,0.9068728176833003,7998.8549944002998,0,"gsd",10,1.0900000000000001,1.0900000000000001,1.0900000000000001,1.0900000000000001,1.1200000000000001,1.1200000000000001,1.1200000000000001,1.1200000000000001,1.1200000000000001,1.1200000000000001,1.0900000000000001,1.0900000000000001,479.93129966401801,0,184539.2147520477,0,0,0,1,0,null,null,264.88573881060307,null,182420.44418779542,1,null,null,7.4389999999999992,5.9600000000000009,6.2474711356919013,13.13,13.290000000000001,14.852837601175882,null,2508600.6384983771,258579.57517840213]
[331,"IteEgsd205",1,0.9068728176833003,7998.8549944002998,0,"gsd",10,1.0900000000000001,1.0900000000000001,1.0900000000000001,1.0900000000000001,1.1200000000000001,1.1200000000000001,1.1200000000000001,1.1200000000000001,1.1200000000000001,1.1200000000000001,1.0900000000000001,1.0900000000000001,479.93129966401801,0,215913.90510959731,0,0,0,1,0,null,null,309.92065481195243,null,213795.13454534503,1,null,null,7.4389999999999992,5.9600000000000009,6.2474711356919013,13.13,13.290000000000001,14.852837601175882,null,2947572.3893502341,303827.56208736583]
[332,"IteNgsd205",1,0.9068728176833003,7998.8549944002998,0,"gsd",10,1.0900000000000001,1.0900000000000001,1.0900000000000001,1.0900000000000001,1.1200000000000001,1.1200000000000001,1.1200000000000001,1.1200000000000001,1.1200000000000001,1.1200000000000001,1.0900000000000001,1.0900000000000001,479.93129966401801,0,215913.90510959731,0,0,0,1,0,null,null,309.92065481195243,null,213795.13454534503,1,null,null,7.4389999999999992,5.9600000000000009,6.2474711356919013,13.13,13.290000000000001,14.852837601175882,null,2947572.3893502341,303827.56208736583]
[333,"ItrEgsd205",1,0.90687281768330041,7998.8549944002998,0,"gsd",10,1.0900000000000001,1.0900000000000001,1.0900000000000001,1.0900000000000001,1.1200000000000001,1.1200000000000001,1.1200000000000001,1.1200000000000001,1.1200000000000001,1.1200000000000001,1.0900000000000001,1.0900000000000001,479.93129966401807,0,654411.75731139502,0,0,0,1,0,null,null,939.33607582911031,null,652292.98674714263,1,null,null,7.4389999999999992,5.9600000000000009,6.2474711356919013,13.13,13.290000000000001,14.852837601175882,null,9082714.4912660532,936220.94269422803]
[334,"ItrNgsd205",1,0.90687281768330041,7998.8549944002998,0,"gsd",10,1.0900000000000001,1.0900000000000001,1.0900000000000001,1.0900000000000001,1.1200000000000001,1.1200000000000001,1.1200000000000001,1.1200000000000001,1.1200000000000001,1.1200000000000001,1.0900000000000001,1.0900000000000001,479.93129966401807,0,654411.75731139502,0,0,0,1,0,null,null,939.33607582911031,null,652292.98674714263,1,null,null,7.4389999999999992,5.9600000000000009,6.2474711356919013,13.13,13.290000000000001,14.852837601175882,null,9082714.4912660532,936220.94269422803]
[335,"IwaEgsd205",1,0.90687281768330041,7998.8549944002998,0,"gsd",10,1.0900000000000001,1.0900000000000001,1.0900000000000001,1.0900000000000001,1.1200000000000001,1.1200000000000001,1.1200000000000001,1.1200000000000001,1.1200000000000001,1.1200000000000001,1.0900000000000001,1.0900000000000001,479.93129966401807,0,107245.47348672745,0,0,0,1,0,null,null,153.93907748439429,null,105126.70292247516,1,null,null,7.4389999999999992,5.9600000000000009,6.2474711356919013,13.13,13.290000000000001,14.852837601175882,null,1427162.9560373481,147107.98730538107]
[336,"IwaNgsd205",1,0.90687281768330041,7998.8549944002998,0,"gsd",10,1.0900000000000001,1.0900000000000001,1.0900000000000001,1.0900000000000001,1.1200000000000001,1.1200000000000001,1.1200000000000001,1.1200000000000001,1.1200000000000001,1.1200000000000001,1.0900000000000001,1.0900000000000001,479.93129966401807,0,107245.47348672745,0,0,0,1,0,null,null,153.93907748439429,null,105126.70292247516,1,null,null,7.4389999999999992,5.9600000000000009,6.2474711356919013,13.13,13.290000000000001,14.852837601175882,null,1427162.9560373481,147107.98730538107]
[337,"IagEgsd206",1,0.90687281768330041,7998.8549944002998,0,"gsd",15,1.0900000000000001,1.0900000000000001,1.0900000000000001,1.0900000000000001,1.1200000000000001,1.1200000000000001,1.1200000000000001,1.1200000000000001,1.1200000000000001,1.1200000000000001,1.0900000000000001,1.0900000000000001,402.20803144905244,0,8908.0508990662911,0,0,0,1,0,null,null,12.786526955433729,null,6789.2803348139932,1,null,null,7.4389999999999992,5.9600000000000009,6.2474711356919013,13.13,13.290000000000001,14.852837601175882,null,20185.13117776376,2650.0436515567476]
[338,"IagNgsd206",1,0.90687281768330041,7998.8549944002998,0,"gsd",15,1.0900000000000001,1.0900000000000001,1.0900000000000001,1.0900000000000001,1.1200000000000001,1.1200000000000001,1.1200000000000001,1.1200000000000001,1.1200000000000001,1.1200000000000001,1.0900000000000001,1.0900000000000001,402.20803144905244,0,8908.0508990662911,0,0,0,1,0,null,null,12.786526955433729,null,6789.2803348139932,1,null,null,7.4389999999999992,5.9600000000000009,6.2474711356919013,13.13,13.290000000000001,14.852837601175882,null,20185.13117776376,2650.0436515567476]
[339,"IchEgsd206",1,0.90687281768330041,7998.8549944002998,0,"gsd",15,1.0900000000000001,1.0900000000000001,1.0900000000000001,1.0900000000000001,1.1200000000000001,1.1200000000000001,1.1200000000000001,1.1200000000000001,1.1200000000000001,1.1200000000000001,1.0900000000000001,1.0900000000000001,402.20803144905244,0,8908.0508990662911,0,0,0,1,0,null,null,12.786526955433729,null,6789.2803348139932,1,null,null,7.4389999999999992,5.9600000000000009,6.2474711356919013,13.13,13.290000000000001,14.852837601175882,null,20185.13117776376,2650.0436515567476]
[340,"IchNgsd206",1,0.90687281768330041,7998.8549944002998,0,"gsd",15,1.0900000000000001,1.0900000000000001,1.0900000000000001,1.0900000000000001,1.1200000000000001,1.1200000000000001,1.1200000000000001,1.1200000000000001,1.1200000000000001,1.1200000000000001,1.0900000000000001,1.0900000000000001,402.20803144905244,0,8908.0508990662911,0,0,0,1,0,null,null,12.786526955433729,null,6789.2803348139932,1,null,null,7.4389999999999992,5.9600000000000009,6.2474711356919013,13.13,13.290000000000001,14.852837601175882,null,20185.13117776376,2650.0436515567476]
[341,"IcoEgsd206",1,0.9068728176833003,7998.8549944002989,0,"gsd",15,1.0900000000000001,1.0900000000000001,1.0900000000000001,1.0900000000000001,1.1200000000000001,1.1200000000000001,1.1200000000000001,1.1200000000000001,1.1200000000000001,1.1200000000000001,1.0900000000000001,1.0900000000000001,402.20803144905244,0,8908.0909016300157,0,0,0,1,0,null,null,12.786584374712666,null,6789.3203373777178,1,null,null,7.4389999999999992,5.9600000000000009,6.2474711356919013,13.13,13.290000000000001,14.852837601175882,null,20185.551534669736,2650.0988389191807]
[342,"IcoNgsd206",1,0.9068728176833003,7998.8549944002989,0,"gsd",15,1.0900000000000001,1.0900000000000001,1.0900000000000001,1.0900000000000001,1.1200000000000001,1.1200000000000001,1.1200000000000001,1.1200000000000001,1.1200000000000001,1.1200000000000001,1.0900000000000001,1.0900000000000001,402.20803144905244,0,8908.0909016300157,0,0,0,1,0,null,null,12.786584374712666,null,6789.3203373777178,1,null,null,7.4389999999999992,5.9600000000000009,6.2474711356919013,13.13,13.290000000000001,14.852837601175882,null,20185.551534669736,2650.0988389191807]
[343,"IelEgsd206",1,0.9068728176833003,7998.8549944002989,0,"gsd",15,1.0900000000000001,1.0900000000000001,1.0900000000000001,1.0900000000000001,1.1200000000000001,1.1200000000000001,1.1200000000000001,1.1200000000000001,1.1200000000000001,1.1200000000000001,1.0900000000000001,1.0900000000000001,402.20803144905244,0,8908.0909016300157,0,0,0,1,0,null,null,12.786584374712666,null,6789.3203373777178,1,null,null,7.4389999999999992,5.9600000000000009,6.2474711356919013,13.13,13.290000000000001,14.852837601175882,null,20185.551534669736,2650.0988389191807]
[344,"IelNgsd206",1,0.9068728176833003,7998.8549944002989,0,"gsd",15,1.0900000000000001,1.0900000000000001,1.0900000000000001,1.0900000000000001,1.1200000000000001,1.1200000000000001,1.1200000000000001,1.1200000000000001,1.1200000000000001,1.1200000000000001,1.0900000000000001,1.0900000000000001,402.20803144905244,0,8908.0909016300157,0,0,0,1,0,null,null,12.786584374712666,null,6789.3203373777178,1,null,null,7.4389999999999992,5.9600000000000009,6.2474711356919013,13.13,13.290000000000001,14.852837601175882,null,20185.551534669736,2650.0988389191807]
[345,"IluEgsd206",1,0.9068728176833003,7998.8549944002989,0,"gsd",15,1.0900000000000001,1.0900000000000001,1.0900000000000001,1.0900000000000001,1.1200000000000001,1.1200000000000001,1.1200000000000001,1.1200000000000001,1.1200000000000001,1.1200000000000001,1.0900000000000001,1.0900000000000001,402.20803144905244,0,8908.0909016300157,0,0,0,1,0,null,null,12.786584374712666,null,6789.3203373777178,1,null,null,7.4389999999999992,5.9600000000000009,6.2474711356919013,13.13,13.290000000000001,14.852837601175882,null,20185.551534669736,2650.0988389191807]
[346,"IluNgsd206",1,0.9068728176833003,7998.8549944002989,0,"gsd",15,1.0900000000000001,1.0900000000000001,1.0900000000000001,1.0900000000000001,1.1200000000000001,1.1200000000000001,1.1200000000000001,1.1200000000000001,1.1200000000000001,1.1200000000000001,1.0900000000000001,1.0900000000000001,402.20803144905244,0,8908.0909016300157,0,0,0,1,0,null,null,12.786584374712666,null,6789.3203373777178,1,null,null,7.4389999999999992,5.9600000000000009,6.2474711356919013,13.13,13.290000000000001,14.852837601175882,null,20185.551534669736,2650.0988389191807]
[347,"ImeEgsd206",1,0.9068728176833003,7998.8549944002998,0,"gsd",15,1.0900000000000001,1.0900000000000001,1.0900000000000001,1.0900000000000001,1.1200000000000001,1.1200000000000001,1.1200000000000001,1.1200000000000001,1.1200000000000001,1.1200000000000001,1.0900000000000001,1.0900000000000001,402.20803144905244,0,8908.0909016298956,0,0,0,1,0,null,null,12.786584374712493,null,6789.3203373775978,1,null,null,7.4389999999999992,5.9600000000000009,6.2474711356919013,13.13,13.290000000000001,14.852837601175882,null,20185.551534669736,2650.0988389191807]
[348,"ImeNgsd206",1,0.9068728176833003,7998.8549944002998,0,"gsd",15,1.0900000000000001,1.0900000000000001,1.0900000000000001,1.0900000000000001,1.1200000000000001,1.1200000000000001,1.1200000000000001,1.1200000000000001,1.1200000000000001,1.1200000000000001,1.0900000000000001,1.0900000000000001,402.20803144905244,0,8908.0909016298956,0,0,0,1,0,null,null,12.786584374712493,null,6789.3203373775978,1,null,null,7.4389999999999992,5.9600000000000009,6.2474711356919013,13.13,13.290000000000001,14.852837601175882,null,20185.551534669736,2650.0988389191807]
[349,"ImiEgsd206",1,0.9068728176833003,7998.8549944002989,0,"gsd",15,1.0900000000000001,1.0900000000000001,1.0900000000000001,1.0900000000000001,1.1200000000000001,1.1200000000000001,1.1200000000000001,1.1200000000000001,1.1200000000000001,1.1200000000000001,1.0900000000000001,1.0900000000000001,402.20803144905244,0,8908.0909016300157,0,0,0,1,0,null,null,12.786584374712666,null,6789.3203373777178,1,null,null,7.4389999999999992,5.9600000000000009,6.2474711356919013,13.13,13.290000000000001,14.852837601175882,null,20185.551534669736,2650.0988389191807]
[350,"ImiNgsd206",1,0.9068728176833003,7998.8549944002989,0,"gsd",15,1.0900000000000001,1.0900000000000001,1.0900000000000001,1.0900000000000001,1.1200000000000001,1.1200000000000001,1.1200000000000001,1.1200000000000001,1.1200000000000001,1.1200000000000001,1.0900000000000001,1.0900000000000001,402.20803144905244,0,8908.0909016300157,0,0,0,1,0,null,null,12.786584374712666,null,6789.3203373777178,1,null,null,7.4389999999999992,5.9600000000000009,6.2474711356919013,13.13,13.290000000000001,14.852837601175882,null,20185.551534669736,2650.0988389191807]
[351,"IprEgsd206",1,0.90687281768330019,7998.8549944002989,0,"gsd",15,1.0900000000000001,1.0900000000000001,1.0900000000000001,1.0900000000000001,1.1200000000000001,1.1200000000000001,1.1200000000000001,1.1200000000000001,1.1200000000000001,1.1200000000000001,1.0900000000000001,1.0900000000000001,402.20803144905244,0,8908.0508990667713,0,0,0,1,0,null,null,12.786526955434418,null,6789.2803348144735,1,null,null,7.4389999999999992,5.9600000000000009,6.2474711356919013,13.13,13.290000000000001,14.852837601175882,null,20185.13117776376,2650.0436515567476]
[352,"IprNgsd206",1,0.90687281768330019,7998.8549944002989,0,"gsd",15,1.0900000000000001,1.0900000000000001,1.0900000000000001,1.0900000000000001,1.1200000000000001,1.1200000000000001,1.1200000000000001,1.1200000000000001,1.1200000000000001,1.1200000000000001,1.0900000000000001,1.0900000000000001,402.20803144905244,0,8908.0508990667713,0,0,0,1,0,null,null,12.786526955434418,null,6789.2803348144735,1,null,null,7.4389999999999992,5.9600000000000009,6.2474711356919013,13.13,13.290000000000001,14.852837601175882,null,20185.13117776376,2650.0436515567476]
[353,"IstEgsd206",1,0.9068728176833003,7998.8549944002989,0,"gsd",15,1.0900000000000001,1.0900000000000001,1.0900000000000001,1.0900000000000001,1.1200000000000001,1.1200000000000001,1.1200000000000001,1.1200000000000001,1.1200000000000001,1.1200000000000001,1.0900000000000001,1.0900000000000001,402.20803144905244,0,8908.0909016300157,0,0,0,1,0,null,null,12.786584374712666,null,6789.3203373777178,1,null,null,7.4389999999999992,5.9600000000000009,6.2474711356919013,13.13,13.290000000000001,14.852837601175882,null,20185.551534669736,2650.0988389191807]
[354,"IstNgsd206",1,0.9068728176833003,7998.8549944002989,0,"gsd",15,1.0900000000000001,1.0900000000000001,1.0900000000000001,1.0900000000000001,1.1200000000000001,1.1200000000000001,1.1200000000000001,1.1200000000000001,1.1200000000000001,1.1200000000000001,1.0900000000000001,1.0900000000000001,402.20803144905244,0,8908.0909016300157,0,0,0,1,0,null,null,12.786584374712666,null,6789.3203373777178,1,null,null,7.4389999999999992,5.9600000000000009,6.2474711356919013,13.13,13.290000000000001,14.852837601175882,null,20185.551534669736,2650.0988389191807]
[355,"IteEgsd206",1,0.90687281768330041,7998.8549944002998,0,"gsd",15,1.0900000000000001,1.0900000000000001,1.0900000000000001,1.0900000000000001,1.1200000000000001,1.1200000000000001,1.1200000000000001,1.1200000000000001,1.1200000000000001,1.1200000000000001,1.0900000000000001,1.0900000000000001,402.20803144905244,0,8908.0508990662911,0,0,0,1,0,null,null,12.786526955433729,null,6789.2803348139932,1,null,null,7.4389999999999992,5.9600000000000009,6.2474711356919013,13.13,13.290000000000001,14.852837601175882,null,20185.13117776376,2650.0436515567476]
[356,"IteNgsd206",1,0.90687281768330041,7998.8549944002998,0,"gsd",15,1.0900000000000001,1.0900000000000001,1.0900000000000001,1.0900000000000001,1.1200000000000001,1.1200000000000001,1.1200000000000001,1.1200000000000001,1.1200000000000001,1.1200000000000001,1.0900000000000001,1.0900000000000001,402.20803144905244,0,8908.0508990662911,0,0,0,1,0,null,null,12.786526955433729,null,6789.2803348139932,1,null,null,7.4389999999999992,5.9600000000000009,6.2474711356919013,13.13,13.290000000000001,14.852837601175882,null,20185.13117776376,2650.0436515567476]
[357,"ItrEgsd206",1,0.90687281768330019,7998.8549944002989,0,"gsd",15,1.0900000000000001,1.0900000000000001,1.0900000000000001,1.0900000000000001,1.1200000000000001,1.1200000000000001,1.1200000000000001,1.1200000000000001,1.1200000000000001,1.1200000000000001,1.0900000000000001,1.0900000000000001,402.20803144905244,0,8908.0508990667713,0,0,0,1,0,null,null,12.786526955434418,null,6789.2803348144735,1,null,null,7.4389999999999992,5.9600000000000009,6.2474711356919013,13.13,13.290000000000001,14.852837601175882,null,20185.13117776376,2650.0436515567476]
[358,"ItrNgsd206",1,0.90687281768330019,7998.8549944002989,0,"gsd",15,1.0900000000000001,1.0900000000000001,1.0900000000000001,1.0900000000000001,1.1200000000000001,1.1200000000000001,1.1200000000000001,1.1200000000000001,1.1200000000000001,1.1200000000000001,1.0900000000000001,1.0900000000000001,402.20803144905244,0,8908.0508990667713,0,0,0,1,0,null,null,12.786526955434418,null,6789.2803348144735,1,null,null,7.4389999999999992,5.9600000000000009,6.2474711356919013,13.13,13.290000000000001,14.852837601175882,null,20185.13117776376,2650.0436515567476]
[359,"IwaEgsd206",1,0.9068728176833003,7998.8549944002998,0,"gsd",15,1.0900000000000001,1.0900000000000001,1.0900000000000001,1.0900000000000001,1.1200000000000001,1.1200000000000001,1.1200000000000001,1.1200000000000001,1.1200000000000001,1.1200000000000001,1.0900000000000001,1.0900000000000001,402.20803144905238,0,8908.0909016295354,0,0,0,1,0,null,null,12.786584374711977,null,6789.3203373772376,1,null,null,7.4389999999999992,5.9600000000000009,6.2474711356919013,13.13,13.290000000000001,14.852837601175882,null,20185.551534669736,2650.0988389191807]
[360,"IwaNgsd206",1,0.9068728176833003,7998.8549944002998,0,"gsd",15,1.0900000000000001,1.0900000000000001,1.0900000000000001,1.0900000000000001,1.1200000000000001,1.1200000000000001,1.1200000000000001,1.1200000000000001,1.1200000000000001,1.1200000000000001,1.0900000000000001,1.0900000000000001,402.20803144905238,0,8908.0909016295354,0,0,0,1,0,null,null,12.786584374711977,null,6789.3203373772376,1,null,null,7.4389999999999992,5.9600000000000009,6.2474711356919013,13.13,13.290000000000001,14.852837601175882,null,20185.551534669736,2650.0988389191807]
[361,"IagEgsd207",1,0.9068728176833003,7998.8549944002989,0,"gsd",10,1.0900000000000001,1.0900000000000001,1.0900000000000001,1.0900000000000001,1.1200000000000001,1.1200000000000001,1.1200000000000001,1.1200000000000001,1.1200000000000001,1.1200000000000001,1.0900000000000001,1.0900000000000001,402.20803144905244,0,2393.7114323036531,0,0,0,1,0,null,null,3.4359093924675128,null,274.94086805135601,1,null,null,7.4389999999999992,5.9600000000000009,6.2474711356919013,13.13,13.290000000000001,14.852837601175882,null,0,0]
[362,"IagNgsd207",1,0.9068728176833003,7998.8549944002989,0,"gsd",10,1.0900000000000001,1.0900000000000001,1.0900000000000001,1.0900000000000001,1.1200000000000001,1.1200000000000001,1.1200000000000001,1.1200000000000001,1.1200000000000001,1.1200000000000001,1.0900000000000001,1.0900000000000001,402.20803144905244,0,2393.7114323036531,0,0,0,1,0,null,null,3.4359093924675128,null,274.94086805135601,1,null,null,7.4389999999999992,5.9600000000000009,6.2474711356919013,13.13,13.290000000000001,14.852837601175882,null,0,0]
[363,"IchEgsd207",1,0.90687281768330041,7998.8549944002998,0,"gsd",10,1.0900000000000001,1.0900000000000001,1.0900000000000001,1.0900000000000001,1.1200000000000001,1.1200000000000001,1.1200000000000001,1.1200000000000001,1.1200000000000001,1.1200000000000001,1.0900000000000001,1.0900000000000001,402.20803144905244,0,991.52489667286432,0,0,0,1,0,null,null,1.4232248964383556,null,-1127.2456675794331,0,null,null,7.4389999999999992,5.9600000000000009,6.2474711356919013,13.13,13.290000000000001,14.852837601175882,null,0,0]
[364,"IchNgsd207",1,0.90687281768330041,7998.8549944002998,0,"gsd",10,1.0900000000000001,1.0900000000000001,1.0900000000000001,1.0900000000000001,1.1200000000000001,1.1200000000000001,1.1200000000000001,1.1200000000000001,1.1200000000000001,1.1200000000000001,1.0900000000000001,1.0900000000000001,402.20803144905244,0,991.52489667286432,0,0,0,1,0,null,null,1.4232248964383556,null,-1127.2456675794331,0,null,null,7.4389999999999992,5.9600000000000009,6.2474711356919013,13.13,13.290000000000001,14.852837601175882,null,0,0]
[365,"IcoEgsd207",1,0.9068728176833003,7998.8549944002998,0,"gsd",10,1.0900000000000001,1.0900000000000001,1.0900000000000001,1.0900000000000001,1.1200000000000001,1.1200000000000001,1.1200000000000001,1.1200000000000001,1.1200000000000001,1.1200000000000001,1.0900000000000001,1.0900000000000001,402.20803144905238,0,6141.6936704893951,0,0,0,1,0,null,null,8.8157255228481795,null,4022.9231062370973,1,null,null,7.4389999999999992,5.9600000000000009,6.2474711356919013,13.13,13.290000000000001,14.852837601175882,null,12592.547453015271,1298.0047604403355]
[366,"IcoNgsd207",1,0.9068728176833003,7998.8549944002998,0,"gsd",10,1.0900000000000001,1.0900000000000001,1.0900000000000001,1.0900000000000001,1.1200000000000001,1.1200000000000001,1.1200000000000001,1.1200000000000001,1.1200000000000001,1.1200000000000001,1.0900000000000001,1.0900000000000001,402.20803144905238,0,6141.6936704893951,0,0,0,1,0,null,null,8.8157255228481795,null,4022.9231062370973,1,null,null,7.4389999999999992,5.9600000000000009,6.2474711356919013,13.13,13.290000000000001,14.852837601175882,null,12592.547453015271,1298.0047604403355]
[367,"IelEgsd207",1,0.90687281768330041,7998.8549944002998,0,"gsd",10,1.0900000000000001,1.0900000000000001,1.0900000000000001,1.0900000000000001,1.1200000000000001,1.1200000000000001,1.1200000000000001,1.1200000000000001,1.1200000000000001,1.1200000000000001,1.0900000000000001,1.0900000000000001,402.20803144905244,0,1264.2438583281148,0,0,0,1,0,null,null,1.8146829599332854,null,-854.52670592418247,0,null,null,7.4389999999999992,5.9600000000000009,6.2474711356919013,13.13,13.290000000000001,14.852837601175882,null,0,0]
[368,"IelNgsd207",1,0.90687281768330041,7998.8549944002998,0,"gsd",10,1.0900000000000001,1.0900000000000001,1.0900000000000001,1.0900000000000001,1.1200000000000001,1.1200000000000001,1.1200000000000001,1.1200000000000001,1.1200000000000001,1.1200000000000001,1.0900000000000001,1.0900000000000001,402.20803144905244,0,1264.2438583281148,0,0,0,1,0,null,null,1.8146829599332854,null,-854.52670592418247,0,null,null,7.4389999999999992,5.9600000000000009,6.2474711356919013,13.13,13.290000000000001,14.852837601175882,null,0,0]
[369,"IluEgsd207",1,0.9068728176833003,7998.8549944002998,0,"gsd",10,1.0900000000000001,1.0900000000000001,1.0900000000000001,1.0900000000000001,1.1200000000000001,1.1200000000000001,1.1200000000000001,1.1200000000000001,1.1200000000000001,1.1200000000000001,1.0900000000000001,1.0900000000000001,402.20803144905244,0,2131.0375872819,0,0,0,1,0,null,null,3.0588699886838957,null,12.267023029602598,1,null,null,7.4389999999999992,5.9600000000000009,6.2474711356919013,13.13,13.290000000000001,14.852837601175882,null,0,0]
[370,"IluNgsd207",1,0.9068728176833003,7998.8549944002998,0,"gsd",10,1.0900000000000001,1.0900000000000001,1.0900000000000001,1.0900000000000001,1.1200000000000001,1.1200000000000001,1.1200000000000001,1.1200000000000001,1.1200000000000001,1.1200000000000001,1.0900000000000001,1.0900000000000001,402.20803144905244,0,2131.0375872819,0,0,0,1,0,null,null,3.0588699886838957,null,12.267023029602598,1,null,null,7.4389999999999992,5.9600000000000009,6.2474711356919013,13.13,13.290000000000001,14.852837601175882,null,0,0]
[371,"ImeEgsd207",1,0.90687281768330053,7998.8549944003007,0,"gsd",10,1.0900000000000001,1.0900000000000001,1.0900000000000001,1.0900000000000001,1.1200000000000001,1.1200000000000001,1.1200000000000001,1.1200000000000001,1.1200000000000001,1.1200000000000001,1.0900000000000001,1.0900000000000001,402.2080314490525,0,5508.7235138000224,0,0,0,1,0,null,null,7.9071665055953568,null,3389.9529495477254,1,null,null,7.4389999999999992,5.9600000000000009,6.2474711356919013,13.13,13.290000000000001,14.852837601175882,null,3736.4897330128588,385.14696719493452]
[372,"ImeNgsd207",1,0.90687281768330053,7998.8549944003007,0,"gsd",10,1.0900000000000001,1.0900000000000001,1.0900000000000001,1.0900000000000001,1.1200000000000001,1.1200000000000001,1.1200000000000001,1.1200000000000001,1.1200000000000001,1.1200000000000001,1.0900000000000001,1.0900000000000001,402.2080314490525,0,5508.7235138000224,0,0,0,1,0,null,null,7.9071665055953568,null,3389.9529495477254,1,null,null,7.4389999999999992,5.9600000000000009,6.2474711356919013,13.13,13.290000000000001,14.852837601175882,null,3736.4897330128588,385.14696719493452]
[373,"ImiEgsd207",1,0.9068728176833003,7998.8549944002998,0,"gsd",10,1.0900000000000001,1.0900000000000001,1.0900000000000001,1.0900000000000001,1.1200000000000001,1.1200000000000001,1.1200000000000001,1.1200000000000001,1.1200000000000001,1.1200000000000001,1.0900000000000001,1.0900000000000001,402.20803144905238,0,6141.6936704893951,0,0,0,1,0,null,null,8.8157255228481795,null,4022.9231062370973,1,null,null,7.4389999999999992,5.9600000000000009,6.2474711356919013,13.13,13.290000000000001,14.852837601175882,null,12592.547453015271,1298.0047604403355]
[374,"ImiNgsd207",1,0.9068728176833003,7998.8549944002998,0,"gsd",10,1.0900000000000001,1.0900000000000001,1.0900000000000001,1.0900000000000001,1.1200000000000001,1.1200000000000001,1.1200000000000001,1.1200000000000001,1.1200000000000001,1.1200000000000001,1.0900000000000001,1.0900000000000001,402.20803144905238,0,6141.6936704893951,0,0,0,1,0,null,null,8.8157255228481795,null,4022.9231062370973,1,null,null,7.4389999999999992,5.9600000000000009,6.2474711356919013,13.13,13.290000000000001,14.852837601175882,null,12592.547453015271,1298.0047604403355]
[375,"IprEgsd207",1,0.90687281768330041,7998.8549944003007,0,"gsd",10,1.0900000000000001,1.0900000000000001,1.0900000000000001,1.0900000000000001,1.1200000000000001,1.1200000000000001,1.1200000000000001,1.1200000000000001,1.1200000000000001,1.1200000000000001,1.0900000000000001,1.0900000000000001,402.2080314490525,0,767.93332083525661,0,0,0,1,0,null,null,1.1022837900336826,null,-1350.837243417041,0,null,null,7.4389999999999992,5.9600000000000009,6.2474711356919013,13.13,13.290000000000001,14.852837601175882,null,0,0]
[376,"IprNgsd207",1,0.90687281768330041,7998.8549944003007,0,"gsd",10,1.0900000000000001,1.0900000000000001,1.0900000000000001,1.0900000000000001,1.1200000000000001,1.1200000000000001,1.1200000000000001,1.1200000000000001,1.1200000000000001,1.1200000000000001,1.0900000000000001,1.0900000000000001,402.2080314490525,0,767.93332083525661,0,0,0,1,0,null,null,1.1022837900336826,null,-1350.837243417041,0,null,null,7.4389999999999992,5.9600000000000009,6.2474711356919013,13.13,13.290000000000001,14.852837601175882,null,0,0]
[377,"IstEgsd207",1,0.9068728176833003,7998.8549944002998,0,"gsd",10,1.0900000000000001,1.0900000000000001,1.0900000000000001,1.0900000000000001,1.1200000000000001,1.1200000000000001,1.1200000000000001,1.1200000000000001,1.1200000000000001,1.1200000000000001,1.0900000000000001,1.0900000000000001,402.20803144905244,0,4083.1837080676828,0,0,0,1,0,null,null,5.8609609597838856,null,1964.4131438153852,1,null,null,7.4389999999999992,5.9600000000000009,6.2474711356919013,13.13,13.290000000000001,14.852837601175882,null,0,0]
[378,"IstNgsd207",1,0.9068728176833003,7998.8549944002998,0,"gsd",10,1.0900000000000001,1.0900000000000001,1.0900000000000001,1.0900000000000001,1.1200000000000001,1.1200000000000001,1.1200000000000001,1.1200000000000001,1.1200000000000001,1.1200000000000001,1.0900000000000001,1.0900000000000001,402.20803144905244,0,4083.1837080676828,0,0,0,1,0,null,null,5.8609609597838856,null,1964.4131438153852,1,null,null,7.4389999999999992,5.9600000000000009,6.2474711356919013,13.13,13.290000000000001,14.852837601175882,null,0,0]
[379,"IteEgsd207",1,0.90687281768330041,7998.8549944002998,0,"gsd",10,1.0900000000000001,1.0900000000000001,1.0900000000000001,1.0900000000000001,1.1200000000000001,1.1200000000000001,1.1200000000000001,1.1200000000000001,1.1200000000000001,1.1200000000000001,1.0900000000000001,1.0900000000000001,402.20803144905244,0,2291.9093721415434,0,0,0,1,0,null,null,3.2897837358979101,null,173.13880788924607,1,null,null,7.4389999999999992,5.9600000000000009,6.2474711356919013,13.13,13.290000000000001,14.852837601175882,null,0,0]
[380,"IteNgsd207",1,0.90687281768330041,7998.8549944002998,0,"gsd",10,1.0900000000000001,1.0900000000000001,1.0900000000000001,1.0900000000000001,1.1200000000000001,1.1200000000000001,1.1200000000000001,1.1200000000000001,1.1200000000000001,1.1200000000000001,1.0900000000000001,1.0900000000000001,402.20803144905244,0,2291.9093721415434,0,0,0,1,0,null,null,3.2897837358979101,null,173.13880788924607,1,null,null,7.4389999999999992,5.9600000000000009,6.2474711356919013,13.13,13.290000000000001,14.852837601175882,null,0,0]
[381,"ItrEgsd207",1,0.9068728176833003,7998.8549944002989,0,"gsd",10,1.0900000000000001,1.0900000000000001,1.0900000000000001,1.0900000000000001,1.1200000000000001,1.1200000000000001,1.1200000000000001,1.1200000000000001,1.1200000000000001,1.1200000000000001,1.0900000000000001,1.0900000000000001,402.20803144905244,0,698.29359738003461,0,0,0,1,0,null,null,1.0023236291389488,null,-1420.4769668722627,0,null,null,7.4389999999999992,5.9600000000000009,6.2474711356919013,13.13,13.290000000000001,14.852837601175882,null,0,0]
[382,"ItrNgsd207",1,0.9068728176833003,7998.8549944002989,0,"gsd",10,1.0900000000000001,1.0900000000000001,1.0900000000000001,1.0900000000000001,1.1200000000000001,1.1200000000000001,1.1200000000000001,1.1200000000000001,1.1200000000000001,1.1200000000000001,1.0900000000000001,1.0900000000000001,402.20803144905244,0,698.29359738003461,0,0,0,1,0,null,null,1.0023236291389488,null,-1420.4769668722627,0,null,null,7.4389999999999992,5.9600000000000009,6.2474711356919013,13.13,13.290000000000001,14.852837601175882,null,0,0]
[383,"IwaEgsd207",1,0.90687281768330041,7998.8549944002998,0,"gsd",10,1.0900000000000001,1.0900000000000001,1.0900000000000001,1.0900000000000001,1.1200000000000001,1.1200000000000001,1.1200000000000001,1.1200000000000001,1.1200000000000001,1.1200000000000001,1.0900000000000001,1.0900000000000001,402.20803144905244,0,478.27392034660636,0,0,0,1,0,null,null,0.68650959046875748,null,-1640.4966439056909,0,null,null,7.4389999999999992,5.9600000000000009,6.2474711356919013,13.13,13.290000000000001,14.852837601175882,null,0,0]
[384,"IwaNgsd207",1,0.90687281768330041,7998.8549944002998,0,"gsd",10,1.0900000000000001,1.0900000000000001,1.0900000000000001,1.0900000000000001,1.1200000000000001,1.1200000000000001,1.1200000000000001,1.1200000000000001,1.1200000000000001,1.1200000000000001,1.0900000000000001,1.0900000000000001,402.20803144905244,0,478.27392034660636,0,0,0,1,0,null,null,0.68650959046875748,null,-1640.4966439056909,0,null,null,7.4389999999999992,5.9600000000000009,6.2474711356919013,13.13,13.290000000000001,14.852837601175882,null,0,0]
[385,"IagEgsd208",1,0.90687281768330041,7998.8549944002998,0,"gsd",10,1.0900000000000001,1.0900000000000001,1.0900000000000001,1.0900000000000001,1.1200000000000001,1.1200000000000001,1.1200000000000001,1.1200000000000001,1.1200000000000001,1.1200000000000001,1.0900000000000001,1.0900000000000001,402.20803144905244,0,405.1407823998623,0,0,0,1,0,null,null,0.5815350174351086,null,-1713.6297818524351,0,null,null,7.4389999999999992,5.9600000000000009,6.2474711356919013,13.13,13.290000000000001,14.852837601175882,null,0,0]
[386,"IagNgsd208",1,0.90687281768330041,7998.8549944002998,0,"gsd",10,1.0900000000000001,1.0900000000000001,1.0900000000000001,1.0900000000000001,1.1200000000000001,1.1200000000000001,1.1200000000000001,1.1200000000000001,1.1200000000000001,1.1200000000000001,1.0900000000000001,1.0900000000000001,402.20803144905244,0,405.1407823998623,0,0,0,1,0,null,null,0.5815350174351086,null,-1713.6297818524351,0,null,null,7.4389999999999992,5.9600000000000009,6.2474711356919013,13.13,13.290000000000001,14.852837601175882,null,0,0]
[387,"IchEgsd208",1,0.9068728176833003,7998.8549944002989,0,"gsd",10,1.0900000000000001,1.0900000000000001,1.0900000000000001,1.0900000000000001,1.1200000000000001,1.1200000000000001,1.1200000000000001,1.1200000000000001,1.1200000000000001,1.1200000000000001,1.0900000000000001,1.0900000000000001,402.20803144905238,0,267.42380330745743,0,0,0,1,0,null,null,0.383857446287585,null,-1851.3467609448398,0,null,null,7.4389999999999992,5.9600000000000009,6.2474711356919013,13.13,13.290000000000001,14.852837601175882,null,0,0]
[388,"IchNgsd208",1,0.9068728176833003,7998.8549944002989,0,"gsd",10,1.0900000000000001,1.0900000000000001,1.0900000000000001,1.0900000000000001,1.1200000000000001,1.1200000000000001,1.1200000000000001,1.1200000000000001,1.1200000000000001,1.1200000000000001,1.0900000000000001,1.0900000000000001,402.20803144905238,0,267.42380330745743,0,0,0,1,0,null,null,0.383857446287585,null,-1851.3467609448398,0,null,null,7.4389999999999992,5.9600000000000009,6.2474711356919013,13.13,13.290000000000001,14.852837601175882,null,0,0]
[389,"IcoEgsd208",1,0.90687281768330053,7998.8549944002998,0,"gsd",10,1.0900000000000001,1.0900000000000001,1.0900000000000001,1.0900000000000001,1.1200000000000001,1.1200000000000001,1.1200000000000001,1.1200000000000001,1.1200000000000001,1.1200000000000001,1.0900000000000001,1.0900000000000001,402.2080314490525,0,1025.3524991094298,0,0,0,1,0,null,null,1.4717806978469643,null,-1093.4180651428676,0,null,null,7.4389999999999992,5.9600000000000009,6.2474711356919013,13.13,13.290000000000001,14.852837601175882,null,0,0]
[390,"IcoNgsd208",1,0.90687281768330053,7998.8549944002998,0,"gsd",10,1.0900000000000001,1.0900000000000001,1.0900000000000001,1.0900000000000001,1.1200000000000001,1.1200000000000001,1.1200000000000001,1.1200000000000001,1.1200000000000001,1.1200000000000001,1.0900000000000001,1.0900000000000001,402.2080314490525,0,1025.3524991094298,0,0,0,1,0,null,null,1.4717806978469643,null,-1093.4180651428676,0,null,null,7.4389999999999992,5.9600000000000009,6.2474711356919013,13.13,13.290000000000001,14.852837601175882,null,0,0]
[391,"IelEgsd208",1,0.90687281768330041,7998.8549944002998,0,"gsd",10,1.0900000000000001,1.0900000000000001,1.0900000000000001,1.0900000000000001,1.1200000000000001,1.1200000000000001,1.1200000000000001,1.1200000000000001,1.1200000000000001,1.1200000000000001,1.0900000000000001,1.0900000000000001,402.20803144905244,0,382.46384283261335,0,0,0,1,0,null,null,0.54898476572137367,null,-1736.3067214196842,0,null,null,7.4389999999999992,5.9600000000000009,6.2474711356919013,13.13,13.290000000000001,14.852837601175882,null,0,0]
[392,"IelNgsd208",1,0.90687281768330041,7998.8549944002998,0,"gsd",10,1.0900000000000001,1.0900000000000001,1.0900000000000001,1.0900000000000001,1.1200000000000001,1.1200000000000001,1.1200000000000001,1.1200000000000001,1.1200000000000001,1.1200000000000001,1.0900000000000001,1.0900000000000001,402.20803144905244,0,382.46384283261335,0,0,0,1,0,null,null,0.54898476572137367,null,-1736.3067214196842,0,null,null,7.4389999999999992,5.9600000000000009,6.2474711356919013,13.13,13.290000000000001,14.852837601175882,null,0,0]
[393,"IluEgsd208",1,0.90687281768330041,7998.8549944002998,0,"gsd",10,1.0900000000000001,1.0900000000000001,1.0900000000000001,1.0900000000000001,1.1200000000000001,1.1200000000000001,1.1200000000000001,1.1200000000000001,1.1200000000000001,1.1200000000000001,1.0900000000000001,1.0900000000000001,402.20803144905244,0,193.83627392584577,0,0,0,1,0,null,null,0.27823064434369693,null,-1924.9342903264517,0,null,null,7.4389999999999992,5.9600000000000009,6.2474711356919013,13.13,13.290000000000001,14.852837601175882,null,0,0]
[394,"IluNgsd208",1,0.90687281768330041,7998.8549944002998,0,"gsd",10,1.0900000000000001,1.0900000000000001,1.0900000000000001,1.0900000000000001,1.1200000000000001,1.1200000000000001,1.1200000000000001,1.1200000000000001,1.1200000000000001,1.1200000000000001,1.0900000000000001,1.0900000000000001,402.20803144905244,0,193.83627392584577,0,0,0,1,0,null,null,0.27823064434369693,null,-1924.9342903264517,0,null,null,7.4389999999999992,5.9600000000000009,6.2474711356919013,13.13,13.290000000000001,14.852837601175882,null,0,0]
[395,"ImeEgsd208",1,0.9068728176833003,7998.8549944002998,0,"gsd",10,1.0900000000000001,1.0900000000000001,1.0900000000000001,1.0900000000000001,1.1200000000000001,1.1200000000000001,1.1200000000000001,1.1200000000000001,1.1200000000000001,1.1200000000000001,1.0900000000000001,1.0900000000000001,402.20803144905244,0,537.53603762612317,0,0,0,1,0,null,null,0.77157383949657143,null,-1581.2345266261743,0,null,null,7.4389999999999992,5.9600000000000009,6.2474711356919013,13.13,13.290000000000001,14.852837601175882,null,0,0]
[396,"ImeNgsd208",1,0.9068728176833003,7998.8549944002998,0,"gsd",10,1.0900000000000001,1.0900000000000001,1.0900000000000001,1.0900000000000001,1.1200000000000001,1.1200000000000001,1.1200000000000001,1.1200000000000001,1.1200000000000001,1.1200000000000001,1.0900000000000001,1.0900000000000001,402.20803144905244,0,537.53603762612317,0,0,0,1,0,null,null,0.77157383949657143,null,-1581.2345266261743,0,null,null,7.4389999999999992,5.9600000000000009,6.2474711356919013,13.13,13.290000000000001,14.852837601175882,null,0,0]
[397,"ImiEgsd208",1,0.90687281768330053,7998.8549944002998,0,"gsd",10,1.0900000000000001,1.0900000000000001,1.0900000000000001,1.0900000000000001,1.1200000000000001,1.1200000000000001,1.1200000000000001,1.1200000000000001,1.1200000000000001,1.1200000000000001,1.0900000000000001,1.0900000000000001,402.2080314490525,0,1025.3524991094298,0,0,0,1,0,null,null,1.4717806978469643,null,-1093.4180651428676,0,null,null,7.4389999999999992,5.9600000000000009,6.2474711356919013,13.13,13.290000000000001,14.852837601175882,null,0,0]
[398,"ImiNgsd208",1,0.90687281768330053,7998.8549944002998,0,"gsd",10,1.0900000000000001,1.0900000000000001,1.0900000000000001,1.0900000000000001,1.1200000000000001,1.1200000000000001,1.1200000000000001,1.1200000000000001,1.1200000000000001,1.1200000000000001,1.0900000000000001,1.0900000000000001,402.2080314490525,0,1025.3524991094298,0,0,0,1,0,null,null,1.4717806978469643,null,-1093.4180651428676,0,null,null,7.4389999999999992,5.9600000000000009,6.2474711356919013,13.13,13.290000000000001,14.852837601175882,null,0,0]
[399,"IprEgsd208",1,0.90687281768330041,7998.8549944003007,0,"gsd",10,1.0900000000000001,1.0900000000000001,1.0900000000000001,1.0900000000000001,1.1200000000000001,1.1200000000000001,1.1200000000000001,1.1200000000000001,1.1200000000000001,1.1200000000000001,1.0900000000000001,1.0900000000000001,402.20803144905244,0,146.5527133379349,0,0,0,1,0,null,null,0.21036029550346103,null,-1972.2178509143628,0,null,null,7.4389999999999992,5.9600000000000009,6.2474711356919013,13.13,13.290000000000001,14.852837601175882,null,0,0]
[400,"IprNgsd208",1,0.90687281768330041,7998.8549944003007,0,"gsd",10,1.0900000000000001,1.0900000000000001,1.0900000000000001,1.0900000000000001,1.1200000000000001,1.1200000000000001,1.1200000000000001,1.1200000000000001,1.1200000000000001,1.1200000000000001,1.0900000000000001,1.0900000000000001,402.20803144905244,0,146.5527133379349,0,0,0,1,0,null,null,0.21036029550346103,null,-1972.2178509143628,0,null,null,7.4389999999999992,5.9600000000000009,6.2474711356919013,13.13,13.290000000000001,14.852837601175882,null,0,0]
[401,"IstEgsd208",1,0.90687281768330019,7998.8549944002989,0,"gsd",10,1.0900000000000001,1.0900000000000001,1.0900000000000001,1.0900000000000001,1.1200000000000001,1.1200000000000001,1.1200000000000001,1.1200000000000001,1.1200000000000001,1.1200000000000001,1.0900000000000001,1.0900000000000001,402.20803144905238,0,595.88666952922915,0,0,0,1,0,null,null,0.85532975155291813,null,-1522.8838947230681,0,null,null,7.4389999999999992,5.9600000000000009,6.2474711356919013,13.13,13.290000000000001,14.852837601175882,null,0,0]
[402,"IstNgsd208",1,0.90687281768330019,7998.8549944002989,0,"gsd",10,1.0900000000000001,1.0900000000000001,1.0900000000000001,1.0900000000000001,1.1200000000000001,1.1200000000000001,1.1200000000000001,1.1200000000000001,1.1200000000000001,1.1200000000000001,1.0900000000000001,1.0900000000000001,402.20803144905238,0,595.88666952922915,0,0,0,1,0,null,null,0.85532975155291813,null,-1522.8838947230681,0,null,null,7.4389999999999992,5.9600000000000009,6.2474711356919013,13.13,13.290000000000001,14.852837601175882,null,0,0]
[403,"IteEgsd208",1,0.90687281768330041,7998.8549944003007,0,"gsd",10,1.0900000000000001,1.0900000000000001,1.0900000000000001,1.0900000000000001,1.1200000000000001,1.1200000000000001,1.1200000000000001,1.1200000000000001,1.1200000000000001,1.1200000000000001,1.0900000000000001,1.0900000000000001,402.20803144905244,0,509.2975909457183,0,0,0,1,0,null,null,0.73104065622789227,null,-1609.4729733065792,0,null,null,7.4389999999999992,5.9600000000000009,6.2474711356919013,13.13,13.290000000000001,14.852837601175882,null,0,0]
[404,"IteNgsd208",1,0.90687281768330041,7998.8549944003007,0,"gsd",10,1.0900000000000001,1.0900000000000001,1.0900000000000001,1.0900000000000001,1.1200000000000001,1.1200000000000001,1.1200000000000001,1.1200000000000001,1.1200000000000001,1.1200000000000001,1.0900000000000001,1.0900000000000001,402.20803144905244,0,509.2975909457183,0,0,0,1,0,null,null,0.73104065622789227,null,-1609.4729733065792,0,null,null,7.4389999999999992,5.9600000000000009,6.2474711356919013,13.13,13.290000000000001,14.852837601175882,null,0,0]
[405,"ItrEgsd208",1,0.9068728176833003,7998.8549944002989,0,"gsd",10,1.0900000000000001,1.0900000000000001,1.0900000000000001,1.0900000000000001,1.1200000000000001,1.1200000000000001,1.1200000000000001,1.1200000000000001,1.1200000000000001,1.1200000000000001,1.0900000000000001,1.0900000000000001,402.20803144905238,0,168.03555994895467,0,0,0,1,0,null,null,0.24119655815885793,null,-1950.7350043033425,0,null,null,7.4389999999999992,5.9600000000000009,6.2474711356919013,13.13,13.290000000000001,14.852837601175882,null,0,0]
[406,"ItrNgsd208",1,0.9068728176833003,7998.8549944002989,0,"gsd",10,1.0900000000000001,1.0900000000000001,1.0900000000000001,1.0900000000000001,1.1200000000000001,1.1200000000000001,1.1200000000000001,1.1200000000000001,1.1200000000000001,1.1200000000000001,1.0900000000000001,1.0900000000000001,402.20803144905238,0,168.03555994895467,0,0,0,1,0,null,null,0.24119655815885793,null,-1950.7350043033425,0,null,null,7.4389999999999992,5.9600000000000009,6.2474711356919013,13.13,13.290000000000001,14.852837601175882,null,0,0]
[407,"IwaEgsd208",1,0.90687281768330053,7998.8549944002998,0,"gsd",10,1.0900000000000001,1.0900000000000001,1.0900000000000001,1.0900000000000001,1.1200000000000001,1.1200000000000001,1.1200000000000001,1.1200000000000001,1.1200000000000001,1.1200000000000001,1.0900000000000001,1.0900000000000001,402.2080314490525,0,1025.3524991094298,0,0,0,1,0,null,null,1.4717806978469643,null,-1093.4180651428676,0,null,null,7.4389999999999992,5.9600000000000009,6.2474711356919013,13.13,13.290000000000001,14.852837601175882,null,0,0]
[408,"IwaNgsd208",1,0.90687281768330053,7998.8549944002998,0,"gsd",10,1.0900000000000001,1.0900000000000001,1.0900000000000001,1.0900000000000001,1.1200000000000001,1.1200000000000001,1.1200000000000001,1.1200000000000001,1.1200000000000001,1.1200000000000001,1.0900000000000001,1.0900000000000001,402.2080314490525,0,1025.3524991094298,0,0,0,1,0,null,null,1.4717806978469643,null,-1093.4180651428676,0,null,null,7.4389999999999992,5.9600000000000009,6.2474711356919013,13.13,13.290000000000001,14.852837601175882,null,0,0]
[409,"IagEgsd209",1,0.90687281768330041,7998.8549944002998,0,"gsd",10,1.0900000000000001,1.0900000000000001,1.0900000000000001,1.0900000000000001,1.1200000000000001,1.1200000000000001,1.1200000000000001,1.1200000000000001,1.1200000000000001,1.1200000000000001,1.0900000000000001,1.0900000000000001,402.20803144905244,0,6587.6476660820281,0,0,0,1,0,null,null,9.4558434173391337,null,4468.8771018297302,1,null,null,7.4389999999999992,5.9600000000000009,6.2474711356919013,13.13,13.290000000000001,14.852837601175882,null,18832.005245886772,1941.1507122766732]
[410,"IagNgsd209",1,0.90687281768330041,7998.8549944002998,0,"gsd",10,1.0900000000000001,1.0900000000000001,1.0900000000000001,1.0900000000000001,1.1200000000000001,1.1200000000000001,1.1200000000000001,1.1200000000000001,1.1200000000000001,1.1200000000000001,1.0900000000000001,1.0900000000000001,402.20803144905244,0,6587.6476660820281,0,0,0,1,0,null,null,9.4558434173391337,null,4468.8771018297302,1,null,null,7.4389999999999992,5.9600000000000009,6.2474711356919013,13.13,13.290000000000001,14.852837601175882,null,18832.005245886772,1941.1507122766732]
[411,"IchEgsd209",1,0.90687281768330041,7998.8549944002998,0,"gsd",10,1.0900000000000001,1.0900000000000001,1.0900000000000001,1.0900000000000001,1.1200000000000001,1.1200000000000001,1.1200000000000001,1.1200000000000001,1.1200000000000001,1.1200000000000001,1.0900000000000001,1.0900000000000001,402.20803144905238,0,6587.6487127452046,0,0,0,1,0,null,null,9.4558449197089658,null,4468.8781484929068,1,null,null,7.4389999999999992,5.9600000000000009,6.2474711356919013,13.13,13.290000000000001,14.852837601175882,null,18832.025740912417,1941.1528248469019]
[412,"IchNgsd209",1,0.90687281768330041,7998.8549944002998,0,"gsd",10,1.0900000000000001,1.0900000000000001,1.0900000000000001,1.0900000000000001,1.1200000000000001,1.1200000000000001,1.1200000000000001,1.1200000000000001,1.1200000000000001,1.1200000000000001,1.0900000000000001,1.0900000000000001,402.20803144905238,0,6587.6487127452046,0,0,0,1,0,null,null,9.4558449197089658,null,4468.8781484929068,1,null,null,7.4389999999999992,5.9600000000000009,6.2474711356919013,13.13,13.290000000000001,14.852837601175882,null,18832.025740912417,1941.1528248469019]
[413,"IcoEgsd209",1,0.90687281768330041,7998.8549944002998,0,"gsd",10,1.0900000000000001,1.0900000000000001,1.0900000000000001,1.0900000000000001,1.1200000000000001,1.1200000000000001,1.1200000000000001,1.1200000000000001,1.1200000000000001,1.1200000000000001,1.0900000000000001,1.0900000000000001,402.20803144905238,0,6587.6488076390897,0,0,0,1,0,null,null,9.4558450559186955,null,4468.8782433867918,1,null,null,7.4389999999999992,5.9600000000000009,6.2474711356919013,13.13,13.290000000000001,14.852837601175882,null,18832.025740912417,1941.1528248469019]
[414,"IcoNgsd209",1,0.90687281768330041,7998.8549944002998,0,"gsd",10,1.0900000000000001,1.0900000000000001,1.0900000000000001,1.0900000000000001,1.1200000000000001,1.1200000000000001,1.1200000000000001,1.1200000000000001,1.1200000000000001,1.1200000000000001,1.0900000000000001,1.0900000000000001,402.20803144905238,0,6587.6488076390897,0,0,0,1,0,null,null,9.4558450559186955,null,4468.8782433867918,1,null,null,7.4389999999999992,5.9600000000000009,6.2474711356919013,13.13,13.290000000000001,14.852837601175882,null,18832.025740912417,1941.1528248469019]
[415,"IelEgsd209",1,0.9068728176833003,7998.8549944002998,0,"gsd",10,1.0900000000000001,1.0900000000000001,1.0900000000000001,1.0900000000000001,1.1200000000000001,1.1200000000000001,1.1200000000000001,1.1200000000000001,1.1200000000000001,1.1200000000000001,1.0900000000000001,1.0900000000000001,402.20803144905244,0,6587.6480784800551,0,0,0,1,0,null,null,9.4558440092911287,null,4468.8775142277573,1,null,null,7.4389999999999992,5.9600000000000009,6.2474711356919013,13.13,13.290000000000001,14.852837601175882,null,18832.012077561973,1941.1514164667481]
[416,"IelNgsd209",1,0.9068728176833003,7998.8549944002998,0,"gsd",10,1.0900000000000001,1.0900000000000001,1.0900000000000001,1.0900000000000001,1.1200000000000001,1.1200000000000001,1.1200000000000001,1.1200000000000001,1.1200000000000001,1.1200000000000001,1.0900000000000001,1.0900000000000001,402.20803144905244,0,6587.6480784800551,0,0,0,1,0,null,null,9.4558440092911287,null,4468.8775142277573,1,null,null,7.4389999999999992,5.9600000000000009,6.2474711356919013,13.13,13.290000000000001,14.852837601175882,null,18832.012077561973,1941.1514164667481]
[417,"IluEgsd209",1,0.90687281768330041,7998.8549944002998,0,"gsd",10,1.0900000000000001,1.0900000000000001,1.0900000000000001,1.0900000000000001,1.1200000000000001,1.1200000000000001,1.1200000000000001,1.1200000000000001,1.1200000000000001,1.1200000000000001,1.0900000000000001,1.0900000000000001,402.20803144905244,0,6587.6478810256376,0,0,0,1,0,null,null,9.4558437258670374,null,4468.8773167733398,1,null,null,7.4389999999999992,5.9600000000000009,6.2474711356919013,13.13,13.290000000000001,14.852837601175882,null,18832.012077561973,1941.1514164667481]
[418,"IluNgsd209",1,0.90687281768330041,7998.8549944002998,0,"gsd",10,1.0900000000000001,1.0900000000000001,1.0900000000000001,1.0900000000000001,1.1200000000000001,1.1200000000000001,1.1200000000000001,1.1200000000000001,1.1200000000000001,1.1200000000000001,1.0900000000000001,1.0900000000000001,402.20803144905244,0,6587.6478810256376,0,0,0,1,0,null,null,9.4558437258670374,null,4468.8773167733398,1,null,null,7.4389999999999992,5.9600000000000009,6.2474711356919013,13.13,13.290000000000001,14.852837601175882,null,18832.012077561973,1941.1514164667481]
[419,"ImeEgsd209",1,0.90687281768330041,7998.8549944002998,0,"gsd",10,1.0900000000000001,1.0900000000000001,1.0900000000000001,1.0900000000000001,1.1200000000000001,1.1200000000000001,1.1200000000000001,1.1200000000000001,1.1200000000000001,1.1200000000000001,1.0900000000000001,1.0900000000000001,402.20803144905244,0,6587.6479531230589,0,0,0,1,0,null,null,9.4558438293549525,null,4468.877388870761,1,null,null,7.4389999999999992,5.9600000000000009,6.2474711356919013,13.13,13.290000000000001,14.852837601175882,null,18832.012077561973,1941.1514164667481]
[420,"ImeNgsd209",1,0.90687281768330041,7998.8549944002998,0,"gsd",10,1.0900000000000001,1.0900000000000001,1.0900000000000001,1.0900000000000001,1.1200000000000001,1.1200000000000001,1.1200000000000001,1.1200000000000001,1.1200000000000001,1.1200000000000001,1.0900000000000001,1.0900000000000001,402.20803144905244,0,6587.6479531230589,0,0,0,1,0,null,null,9.4558438293549525,null,4468.877388870761,1,null,null,7.4389999999999992,5.9600000000000009,6.2474711356919013,13.13,13.290000000000001,14.852837601175882,null,18832.012077561973,1941.1514164667481]
[421,"ImiEgsd209",1,0.90687281768330041,7998.8549944002998,0,"gsd",10,1.0900000000000001,1.0900000000000001,1.0900000000000001,1.0900000000000001,1.1200000000000001,1.1200000000000001,1.1200000000000001,1.1200000000000001,1.1200000000000001,1.1200000000000001,1.0900000000000001,1.0900000000000001,402.20803144905238,0,6587.6488076390897,0,0,0,1,0,null,null,9.4558450559186955,null,4468.8782433867918,1,null,null,7.4389999999999992,5.9600000000000009,6.2474711356919013,13.13,13.290000000000001,14.852837601175882,null,18832.025740912417,1941.1528248469019]
[422,"ImiNgsd209",1,0.90687281768330041,7998.8549944002998,0,"gsd",10,1.0900000000000001,1.0900000000000001,1.0900000000000001,1.0900000000000001,1.1200000000000001,1.1200000000000001,1.1200000000000001,1.1200000000000001,1.1200000000000001,1.1200000000000001,1.0900000000000001,1.0900000000000001,402.20803144905238,0,6587.6488076390897,0,0,0,1,0,null,null,9.4558450559186955,null,4468.8782433867918,1,null,null,7.4389999999999992,5.9600000000000009,6.2474711356919013,13.13,13.290000000000001,14.852837601175882,null,18832.025740912417,1941.1528248469019]
[423,"IprEgsd209",1,0.90687281768330041,7998.8549944002998,0,"gsd",10,1.0900000000000001,1.0900000000000001,1.0900000000000001,1.0900000000000001,1.1200000000000001,1.1200000000000001,1.1200000000000001,1.1200000000000001,1.1200000000000001,1.1200000000000001,1.0900000000000001,1.0900000000000001,402.20803144905244,0,6587.6483174674004,0,0,0,1,0,null,null,9.4558443523311677,null,4468.8777532151025,1,null,null,7.4389999999999992,5.9600000000000009,6.2474711356919013,13.13,13.290000000000001,14.852837601175882,null,18832.018909237173,1941.1521206568227]
[424,"IprNgsd209",1,0.90687281768330041,7998.8549944002998,0,"gsd",10,1.0900000000000001,1.0900000000000001,1.0900000000000001,1.0900000000000001,1.1200000000000001,1.1200000000000001,1.1200000000000001,1.1200000000000001,1.1200000000000001,1.1200000000000001,1.0900000000000001,1.0900000000000001,402.20803144905244,0,6587.6483174674004,0,0,0,1,0,null,null,9.4558443523311677,null,4468.8777532151025,1,null,null,7.4389999999999992,5.9600000000000009,6.2474711356919013,13.13,13.290000000000001,14.852837601175882,null,18832.018909237173,1941.1521206568227]
[425,"IstEgsd209",1,0.90687281768330041,7998.8549944002998,0,"gsd",10,1.0900000000000001,1.0900000000000001,1.0900000000000001,1.0900000000000001,1.1200000000000001,1.1200000000000001,1.1200000000000001,1.1200000000000001,1.1200000000000001,1.1200000000000001,1.0900000000000001,1.0900000000000001,402.20803144905244,0,6587.6492707059051,0,0,0,1,0,null,null,9.4558457206001609,null,4468.8787064536073,1,null,null,7.4389999999999992,5.9600000000000009,6.2474711356919013,13.13,13.290000000000001,14.852837601175882,null,18832.032572587632,1941.1535290369782]
[426,"IstNgsd209",1,0.90687281768330041,7998.8549944002998,0,"gsd",10,1.0900000000000001,1.0900000000000001,1.0900000000000001,1.0900000000000001,1.1200000000000001,1.1200000000000001,1.1200000000000001,1.1200000000000001,1.1200000000000001,1.1200000000000001,1.0900000000000001,1.0900000000000001,402.20803144905244,0,6587.6492707059051,0,0,0,1,0,null,null,9.4558457206001609,null,4468.8787064536073,1,null,null,7.4389999999999992,5.9600000000000009,6.2474711356919013,13.13,13.290000000000001,14.852837601175882,null,18832.032572587632,1941.1535290369782]
[427,"IteEgsd209",1,0.9068728176833003,7998.8549944002998,0,"gsd",10,1.0900000000000001,1.0900000000000001,1.0900000000000001,1.0900000000000001,1.1200000000000001,1.1200000000000001,1.1200000000000001,1.1200000000000001,1.1200000000000001,1.1200000000000001,1.0900000000000001,1.0900000000000001,402.20803144905244,0,6587.6484277278387,0,0,0,1,0,null,null,9.4558445105978954,null,4468.8778634755408,1,null,null,7.4389999999999992,5.9600000000000009,6.2474711356919013,13.13,13.290000000000001,14.852837601175882,null,18832.018909237173,1941.1521206568227]
[428,"IteNgsd209",1,0.9068728176833003,7998.8549944002998,0,"gsd",10,1.0900000000000001,1.0900000000000001,1.0900000000000001,1.0900000000000001,1.1200000000000001,1.1200000000000001,1.1200000000000001,1.1200000000000001,1.1200000000000001,1.1200000000000001,1.0900000000000001,1.0900000000000001,402.20803144905244,0,6587.6484277278387,0,0,0,1,0,null,null,9.4558445105978954,null,4468.8778634755408,1,null,null,7.4389999999999992,5.9600000000000009,6.2474711356919013,13.13,13.290000000000001,14.852837601175882,null,18832.018909237173,1941.1521206568227]
[429,"ItrEgsd209",1,0.9068728176833003,7998.8549944002998,0,"gsd",10,1.0900000000000001,1.0900000000000001,1.0900000000000001,1.0900000000000001,1.1200000000000001,1.1200000000000001,1.1200000000000001,1.1200000000000001,1.1200000000000001,1.1200000000000001,1.0900000000000001,1.0900000000000001,402.20803144905244,0,6587.6486377989841,0,0,0,1,0,null,null,9.455844812131911,null,4468.8780735466862,1,null,null,7.4389999999999992,5.9600000000000009,6.2474711356919013,13.13,13.290000000000001,14.852837601175882,null,18832.018909237173,1941.1521206568227]
[430,"ItrNgsd209",1,0.9068728176833003,7998.8549944002998,0,"gsd",10,1.0900000000000001,1.0900000000000001,1.0900000000000001,1.0900000000000001,1.1200000000000001,1.1200000000000001,1.1200000000000001,1.1200000000000001,1.1200000000000001,1.1200000000000001,1.0900000000000001,1.0900000000000001,402.20803144905244,0,6587.6486377989841,0,0,0,1,0,null,null,9.455844812131911,null,4468.8780735466862,1,null,null,7.4389999999999992,5.9600000000000009,6.2474711356919013,13.13,13.290000000000001,14.852837601175882,null,18832.018909237173,1941.1521206568227]
[431,"IwaEgsd209",1,0.90687281768330041,7998.8549944002998,0,"gsd",10,1.0900000000000001,1.0900000000000001,1.0900000000000001,1.0900000000000001,1.1200000000000001,1.1200000000000001,1.1200000000000001,1.1200000000000001,1.1200000000000001,1.1200000000000001,1.0900000000000001,1.0900000000000001,402.20803144905244,0,6587.6488076388887,0,0,0,1,0,null,null,9.4558450559184077,null,4468.8782433865908,1,null,null,7.4389999999999992,5.9600000000000009,6.2474711356919013,13.13,13.290000000000001,14.852837601175882,null,18832.025740912417,1941.1528248469019]
[432,"IwaNgsd209",1,0.90687281768330041,7998.8549944002998,0,"gsd",10,1.0900000000000001,1.0900000000000001,1.0900000000000001,1.0900000000000001,1.1200000000000001,1.1200000000000001,1.1200000000000001,1.1200000000000001,1.1200000000000001,1.1200000000000001,1.0900000000000001,1.0900000000000001,402.20803144905244,0,6587.6488076388887,0,0,0,1,0,null,null,9.4558450559184077,null,4468.8782433865908,1,null,null,7.4389999999999992,5.9600000000000009,6.2474711356919013,13.13,13.290000000000001,14.852837601175882,null,18832.025740912417,1941.1528248469019]
[433,"IagEgsd210",1,0.93046755565175376,8228.3728831277422,0,"gsd",10,1.0900000000000001,1.0900000000000001,1.0900000000000001,1.0900000000000001,1.1200000000000001,1.1200000000000001,1.1200000000000001,1.1200000000000001,1.1200000000000001,1.1200000000000001,1.0900000000000001,1.0900000000000001,413.748925523521,0,5386.0315903658648,0,0,0,1,0,null,null,7.5751430299780367,null,3222.1688603534813,1,null,null,7.4389999999999992,5.9600000000000009,6.2474711356919013,13.13,13.290000000000001,14.852837601175882,null,465.07732972390659,47.938877356381262]
[434,"IagNgsd210",1,0.93046755565175376,8228.3728831277422,0,"gsd",10,1.0900000000000001,1.0900000000000001,1.0900000000000001,1.0900000000000001,1.1200000000000001,1.1200000000000001,1.1200000000000001,1.1200000000000001,1.1200000000000001,1.1200000000000001,1.0900000000000001,1.0900000000000001,413.748925523521,0,5386.0315903658648,0,0,0,1,0,null,null,7.5751430299780367,null,3222.1688603534813,1,null,null,7.4389999999999992,5.9600000000000009,6.2474711356919013,13.13,13.290000000000001,14.852837601175882,null,465.07732972390659,47.938877356381262]
[435,"IchEgsd210",1,0.93046755565175376,8228.372883127744,0,"gsd",10,1.0900000000000001,1.0900000000000001,1.0900000000000001,1.0900000000000001,1.1200000000000001,1.1200000000000001,1.1200000000000001,1.1200000000000001,1.1200000000000001,1.1200000000000001,1.0900000000000001,1.0900000000000001,413.748925523521,0,5174.7887580247416,0,0,0,1,0,null,null,7.2780421604057164,null,3010.9260280123581,1,null,null,7.4389999999999992,5.9600000000000009,6.2474711356919013,13.13,13.290000000000001,14.852837601175882,null,0,0]
[436,"IchNgsd210",1,0.93046755565175376,8228.372883127744,0,"gsd",10,1.0900000000000001,1.0900000000000001,1.0900000000000001,1.0900000000000001,1.1200000000000001,1.1200000000000001,1.1200000000000001,1.1200000000000001,1.1200000000000001,1.1200000000000001,1.0900000000000001,1.0900000000000001,413.748925523521,0,5174.7887580247416,0,0,0,1,0,null,null,7.2780421604057164,null,3010.9260280123581,1,null,null,7.4389999999999992,5.9600000000000009,6.2474711356919013,13.13,13.290000000000001,14.852837601175882,null,0,0]
[437,"IcoEgsd210",1,0.93046755565175376,8228.372883127744,0,"gsd",10,1.0900000000000001,1.0900000000000001,1.0900000000000001,1.0900000000000001,1.1200000000000001,1.1200000000000001,1.1200000000000001,1.1200000000000001,1.1200000000000001,1.1200000000000001,1.0900000000000001,1.0900000000000001,413.748925523521,0,90936.687904975101,0,0,0,1,0,null,null,127.89721077478251,null,88772.825174962723,1,null,null,7.4389999999999992,5.9600000000000009,6.2474711356919013,13.13,13.290000000000001,14.852837601175882,null,1197427.4740467034,123427.49291943308]
[438,"IcoNgsd210",1,0.93046755565175376,8228.372883127744,0,"gsd",10,1.0900000000000001,1.0900000000000001,1.0900000000000001,1.0900000000000001,1.1200000000000001,1.1200000000000001,1.1200000000000001,1.1200000000000001,1.1200000000000001,1.1200000000000001,1.0900000000000001,1.0900000000000001,413.748925523521,0,90936.687904975101,0,0,0,1,0,null,null,127.89721077478251,null,88772.825174962723,1,null,null,7.4389999999999992,5.9600000000000009,6.2474711356919013,13.13,13.290000000000001,14.852837601175882,null,1197427.4740467034,123427.49291943308]
[439,"IelEgsd210",1,0.93046755565175376,8228.3728831277422,0,"gsd",10,1.0900000000000001,1.0900000000000001,1.0900000000000001,1.0900000000000001,1.1200000000000001,1.1200000000000001,1.1200000000000001,1.1200000000000001,1.1200000000000001,1.1200000000000001,1.0900000000000001,1.0900000000000001,413.748925523521,0,15138.151897108928,0,0,0,1,0,null,null,21.290938217899292,null,12974.289167096544,1,null,null,7.4389999999999992,5.9600000000000009,6.2474711356919013,13.13,13.290000000000001,14.852837601175882,null,136909.63814649999,14112.264633298517]
[440,"IelNgsd210",1,0.93046755565175376,8228.3728831277422,0,"gsd",10,1.0900000000000001,1.0900000000000001,1.0900000000000001,1.0900000000000001,1.1200000000000001,1.1200000000000001,1.1200000000000001,1.1200000000000001,1.1200000000000001,1.1200000000000001,1.0900000000000001,1.0900000000000001,413.748925523521,0,15138.151897108928,0,0,0,1,0,null,null,21.290938217899292,null,12974.289167096544,1,null,null,7.4389999999999992,5.9600000000000009,6.2474711356919013,13.13,13.290000000000001,14.852837601175882,null,136909.63814649999,14112.264633298517]
[441,"IluEgsd210",1,0.93046755565175376,8228.3728831277422,0,"gsd",10,1.0900000000000001,1.0900000000000001,1.0900000000000001,1.0900000000000001,1.1200000000000001,1.1200000000000001,1.1200000000000001,1.1200000000000001,1.1200000000000001,1.1200000000000001,1.0900000000000001,1.0900000000000001,413.74892552352094,0,33757.017962445498,0,0,0,1,0,null,null,47.477300316705367,null,31593.155232433117,1,null,null,7.4389999999999992,5.9600000000000009,6.2474711356919013,13.13,13.290000000000001,14.852837601175882,null,397411.25200879213,40964.046304741008]
[442,"IluNgsd210",1,0.93046755565175376,8228.3728831277422,0,"gsd",10,1.0900000000000001,1.0900000000000001,1.0900000000000001,1.0900000000000001,1.1200000000000001,1.1200000000000001,1.1200000000000001,1.1200000000000001,1.1200000000000001,1.1200000000000001,1.0900000000000001,1.0900000000000001,413.74892552352094,0,33757.017962445498,0,0,0,1,0,null,null,47.477300316705367,null,31593.155232433117,1,null,null,7.4389999999999992,5.9600000000000009,6.2474711356919013,13.13,13.290000000000001,14.852837601175882,null,397411.25200879213,40964.046304741008]
[443,"ImeEgsd210",1,0.93046755565175376,8228.3728831277422,0,"gsd",10,1.0900000000000001,1.0900000000000001,1.0900000000000001,1.0900000000000001,1.1200000000000001,1.1200000000000001,1.1200000000000001,1.1200000000000001,1.1200000000000001,1.1200000000000001,1.0900000000000001,1.0900000000000001,413.748925523521,0,125585.48546141207,0,0,0,1,0,null,null,176.62874769637239,null,123421.62273139969,1,null,null,7.4389999999999992,5.9600000000000009,6.2474711356919013,13.13,13.290000000000001,14.852837601175882,null,1682208.175978129,173397.33907045354]
[444,"ImeNgsd210",1,0.93046755565175376,8228.3728831277422,0,"gsd",10,1.0900000000000001,1.0900000000000001,1.0900000000000001,1.0900000000000001,1.1200000000000001,1.1200000000000001,1.1200000000000001,1.1200000000000001,1.1200000000000001,1.1200000000000001,1.0900000000000001,1.0900000000000001,413.748925523521,0,125585.48546141207,0,0,0,1,0,null,null,176.62874769637239,null,123421.62273139969,1,null,null,7.4389999999999992,5.9600000000000009,6.2474711356919013,13.13,13.290000000000001,14.852837601175882,null,1682208.175978129,173397.33907045354]
[445,"ImiEgsd210",1,0.93046755565175376,8228.372883127744,0,"gsd",10,1.0900000000000001,1.0900000000000001,1.0900000000000001,1.0900000000000001,1.1200000000000001,1.1200000000000001,1.1200000000000001,1.1200000000000001,1.1200000000000001,1.1200000000000001,1.0900000000000001,1.0900000000000001,413.748925523521,0,90936.687904975101,0,0,0,1,0,null,null,127.89721077478251,null,88772.825174962723,1,null,null,7.4389999999999992,5.9600000000000009,6.2474711356919013,13.13,13.290000000000001,14.852837601175882,null,1197427.4740467034,123427.49291943308]
[446,"ImiNgsd210",1,0.93046755565175376,8228.372883127744,0,"gsd",10,1.0900000000000001,1.0900000000000001,1.0900000000000001,1.0900000000000001,1.1200000000000001,1.1200000000000001,1.1200000000000001,1.1200000000000001,1.1200000000000001,1.1200000000000001,1.0900000000000001,1.0900000000000001,413.748925523521,0,90936.687904975101,0,0,0,1,0,null,null,127.89721077478251,null,88772.825174962723,1,null,null,7.4389999999999992,5.9600000000000009,6.2474711356919013,13.13,13.290000000000001,14.852837601175882,null,1197427.4740467034,123427.49291943308]
[447,"IprEgsd210",1,0.93046755565175376,8228.3728831277422,0,"gsd",10,1.0900000000000001,1.0900000000000001,1.0900000000000001,1.0900000000000001,1.1200000000000001,1.1200000000000001,1.1200000000000001,1.1200000000000001,1.1200000000000001,1.1200000000000001,1.0900000000000001,1.0900000000000001,413.748925523521,0,9816.4714181728741,0,0,0,1,0,null,null,13.806301317534533,null,7652.6086881604906,1,null,null,7.4389999999999992,5.9600000000000009,6.2474711356919013,13.13,13.290000000000001,14.852837601175882,null,62452.562563580082,6437.4364132186938]
[448,"IprNgsd210",1,0.93046755565175376,8228.3728831277422,0,"gsd",10,1.0900000000000001,1.0900000000000001,1.0900000000000001,1.0900000000000001,1.1200000000000001,1.1200000000000001,1.1200000000000001,1.1200000000000001,1.1200000000000001,1.1200000000000001,1.0900000000000001,1.0900000000000001,413.748925523521,0,9816.4714181728741,0,0,0,1,0,null,null,13.806301317534533,null,7652.6086881604906,1,null,null,7.4389999999999992,5.9600000000000009,6.2474711356919013,13.13,13.290000000000001,14.852837601175882,null,62452.562563580082,6437.4364132186938]
[449,"IstEgsd210",1,0.93046755565175365,8228.3728831277422,0,"gsd",10,1.0900000000000001,1.0900000000000001,1.0900000000000001,1.0900000000000001,1.1200000000000001,1.1200000000000001,1.1200000000000001,1.1200000000000001,1.1200000000000001,1.1200000000000001,1.0900000000000001,1.0900000000000001,413.74892552352094,0,37305.484775597026,0,0,0,1,0,null,null,52.468014388051401,null,35141.622045584641,1,null,null,7.4389999999999992,5.9600000000000009,6.2474711356919013,13.13,13.290000000000001,14.852837601175882,null,447058.78476261487,46081.575867287836]
[450,"IstNgsd210",1,0.93046755565175365,8228.3728831277422,0,"gsd",10,1.0900000000000001,1.0900000000000001,1.0900000000000001,1.0900000000000001,1.1200000000000001,1.1200000000000001,1.1200000000000001,1.1200000000000001,1.1200000000000001,1.1200000000000001,1.0900000000000001,1.0900000000000001,413.74892552352094,0,37305.484775597026,0,0,0,1,0,null,null,52.468014388051401,null,35141.622045584641,1,null,null,7.4389999999999992,5.9600000000000009,6.2474711356919013,13.13,13.290000000000001,14.852837601175882,null,447058.78476261487,46081.575867287836]
[451,"IteEgsd210",1,0.93046755565175365,8228.372883127744,0,"gsd",10,1.0900000000000001,1.0900000000000001,1.0900000000000001,1.0900000000000001,1.1200000000000001,1.1200000000000001,1.1200000000000001,1.1200000000000001,1.1200000000000001,1.1200000000000001,1.0900000000000001,1.0900000000000001,413.748925523521,0,23854.851392583365,0,0,0,1,0,null,null,33.550473707008976,null,21690.988662570981,1,null,null,7.4389999999999992,5.9600000000000009,6.2474711356919013,13.13,13.290000000000001,14.852837601175882,null,258867.33789103798,26683.325050693114]
[452,"IteNgsd210",1,0.93046755565175365,8228.372883127744,0,"gsd",10,1.0900000000000001,1.0900000000000001,1.0900000000000001,1.0900000000000001,1.1200000000000001,1.1200000000000001,1.1200000000000001,1.1200000000000001,1.1200000000000001,1.1200000000000001,1.0900000000000001,1.0900000000000001,413.748925523521,0,23854.851392583365,0,0,0,1,0,null,null,33.550473707008976,null,21690.988662570981,1,null,null,7.4389999999999992,5.9600000000000009,6.2474711356919013,13.13,13.290000000000001,14.852837601175882,null,258867.33789103798,26683.325050693114]
[453,"ItrEgsd210",1,0.93046755565175376,8228.3728831277422,0,"gsd",10,1.0900000000000001,1.0900000000000001,1.0900000000000001,1.0900000000000001,1.1200000000000001,1.1200000000000001,1.1200000000000001,1.1200000000000001,1.1200000000000001,1.1200000000000001,1.0900000000000001,1.0900000000000001,413.748925523521,0,14370.775101416508,0,0,0,1,0,null,null,20.211666979376634,null,12206.912371404123,1,null,null,7.4389999999999992,5.9600000000000009,6.2474711356919013,13.13,13.290000000000001,14.852837601175882,null,126173.05934626039,13005.567958495296]
[454,"ItrNgsd210",1,0.93046755565175376,8228.3728831277422,0,"gsd",10,1.0900000000000001,1.0900000000000001,1.0900000000000001,1.0900000000000001,1.1200000000000001,1.1200000000000001,1.1200000000000001,1.1200000000000001,1.1200000000000001,1.1200000000000001,1.0900000000000001,1.0900000000000001,413.748925523521,0,14370.775101416508,0,0,0,1,0,null,null,20.211666979376634,null,12206.912371404123,1,null,null,7.4389999999999992,5.9600000000000009,6.2474711356919013,13.13,13.290000000000001,14.852837601175882,null,126173.05934626039,13005.567958495296]
[455,"IwaEgsd210",1,0.93046755565175376,8228.3728831277422,0,"gsd",10,1.0900000000000001,1.0900000000000001,1.0900000000000001,1.0900000000000001,1.1200000000000001,1.1200000000000001,1.1200000000000001,1.1200000000000001,1.1200000000000001,1.1200000000000001,1.0900000000000001,1.0900000000000001,413.748925523521,0,7086.0958993521517,0,0,0,1,0,null,null,9.966185504323624,null,4922.2331693397682,1,null,null,7.4389999999999992,5.9600000000000009,6.2474711356919013,13.13,13.290000000000001,14.852837601175882,null,24251.132735299252,2499.7392984968656]
[456,"IwaNgsd210",1,0.93046755565175376,8228.3728831277422,0,"gsd",10,1.0900000000000001,1.0900000000000001,1.0900000000000001,1.0900000000000001,1.1200000000000001,1.1200000000000001,1.1200000000000001,1.1200000000000001,1.1200000000000001,1.1200000000000001,1.0900000000000001,1.0900000000000001,413.748925523521,0,7086.0958993521517,0,0,0,1,0,null,null,9.966185504323624,null,4922.2331693397682,1,null,null,7.4389999999999992,5.9600000000000009,6.2474711356919013,13.13,13.290000000000001,14.852837601175882,null,24251.132735299252,2499.7392984968656]
[457,"IagEgsd211",1,0.90687281768330053,7998.8549944003007,0,"gsd",15,1.0900000000000001,1.0900000000000001,1.0900000000000001,1.0900000000000001,1.1200000000000001,1.1200000000000001,1.1200000000000001,1.1200000000000001,1.1200000000000001,1.1200000000000001,1.0900000000000001,1.0900000000000001,402.2080314490525,0,10429.34543540163,0,0,0,1,0,null,null,14.970177881591407,null,8310.5748711493325,1,null,null,7.4389999999999992,5.9600000000000009,6.2474711356919013,13.13,13.290000000000001,14.852837601175882,null,36156.704598337805,4746.902293485763]
[458,"IagNgsd211",1,0.90687281768330053,7998.8549944003007,0,"gsd",15,1.0900000000000001,1.0900000000000001,1.0900000000000001,1.0900000000000001,1.1200000000000001,1.1200000000000001,1.1200000000000001,1.1200000000000001,1.1200000000000001,1.1200000000000001,1.0900000000000001,1.0900000000000001,402.2080314490525,0,10429.34543540163,0,0,0,1,0,null,null,14.970177881591407,null,8310.5748711493325,1,null,null,7.4389999999999992,5.9600000000000009,6.2474711356919013,13.13,13.290000000000001,14.852837601175882,null,36156.704598337805,4746.902293485763]
[459,"IchEgsd211",1,0.90687281768330041,7998.8549944002998,0,"gsd",15,1.0900000000000001,1.0900000000000001,1.0900000000000001,1.0900000000000001,1.1200000000000001,1.1200000000000001,1.1200000000000001,1.1200000000000001,1.1200000000000001,1.1200000000000001,1.0900000000000001,1.0900000000000001,402.20803144905244,0,6544.7763885244649,0,0,0,1,0,null,null,9.3943064153265929,null,4426.005824272167,1,null,null,7.4389999999999992,5.9600000000000009,6.2474711356919013,13.13,13.290000000000001,14.852837601175882,null,0,0]
[460,"IchNgsd211",1,0.90687281768330041,7998.8549944002998,0,"gsd",15,1.0900000000000001,1.0900000000000001,1.0900000000000001,1.0900000000000001,1.1200000000000001,1.1200000000000001,1.1200000000000001,1.1200000000000001,1.1200000000000001,1.1200000000000001,1.0900000000000001,1.0900000000000001,402.20803144905244,0,6544.7763885244649,0,0,0,1,0,null,null,9.3943064153265929,null,4426.005824272167,1,null,null,7.4389999999999992,5.9600000000000009,6.2474711356919013,13.13,13.290000000000001,14.852837601175882,null,0,0]
[461,"IcoEgsd211",1,0.90687281768330041,7998.8549944002998,0,"gsd",15,1.0900000000000001,1.0900000000000001,1.0900000000000001,1.0900000000000001,1.1200000000000001,1.1200000000000001,1.1200000000000001,1.1200000000000001,1.1200000000000001,1.1200000000000001,1.0900000000000001,1.0900000000000001,402.20803144905244,0,10573.199130529132,0,0,0,1,0,null,null,15.176664033413841,null,8454.4285662768343,1,null,null,7.4389999999999992,5.9600000000000009,6.2474711356919013,13.13,13.290000000000001,14.852837601175882,null,37666.975193194376,4945.181064467517]
[462,"IcoNgsd211",1,0.90687281768330041,7998.8549944002998,0,"gsd",15,1.0900000000000001,1.0900000000000001,1.0900000000000001,1.0900000000000001,1.1200000000000001,1.1200000000000001,1.1200000000000001,1.1200000000000001,1.1200000000000001,1.1200000000000001,1.0900000000000001,1.0900000000000001,402.20803144905244,0,10573.199130529132,0,0,0,1,0,null,null,15.176664033413841,null,8454.4285662768343,1,null,null,7.4389999999999992,5.9600000000000009,6.2474711356919013,13.13,13.290000000000001,14.852837601175882,null,37666.975193194376,4945.181064467517]
[463,"IelEgsd211",1,0.9068728176833003,7998.8549944002998,0,"gsd",15,1.0900000000000001,1.0900000000000001,1.0900000000000001,1.0900000000000001,1.1200000000000001,1.1200000000000001,1.1200000000000001,1.1200000000000001,1.1200000000000001,1.1200000000000001,1.0900000000000001,1.0900000000000001,402.20803144905244,0,5834.8768514817593,0,0,0,1,0,null,null,8.3753237367478359,null,3716.1062872294615,1,null,null,7.4389999999999992,5.9600000000000009,6.2474711356919013,13.13,13.290000000000001,14.852837601175882,null,0,0]
[464,"IelNgsd211",1,0.9068728176833003,7998.8549944002998,0,"gsd",15,1.0900000000000001,1.0900000000000001,1.0900000000000001,1.0900000000000001,1.1200000000000001,1.1200000000000001,1.1200000000000001,1.1200000000000001,1.1200000000000001,1.1200000000000001,1.0900000000000001,1.0900000000000001,402.20803144905244,0,5834.8768514817593,0,0,0,1,0,null,null,8.3753237367478359,null,3716.1062872294615,1,null,null,7.4389999999999992,5.9600000000000009,6.2474711356919013,13.13,13.290000000000001,14.852837601175882,null,0,0]
[465,"IluEgsd211",1,0.90687281768330041,7998.8549944003007,0,"gsd",15,1.0900000000000001,1.0900000000000001,1.0900000000000001,1.0900000000000001,1.1200000000000001,1.1200000000000001,1.1200000000000001,1.1200000000000001,1.1200000000000001,1.1200000000000001,1.0900000000000001,1.0900000000000001,402.20803144905244,0,19406.504198399325,0,0,0,1,0,null,null,27.855901572091383,null,17287.733634147029,1,null,null,7.4389999999999992,5.9600000000000009,6.2474711356919013,13.13,13.290000000000001,14.852837601175882,null,130404.92648328593,17120.460824126374]
[466,"IluNgsd211",1,0.90687281768330041,7998.8549944003007,0,"gsd",15,1.0900000000000001,1.0900000000000001,1.0900000000000001,1.0900000000000001,1.1200000000000001,1.1200000000000001,1.1200000000000001,1.1200000000000001,1.1200000000000001,1.1200000000000001,1.0900000000000001,1.0900000000000001,402.20803144905244,0,19406.504198399325,0,0,0,1,0,null,null,27.855901572091383,null,17287.733634147029,1,null,null,7.4389999999999992,5.9600000000000009,6.2474711356919013,13.13,13.290000000000001,14.852837601175882,null,130404.92648328593,17120.460824126374]
[467,"ImeEgsd211",1,0.90687281768330041,7998.8549944002998,0,"gsd",15,1.0900000000000001,1.0900000000000001,1.0900000000000001,1.0900000000000001,1.1200000000000001,1.1200000000000001,1.1200000000000001,1.1200000000000001,1.1200000000000001,1.1200000000000001,1.0900000000000001,1.0900000000000001,402.2080314490525,0,18089.838898178732,0,0,0,1,0,null,null,25.965973400001634,null,15971.068333926434,1,null,null,7.4389999999999992,5.9600000000000009,6.2474711356919013,13.13,13.290000000000001,14.852837601175882,null,116581.70493559845,15305.652677282811]
[468,"ImeNgsd211",1,0.90687281768330041,7998.8549944002998,0,"gsd",15,1.0900000000000001,1.0900000000000001,1.0900000000000001,1.0900000000000001,1.1200000000000001,1.1200000000000001,1.1200000000000001,1.1200000000000001,1.1200000000000001,1.1200000000000001,1.0900000000000001,1.0900000000000001,402.2080314490525,0,18089.838898178732,0,0,0,1,0,null,null,25.965973400001634,null,15971.068333926434,1,null,null,7.4389999999999992,5.9600000000000009,6.2474711356919013,13.13,13.290000000000001,14.852837601175882,null,116581.70493559845,15305.652677282811]
[469,"ImiEgsd211",1,0.90687281768330041,7998.8549944002998,0,"gsd",15,1.0900000000000001,1.0900000000000001,1.0900000000000001,1.0900000000000001,1.1200000000000001,1.1200000000000001,1.1200000000000001,1.1200000000000001,1.1200000000000001,1.1200000000000001,1.0900000000000001,1.0900000000000001,402.20803144905244,0,10573.199130529132,0,0,0,1,0,null,null,15.176664033413841,null,8454.4285662768343,1,null,null,7.4389999999999992,5.9600000000000009,6.2474711356919013,13.13,13.290000000000001,14.852837601175882,null,37666.975193194376,4945.181064467517]
[470,"ImiNgsd211",1,0.90687281768330041,7998.8549944002998,0,"gsd",15,1.0900000000000001,1.0900000000000001,1.0900000000000001,1.0900000000000001,1.1200000000000001,1.1200000000000001,1.1200000000000001,1.1200000000000001,1.1200000000000001,1.1200000000000001,1.0900000000000001,1.0900000000000001,402.20803144905244,0,10573.199130529132,0,0,0,1,0,null,null,15.176664033413841,null,8454.4285662768343,1,null,null,7.4389999999999992,5.9600000000000009,6.2474711356919013,13.13,13.290000000000001,14.852837601175882,null,37666.975193194376,4945.181064467517]
[471,"IprEgsd211",1,0.90687281768330041,7998.8549944002998,0,"gsd",15,1.0900000000000001,1.0900000000000001,1.0900000000000001,1.0900000000000001,1.1200000000000001,1.1200000000000001,1.1200000000000001,1.1200000000000001,1.1200000000000001,1.1200000000000001,1.0900000000000001,1.0900000000000001,402.20803144905244,0,9249.5559841878749,0,0,0,1,0,null,null,13.276719930956862,null,7130.785419935577,1,null,null,7.4389999999999992,5.9600000000000009,6.2474711356919013,13.13,13.290000000000001,14.852837601175882,null,23770.478259973053,3120.7528181289745]
[472,"IprNgsd211",1,0.90687281768330041,7998.8549944002998,0,"gsd",15,1.0900000000000001,1.0900000000000001,1.0900000000000001,1.0900000000000001,1.1200000000000001,1.1200000000000001,1.1200000000000001,1.1200000000000001,1.1200000000000001,1.1200000000000001,1.0900000000000001,1.0900000000000001,402.20803144905244,0,9249.5559841878749,0,0,0,1,0,null,null,13.276719930956862,null,7130.785419935577,1,null,null,7.4389999999999992,5.9600000000000009,6.2474711356919013,13.13,13.290000000000001,14.852837601175882,null,23770.478259973053,3120.7528181289745]
[473,"IstEgsd211",1,0.90687281768330041,7998.8549944002998,0,"gsd",15,1.0900000000000001,1.0900000000000001,1.0900000000000001,1.0900000000000001,1.1200000000000001,1.1200000000000001,1.1200000000000001,1.1200000000000001,1.1200000000000001,1.1200000000000001,1.0900000000000001,1.0900000000000001,402.20803144905244,0,12095.573129519267,0,0,0,1,0,null,null,17.361864409444376,null,9976.8025652669694,1,null,null,7.4389999999999992,5.9600000000000009,6.2474711356919013,13.13,13.290000000000001,14.852837601175882,null,53649.877745014412,7043.5270731157116]
[474,"IstNgsd211",1,0.90687281768330041,7998.8549944002998,0,"gsd",15,1.0900000000000001,1.0900000000000001,1.0900000000000001,1.0900000000000001,1.1200000000000001,1.1200000000000001,1.1200000000000001,1.1200000000000001,1.1200000000000001,1.1200000000000001,1.0900000000000001,1.0900000000000001,402.20803144905244,0,12095.573129519267,0,0,0,1,0,null,null,17.361864409444376,null,9976.8025652669694,1,null,null,7.4389999999999992,5.9600000000000009,6.2474711356919013,13.13,13.290000000000001,14.852837601175882,null,53649.877745014412,7043.5270731157116]
[475,"IteEgsd211",1,0.9068728176833003,7998.8549944002998,0,"gsd",15,1.0900000000000001,1.0900000000000001,1.0900000000000001,1.0900000000000001,1.1200000000000001,1.1200000000000001,1.1200000000000001,1.1200000000000001,1.1200000000000001,1.1200000000000001,1.0900000000000001,1.0900000000000001,402.20803144905244,0,7943.5956726034537,0,0,0,1,0,null,null,11.402157592235703,null,5824.8251083511559,1,null,null,7.4389999999999992,5.9600000000000009,6.2474711356919013,13.13,13.290000000000001,14.852837601175882,null,10059.63554268096,1320.6985415196939]
[476,"IteNgsd211",1,0.9068728176833003,7998.8549944002998,0,"gsd",15,1.0900000000000001,1.0900000000000001,1.0900000000000001,1.0900000000000001,1.1200000000000001,1.1200000000000001,1.1200000000000001,1.1200000000000001,1.1200000000000001,1.1200000000000001,1.0900000000000001,1.0900000000000001,402.20803144905244,0,7943.5956726034537,0,0,0,1,0,null,null,11.402157592235703,null,5824.8251083511559,1,null,null,7.4389999999999992,5.9600000000000009,6.2474711356919013,13.13,13.290000000000001,14.852837601175882,null,10059.63554268096,1320.6985415196939]
[477,"ItrEgsd211",1,0.90687281768330041,7998.8549944002998,0,"gsd",15,1.0900000000000001,1.0900000000000001,1.0900000000000001,1.0900000000000001,1.1200000000000001,1.1200000000000001,1.1200000000000001,1.1200000000000001,1.1200000000000001,1.1200000000000001,1.0900000000000001,1.0900000000000001,402.20803144905244,0,7335.4729484970276,0,0,0,1,0,null,null,10.529264330611699,null,5216.7023842447297,1,null,null,7.4389999999999992,5.9600000000000009,6.2474711356919013,13.13,13.290000000000001,14.852837601175882,null,3675.1574552128441,482.5000936029208]
[478,"ItrNgsd211",1,0.90687281768330041,7998.8549944002998,0,"gsd",15,1.0900000000000001,1.0900000000000001,1.0900000000000001,1.0900000000000001,1.1200000000000001,1.1200000000000001,1.1200000000000001,1.1200000000000001,1.1200000000000001,1.1200000000000001,1.0900000000000001,1.0900000000000001,402.20803144905244,0,7335.4729484970276,0,0,0,1,0,null,null,10.529264330611699,null,5216.7023842447297,1,null,null,7.4389999999999992,5.9600000000000009,6.2474711356919013,13.13,13.290000000000001,14.852837601175882,null,3675.1574552128441,482.5000936029208]
[479,"IwaEgsd211",1,0.90687281768330041,7998.8549944002998,0,"gsd",15,1.0900000000000001,1.0900000000000001,1.0900000000000001,1.0900000000000001,1.1200000000000001,1.1200000000000001,1.1200000000000001,1.1200000000000001,1.1200000000000001,1.1200000000000001,1.0900000000000001,1.0900000000000001,402.20803144905244,0,823.3694376437644,0,0,0,1,0,null,null,1.1818562363418708,null,-1295.4011266085331,0,null,null,7.4389999999999992,5.9600000000000009,6.2474711356919013,13.13,13.290000000000001,14.852837601175882,null,0,0]
[480,"IwaNgsd211",1,0.90687281768330041,7998.8549944002998,0,"gsd",15,1.0900000000000001,1.0900000000000001,1.0900000000000001,1.0900000000000001,1.1200000000000001,1.1200000000000001,1.1200000000000001,1.1200000000000001,1.1200000000000001,1.1200000000000001,1.0900000000000001,1.0900000000000001,402.20803144905244,0,823.3694376437644,0,0,0,1,0,null,null,1.1818562363418708,null,-1295.4011266085331,0,null,null,7.4389999999999992,5.9600000000000009,6.2474711356919013,13.13,13.290000000000001,14.852837601175882,null,0,0]
[481,"IagEgsd212",1,0.9068728176833003,7998.8549944002989,0,"gsd",15,1.0900000000000001,1.0900000000000001,1.0900000000000001,1.0900000000000001,1.1200000000000001,1.1200000000000001,1.1200000000000001,1.1200000000000001,1.1200000000000001,1.1200000000000001,1.0900000000000001,1.0900000000000001,402.20803144905244,0,272.34478616321996,0,0,0,1,0,null,null,0.39092097574485724,null,-1846.4257780890773,0,null,null,7.4389999999999992,5.9600000000000009,6.2474711356919013,13.13,13.290000000000001,14.852837601175882,null,0,0]
[482,"IagNgsd212",1,0.9068728176833003,7998.8549944002989,0,"gsd",15,1.0900000000000001,1.0900000000000001,1.0900000000000001,1.0900000000000001,1.1200000000000001,1.1200000000000001,1.1200000000000001,1.1200000000000001,1.1200000000000001,1.1200000000000001,1.0900000000000001,1.0900000000000001,402.20803144905244,0,272.34478616321996,0,0,0,1,0,null,null,0.39092097574485724,null,-1846.4257780890773,0,null,null,7.4389999999999992,5.9600000000000009,6.2474711356919013,13.13,13.290000000000001,14.852837601175882,null,0,0]
[483,"IchEgsd212",1,0.90687281768330041,7998.8549944002998,0,"gsd",15,1.0900000000000001,1.0900000000000001,1.0900000000000001,1.0900000000000001,1.1200000000000001,1.1200000000000001,1.1200000000000001,1.1200000000000001,1.1200000000000001,1.1200000000000001,1.0900000000000001,1.0900000000000001,402.20803144905244,0,272.34415005129239,0,0,0,1,0,null,null,0.39092006267617352,null,-1846.4264142010049,0,null,null,7.4389999999999992,5.9600000000000009,6.2474711356919013,13.13,13.290000000000001,14.852837601175882,null,0,0]
[484,"IchNgsd212",1,0.90687281768330041,7998.8549944002998,0,"gsd",15,1.0900000000000001,1.0900000000000001,1.0900000000000001,1.0900000000000001,1.1200000000000001,1.1200000000000001,1.1200000000000001,1.1200000000000001,1.1200000000000001,1.1200000000000001,1.0900000000000001,1.0900000000000001,402.20803144905244,0,272.34415005129239,0,0,0,1,0,null,null,0.39092006267617352,null,-1846.4264142010049,0,null,null,7.4389999999999992,5.9600000000000009,6.2474711356919013,13.13,13.290000000000001,14.852837601175882,null,0,0]
[485,"IcoEgsd212",1,0.90687281768330053,7998.8549944003007,0,"gsd",15,1.0900000000000001,1.0900000000000001,1.0900000000000001,1.0900000000000001,1.1200000000000001,1.1200000000000001,1.1200000000000001,1.1200000000000001,1.1200000000000001,1.1200000000000001,1.0900000000000001,1.0900000000000001,402.20803144905244,0,272.34406884515448,0,0,0,1,0,null,null,0.39091994611369724,null,-1846.4264954071432,0,null,null,7.4389999999999992,5.9600000000000009,6.2474711356919013,13.13,13.290000000000001,14.852837601175882,null,0,0]
[486,"IcoNgsd212",1,0.90687281768330053,7998.8549944003007,0,"gsd",15,1.0900000000000001,1.0900000000000001,1.0900000000000001,1.0900000000000001,1.1200000000000001,1.1200000000000001,1.1200000000000001,1.1200000000000001,1.1200000000000001,1.1200000000000001,1.0900000000000001,1.0900000000000001,402.20803144905244,0,272.34406884515448,0,0,0,1,0,null,null,0.39091994611369724,null,-1846.4264954071432,0,null,null,7.4389999999999992,5.9600000000000009,6.2474711356919013,13.13,13.290000000000001,14.852837601175882,null,0,0]
[487,"IelEgsd212",1,0.90687281768330053,7998.8549944003007,0,"gsd",15,1.0900000000000001,1.0900000000000001,1.0900000000000001,1.0900000000000001,1.1200000000000001,1.1200000000000001,1.1200000000000001,1.1200000000000001,1.1200000000000001,1.1200000000000001,1.0900000000000001,1.0900000000000001,402.20803144905244,0,272.3439289498474,0,0,0,1,0,null,null,0.3909197453093759,null,-1846.4266353024502,0,null,null,7.4389999999999992,5.9600000000000009,6.2474711356919013,13.13,13.290000000000001,14.852837601175882,null,0,0]
[488,"IelNgsd212",1,0.90687281768330053,7998.8549944003007,0,"gsd",15,1.0900000000000001,1.0900000000000001,1.0900000000000001,1.0900000000000001,1.1200000000000001,1.1200000000000001,1.1200000000000001,1.1200000000000001,1.1200000000000001,1.1200000000000001,1.0900000000000001,1.0900000000000001,402.20803144905244,0,272.3439289498474,0,0,0,1,0,null,null,0.3909197453093759,null,-1846.4266353024502,0,null,null,7.4389999999999992,5.9600000000000009,6.2474711356919013,13.13,13.290000000000001,14.852837601175882,null,0,0]
[489,"IluEgsd212",1,0.90687281768330041,7998.8549944003007,0,"gsd",15,1.0900000000000001,1.0900000000000001,1.0900000000000001,1.0900000000000001,1.1200000000000001,1.1200000000000001,1.1200000000000001,1.1200000000000001,1.1200000000000001,1.1200000000000001,1.0900000000000001,1.0900000000000001,402.20803144905244,0,272.34397731698238,0,0,0,1,0,null,null,0.39091981473507659,null,-1846.4265869353153,0,null,null,7.4389999999999992,5.9600000000000009,6.2474711356919013,13.13,13.290000000000001,14.852837601175882,null,0,0]
[490,"IluNgsd212",1,0.90687281768330041,7998.8549944003007,0,"gsd",15,1.0900000000000001,1.0900000000000001,1.0900000000000001,1.0900000000000001,1.1200000000000001,1.1200000000000001,1.1200000000000001,1.1200000000000001,1.1200000000000001,1.1200000000000001,1.0900000000000001,1.0900000000000001,402.20803144905244,0,272.34397731698238,0,0,0,1,0,null,null,0.39091981473507659,null,-1846.4265869353153,0,null,null,7.4389999999999992,5.9600000000000009,6.2474711356919013,13.13,13.290000000000001,14.852837601175882,null,0,0]
[497,"IstEgsd212",1,0.9068728176833003,7998.8549944002998,0,"gsd",15,1.0900000000000001,1.0900000000000001,1.0900000000000001,1.0900000000000001,1.1200000000000001,1.1200000000000001,1.1200000000000001,1.1200000000000001,1.1200000000000001,1.1200000000000001,1.0900000000000001,1.0900000000000001,402.20803144905238,0,272.34447715527591,0,0,0,1,0,null,null,0.3909205321979522,null,-1846.4260870970215,0,null,null,7.4389999999999992,5.9600000000000009,6.2474711356919013,13.13,13.290000000000001,14.852837601175882,null,0,0]
[504,"IwaNgsd212",1,0.90687281768330041,7998.8549944002998,0,"gsd",15,1.0900000000000001,1.0900000000000001,1.0900000000000001,1.0900000000000001,1.1200000000000001,1.1200000000000001,1.1200000000000001,1.1200000000000001,1.1200000000000001,1.1200000000000001,1.0900000000000001,1.0900000000000001,402.20803144905244,0,272.3443632091504,0,0,0,1,0,null,null,0.39092036864082597,null,-1846.4262010431469,0,null,null,7.4389999999999992,5.9600000000000009,6.2474711356919013,13.13,13.290000000000001,14.852837601175882,null,0,0]
[516,"ImeNgsd213",1,0.90687281768330041,7998.8549944002998,0,"gsd",11,1.0900000000000001,1.0900000000000001,1.0900000000000001,1.0900000000000001,1.1200000000000001,1.1200000000000001,1.1200000000000001,1.1200000000000001,1.1200000000000001,1.1200000000000001,1.0900000000000001,1.0900000000000001,479.93129966401801,0,171.37950374434271,0,0,0,1,0,null,null,0.24599642155901724,null,-1947.3910605079548,0,null,null,7.4389999999999992,5.9600000000000009,6.2474711356919013,13.13,13.290000000000001,14.852837601175882,null,0,0]
[523,"IteEgsd213",1,0.9068728176833003,7998.8549944002998,0,"gsd",11,1.0900000000000001,1.0900000000000001,1.0900000000000001,1.0900000000000001,1.1200000000000001,1.1200000000000001,1.1200000000000001,1.1200000000000001,1.1200000000000001,1.1200000000000001,1.0900000000000001,1.0900000000000001,479.93129966401796,0,74.471623015285132,0,0,0,1,0,null,null,0.10689582108243811,null,-2044.2989412370123,0,null,null,7.4389999999999992,5.9600000000000009,6.2474711356919013,13.13,13.290000000000001,14.852837601175882,null,0,0]
[535,"IelEgsd214",1,0.90687281768330053,7998.8549944003007,0,"gsd",11,1.0900000000000001,1.0900000000000001,1.0900000000000001,1.0900000000000001,1.1200000000000001,1.1200000000000001,1.1200000000000001,1.1200000000000001,1.1200000000000001,1.1200000000000001,1.0900000000000001,1.0900000000000001,479.93129966401807,0,1094.6567479958139,0,0,0,1,0,null,null,1.5712593219087914,null,-1024.1138162564835,0,null,null,7.4389999999999992,5.9600000000000009,6.2474711356919013,13.13,13.290000000000001,14.852837601175882,null,0,0]
[538,"IluNgsd214",1,0.90687281768330041,7998.8549944003007,0,"gsd",11,1.0900000000000001,1.0900000000000001,1.0900000000000001,1.0900000000000001,1.1200000000000001,1.1200000000000001,1.1200000000000001,1.1200000000000001,1.1200000000000001,1.1200000000000001,1.0900000000000001,1.0900000000000001,479.93129966401807,0,3660.5951091240172,0,0,0,1,0,null,null,5.2543815213998357,null,1541.8245448717196,1,null,null,7.4389999999999992,5.9600000000000009,6.2474711356919013,13.13,13.290000000000001,14.852837601175882,null,0,0]
[545,"IstEgsd214",1,0.9068728176833003,7998.8549944002998,0,"gsd",11,1.0900000000000001,1.0900000000000001,1.0900000000000001,1.0900000000000001,1.1200000000000001,1.1200000000000001,1.1200000000000001,1.1200000000000001,1.1200000000000001,1.1200000000000001,1.0900000000000001,1.0900000000000001,479.93129966401801,0,2280.9420197259292,0,0,0,1,0,null,null,3.2740413081905548,null,162.17145547363188,1,null,null,7.4389999999999992,5.9600000000000009,6.2474711356919013,13.13,13.290000000000001,14.852837601175882,null,0,0]
[557,"IcoEgsd215",1,0.90687281768330053,7998.8549944002998,0,"gsd",10,1.0900000000000001,1.0900000000000001,1.0900000000000001,1.0900000000000001,1.1200000000000001,1.1200000000000001,1.1200000000000001,1.1200000000000001,1.1200000000000001,1.1200000000000001,1.0900000000000001,1.0900000000000001,402.20803144905244,0,9829.3563730385977,0,0,0,1,0,null,null,14.108959596492204,null,7710.5858087863007,1,null,null,7.4389999999999992,5.9600000000000009,6.2474711356919013,13.13,13.290000000000001,14.852837601175882,null,64187.633684362605,6616.2827175809616]
[564,"ImeNgsd215",1,0.90687281768330041,7998.8549944002998,0,"gsd",10,1.0900000000000001,1.0900000000000001,1.0900000000000001,1.0900000000000001,1.1200000000000001,1.1200000000000001,1.1200000000000001,1.1200000000000001,1.1200000000000001,1.1200000000000001,1.0900000000000001,1.0900000000000001,402.20803144905238,0,6077.5353745971533,0,0,0,1,0,null,null,8.7236333481248813,null,3958.7648103448555,1,null,null,7.4389999999999992,5.9600000000000009,6.2474711356919013,13.13,13.290000000000001,14.852837601175882,null,11694.885823749151,1205.4762968868349]
[576,"IwaNgsd215",1,0.90687281768330041,7998.8549944003007,0,"gsd",10,1.0900000000000001,1.0900000000000001,1.0900000000000001,1.0900000000000001,1.1200000000000001,1.1200000000000001,1.1200000000000001,1.1200000000000001,1.1200000000000001,1.1200000000000001,1.0900000000000001,1.0900000000000001,402.2080314490525,0,715.51386894791187,0,0,0,1,0,null,null,1.0270414343106311,null,-1403.2566953043856,0,null,null,7.4389999999999992,5.9600000000000009,6.2474711356919013,13.13,13.290000000000001,14.852837601175882,null,0,0]
[588,"ImeNgsd216",1,0.93223348493392488,8258.5220679651866,0,"gsd",15,1.0900000000000001,1.0900000000000001,1.0900000000000001,1.0900000000000001,1.1200000000000001,1.1200000000000001,1.1200000000000001,1.1200000000000001,1.1200000000000001,1.1200000000000001,1.0900000000000001,1.0900000000000001,415.264923037134,0,4930.243549084913,0,0,0,1,0,null,null,6.9157826731974605,null,2760.4575681757951,1,null,null,7.4389999999999992,5.9600000000000009,6.2474711356919013,13.13,13.290000000000001,14.852837601175882,null,0,0]
[595,"IteEgsd216",1,0.93223348493392488,8258.5220679651866,0,"gsd",15,1.0900000000000001,1.0900000000000001,1.0900000000000001,1.0900000000000001,1.1200000000000001,1.1200000000000001,1.1200000000000001,1.1200000000000001,1.1200000000000001,1.1200000000000001,1.0900000000000001,1.0900000000000001,415.264923037134,0,4930.243549084913,0,0,0,1,0,null,null,6.9157826731974605,null,2760.4575681757951,1,null,null,7.4389999999999992,5.9600000000000009,6.2474711356919013,13.13,13.290000000000001,14.852837601175882,null,0,0]
[607,"IelEgsd217",1,0.90687281768330053,7998.8549944003007,0,"gsd",10,1.0900000000000001,1.0900000000000001,1.0900000000000001,1.0900000000000001,1.1200000000000001,1.1200000000000001,1.1200000000000001,1.1200000000000001,1.1200000000000001,1.1200000000000001,1.0900000000000001,1.0900000000000001,402.20803144905244,0,6280.2588996165841,0,0,0,1,0,null,null,9.0146206635917459,null,4161.4883353642863,1,null,null,7.4389999999999992,5.9600000000000009,6.2474711356919013,13.13,13.290000000000001,14.852837601175882,null,14531.247079450972,1497.8405246942857]
[610,"IluNgsd217",1,0.90687281768330053,7998.8549944003007,0,"gsd",10,1.0900000000000001,1.0900000000000001,1.0900000000000001,1.0900000000000001,1.1200000000000001,1.1200000000000001,1.1200000000000001,1.1200000000000001,1.1200000000000001,1.1200000000000001,1.0900000000000001,1.0900000000000001,402.20803144905244,0,6280.2588996165841,0,0,0,1,0,null,null,9.0146206635917459,null,4161.4883353642863,1,null,null,7.4389999999999992,5.9600000000000009,6.2474711356919013,13.13,13.290000000000001,14.852837601175882,null,14531.247079450972,1497.8405246942857]
[617,"IstEgsd217",1,0.90687281768330053,7998.8549944003007,0,"gsd",10,1.0900000000000001,1.0900000000000001,1.0900000000000001,1.0900000000000001,1.1200000000000001,1.1200000000000001,1.1200000000000001,1.1200000000000001,1.1200000000000001,1.1200000000000001,1.0900000000000001,1.0900000000000001,402.20803144905244,0,6280.2588996165841,0,0,0,1,0,null,null,9.0146206635917459,null,4161.4883353642863,1,null,null,7.4389999999999992,5.9600000000000009,6.2474711356919013,13.13,13.290000000000001,14.852837601175882,null,14531.247079450972,1497.8405246942857]
[629,"IcoEgsd218",1,0.90687281768330041,7998.8549944003007,0,"gsd",15,1.0900000000000001,1.0900000000000001,1.0900000000000001,1.0900000000000001,1.1200000000000001,1.1200000000000001,1.1200000000000001,1.1200000000000001,1.1200000000000001,1.1200000000000001,1.0900000000000001,1.0900000000000001,479.93129966401807,0,365413.8986094321,0,0,0,1,0,null,null,524.51144671270026,null,363295.12804517982,1,null,null,7.4389999999999992,5.9600000000000009,6.2474711356919013,13.13,13.290000000000001,14.852837601175882,null,3763022.4756066063,494035.62128603546]
[636,"ImeNgsd218",1,0.90687281768330041,7998.8549944003007,0,"gsd",15,1.0900000000000001,1.0900000000000001,1.0900000000000001,1.0900000000000001,1.1200000000000001,1.1200000000000001,1.1200000000000001,1.1200000000000001,1.1200000000000001,1.1200000000000001,1.0900000000000001,1.0900000000000001,479.93129966401807,0,365413.8986094321,0,0,0,1,0,null,null,524.51144671270026,null,363295.12804517982,1,null,null,7.4389999999999992,5.9600000000000009,6.2474711356919013,13.13,13.290000000000001,14.852837601175882,null,3763022.4756066063,494035.62128603546]
[648,"IwaNgsd218",1,0.90687281768330041,7998.8549944002998,0,"gsd",15,1.0900000000000001,1.0900000000000001,1.0900000000000001,1.0900000000000001,1.1200000000000001,1.1200000000000001,1.1200000000000001,1.1200000000000001,1.1200000000000001,1.1200000000000001,1.0900000000000001,1.0900000000000001,479.93129966401807,0,365413.89860916982,0,0,0,1,0,null,null,524.51144671232385,null,363295.12804491754,1,null,null,7.4389999999999992,5.9600000000000009,6.2474711356919013,13.13,13.290000000000001,14.852837601175882,null,3763022.4756066063,494035.62128603546]
[660,"ImeNgsd219",1,0.90687281768330041,7998.8549944003007,0,"gsd",15,1.0900000000000001,1.0900000000000001,1.0900000000000001,1.0900000000000001,1.1200000000000001,1.1200000000000001,1.1200000000000001,1.1200000000000001,1.1200000000000001,1.1200000000000001,1.0900000000000001,1.0900000000000001,479.93129966401801,0,3039.5613077179246,0,0,0,1,0,null,null,4.3629558288561601,null,920.79074346562686,1,null,null,7.4389999999999992,5.9600000000000009,6.2474711356919013,13.13,13.290000000000001,14.852837601175882,null,0,0]
[667,"IteTgsd219",1,0.90687281768330041,7998.8549944003007,0,"gsd",15,1.0900000000000001,1.0900000000000001,1.0900000000000001,1.0900000000000001,1.1200000000000001,1.1200000000000001,1.1200000000000001,1.1200000000000001,1.1200000000000001,1.1200000000000001,1.0900000000000001,1.0900000000000001,479.93129966401801,0,3039.5645422323046,0,0,0,1,0,null,null,4.3629604716456747,null,920.79397798000684,1,null,null,7.4389999999999992,5.9600000000000009,6.2474711356919013,13.13,13.290000000000001,14.852837601175882,null,0,0]
[679,"IelTgsd220",1,0.90687281768330041,7998.8549944003007,0,"gsd",15,1.0900000000000001,1.0900000000000001,1.0900000000000001,1.0900000000000001,1.1200000000000001,1.1200000000000001,1.1200000000000001,1.1200000000000001,1.1200000000000001,1.1200000000000001,1.0900000000000001,1.0900000000000001,479.93129966401807,0,24267.288216548448,0,0,0,1,0,null,null,34.833022221359322,null,22148.517652296152,1,null,null,7.4389999999999992,5.9600000000000009,6.2474711356919013,13.13,13.290000000000001,14.852837601175882,null,181436.7059813723,23820.265848704366]
[686,"ImiNgsd220",1,0.9068728176833003,7998.8549944002998,0,"gsd",15,1.0900000000000001,1.0900000000000001,1.0900000000000001,1.0900000000000001,1.1200000000000001,1.1200000000000001,1.1200000000000001,1.1200000000000001,1.1200000000000001,1.1200000000000001,1.0900000000000001,1.0900000000000001,479.93129966401801,0,43974.000855914943,0,0,0,1,0,null,null,63.119839979962158,null,41855.23029166265,1,null,null,7.4389999999999992,5.9600000000000009,6.2474711356919013,13.13,13.290000000000001,14.852837601175882,null,388330.96171738982,50982.774931666558]
[689,"IstTgsd220",1,0.90687281768330041,7998.8549944002998,0,"gsd",15,1.0900000000000001,1.0900000000000001,1.0900000000000001,1.0900000000000001,1.1200000000000001,1.1200000000000001,1.1200000000000001,1.1200000000000001,1.1200000000000001,1.1200000000000001,1.0900000000000001,1.0900000000000001,479.93129966401801,0,50305.559978463592,0,0,0,1,0,null,null,72.208096469255054,null,48186.7894142113,1,null,null,7.4389999999999992,5.9600000000000009,6.2474711356919013,13.13,13.290000000000001,14.852837601175882,null,454803.90624159051,59709.802915051587]
[701,"IcoTgsd221",1,0.9068728176833003,7998.8549944002989,0,"gsd",20,1.0900000000000001,1.0900000000000001,1.0900000000000001,1.0900000000000001,1.1200000000000001,1.1200000000000001,1.1200000000000001,1.1200000000000001,1.1200000000000001,1.1200000000000001,1.0900000000000001,1.0900000000000001,479.93129966401801,0,697.74573478125023,0,0,0,1,0,null,null,1.0015372326570915,null,-1421.024829471047,0,null,null,7.4389999999999992,5.9600000000000009,6.2474711356919013,13.13,13.290000000000001,14.852837601175882,null,0,0]
[708,"ImeNgsd221",1,0.9068728176833003,7998.8549944002998,0,"gsd",20,1.0900000000000001,1.0900000000000001,1.0900000000000001,1.0900000000000001,1.1200000000000001,1.1200000000000001,1.1200000000000001,1.1200000000000001,1.1200000000000001,1.1200000000000001,1.0900000000000001,1.0900000000000001,479.93129966401801,0,625.83498866926197,0,0,0,1,0,null,null,0.89831726860831562,null,-1492.9355755830354,0,null,null,7.4389999999999992,5.9600000000000009,6.2474711356919013,13.13,13.290000000000001,14.852837601175882,null,0,0]
[720,"IwaNgsd221",1,0.9068728176833003,7998.8549944002998,0,"gsd",20,1.0900000000000001,1.0900000000000001,1.0900000000000001,1.0900000000000001,1.1200000000000001,1.1200000000000001,1.1200000000000001,1.1200000000000001,1.1200000000000001,1.1200000000000001,1.0900000000000001,1.0900000000000001,479.93129966401801,0,54.335722410088557,0,0,0,1,0,null,null,7.7992951220382523E-2,null,-2064.4348418422087,0,null,null,7.4389999999999992,5.9600000000000009,6.2474711356919013,13.13,13.290000000000001,14.852837601175882,null,0,0]
[732,"ImeNgsd222",1,0.90687281768330041,7998.8549944002998,0,"gsd",15,1.0900000000000001,1.0900000000000001,1.0900000000000001,1.0900000000000001,1.1200000000000001,1.1200000000000001,1.1200000000000001,1.1200000000000001,1.1200000000000001,1.1200000000000001,1.0900000000000001,1.0900000000000001,402.20803144905244,0,19868.455777596628,0,0,0,1,0,null,null,28.518982237709341,null,17749.685213344332,1,null,null,7.4389999999999992,5.9600000000000009,6.2474711356919013,13.13,13.290000000000001,14.852837601175882,null,135254.79941208547,17757.185691189934]
[739,"IteEgsd222",1,0.90687281768330041,7998.8549944002998,0,"gsd",15,1.0900000000000001,1.0900000000000001,1.0900000000000001,1.0900000000000001,1.1200000000000001,1.1200000000000001,1.1200000000000001,1.1200000000000001,1.1200000000000001,1.1200000000000001,1.0900000000000001,1.0900000000000001,402.20803144905244,0,19868.455777596628,0,0,0,1,0,null,null,28.518982237709341,null,17749.685213344332,1,null,null,7.4389999999999992,5.9600000000000009,6.2474711356919013,13.13,13.290000000000001,14.852837601175882,null,135254.79941208547,17757.185691189934]
[751,"IelTgsd223",1,0.9068728176833003,7998.8549944002998,0,"gsd",12,1.0900000000000001,1.0900000000000001,1.0900000000000001,1.0900000000000001,1.1200000000000001,1.1200000000000001,1.1200000000000001,1.1200000000000001,1.1200000000000001,1.1200000000000001,1.0900000000000001,1.0900000000000001,479.93129966401807,0,685.64946677409705,0,0,0,1,0,null,null,0.98417437082725778,null,-1433.1210974782005,0,null,null,7.4389999999999992,5.9600000000000009,6.2474711356919013,13.13,13.290000000000001,14.852837601175882,null,0,0]
[758,"ImiNgsd223",1,0.9068728176833003,7998.8549944002998,0,"gsd",12,1.0900000000000001,1.0900000000000001,1.0900000000000001,1.0900000000000001,1.1200000000000001,1.1200000000000001,1.1200000000000001,1.1200000000000001,1.1200000000000001,1.1200000000000001,1.0900000000000001,1.0900000000000001,479.93129966401807,0,685.64946677409705,0,0,0,1,0,null,null,0.98417437082725778,null,-1433.1210974782005,0,null,null,7.4389999999999992,5.9600000000000009,6.2474711356919013,13.13,13.290000000000001,14.852837601175882,null,0,0]
[761,"IstTgsd223",1,0.9068728176833003,7998.8549944002998,0,"gsd",12,1.0900000000000001,1.0900000000000001,1.0900000000000001,1.0900000000000001,1.1200000000000001,1.1200000000000001,1.1200000000000001,1.1200000000000001,1.1200000000000001,1.1200000000000001,1.0900000000000001,1.0900000000000001,479.93129966401807,0,685.64946677409705,0,0,0,1,0,null,null,0.98417437082725778,null,-1433.1210974782005,0,null,null,7.4389999999999992,5.9600000000000009,6.2474711356919013,13.13,13.290000000000001,14.852837601175882,null,0,0]
[773,"IcoTgsd224",1,0.9068728176833003,7998.8549944002998,0,"gsd",23,1.0900000000000001,1.0900000000000001,1.0900000000000001,1.0900000000000001,1.1200000000000001,1.1200000000000001,1.1200000000000001,1.1200000000000001,1.1200000000000001,1.1200000000000001,1.0900000000000001,1.0900000000000001,479.93129966401801,0,19691.909070919872,0,0,0,1,0,null,null,28.265568864863436,null,17573.138506667576,1,null,null,7.4389999999999992,5.9600000000000009,6.2474711356919013,13.13,13.290000000000001,14.852837601175882,null,90301.955499489064,14269.050660030918]
[780,"ImeNgsd224",1,0.9068728176833003,7998.8549944002998,0,"gsd",23,1.0900000000000001,1.0900000000000001,1.0900000000000001,1.0900000000000001,1.1200000000000001,1.1200000000000001,1.1200000000000001,1.1200000000000001,1.1200000000000001,1.1200000000000001,1.0900000000000001,1.0900000000000001,479.93129966401801,0,19691.909070919872,0,0,0,1,0,null,null,28.265568864863436,null,17573.138506667576,1,null,null,7.4389999999999992,5.9600000000000009,6.2474711356919013,13.13,13.290000000000001,14.852837601175882,null,90301.955499489064,14269.050660030918]
[792,"IwaNgsd224",1,0.9068728176833003,7998.8549944002998,0,"gsd",23,1.0900000000000001,1.0900000000000001,1.0900000000000001,1.0900000000000001,1.1200000000000001,1.1200000000000001,1.1200000000000001,1.1200000000000001,1.1200000000000001,1.1200000000000001,1.0900000000000001,1.0900000000000001,479.93129966401801,0,19691.909070919872,0,0,0,1,0,null,null,28.265568864863436,null,17573.138506667576,1,null,null,7.4389999999999992,5.9600000000000009,6.2474711356919013,13.13,13.290000000000001,14.852837601175882,null,90301.955499489064,14269.050660030918]
[804,"ImeNgsd225",1,0.9068728176833003,7998.8549944002998,0,"gsd",15,1.0900000000000001,1.0900000000000001,1.0900000000000001,1.0900000000000001,1.1200000000000001,1.1200000000000001,1.1200000000000001,1.1200000000000001,1.1200000000000001,1.1200000000000001,1.0900000000000001,1.0900000000000001,479.93129966401807,0,6018.5226708693681,0,0,0,1,0,null,null,8.6389271048087988,null,3899.7521066170702,1,null,null,7.4389999999999992,5.9600000000000009,6.2474711356919013,13.13,13.290000000000001,14.852837601175882,null,0,0]
[811,"IteTgsd225",1,0.9068728176833003,7998.8549944002998,0,"gsd",15,1.0900000000000001,1.0900000000000001,1.0900000000000001,1.0900000000000001,1.1200000000000001,1.1200000000000001,1.1200000000000001,1.1200000000000001,1.1200000000000001,1.1200000000000001,1.0900000000000001,1.0900000000000001,479.93129966401807,0,6018.5226708693681,0,0,0,1,0,null,null,8.6389271048087988,null,3899.7521066170702,1,null,null,7.4389999999999992,5.9600000000000009,6.2474711356919013,13.13,13.290000000000001,14.852837601175882,null,0,0]
[823,"IelTgsd226",1,0.90687281768330041,7998.8549944002998,0,"gsd",15,1.0900000000000001,1.0900000000000001,1.0900000000000001,1.0900000000000001,1.1200000000000001,1.1200000000000001,1.1200000000000001,1.1200000000000001,1.1200000000000001,1.1200000000000001,1.0900000000000001,1.0900000000000001,479.93129966401807,0,15612.366589517347,0,0,0,1,0,null,null,22.409834485330656,null,13493.596025265049,1,null,null,7.4389999999999992,5.9600000000000009,6.2474711356919013,13.13,13.290000000000001,14.852837601175882,null,90571.52672818533,11890.856556941169]
[830,"ImiNgsd226",1,0.90687281768330041,7998.8549944002998,0,"gsd",15,1.0900000000000001,1.0900000000000001,1.0900000000000001,1.0900000000000001,1.1200000000000001,1.1200000000000001,1.1200000000000001,1.1200000000000001,1.1200000000000001,1.1200000000000001,1.0900000000000001,1.0900000000000001,479.93129966401807,0,15612.366589517347,0,0,0,1,0,null,null,22.409834485330656,null,13493.596025265049,1,null,null,7.4389999999999992,5.9600000000000009,6.2474711356919013,13.13,13.290000000000001,14.852837601175882,null,90571.52672818533,11890.856556941169]
[838,"ItrNgsd226",1,0.90687281768330041,7998.8549944002998,0,"gsd",15,1.0900000000000001,1.0900000000000001,1.0900000000000001,1.0900000000000001,1.1200000000000001,1.1200000000000001,1.1200000000000001,1.1200000000000001,1.1200000000000001,1.1200000000000001,1.0900000000000001,1.0900000000000001,479.93129966401807,0,15612.366589517347,0,0,0,1,0,null,null,22.409834485330656,null,13493.596025265049,1,null,null,7.4389999999999992,5.9600000000000009,6.2474711356919013,13.13,13.290000000000001,14.852837601175882,null,90571.52672818533,11890.856556941169]
[846,"IcoNgsd227",1,0.9068728176833003,7998.8549944002998,0,"gsd",15,1.0900000000000001,1.0900000000000001,1.0900000000000001,1.0900000000000001,1.1200000000000001,1.1200000000000001,1.1200000000000001,1.1200000000000001,1.1200000000000001,1.1200000000000001,1.0900000000000001,1.0900000000000001,479.93129966401801,0,16149.258244283819,0,0,0,1,0,null,null,23.180483384130557,null,14030.487680031521,1,null,null,7.4389999999999992,5.9600000000000009,6.2474711356919013,13.13,13.290000000000001,14.852837601175882,null,96208.174501042202,12630.874668043467]
[853,"ImiTgsd227",1,0.9068728176833003,7998.8549944002998,0,"gsd",15,1.0900000000000001,1.0900000000000001,1.0900000000000001,1.0900000000000001,1.1200000000000001,1.1200000000000001,1.1200000000000001,1.1200000000000001,1.1200000000000001,1.1200000000000001,1.0900000000000001,1.0900000000000001,479.93129966401801,0,16149.258244283819,0,0,0,1,0,null,null,23.180483384130557,null,14030.487680031521,1,null,null,7.4389999999999992,5.9600000000000009,6.2474711356919013,13.13,13.290000000000001,14.852837601175882,null,96208.174501042202,12630.874668043467]
[865,"IagTgsd228",1,0.90687281768330041,7998.8549944002998,0,"gsd",15,1.0900000000000001,1.0900000000000001,1.0900000000000001,1.0900000000000001,1.1200000000000001,1.1200000000000001,1.1200000000000001,1.1200000000000001,1.1200000000000001,1.1200000000000001,1.0900000000000001,1.0900000000000001,479.93129966401807,0,10497.956254923547,0,0,0,1,0,null,null,15.068661164095257,null,8379.1856906712492,1,null,null,7.4389999999999992,5.9600000000000009,6.2474711356919013,13.13,13.290000000000001,14.852837601175882,null,36877.02204082378,4841.470550127483]
[872,"IelNgsd228",1,0.90687281768330041,7998.8549944002998,0,"gsd",15,1.0900000000000001,1.0900000000000001,1.0900000000000001,1.0900000000000001,1.1200000000000001,1.1200000000000001,1.1200000000000001,1.1200000000000001,1.1200000000000001,1.1200000000000001,1.0900000000000001,1.0900000000000001,479.93129966401807,0,10497.956254923547,0,0,0,1,0,null,null,15.068661164095257,null,8379.1856906712492,1,null,null,7.4389999999999992,5.9600000000000009,6.2474711356919013,13.13,13.290000000000001,14.852837601175882,null,36877.02204082378,4841.470550127483]
[884,"IteNgsd228",1,0.90687281768330041,7998.8549944002998,0,"gsd",15,1.0900000000000001,1.0900000000000001,1.0900000000000001,1.0900000000000001,1.1200000000000001,1.1200000000000001,1.1200000000000001,1.1200000000000001,1.1200000000000001,1.1200000000000001,1.0900000000000001,1.0900000000000001,479.93129966401807,0,10497.956254923547,0,0,0,1,0,null,null,15.068661164095257,null,8379.1856906712492,1,null,null,7.4389999999999992,5.9600000000000009,6.2474711356919013,13.13,13.290000000000001,14.852837601175882,null,36877.02204082378,4841.470550127483]
[896,"IelNgsd229",1,0.9068728176833003,7998.8549944002998,0,"gsd",15,1.0900000000000001,1.0900000000000001,1.0900000000000001,1.0900000000000001,1.1200000000000001,1.1200000000000001,1.1200000000000001,1.1200000000000001,1.1200000000000001,1.1200000000000001,1.0900000000000001,1.0900000000000001,479.93129966401801,0,10723.569347485598,0,0,0,1,0,null,null,15.392503935340065,null,8604.7987832333001,1,null,null,7.4389999999999992,5.9600000000000009,6.2474711356919013,13.13,13.290000000000001,14.852837601175882,null,39245.661437647534,5152.4419151932116]
[903,"IprTgsd229",1,0.9068728176833003,7998.8549944002998,0,"gsd",15,1.0900000000000001,1.0900000000000001,1.0900000000000001,1.0900000000000001,1.1200000000000001,1.1200000000000001,1.1200000000000001,1.1200000000000001,1.1200000000000001,1.1200000000000001,1.0900000000000001,1.0900000000000001,479.93129966401801,0,10723.569347485598,0,0,0,1,0,null,null,15.392503935340065,null,8604.7987832333001,1,null,null,7.4389999999999992,5.9600000000000009,6.2474711356919013,13.13,13.290000000000001,14.852837601175882,null,39245.661437647534,5152.4419151932116]
[906,"IstNgsd229",1,0.9068728176833003,7998.8549944002998,0,"gsd",15,1.0900000000000001,1.0900000000000001,1.0900000000000001,1.0900000000000001,1.1200000000000001,1.1200000000000001,1.1200000000000001,1.1200000000000001,1.1200000000000001,1.1200000000000001,1.0900000000000001,1.0900000000000001,479.93129966401801,0,10723.569347485598,0,0,0,1,0,null,null,15.392503935340065,null,8604.7987832333001,1,null,null,7.4389999999999992,5.9600000000000009,6.2474711356919013,13.13,13.290000000000001,14.852837601175882,null,39245.661437647534,5152.4419151932116]
[918,"IcoNgsd230",1,0.9068728176833003,7998.8549944002998,0,"gsd",15,1.0900000000000001,1.0900000000000001,1.0900000000000001,1.0900000000000001,1.1200000000000001,1.1200000000000001,1.1200000000000001,1.1200000000000001,1.1200000000000001,1.1200000000000001,1.0900000000000001,1.0900000000000001,479.93129966401796,0,7274.3113702824103,0,0,0,1,0,null,null,10.441473614400138,null,5155.5408060301124,1,null,null,7.4389999999999992,5.9600000000000009,6.2474711356919013,13.13,13.290000000000001,14.852837601175882,null,3033.0417761463759,398.19870542320518]
[925,"ImiTgsd230",1,0.9068728176833003,7998.8549944002998,0,"gsd",15,1.0900000000000001,1.0900000000000001,1.0900000000000001,1.0900000000000001,1.1200000000000001,1.1200000000000001,1.1200000000000001,1.1200000000000001,1.1200000000000001,1.1200000000000001,1.0900000000000001,1.0900000000000001,479.93129966401796,0,7274.3113702824103,0,0,0,1,0,null,null,10.441473614400138,null,5155.5408060301124,1,null,null,7.4389999999999992,5.9600000000000009,6.2474711356919013,13.13,13.290000000000001,14.852837601175882,null,3033.0417761463759,398.19870542320518]
[937,"IagTgsd231",1,0.90687281768330041,7998.8549944003007,0,"gsd",15,1.0900000000000001,1.0900000000000001,1.0900000000000001,1.0900000000000001,1.1200000000000001,1.1200000000000001,1.1200000000000001,1.1200000000000001,1.1200000000000001,1.1200000000000001,1.0900000000000001,1.0900000000000001,479.93129966401801,0,8021.3883601754496,0,0,0,1,0,null,null,11.513820436088469,null,5902.6177959231518,1,null,null,7.4389999999999992,5.9600000000000009,6.2474711356919013,13.13,13.290000000000001,14.852837601175882,null,10876.353126832124,1427.9228756066984]
[944,"IelNgsd231",1,0.90687281768330041,7998.8549944003007,0,"gsd",15,1.0900000000000001,1.0900000000000001,1.0900000000000001,1.0900000000000001,1.1200000000000001,1.1200000000000001,1.1200000000000001,1.1200000000000001,1.1200000000000001,1.1200000000000001,1.0900000000000001,1.0900000000000001,479.93129966401801,0,8021.3883601754496,0,0,0,1,0,null,null,11.513820436088469,null,5902.6177959231518,1,null,null,7.4389999999999992,5.9600000000000009,6.2474711356919013,13.13,13.290000000000001,14.852837601175882,null,10876.353126832124,1427.9228756066984]
[956,"IteNgsd231",1,0.90687281768330041,7998.8549944003007,0,"gsd",15,1.0900000000000001,1.0900000000000001,1.0900000000000001,1.0900000000000001,1.1200000000000001,1.1200000000000001,1.1200000000000001,1.1200000000000001,1.1200000000000001,1.1200000000000001,1.0900000000000001,1.0900000000000001,479.93129966401801,0,8021.3883601754496,0,0,0,1,0,null,null,11.513820436088469,null,5902.6177959231518,1,null,null,7.4389999999999992,5.9600000000000009,6.2474711356919013,13.13,13.290000000000001,14.852837601175882,null,10876.353126832124,1427.9228756066984]
[968,"IelNgsd232",1,0.90687281768330041,7998.8549944002998,0,"gsd",23,1.0900000000000001,1.0900000000000001,1.0900000000000001,1.0900000000000001,1.1200000000000001,1.1200000000000001,1.1200000000000001,1.1200000000000001,1.1200000000000001,1.1200000000000001,1.0900000000000001,1.0900000000000001,479.93129966401807,0,7236.4418832826259,0,0,0,1,0,null,null,10.387116132410229,null,5117.671319030328,1,null,null,7.4389999999999992,5.9600000000000009,6.2474711356919013,13.13,13.290000000000001,14.852837601175882,null,0,0]
[975,"IprTgsd232",1,0.90687281768330041,7998.8549944002998,0,"gsd",23,1.0900000000000001,1.0900000000000001,1.0900000000000001,1.0900000000000001,1.1200000000000001,1.1200000000000001,1.1200000000000001,1.1200000000000001,1.1200000000000001,1.1200000000000001,1.0900000000000001,1.0900000000000001,479.93129966401807,0,7236.4418832826259,0,0,0,1,0,null,null,10.387116132410229,null,5117.671319030328,1,null,null,7.4389999999999992,5.9600000000000009,6.2474711356919013,13.13,13.290000000000001,14.852837601175882,null,0,0]
[978,"IstNgsd232",1,0.90687281768330041,7998.8549944002998,0,"gsd",23,1.0900000000000001,1.0900000000000001,1.0900000000000001,1.0900000000000001,1.1200000000000001,1.1200000000000001,1.1200000000000001,1.1200000000000001,1.1200000000000001,1.1200000000000001,1.0900000000000001,1.0900000000000001,479.93129966401807,0,7236.4418832826259,0,0,0,1,0,null,null,10.387116132410229,null,5117.671319030328,1,null,null,7.4389999999999992,5.9600000000000009,6.2474711356919013,13.13,13.290000000000001,14.852837601175882,null,0,0]
[994,"IluNgsd233",1,0.9068728176833003,7998.8549944002998,0,"gsd",23,1.0900000000000001,1.0900000000000001,1.0900000000000001,1.0900000000000001,1.1200000000000001,1.1200000000000001,1.1200000000000001,1.1200000000000001,1.1200000000000001,1.1200000000000001,1.0900000000000001,1.0900000000000001,479.93129966401801,0,5790.3991966042522,0,0,0,1,0,null,null,8.3114809568345169,null,3671.6286323519544,1,null,null,7.4389999999999992,5.9600000000000009,6.2474711356919013,13.13,13.290000000000001,14.852837601175882,null,0,0]
[997,"ImiTgsd233",1,0.9068728176833003,7998.8549944002998,0,"gsd",23,1.0900000000000001,1.0900000000000001,1.0900000000000001,1.0900000000000001,1.1200000000000001,1.1200000000000001,1.1200000000000001,1.1200000000000001,1.1200000000000001,1.1200000000000001,1.0900000000000001,1.0900000000000001,479.93129966401801,0,5790.3991966042522,0,0,0,1,0,null,null,8.3114809568345169,null,3671.6286323519544,1,null,null,7.4389999999999992,5.9600000000000009,6.2474711356919013,13.13,13.290000000000001,14.852837601175882,null,0,0]
[1009,"IagTgsd234",1,0.90687281768330053,7998.8549944003007,0,"gsd",23,1.0900000000000001,1.0900000000000001,1.0900000000000001,1.0900000000000001,1.1200000000000001,1.1200000000000001,1.1200000000000001,1.1200000000000001,1.1200000000000001,1.1200000000000001,1.0900000000000001,1.0900000000000001,479.93129966401807,0,13761.605684288319,0,0,0,1,0,null,null,19.753270836232694,null,11642.835120036021,1,null,null,7.4389999999999992,5.9600000000000009,6.2474711356919013,13.13,13.290000000000001,14.852837601175882,null,41021.214156215632,6481.9613229121069]
[1016,"IelNgsd234",1,0.90687281768330053,7998.8549944003007,0,"gsd",23,1.0900000000000001,1.0900000000000001,1.0900000000000001,1.0900000000000001,1.1200000000000001,1.1200000000000001,1.1200000000000001,1.1200000000000001,1.1200000000000001,1.1200000000000001,1.0900000000000001,1.0900000000000001,479.93129966401807,0,13761.605684288319,0,0,0,1,0,null,null,19.753270836232694,null,11642.835120036021,1,null,null,7.4389999999999992,5.9600000000000009,6.2474711356919013,13.13,13.290000000000001,14.852837601175882,null,41021.214156215632,6481.9613229121069]
[1028,"IteNgsd234",1,0.90687281768330053,7998.8549944003007,0,"gsd",23,1.0900000000000001,1.0900000000000001,1.0900000000000001,1.0900000000000001,1.1200000000000001,1.1200000000000001,1.1200000000000001,1.1200000000000001,1.1200000000000001,1.1200000000000001,1.0900000000000001,1.0900000000000001,479.93129966401807,0,13761.605684288319,0,0,0,1,0,null,null,19.753270836232694,null,11642.835120036021,1,null,null,7.4389999999999992,5.9600000000000009,6.2474711356919013,13.13,13.290000000000001,14.852837601175882,null,41021.214156215632,6481.9613229121069]
[1040,"IelNgsd235",1,0.9068728176833003,7998.8549944002989,0,"gsd",23,1.0900000000000001,1.0900000000000001,1.0900000000000001,1.0900000000000001,1.1200000000000001,1.1200000000000001,1.1200000000000001,1.1200000000000001,1.1200000000000001,1.1200000000000001,1.0900000000000001,1.0900000000000001,479.93129966401796,0,27875.152078438859,0,0,0,1,0,null,null,40.011713839121903,null,25756.381514186563,1,null,null,7.4389999999999992,5.9600000000000009,6.2474711356919013,13.13,13.290000000000001,14.852837601175882,null,158304.61167172913,25014.480707155955]
[1047,"IprTgsd235",1,0.9068728176833003,7998.8549944002989,0,"gsd",23,1.0900000000000001,1.0900000000000001,1.0900000000000001,1.0900000000000001,1.1200000000000001,1.1200000000000001,1.1200000000000001,1.1200000000000001,1.1200000000000001,1.1200000000000001,1.0900000000000001,1.0900000000000001,479.93129966401796,0,27875.152078438859,0,0,0,1,0,null,null,40.011713839121903,null,25756.381514186563,1,null,null,7.4389999999999992,5.9600000000000009,6.2474711356919013,13.13,13.290000000000001,14.852837601175882,null,158304.61167172913,25014.480707155955]
[1050,"IstNgsd235",1,0.9068728176833003,7998.8549944002989,0,"gsd",23,1.0900000000000001,1.0900000000000001,1.0900000000000001,1.0900000000000001,1.1200000000000001,1.1200000000000001,1.1200000000000001,1.1200000000000001,1.1200000000000001,1.1200000000000001,1.0900000000000001,1.0900000000000001,479.93129966401796,0,27875.152078438859,0,0,0,1,0,null,null,40.011713839121903,null,25756.381514186563,1,null,null,7.4389999999999992,5.9600000000000009,6.2474711356919013,13.13,13.290000000000001,14.852837601175882,null,158304.61167172913,25014.480707155955]
[1066,"IluNgsd236",1,0.90687281768330041,7998.8549944002998,0,"gsd",7,1.0900000000000001,1.0900000000000001,1.0900000000000001,1.0900000000000001,1.1200000000000001,1.1200000000000001,1.1200000000000001,1.1200000000000001,1.1200000000000001,1.1200000000000001,1.0900000000000001,1.0900000000000001,479.93129966401807,0,2427.3700080340536,0,0,0,1,0,null,null,3.4842225746366204,null,308.59944378175635,1,null,null,7.4389999999999992,5.9600000000000009,6.2474711356919013,13.13,13.290000000000001,14.852837601175882,null,0,0]
[1069,"ImiTgsd236",1,0.90687281768330041,7998.8549944002998,0,"gsd",7,1.0900000000000001,1.0900000000000001,1.0900000000000001,1.0900000000000001,1.1200000000000001,1.1200000000000001,1.1200000000000001,1.1200000000000001,1.1200000000000001,1.1200000000000001,1.0900000000000001,1.0900000000000001,479.93129966401807,0,2427.3700080340536,0,0,0,1,0,null,null,3.4842225746366204,null,308.59944378175635,1,null,null,7.4389999999999992,5.9600000000000009,6.2474711356919013,13.13,13.290000000000001,14.852837601175882,null,0,0]
[1081,"IagTgsd237",1,0.9068728176833003,7998.8549944002998,0,"gsd",8,1.0900000000000001,1.0900000000000001,1.0900000000000001,1.0900000000000001,1.1200000000000001,1.1200000000000001,1.1200000000000001,1.1200000000000001,1.1200000000000001,1.1200000000000001,1.0900000000000001,1.0900000000000001,479.93129966401801,0,2072.3913623491239,0,0,0,1,0,null,null,2.9746897853561429,null,-46.379201903173424,0,null,null,7.4389999999999992,5.9600000000000009,6.2474711356919013,13.13,13.290000000000001,14.852837601175882,null,0,0]
[1088,"IelNgsd237",1,0.9068728176833003,7998.8549944002998,0,"gsd",8,1.0900000000000001,1.0900000000000001,1.0900000000000001,1.0900000000000001,1.1200000000000001,1.1200000000000001,1.1200000000000001,1.1200000000000001,1.1200000000000001,1.1200000000000001,1.0900000000000001,1.0900000000000001,479.93129966401801,0,2072.3913623491239,0,0,0,1,0,null,null,2.9746897853561429,null,-46.379201903173424,0,null,null,7.4389999999999992,5.9600000000000009,6.2474711356919013,13.13,13.290000000000001,14.852837601175882,null,0,0]
[1100,"IteNgsd237",1,0.9068728176833003,7998.8549944002998,0,"gsd",8,1.0900000000000001,1.0900000000000001,1.0900000000000001,1.0900000000000001,1.1200000000000001,1.1200000000000001,1.1200000000000001,1.1200000000000001,1.1200000000000001,1.1200000000000001,1.0900000000000001,1.0900000000000001,479.93129966401801,0,2072.3913623491239,0,0,0,1,0,null,null,2.9746897853561429,null,-46.379201903173424,0,null,null,7.4389999999999992,5.9600000000000009,6.2474711356919013,13.13,13.290000000000001,14.852837601175882,null,0,0]
[1112,"IelNgsd238",1,0,-309.19999999995298,0,"gsd",30,1.0900000000000001,1.0900000000000001,1.0900000000000001,1.0900000000000001,1.1200000000000001,1.1200000000000001,1.1200000000000001,1.1200000000000001,1.1200000000000001,1.1200000000000001,1.0900000000000001,1.0900000000000001,15.547565671722991,0,2781.66,0,0,0,1,0,null,null,15.659727290093647,null,2295.1290621599583,1,null,null,7.4389999999999992,5.9600000000000009,6.2474711356919013,13.13,13.290000000000001,14.852837601175882,null,3075.9250168336439,529.45337223102467]
[1119,"IprEgsd238",1,0,-309.19999999995298,0,"gsd",30,1.0900000000000001,1.0900000000000001,1.0900000000000001,1.0900000000000001,1.1200000000000001,1.1200000000000001,1.1200000000000001,1.1200000000000001,1.1200000000000001,1.1200000000000001,1.0900000000000001,1.0900000000000001,15.547565671722991,0,2781.66,0,0,0,1,0,null,null,15.659727290093647,null,2295.1290621599583,1,null,null,7.4389999999999992,5.9600000000000009,6.2474711356919013,13.13,13.290000000000001,14.852837601175882,null,3075.9250168336439,529.45337223102467]
[1122,"IstNgsd238",1,0,-309.19999999998203,0,"gsd",30,1.0900000000000001,1.0900000000000001,1.0900000000000001,1.0900000000000001,1.1200000000000001,1.1200000000000001,1.1200000000000001,1.1200000000000001,1.1200000000000001,1.1200000000000001,1.0900000000000001,1.0900000000000001,15.547565671724453,0,2781.66,0,0,0,1,0,null,null,15.659727290093805,null,2295.1290621599637,1,null,null,7.4389999999999992,5.9600000000000009,6.2474711356919013,13.13,13.290000000000001,14.852837601175882,null,3075.9250168336439,529.45337223102467]
[1138,"IluNgsd239",1,0.9068728176833003,7998.8549944002989,0,"gsd",10,1.0900000000000001,1.0900000000000001,1.0900000000000001,1.0900000000000001,1.1200000000000001,1.1200000000000001,1.1200000000000001,1.1200000000000001,1.1200000000000001,1.1200000000000001,1.0900000000000001,1.0900000000000001,402.20803144905238,0,3049.287263058683,0,0,0,1,0,null,null,4.3769163676475351,null,930.51669880638622,1,null,null,7.4389999999999992,5.9600000000000009,6.2474711356919013,13.13,13.290000000000001,14.852837601175882,null,0,0]
[1141,"ImiEgsd239",1,0.9068728176833003,7998.8549944002998,0,"gsd",10,1.0900000000000001,1.0900000000000001,1.0900000000000001,1.0900000000000001,1.1200000000000001,1.1200000000000001,1.1200000000000001,1.1200000000000001,1.1200000000000001,1.1200000000000001,1.0900000000000001,1.0900000000000001,402.20803144905244,0,3049.2872630587067,0,0,0,1,0,null,null,4.3769163676475689,null,930.51669880640918,1,null,null,7.4389999999999992,5.9600000000000009,6.2474711356919013,13.13,13.290000000000001,14.852837601175882,null,0,0]
[1153,"IagTgsd240",1,0.9068728176833003,7998.8549944002998,0,"gsd",15,1.0900000000000001,1.0900000000000001,1.0900000000000001,1.0900000000000001,1.1200000000000001,1.1200000000000001,1.1200000000000001,1.1200000000000001,1.1200000000000001,1.1200000000000001,1.0900000000000001,1.0900000000000001,479.93129966401801,0,3006.1421895470326,0,0,0,1,0,null,null,4.3149863616673594,null,887.37162529473505,1,null,null,7.4389999999999992,5.9600000000000009,6.2474711356919013,13.13,13.290000000000001,14.852837601175882,null,0,0]
[1160,"IelNgsd240",1,0.9068728176833003,7998.8549944002998,0,"gsd",15,1.0900000000000001,1.0900000000000001,1.0900000000000001,1.0900000000000001,1.1200000000000001,1.1200000000000001,1.1200000000000001,1.1200000000000001,1.1200000000000001,1.1200000000000001,1.0900000000000001,1.0900000000000001,479.93129966401801,0,3006.1421895470326,0,0,0,1,0,null,null,4.3149863616673594,null,887.37162529473505,1,null,null,7.4389999999999992,5.9600000000000009,6.2474711356919013,13.13,13.290000000000001,14.852837601175882,null,0,0]
[1172,"IteNgsd240",1,0.9068728176833003,7998.8549944002998,0,"gsd",15,1.0900000000000001,1.0900000000000001,1.0900000000000001,1.0900000000000001,1.1200000000000001,1.1200000000000001,1.1200000000000001,1.1200000000000001,1.1200000000000001,1.1200000000000001,1.0900000000000001,1.0900000000000001,479.93129966401801,0,3006.1421895470326,0,0,0,1,0,null,null,4.3149863616673594,null,887.37162529473505,1,null,null,7.4389999999999992,5.9600000000000009,6.2474711356919013,13.13,13.290000000000001,14.852837601175882,null,0,0]
[1181,"IcoEgsd241",1,0.90687281768330041,7998.8549944002998,0,"gsd",3,1.0900000000000001,1.0900000000000001,1.0900000000000001,1.0900000000000001,1.1200000000000001,1.1200000000000001,1.1200000000000001,1.1200000000000001,1.1200000000000001,1.1200000000000001,1.0900000000000001,1.0900000000000001,402.20803144905244,0,3717.9272882339042,0,0,0,1,0,null,null,5.3366755565270001,null,1599.1567239816065,1,null,null,7.4389999999999992,5.9600000000000009,6.2474711356919013,13.13,13.290000000000001,14.852837601175882,null,70529.433023278107,6240.3362745891272]
[1192,"IprNgsd241",1,0.90687281768330041,7998.8549944002998,0,"gsd",3,1.0900000000000001,1.0900000000000001,1.0900000000000001,1.0900000000000001,1.1200000000000001,1.1200000000000001,1.1200000000000001,1.1200000000000001,1.1200000000000001,1.1200000000000001,1.0900000000000001,1.0900000000000001,402.20803144905244,0,3717.9272882339042,0,0,0,1,0,null,null,5.3366755565270001,null,1599.1567239816065,1,null,null,7.4389999999999992,5.9600000000000009,6.2474711356919013,13.13,13.290000000000001,14.852837601175882,null,70529.433023278107,6240.3362745891272]
[1195,"IteEgsd241",1,0.90687281768330041,7998.8549944002998,0,"gsd",3,1.0900000000000001,1.0900000000000001,1.0900000000000001,1.0900000000000001,1.1200000000000001,1.1200000000000001,1.1200000000000001,1.1200000000000001,1.1200000000000001,1.1200000000000001,1.0900000000000001,1.0900000000000001,402.20803144905244,0,3717.9272882339042,0,0,0,1,0,null,null,5.3366755565270001,null,1599.1567239816065,1,null,null,7.4389999999999992,5.9600000000000009,6.2474711356919013,13.13,13.290000000000001,14.852837601175882,null,70529.433023278107,6240.3362745891272]
[1211,"ImeEgsd242",1,0.90687281768330041,7998.8549944002998,0,"gsd",10,1.0900000000000001,1.0900000000000001,1.0900000000000001,1.0900000000000001,1.1200000000000001,1.1200000000000001,1.1200000000000001,1.1200000000000001,1.1200000000000001,1.1200000000000001,1.0900000000000001,1.0900000000000001,402.20803144905244,0,25512.569434938268,0,0,0,1,0,null,null,36.620486398029641,null,23393.798870685972,1,null,null,7.4389999999999992,5.9600000000000009,6.2474711356919013,13.13,13.290000000000001,14.852837601175882,null,283615.72680125607,29234.320132391211]
[1214,"ImiNgsd242",1,0.90687281768330041,7998.8549944002998,0,"gsd",10,1.0900000000000001,1.0900000000000001,1.0900000000000001,1.0900000000000001,1.1200000000000001,1.1200000000000001,1.1200000000000001,1.1200000000000001,1.1200000000000001,1.1200000000000001,1.0900000000000001,1.0900000000000001,402.20803144905244,0,14911.65633557175,0,0,0,1,0,null,null,21.404042011584988,null,12792.885771319452,1,null,null,7.4389999999999992,5.9600000000000009,6.2474711356919013,13.13,13.290000000000001,14.852837601175882,null,135295.4668258951,13945.880344009243]
[1226,"IchEgsd243",1,0.90687281768330041,7998.8549944003007,0,"gsd",5,1.0900000000000001,1.0900000000000001,1.0900000000000001,1.0900000000000001,1.1200000000000001,1.1200000000000001,1.1200000000000001,1.1200000000000001,1.1200000000000001,1.1200000000000001,1.0900000000000001,1.0900000000000001,402.2080314490525,0,2400.9370673248841,0,0,0,1,0,null,null,3.4462809965384746,null,282.16650307258635,1,null,null,7.4389999999999992,5.9600000000000009,6.2474711356919013,13.13,13.290000000000001,14.852837601175882,null,0,0]
[1233,"IstEgsd243",1,0.9068728176833003,7998.8549944002998,0,"gsd",5,1.0900000000000001,1.0900000000000001,1.0900000000000001,1.0900000000000001,1.1200000000000001,1.1200000000000001,1.1200000000000001,1.1200000000000001,1.1200000000000001,1.1200000000000001,1.0900000000000001,1.0900000000000001,402.20803144905244,0,4437.2347810642359,0,0,0,1,0,null,null,6.3691623205265788,null,2318.464216811939,1,null,null,7.4389999999999992,5.9600000000000009,6.2474711356919013,13.13,13.290000000000001,14.852837601175882,null,35514.259257281898,3142.2472974542893]
[1245,"IluEgsd301",1,0.90220510041481305,7979.8295151838056,0,"gsd",8,1,1,1,1,1,1,1,1,1,1,1,1,478.78977091102837,0,5125.2136451669458,0,0,0,1,0,null,null,7.5730330129130614,null,3062.1846915748256,1,null,null,7.4389999999999992,5.9600000000000009,6.2474711356919013,13.13,13.290000000000001,14.852837601175882,null,13555.781215335781,1199.3947721164029]
[1252,"IprNgsd301",1,0.90220510041481305,7979.8295151838056,0,"gsd",8,1,1,1,1,1,1,1,1,1,1,1,1,478.78977091102837,0,5125.2136451669458,0,0,0,1,0,null,null,7.5730330129130614,null,3062.1846915748256,1,null,null,7.4389999999999992,5.9600000000000009,6.2474711356919013,13.13,13.290000000000001,14.852837601175882,null,13555.781215335781,1199.3947721164029]
[1264,"IchNgsd302",1,0.90220510041481317,7979.8295151838065,0,"gsd",10,1,1,1,1,1,1,1,1,1,1,1,1,478.78977091102837,0,1042.6253439113173,0,0,0,1,0,null,null,1.5405867337815231,null,-1020.4036096808029,0,null,null,7.4389999999999992,5.9600000000000009,6.2474711356919013,13.13,13.290000000000001,14.852837601175882,null,0,0]
[1267,"IelEgsd302",1,0.90220510041481317,7979.8295151838065,0,"gsd",10,1,1,1,1,1,1,1,1,1,1,1,1,478.78977091102837,0,1042.6253439113173,0,0,0,1,0,null,null,1.5405867337815231,null,-1020.4036096808029,0,null,null,7.4389999999999992,5.9600000000000009,6.2474711356919013,13.13,13.290000000000001,14.852837601175882,null,0,0]
[1283,"IwaEgsd302",1,0.90687281768330041,7998.8549944002998,0,"gsd",10,1,1,1,1,1,1,1,1,1,1,1,1,479.93129966401801,0,1045.1111672955674,0,0,0,1,0,null,null,1.5415523723858611,null,-1021.6556215792482,0,null,null,7.4389999999999992,5.9600000000000009,6.2474711356919013,13.13,13.290000000000001,14.852837601175882,null,0,0]
[1286,"IagNgsd303",1,0.90220510041481317,7979.8295151838056,0,"gsd",10,1,1,1,1,1,1,1,1,1,1,1,1,478.78977091102843,0,1390.2142012515342,0,0,0,1,0,null,null,2.0541852047526681,null,-672.81475234058576,0,null,null,7.4389999999999992,5.9600000000000009,6.2474711356919013,13.13,13.290000000000001,14.852837601175882,null,0,0]
[1298,"ImiNgsd303",1,0.90220510041481317,7979.8295151838056,0,"gsd",10,1,1,1,1,1,1,1,1,1,1,1,1,478.78977091102843,0,1390.2142012515342,0,0,0,1,0,null,null,2.0541852047526681,null,-672.81475234058576,0,null,null,7.4389999999999992,5.9600000000000009,6.2474711356919013,13.13,13.290000000000001,14.852837601175882,null,0,0]
[1305,"ItrEgsd303",1,0.90220510041481317,7979.8295151838056,0,"gsd",10,1,1,1,1,1,1,1,1,1,1,1,1,478.78977091102843,0,1390.2142012515342,0,0,0,1,0,null,null,2.0541852047526681,null,-672.81475234058576,0,null,null,7.4389999999999992,5.9600000000000009,6.2474711356919013,13.13,13.290000000000001,14.852837601175882,null,0,0]
[1317,"IluTgsd304",1,0.90220510041481317,7979.8295151838056,0,"gsd",13,1,1,1,1,1,1,1,1,1,1,1,1,478.78977091102837,0,3847.7867208917737,0,0,0,1,0,null,null,5.6855026700087405,null,1784.7577672996538,1,null,null,7.4389999999999992,5.9600000000000009,6.2474711356919013,13.13,13.290000000000001,14.852837601175882,null,0,0]
[1324,"IprNgsd304",1,0.90220510041481317,7979.8295151838056,0,"gsd",13,1,1,1,1,1,1,1,1,1,1,1,1,478.78977091102837,0,3847.7867208917737,0,0,0,1,0,null,null,5.6855026700087405,null,1784.7577672996538,1,null,null,7.4389999999999992,5.9600000000000009,6.2474711356919013,13.13,13.290000000000001,14.852837601175882,null,0,0]
[1336,"IchNgsd305",1,0.90220510041481317,7979.8295151838056,0,"gsd",11,1,1,1,1,1,1,1,1,1,1,1,1,478.78977091102837,0,4806.1690957553164,0,0,0,1,0,null,null,7.1016117078592433,null,2743.1401421631963,1,null,null,7.4389999999999992,5.9600000000000009,6.2474711356919013,13.13,13.290000000000001,14.852837601175882,null,0,0]
[1339,"IelTgsd305",1,0.90220510041481317,7979.8295151838056,0,"gsd",11,1,1,1,1,1,1,1,1,1,1,1,1,478.78977091102837,0,4806.1690957553164,0,0,0,1,0,null,null,7.1016117078592433,null,2743.1401421631963,1,null,null,7.4389999999999992,5.9600000000000009,6.2474711356919013,13.13,13.290000000000001,14.852837601175882,null,0,0]
[1355,"IwaTgsd305",1,0.9068728176833003,7998.8549944002998,0,"gsd",11,1,1,1,1,1,1,1,1,1,1,1,1,479.93129966401801,0,4817.6279458558429,0,0,0,1,0,null,null,7.106062992728674,null,2750.8611569810273,1,null,null,7.4389999999999992,5.9600000000000009,6.2474711356919013,13.13,13.290000000000001,14.852837601175882,null,0,0]
[1358,"IagNgsd306",1,0.90220510041481317,7979.8295151838056,0,"gsd",15,1,1,1,1,1,1,1,1,1,1,1,1,478.78977091102843,0,2397.4102041990741,0,0,0,1,0,null,null,3.5424214245224581,null,334.38125060695421,1,null,null,7.4389999999999992,5.9600000000000009,6.2474711356919013,13.13,13.290000000000001,14.852837601175882,null,0,0]
[1374,"IstNgsd306",1,0.90220510041481317,7979.8295151838056,0,"gsd",15,1,1,1,1,1,1,1,1,1,1,1,1,478.78977091102843,0,2397.4102041990741,0,0,0,1,0,null,null,3.5424214245224581,null,334.38125060695421,1,null,null,7.4389999999999992,5.9600000000000009,6.2474711356919013,13.13,13.290000000000001,14.852837601175882,null,0,0]
[1377,"ItrTgsd306",1,0.90220510041481317,7979.8295151838056,0,"gsd",15,1,1,1,1,1,1,1,1,1,1,1,1,478.78977091102843,0,2397.4102041990741,0,0,0,1,0,null,null,3.5424214245224581,null,334.38125060695421,1,null,null,7.4389999999999992,5.9600000000000009,6.2474711356919013,13.13,13.290000000000001,14.852837601175882,null,0,0]
[1389,"IluTgsd307",1,0.90220510041481328,7979.8295151838065,0,"gsd",15,1,1,1,1,1,1,1,1,1,1,1,1,478.78977091102837,0,3331.7885292790288,0,0,0,1,0,null,null,4.923061997243483,null,1268.7595756869084,1,null,null,7.4389999999999992,5.9600000000000009,6.2474711356919013,13.13,13.290000000000001,14.852837601175882,null,0,0]
[1396,"IprNgsd307",1,0.90220510041481328,7979.8295151838065,0,"gsd",15,1,1,1,1,1,1,1,1,1,1,1,1,478.78977091102837,0,3331.7885292790288,0,0,0,1,0,null,null,4.923061997243483,null,1268.7595756869084,1,null,null,7.4389999999999992,5.9600000000000009,6.2474711356919013,13.13,13.290000000000001,14.852837601175882,null,0,0]
[1408,"IchNgsd401",1,0.90220510041481328,7979.8295151838065,0,"gsd",10,1.0900000000000001,1.0900000000000001,1.0900000000000001,1.0900000000000001,1.1200000000000001,1.1200000000000001,1.1200000000000001,1.1200000000000001,1.1200000000000001,1.1200000000000001,1.0900000000000001,1.0900000000000001,478.78977091102843,0,3952.0757346010423,0,0,0,1,0,null,null,5.6824648604133188,null,1837.0430056314403,1,null,null,7.4389999999999992,5.9600000000000009,6.2474711356919013,13.13,13.290000000000001,14.852837601175882,null,0,0]
[1411,"IelEgsd401",1,0.90220510041481328,7979.8295151838065,0,"gsd",10,1.0900000000000001,1.0900000000000001,1.0900000000000001,1.0900000000000001,1.1200000000000001,1.1200000000000001,1.1200000000000001,1.1200000000000001,1.1200000000000001,1.1200000000000001,1.0900000000000001,1.0900000000000001,478.78977091102843,0,3952.0757346010423,0,0,0,1,0,null,null,5.6824648604133188,null,1837.0430056314403,1,null,null,7.4389999999999992,5.9600000000000009,6.2474711356919013,13.13,13.290000000000001,14.852837601175882,null,0,0]
[1427,"IwaEgsd401",1,0.93223348493392499,8258.5220679651884,0,"gsd",10,1.0900000000000001,1.0900000000000001,1.0900000000000001,1.0900000000000001,1.1200000000000001,1.1200000000000001,1.1200000000000001,1.1200000000000001,1.1200000000000001,1.1200000000000001,1.0900000000000001,1.0900000000000001,495.5113240779113,0,4090.1004973062572,0,0,0,1,0,null,null,5.7372918536969735,null,1920.3145163971383,1,null,null,7.4389999999999992,5.9600000000000009,6.2474711356919013,13.13,13.290000000000001,14.852837601175882,null,0,0]
[1430,"IagNgsd402",1,0.90220510041481317,7979.8295151838056,0,"gsd",8,1.0900000000000001,1.0900000000000001,1.0900000000000001,1.0900000000000001,1.1200000000000001,1.1200000000000001,1.1200000000000001,1.1200000000000001,1.1200000000000001,1.1200000000000001,1.0900000000000001,1.0900000000000001,401.25136945825523,0,7193.434177090965,0,0,0,1,0,null,null,10.343029760066591,null,5078.4014481213635,1,null,null,7.4389999999999992,5.9600000000000009,6.2474711356919013,13.13,13.290000000000001,14.852837601175882,null,46012.708957259863,4071.134056945169]
[1446,"IstNgsd402",1,0.90220510041481317,7979.8295151838056,0,"gsd",8,1.0900000000000001,1.0900000000000001,1.0900000000000001,1.0900000000000001,1.1200000000000001,1.1200000000000001,1.1200000000000001,1.1200000000000001,1.1200000000000001,1.1200000000000001,1.0900000000000001,1.0900000000000001,401.25136945825523,0,7193.434177090965,0,0,0,1,0,null,null,10.343029760066591,null,5078.4014481213635,1,null,null,7.4389999999999992,5.9600000000000009,6.2474711356919013,13.13,13.290000000000001,14.852837601175882,null,46012.708957259863,4071.134056945169]
[1449,"ItrEgsd402",1,0.90220510041481328,7979.8295151838065,0,"gsd",8,1.0900000000000001,1.0900000000000001,1.0900000000000001,1.0900000000000001,1.1200000000000001,1.1200000000000001,1.1200000000000001,1.1200000000000001,1.1200000000000001,1.1200000000000001,1.0900000000000001,1.0900000000000001,401.25136945825528,0,7421.7955650794293,0,0,0,1,0,null,null,10.671377608099581,null,5306.7628361098277,1,null,null,7.4389999999999992,5.9600000000000009,6.2474711356919013,13.13,13.290000000000001,14.852837601175882,null,49797.487208826671,4406.0054432887]
[1461,"IluEgsd403",1,0.90220510041481317,7979.8295151838056,0,"gsd",10,1.0900000000000001,1.0900000000000001,1.0900000000000001,1.0900000000000001,1.1200000000000001,1.1200000000000001,1.1200000000000001,1.1200000000000001,1.1200000000000001,1.1200000000000001,1.0900000000000001,1.0900000000000001,401.25136945825528,0,628.54821523708051,0,0,0,1,0,null,null,0.90375371982105435,null,-1486.4845137325212,0,null,null,7.4389999999999992,5.9600000000000009,6.2474711356919013,13.13,13.290000000000001,14.852837601175882,null,0,0]
[1468,"IprNgsd403",1,0.90220510041481317,7979.8295151838056,0,"gsd",10,1.0900000000000001,1.0900000000000001,1.0900000000000001,1.0900000000000001,1.1200000000000001,1.1200000000000001,1.1200000000000001,1.1200000000000001,1.1200000000000001,1.1200000000000001,1.0900000000000001,1.0900000000000001,401.25136945825528,0,604.37328388180822,0,0,0,1,0,null,null,0.8689939613663985,null,-1510.6594450877935,0,null,null,7.4389999999999992,5.9600000000000009,6.2474711356919013,13.13,13.290000000000001,14.852837601175882,null,0,0]
[1480,"IchNgsd404",1,0.90220510041481317,7979.8295151838056,0,"gsd",10,1.0900000000000001,1.0900000000000001,1.0900000000000001,1.0900000000000001,1.1200000000000001,1.1200000000000001,1.1200000000000001,1.1200000000000001,1.1200000000000001,1.1200000000000001,1.0900000000000001,1.0900000000000001,478.78977091102831,0,612.6318008044168,0,0,0,1,0,null,null,0.88086841301239893,null,-1502.400928165185,0,null,null,7.4389999999999992,5.9600000000000009,6.2474711356919013,13.13,13.290000000000001,14.852837601175882,null,0,0]
[1487,"ImeEgsd404",1,0.90220510041481317,7979.8295151838056,0,"gsd",10,1.0900000000000001,1.0900000000000001,1.0900000000000001,1.0900000000000001,1.1200000000000001,1.1200000000000001,1.1200000000000001,1.1200000000000001,1.1200000000000001,1.1200000000000001,1.0900000000000001,1.0900000000000001,478.78977091102831,0,612.6318008044168,0,0,0,1,0,null,null,0.88086841301239893,null,-1502.400928165185,0,null,null,7.4389999999999992,5.9600000000000009,6.2474711356919013,13.13,13.290000000000001,14.852837601175882,null,0,0]
[1499,"IwaEgsd404",1,0.93223348493392488,8258.5220679651884,0,"gsd",10,1.0900000000000001,1.0900000000000001,1.0900000000000001,1.0900000000000001,1.1200000000000001,1.1200000000000001,1.1200000000000001,1.1200000000000001,1.1200000000000001,1.1200000000000001,1.0900000000000001,1.0900000000000001,495.51132407791124,0,634.02773666449582,0,0,0,1,0,null,null,0.88936743020834541,null,-1535.7582442446233,0,null,null,7.4389999999999992,5.9600000000000009,6.2474711356919013,13.13,13.290000000000001,14.852837601175882,null,0,0]
[1502,"IagNgsd405",1,0.90220510041481328,7979.8295151838065,0,"gsd",15,1.0900000000000001,1.0900000000000001,1.0900000000000001,1.0900000000000001,1.1200000000000001,1.1200000000000001,1.1200000000000001,1.1200000000000001,1.1200000000000001,1.1200000000000001,1.0900000000000001,1.0900000000000001,401.25136945825528,0,326704.53742629947,0,0,0,1,0,null,null,469.74986774891477,null,324589.50469732995,1,null,null,7.4389999999999992,5.9600000000000009,6.2474711356919013,13.13,13.290000000000001,14.852837601175882,null,3356754.4027814451,440697.93832826789]
[1518,"IstNgsd405",1,0.90220510041481328,7979.8295151838065,0,"gsd",15,1.0900000000000001,1.0900000000000001,1.0900000000000001,1.0900000000000001,1.1200000000000001,1.1200000000000001,1.1200000000000001,1.1200000000000001,1.1200000000000001,1.1200000000000001,1.0900000000000001,1.0900000000000001,401.25136945825528,0,222125.00912471523,0,0,0,1,0,null,null,319.38091365994575,null,220009.97639574562,1,null,null,7.4389999999999992,5.9600000000000009,6.2474711356919013,13.13,13.290000000000001,14.852837601175882,null,2258808.5751347505,296552.01504025847]
[1521,"ItrEgsd405",1,0.90220510041481317,7979.8295151838047,0,"gsd",15,1.0900000000000001,1.0900000000000001,1.0900000000000001,1.0900000000000001,1.1200000000000001,1.1200000000000001,1.1200000000000001,1.1200000000000001,1.1200000000000001,1.1200000000000001,1.0900000000000001,1.0900000000000001,401.25136945825523,0,812704.63818855491,0,0,0,1,0,null,null,1168.5417635012966,null,810589.60545958532,1,null,null,7.4389999999999992,5.9600000000000009,6.2474711356919013,13.13,13.290000000000001,14.852837601175882,null,8459109.0272004139,1110570.3489335626]
[1532,"IelNgsd406",1,0.90220510041481328,7979.8295151838065,0,"gsd",10,1.0900000000000001,1.0900000000000001,1.0900000000000001,1.0900000000000001,1.1200000000000001,1.1200000000000001,1.1200000000000001,1.1200000000000001,1.1200000000000001,1.1200000000000001,1.0900000000000001,1.0900000000000001,478.78977091102843,0,1807.8644317855831,0,0,0,1,0,null,null,2.5994254148699221,null,-307.1682971840188,0,null,null,7.4389999999999992,5.9600000000000009,6.2474711356919013,13.13,13.290000000000001,14.852837601175882,null,0,0]
[1541,"IstEgsd406",1,0.90220510041481328,7979.8295151838065,0,"gsd",10,1.0900000000000001,1.0900000000000001,1.0900000000000001,1.0900000000000001,1.1200000000000001,1.1200000000000001,1.1200000000000001,1.1200000000000001,1.1200000000000001,1.1200000000000001,1.0900000000000001,1.0900000000000001,478.78977091102843,0,1807.8644317855831,0,0,0,1,0,null,null,2.5994254148699221,null,-307.1682971840188,0,null,null,7.4389999999999992,5.9600000000000009,6.2474711356919013,13.13,13.290000000000001,14.852837601175882,null,0,0]
[1553,"IcoEgsd407",1,0.90220510041481328,7979.8295151838065,0,"gsd",10,1.0900000000000001,1.0900000000000001,1.0900000000000001,1.0900000000000001,1.1200000000000001,1.1200000000000001,1.1200000000000001,1.1200000000000001,1.1200000000000001,1.1200000000000001,1.0900000000000001,1.0900000000000001,478.78977091102843,0,793.0778929825284,0,0,0,1,0,null,null,1.1403215831588289,null,-1321.9548359870737,0,null,null,7.4389999999999992,5.9600000000000009,6.2474711356919013,13.13,13.290000000000001,14.852837601175882,null,0,0]
[1560,"ImeNgsd407",1,0.90220510041481328,7979.8295151838065,0,"gsd",10,1.0900000000000001,1.0900000000000001,1.0900000000000001,1.0900000000000001,1.1200000000000001,1.1200000000000001,1.1200000000000001,1.1200000000000001,1.1200000000000001,1.1200000000000001,1.0900000000000001,1.0900000000000001,478.78977091102843,0,793.0778929825284,0,0,0,1,0,null,null,1.1403215831588289,null,-1321.9548359870737,0,null,null,7.4389999999999992,5.9600000000000009,6.2474711356919013,13.13,13.290000000000001,14.852837601175882,null,0,0]
[1572,"IwaNgsd407",1,0.93223348493392499,8258.5220679651884,0,"gsd",10,1.0900000000000001,1.0900000000000001,1.0900000000000001,1.0900000000000001,1.1200000000000001,1.1200000000000001,1.1200000000000001,1.1200000000000001,1.1200000000000001,1.1200000000000001,1.0900000000000001,1.0900000000000001,495.5113240779113,0,820.77584093106782,0,0,0,1,0,null,null,1.1513239219883395,null,-1349.0101399780513,0,null,null,7.4389999999999992,5.9600000000000009,6.2474711356919013,13.13,13.290000000000001,14.852837601175882,null,0,0]
[1575,"IchEgsd408",1,0.90220510041481328,7979.8295151838065,0,"gsd",8,1.0900000000000001,1.0900000000000001,1.0900000000000001,1.0900000000000001,1.1200000000000001,1.1200000000000001,1.1200000000000001,1.1200000000000001,1.1200000000000001,1.1200000000000001,1.0900000000000001,1.0900000000000001,478.78977091102843,0,364.09548788984068,0,0,0,1,0,null,null,0.52351218820403544,null,-1750.9372410797614,0,null,null,7.4389999999999992,5.9600000000000009,6.2474711356919013,13.13,13.290000000000001,14.852837601175882,null,0,0]
[1591,"IteEgsd408",1,0.90220510041481328,7979.8295151838065,0,"gsd",8,1.0900000000000001,1.0900000000000001,1.0900000000000001,1.0900000000000001,1.1200000000000001,1.1200000000000001,1.1200000000000001,1.1200000000000001,1.1200000000000001,1.1200000000000001,1.0900000000000001,1.0900000000000001,478.78977091102843,0,364.09548788984068,0,0,0,1,0,null,null,0.52351218820403544,null,-1750.9372410797614,0,null,null,7.4389999999999992,5.9600000000000009,6.2474711356919013,13.13,13.290000000000001,14.852837601175882,null,0,0]
[1594,"ItrNgsd408",1,0.90220510041481317,7979.8295151838056,0,"gsd",8,1.0900000000000001,1.0900000000000001,1.0900000000000001,1.0900000000000001,1.1200000000000001,1.1200000000000001,1.1200000000000001,1.1200000000000001,1.1200000000000001,1.1200000000000001,1.0900000000000001,1.0900000000000001,478.78977091102831,0,375.65407480697843,0,0,0,1,0,null,null,0.54013162275019533,null,-1739.3786541626234,0,null,null,7.4389999999999992,5.9600000000000009,6.2474711356919013,13.13,13.290000000000001,14.852837601175882,null,0,0]
[1606,"IteNgsd409",1,0.90220510041481317,7979.8295151838056,0,"gsd",15,1.0900000000000001,1.0900000000000001,1.0900000000000001,1.0900000000000001,1.1200000000000001,1.1200000000000001,1.1200000000000001,1.1200000000000001,1.1200000000000001,1.1200000000000001,1.0900000000000001,1.0900000000000001,478.78977091102843,0,8020.5782950228204,0,0,0,1,0,null,null,11.532333230011309,null,5905.5455660532189,1,null,null,7.4389999999999992,5.9600000000000009,6.2474711356919013,13.13,13.290000000000001,14.852837601175882,null,10996.731401442084,1443.7269682135825]
[1613,"IcoTgsd410",1,0.90220510041481328,7979.8295151838056,0,"gsd",5,1.0900000000000001,1.0900000000000001,1.0900000000000001,1.0900000000000001,1.1200000000000001,1.1200000000000001,1.1200000000000001,1.1200000000000001,1.1200000000000001,1.1200000000000001,1.0900000000000001,1.0900000000000001,478.78977091102843,0,68.725417578461276,0,0,0,1,0,null,null,9.881636806392366E-2,null,-2046.3073113911407,0,null,null,7.4389999999999992,5.9600000000000009,6.2474711356919013,13.13,13.290000000000001,14.852837601175882,null,0,0]
[1625,"IstTgsd410",1,0.90220510041481328,7979.8295151838056,0,"gsd",5,1.0900000000000001,1.0900000000000001,1.0900000000000001,1.0900000000000001,1.1200000000000001,1.1200000000000001,1.1200000000000001,1.1200000000000001,1.1200000000000001,1.1200000000000001,1.0900000000000001,1.0900000000000001,478.78977091102843,0,68.725417578461276,0,0,0,1,0,null,null,9.881636806392366E-2,null,-2046.3073113911407,0,null,null,7.4389999999999992,5.9600000000000009,6.2474711356919013,13.13,13.290000000000001,14.852837601175882,null,0,0]
[1632,"IwaNgsd410",1,0.90220510041481328,7979.8295151838056,0,"gsd",5,1.0900000000000001,1.0900000000000001,1.0900000000000001,1.0900000000000001,1.1200000000000001,1.1200000000000001,1.1200000000000001,1.1200000000000001,1.1200000000000001,1.1200000000000001,1.0900000000000001,1.0900000000000001,478.78977091102843,0,68.725417578461276,0,0,0,1,0,null,null,9.881636806392366E-2,null,-2046.3073113911407,0,null,null,7.4389999999999992,5.9600000000000009,6.2474711356919013,13.13,13.290000000000001,14.852837601175882,null,0,0]
[1644,"IluNgsd412",1,0.90220510041481328,7979.8295151838065,0,"gsd",10,1.0900000000000001,1.0900000000000001,1.0900000000000001,1.0900000000000001,1.1200000000000001,1.1200000000000001,1.1200000000000001,1.1200000000000001,1.1200000000000001,1.1200000000000001,1.0900000000000001,1.0900000000000001,478.78977091102848,0,169.03948571244001,0,0,0,1,0,null,null,0.24305225964508173,null,-1945.993243257162,0,null,null,7.4389999999999992,5.9600000000000009,6.2474711356919013,13.13,13.290000000000001,14.852837601175882,null,0,0]
[1647,"ImiTgsd412",1,0.90220510041481317,7979.8295151838056,0,"gsd",10,1.0900000000000001,1.0900000000000001,1.0900000000000001,1.0900000000000001,1.1200000000000001,1.1200000000000001,1.1200000000000001,1.1200000000000001,1.1200000000000001,1.1200000000000001,1.0900000000000001,1.0900000000000001,478.78977091102837,0,165.09992100380288,0,0,0,1,0,null,null,0.23738778367713453,null,-1949.9328079657989,0,null,null,7.4389999999999992,5.9600000000000009,6.2474711356919013,13.13,13.290000000000001,14.852837601175882,null,0,0]
[1663,"IcoTgsd413",1,0.90220510041481317,7979.8295151838056,0,"gsd",11,1.0900000000000001,1.0900000000000001,1.0900000000000001,1.0900000000000001,1.1200000000000001,1.1200000000000001,1.1200000000000001,1.1200000000000001,1.1200000000000001,1.1200000000000001,1.0900000000000001,1.0900000000000001,478.78977091102843,0,6138.330396295235,0,0,0,1,0,null,null,8.825956059790899,null,4023.2976673256335,1,null,null,7.4389999999999992,5.9600000000000009,6.2474711356919013,13.13,13.290000000000001,14.852837601175882,null,6570.9758803280129,721.01846191211041]
[1666,"IelNgsd413",1,0.90220510041481317,7979.8295151838056,0,"gsd",11,1.0900000000000001,1.0900000000000001,1.0900000000000001,1.0900000000000001,1.1200000000000001,1.1200000000000001,1.1200000000000001,1.1200000000000001,1.1200000000000001,1.1200000000000001,1.0900000000000001,1.0900000000000001,478.78977091102843,0,6138.330396295235,0,0,0,1,0,null,null,8.825956059790899,null,4023.2976673256335,1,null,null,7.4389999999999992,5.9600000000000009,6.2474711356919013,13.13,13.290000000000001,14.852837601175882,null,6570.9758803280129,721.01846191211041]
[1673,"IprTgsd413",1,0.90220510041481317,7979.8295151838056,0,"gsd",11,1.0900000000000001,1.0900000000000001,1.0900000000000001,1.0900000000000001,1.1200000000000001,1.1200000000000001,1.1200000000000001,1.1200000000000001,1.1200000000000001,1.1200000000000001,1.0900000000000001,1.0900000000000001,478.78977091102843,0,6138.330396295235,0,0,0,1,0,null,null,8.825956059790899,null,4023.2976673256335,1,null,null,7.4389999999999992,5.9600000000000009,6.2474711356919013,13.13,13.290000000000001,14.852837601175882,null,6570.9758803280129,721.01846191211041]
[1685,"IchTgsd414",1,0.90220510041481317,7979.8295151838056,0,"gsd",15,1.0900000000000001,1.0900000000000001,1.0900000000000001,1.0900000000000001,1.1200000000000001,1.1200000000000001,1.1200000000000001,1.1200000000000001,1.1200000000000001,1.1200000000000001,1.0900000000000001,1.0900000000000001,478.78977091102843,0,7615.4537382347735,0,0,0,1,0,null,null,10.949827677831905,null,5500.421009265172,1,null,null,7.4389999999999992,5.9600000000000009,6.2474711356919013,13.13,13.290000000000001,14.852837601175882,null,6743.4628271833935,885.3284478216641]
[1697,"IprTgsd414",1,0.90220510041481317,7979.8295151838056,0,"gsd",15,1.0900000000000001,1.0900000000000001,1.0900000000000001,1.0900000000000001,1.1200000000000001,1.1200000000000001,1.1200000000000001,1.1200000000000001,1.1200000000000001,1.1200000000000001,1.0900000000000001,1.0900000000000001,478.78977091102843,0,7615.4537382347735,0,0,0,1,0,null,null,10.949827677831905,null,5500.421009265172,1,null,null,7.4389999999999992,5.9600000000000009,6.2474711356919013,13.13,13.290000000000001,14.852837601175882,null,6743.4628271833935,885.3284478216641]
[1704,"ItrNgsd414",1,0.90220510041481317,7979.8295151838056,0,"gsd",15,1.0900000000000001,1.0900000000000001,1.0900000000000001,1.0900000000000001,1.1200000000000001,1.1200000000000001,1.1200000000000001,1.1200000000000001,1.1200000000000001,1.1200000000000001,1.0900000000000001,1.0900000000000001,478.78977091102843,0,7615.4537382347735,0,0,0,1,0,null,null,10.949827677831905,null,5500.421009265172,1,null,null,7.4389999999999992,5.9600000000000009,6.2474711356919013,13.13,13.290000000000001,14.852837601175882,null,6743.4628271833935,885.3284478216641]
[1716,"IluNgsd415",1,0.90220510041481317,7979.8295151838047,0,"gsd",15,1.0900000000000001,1.0900000000000001,1.0900000000000001,1.0900000000000001,1.1200000000000001,1.1200000000000001,1.1200000000000001,1.1200000000000001,1.1200000000000001,1.1200000000000001,1.0900000000000001,1.0900000000000001,478.78977091102831,0,1213.3272314443841,0,0,0,1,0,null,null,1.7445741984398746,null,-901.70549752521731,0,null,null,7.4389999999999992,5.9600000000000009,6.2474711356919013,13.13,13.290000000000001,14.852837601175882,null,0,0]
[1719,"ImiTgsd415",1,0.90220510041481328,7979.8295151838065,0,"gsd",15,1.0900000000000001,1.0900000000000001,1.0900000000000001,1.0900000000000001,1.1200000000000001,1.1200000000000001,1.1200000000000001,1.1200000000000001,1.1200000000000001,1.1200000000000001,1.0900000000000001,1.0900000000000001,478.78977091102843,0,1185.0117665946848,0,0,0,1,0,null,null,1.7038610024335412,null,-930.02096237491708,0,null,null,7.4389999999999992,5.9600000000000009,6.2474711356919013,13.13,13.290000000000001,14.852837601175882,null,0,0]
[1735,"IcoTgsd416",1,0.90220510041481317,7979.8295151838056,0,"gsd",15,1.0900000000000001,1.0900000000000001,1.0900000000000001,1.0900000000000001,1.1200000000000001,1.1200000000000001,1.1200000000000001,1.1200000000000001,1.1200000000000001,1.1200000000000001,1.0900000000000001,1.0900000000000001,478.78977091102831,0,1954.7431790372657,0,0,0,1,0,null,null,2.8106140094335013,null,-160.2895499323358,0,null,null,7.4389999999999992,5.9600000000000009,6.2474711356919013,13.13,13.290000000000001,14.852837601175882,null,0,0]
[1738,"IelNgsd416",1,0.90220510041481317,7979.8295151838056,0,"gsd",15,1.0900000000000001,1.0900000000000001,1.0900000000000001,1.0900000000000001,1.1200000000000001,1.1200000000000001,1.1200000000000001,1.1200000000000001,1.1200000000000001,1.1200000000000001,1.0900000000000001,1.0900000000000001,478.78977091102831,0,1954.7431790372657,0,0,0,1,0,null,null,2.8106140094335013,null,-160.2895499323358,0,null,null,7.4389999999999992,5.9600000000000009,6.2474711356919013,13.13,13.290000000000001,14.852837601175882,null,0,0]
[1745,"IprTgsd416",1,0.90220510041481317,7979.8295151838056,0,"gsd",15,1.0900000000000001,1.0900000000000001,1.0900000000000001,1.0900000000000001,1.1200000000000001,1.1200000000000001,1.1200000000000001,1.1200000000000001,1.1200000000000001,1.1200000000000001,1.0900000000000001,1.0900000000000001,478.78977091102831,0,1954.7431790372657,0,0,0,1,0,null,null,2.8106140094335013,null,-160.2895499323358,0,null,null,7.4389999999999992,5.9600000000000009,6.2474711356919013,13.13,13.290000000000001,14.852837601175882,null,0,0]
[1757,"IchTgsd417",1,0.90220510041481328,7979.8295151838065,0,"gsd",15,1.0900000000000001,1.0900000000000001,1.0900000000000001,1.0900000000000001,1.1200000000000001,1.1200000000000001,1.1200000000000001,1.1200000000000001,1.1200000000000001,1.1200000000000001,1.0900000000000001,1.0900000000000001,478.78977091102837,0,3157.3136621431668,0,0,0,1,0,null,null,4.5397216914018959,null,1042.2809331735646,1,null,null,7.4389999999999992,5.9600000000000009,6.2474711356919013,13.13,13.290000000000001,14.852837601175882,null,0,0]
[1769,"IprTgsd417",1,0.90220510041481328,7979.8295151838065,0,"gsd",15,1.0900000000000001,1.0900000000000001,1.0900000000000001,1.0900000000000001,1.1200000000000001,1.1200000000000001,1.1200000000000001,1.1200000000000001,1.1200000000000001,1.1200000000000001,1.0900000000000001,1.0900000000000001,478.78977091102837,0,3157.3136621431668,0,0,0,1,0,null,null,4.5397216914018959,null,1042.2809331735646,1,null,null,7.4389999999999992,5.9600000000000009,6.2474711356919013,13.13,13.290000000000001,14.852837601175882,null,0,0]
[1776,"ItrNgsd417",1,0.90220510041481317,7979.8295151838056,0,"gsd",15,1.0900000000000001,1.0900000000000001,1.0900000000000001,1.0900000000000001,1.1200000000000001,1.1200000000000001,1.1200000000000001,1.1200000000000001,1.1200000000000001,1.1200000000000001,1.0900000000000001,1.0900000000000001,478.78977091102837,0,3257.6339951955447,0,0,0,1,0,null,null,4.6839665909528021,null,1142.6012662259429,1,null,null,7.4389999999999992,5.9600000000000009,6.2474711356919013,13.13,13.290000000000001,14.852837601175882,null,0,0]
[1788,"IluNgsd418",1,0.90220510041481328,7979.8295151838056,0,"gsd",12,1.0900000000000001,1.0900000000000001,1.0900000000000001,1.0900000000000001,1.1200000000000001,1.1200000000000001,1.1200000000000001,1.1200000000000001,1.1200000000000001,1.1200000000000001,1.0900000000000001,1.0900000000000001,478.78977091102843,0,914.45770786956689,0,0,0,1,0,null,null,1.314846713540395,null,-1200.575021100035,0,null,null,7.4389999999999992,5.9600000000000009,6.2474711356919013,13.13,13.290000000000001,14.852837601175882,null,0,0]
[1795,"IstTgsd418",1,0.90220510041481317,7979.8295151838056,0,"gsd",12,1.0900000000000001,1.0900000000000001,1.0900000000000001,1.0900000000000001,1.1200000000000001,1.1200000000000001,1.1200000000000001,1.1200000000000001,1.1200000000000001,1.1200000000000001,1.0900000000000001,1.0900000000000001,478.78977091102837,0,879.48042172471526,0,0,0,1,0,null,null,1.264554863692835,null,-1235.5523072448866,0,null,null,7.4389999999999992,5.9600000000000009,6.2474711356919013,13.13,13.290000000000001,14.852837601175882,null,0,0]
[1807,"IcoTgsd419",1,0.90220510041481305,7979.8295151838056,0,"gsd",10,1.0900000000000001,1.0900000000000001,1.0900000000000001,1.0900000000000001,1.1200000000000001,1.1200000000000001,1.1200000000000001,1.1200000000000001,1.1200000000000001,1.1200000000000001,1.0900000000000001,1.0900000000000001,478.78977091102837,0,16645.307716081908,0,0,0,1,0,null,null,23.933340993261741,null,14530.274987112305,1,null,null,7.4389999999999992,5.9600000000000009,6.2474711356919013,13.13,13.290000000000001,14.852837601175882,null,159680.34915087995,16459.406178134948]
[1810,"IelNgsd419",1,0.90220510041481305,7979.8295151838056,0,"gsd",10,1.0900000000000001,1.0900000000000001,1.0900000000000001,1.0900000000000001,1.1200000000000001,1.1200000000000001,1.1200000000000001,1.1200000000000001,1.1200000000000001,1.1200000000000001,1.0900000000000001,1.0900000000000001,478.78977091102837,0,16645.307716081908,0,0,0,1,0,null,null,23.933340993261741,null,14530.274987112305,1,null,null,7.4389999999999992,5.9600000000000009,6.2474711356919013,13.13,13.290000000000001,14.852837601175882,null,159680.34915087995,16459.406178134948]
[1817,"IprTgsd419",1,0.90220510041481305,7979.8295151838056,0,"gsd",10,1.0900000000000001,1.0900000000000001,1.0900000000000001,1.0900000000000001,1.1200000000000001,1.1200000000000001,1.1200000000000001,1.1200000000000001,1.1200000000000001,1.1200000000000001,1.0900000000000001,1.0900000000000001,478.78977091102837,0,16645.307716081908,0,0,0,1,0,null,null,23.933340993261741,null,14530.274987112305,1,null,null,7.4389999999999992,5.9600000000000009,6.2474711356919013,13.13,13.290000000000001,14.852837601175882,null,159680.34915087995,16459.406178134948]
[1829,"IchEgsd501",1,0.93223348493392499,8258.5220679651866,0,"gsd",15,1.05,1.05,1.05,1.05,1.08,1.08,1.08,1.08,1.08,1.08,1.05,1.05,415.264923037134,0,2133.8800130808991,0,0,0,1,0,null,null,3.0234862887747256,null,-16.095005779654997,0,null,null,7.4389999999999992,5.9600000000000009,6.2474711356919013,13.13,13.290000000000001,14.852837601175882,null,0,0]
[1841,"IprEgsd501",1,0.93223348493392499,8258.5220679651866,0,"gsd",15,1.05,1.05,1.05,1.05,1.08,1.08,1.08,1.08,1.08,1.08,1.05,1.05,415.264923037134,0,2133.8800130808991,0,0,0,1,0,null,null,3.0234862887747256,null,-16.095005779654997,0,null,null,7.4389999999999992,5.9600000000000009,6.2474711356919013,13.13,13.290000000000001,14.852837601175882,null,0,0]
[1848,"ItrNgsd501",1,0.93223348493392499,8258.5220679651866,0,"gsd",15,1.05,1.05,1.05,1.05,1.08,1.08,1.08,1.08,1.08,1.08,1.05,1.05,415.264923037134,0,2133.8800130808991,0,0,0,1,0,null,null,3.0234862887747256,null,-16.095005779654997,0,null,null,7.4389999999999992,5.9600000000000009,6.2474711356919013,13.13,13.290000000000001,14.852837601175882,null,0,0]
[1860,"IluNgsd502",1,0.93223348493392488,8258.5220679651866,0,"gsd",10,1.05,1.05,1.05,1.05,1.08,1.08,1.08,1.08,1.08,1.08,1.05,1.05,495.5113240779113,0,1674.6774157275827,0,0,0,1,0,null,null,2.3728439150908698,null,-475.29760313297135,0,null,null,7.4389999999999992,5.9600000000000009,6.2474711356919013,13.13,13.290000000000001,14.852837601175882,null,0,0]
[1867,"IstTgsd502",1,0.93223348493392488,8258.5220679651884,0,"gsd",10,1.05,1.05,1.05,1.05,1.08,1.08,1.08,1.08,1.08,1.08,1.05,1.05,495.5113240779113,0,1610.2673047526366,0,0,0,1,0,null,null,2.2815814794349691,null,-539.70771410791792,0,null,null,7.4389999999999992,5.9600000000000009,6.2474711356919013,13.13,13.290000000000001,14.852837601175882,null,0,0]
[1875,"IagTgsd601",1,0.93223348493392488,8258.5220679651866,0,"gsd",10,1.05,1.05,1.05,1.05,1.08,1.08,1.08,1.08,1.08,1.08,1.05,1.05,495.51132407791124,0,2546.15766176843,0,0,0,1,0,null,null,3.6076408852533306,null,396.1826429078759,1,null,null,7.4389999999999992,5.9600000000000009,6.2474711356919013,13.13,13.290000000000001,14.852837601175882,null,0,0]
[1883,"IluTgsd601",1,0.93223348493392488,8258.5220679651866,0,"gsd",10,1.05,1.05,1.05,1.05,1.08,1.08,1.08,1.08,1.08,1.08,1.05,1.05,495.51132407791124,0,2546.15766176843,0,0,0,1,0,null,null,3.6076408852533306,null,396.1826429078759,1,null,null,7.4389999999999992,5.9600000000000009,6.2474711356919013,13.13,13.290000000000001,14.852837601175882,null,0,0]
[1890,"IprNgsd601",1,0.93223348493392488,8258.5220679651866,0,"gsd",10,1.05,1.05,1.05,1.05,1.08,1.08,1.08,1.08,1.08,1.08,1.05,1.05,495.51132407791124,0,2546.15766176843,0,0,0,1,0,null,null,3.6076408852533306,null,396.1826429078759,1,null,null,7.4389999999999992,5.9600000000000009,6.2474711356919013,13.13,13.290000000000001,14.852837601175882,null,0,0]
[1902,"IchNgsd602",1,0.93223348493392499,8258.5220679651866,0,"gsd",15,1.05,1.05,1.05,1.05,1.08,1.08,1.08,1.08,1.08,1.08,1.05,1.05,415.26492303713405,0,2097.8583885703711,0,0,0,1,0,null,null,2.9724473891461907,null,-52.116630290182997,0,null,null,7.4389999999999992,5.9600000000000009,6.2474711356919013,13.13,13.290000000000001,14.852837601175882,null,0,0]
[1914,"IprNgsd602",1,0.93223348493392499,8258.5220679651866,0,"gsd",15,1.05,1.05,1.05,1.05,1.08,1.08,1.08,1.08,1.08,1.08,1.05,1.05,415.26492303713405,0,2097.8583885703711,0,0,0,1,0,null,null,2.9724473891461907,null,-52.116630290182997,0,null,null,7.4389999999999992,5.9600000000000009,6.2474711356919013,13.13,13.290000000000001,14.852837601175882,null,0,0]
[1921,"IwaEgsd602",1,0.93046755565175376,8228.3728831277422,0,"gsd",15,1.05,1.05,1.05,1.05,1.08,1.08,1.08,1.08,1.08,1.08,1.05,1.05,413.748925523521,0,2090.1997881816733,0,0,0,1,0,null,null,2.9695210388560418,null,-53.851979782146003,0,null,null,7.4389999999999992,5.9600000000000009,6.2474711356919013,13.13,13.290000000000001,14.852837601175882,null,0,0]
[1933,"ImeTgsd603",1,0.93223348493392488,8258.5220679651866,0,"gsd",15,1.05,1.05,1.05,1.05,1.08,1.08,1.08,1.08,1.08,1.08,1.05,1.05,495.51132407791124,0,234164.30714851565,0,0,0,1,0,null,null,331.78649579353333,null,232014.33212965509,1,null,null,7.4389999999999992,5.9600000000000009,6.2474711356919013,13.13,13.290000000000001,14.852837601175882,null,2384010.4852445279,312989.38788303192]
[1940,"IstNgsd603",1,0.93223348493392488,8258.5220679651866,0,"gsd",15,1.05,1.05,1.05,1.05,1.08,1.08,1.08,1.08,1.08,1.08,1.05,1.05,495.51132407791124,0,234164.30714851565,0,0,0,1,0,null,null,331.78649579353333,null,232014.33212965509,1,null,null,7.4389999999999992,5.9600000000000009,6.2474711356919013,13.13,13.290000000000001,14.852837601175882,null,2384010.4852445279,312989.38788303192]
[1952,"IcoNgsd604",1,0.93223348493392488,8258.5220679651866,0,"gsd",15,1.05,1.05,1.05,1.05,1.08,1.08,1.08,1.08,1.08,1.08,1.05,1.05,495.5113240779113,0,54890.639226458603,0,0,0,1,0,null,null,77.774333170524812,null,52740.664207598049,1,null,null,7.4389999999999992,5.9600000000000009,6.2474711356919013,13.13,13.290000000000001,14.852837601175882,null,501875.35710089165,65889.668600377103]
[1955,"IluTgsd604",1,0.93223348493392488,8258.5220679651866,0,"gsd",15,1.05,1.05,1.05,1.05,1.08,1.08,1.08,1.08,1.08,1.08,1.05,1.05,495.5113240779113,0,54890.639226458603,0,0,0,1,0,null,null,77.774333170524812,null,52740.664207598049,1,null,null,7.4389999999999992,5.9600000000000009,6.2474711356919013,13.13,13.290000000000001,14.852837601175882,null,501875.35710089165,65889.668600377103]
[1962,"IprNgsd604",1,0.93223348493392488,8258.5220679651866,0,"gsd",15,1.05,1.05,1.05,1.05,1.08,1.08,1.08,1.08,1.08,1.08,1.05,1.05,495.5113240779113,0,54890.639226458603,0,0,0,1,0,null,null,77.774333170524812,null,52740.664207598049,1,null,null,7.4389999999999992,5.9600000000000009,6.2474711356919013,13.13,13.290000000000001,14.852837601175882,null,501875.35710089165,65889.668600377103]
[1974,"IchNgsd605",1,0.93223348493392488,8258.5220679651866,0,"gsd",15,1.05,1.05,1.05,1.05,1.08,1.08,1.08,1.08,1.08,1.08,1.05,1.05,495.5113240779113,0,78123.709387356575,0,0,0,1,0,null,null,110.69317989433689,null,75973.734368496021,1,null,null,7.4389999999999992,5.9600000000000009,6.2474711356919013,13.13,13.290000000000001,14.852837601175882,null,745791.69636278215,97912.692908686106]
[1981,"ImeTgsd605",1,0.93223348493392488,8258.5220679651866,0,"gsd",15,1.05,1.05,1.05,1.05,1.08,1.08,1.08,1.08,1.08,1.08,1.05,1.05,495.5113240779113,0,78123.709387356575,0,0,0,1,0,null,null,110.69317989433689,null,75973.734368496021,1,null,null,7.4389999999999992,5.9600000000000009,6.2474711356919013,13.13,13.290000000000001,14.852837601175882,null,745791.69636278215,97912.692908686106]
[1993,"IwaTgsd605",1,0.93046755565175365,8228.3728831277422,0,"gsd",15,1.05,1.05,1.05,1.05,1.08,1.08,1.08,1.08,1.08,1.08,1.05,1.05,493.7023729876646,0,77838.505069305204,0,0,0,1,0,null,null,110.5842033586094,null,75694.453301341389,1,null,null,7.4389999999999992,5.9600000000000009,6.2474711356919013,13.13,13.290000000000001,14.852837601175882,null,743001.6772336025,97546.39989746458]
[2005,"ImeTgsd606",1,0.93223348493392488,8258.5220679651866,0,"gsd",14,1.05,1.05,1.05,1.05,1.08,1.08,1.08,1.08,1.08,1.08,1.05,1.05,495.5113240779113,0,441.24974939129709,0,0,0,1,0,null,null,0.62520505325117925,null,-1708.725269469257,0,null,null,7.4389999999999992,5.9600000000000009,6.2474711356919013,13.13,13.290000000000001,14.852837601175882,null,0,0]
[2012,"IstNgsd606",1,0.93223348493392488,8258.5220679651866,0,"gsd",14,1.05,1.05,1.05,1.05,1.08,1.08,1.08,1.08,1.08,1.08,1.05,1.05,495.5113240779113,0,441.24974939129709,0,0,0,1,0,null,null,0.62520505325117925,null,-1708.725269469257,0,null,null,7.4389999999999992,5.9600000000000009,6.2474711356919013,13.13,13.290000000000001,14.852837601175882,null,0,0]
[2024,"IcoNgsd607",1,0.93223348493392499,8258.5220679651866,0,"gsd",14,1.05,1.05,1.05,1.05,1.08,1.08,1.08,1.08,1.08,1.08,1.05,1.05,495.51132407791124,0,372.2593327164177,0,0,0,1,0,null,null,0.52745280026850649,null,-1777.7156861441363,0,null,null,7.4389999999999992,5.9600000000000009,6.2474711356919013,13.13,13.290000000000001,14.852837601175882,null,0,0]
[2027,"IluTgsd607",1,0.93223348493392499,8258.5220679651866,0,"gsd",14,1.05,1.05,1.05,1.05,1.08,1.08,1.08,1.08,1.08,1.08,1.05,1.05,495.51132407791124,0,372.2593327164177,0,0,0,1,0,null,null,0.52745280026850649,null,-1777.7156861441363,0,null,null,7.4389999999999992,5.9600000000000009,6.2474711356919013,13.13,13.290000000000001,14.852837601175882,null,0,0]
[2034,"IprNgsd607",1,0.93223348493392499,8258.5220679651866,0,"gsd",14,1.05,1.05,1.05,1.05,1.08,1.08,1.08,1.08,1.08,1.08,1.05,1.05,495.51132407791124,0,372.2593327164177,0,0,0,1,0,null,null,0.52745280026850649,null,-1777.7156861441363,0,null,null,7.4389999999999992,5.9600000000000009,6.2474711356919013,13.13,13.290000000000001,14.852837601175882,null,0,0]
[2046,"IchNgsd608",1,0.93223348493392488,8258.5220679651866,0,"gsd",5,1.05,1.05,1.05,1.05,1.08,1.08,1.08,1.08,1.08,1.08,1.05,1.05,415.264923037134,0,3641.07253735411,0,0,0,1,0,null,null,5.1590215127559711,null,1491.097518493556,1,null,null,7.4389999999999992,5.9600000000000009,6.2474711356919013,13.13,13.290000000000001,14.852837601175882,null,14917.428218714776,1319.8712147040965]
[2053,"ImeEgsd608",1,0.93223348493392488,8258.5220679651866,0,"gsd",5,1.05,1.05,1.05,1.05,1.08,1.08,1.08,1.08,1.08,1.08,1.05,1.05,415.264923037134,0,3641.07253735411,0,0,0,1,0,null,null,5.1590215127559711,null,1491.097518493556,1,null,null,7.4389999999999992,5.9600000000000009,6.2474711356919013,13.13,13.290000000000001,14.852837601175882,null,14917.428218714776,1319.8712147040965]
[2065,"IwaEgsd608",1,0.93046755565175376,8228.3728831277422,0,"gsd",5,1.05,1.05,1.05,1.05,1.08,1.08,1.08,1.08,1.08,1.08,1.05,1.05,413.74892552352094,0,3627.7801627582908,0,0,0,1,0,null,null,5.153942498016848,null,1483.7283947944716,1,null,null,7.4389999999999992,5.9600000000000009,6.2474711356919013,13.13,13.290000000000001,14.852837601175882,null,14795.584736607751,1309.0906899129247]
[2077,"ImeTgsd609",1,0.93223348493392499,8258.5220679651866,0,"gsd",14,1.05,1.05,1.05,1.05,1.08,1.08,1.08,1.08,1.08,1.08,1.05,1.05,495.51132407791124,0,2591.896273123938,0,0,0,1,0,null,null,3.6724477457390385,null,441.92125426338396,1,null,null,7.4389999999999992,5.9600000000000009,6.2474711356919013,13.13,13.290000000000001,14.852837601175882,null,0,0]
[2084,"IstNgsd609",1,0.93223348493392499,8258.5220679651866,0,"gsd",14,1.05,1.05,1.05,1.05,1.08,1.08,1.08,1.08,1.08,1.08,1.05,1.05,495.51132407791124,0,2591.896273123938,0,0,0,1,0,null,null,3.6724477457390385,null,441.92125426338396,1,null,null,7.4389999999999992,5.9600000000000009,6.2474711356919013,13.13,13.290000000000001,14.852837601175882,null,0,0]
[2096,"IcoNgsd610",1,0.93223348493392488,8258.5220679651866,0,"gsd",14,1.05,1.05,1.05,1.05,1.08,1.08,1.08,1.08,1.08,1.08,1.05,1.05,495.51132407791124,0,3075.0618993930975,0,0,0,1,0,null,null,4.3570432418667178,null,925.08688053254366,1,null,null,7.4389999999999992,5.9600000000000009,6.2474711356919013,13.13,13.290000000000001,14.852837601175882,null,0,0]
[2099,"IluTgsd610",1,0.93223348493392488,8258.5220679651866,0,"gsd",14,1.05,1.05,1.05,1.05,1.08,1.08,1.08,1.08,1.08,1.08,1.05,1.05,495.51132407791124,0,3075.0618993930975,0,0,0,1,0,null,null,4.3570432418667178,null,925.08688053254366,1,null,null,7.4389999999999992,5.9600000000000009,6.2474711356919013,13.13,13.290000000000001,14.852837601175882,null,0,0]
[2106,"IprNgsd610",1,0.93223348493392488,8258.5220679651866,0,"gsd",14,1.05,1.05,1.05,1.05,1.08,1.08,1.08,1.08,1.08,1.08,1.05,1.05,495.51132407791124,0,3075.0618993930975,0,0,0,1,0,null,null,4.3570432418667178,null,925.08688053254366,1,null,null,7.4389999999999992,5.9600000000000009,6.2474711356919013,13.13,13.290000000000001,14.852837601175882,null,0,0]
[2118,"IchNgsd611",1,0.93223348493392488,8258.5220679651866,0,"gsd",14,1.05,1.05,1.05,1.05,1.08,1.08,1.08,1.08,1.08,1.08,1.05,1.05,495.5113240779113,0,1684.7713170841846,0,0,0,1,0,null,null,2.3871459246531916,null,-465.20370177636943,0,null,null,7.4389999999999992,5.9600000000000009,6.2474711356919013,13.13,13.290000000000001,14.852837601175882,null,0,0]
[2125,"ImeTgsd611",1,0.93223348493392488,8258.5220679651866,0,"gsd",14,1.05,1.05,1.05,1.05,1.08,1.08,1.08,1.08,1.08,1.08,1.05,1.05,495.5113240779113,0,1684.7713170841846,0,0,0,1,0,null,null,2.3871459246531916,null,-465.20370177636943,0,null,null,7.4389999999999992,5.9600000000000009,6.2474711356919013,13.13,13.290000000000001,14.852837601175882,null,0,0]
[2137,"IwaTgsd611",1,0.93046755565175376,8228.372883127744,0,"gsd",14,1.05,1.05,1.05,1.05,1.08,1.08,1.08,1.08,1.08,1.08,1.05,1.05,493.7023729876646,0,1678.6207635796261,0,0,0,1,0,null,null,2.384795798896636,null,-465.4310043841935,0,null,null,7.4389999999999992,5.9600000000000009,6.2474711356919013,13.13,13.290000000000001,14.852837601175882,null,0,0]
[2149,"ImeTgsd701",1,0.90220510041481328,7979.8295151838065,0,"gsd",15,1.06,1.06,1.06,1.06,1.0900000000000001,1.0900000000000001,1.0900000000000001,1.0900000000000001,1.0900000000000001,1.0900000000000001,1.06,1.06,478.78977091102843,0,852.99195809837499,0,0,0,1,0,null,null,1.23597097373911,null,-1247.1825493348035,0,null,null,7.4389999999999992,5.9600000000000009,6.2474711356919013,13.13,13.290000000000001,14.852837601175882,null,0,0]
[2156,"IstNgsd701",1,0.90220510041481328,7979.8295151838065,0,"gsd",15,1.06,1.06,1.06,1.06,1.0900000000000001,1.0900000000000001,1.0900000000000001,1.0900000000000001,1.0900000000000001,1.0900000000000001,1.06,1.06,478.78977091102843,0,852.99195809837499,0,0,0,1,0,null,null,1.23597097373911,null,-1247.1825493348035,0,null,null,7.4389999999999992,5.9600000000000009,6.2474711356919013,13.13,13.290000000000001,14.852837601175882,null,0,0]
[2168,"IchNgsd703",1,0.90220510041481305,7979.8295151838056,0,"gsd",10,1.06,1.06,1.06,1.06,1.0900000000000001,1.0900000000000001,1.0900000000000001,1.0900000000000001,1.0900000000000001,1.0900000000000001,1.06,1.06,478.78977091102831,0,3440.4064022148932,0,0,0,1,0,null,null,4.9850909034167028,null,1340.231894781715,1,null,null,7.4389999999999992,5.9600000000000009,6.2474711356919013,13.13,13.290000000000001,14.852837601175882,null,0,0]
[2175,"ImeTgsd703",1,0.90220510041481305,7979.8295151838056,0,"gsd",10,1.06,1.06,1.06,1.06,1.0900000000000001,1.0900000000000001,1.0900000000000001,1.0900000000000001,1.0900000000000001,1.0900000000000001,1.06,1.06,478.78977091102831,0,3440.4064022148932,0,0,0,1,0,null,null,4.9850909034167028,null,1340.231894781715,1,null,null,7.4389999999999992,5.9600000000000009,6.2474711356919013,13.13,13.290000000000001,14.852837601175882,null,0,0]
[2178,"ImiNgsd703",1,0.90220510041481305,7979.8295151838056,0,"gsd",10,1.06,1.06,1.06,1.06,1.0900000000000001,1.0900000000000001,1.0900000000000001,1.0900000000000001,1.0900000000000001,1.0900000000000001,1.06,1.06,478.78977091102837,0,3494.1568378089646,0,0,0,1,0,null,null,5.0629743788579136,null,1393.9823303757864,1,null,null,7.4389999999999992,5.9600000000000009,6.2474711356919013,13.13,13.290000000000001,14.852837601175882,null,0,0]
[2190,"IagNgsd704",1,0.90220510041481328,7979.8295151838065,0,"gsd",30,1.06,1.06,1.06,1.06,1.0900000000000001,1.0900000000000001,1.0900000000000001,1.0900000000000001,1.0900000000000001,1.0900000000000001,1.06,1.06,478.78977091102843,0,3326.9110385583754,0,0,0,1,0,null,null,4.8206380339592352,null,1226.7365311251967,1,null,null,7.4389999999999992,5.9600000000000009,6.2474711356919013,13.13,13.290000000000001,14.852837601175882,null,0,0]
[2197,"IluTgsd704",1,0.90220510041481328,7979.8295151838065,0,"gsd",30,1.06,1.06,1.06,1.06,1.0900000000000001,1.0900000000000001,1.0900000000000001,1.0900000000000001,1.0900000000000001,1.0900000000000001,1.06,1.06,478.78977091102843,0,3326.9110385583754,0,0,0,1,0,null,null,4.8206380339592352,null,1226.7365311251967,1,null,null,7.4389999999999992,5.9600000000000009,6.2474711356919013,13.13,13.290000000000001,14.852837601175882,null,0,0]
[2209,"ItrTgsd704",1,0.90220510041481328,7979.8295151838065,0,"gsd",30,1.06,1.06,1.06,1.06,1.0900000000000001,1.0900000000000001,1.0900000000000001,1.0900000000000001,1.0900000000000001,1.0900000000000001,1.06,1.06,478.78977091102843,0,3326.9110385583754,0,0,0,1,0,null,null,4.8206380339592352,null,1226.7365311251967,1,null,null,7.4389999999999992,5.9600000000000009,6.2474711356919013,13.13,13.290000000000001,14.852837601175882,null,0,0]
[2221,"IcoEgsd801",1,0.93046755565175365,8228.3728831277422,0,"gsd",15,1.06,1.06,1.06,1.06,1.0900000000000001,1.0900000000000001,1.0900000000000001,1.0900000000000001,1.0900000000000001,1.0900000000000001,1.06,1.06,413.74892552352094,0,171.61691333178203,0,0,0,1,0,null,null,0.24319821627047813,null,-1977.387595144178,0,null,null,7.4389999999999992,5.9600000000000009,6.2474711356919013,13.13,13.290000000000001,14.852837601175882,null,0,0]
[2232,"IprNgsd801",1,0.93046755565175376,8228.3728831277422,0,"gsd",15,1.06,1.06,1.06,1.06,1.0900000000000001,1.0900000000000001,1.0900000000000001,1.0900000000000001,1.0900000000000001,1.0900000000000001,1.06,1.06,413.74892552352094,0,21.458297506986941,0,0,0,1,0,null,null,3.0408539441631053E-2,null,-2127.5462109689734,0,null,null,7.4389999999999992,5.9600000000000009,6.2474711356919013,13.13,13.290000000000001,14.852837601175882,null,0,0]
[2241,"IagEgsd802",1,0.93046755565175376,8228.3728831277422,0,"gsd",8,1.06,1.06,1.06,1.06,1.0900000000000001,1.0900000000000001,1.0900000000000001,1.0900000000000001,1.0900000000000001,1.0900000000000001,1.06,1.06,413.748925523521,0,34016.089282415182,0,0,0,1,0,null,null,48.20417799956244,null,31867.084773939216,1,null,null,7.4389999999999992,5.9600000000000009,6.2474711356919013,13.13,13.290000000000001,14.852837601175882,null,489397.96137198433,43301.182501376308]
[2248,"IelNgsd802",1,0.93046755565175376,8228.3728831277422,0,"gsd",8,1.06,1.06,1.06,1.06,1.0900000000000001,1.0900000000000001,1.0900000000000001,1.0900000000000001,1.0900000000000001,1.0900000000000001,1.06,1.06,413.748925523521,0,34016.089282415182,0,0,0,1,0,null,null,48.20417799956244,null,31867.084773939216,1,null,null,7.4389999999999992,5.9600000000000009,6.2474711356919013,13.13,13.290000000000001,14.852837601175882,null,489397.96137198433,43301.182501376308]
[2251,"ImeEgsd802",1,0.93046755565175376,8228.3728831277422,0,"gsd",8,1.06,1.06,1.06,1.06,1.0900000000000001,1.0900000000000001,1.0900000000000001,1.0900000000000001,1.0900000000000001,1.0900000000000001,1.06,1.06,413.748925523521,0,34016.089282415182,0,0,0,1,0,null,null,48.20417799956244,null,31867.084773939216,1,null,null,7.4389999999999992,5.9600000000000009,6.2474711356919013,13.13,13.290000000000001,14.852837601175882,null,489397.96137198433,43301.182501376308]
[2263,"IwaEgsd802",1,0.93046755565175376,8228.3728831277422,0,"gsd",8,1.06,1.06,1.06,1.06,1.0900000000000001,1.0900000000000001,1.0900000000000001,1.0900000000000001,1.0900000000000001,1.0900000000000001,1.06,1.06,413.748925523521,0,34016.089282415182,0,0,0,1,0,null,null,48.20417799956244,null,31867.084773939216,1,null,null,7.4389999999999992,5.9600000000000009,6.2474711356919013,13.13,13.290000000000001,14.852837601175882,null,489397.96137198433,43301.182501376308]
[2270,"IcoNgsd803",1,0.93046755565175354,8228.3728831277422,0,"gsd",10,1.06,1.06,1.06,1.06,1.0900000000000001,1.0900000000000001,1.0900000000000001,1.0900000000000001,1.0900000000000001,1.0900000000000001,1.06,1.06,493.7023729876646,0,279.47937214546607,0,0,0,1,0,null,null,0.39605003650641485,null,-1869.525136330494,0,null,null,7.4389999999999992,5.9600000000000009,6.2474711356919013,13.13,13.290000000000001,14.852837601175882,null,0,0]
[2282,"IstNgsd803",1,0.93046755565175365,8228.3728831277422,0,"gsd",10,1.06,1.06,1.06,1.06,1.0900000000000001,1.0900000000000001,1.0900000000000001,1.0900000000000001,1.0900000000000001,1.0900000000000001,1.06,1.06,493.7023729876646,0,114.64962352457195,0,0,0,1,0,null,null,0.16246990693366656,null,-2034.3548849513884,0,null,null,7.4389999999999992,5.9600000000000009,6.2474711356919013,13.13,13.290000000000001,14.852837601175882,null,0,0]
[2289,"IagEgsd804",1,0.93046755565175365,8228.3728831277422,0,"gsd",10,1.06,1.06,1.06,1.06,1.0900000000000001,1.0900000000000001,1.0900000000000001,1.0900000000000001,1.0900000000000001,1.0900000000000001,1.06,1.06,413.74892552352094,0,21.827914078139088,0,0,0,1,0,null,null,3.0932322844228619E-2,null,-2127.1765943978207,0,null,null,7.4389999999999992,5.9600000000000009,6.2474711356919013,13.13,13.290000000000001,14.852837601175882,null,0,0]
[2301,"ImiEgsd804",1,0.93046755565175365,8228.3728831277422,0,"gsd",10,1.06,1.06,1.06,1.06,1.0900000000000001,1.0900000000000001,1.0900000000000001,1.0900000000000001,1.0900000000000001,1.0900000000000001,1.06,1.06,413.748925523521,0,368.54442351571197,0,0,0,1,0,null,null,0.5222640628792512,null,-1780.4600849602482,0,null,null,7.4389999999999992,5.9600000000000009,6.2474711356919013,13.13,13.290000000000001,14.852837601175882,null,0,0]
[2313,"IagTgsd805",1,0.93046755565175365,8228.3728831277422,0,"gsd",16,1.06,1.06,1.06,1.06,1.0900000000000001,1.0900000000000001,1.0900000000000001,1.0900000000000001,1.0900000000000001,1.0900000000000001,1.06,1.06,493.7023729876646,0,19128.689728304347,0,0,0,1,0,null,null,27.107253773533003,null,16979.685219828385,1,null,null,7.4389999999999992,5.9600000000000009,6.2474711356919013,13.13,13.290000000000001,14.852837601175882,null,119861.80060778733,16227.41678429507]
[2320,"IelNgsd805",1,0.93046755565175365,8228.3728831277422,0,"gsd",16,1.06,1.06,1.06,1.06,1.0900000000000001,1.0900000000000001,1.0900000000000001,1.0900000000000001,1.0900000000000001,1.0900000000000001,1.06,1.06,493.7023729876646,0,19128.689728304347,0,0,0,1,0,null,null,27.107253773533003,null,16979.685219828385,1,null,null,7.4389999999999992,5.9600000000000009,6.2474711356919013,13.13,13.290000000000001,14.852837601175882,null,119861.80060778733,16227.41678429507]
[2323,"ImeTgsd805",1,0.93046755565175365,8228.3728831277422,0,"gsd",16,1.06,1.06,1.06,1.06,1.0900000000000001,1.0900000000000001,1.0900000000000001,1.0900000000000001,1.0900000000000001,1.0900000000000001,1.06,1.06,493.7023729876646,0,19128.689728304347,0,0,0,1,0,null,null,27.107253773533003,null,16979.685219828385,1,null,null,7.4389999999999992,5.9600000000000009,6.2474711356919013,13.13,13.290000000000001,14.852837601175882,null,119861.80060778733,16227.41678429507]
[2335,"IwaTgsd805",1,0.93046755565175365,8228.3728831277422,0,"gsd",16,1.06,1.06,1.06,1.06,1.0900000000000001,1.0900000000000001,1.0900000000000001,1.0900000000000001,1.0900000000000001,1.0900000000000001,1.06,1.06,493.7023729876646,0,19128.689728304347,0,0,0,1,0,null,null,27.107253773533003,null,16979.685219828385,1,null,null,7.4389999999999992,5.9600000000000009,6.2474711356919013,13.13,13.290000000000001,14.852837601175882,null,119861.80060778733,16227.41678429507]
[2342,"IcoNgsd806",1,0.93046755565175387,8228.372883127744,0,"gsd",16,1.06,1.06,1.06,1.06,1.0900000000000001,1.0900000000000001,1.0900000000000001,1.0900000000000001,1.0900000000000001,1.0900000000000001,1.06,1.06,493.7023729876646,0,19100.497112639936,0,0,0,1,0,null,null,27.067302036210179,null,16951.492604163974,1,null,null,7.4389999999999992,5.9600000000000009,6.2474711356919013,13.13,13.290000000000001,14.852837601175882,null,119575.54282062565,16188.661948338427]
[2354,"IstNgsd806",1,0.93046755565175387,8228.372883127744,0,"gsd",16,1.06,1.06,1.06,1.06,1.0900000000000001,1.0900000000000001,1.0900000000000001,1.0900000000000001,1.0900000000000001,1.0900000000000001,1.06,1.06,493.7023729876646,0,19100.497112639936,0,0,0,1,0,null,null,27.067302036210179,null,16951.492604163974,1,null,null,7.4389999999999992,5.9600000000000009,6.2474711356919013,13.13,13.290000000000001,14.852837601175882,null,119575.54282062565,16188.661948338427]
[2361,"IagEgsd807",1,0.93046755565175376,8228.372883127744,0,"gsd",15,1.06,1.06,1.06,1.06,1.0900000000000001,1.0900000000000001,1.0900000000000001,1.0900000000000001,1.0900000000000001,1.0900000000000001,1.06,1.06,413.748925523521,0,10459.795493043584,0,0,0,1,0,null,null,14.822569390607345,null,8310.7909845676222,1,null,null,7.4389999999999992,5.9600000000000009,6.2474711356919013,13.13,13.290000000000001,14.852837601175882,null,35441.508339122985,4653.0063812096387]
[2373,"ImiEgsd807",1,0.93046755565175387,8228.372883127744,0,"gsd",15,1.06,1.06,1.06,1.06,1.0900000000000001,1.0900000000000001,1.0900000000000001,1.0900000000000001,1.0900000000000001,1.0900000000000001,1.06,1.06,413.74892552352105,0,10459.781497582815,0,0,0,1,0,null,null,14.822549557648991,null,8310.7769891068529,1,null,null,7.4389999999999992,5.9600000000000009,6.2474711356919013,13.13,13.290000000000001,14.852837601175882,null,35441.354550011078,4652.9861907111917]
[2385,"IagEgsd808",1,0.93046755565175365,8228.3728831277422,0,"gsd",5,1.06,1.06,1.06,1.06,1.0900000000000001,1.0900000000000001,1.0900000000000001,1.0900000000000001,1.0900000000000001,1.0900000000000001,1.06,1.06,413.74892552352094,0,1132.5981262826058,0,0,0,1,0,null,null,1.6050040681637479,null,-1016.4063821933545,0,null,null,7.4389999999999992,5.9600000000000009,6.2474711356919013,13.13,13.290000000000001,14.852837601175882,null,0,0]
[2392,"IelNgsd808",1,0.93046755565175376,8228.3728831277422,0,"gsd",5,1.06,1.06,1.06,1.06,1.0900000000000001,1.0900000000000001,1.0900000000000001,1.0900000000000001,1.0900000000000001,1.0900000000000001,1.06,1.06,413.74892552352094,0,3372.0538773972567,0,0,0,1,0,null,null,4.7785353566261284,null,1223.0493689212965,1,null,null,7.4389999999999992,5.9600000000000009,6.2474711356919013,13.13,13.290000000000001,14.852837601175882,null,8348.9421518538584,738.70162188124016]
[2395,"ImeEgsd808",1,0.93046755565175376,8228.3728831277422,0,"gsd",5,1.06,1.06,1.06,1.06,1.0900000000000001,1.0900000000000001,1.0900000000000001,1.0900000000000001,1.0900000000000001,1.0900000000000001,1.06,1.06,413.748925523521,0,19903.335674144375,0,0,0,1,0,null,null,28.205004039587713,null,17754.331165668413,1,null,null,7.4389999999999992,5.9600000000000009,6.2474711356919013,13.13,13.290000000000001,14.852837601175882,null,413885.29216796375,36619.937117348163]
[2407,"IwaEgsd808",1,0.93046755565175354,8228.3728831277422,0,"gsd",5,1.06,1.06,1.06,1.06,1.0900000000000001,1.0900000000000001,1.0900000000000001,1.0900000000000001,1.0900000000000001,1.0900000000000001,1.06,1.06,413.748925523521,0,588.77127625354194,0,0,0,1,0,null,null,0.83434739266830216,null,-1560.2332322224181,0,null,null,7.4389999999999992,5.9600000000000009,6.2474711356919013,13.13,13.290000000000001,14.852837601175882,null,0,0]
[2414,"IcoNgsd809",1,0.93046755565175376,8228.3728831277422,0,"gsd",13,1.06,1.06,1.06,1.06,1.0900000000000001,1.0900000000000001,1.0900000000000001,1.0900000000000001,1.0900000000000001,1.0900000000000001,1.06,1.06,413.74892552352094,0,3368.6565177285383,0,0,0,1,0,null,null,4.7737209604490793,null,1219.6520092525782,1,null,null,7.4389999999999992,5.9600000000000009,6.2474711356919013,13.13,13.290000000000001,14.852837601175882,null,0,0]
[2426,"IstNgsd809",1,0.93046755565175376,8228.3728831277422,0,"gsd",13,1.06,1.06,1.06,1.06,1.0900000000000001,1.0900000000000001,1.0900000000000001,1.0900000000000001,1.0900000000000001,1.0900000000000001,1.06,1.06,413.74892552352094,0,3368.6565177285383,0,0,0,1,0,null,null,4.7737209604490793,null,1219.6520092525782,1,null,null,7.4389999999999992,5.9600000000000009,6.2474711356919013,13.13,13.290000000000001,14.852837601175882,null,0,0]
[2433,"IagEgsd901",1,0.93046755565175365,8228.3728831277422,0,"gsd",5,1.06,1.06,1.06,1.06,1.0900000000000001,1.0900000000000001,1.0900000000000001,1.0900000000000001,1.0900000000000001,1.0900000000000001,1.06,1.06,413.74892552352094,0,3410.4250095155376,0,0,0,1,0,null,null,4.8329110629960708,null,1261.4205010395774,1,null,null,7.4389999999999992,5.9600000000000009,6.2474711356919013,13.13,13.290000000000001,14.852837601175882,null,9290.2407953617803,821.98628501422343]
[2445,"ImiEgsd901",1,0.93046755565175365,8228.3728831277422,0,"gsd",5,1.06,1.06,1.06,1.06,1.0900000000000001,1.0900000000000001,1.0900000000000001,1.0900000000000001,1.0900000000000001,1.0900000000000001,1.06,1.06,413.748925523521,0,3463.7129002892184,0,0,0,1,0,null,null,4.9084252983553851,null,1314.7083918132582,1,null,null,7.4389999999999992,5.9600000000000009,6.2474711356919013,13.13,13.290000000000001,14.852837601175882,null,10597.468927185968,937.64782914564262]
[2457,"IagEgsd1001",1,0.90220510041481317,7979.8295151838056,0,"gsd",5,1.06,1.06,1.06,1.06,1.0900000000000001,1.0900000000000001,1.0900000000000001,1.0900000000000001,1.0900000000000001,1.0900000000000001,1.06,1.06,401.25136945825523,0,310.51945287345677,0,0,0,1,0,null,null,0.44993745473117286,null,-1789.6550545597213,0,null,null,7.4389999999999992,5.9600000000000009,6.2474711356919013,13.13,13.290000000000001,14.852837601175882,null,0,0]
[2464,"IelNgsd1001",1,0.90220510041481317,7979.8295151838056,0,"gsd",5,1.06,1.06,1.06,1.06,1.0900000000000001,1.0900000000000001,1.0900000000000001,1.0900000000000001,1.0900000000000001,1.0900000000000001,1.06,1.06,401.25136945825523,0,310.51945287345677,0,0,0,1,0,null,null,0.44993745473117286,null,-1789.6550545597213,0,null,null,7.4389999999999992,5.9600000000000009,6.2474711356919013,13.13,13.290000000000001,14.852837601175882,null,0,0]
[2467,"ImeEgsd1001",1,0.90220510041481317,7979.8295151838056,0,"gsd",5,1.06,1.06,1.06,1.06,1.0900000000000001,1.0900000000000001,1.0900000000000001,1.0900000000000001,1.0900000000000001,1.0900000000000001,1.06,1.06,401.25136945825523,0,310.51945287345677,0,0,0,1,0,null,null,0.44993745473117286,null,-1789.6550545597213,0,null,null,7.4389999999999992,5.9600000000000009,6.2474711356919013,13.13,13.290000000000001,14.852837601175882,null,0,0]
[2483,"IchEgsd1002",1,0.90220510041481317,7979.8295151838056,0,"gsd",15,1.06,1.06,1.06,1.06,1.0900000000000001,1.0900000000000001,1.0900000000000001,1.0900000000000001,1.0900000000000001,1.0900000000000001,1.06,1.06,401.25136945825523,0,193.10000035532684,0,0,0,1,0,null,null,0.27979864663703036,null,-1907.0745070778514,0,null,null,7.4389999999999992,5.9600000000000009,6.2474711356919013,13.13,13.290000000000001,14.852837601175882,null,0,0]
[2486,"IcoNgsd1002",1,0.90220510041481328,7979.8295151838056,0,"gsd",15,1.06,1.06,1.06,1.06,1.0900000000000001,1.0900000000000001,1.0900000000000001,1.0900000000000001,1.0900000000000001,1.0900000000000001,1.06,1.06,401.25136945825528,0,10365.333214502449,0,0,0,1,0,null,null,15.019193164282353,null,8265.1587070692694,1,null,null,7.4389999999999992,5.9600000000000009,6.2474711356919013,13.13,13.290000000000001,14.852837601175882,null,36133.461119284868,4743.8507287690472]
[2498,"IstNgsd1002",1,0.90220510041481317,7979.8295151838047,0,"gsd",15,1.06,1.06,1.06,1.06,1.0900000000000001,1.0900000000000001,1.0900000000000001,1.0900000000000001,1.0900000000000001,1.0900000000000001,1.06,1.06,401.25136945825523,0,1734.1376561333238,0,0,0,1,0,null,null,2.5127362422349733,null,-366.03685129985422,0,null,null,7.4389999999999992,5.9600000000000009,6.2474711356919013,13.13,13.290000000000001,14.852837601175882,null,0,0]
[2505,"IagTgsd1003",1,0.90220510041481305,7979.8295151838056,0,"gsd",15,1.06,1.06,1.06,1.06,1.0900000000000001,1.0900000000000001,1.0900000000000001,1.0900000000000001,1.0900000000000001,1.0900000000000001,1.06,1.06,478.78977091102831,0,578.90276238834224,0,0,0,1,0,null,null,0.83882034776095871,null,-1521.2717450448361,0,null,null,7.4389999999999992,5.9600000000000009,6.2474711356919013,13.13,13.290000000000001,14.852837601175882,null,0,0]
[2517,"ImiTgsd1003",1,0.90220510041481305,7979.8295151838056,0,"gsd",15,1.06,1.06,1.06,1.06,1.0900000000000001,1.0900000000000001,1.0900000000000001,1.0900000000000001,1.0900000000000001,1.0900000000000001,1.06,1.06,478.78977091102831,0,578.90276238834224,0,0,0,1,0,null,null,0.83882034776095871,null,-1521.2717450448361,0,null,null,7.4389999999999992,5.9600000000000009,6.2474711356919013,13.13,13.290000000000001,14.852837601175882,null,0,0]
[2529,"IagEgsd1004",1,0.90220510041481317,7979.8295151838056,0,"gsd",5,1.06,1.06,1.06,1.06,1.0900000000000001,1.0900000000000001,1.0900000000000001,1.0900000000000001,1.0900000000000001,1.0900000000000001,1.06,1.06,401.25136945825523,0,87.764788768043402,0,0,0,1,0,null,null,0.12716970002328626,null,-2012.409718665135,0,null,null,7.4389999999999992,5.9600000000000009,6.2474711356919013,13.13,13.290000000000001,14.852837601175882,null,0,0]
[2536,"IelNgsd1004",1,0.90220510041481317,7979.8295151838056,0,"gsd",5,1.06,1.06,1.06,1.06,1.0900000000000001,1.0900000000000001,1.0900000000000001,1.0900000000000001,1.0900000000000001,1.0900000000000001,1.06,1.06,401.25136945825523,0,87.764788768043402,0,0,0,1,0,null,null,0.12716970002328626,null,-2012.409718665135,0,null,null,7.4389999999999992,5.9600000000000009,6.2474711356919013,13.13,13.290000000000001,14.852837601175882,null,0,0]
[2539,"ImeEgsd1004",1,0.90220510041481317,7979.8295151838056,0,"gsd",5,1.06,1.06,1.06,1.06,1.0900000000000001,1.0900000000000001,1.0900000000000001,1.0900000000000001,1.0900000000000001,1.0900000000000001,1.06,1.06,401.25136945825523,0,87.764788768043402,0,0,0,1,0,null,null,0.12716970002328626,null,-2012.409718665135,0,null,null,7.4389999999999992,5.9600000000000009,6.2474711356919013,13.13,13.290000000000001,14.852837601175882,null,0,0]
[2555,"IcoNgsd2001",1,0.9068728176833003,7998.8549944002998,0,"gsd",20,1.0550000000000002,1.0550000000000002,1.0550000000000002,1.0550000000000002,1.085,1.085,1.085,1.085,1.085,1.085,1.0550000000000002,1.0550000000000002,402.20803144905238,0,17118.179170285955,0,0,0,1,0,null,null,24.793267585437711,null,15016.743197826152,1,null,null,7.4389999999999992,5.9600000000000009,6.2474711356919013,13.13,13.290000000000001,14.852837601175882,null,78119.182159326854,11749.217674392043]
[2558,"ImeNgsd2001",1,0.90687281768330041,7998.8549944002998,0,"gsd",20,1.0550000000000002,1.0550000000000002,1.0550000000000002,1.0550000000000002,1.085,1.085,1.085,1.085,1.085,1.085,1.0550000000000002,1.0550000000000002,402.20803144905244,0,15353.953626617496,0,0,0,1,0,null,null,22.238035773098542,null,13252.517654157693,1,null,null,7.4389999999999992,5.9600000000000009,6.2474711356919013,13.13,13.290000000000001,14.852837601175882,null,62572.335793757054,9410.953536822577]
[2569,"IcoTgsld101",1,0.90220510041481328,7979.8295151838065,0,"gsld",15,1.05,1.05,1.05,1.05,1.08,1.08,1.08,1.08,1.08,1.08,1.05,1.05,478.78977091102843,0,712.52788142402744,0,0,0,1,0,null,null,1.066807096621442,null,-1324.4436847779066,0,null,null,6.8320000000000007,5.3630000000000004,5.5847964346769574,15.4,15.58,17.390432125820322,null,0,0]
[2578,"ImiNgsld101",1,0.90220510041481328,7979.8295151838056,0,"gsld",15,1.05,1.05,1.05,1.05,1.08,1.08,1.08,1.08,1.08,1.08,1.05,1.05,478.78977091102843,0,723.66100995539421,0,0,0,1,0,null,null,1.0834757784155129,null,-1313.3105562465396,0,null,null,6.8320000000000007,5.3630000000000004,5.5847964346769574,15.4,15.58,17.390432125820322,null,0,0]
[2590,"IagNgsld102",1,0.90220510041481317,7979.8295151838065,0,"gsld",10,1.05,1.05,1.05,1.05,1.08,1.08,1.08,1.08,1.08,1.08,1.05,1.05,401.25136945825528,0,1315.2062511845554,0,0,0,1,0,null,null,1.9691459083403846,null,-721.7653150173785,0,null,null,6.8320000000000007,5.3630000000000004,5.5847964346769574,15.4,15.58,17.390432125820322,null,0,0]
[2602,"ImiNgsld102",1,0.90220510041481305,7979.8295151838056,0,"gsld",10,1.05,1.05,1.05,1.05,1.08,1.08,1.08,1.08,1.08,1.08,1.05,1.05,401.25136945825523,0,1335.7625150807439,0,0,0,1,0,null,null,1.9999230453145191,null,-701.20905112118976,0,null,null,6.8320000000000007,5.3630000000000004,5.5847964346769574,15.4,15.58,17.390432125820322,null,0,0]
[2609,"ItrEgsld102",1,0.90220510041481317,7979.8295151838056,0,"gsld",10,1.05,1.05,1.05,1.05,1.08,1.08,1.08,1.08,1.08,1.08,1.05,1.05,401.25136945825528,0,1356.9623658735172,0,0,0,1,0,null,null,2.0316637699411073,null,-680.00920032841645,0,null,null,6.8320000000000007,5.3630000000000004,5.5847964346769574,15.4,15.58,17.390432125820322,null,0,0]
[2612,"IwaNgsld102",1,0.90220510041481317,7979.8295151838065,0,"gsld",10,1.05,1.05,1.05,1.05,1.08,1.08,1.08,1.08,1.08,1.08,1.05,1.05,401.25136945825528,0,1315.2062511845554,0,0,0,1,0,null,null,1.9691459083403846,null,-721.7653150173785,0,null,null,6.8320000000000007,5.3630000000000004,5.5847964346769574,15.4,15.58,17.390432125820322,null,0,0]
[2628,"IprNgsld103",1,0.9068728176833003,7998.8549944002989,0,"gsld",10,1.05,1.05,1.05,1.05,1.08,1.08,1.08,1.08,1.08,1.08,1.05,1.05,402.20803144905244,0,608.81715199001201,0,0,0,1,0,null,null,0.91008208906449595,null,-1431.537105687336,0,null,null,6.8320000000000007,5.3630000000000004,5.5847964346769574,15.4,15.58,17.390432125820322,null,0,0]
[2631,"IteEgsld103",1,0.9068728176833003,7998.8549944002989,0,"gsld",10,1.05,1.05,1.05,1.05,1.08,1.08,1.08,1.08,1.08,1.08,1.05,1.05,402.20803144905244,0,608.81715199001201,0,0,0,1,0,null,null,0.91008208906449595,null,-1431.537105687336,0,null,null,6.8320000000000007,5.3630000000000004,5.5847964346769574,15.4,15.58,17.390432125820322,null,0,0]
[2643,"IelEgsld104",1,0.90687281768330053,7998.8549944003007,0,"gsld",15,1.05,1.05,1.05,1.05,1.08,1.08,1.08,1.08,1.08,1.08,1.05,1.05,402.20803144905244,0,104.0028507475906,0,0,0,1,0,null,null,0.15546725542742756,null,-1936.3514069297573,0,null,null,6.8320000000000007,5.3630000000000004,5.5847964346769574,15.4,15.58,17.390432125820322,null,0,0]
[2650,"ImiNgsld104",1,0.90687281768330041,7998.8549944002998,0,"gsld",15,1.05,1.05,1.05,1.05,1.08,1.08,1.08,1.08,1.08,1.08,1.05,1.05,402.20803144905244,0,143.57427734923604,0,0,0,1,0,null,null,0.21462006751751581,null,-1896.7799803281121,0,null,null,6.8320000000000007,5.3630000000000004,5.5847964346769574,15.4,15.58,17.390432125820322,null,0,0]
[2662,"IagNgsld105",1,0.90687281768330041,7998.8549944002998,0,"gsld",15,1.05,1.05,1.05,1.05,1.08,1.08,1.08,1.08,1.08,1.08,1.05,1.05,402.20803144905238,0,2606.6202277727393,0,0,0,1,0,null,null,3.896471008635618,null,566.26597009539159,1,null,null,6.8320000000000007,5.3630000000000004,5.5847964346769574,15.4,15.58,17.390432125820322,null,0,0]
[2669,"IluEgsld105",1,0.9068728176833003,7998.8549944002998,0,"gsld",15,1.05,1.05,1.05,1.05,1.08,1.08,1.08,1.08,1.08,1.08,1.05,1.05,402.20803144905244,0,2710.5895173586428,0,0,0,1,0,null,null,4.0518880956142098,null,670.23525968129502,1,null,null,6.8320000000000007,5.3630000000000004,5.5847964346769574,15.4,15.58,17.390432125820322,null,0,0]
[2681,"ItrEgsld105",1,0.90687281768330041,7998.8549944003007,0,"gsld",15,1.05,1.05,1.05,1.05,1.08,1.08,1.08,1.08,1.08,1.08,1.05,1.05,402.2080314490525,0,2689.3704087067008,0,0,0,1,0,null,null,4.0201689979065902,null,649.01615102935216,1,null,null,6.8320000000000007,5.3630000000000004,5.5847964346769574,15.4,15.58,17.390432125820322,null,0,0]
[2684,"IwaNgsld105",1,0.90220510041481328,7979.8295151838065,0,"gsld",15,1.05,1.05,1.05,1.05,1.08,1.08,1.08,1.08,1.08,1.08,1.05,1.05,401.25136945825528,0,2600.4203155348632,0,0,0,1,0,null,null,3.8933870787861258,null,563.44874933292954,1,null,null,6.8320000000000007,5.3630000000000004,5.5847964346769574,15.4,15.58,17.390432125820322,null,0,0]
[2700,"IprNgsld106",1,0.90687281768330041,7998.8549944002998,0,"gsld",10,1.05,1.05,1.05,1.05,1.08,1.08,1.08,1.08,1.08,1.08,1.05,1.05,402.20803144905244,0,2324.9256165058005,0,0,0,1,0,null,null,3.4753836272074539,null,284.57135882845245,1,null,null,6.8320000000000007,5.3630000000000004,5.5847964346769574,15.4,15.58,17.390432125820322,null,0,0]
[2703,"IteEgsld106",1,0.90687281768330041,7998.8549944002998,0,"gsld",10,1.05,1.05,1.05,1.05,1.08,1.08,1.08,1.08,1.08,1.08,1.05,1.05,402.20803144905244,0,2324.9256165058005,0,0,0,1,0,null,null,3.4753836272074539,null,284.57135882845245,1,null,null,6.8320000000000007,5.3630000000000004,5.5847964346769574,15.4,15.58,17.390432125820322,null,0,0]
[2715,"IelEgsld107",1,0.90687281768330041,7998.8549944002998,0,"gsld",13,1.05,1.05,1.05,1.05,1.08,1.08,1.08,1.08,1.08,1.08,1.05,1.05,402.20803144905238,0,310.83946216189918,0,0,0,1,0,null,null,0.46465416777979746,null,-1729.5147955154491,0,null,null,6.8320000000000007,5.3630000000000004,5.5847964346769574,15.4,15.58,17.390432125820322,null,0,0]
[2722,"ImiNgsld107",1,0.90687281768330041,7998.8549944003007,0,"gsld",13,1.05,1.05,1.05,1.05,1.08,1.08,1.08,1.08,1.08,1.08,1.05,1.05,402.20803144905244,0,315.69644399873715,0,0,0,1,0,null,null,0.47191456141714733,null,-1724.6578136786109,0,null,null,6.8320000000000007,5.3630000000000004,5.5847964346769574,15.4,15.58,17.390432125820322,null,0,0]
[2734,"IagNgsld108",1,0.90687281768330019,7998.8549944002989,0,"gsld",5,1.05,1.05,1.05,1.05,1.08,1.08,1.08,1.08,1.08,1.08,1.05,1.05,402.20803144905238,0,99.097661604567904,0,0,0,1,0,null,null,0.1481347997501411,null,-1941.25659607278,0,null,null,6.8320000000000007,5.3630000000000004,5.5847964346769574,15.4,15.58,17.390432125820322,null,0,0]
[2741,"IluEgsld108",1,0.9068728176833003,7998.8549944002998,0,"gsld",5,1.05,1.05,1.05,1.05,1.08,1.08,1.08,1.08,1.08,1.08,1.05,1.05,402.20803144905244,0,103.06156806875063,0,0,0,1,0,null,null,0.15406019174014673,null,-1937.2926896085976,0,null,null,6.8320000000000007,5.3630000000000004,5.5847964346769574,15.4,15.58,17.390432125820322,null,0,0]
[2753,"ItrEgsld108",1,0.90687281768330041,7998.8549944002998,0,"gsld",5,1.05,1.05,1.05,1.05,1.08,1.08,1.08,1.08,1.08,1.08,1.05,1.05,402.20803144905244,0,102.24361911582405,0,0,0,1,0,null,null,0.15283749180570114,null,-1938.1106385615242,0,null,null,6.8320000000000007,5.3630000000000004,5.5847964346769574,15.4,15.58,17.390432125820322,null,0,0]
[2756,"IwaNgsld108",1,0.90220510041481328,7979.8295151838065,0,"gsld",5,1.05,1.05,1.05,1.05,1.08,1.08,1.08,1.08,1.08,1.08,1.05,1.05,401.25136945825528,0,98.861955306281388,0,0,0,1,0,null,null,0.1480175558826298,null,-1938.1096108956524,0,null,null,6.8320000000000007,5.3630000000000004,5.5847964346769574,15.4,15.58,17.390432125820322,null,0,0]
[2772,"IprNgsld109",1,0.9068728176833003,7998.8549944002989,0,"gsld",3,1.05,1.05,1.05,1.05,1.08,1.08,1.08,1.08,1.08,1.08,1.05,1.05,402.20803144905238,0,1507.5092839758818,0,0,0,1,0,null,null,2.2534798731613277,null,-532.84497370146619,0,null,null,6.8320000000000007,5.3630000000000004,5.5847964346769574,15.4,15.58,17.390432125820322,null,0,0]
[2775,"IteEgsld109",1,0.9068728176833003,7998.8549944002989,0,"gsld",3,1.05,1.05,1.05,1.05,1.08,1.08,1.08,1.08,1.08,1.08,1.05,1.05,402.20803144905238,0,1507.5092839758818,0,0,0,1,0,null,null,2.2534798731613277,null,-532.84497370146619,0,null,null,6.8320000000000007,5.3630000000000004,5.5847964346769574,15.4,15.58,17.390432125820322,null,0,0]
[2791,"ImeEgsld201",1,0.9068728176833003,7998.8549944002998,0,"gsld",20,1.0900000000000001,1.0900000000000001,1.0900000000000001,1.0900000000000001,1.1200000000000001,1.1200000000000001,1.1200000000000001,1.1200000000000001,1.1200000000000001,1.1200000000000001,1.0900000000000001,1.0900000000000001,479.93129966401796,0,21193.506443435577,0,0,0,1,0,null,null,31.290384883963299,null,19129.934378337832,1,null,null,6.8320000000000007,5.3630000000000004,5.5847964346769574,15.4,15.58,17.390432125820322,null,90148.730061464012,13558.475950271995]
[2794,"ImiNgsld201",1,0.90687281768330041,7998.8549944003007,0,"gsld",20,1.0900000000000001,1.0900000000000001,1.0900000000000001,1.0900000000000001,1.1200000000000001,1.1200000000000001,1.1200000000000001,1.1200000000000001,1.1200000000000001,1.1200000000000001,1.0900000000000001,1.0900000000000001,479.93129966401807,0,12387.251254651608,0,0,0,1,0,null,null,18.288708404477397,null,10323.679189553868,1,null,null,6.8320000000000007,5.3630000000000004,5.5847964346769574,15.4,15.58,17.390432125820322,null,12545.563657785606,1886.8676577109634]
[2806,"IagNgsld202",1,0.9068728176833003,7998.8549944002998,0,"gsld",20,1.0900000000000001,1.0900000000000001,1.0900000000000001,1.0900000000000001,1.1200000000000001,1.1200000000000001,1.1200000000000001,1.1200000000000001,1.1200000000000001,1.1200000000000001,1.0900000000000001,1.0900000000000001,402.20803144905244,0,4534.498190862817,0,0,0,1,0,null,null,6.6947955981904199,null,2470.9261257650746,1,null,null,6.8320000000000007,5.3630000000000004,5.5847964346769574,15.4,15.58,17.390432125820322,null,0,0]
[2813,"IluEgsld202",1,0.9068728176833003,7998.8549944002998,0,"gsld",20,1.0900000000000001,1.0900000000000001,1.0900000000000001,1.0900000000000001,1.1200000000000001,1.1200000000000001,1.1200000000000001,1.1200000000000001,1.1200000000000001,1.1200000000000001,1.0900000000000001,1.0900000000000001,402.20803144905244,0,8437.6111024022848,0,0,0,1,0,null,null,12.457405271752236,null,6374.0390373045429,1,null,null,6.8320000000000007,5.3630000000000004,5.5847964346769574,15.4,15.58,17.390432125820322,null,0,0]
[2825,"ItrEgsld202",1,0.9068728176833003,7998.8549944002998,0,"gsld",20,1.0900000000000001,1.0900000000000001,1.0900000000000001,1.0900000000000001,1.1200000000000001,1.1200000000000001,1.1200000000000001,1.1200000000000001,1.1200000000000001,1.1200000000000001,1.0900000000000001,1.0900000000000001,402.20803144905238,0,3189.3361725738082,0,0,0,1,0,null,null,4.708779862857063,null,1125.7641074760666,1,null,null,6.8320000000000007,5.3630000000000004,5.5847964346769574,15.4,15.58,17.390432125820322,null,0,0]
[2828,"IwaNgsld202",1,0.90687281768330041,7998.8549944003007,0,"gsld",20,1.0900000000000001,1.0900000000000001,1.0900000000000001,1.0900000000000001,1.1200000000000001,1.1200000000000001,1.1200000000000001,1.1200000000000001,1.1200000000000001,1.1200000000000001,1.0900000000000001,1.0900000000000001,402.2080314490525,0,357.98670648326555,0,0,0,1,0,null,null,0.52853650523098383,null,-1705.5853586144763,0,null,null,6.8320000000000007,5.3630000000000004,5.5847964346769574,15.4,15.58,17.390432125820322,null,0,0]
[2844,"IprNgsld203",1,0.90687281768330041,7998.8549944003007,0,"gsld",15,1.0900000000000001,1.0900000000000001,1.0900000000000001,1.0900000000000001,1.1200000000000001,1.1200000000000001,1.1200000000000001,1.1200000000000001,1.1200000000000001,1.1200000000000001,1.0900000000000001,1.0900000000000001,479.93129966401807,0,79945.339639975631,0,0,0,1,0,null,null,118.03240080589967,null,77881.767574877886,1,null,null,6.8320000000000007,5.3630000000000004,5.5847964346769574,15.4,15.58,17.390432125820322,null,742705.36742712825,97507.498296349091]
[2847,"IteEgsld203",1,0.90687281768330041,7998.8549944003007,0,"gsld",15,1.0900000000000001,1.0900000000000001,1.0900000000000001,1.0900000000000001,1.1200000000000001,1.1200000000000001,1.1200000000000001,1.1200000000000001,1.1200000000000001,1.1200000000000001,1.0900000000000001,1.0900000000000001,479.93129966401807,0,23004.63746786095,0,0,0,1,0,null,null,33.964363679346157,null,20941.065402763204,1,null,null,6.8320000000000007,5.3630000000000004,5.5847964346769574,15.4,15.58,17.390432125820322,null,144903.75439721532,19023.967248233697]
[2863,"ImeEgsld204",1,0.90687281768330041,7998.8549944002998,0,"gsld",30,1.0900000000000001,1.0900000000000001,1.0900000000000001,1.0900000000000001,1.1200000000000001,1.1200000000000001,1.1200000000000001,1.1200000000000001,1.1200000000000001,1.1200000000000001,1.0900000000000001,1.0900000000000001,479.93129966401801,0,47793.151377306975,0,0,0,1,0,null,null,70.562467112498879,null,45729.579312209236,1,null,null,6.8320000000000007,5.3630000000000004,5.5847964346769574,15.4,15.58,17.390432125820322,null,249300.77344378218,42911.688183961924]
[2866,"ImiNgsld204",1,0.9068728176833003,7998.8549944002998,0,"gsld",30,1.0900000000000001,1.0900000000000001,1.0900000000000001,1.0900000000000001,1.1200000000000001,1.1200000000000001,1.1200000000000001,1.1200000000000001,1.1200000000000001,1.1200000000000001,1.0900000000000001,1.0900000000000001,479.93129966401801,0,47793.179806716958,0,0,0,1,0,null,null,70.562509086071429,null,45729.60774161922,1,null,null,6.8320000000000007,5.3630000000000004,5.5847964346769574,15.4,15.58,17.390432125820322,null,249300.97135113511,42911.722249394217]
[2878,"IagNgsld205",1,0.90687281768330041,7998.8549944002998,0,"gsld",10,1.0900000000000001,1.0900000000000001,1.0900000000000001,1.0900000000000001,1.1200000000000001,1.1200000000000001,1.1200000000000001,1.1200000000000001,1.1200000000000001,1.1200000000000001,1.0900000000000001,1.0900000000000001,479.93129966401807,0,271422.77023074258,0,0,0,1,0,null,null,400.73231720568106,null,269359.19816564478,1,null,null,6.8320000000000007,5.3630000000000004,5.5847964346769574,15.4,15.58,17.390432125820322,null,3700935.3131671585,381482.11650554027]
[2885,"IluEgsld205",1,0.90687281768330041,7998.8549944002998,0,"gsld",10,1.0900000000000001,1.0900000000000001,1.0900000000000001,1.0900000000000001,1.1200000000000001,1.1200000000000001,1.1200000000000001,1.1200000000000001,1.1200000000000001,1.1200000000000001,1.0900000000000001,1.0900000000000001,479.93129966401807,0,567305.78503777739,0,0,0,1,0,null,null,837.57807647866684,null,565242.21297267964,1,null,null,6.8320000000000007,5.3630000000000004,5.5847964346769574,15.4,15.58,17.390432125820322,null,7840714.9452405479,808199.08458959009]
[2897,"ItrEgsld205",1,0.90687281768330041,7998.8549944002998,0,"gsld",10,1.0900000000000001,1.0900000000000001,1.0900000000000001,1.0900000000000001,1.1200000000000001,1.1200000000000001,1.1200000000000001,1.1200000000000001,1.1200000000000001,1.1200000000000001,1.0900000000000001,1.0900000000000001,479.93129966401807,0,654411.75731139502,0,0,0,1,0,null,null,966.18253395283557,null,652348.18524629727,1,null,null,6.8320000000000007,5.3630000000000004,5.5847964346769574,15.4,15.58,17.390432125820322,null,9059437.7100160532,933821.63683630223]
[2900,"IwaNgsld205",1,0.90687281768330041,7998.8549944002998,0,"gsld",10,1.0900000000000001,1.0900000000000001,1.0900000000000001,1.0900000000000001,1.1200000000000001,1.1200000000000001,1.1200000000000001,1.1200000000000001,1.1200000000000001,1.1200000000000001,1.0900000000000001,1.0900000000000001,479.93129966401807,0,107245.47348672745,0,0,0,1,0,null,null,158.33869451564894,null,105181.90142162971,1,null,null,6.8320000000000007,5.3630000000000004,5.5847964346769574,15.4,15.58,17.390432125820322,null,1403886.1747873481,144708.68144745525]
[2916,"IprNgsld206",1,0.90687281768330019,7998.8549944002989,0,"gsld",15,1.0900000000000001,1.0900000000000001,1.0900000000000001,1.0900000000000001,1.1200000000000001,1.1200000000000001,1.1200000000000001,1.1200000000000001,1.1200000000000001,1.1200000000000001,1.0900000000000001,1.0900000000000001,402.20803144905244,0,8908.0508990667713,0,0,0,1,0,null,null,13.151969068528992,null,6844.4788339690294,1,null,null,6.8320000000000007,5.3630000000000004,5.5847964346769574,15.4,15.58,17.390432125820322,null,0,0]
[2926,"IagNgsld207",1,0.9068728176833003,7998.8549944002989,0,"gsld",10,1.0900000000000001,1.0900000000000001,1.0900000000000001,1.0900000000000001,1.1200000000000001,1.1200000000000001,1.1200000000000001,1.1200000000000001,1.1200000000000001,1.1200000000000001,1.0900000000000001,1.0900000000000001,402.20803144905244,0,2393.7114323036531,0,0,0,1,0,null,null,3.5341085354530253,null,330.13936720591147,1,null,null,6.8320000000000007,5.3630000000000004,5.5847964346769574,15.4,15.58,17.390432125820322,null,0,0]
[2936,"ImeNgsld207",1,0.90687281768330053,7998.8549944003007,0,"gsld",10,1.0900000000000001,1.0900000000000001,1.0900000000000001,1.0900000000000001,1.1200000000000001,1.1200000000000001,1.1200000000000001,1.1200000000000001,1.1200000000000001,1.1200000000000001,1.0900000000000001,1.0900000000000001,402.2080314490525,0,5508.7235138000224,0,0,0,1,0,null,null,8.1331552863226602,null,3445.15144870228,1,null,null,6.8320000000000007,5.3630000000000004,5.5847964346769574,15.4,15.58,17.390432125820322,null,0,0]
[2939,"IprEgsld207",1,0.90687281768330041,7998.8549944003007,0,"gsld",10,1.0900000000000001,1.0900000000000001,1.0900000000000001,1.0900000000000001,1.1200000000000001,1.1200000000000001,1.1200000000000001,1.1200000000000001,1.1200000000000001,1.1200000000000001,1.0900000000000001,1.0900000000000001,402.2080314490525,0,767.93332083525661,0,0,0,1,0,null,null,1.1337873342614295,null,-1295.6387442624853,0,null,null,6.8320000000000007,5.3630000000000004,5.5847964346769574,15.4,15.58,17.390432125820322,null,0,0]
[2951,"IchEgsld208",1,0.9068728176833003,7998.8549944002989,0,"gsld",10,1.0900000000000001,1.0900000000000001,1.0900000000000001,1.0900000000000001,1.1200000000000001,1.1200000000000001,1.1200000000000001,1.1200000000000001,1.1200000000000001,1.1200000000000001,1.0900000000000001,1.0900000000000001,402.20803144905238,0,267.42380330745743,0,0,0,1,0,null,null,0.39482818734865177,null,-1796.1482617902839,0,null,null,6.8320000000000007,5.3630000000000004,5.5847964346769574,15.4,15.58,17.390432125820322,null,0,0]
[2958,"IluNgsld208",1,0.90687281768330041,7998.8549944002998,0,"gsld",10,1.0900000000000001,1.0900000000000001,1.0900000000000001,1.0900000000000001,1.1200000000000001,1.1200000000000001,1.1200000000000001,1.1200000000000001,1.1200000000000001,1.1200000000000001,1.0900000000000001,1.0900000000000001,402.20803144905244,0,193.83627392584577,0,0,0,1,0,null,null,0.28618254519613373,null,-1869.7357911718959,0,null,null,6.8320000000000007,5.3630000000000004,5.5847964346769574,15.4,15.58,17.390432125820322,null,0,0]
[2970,"ItrNgsld208",1,0.9068728176833003,7998.8549944002989,0,"gsld",10,1.0900000000000001,1.0900000000000001,1.0900000000000001,1.0900000000000001,1.1200000000000001,1.1200000000000001,1.1200000000000001,1.1200000000000001,1.1200000000000001,1.1200000000000001,1.0900000000000001,1.0900000000000001,402.20803144905238,0,168.03555994895467,0,0,0,1,0,null,null,0.24809001563890093,null,-1895.536505148787,0,null,null,6.8320000000000007,5.3630000000000004,5.5847964346769574,15.4,15.58,17.390432125820322,null,0,0]
[2977,"IcoEgsld209",1,0.90687281768330041,7998.8549944002998,0,"gsld",10,1.0900000000000001,1.0900000000000001,1.0900000000000001,1.0900000000000001,1.1200000000000001,1.1200000000000001,1.1200000000000001,1.1200000000000001,1.1200000000000001,1.1200000000000001,1.0900000000000001,1.0900000000000001,402.20803144905238,0,6587.6488076390897,0,0,0,1,0,null,null,9.7260954538863125,null,4524.0767425413478,1,null,null,6.8320000000000007,5.3630000000000004,5.5847964346769574,15.4,15.58,17.390432125820322,null,0,0]
[2989,"IstEgsld209",1,0.90687281768330041,7998.8549944002998,0,"gsld",10,1.0900000000000001,1.0900000000000001,1.0900000000000001,1.0900000000000001,1.1200000000000001,1.1200000000000001,1.1200000000000001,1.1200000000000001,1.1200000000000001,1.1200000000000001,1.0900000000000001,1.0900000000000001,402.20803144905244,0,6587.6492707059051,0,0,0,1,0,null,null,9.7260961375645376,null,4524.0772056081632,1,null,null,6.8320000000000007,5.3630000000000004,5.5847964346769574,15.4,15.58,17.390432125820322,null,0,0]
[2992,"IteNgsld209",1,0.9068728176833003,7998.8549944002998,0,"gsld",10,1.0900000000000001,1.0900000000000001,1.0900000000000001,1.0900000000000001,1.1200000000000001,1.1200000000000001,1.1200000000000001,1.1200000000000001,1.1200000000000001,1.1200000000000001,1.0900000000000001,1.0900000000000001,402.20803144905244,0,6587.6484277278387,0,0,0,1,0,null,null,9.7260948929801074,null,4524.0763626300968,1,null,null,6.8320000000000007,5.3630000000000004,5.5847964346769574,15.4,15.58,17.390432125820322,null,0,0]
[3008,"ImeNgsld210",1,0.93046755565175376,8228.3728831277422,0,"gsld",10,1.0900000000000001,1.0900000000000001,1.0900000000000001,1.0900000000000001,1.1200000000000001,1.1200000000000001,1.1200000000000001,1.1200000000000001,1.1200000000000001,1.1200000000000001,1.0900000000000001,1.0900000000000001,413.748925523521,0,125585.48546141207,0,0,0,1,0,null,null,181.97234523573948,null,123481.10558291741,1,null,null,6.8320000000000007,5.3630000000000004,5.5847964346769574,15.4,15.58,17.390432125820322,null,1658229.715040629,170925.70602233231]
[3011,"IprEgsld210",1,0.93046755565175376,8228.3728831277422,0,"gsld",10,1.0900000000000001,1.0900000000000001,1.0900000000000001,1.0900000000000001,1.1200000000000001,1.1200000000000001,1.1200000000000001,1.1200000000000001,1.1200000000000001,1.1200000000000001,1.0900000000000001,1.0900000000000001,413.748925523521,0,9816.4714181728741,0,0,0,1,0,null,null,14.223987106005158,null,7712.0915396782266,1,null,null,6.8320000000000007,5.3630000000000004,5.5847964346769574,15.4,15.58,17.390432125820322,null,38474.101626080082,3965.803365097443]
[3023,"IchEgsld211",1,0.90687281768330041,7998.8549944002998,0,"gsld",15,1.0900000000000001,1.0900000000000001,1.0900000000000001,1.0900000000000001,1.1200000000000001,1.1200000000000001,1.1200000000000001,1.1200000000000001,1.1200000000000001,1.1200000000000001,1.0900000000000001,1.0900000000000001,402.20803144905244,0,6544.7763885244649,0,0,0,1,0,null,null,9.6627980236765652,null,4481.204323426723,1,null,null,6.8320000000000007,5.3630000000000004,5.5847964346769574,15.4,15.58,17.390432125820322,null,0,0]
[3030,"IluNgsld211",1,0.90687281768330041,7998.8549944003007,0,"gsld",15,1.0900000000000001,1.0900000000000001,1.0900000000000001,1.0900000000000001,1.1200000000000001,1.1200000000000001,1.1200000000000001,1.1200000000000001,1.1200000000000001,1.1200000000000001,1.0900000000000001,1.0900000000000001,402.20803144905244,0,19406.504198399325,0,0,0,1,0,null,null,28.652030150879,null,17342.93213330158,1,null,null,6.8320000000000007,5.3630000000000004,5.5847964346769574,15.4,15.58,17.390432125820322,null,107128.14523328593,14064.523964613159]
[3042,"ItrNgsld211",1,0.90687281768330041,7998.8549944002998,0,"gsld",15,1.0900000000000001,1.0900000000000001,1.0900000000000001,1.0900000000000001,1.1200000000000001,1.1200000000000001,1.1200000000000001,1.1200000000000001,1.1200000000000001,1.1200000000000001,1.0900000000000001,1.0900000000000001,402.20803144905244,0,7335.4729484970276,0,0,0,1,0,null,null,10.830193317796502,null,5271.9008833992857,1,null,null,6.8320000000000007,5.3630000000000004,5.5847964346769574,15.4,15.58,17.390432125820322,null,0,0]
[3049,"IcoEgsld212",1,0.90687281768330053,7998.8549944003007,0,"gsld",15,1.0900000000000001,1.0900000000000001,1.0900000000000001,1.0900000000000001,1.1200000000000001,1.1200000000000001,1.1200000000000001,1.1200000000000001,1.1200000000000001,1.1200000000000001,1.0900000000000001,1.0900000000000001,402.20803144905244,0,272.34406884515448,0,0,0,1,0,null,null,0.40209253517220539,null,-1791.2279962525872,0,null,null,6.8320000000000007,5.3630000000000004,5.5847964346769574,15.4,15.58,17.390432125820322,null,0,0]
[3061,"IstEgsld212",1,0.9068728176833003,7998.8549944002998,0,"gsld",15,1.0900000000000001,1.0900000000000001,1.0900000000000001,1.0900000000000001,1.1200000000000001,1.1200000000000001,1.1200000000000001,1.1200000000000001,1.1200000000000001,1.1200000000000001,1.0900000000000001,1.0900000000000001,402.20803144905238,0,272.34447715527591,0,0,0,1,0,null,null,0.40209313800689372,null,-1791.2275879424658,0,null,null,6.8320000000000007,5.3630000000000004,5.5847964346769574,15.4,15.58,17.390432125820322,null,0,0]
[3064,"IteNgsld212",1,0.90687281768330041,7998.8549944003007,0,"gsld",15,1.0900000000000001,1.0900000000000001,1.0900000000000001,1.0900000000000001,1.1200000000000001,1.1200000000000001,1.1200000000000001,1.1200000000000001,1.1200000000000001,1.1200000000000001,1.0900000000000001,1.0900000000000001,402.20803144905244,0,272.3436315527382,0,0,0,1,0,null,null,0.40209188954765768,null,-1791.2284335450036,0,null,null,6.8320000000000007,5.3630000000000004,5.5847964346769574,15.4,15.58,17.390432125820322,null,0,0]
[3080,"ImeNgsld213",1,0.90687281768330041,7998.8549944002998,0,"gsld",11,1.0900000000000001,1.0900000000000001,1.0900000000000001,1.0900000000000001,1.1200000000000001,1.1200000000000001,1.1200000000000001,1.1200000000000001,1.1200000000000001,1.1200000000000001,1.0900000000000001,1.0900000000000001,479.93129966401801,0,171.37950374434271,0,0,0,1,0,null,null,0.25302706032602212,null,-1892.192561353399,0,null,null,6.8320000000000007,5.3630000000000004,5.5847964346769574,15.4,15.58,17.390432125820322,null,0,0]
[3083,"IprEgsld213",1,0.90687281768330041,7998.8549944003007,0,"gsld",11,1.0900000000000001,1.0900000000000001,1.0900000000000001,1.0900000000000001,1.1200000000000001,1.1200000000000001,1.1200000000000001,1.1200000000000001,1.1200000000000001,1.1200000000000001,1.0900000000000001,1.0900000000000001,479.93129966401807,0,86.007031281256118,0,0,0,1,0,null,null,0.12698196585356164,null,-1977.5650338164855,0,null,null,6.8320000000000007,5.3630000000000004,5.5847964346769574,15.4,15.58,17.390432125820322,null,0,0]
[3090,"ItrNgsld213",1,0.90687281768330041,7998.8549944003007,0,"gsld",11,1.0900000000000001,1.0900000000000001,1.0900000000000001,1.0900000000000001,1.1200000000000001,1.1200000000000001,1.1200000000000001,1.1200000000000001,1.1200000000000001,1.1200000000000001,1.0900000000000001,1.0900000000000001,479.93129966401807,0,68.552274103355728,0,0,0,1,0,null,null,0.10121152189185505,null,-1995.0197909943861,0,null,null,6.8320000000000007,5.3630000000000004,5.5847964346769574,15.4,15.58,17.390432125820322,null,0,0]
[3102,"IluNgsld214",1,0.90687281768330041,7998.8549944003007,0,"gsld",11,1.0900000000000001,1.0900000000000001,1.0900000000000001,1.0900000000000001,1.1200000000000001,1.1200000000000001,1.1200000000000001,1.1200000000000001,1.1200000000000001,1.1200000000000001,1.0900000000000001,1.0900000000000001,479.93129966401807,0,3660.5951091240172,0,0,0,1,0,null,null,5.404553049045921,null,1597.0230440262758,1,null,null,6.8320000000000007,5.3630000000000004,5.5847964346769574,15.4,15.58,17.390432125820322,null,0,0]
[3114,"ItrNgsld214",1,0.9068728176833003,7998.8549944002998,0,"gsld",11,1.0900000000000001,1.0900000000000001,1.0900000000000001,1.0900000000000001,1.1200000000000001,1.1200000000000001,1.1200000000000001,1.1200000000000001,1.1200000000000001,1.1200000000000001,1.0900000000000001,1.0900000000000001,479.93129966401796,0,1384.7834730453019,0,0,0,1,0,null,null,2.0445133969777785,null,-678.78859205243998,0,null,null,6.8320000000000007,5.3630000000000004,5.5847964346769574,15.4,15.58,17.390432125820322,null,0,0]
[3121,"IcoEgsld215",1,0.90687281768330053,7998.8549944002998,0,"gsld",10,1.0900000000000001,1.0900000000000001,1.0900000000000001,1.0900000000000001,1.1200000000000001,1.1200000000000001,1.1200000000000001,1.1200000000000001,1.1200000000000001,1.1200000000000001,1.0900000000000001,1.0900000000000001,402.20803144905244,0,9829.3563730385977,0,0,0,1,0,null,null,14.512197162602106,null,7765.7843079408567,1,null,null,6.8320000000000007,5.3630000000000004,5.5847964346769574,15.4,15.58,17.390432125820322,null,40910.852434362605,4216.9768596551467]
[3133,"IstEgsld215",1,0.9068728176833003,7998.8549944002998,0,"gsld",10,1.0900000000000001,1.0900000000000001,1.0900000000000001,1.0900000000000001,1.1200000000000001,1.1200000000000001,1.1200000000000001,1.1200000000000001,1.1200000000000001,1.1200000000000001,1.0900000000000001,1.0900000000000001,402.20803144905238,0,1946.7074990119711,0,0,0,1,0,null,null,2.8741457702224298,null,-116.8645660857708,0,null,null,6.8320000000000007,5.3630000000000004,5.5847964346769574,15.4,15.58,17.390432125820322,null,0,0]
[3136,"IteNgsld215",1,0.90687281768330041,7998.8549944002998,0,"gsld",10,1.0900000000000001,1.0900000000000001,1.0900000000000001,1.0900000000000001,1.1200000000000001,1.1200000000000001,1.1200000000000001,1.1200000000000001,1.1200000000000001,1.1200000000000001,1.0900000000000001,1.0900000000000001,402.20803144905244,0,2625.9371815678396,0,0,0,1,0,null,null,3.876969830908636,null,562.36511647009752,1,null,null,6.8320000000000007,5.3630000000000004,5.5847964346769574,15.4,15.58,17.390432125820322,null,0,0]
[3152,"ImeNgsld216",1,0.93223348493392488,8258.5220679651866,0,"gsld",15,1.0900000000000001,1.0900000000000001,1.0900000000000001,1.0900000000000001,1.1200000000000001,1.1200000000000001,1.1200000000000001,1.1200000000000001,1.1200000000000001,1.1200000000000001,1.0900000000000001,1.0900000000000001,415.264923037134,0,4930.243549084913,0,0,0,1,0,null,null,7.1264957242292741,null,2820.503206899451,1,null,null,6.8320000000000007,5.3630000000000004,5.5847964346769574,15.4,15.58,17.390432125820322,null,0,0]
[3155,"IprEgsld216",1,0.93223348493392488,8258.5220679651866,0,"gsld",15,1.0900000000000001,1.0900000000000001,1.0900000000000001,1.0900000000000001,1.1200000000000001,1.1200000000000001,1.1200000000000001,1.1200000000000001,1.1200000000000001,1.1200000000000001,1.0900000000000001,1.0900000000000001,415.264923037134,0,4930.243549084913,0,0,0,1,0,null,null,7.1264957242292741,null,2820.503206899451,1,null,null,6.8320000000000007,5.3630000000000004,5.5847964346769574,15.4,15.58,17.390432125820322,null,0,0]
[3162,"ItrNgsld216",1,0.93223348493392488,8258.5220679651866,0,"gsld",15,1.0900000000000001,1.0900000000000001,1.0900000000000001,1.0900000000000001,1.1200000000000001,1.1200000000000001,1.1200000000000001,1.1200000000000001,1.1200000000000001,1.1200000000000001,1.0900000000000001,1.0900000000000001,415.264923037134,0,4930.243549084913,0,0,0,1,0,null,null,7.1264957242292741,null,2820.503206899451,1,null,null,6.8320000000000007,5.3630000000000004,5.5847964346769574,15.4,15.58,17.390432125820322,null,0,0]
[3174,"IluNgsld217",1,0.90687281768330053,7998.8549944003007,0,"gsld",10,1.0900000000000001,1.0900000000000001,1.0900000000000001,1.0900000000000001,1.1200000000000001,1.1200000000000001,1.1200000000000001,1.1200000000000001,1.1200000000000001,1.1200000000000001,1.0900000000000001,1.0900000000000001,402.20803144905244,0,6280.2588996165841,0,0,0,1,0,null,null,9.2722607589460875,null,4216.6868345188423,1,null,null,6.8320000000000007,5.3630000000000004,5.5847964346769574,15.4,15.58,17.390432125820322,null,0,0]
[3186,"ItrNgsld217",1,0.90687281768330053,7998.8549944003007,0,"gsld",10,1.0900000000000001,1.0900000000000001,1.0900000000000001,1.0900000000000001,1.1200000000000001,1.1200000000000001,1.1200000000000001,1.1200000000000001,1.1200000000000001,1.1200000000000001,1.0900000000000001,1.0900000000000001,402.20803144905244,0,6280.2588996165841,0,0,0,1,0,null,null,9.2722607589460875,null,4216.6868345188423,1,null,null,6.8320000000000007,5.3630000000000004,5.5847964346769574,15.4,15.58,17.390432125820322,null,0,0]
[3193,"IcoEgsld218",1,0.90687281768330041,7998.8549944003007,0,"gsld",15,1.0900000000000001,1.0900000000000001,1.0900000000000001,1.0900000000000001,1.1200000000000001,1.1200000000000001,1.1200000000000001,1.1200000000000001,1.1200000000000001,1.1200000000000001,1.0900000000000001,1.0900000000000001,479.93129966401807,0,365413.8986094321,0,0,0,1,0,null,null,539.5021140062546,null,363350.3265443343,1,null,null,6.8320000000000007,5.3630000000000004,5.5847964346769574,15.4,15.58,17.390432125820322,null,3739745.6943566063,490979.68442652223]
[3205,"IstEgsld218",1,0.90687281768330041,7998.8549944003007,0,"gsld",15,1.0900000000000001,1.0900000000000001,1.0900000000000001,1.0900000000000001,1.1200000000000001,1.1200000000000001,1.1200000000000001,1.1200000000000001,1.1200000000000001,1.1200000000000001,1.0900000000000001,1.0900000000000001,479.93129966401807,0,365413.8986094321,0,0,0,1,0,null,null,539.5021140062546,null,363350.3265443343,1,null,null,6.8320000000000007,5.3630000000000004,5.5847964346769574,15.4,15.58,17.390432125820322,null,3739745.6943566063,490979.68442652223]
[3208,"IteNgsld218",1,0.90687281768330041,7998.8549944003007,0,"gsld",15,1.0900000000000001,1.0900000000000001,1.0900000000000001,1.0900000000000001,1.1200000000000001,1.1200000000000001,1.1200000000000001,1.1200000000000001,1.1200000000000001,1.1200000000000001,1.0900000000000001,1.0900000000000001,479.93129966401807,0,365413.8986094321,0,0,0,1,0,null,null,539.5021140062546,null,363350.3265443343,1,null,null,6.8320000000000007,5.3630000000000004,5.5847964346769574,15.4,15.58,17.390432125820322,null,3739745.6943566063,490979.68442652223]
[3224,"ImeNgsld219",1,0.90687281768330041,7998.8549944003007,0,"gsld",15,1.0900000000000001,1.0900000000000001,1.0900000000000001,1.0900000000000001,1.1200000000000001,1.1200000000000001,1.1200000000000001,1.1200000000000001,1.1200000000000001,1.1200000000000001,1.0900000000000001,1.0900000000000001,479.93129966401801,0,3039.5613077179246,0,0,0,1,0,null,null,4.4876501890207745,null,975.98924262018295,1,null,null,6.8320000000000007,5.3630000000000004,5.5847964346769574,15.4,15.58,17.390432125820322,null,0,0]
[3227,"IprTgsld219",1,0.90687281768330041,7998.8549944003007,0,"gsld",15,1.0900000000000001,1.0900000000000001,1.0900000000000001,1.0900000000000001,1.1200000000000001,1.1200000000000001,1.1200000000000001,1.1200000000000001,1.1200000000000001,1.1200000000000001,1.0900000000000001,1.0900000000000001,479.93129966401807,0,3039.5651361953683,0,0,0,1,0,null,null,4.4876558414376149,null,975.99307109762663,1,null,null,6.8320000000000007,5.3630000000000004,5.5847964346769574,15.4,15.58,17.390432125820322,null,0,0]
[3234,"ItrNgsld219",1,0.90687281768330041,7998.8549944003007,0,"gsld",15,1.0900000000000001,1.0900000000000001,1.0900000000000001,1.0900000000000001,1.1200000000000001,1.1200000000000001,1.1200000000000001,1.1200000000000001,1.1200000000000001,1.1200000000000001,1.0900000000000001,1.0900000000000001,479.93129966401807,0,3039.5650495698383,0,0,0,1,0,null,null,4.4876557135424893,null,975.99298447209617,1,null,null,6.8320000000000007,5.3630000000000004,5.5847964346769574,15.4,15.58,17.390432125820322,null,0,0]
[3246,"IluNgsld220",1,0.90687281768330041,7998.8549944003007,0,"gsld",15,1.0900000000000001,1.0900000000000001,1.0900000000000001,1.0900000000000001,1.1200000000000001,1.1200000000000001,1.1200000000000001,1.1200000000000001,1.1200000000000001,1.1200000000000001,1.0900000000000001,1.0900000000000001,479.93129966401807,0,80711.774676215879,0,0,0,1,0,null,null,119.16397605214402,null,78648.202611118133,1,null,null,6.8320000000000007,5.3630000000000004,5.5847964346769574,15.4,15.58,17.390432125820322,null,750751.94184705988,98563.90824833441]
[3258,"ItrNgsld220",1,0.90687281768330041,7998.8549944002998,0,"gsld",15,1.0900000000000001,1.0900000000000001,1.0900000000000001,1.0900000000000001,1.1200000000000001,1.1200000000000001,1.1200000000000001,1.1200000000000001,1.1200000000000001,1.1200000000000001,1.0900000000000001,1.0900000000000001,479.93129966401801,0,30508.278341936497,0,0,0,1,0,null,null,45.042842439220571,null,28444.706276838751,1,null,null,6.8320000000000007,5.3630000000000004,5.5847964346769574,15.4,15.58,17.390432125820322,null,223682.0219342949,29366.523158757394]
[3269,"IluTgsld221",1,0.90687281768330053,7998.8549944003007,0,"gsld",20,1.0900000000000001,1.0900000000000001,1.0900000000000001,1.0900000000000001,1.1200000000000001,1.1200000000000001,1.1200000000000001,1.1200000000000001,1.1200000000000001,1.1200000000000001,1.0900000000000001,1.0900000000000001,479.93129966401807,0,242.10285113254085,0,0,0,1,0,null,null,0.3574439847252594,null,-1821.4692139652009,0,null,null,6.8320000000000007,5.3630000000000004,5.5847964346769574,15.4,15.58,17.390432125820322,null,0,0]
[3278,"IstNgsld221",1,0.90687281768330041,7998.8549944002989,0,"gsld",20,1.0900000000000001,1.0900000000000001,1.0900000000000001,1.0900000000000001,1.1200000000000001,1.1200000000000001,1.1200000000000001,1.1200000000000001,1.1200000000000001,1.1200000000000001,1.0900000000000001,1.0900000000000001,479.93129966401801,0,463.88211007519681,0,0,0,1,0,null,null,0.68488193795481123,null,-1599.6899550225446,0,null,null,6.8320000000000007,5.3630000000000004,5.5847964346769574,15.4,15.58,17.390432125820322,null,0,0]
[3285,"IagEgsld222",1,0.90687281768330041,7998.8549944002998,0,"gsld",15,1.0900000000000001,1.0900000000000001,1.0900000000000001,1.0900000000000001,1.1200000000000001,1.1200000000000001,1.1200000000000001,1.1200000000000001,1.1200000000000001,1.1200000000000001,1.0900000000000001,1.0900000000000001,402.20803144905244,0,19868.455777596628,0,0,0,1,0,null,null,29.334061826449865,null,17804.883712498882,1,null,null,6.8320000000000007,5.3630000000000004,5.5847964346769574,15.4,15.58,17.390432125820322,null,111978.01816208547,14701.248831676719]
[3297,"ImiEgsld222",1,0.90687281768330041,7998.8549944002998,0,"gsld",15,1.0900000000000001,1.0900000000000001,1.0900000000000001,1.0900000000000001,1.1200000000000001,1.1200000000000001,1.1200000000000001,1.1200000000000001,1.1200000000000001,1.1200000000000001,1.0900000000000001,1.0900000000000001,402.20803144905244,0,19868.455777596628,0,0,0,1,0,null,null,29.334061826449865,null,17804.883712498882,1,null,null,6.8320000000000007,5.3630000000000004,5.5847964346769574,15.4,15.58,17.390432125820322,null,111978.01816208547,14701.248831676719]
[3300,"IprNgsld222",1,0.90687281768330041,7998.8549944002998,0,"gsld",15,1.0900000000000001,1.0900000000000001,1.0900000000000001,1.0900000000000001,1.1200000000000001,1.1200000000000001,1.1200000000000001,1.1200000000000001,1.1200000000000001,1.1200000000000001,1.0900000000000001,1.0900000000000001,402.20803144905244,0,19868.455777596628,0,0,0,1,0,null,null,29.334061826449865,null,17804.883712498882,1,null,null,6.8320000000000007,5.3630000000000004,5.5847964346769574,15.4,15.58,17.390432125820322,null,111978.01816208547,14701.248831676719]
[3307,"IwaEgsld222",1,0.90687281768330041,7998.8549944002998,0,"gsld",15,1.0900000000000001,1.0900000000000001,1.0900000000000001,1.0900000000000001,1.1200000000000001,1.1200000000000001,1.1200000000000001,1.1200000000000001,1.1200000000000001,1.1200000000000001,1.0900000000000001,1.0900000000000001,402.20803144905244,0,19868.455777596628,0,0,0,1,0,null,null,29.334061826449865,null,17804.883712498882,1,null,null,6.8320000000000007,5.3630000000000004,5.5847964346769574,15.4,15.58,17.390432125820322,null,111978.01816208547,14701.248831676719]
[3319,"ImeTgsld223",1,0.9068728176833003,7998.8549944002998,0,"gsld",12,1.0900000000000001,1.0900000000000001,1.0900000000000001,1.0900000000000001,1.1200000000000001,1.1200000000000001,1.1200000000000001,1.1200000000000001,1.1200000000000001,1.1200000000000001,1.0900000000000001,1.0900000000000001,479.93129966401807,0,685.64946677409705,0,0,0,1,0,null,null,1.0123023185477118,null,-1377.9225983236447,0,null,null,6.8320000000000007,5.3630000000000004,5.5847964346769574,15.4,15.58,17.390432125820322,null,0,0]
[3331,"IwaTgsld223",1,0.9068728176833003,7998.8549944002998,0,"gsld",12,1.0900000000000001,1.0900000000000001,1.0900000000000001,1.0900000000000001,1.1200000000000001,1.1200000000000001,1.1200000000000001,1.1200000000000001,1.1200000000000001,1.1200000000000001,1.0900000000000001,1.0900000000000001,479.93129966401807,0,685.64946677409705,0,0,0,1,0,null,null,1.0123023185477118,null,-1377.9225983236447,0,null,null,6.8320000000000007,5.3630000000000004,5.5847964346769574,15.4,15.58,17.390432125820322,null,0,0]
[3338,"IcoNgsld224",1,0.9068728176833003,7998.8549944002998,0,"gsld",23,1.0900000000000001,1.0900000000000001,1.0900000000000001,1.0900000000000001,1.1200000000000001,1.1200000000000001,1.1200000000000001,1.1200000000000001,1.1200000000000001,1.1200000000000001,1.0900000000000001,1.0900000000000001,479.93129966401801,0,19691.909070919872,0,0,0,1,0,null,null,29.073405836528813,null,17628.337005822126,1,null,null,6.8320000000000007,5.3630000000000004,5.5847964346769574,15.4,15.58,17.390432125820322,null,67025.174249489064,10590.973380070052]
[3350,"IstNgsld224",1,0.9068728176833003,7998.8549944002998,0,"gsld",23,1.0900000000000001,1.0900000000000001,1.0900000000000001,1.0900000000000001,1.1200000000000001,1.1200000000000001,1.1200000000000001,1.1200000000000001,1.1200000000000001,1.1200000000000001,1.0900000000000001,1.0900000000000001,479.93129966401801,0,19691.909070919872,0,0,0,1,0,null,null,29.073405836528813,null,17628.337005822126,1,null,null,6.8320000000000007,5.3630000000000004,5.5847964346769574,15.4,15.58,17.390432125820322,null,67025.174249489064,10590.973380070052]
[3357,"IagTgsld225",1,0.9068728176833003,7998.8549944002998,0,"gsld",15,1.0900000000000001,1.0900000000000001,1.0900000000000001,1.0900000000000001,1.1200000000000001,1.1200000000000001,1.1200000000000001,1.1200000000000001,1.1200000000000001,1.1200000000000001,1.0900000000000001,1.0900000000000001,479.93129966401807,0,6018.5226708693681,0,0,0,1,0,null,null,8.8858297850326533,null,3954.9506057716262,1,null,null,6.8320000000000007,5.3630000000000004,5.5847964346769574,15.4,15.58,17.390432125820322,null,0,0]
[3369,"ImiTgsld225",1,0.9068728176833003,7998.8549944002998,0,"gsld",15,1.0900000000000001,1.0900000000000001,1.0900000000000001,1.0900000000000001,1.1200000000000001,1.1200000000000001,1.1200000000000001,1.1200000000000001,1.1200000000000001,1.1200000000000001,1.0900000000000001,1.0900000000000001,479.93129966401807,0,6018.5226708693681,0,0,0,1,0,null,null,8.8858297850326533,null,3954.9506057716262,1,null,null,6.8320000000000007,5.3630000000000004,5.5847964346769574,15.4,15.58,17.390432125820322,null,0,0]
[3372,"IprNgsld225",1,0.9068728176833003,7998.8549944002998,0,"gsld",15,1.0900000000000001,1.0900000000000001,1.0900000000000001,1.0900000000000001,1.1200000000000001,1.1200000000000001,1.1200000000000001,1.1200000000000001,1.1200000000000001,1.1200000000000001,1.0900000000000001,1.0900000000000001,479.93129966401807,0,6018.5226708693681,0,0,0,1,0,null,null,8.8858297850326533,null,3954.9506057716262,1,null,null,6.8320000000000007,5.3630000000000004,5.5847964346769574,15.4,15.58,17.390432125820322,null,0,0]
[3379,"IwaTgsld225",1,0.9068728176833003,7998.8549944002998,0,"gsld",15,1.0900000000000001,1.0900000000000001,1.0900000000000001,1.0900000000000001,1.1200000000000001,1.1200000000000001,1.1200000000000001,1.1200000000000001,1.1200000000000001,1.1200000000000001,1.0900000000000001,1.0900000000000001,479.93129966401807,0,6018.5226708693681,0,0,0,1,0,null,null,8.8858297850326533,null,3954.9506057716262,1,null,null,6.8320000000000007,5.3630000000000004,5.5847964346769574,15.4,15.58,17.390432125820322,null,0,0]
[3391,"ImeTgsld226",1,0.90687281768330041,7998.8549944002998,0,"gsld",15,1.0900000000000001,1.0900000000000001,1.0900000000000001,1.0900000000000001,1.1200000000000001,1.1200000000000001,1.1200000000000001,1.1200000000000001,1.1200000000000001,1.1200000000000001,1.0900000000000001,1.0900000000000001,479.93129966401807,0,15612.366589517347,0,0,0,1,0,null,null,23.05031311545142,null,13548.794524419607,1,null,null,6.8320000000000007,5.3630000000000004,5.5847964346769574,15.4,15.58,17.390432125820322,null,67294.74547818533,8834.9196974279548]
[3403,"IwaTgsld226",1,0.90687281768330041,7998.8549944002998,0,"gsld",15,1.0900000000000001,1.0900000000000001,1.0900000000000001,1.0900000000000001,1.1200000000000001,1.1200000000000001,1.1200000000000001,1.1200000000000001,1.1200000000000001,1.1200000000000001,1.0900000000000001,1.0900000000000001,479.93129966401807,0,15612.366589517347,0,0,0,1,0,null,null,23.05031311545142,null,13548.794524419607,1,null,null,6.8320000000000007,5.3630000000000004,5.5847964346769574,15.4,15.58,17.390432125820322,null,67294.74547818533,8834.9196974279548]
[3410,"IcoNgsld227",1,0.9068728176833003,7998.8549944002998,0,"gsld",15,1.0900000000000001,1.0900000000000001,1.0900000000000001,1.0900000000000001,1.1200000000000001,1.1200000000000001,1.1200000000000001,1.1200000000000001,1.1200000000000001,1.1200000000000001,1.0900000000000001,1.0900000000000001,479.93129966401801,0,16149.258244283819,0,0,0,1,0,null,null,23.842987350999369,null,14085.686179186079,1,null,null,6.8320000000000007,5.3630000000000004,5.5847964346769574,15.4,15.58,17.390432125820322,null,72931.393251042202,9574.9378085302524]
[3422,"IstNgsld227",1,0.9068728176833003,7998.8549944002998,0,"gsld",15,1.0900000000000001,1.0900000000000001,1.0900000000000001,1.0900000000000001,1.1200000000000001,1.1200000000000001,1.1200000000000001,1.1200000000000001,1.1200000000000001,1.1200000000000001,1.0900000000000001,1.0900000000000001,479.93129966401801,0,16149.258244283819,0,0,0,1,0,null,null,23.842987350999369,null,14085.686179186079,1,null,null,6.8320000000000007,5.3630000000000004,5.5847964346769574,15.4,15.58,17.390432125820322,null,72931.393251042202,9574.9378085302524]
[3429,"IagTgsld228",1,0.90687281768330041,7998.8549944002998,0,"gsld",15,1.0900000000000001,1.0900000000000001,1.0900000000000001,1.0900000000000001,1.1200000000000001,1.1200000000000001,1.1200000000000001,1.1200000000000001,1.1200000000000001,1.1200000000000001,1.0900000000000001,1.0900000000000001,479.93129966401807,0,10497.956254923547,0,0,0,1,0,null,null,15.499327239137054,null,8434.384189825807,1,null,null,6.8320000000000007,5.3630000000000004,5.5847964346769574,15.4,15.58,17.390432125820322,null,13600.24079082378,1785.5336906142693]
[3441,"ImiTgsld228",1,0.90687281768330041,7998.8549944002998,0,"gsld",15,1.0900000000000001,1.0900000000000001,1.0900000000000001,1.0900000000000001,1.1200000000000001,1.1200000000000001,1.1200000000000001,1.1200000000000001,1.1200000000000001,1.1200000000000001,1.0900000000000001,1.0900000000000001,479.93129966401807,0,10497.956254923547,0,0,0,1,0,null,null,15.499327239137054,null,8434.384189825807,1,null,null,6.8320000000000007,5.3630000000000004,5.5847964346769574,15.4,15.58,17.390432125820322,null,13600.24079082378,1785.5336906142693]
[3444,"IprNgsld228",1,0.90687281768330041,7998.8549944002998,0,"gsld",15,1.0900000000000001,1.0900000000000001,1.0900000000000001,1.0900000000000001,1.1200000000000001,1.1200000000000001,1.1200000000000001,1.1200000000000001,1.1200000000000001,1.1200000000000001,1.0900000000000001,1.0900000000000001,479.93129966401807,0,10497.956254923547,0,0,0,1,0,null,null,15.499327239137054,null,8434.384189825807,1,null,null,6.8320000000000007,5.3630000000000004,5.5847964346769574,15.4,15.58,17.390432125820322,null,13600.24079082378,1785.5336906142693]
[3451,"IwaTgsld228",1,0.90687281768330041,7998.8549944002998,0,"gsld",15,1.0900000000000001,1.0900000000000001,1.0900000000000001,1.0900000000000001,1.1200000000000001,1.1200000000000001,1.1200000000000001,1.1200000000000001,1.1200000000000001,1.1200000000000001,1.0900000000000001,1.0900000000000001,479.93129966401807,0,10497.956254923547,0,0,0,1,0,null,null,15.499327239137054,null,8434.384189825807,1,null,null,6.8320000000000007,5.3630000000000004,5.5847964346769574,15.4,15.58,17.390432125820322,null,13600.24079082378,1785.5336906142693]
[3463,"ImeTgsld229",1,0.9068728176833003,7998.8549944002998,0,"gsld",15,1.0900000000000001,1.0900000000000001,1.0900000000000001,1.0900000000000001,1.1200000000000001,1.1200000000000001,1.1200000000000001,1.1200000000000001,1.1200000000000001,1.1200000000000001,1.0900000000000001,1.0900000000000001,479.93129966401801,0,10723.569347485598,0,0,0,1,0,null,null,15.832425517138825,null,8659.9972823878579,1,null,null,6.8320000000000007,5.3630000000000004,5.5847964346769574,15.4,15.58,17.390432125820322,null,15968.880187647534,2096.5050556799979]
[3470,"IstNgsld229",1,0.9068728176833003,7998.8549944002998,0,"gsld",15,1.0900000000000001,1.0900000000000001,1.0900000000000001,1.0900000000000001,1.1200000000000001,1.1200000000000001,1.1200000000000001,1.1200000000000001,1.1200000000000001,1.1200000000000001,1.0900000000000001,1.0900000000000001,479.93129966401801,0,10723.569347485598,0,0,0,1,0,null,null,15.832425517138825,null,8659.9972823878579,1,null,null,6.8320000000000007,5.3630000000000004,5.5847964346769574,15.4,15.58,17.390432125820322,null,15968.880187647534,2096.5050556799979]
[3482,"IcoNgsld230",1,0.9068728176833003,7998.8549944002998,0,"gsld",15,1.0900000000000001,1.0900000000000001,1.0900000000000001,1.0900000000000001,1.1200000000000001,1.1200000000000001,1.1200000000000001,1.1200000000000001,1.1200000000000001,1.1200000000000001,1.0900000000000001,1.0900000000000001,479.93129966401796,0,7274.3113702824103,0,0,0,1,0,null,null,10.73989352113219,null,5210.7393051846684,1,null,null,6.8320000000000007,5.3630000000000004,5.5847964346769574,15.4,15.58,17.390432125820322,null,0,0]
[3494,"IstNgsld230",1,0.9068728176833003,7998.8549944002998,0,"gsld",15,1.0900000000000001,1.0900000000000001,1.0900000000000001,1.0900000000000001,1.1200000000000001,1.1200000000000001,1.1200000000000001,1.1200000000000001,1.1200000000000001,1.1200000000000001,1.0900000000000001,1.0900000000000001,479.93129966401796,0,7274.3113702824103,0,0,0,1,0,null,null,10.73989352113219,null,5210.7393051846684,1,null,null,6.8320000000000007,5.3630000000000004,5.5847964346769574,15.4,15.58,17.390432125820322,null,0,0]
[3501,"IagTgsld231",1,0.90687281768330041,7998.8549944003007,0,"gsld",15,1.0900000000000001,1.0900000000000001,1.0900000000000001,1.0900000000000001,1.1200000000000001,1.1200000000000001,1.1200000000000001,1.1200000000000001,1.1200000000000001,1.1200000000000001,1.0900000000000001,1.0900000000000001,479.93129966401801,0,8021.3883601754496,0,0,0,1,0,null,null,11.842888281064729,null,5957.8162950777078,1,null,null,6.8320000000000007,5.3630000000000004,5.5847964346769574,15.4,15.58,17.390432125820322,null,0,0]
[3513,"ImiTgsld231",1,0.90687281768330041,7998.8549944003007,0,"gsld",15,1.0900000000000001,1.0900000000000001,1.0900000000000001,1.0900000000000001,1.1200000000000001,1.1200000000000001,1.1200000000000001,1.1200000000000001,1.1200000000000001,1.1200000000000001,1.0900000000000001,1.0900000000000001,479.93129966401801,0,8021.3883601754496,0,0,0,1,0,null,null,11.842888281064729,null,5957.8162950777078,1,null,null,6.8320000000000007,5.3630000000000004,5.5847964346769574,15.4,15.58,17.390432125820322,null,0,0]
[3516,"IprNgsld231",1,0.90687281768330041,7998.8549944003007,0,"gsld",15,1.0900000000000001,1.0900000000000001,1.0900000000000001,1.0900000000000001,1.1200000000000001,1.1200000000000001,1.1200000000000001,1.1200000000000001,1.1200000000000001,1.1200000000000001,1.0900000000000001,1.0900000000000001,479.93129966401801,0,8021.3883601754496,0,0,0,1,0,null,null,11.842888281064729,null,5957.8162950777078,1,null,null,6.8320000000000007,5.3630000000000004,5.5847964346769574,15.4,15.58,17.390432125820322,null,0,0]
[3523,"IwaTgsld231",1,0.90687281768330041,7998.8549944003007,0,"gsld",15,1.0900000000000001,1.0900000000000001,1.0900000000000001,1.0900000000000001,1.1200000000000001,1.1200000000000001,1.1200000000000001,1.1200000000000001,1.1200000000000001,1.1200000000000001,1.0900000000000001,1.0900000000000001,479.93129966401801,0,8021.3883601754496,0,0,0,1,0,null,null,11.842888281064729,null,5957.8162950777078,1,null,null,6.8320000000000007,5.3630000000000004,5.5847964346769574,15.4,15.58,17.390432125820322,null,0,0]
[3535,"ImeTgsld232",1,0.90687281768330041,7998.8549944002998,0,"gsld",23,1.0900000000000001,1.0900000000000001,1.0900000000000001,1.0900000000000001,1.1200000000000001,1.1200000000000001,1.1200000000000001,1.1200000000000001,1.1200000000000001,1.1200000000000001,1.0900000000000001,1.0900000000000001,479.93129966401807,0,7236.4418832826259,0,0,0,1,0,null,null,10.683982488819341,null,5172.869818184884,1,null,null,6.8320000000000007,5.3630000000000004,5.5847964346769574,15.4,15.58,17.390432125820322,null,0,0]
[3542,"IstNgsld232",1,0.90687281768330041,7998.8549944002998,0,"gsld",23,1.0900000000000001,1.0900000000000001,1.0900000000000001,1.0900000000000001,1.1200000000000001,1.1200000000000001,1.1200000000000001,1.1200000000000001,1.1200000000000001,1.1200000000000001,1.0900000000000001,1.0900000000000001,479.93129966401807,0,7236.4418832826259,0,0,0,1,0,null,null,10.683982488819341,null,5172.869818184884,1,null,null,6.8320000000000007,5.3630000000000004,5.5847964346769574,15.4,15.58,17.390432125820322,null,0,0]
[3554,"IcoNgsld233",1,0.9068728176833003,7998.8549944002998,0,"gsld",23,1.0900000000000001,1.0900000000000001,1.0900000000000001,1.0900000000000001,1.1200000000000001,1.1200000000000001,1.1200000000000001,1.1200000000000001,1.1200000000000001,1.1200000000000001,1.0900000000000001,1.0900000000000001,479.93129966401801,0,5790.3991966042522,0,0,0,1,0,null,null,8.5490251449003782,null,3726.8271315065103,1,null,null,6.8320000000000007,5.3630000000000004,5.5847964346769574,15.4,15.58,17.390432125820322,null,0,0]
[3566,"IstNgsld233",1,0.9068728176833003,7998.8549944002998,0,"gsld",23,1.0900000000000001,1.0900000000000001,1.0900000000000001,1.0900000000000001,1.1200000000000001,1.1200000000000001,1.1200000000000001,1.1200000000000001,1.1200000000000001,1.1200000000000001,1.0900000000000001,1.0900000000000001,479.93129966401801,0,5790.3991966042522,0,0,0,1,0,null,null,8.5490251449003782,null,3726.8271315065103,1,null,null,6.8320000000000007,5.3630000000000004,5.5847964346769574,15.4,15.58,17.390432125820322,null,0,0]
[3573,"IagTgsld234",1,0.90687281768330053,7998.8549944003007,0,"gsld",23,1.0900000000000001,1.0900000000000001,1.0900000000000001,1.0900000000000001,1.1200000000000001,1.1200000000000001,1.1200000000000001,1.1200000000000001,1.1200000000000001,1.1200000000000001,1.0900000000000001,1.0900000000000001,479.93129966401807,0,13761.605684288319,0,0,0,1,0,null,null,20.317824218091737,null,11698.033619190579,1,null,null,6.8320000000000007,5.3630000000000004,5.5847964346769574,15.4,15.58,17.390432125820322,null,17744.432906215632,2803.8840429512416]
[3585,"ImiTgsld234",1,0.90687281768330053,7998.8549944003007,0,"gsld",23,1.0900000000000001,1.0900000000000001,1.0900000000000001,1.0900000000000001,1.1200000000000001,1.1200000000000001,1.1200000000000001,1.1200000000000001,1.1200000000000001,1.1200000000000001,1.0900000000000001,1.0900000000000001,479.93129966401807,0,13761.605684288319,0,0,0,1,0,null,null,20.317824218091737,null,11698.033619190579,1,null,null,6.8320000000000007,5.3630000000000004,5.5847964346769574,15.4,15.58,17.390432125820322,null,17744.432906215632,2803.8840429512416]
[3592,"IteNgsld234",1,0.90687281768330053,7998.8549944003007,0,"gsld",23,1.0900000000000001,1.0900000000000001,1.0900000000000001,1.0900000000000001,1.1200000000000001,1.1200000000000001,1.1200000000000001,1.1200000000000001,1.1200000000000001,1.1200000000000001,1.0900000000000001,1.0900000000000001,479.93129966401807,0,13761.605684288319,0,0,0,1,0,null,null,20.317824218091737,null,11698.033619190579,1,null,null,6.8320000000000007,5.3630000000000004,5.5847964346769574,15.4,15.58,17.390432125820322,null,17744.432906215632,2803.8840429512416]
[3595,"IwaTgsld234",1,0.90687281768330053,7998.8549944003007,0,"gsld",23,1.0900000000000001,1.0900000000000001,1.0900000000000001,1.0900000000000001,1.1200000000000001,1.1200000000000001,1.1200000000000001,1.1200000000000001,1.1200000000000001,1.1200000000000001,1.0900000000000001,1.0900000000000001,479.93129966401807,0,13761.605684288319,0,0,0,1,0,null,null,20.317824218091737,null,11698.033619190579,1,null,null,6.8320000000000007,5.3630000000000004,5.5847964346769574,15.4,15.58,17.390432125820322,null,17744.432906215632,2803.8840429512416]
[3607,"ImeTgsld235",1,0.9068728176833003,7998.8549944002989,0,"gsld",23,1.0900000000000001,1.0900000000000001,1.0900000000000001,1.0900000000000001,1.1200000000000001,1.1200000000000001,1.1200000000000001,1.1200000000000001,1.1200000000000001,1.1200000000000001,1.0900000000000001,1.0900000000000001,479.93129966401796,0,27875.152078438859,0,0,0,1,0,null,null,41.15525854871089,null,25811.580013341114,1,null,null,6.8320000000000007,5.3630000000000004,5.5847964346769574,15.4,15.58,17.390432125820322,null,135027.83042172913,21336.403427195088]
[3616,"IteNgsld235",1,0.9068728176833003,7998.8549944002989,0,"gsld",23,1.0900000000000001,1.0900000000000001,1.0900000000000001,1.0900000000000001,1.1200000000000001,1.1200000000000001,1.1200000000000001,1.1200000000000001,1.1200000000000001,1.1200000000000001,1.0900000000000001,1.0900000000000001,479.93129966401796,0,27875.152078438859,0,0,0,1,0,null,null,41.15525854871089,null,25811.580013341114,1,null,null,6.8320000000000007,5.3630000000000004,5.5847964346769574,15.4,15.58,17.390432125820322,null,135027.83042172913,21336.403427195088]
[3627,"IelTgsld236",1,0.90687281768330041,7998.8549944002998,0,"gsld",7,1.0900000000000001,1.0900000000000001,1.0900000000000001,1.0900000000000001,1.1200000000000001,1.1200000000000001,1.1200000000000001,1.1200000000000001,1.1200000000000001,1.1200000000000001,1.0900000000000001,1.0900000000000001,479.93129966401807,0,2427.3700080340536,0,0,0,1,0,null,null,3.5838025203564281,null,363.7979429363117,1,null,null,6.8320000000000007,5.3630000000000004,5.5847964346769574,15.4,15.58,17.390432125820322,null,0,0]
[3639,"IteTgsld236",1,0.90687281768330041,7998.8549944002998,0,"gsld",7,1.0900000000000001,1.0900000000000001,1.0900000000000001,1.0900000000000001,1.1200000000000001,1.1200000000000001,1.1200000000000001,1.1200000000000001,1.1200000000000001,1.1200000000000001,1.0900000000000001,1.0900000000000001,479.93129966401807,0,2427.3700080340536,0,0,0,1,0,null,null,3.5838025203564281,null,363.7979429363117,1,null,null,6.8320000000000007,5.3630000000000004,5.5847964346769574,15.4,15.58,17.390432125820322,null,0,0]
[3646,"IagNgsld237",1,0.9068728176833003,7998.8549944002998,0,"gsld",8,1.0900000000000001,1.0900000000000001,1.0900000000000001,1.0900000000000001,1.1200000000000001,1.1200000000000001,1.1200000000000001,1.1200000000000001,1.1200000000000001,1.1200000000000001,1.0900000000000001,1.0900000000000001,479.93129966401801,0,2072.3913623491239,0,0,0,1,0,null,null,3.0597071575284489,null,8.8192972513820393,1,null,null,6.8320000000000007,5.3630000000000004,5.5847964346769574,15.4,15.58,17.390432125820322,null,0,0]
[3658,"ImiNgsld237",1,0.9068728176833003,7998.8549944002998,0,"gsld",8,1.0900000000000001,1.0900000000000001,1.0900000000000001,1.0900000000000001,1.1200000000000001,1.1200000000000001,1.1200000000000001,1.1200000000000001,1.1200000000000001,1.1200000000000001,1.0900000000000001,1.0900000000000001,479.93129966401801,0,2072.3913623491239,0,0,0,1,0,null,null,3.0597071575284489,null,8.8192972513820393,1,null,null,6.8320000000000007,5.3630000000000004,5.5847964346769574,15.4,15.58,17.390432125820322,null,0,0]
[3665,"ItrTgsld237",1,0.9068728176833003,7998.8549944002998,0,"gsld",8,1.0900000000000001,1.0900000000000001,1.0900000000000001,1.0900000000000001,1.1200000000000001,1.1200000000000001,1.1200000000000001,1.1200000000000001,1.1200000000000001,1.1200000000000001,1.0900000000000001,1.0900000000000001,479.93129966401801,0,2072.3913623491239,0,0,0,1,0,null,null,3.0597071575284489,null,8.8192972513820393,1,null,null,6.8320000000000007,5.3630000000000004,5.5847964346769574,15.4,15.58,17.390432125820322,null,0,0]
[3668,"IwaNgsld237",1,0.9068728176833003,7998.8549944002998,0,"gsld",8,1.0900000000000001,1.0900000000000001,1.0900000000000001,1.0900000000000001,1.1200000000000001,1.1200000000000001,1.1200000000000001,1.1200000000000001,1.1200000000000001,1.1200000000000001,1.0900000000000001,1.0900000000000001,479.93129966401801,0,2072.3913623491239,0,0,0,1,0,null,null,3.0597071575284489,null,8.8192972513820393,1,null,null,6.8320000000000007,5.3630000000000004,5.5847964346769574,15.4,15.58,17.390432125820322,null,0,0]
[3680,"ImeNgsld238",1,0,-309.19999999998203,0,"gsld",30,1.0900000000000001,1.0900000000000001,1.0900000000000001,1.0900000000000001,1.1200000000000001,1.1200000000000001,1.1200000000000001,1.1200000000000001,1.1200000000000001,1.1200000000000001,1.0900000000000001,1.0900000000000001,15.547565671724453,0,2781.66,0,0,0,1,0,null,null,13.039299813998271,null,2195.2432005876399,1,null,null,6.8320000000000007,5.3630000000000004,5.5847964346769574,15.4,15.58,17.390432125820322,null,5198.1291183961439,894.74449993589292]
[3687,"IteEgsld238",1,0,-309.19999999995298,0,"gsld",30,1.0900000000000001,1.0900000000000001,1.0900000000000001,1.0900000000000001,1.1200000000000001,1.1200000000000001,1.1200000000000001,1.1200000000000001,1.1200000000000001,1.1200000000000001,1.0900000000000001,1.0900000000000001,15.547565671722991,0,2781.66,0,0,0,1,0,null,null,13.039299813998174,null,2195.2432005876349,1,null,null,6.8320000000000007,5.3630000000000004,5.5847964346769574,15.4,15.58,17.390432125820322,null,5198.1291183961439,894.74449993589292]
[3699,"IelEgsld239",1,0.90687281768330053,7998.8549944003007,0,"gsld",10,1.0900000000000001,1.0900000000000001,1.0900000000000001,1.0900000000000001,1.1200000000000001,1.1200000000000001,1.1200000000000001,1.1200000000000001,1.1200000000000001,1.1200000000000001,1.0900000000000001,1.0900000000000001,402.20803144905244,0,3049.2872630586889,0,0,0,1,0,null,null,4.5020097234748295,null,985.71519796094685,1,null,null,6.8320000000000007,5.3630000000000004,5.5847964346769574,15.4,15.58,17.390432125820322,null,0,0]
[3711,"IteEgsld239",1,0.9068728176833003,7998.8549944002989,0,"gsld",10,1.0900000000000001,1.0900000000000001,1.0900000000000001,1.0900000000000001,1.1200000000000001,1.1200000000000001,1.1200000000000001,1.1200000000000001,1.1200000000000001,1.1200000000000001,1.0900000000000001,1.0900000000000001,402.20803144905238,0,3049.2872630586776,0,0,0,1,0,null,null,4.5020097234748127,null,985.71519796093617,1,null,null,6.8320000000000007,5.3630000000000004,5.5847964346769574,15.4,15.58,17.390432125820322,null,0,0]
[3718,"IagNgsld240",1,0.9068728176833003,7998.8549944002998,0,"gsld",15,1.0900000000000001,1.0900000000000001,1.0900000000000001,1.0900000000000001,1.1200000000000001,1.1200000000000001,1.1200000000000001,1.1200000000000001,1.1200000000000001,1.1200000000000001,1.0900000000000001,1.0900000000000001,479.93129966401801,0,3006.1421895470326,0,0,0,1,0,null,null,4.4383097425571005,null,942.57012444929114,1,null,null,6.8320000000000007,5.3630000000000004,5.5847964346769574,15.4,15.58,17.390432125820322,null,0,0]
[3730,"ImiNgsld240",1,0.9068728176833003,7998.8549944002998,0,"gsld",15,1.0900000000000001,1.0900000000000001,1.0900000000000001,1.0900000000000001,1.1200000000000001,1.1200000000000001,1.1200000000000001,1.1200000000000001,1.1200000000000001,1.1200000000000001,1.0900000000000001,1.0900000000000001,479.93129966401801,0,3006.1421895470326,0,0,0,1,0,null,null,4.4383097425571005,null,942.57012444929114,1,null,null,6.8320000000000007,5.3630000000000004,5.5847964346769574,15.4,15.58,17.390432125820322,null,0,0]
[3737,"ItrTgsld240",1,0.9068728176833003,7998.8549944002998,0,"gsld",15,1.0900000000000001,1.0900000000000001,1.0900000000000001,1.0900000000000001,1.1200000000000001,1.1200000000000001,1.1200000000000001,1.1200000000000001,1.1200000000000001,1.1200000000000001,1.0900000000000001,1.0900000000000001,479.93129966401801,0,3006.1421895470326,0,0,0,1,0,null,null,4.4383097425571005,null,942.57012444929114,1,null,null,6.8320000000000007,5.3630000000000004,5.5847964346769574,15.4,15.58,17.390432125820322,null,0,0]
[3740,"IwaNgsld240",1,0.9068728176833003,7998.8549944002998,0,"gsld",15,1.0900000000000001,1.0900000000000001,1.0900000000000001,1.0900000000000001,1.1200000000000001,1.1200000000000001,1.1200000000000001,1.1200000000000001,1.1200000000000001,1.1200000000000001,1.0900000000000001,1.0900000000000001,479.93129966401801,0,3006.1421895470326,0,0,0,1,0,null,null,4.4383097425571005,null,942.57012444929114,1,null,null,6.8320000000000007,5.3630000000000004,5.5847964346769574,15.4,15.58,17.390432125820322,null,0,0]
[3752,"ImeNgsld241",1,0.90687281768330041,7998.8549944002998,0,"gsld",3,1.0900000000000001,1.0900000000000001,1.0900000000000001,1.0900000000000001,1.1200000000000001,1.1200000000000001,1.1200000000000001,1.1200000000000001,1.1200000000000001,1.1200000000000001,1.0900000000000001,1.0900000000000001,402.20803144905244,0,3717.9272882339042,0,0,0,1,0,null,null,5.489199068116557,null,1654.3552231361625,1,null,null,6.8320000000000007,5.3630000000000004,5.5847964346769574,15.4,15.58,17.390432125820322,null,47252.651773278107,4180.8422993276226]
[3759,"IteEgsld241",1,0.90687281768330041,7998.8549944002998,0,"gsld",3,1.0900000000000001,1.0900000000000001,1.0900000000000001,1.0900000000000001,1.1200000000000001,1.1200000000000001,1.1200000000000001,1.1200000000000001,1.1200000000000001,1.1200000000000001,1.0900000000000001,1.0900000000000001,402.20803144905244,0,3717.9272882339042,0,0,0,1,0,null,null,5.489199068116557,null,1654.3552231361625,1,null,null,6.8320000000000007,5.3630000000000004,5.5847964346769574,15.4,15.58,17.390432125820322,null,47252.651773278107,4180.8422993276226]
[3771,"IelEgsld242",1,0.90687281768330041,7998.8549944003007,0,"gsld",10,1.0900000000000001,1.0900000000000001,1.0900000000000001,1.0900000000000001,1.1200000000000001,1.1200000000000001,1.1200000000000001,1.1200000000000001,1.1200000000000001,1.1200000000000001,1.0900000000000001,1.0900000000000001,402.2080314490525,0,8229.0786594083929,0,0,0,1,0,null,null,12.149525100083283,null,6165.5065943106511,1,null,null,6.8320000000000007,5.3630000000000004,5.5847964346769574,15.4,15.58,17.390432125820322,null,18520.938672368939,1909.0868352298307]
[3778,"ImiNgsld242",1,0.90687281768330041,7998.8549944002998,0,"gsld",10,1.0900000000000001,1.0900000000000001,1.0900000000000001,1.0900000000000001,1.1200000000000001,1.1200000000000001,1.1200000000000001,1.1200000000000001,1.1200000000000001,1.1200000000000001,1.0900000000000001,1.0900000000000001,402.20803144905244,0,14911.65633557175,0,0,0,1,0,null,null,22.015774843239811,null,12848.08427047401,1,null,null,6.8320000000000007,5.3630000000000004,5.5847964346769574,15.4,15.58,17.390432125820322,null,112018.6855758951,11546.574486083427]
[3790,"IchEgsld243",1,0.90687281768330041,7998.8549944003007,0,"gsld",5,1.0900000000000001,1.0900000000000001,1.0900000000000001,1.0900000000000001,1.1200000000000001,1.1200000000000001,1.1200000000000001,1.1200000000000001,1.1200000000000001,1.1200000000000001,1.0900000000000001,1.0900000000000001,402.2080314490525,0,2400.9370673248841,0,0,0,1,0,null,null,3.5447765625418315,null,337.36500222714216,1,null,null,6.8320000000000007,5.3630000000000004,5.5847964346769574,15.4,15.58,17.390432125820322,null,0,0]
[3802,"IagNgsld301",1,0.90220510041481305,7979.8295151838056,0,"gsld",8,1,1,1,1,1,1,1,1,1,1,1,1,478.78977091102837,0,5125.2136451669458,0,0,0,1,0,null,null,7.8326171287976996,null,3125.9710160231525,1,null,null,6.8320000000000007,5.3630000000000004,5.5847964346769574,15.4,15.58,17.390432125820322,null,0,0]
[3809,"IluEgsld301",1,0.90220510041481305,7979.8295151838056,0,"gsld",8,1,1,1,1,1,1,1,1,1,1,1,1,478.78977091102837,0,5125.2136451669458,0,0,0,1,0,null,null,7.8326171287976996,null,3125.9710160231525,1,null,null,6.8320000000000007,5.3630000000000004,5.5847964346769574,15.4,15.58,17.390432125820322,null,0,0]
[3812,"ImeNgsld301",1,0.90220510041481305,7979.8295151838056,0,"gsld",8,1,1,1,1,1,1,1,1,1,1,1,1,478.78977091102837,0,5125.2136451669458,0,0,0,1,0,null,null,7.8326171287976996,null,3125.9710160231525,1,null,null,6.8320000000000007,5.3630000000000004,5.5847964346769574,15.4,15.58,17.390432125820322,null,0,0]
[3824,"IwaNgsld301",1,0.90687281768330041,7998.8549944002998,0,"gsld",8,1,1,1,1,1,1,1,1,1,1,1,1,479.93129966401807,0,5137.4331600702008,0,0,0,1,0,null,null,7.8385632093679263,null,3134.8078394509926,1,null,null,6.8320000000000007,5.3630000000000004,5.5847964346769574,15.4,15.58,17.390432125820322,null,0,0]
[3831,"IelEgsld302",1,0.90220510041481317,7979.8295151838065,0,"gsld",10,1,1,1,1,1,1,1,1,1,1,1,1,478.78977091102837,0,1042.6253439113173,0,0,0,1,0,null,null,1.5933940891106726,null,-956.61728523247666,0,null,null,6.8320000000000007,5.3630000000000004,5.5847964346769574,15.4,15.58,17.390432125820322,null,0,0]
[3843,"IteEgsld302",1,0.90220510041481317,7979.8295151838065,0,"gsld",10,1,1,1,1,1,1,1,1,1,1,1,1,478.78977091102837,0,1042.6253439113173,0,0,0,1,0,null,null,1.5933940891106726,null,-956.61728523247666,0,null,null,6.8320000000000007,5.3630000000000004,5.5847964346769574,15.4,15.58,17.390432125820322,null,0,0]
[3850,"IagNgsld303",1,0.90220510041481317,7979.8295151838056,0,"gsld",10,1,1,1,1,1,1,1,1,1,1,1,1,478.78977091102843,0,1390.2142012515342,0,0,0,1,0,null,null,2.1245973961863762,null,-609.02842789225951,0,null,null,6.8320000000000007,5.3630000000000004,5.5847964346769574,15.4,15.58,17.390432125820322,null,0,0]
[3862,"ImiNgsld303",1,0.90220510041481317,7979.8295151838056,0,"gsld",10,1,1,1,1,1,1,1,1,1,1,1,1,478.78977091102843,0,1390.2142012515342,0,0,0,1,0,null,null,2.1245973961863762,null,-609.02842789225951,0,null,null,6.8320000000000007,5.3630000000000004,5.5847964346769574,15.4,15.58,17.390432125820322,null,0,0]
[3874,"IagNgsld304",1,0.90220510041481317,7979.8295151838056,0,"gsld",13,1,1,1,1,1,1,1,1,1,1,1,1,478.78977091102837,0,3847.7867208917737,0,0,0,1,0,null,null,5.88038709497261,null,1848.54409174798,1,null,null,6.8320000000000007,5.3630000000000004,5.5847964346769574,15.4,15.58,17.390432125820322,null,0,0]
[3881,"IluTgsld304",1,0.90220510041481317,7979.8295151838056,0,"gsld",13,1,1,1,1,1,1,1,1,1,1,1,1,478.78977091102837,0,3847.7867208917737,0,0,0,1,0,null,null,5.88038709497261,null,1848.54409174798,1,null,null,6.8320000000000007,5.3630000000000004,5.5847964346769574,15.4,15.58,17.390432125820322,null,0,0]
[3884,"ImeNgsld304",1,0.90220510041481317,7979.8295151838056,0,"gsld",13,1,1,1,1,1,1,1,1,1,1,1,1,478.78977091102837,0,3847.7867208917737,0,0,0,1,0,null,null,5.88038709497261,null,1848.54409174798,1,null,null,6.8320000000000007,5.3630000000000004,5.5847964346769574,15.4,15.58,17.390432125820322,null,0,0]
[3900,"IchNgsld305",1,0.90220510041481317,7979.8295151838056,0,"gsld",11,1,1,1,1,1,1,1,1,1,1,1,1,478.78977091102837,0,4806.1690957553164,0,0,0,1,0,null,null,7.3450367125300629,null,2806.9264666115232,1,null,null,6.8320000000000007,5.3630000000000004,5.5847964346769574,15.4,15.58,17.390432125820322,null,0,0]
[3903,"IelTgsld305",1,0.90220510041481317,7979.8295151838056,0,"gsld",11,1,1,1,1,1,1,1,1,1,1,1,1,478.78977091102837,0,4806.1690957553164,0,0,0,1,0,null,null,7.3450367125300629,null,2806.9264666115232,1,null,null,6.8320000000000007,5.3630000000000004,5.5847964346769574,15.4,15.58,17.390432125820322,null,0,0]
[3915,"IteTgsld305",1,0.90220510041481317,7979.8295151838056,0,"gsld",11,1,1,1,1,1,1,1,1,1,1,1,1,478.78977091102837,0,4806.1690957553164,0,0,0,1,0,null,null,7.3450367125300629,null,2806.9264666115232,1,null,null,6.8320000000000007,5.3630000000000004,5.5847964346769574,15.4,15.58,17.390432125820322,null,0,0]
[3922,"IagNgsld306",1,0.90220510041481317,7979.8295151838056,0,"gsld",15,1,1,1,1,1,1,1,1,1,1,1,1,478.78977091102843,0,2397.4102041990741,0,0,0,1,0,null,null,3.6638465301581382,null,398.16757505528022,1,null,null,6.8320000000000007,5.3630000000000004,5.5847964346769574,15.4,15.58,17.390432125820322,null,0,0]
[3934,"ImiNgsld306",1,0.90220510041481317,7979.8295151838056,0,"gsld",15,1,1,1,1,1,1,1,1,1,1,1,1,478.78977091102843,0,2397.4102041990741,0,0,0,1,0,null,null,3.6638465301581382,null,398.16757505528022,1,null,null,6.8320000000000007,5.3630000000000004,5.5847964346769574,15.4,15.58,17.390432125820322,null,0,0]
[3946,"IagNgsld307",1,0.90220510041481328,7979.8295151838065,0,"gsld",15,1,1,1,1,1,1,1,1,1,1,1,1,478.78977091102837,0,3331.7885292790288,0,0,0,1,0,null,null,5.0918119147231291,null,1332.5459001352347,1,null,null,6.8320000000000007,5.3630000000000004,5.5847964346769574,15.4,15.58,17.390432125820322,null,0,0]
[3953,"IluTgsld307",1,0.90220510041481328,7979.8295151838065,0,"gsld",15,1,1,1,1,1,1,1,1,1,1,1,1,478.78977091102837,0,3331.7885292790288,0,0,0,1,0,null,null,5.0918119147231291,null,1332.5459001352347,1,null,null,6.8320000000000007,5.3630000000000004,5.5847964346769574,15.4,15.58,17.390432125820322,null,0,0]
[3963,"IteTgsld307",1,0.90220510041481328,7979.8295151838065,0,"gsld",15,1,1,1,1,1,1,1,1,1,1,1,1,478.78977091102837,0,3331.7885292790288,0,0,0,1,0,null,null,5.0918119147231291,null,1332.5459001352347,1,null,null,6.8320000000000007,5.3630000000000004,5.5847964346769574,15.4,15.58,17.390432125820322,null,0,0]
[3973,"IcoEgsld401",1,0.90220510041481328,7979.8295151838065,0,"gsld",10,1.0900000000000001,1.0900000000000001,1.0900000000000001,1.0900000000000001,1.1200000000000001,1.1200000000000001,1.1200000000000001,1.1200000000000001,1.1200000000000001,1.1200000000000001,1.0900000000000001,1.0900000000000001,478.78977091102843,0,3952.0757346010423,0,0,0,1,0,null,null,5.8440668830425109,null,1891.8863609787143,1,null,null,6.8320000000000007,5.3630000000000004,5.5847964346769574,15.4,15.58,17.390432125820322,null,0,0]
[3976,"IelNgsld401",1,0.90220510041481328,7979.8295151838065,0,"gsld",10,1.0900000000000001,1.0900000000000001,1.0900000000000001,1.0900000000000001,1.1200000000000001,1.1200000000000001,1.1200000000000001,1.1200000000000001,1.1200000000000001,1.1200000000000001,1.0900000000000001,1.0900000000000001,478.78977091102843,0,3952.0757346010423,0,0,0,1,0,null,null,5.8440668830425109,null,1891.8863609787143,1,null,null,6.8320000000000007,5.3630000000000004,5.5847964346769574,15.4,15.58,17.390432125820322,null,0,0]
[3988,"IteNgsld401",1,0.90220510041481328,7979.8295151838065,0,"gsld",10,1.0900000000000001,1.0900000000000001,1.0900000000000001,1.0900000000000001,1.1200000000000001,1.1200000000000001,1.1200000000000001,1.1200000000000001,1.1200000000000001,1.1200000000000001,1.0900000000000001,1.0900000000000001,478.78977091102843,0,3952.0757346010423,0,0,0,1,0,null,null,5.8440668830425109,null,1891.8863609787143,1,null,null,6.8320000000000007,5.3630000000000004,5.5847964346769574,15.4,15.58,17.390432125820322,null,0,0]
[3995,"IchEgsld402",1,0.90220510041481317,7979.8295151838056,0,"gsld",8,1.0900000000000001,1.0900000000000001,1.0900000000000001,1.0900000000000001,1.1200000000000001,1.1200000000000001,1.1200000000000001,1.1200000000000001,1.1200000000000001,1.1200000000000001,1.0900000000000001,1.0900000000000001,401.25136945825523,0,7193.434177090965,0,0,0,1,0,null,null,10.637172279272439,null,5133.2448034686386,1,null,null,6.8320000000000007,5.3630000000000004,5.5847964346769574,15.4,15.58,17.390432125820322,null,22794.083957259863,2016.7856576639692]
[4007,"IprEgsld402",1,0.90220510041481317,7979.8295151838056,0,"gsld",8,1.0900000000000001,1.0900000000000001,1.0900000000000001,1.0900000000000001,1.1200000000000001,1.1200000000000001,1.1200000000000001,1.1200000000000001,1.1200000000000001,1.1200000000000001,1.0900000000000001,1.0900000000000001,401.25136945825523,0,7193.434177090965,0,0,0,1,0,null,null,10.637172279272439,null,5133.2448034686386,1,null,null,6.8320000000000007,5.3630000000000004,5.5847964346769574,15.4,15.58,17.390432125820322,null,22794.083957259863,2016.7856576639692]
[4019,"IchEgsld403",1,0.90220510041481317,7979.8295151838056,0,"gsld",10,1.0900000000000001,1.0900000000000001,1.0900000000000001,1.0900000000000001,1.1200000000000001,1.1200000000000001,1.1200000000000001,1.1200000000000001,1.1200000000000001,1.1200000000000001,1.0900000000000001,1.0900000000000001,401.25136945825528,0,604.37328388180822,0,0,0,1,0,null,null,0.89370703663549034,null,-1455.8160897405191,0,null,null,6.8320000000000007,5.3630000000000004,5.5847964346769574,15.4,15.58,17.390432125820322,null,0,0]
[4026,"IluNgsld403",1,0.90220510041481317,7979.8295151838056,0,"gsld",10,1.0900000000000001,1.0900000000000001,1.0900000000000001,1.0900000000000001,1.1200000000000001,1.1200000000000001,1.1200000000000001,1.1200000000000001,1.1200000000000001,1.1200000000000001,1.0900000000000001,1.0900000000000001,401.25136945825528,0,628.54821523708051,0,0,0,1,0,null,null,0.92945531810090987,null,-1431.6411583852469,0,null,null,6.8320000000000007,5.3630000000000004,5.5847964346769574,15.4,15.58,17.390432125820322,null,0,0]
[4029,"ImiEgsld403",1,0.90220510041481317,7979.8295151838056,0,"gsld",10,1.0900000000000001,1.0900000000000001,1.0900000000000001,1.0900000000000001,1.1200000000000001,1.1200000000000001,1.1200000000000001,1.1200000000000001,1.1200000000000001,1.1200000000000001,1.0900000000000001,1.0900000000000001,401.25136945825528,0,613.81935357927648,0,0,0,1,0,null,null,0.90767525657889137,null,-1446.370020043051,0,null,null,6.8320000000000007,5.3630000000000004,5.5847964346769574,15.4,15.58,17.390432125820322,null,0,0]
[4045,"IcoEgsld404",1,0.90220510041481317,7979.8295151838056,0,"gsld",10,1.0900000000000001,1.0900000000000001,1.0900000000000001,1.0900000000000001,1.1200000000000001,1.1200000000000001,1.1200000000000001,1.1200000000000001,1.1200000000000001,1.1200000000000001,1.0900000000000001,1.0900000000000001,478.78977091102831,0,612.6318008044168,0,0,0,1,0,null,null,0.90591918247771452,null,-1447.5575728179106,0,null,null,6.8320000000000007,5.3630000000000004,5.5847964346769574,15.4,15.58,17.390432125820322,null,0,0]
[4048,"IelNgsld404",1,0.90220510041481317,7979.8295151838056,0,"gsld",10,1.0900000000000001,1.0900000000000001,1.0900000000000001,1.0900000000000001,1.1200000000000001,1.1200000000000001,1.1200000000000001,1.1200000000000001,1.1200000000000001,1.1200000000000001,1.0900000000000001,1.0900000000000001,478.78977091102831,0,612.6318008044168,0,0,0,1,0,null,null,0.90591918247771452,null,-1447.5575728179106,0,null,null,6.8320000000000007,5.3630000000000004,5.5847964346769574,15.4,15.58,17.390432125820322,null,0,0]
[4060,"IteNgsld404",1,0.90220510041481317,7979.8295151838056,0,"gsld",10,1.0900000000000001,1.0900000000000001,1.0900000000000001,1.0900000000000001,1.1200000000000001,1.1200000000000001,1.1200000000000001,1.1200000000000001,1.1200000000000001,1.1200000000000001,1.0900000000000001,1.0900000000000001,478.78977091102831,0,612.6318008044168,0,0,0,1,0,null,null,0.90591918247771452,null,-1447.5575728179106,0,null,null,6.8320000000000007,5.3630000000000004,5.5847964346769574,15.4,15.58,17.390432125820322,null,0,0]
[4067,"IchEgsld405",1,0.90220510041481328,7979.8295151838065,0,"gsld",15,1.0900000000000001,1.0900000000000001,1.0900000000000001,1.0900000000000001,1.1200000000000001,1.1200000000000001,1.1200000000000001,1.1200000000000001,1.1200000000000001,1.1200000000000001,1.0900000000000001,1.0900000000000001,401.25136945825528,0,494949.70256742882,0,0,0,1,0,null,null,731.89871849407973,null,492889.51319380646,1,null,null,6.8320000000000007,5.3630000000000004,5.5847964346769574,15.4,15.58,17.390432125820322,null,5099886.1593306856,669548.3334329105]
[4079,"IprEgsld405",1,0.90220510041481328,7979.8295151838065,0,"gsld",15,1.0900000000000001,1.0900000000000001,1.0900000000000001,1.0900000000000001,1.1200000000000001,1.1200000000000001,1.1200000000000001,1.1200000000000001,1.1200000000000001,1.1200000000000001,1.0900000000000001,1.0900000000000001,401.25136945825528,0,903165.34502684348,0,0,0,1,0,null,null,1335.5408745262478,null,901105.15565322118,1,null,null,6.8320000000000007,5.3630000000000004,5.5847964346769574,15.4,15.58,17.390432125820322,null,9385607.9681569729,1232207.5389539441]
[4086,"ItrNgsld405",1,0.90220510041481317,7979.8295151838047,0,"gsld",15,1.0900000000000001,1.0900000000000001,1.0900000000000001,1.0900000000000001,1.1200000000000001,1.1200000000000001,1.1200000000000001,1.1200000000000001,1.1200000000000001,1.1200000000000001,1.0900000000000001,1.0900000000000001,401.25136945825523,0,812704.63818855491,0,0,0,1,0,null,null,1201.7735946075532,null,810644.44881493261,1,null,null,6.8320000000000007,5.3630000000000004,5.5847964346769574,15.4,15.58,17.390432125820322,null,8435890.4022004139,1107522.0472288448]
[4098,"IluNgsld406",1,0.90220510041481317,7979.8295151838056,0,"gsld",10,1.0900000000000001,1.0900000000000001,1.0900000000000001,1.0900000000000001,1.1200000000000001,1.1200000000000001,1.1200000000000001,1.1200000000000001,1.1200000000000001,1.1200000000000001,1.0900000000000001,1.0900000000000001,478.78977091102837,0,1879.9729846203356,0,0,0,1,0,null,null,2.7799790789038075,null,-180.21638900199176,0,null,null,6.8320000000000007,5.3630000000000004,5.5847964346769574,15.4,15.58,17.390432125820322,null,0,0]
[4101,"ImiEgsld406",1,0.90220510041481317,7979.8295151838056,0,"gsld",10,1.0900000000000001,1.0900000000000001,1.0900000000000001,1.0900000000000001,1.1200000000000001,1.1200000000000001,1.1200000000000001,1.1200000000000001,1.1200000000000001,1.1200000000000001,1.0900000000000001,1.0900000000000001,478.78977091102843,0,1836.1123135322327,0,0,0,1,0,null,null,2.7151208341262998,null,-224.07706009009485,0,null,null,6.8320000000000007,5.3630000000000004,5.5847964346769574,15.4,15.58,17.390432125820322,null,0,0]
[4117,"IcoEgsld407",1,0.90220510041481328,7979.8295151838065,0,"gsld",10,1.0900000000000001,1.0900000000000001,1.0900000000000001,1.0900000000000001,1.1200000000000001,1.1200000000000001,1.1200000000000001,1.1200000000000001,1.1200000000000001,1.1200000000000001,1.0900000000000001,1.0900000000000001,478.78977091102843,0,793.0778929825284,0,0,0,1,0,null,null,1.1727508684800558,null,-1267.1114806397993,0,null,null,6.8320000000000007,5.3630000000000004,5.5847964346769574,15.4,15.58,17.390432125820322,null,0,0]
[4120,"IelNgsld407",1,0.90220510041481328,7979.8295151838065,0,"gsld",10,1.0900000000000001,1.0900000000000001,1.0900000000000001,1.0900000000000001,1.1200000000000001,1.1200000000000001,1.1200000000000001,1.1200000000000001,1.1200000000000001,1.1200000000000001,1.0900000000000001,1.0900000000000001,478.78977091102843,0,793.0778929825284,0,0,0,1,0,null,null,1.1727508684800558,null,-1267.1114806397993,0,null,null,6.8320000000000007,5.3630000000000004,5.5847964346769574,15.4,15.58,17.390432125820322,null,0,0]
[4132,"IteNgsld407",1,0.90220510041481328,7979.8295151838065,0,"gsld",10,1.0900000000000001,1.0900000000000001,1.0900000000000001,1.0900000000000001,1.1200000000000001,1.1200000000000001,1.1200000000000001,1.1200000000000001,1.1200000000000001,1.1200000000000001,1.0900000000000001,1.0900000000000001,478.78977091102843,0,793.0778929825284,0,0,0,1,0,null,null,1.1727508684800558,null,-1267.1114806397993,0,null,null,6.8320000000000007,5.3630000000000004,5.5847964346769574,15.4,15.58,17.390432125820322,null,0,0]
[4139,"IchEgsld408",1,0.90220510041481328,7979.8295151838065,0,"gsld",8,1.0900000000000001,1.0900000000000001,1.0900000000000001,1.0900000000000001,1.1200000000000001,1.1200000000000001,1.1200000000000001,1.1200000000000001,1.1200000000000001,1.1200000000000001,1.0900000000000001,1.0900000000000001,478.78977091102843,0,364.09548788984068,0,0,0,1,0,null,null,0.53840020433136326,null,-1696.0938857324868,0,null,null,6.8320000000000007,5.3630000000000004,5.5847964346769574,15.4,15.58,17.390432125820322,null,0,0]
[4151,"IprEgsld408",1,0.90220510041481328,7979.8295151838065,0,"gsld",8,1.0900000000000001,1.0900000000000001,1.0900000000000001,1.0900000000000001,1.1200000000000001,1.1200000000000001,1.1200000000000001,1.1200000000000001,1.1200000000000001,1.1200000000000001,1.0900000000000001,1.0900000000000001,478.78977091102843,0,364.09548788984068,0,0,0,1,0,null,null,0.53840020433136326,null,-1696.0938857324868,0,null,null,6.8320000000000007,5.3630000000000004,5.5847964346769574,15.4,15.58,17.390432125820322,null,0,0]
[4158,"ItrNgsld408",1,0.90220510041481317,7979.8295151838056,0,"gsld",8,1.0900000000000001,1.0900000000000001,1.0900000000000001,1.0900000000000001,1.1200000000000001,1.1200000000000001,1.1200000000000001,1.1200000000000001,1.1200000000000001,1.1200000000000001,1.0900000000000001,1.0900000000000001,478.78977091102831,0,375.65407480697843,0,0,0,1,0,null,null,0.5554922743101367,null,-1684.5352988153488,0,null,null,6.8320000000000007,5.3630000000000004,5.5847964346769574,15.4,15.58,17.390432125820322,null,0,0]
[4170,"IteNgsld409",1,0.90220510041481317,7979.8295151838056,0,"gsld",15,1.0900000000000001,1.0900000000000001,1.0900000000000001,1.0900000000000001,1.1200000000000001,1.1200000000000001,1.1200000000000001,1.1200000000000001,1.1200000000000001,1.1200000000000001,1.0900000000000001,1.0900000000000001,478.78977091102843,0,8020.5782950228204,0,0,0,1,0,null,null,11.860298016663437,null,5960.3889214004939,1,null,null,6.8320000000000007,5.3630000000000004,5.5847964346769574,15.4,15.58,17.390432125820322,null,0,0]
[4173,"IagTgsld410",1,0.90220510041481328,7979.8295151838056,0,"gsld",5,1.0900000000000001,1.0900000000000001,1.0900000000000001,1.0900000000000001,1.1200000000000001,1.1200000000000001,1.1200000000000001,1.1200000000000001,1.1200000000000001,1.1200000000000001,1.0900000000000001,1.0900000000000001,478.78977091102843,0,68.725417578461276,0,0,0,1,0,null,null,0.10162657900939694,null,-1991.4639560438659,0,null,null,6.8320000000000007,5.3630000000000004,5.5847964346769574,15.4,15.58,17.390432125820322,null,0,0]
[4189,"IstTgsld410",1,0.90220510041481328,7979.8295151838056,0,"gsld",5,1.0900000000000001,1.0900000000000001,1.0900000000000001,1.0900000000000001,1.1200000000000001,1.1200000000000001,1.1200000000000001,1.1200000000000001,1.1200000000000001,1.1200000000000001,1.0900000000000001,1.0900000000000001,478.78977091102843,0,68.725417578461276,0,0,0,1,0,null,null,0.10162657900939694,null,-1991.4639560438659,0,null,null,6.8320000000000007,5.3630000000000004,5.5847964346769574,15.4,15.58,17.390432125820322,null,0,0]
[4192,"IteNgsld410",1,0.90220510041481328,7979.8295151838056,0,"gsld",5,1.0900000000000001,1.0900000000000001,1.0900000000000001,1.0900000000000001,1.1200000000000001,1.1200000000000001,1.1200000000000001,1.1200000000000001,1.1200000000000001,1.1200000000000001,1.0900000000000001,1.0900000000000001,478.78977091102843,0,68.725417578461276,0,0,0,1,0,null,null,0.10162657900939694,null,-1991.4639560438659,0,null,null,6.8320000000000007,5.3630000000000004,5.5847964346769574,15.4,15.58,17.390432125820322,null,0,0]
[4204,"IcoNgsld412",1,0.90220510041481317,7979.8295151838056,0,"gsld",10,1.0900000000000001,1.0900000000000001,1.0900000000000001,1.0900000000000001,1.1200000000000001,1.1200000000000001,1.1200000000000001,1.1200000000000001,1.1200000000000001,1.1200000000000001,1.0900000000000001,1.0900000000000001,478.78977091102843,0,162.54862276305144,0,0,0,1,0,null,null,0.24036609796133249,null,-1897.6407508592758,0,null,null,6.8320000000000007,5.3630000000000004,5.5847964346769574,15.4,15.58,17.390432125820322,null,0,0]
[4211,"ImiTgsld412",1,0.90220510041481317,7979.8295151838056,0,"gsld",10,1.0900000000000001,1.0900000000000001,1.0900000000000001,1.0900000000000001,1.1200000000000001,1.1200000000000001,1.1200000000000001,1.1200000000000001,1.1200000000000001,1.1200000000000001,1.0900000000000001,1.0900000000000001,478.78977091102837,0,165.09992100380288,0,0,0,1,0,null,null,0.24413878820281776,null,-1895.0894526185243,0,null,null,6.8320000000000007,5.3630000000000004,5.5847964346769574,15.4,15.58,17.390432125820322,null,0,0]
[4223,"IagTgsld413",1,0.90220510041481317,7979.8295151838056,0,"gsld",11,1.0900000000000001,1.0900000000000001,1.0900000000000001,1.0900000000000001,1.1200000000000001,1.1200000000000001,1.1200000000000001,1.1200000000000001,1.1200000000000001,1.1200000000000001,1.0900000000000001,1.0900000000000001,478.78977091102843,0,6138.330396295235,0,0,0,1,0,null,null,9.0769549460021981,null,4078.1410226729085,1,null,null,6.8320000000000007,5.3630000000000004,5.5847964346769574,15.4,15.58,17.390432125820322,null,0,0]
[4230,"IelNgsld413",1,0.90220510041481317,7979.8295151838056,0,"gsld",11,1.0900000000000001,1.0900000000000001,1.0900000000000001,1.0900000000000001,1.1200000000000001,1.1200000000000001,1.1200000000000001,1.1200000000000001,1.1200000000000001,1.1200000000000001,1.0900000000000001,1.0900000000000001,478.78977091102843,0,6138.330396295235,0,0,0,1,0,null,null,9.0769549460021981,null,4078.1410226729085,1,null,null,6.8320000000000007,5.3630000000000004,5.5847964346769574,15.4,15.58,17.390432125820322,null,0,0]
[4242,"IteNgsld413",1,0.90220510041481317,7979.8295151838056,0,"gsld",11,1.0900000000000001,1.0900000000000001,1.0900000000000001,1.0900000000000001,1.1200000000000001,1.1200000000000001,1.1200000000000001,1.1200000000000001,1.1200000000000001,1.1200000000000001,1.0900000000000001,1.0900000000000001,478.78977091102843,0,6138.330396295235,0,0,0,1,0,null,null,9.0769549460021981,null,4078.1410226729085,1,null,null,6.8320000000000007,5.3630000000000004,5.5847964346769574,15.4,15.58,17.390432125820322,null,0,0]
[4245,"IwaTgsld413",1,0.90220510041481317,7979.8295151838056,0,"gsld",11,1.0900000000000001,1.0900000000000001,1.0900000000000001,1.0900000000000001,1.1200000000000001,1.1200000000000001,1.1200000000000001,1.1200000000000001,1.1200000000000001,1.1200000000000001,1.0900000000000001,1.0900000000000001,478.78977091102843,0,6138.330396295235,0,0,0,1,0,null,null,9.0769549460021981,null,4078.1410226729085,1,null,null,6.8320000000000007,5.3630000000000004,5.5847964346769574,15.4,15.58,17.390432125820322,null,0,0]
[4261,"IprTgsld414",1,0.90220510041481317,7979.8295151838056,0,"gsld",15,1.0900000000000001,1.0900000000000001,1.0900000000000001,1.0900000000000001,1.1200000000000001,1.1200000000000001,1.1200000000000001,1.1200000000000001,1.1200000000000001,1.1200000000000001,1.0900000000000001,1.0900000000000001,478.78977091102843,0,7615.4537382347735,0,0,0,1,0,null,null,11.26122675264291,null,5555.264364612447,1,null,null,6.8320000000000007,5.3630000000000004,5.5847964346769574,15.4,15.58,17.390432125820322,null,0,0]
[4264,"IstNgsld414",1,0.90220510041481317,7979.8295151838056,0,"gsld",15,1.0900000000000001,1.0900000000000001,1.0900000000000001,1.0900000000000001,1.1200000000000001,1.1200000000000001,1.1200000000000001,1.1200000000000001,1.1200000000000001,1.1200000000000001,1.0900000000000001,1.0900000000000001,478.78977091102843,0,7615.4537382347735,0,0,0,1,0,null,null,11.26122675264291,null,5555.264364612447,1,null,null,6.8320000000000007,5.3630000000000004,5.5847964346769574,15.4,15.58,17.390432125820322,null,0,0]
[4280,"IluNgsld415",1,0.90220510041481317,7979.8295151838047,0,"gsld",15,1.0900000000000001,1.0900000000000001,1.0900000000000001,1.0900000000000001,1.1200000000000001,1.1200000000000001,1.1200000000000001,1.1200000000000001,1.1200000000000001,1.1200000000000001,1.0900000000000001,1.0900000000000001,478.78977091102831,0,1213.3272314443841,0,0,0,1,0,null,null,1.7941876542235817,null,-846.86214217794304,0,null,null,6.8320000000000007,5.3630000000000004,5.5847964346769574,15.4,15.58,17.390432125820322,null,0,0]
[4283,"ImiTgsld415",1,0.90220510041481328,7979.8295151838065,0,"gsld",15,1.0900000000000001,1.0900000000000001,1.0900000000000001,1.0900000000000001,1.1200000000000001,1.1200000000000001,1.1200000000000001,1.1200000000000001,1.1200000000000001,1.1200000000000001,1.0900000000000001,1.0900000000000001,478.78977091102843,0,1185.0117665946848,0,0,0,1,0,null,null,1.752316627067573,null,-875.17760702764281,0,null,null,6.8320000000000007,5.3630000000000004,5.5847964346769574,15.4,15.58,17.390432125820322,null,0,0]
[4295,"IagTgsld416",1,0.90220510041481317,7979.8295151838056,0,"gsld",15,1.0900000000000001,1.0900000000000001,1.0900000000000001,1.0900000000000001,1.1200000000000001,1.1200000000000001,1.1200000000000001,1.1200000000000001,1.1200000000000001,1.1200000000000001,1.0900000000000001,1.0900000000000001,478.78977091102831,0,1954.7431790372657,0,0,0,1,0,null,null,2.8905442720768431,null,-105.44619458506193,0,null,null,6.8320000000000007,5.3630000000000004,5.5847964346769574,15.4,15.58,17.390432125820322,null,0,0]
[4302,"IelNgsld416",1,0.90220510041481317,7979.8295151838056,0,"gsld",15,1.0900000000000001,1.0900000000000001,1.0900000000000001,1.0900000000000001,1.1200000000000001,1.1200000000000001,1.1200000000000001,1.1200000000000001,1.1200000000000001,1.1200000000000001,1.0900000000000001,1.0900000000000001,478.78977091102831,0,1954.7431790372657,0,0,0,1,0,null,null,2.8905442720768431,null,-105.44619458506193,0,null,null,6.8320000000000007,5.3630000000000004,5.5847964346769574,15.4,15.58,17.390432125820322,null,0,0]
[4310,"IprNgsld416",1,0.90220510041481317,7979.8295151838056,0,"gsld",15,1.0900000000000001,1.0900000000000001,1.0900000000000001,1.0900000000000001,1.1200000000000001,1.1200000000000001,1.1200000000000001,1.1200000000000001,1.1200000000000001,1.1200000000000001,1.0900000000000001,1.0900000000000001,478.78977091102831,0,1954.7431790372657,0,0,0,1,0,null,null,2.8905442720768431,null,-105.44619458506193,0,null,null,6.8320000000000007,5.3630000000000004,5.5847964346769574,15.4,15.58,17.390432125820322,null,0,0]
[4318,"IwaNgsld416",1,0.93223348493392499,8258.5220679651866,0,"gsld",15,1.0900000000000001,1.0900000000000001,1.0900000000000001,1.0900000000000001,1.1200000000000001,1.1200000000000001,1.1200000000000001,1.1200000000000001,1.1200000000000001,1.1200000000000001,1.0900000000000001,1.0900000000000001,495.51132407791124,0,2023.0118513893894,0,0,0,1,0,null,null,2.9241933315175723,null,-86.728490796072293,0,null,null,6.8320000000000007,5.3630000000000004,5.5847964346769574,15.4,15.58,17.390432125820322,null,0,0]
[4334,"IprNgsld417",1,0.90220510041481328,7979.8295151838065,0,"gsld",15,1.0900000000000001,1.0900000000000001,1.0900000000000001,1.0900000000000001,1.1200000000000001,1.1200000000000001,1.1200000000000001,1.1200000000000001,1.1200000000000001,1.1200000000000001,1.0900000000000001,1.0900000000000001,478.78977091102837,0,3157.3136621431668,0,0,0,1,0,null,null,4.6688255619097383,null,1097.1242885208392,1,null,null,6.8320000000000007,5.3630000000000004,5.5847964346769574,15.4,15.58,17.390432125820322,null,0,0]
[4337,"IteTgsld417",1,0.90220510041481328,7979.8295151838065,0,"gsld",15,1.0900000000000001,1.0900000000000001,1.0900000000000001,1.0900000000000001,1.1200000000000001,1.1200000000000001,1.1200000000000001,1.1200000000000001,1.1200000000000001,1.1200000000000001,1.0900000000000001,1.0900000000000001,478.78977091102837,0,3157.3136621431668,0,0,0,1,0,null,null,4.6688255619097383,null,1097.1242885208392,1,null,null,6.8320000000000007,5.3630000000000004,5.5847964346769574,15.4,15.58,17.390432125820322,null,0,0]
[4353,"ImeTgsld418",1,0.90220510041481317,7979.8295151838056,0,"gsld",12,1.0900000000000001,1.0900000000000001,1.0900000000000001,1.0900000000000001,1.1200000000000001,1.1200000000000001,1.1200000000000001,1.1200000000000001,1.1200000000000001,1.1200000000000001,1.0900000000000001,1.0900000000000001,478.78977091102837,0,879.48042172471526,0,0,0,1,0,null,null,1.3005171843966503,null,-1180.7089518976122,0,null,null,6.8320000000000007,5.3630000000000004,5.5847964346769574,15.4,15.58,17.390432125820322,null,0,0]
[4356,"ImiNgsld418",1,0.90220510041481328,7979.8295151838065,0,"gsld",12,1.0900000000000001,1.0900000000000001,1.0900000000000001,1.0900000000000001,1.1200000000000001,1.1200000000000001,1.1200000000000001,1.1200000000000001,1.1200000000000001,1.1200000000000001,1.0900000000000001,1.0900000000000001,478.78977091102837,0,893.21679995749855,0,0,0,1,0,null,null,1.3208296274048452,null,-1166.972573664829,0,null,null,6.8320000000000007,5.3630000000000004,5.5847964346769574,15.4,15.58,17.390432125820322,null,0,0]
[4368,"IagNgsld419",1,0.90220510041481305,7979.8295151838056,0,"gsld",10,1.0900000000000001,1.0900000000000001,1.0900000000000001,1.0900000000000001,1.1200000000000001,1.1200000000000001,1.1200000000000001,1.1200000000000001,1.1200000000000001,1.1200000000000001,1.0900000000000001,1.0900000000000001,478.78977091102837,0,16645.307716081908,0,0,0,1,0,null,null,24.613974557708268,null,14585.11834245958,1,null,null,6.8320000000000007,5.3630000000000004,5.5847964346769574,15.4,15.58,17.390432125820322,null,136461.72415087995,14066.094904675145]
[4375,"IluTgsld419",1,0.90220510041481328,7979.8295151838056,0,"gsld",10,1.0900000000000001,1.0900000000000001,1.0900000000000001,1.0900000000000001,1.1200000000000001,1.1200000000000001,1.1200000000000001,1.1200000000000001,1.1200000000000001,1.1200000000000001,1.0900000000000001,1.0900000000000001,478.78977091102843,0,17308.463659591755,0,0,0,1,0,null,null,25.594605483838517,null,15248.274285969428,1,null,null,6.8320000000000007,5.3630000000000004,5.5847964346769574,15.4,15.58,17.390432125820322,null,145740.09553813763,15022.483615913243]
[4387,"ItrTgsld419",1,0.90220510041481317,7979.8295151838056,0,"gsld",10,1.0900000000000001,1.0900000000000001,1.0900000000000001,1.0900000000000001,1.1200000000000001,1.1200000000000001,1.1200000000000001,1.1200000000000001,1.1200000000000001,1.1200000000000001,1.0900000000000001,1.0900000000000001,478.78977091102831,0,22325.24601624229,0,0,0,1,0,null,null,33.01308974345077,null,20265.056642619962,1,null,null,6.8320000000000007,5.3630000000000004,5.5847964346769574,15.4,15.58,17.390432125820322,null,215931.26816160907,22257.594426183761]
[4394,"IchNgsld501",1,0.93223348493392499,8258.5220679651866,0,"gsld",15,1.05,1.05,1.05,1.05,1.08,1.08,1.08,1.08,1.08,1.08,1.05,1.05,415.264923037134,0,2133.8800130808991,0,0,0,1,0,null,null,3.1221205615746159,null,47.357478315831202,1,null,null,6.8320000000000007,5.3630000000000004,5.5847964346769574,15.4,15.58,17.390432125820322,null,0,0]
[4406,"IprNgsld501",1,0.93223348493392499,8258.5220679651866,0,"gsld",15,1.05,1.05,1.05,1.05,1.08,1.08,1.08,1.08,1.08,1.08,1.05,1.05,415.264923037134,0,2133.8800130808991,0,0,0,1,0,null,null,3.1221205615746159,null,47.357478315831202,1,null,null,6.8320000000000007,5.3630000000000004,5.5847964346769574,15.4,15.58,17.390432125820322,null,0,0]
[4409,"IteEgsld501",1,0.93223348493392499,8258.5220679651866,0,"gsld",15,1.05,1.05,1.05,1.05,1.08,1.08,1.08,1.08,1.08,1.08,1.05,1.05,415.264923037134,0,2133.8800130808991,0,0,0,1,0,null,null,3.1221205615746159,null,47.357478315831202,1,null,null,6.8320000000000007,5.3630000000000004,5.5847964346769574,15.4,15.58,17.390432125820322,null,0,0]
[4425,"ImeTgsld502",1,0.93223348493392488,8258.5220679651884,0,"gsld",10,1.05,1.05,1.05,1.05,1.08,1.08,1.08,1.08,1.08,1.08,1.05,1.05,495.5113240779113,0,1610.2673047526366,0,0,0,1,0,null,null,2.3560128174877586,null,-476.2552300124313,0,null,null,6.8320000000000007,5.3630000000000004,5.5847964346769574,15.4,15.58,17.390432125820322,null,0,0]
[4428,"ImiNgsld502",1,0.93223348493392477,8258.5220679651866,0,"gsld",10,1.05,1.05,1.05,1.05,1.08,1.08,1.08,1.08,1.08,1.08,1.05,1.05,495.51132407791124,0,1635.4273579729515,0,0,0,1,0,null,null,2.3928249714082797,null,-451.09517679211626,0,null,null,6.8320000000000007,5.3630000000000004,5.5847964346769574,15.4,15.58,17.390432125820322,null,0,0]
[4440,"IagNgsld601",1,0.93223348493392488,8258.5220679651866,0,"gsld",10,1.05,1.05,1.05,1.05,1.08,1.08,1.08,1.08,1.08,1.08,1.05,1.05,495.51132407791124,0,2546.15766176843,0,0,0,1,0,null,null,3.7253318556279038,null,459.63512700336213,1,null,null,6.8320000000000007,5.3630000000000004,5.5847964346769574,15.4,15.58,17.390432125820322,null,0,0]
[4447,"IluTgsld601",1,0.93223348493392488,8258.5220679651866,0,"gsld",10,1.05,1.05,1.05,1.05,1.08,1.08,1.08,1.08,1.08,1.08,1.05,1.05,495.51132407791124,0,2546.15766176843,0,0,0,1,0,null,null,3.7253318556279038,null,459.63512700336213,1,null,null,6.8320000000000007,5.3630000000000004,5.5847964346769574,15.4,15.58,17.390432125820322,null,0,0]
[4459,"ItrTgsld601",1,0.93223348493392488,8258.5220679651866,0,"gsld",10,1.05,1.05,1.05,1.05,1.08,1.08,1.08,1.08,1.08,1.08,1.05,1.05,495.51132407791124,0,2546.15766176843,0,0,0,1,0,null,null,3.7253318556279038,null,459.63512700336213,1,null,null,6.8320000000000007,5.3630000000000004,5.5847964346769574,15.4,15.58,17.390432125820322,null,0,0]
[4466,"IchNgsld602",1,0.93223348493392499,8258.5220679651866,0,"gsld",15,1.05,1.05,1.05,1.05,1.08,1.08,1.08,1.08,1.08,1.08,1.05,1.05,415.26492303713405,0,2097.8583885703711,0,0,0,1,0,null,null,3.0694166354605774,null,11.335853805303174,1,null,null,6.8320000000000007,5.3630000000000004,5.5847964346769574,15.4,15.58,17.390432125820322,null,0,0]
[4478,"IprNgsld602",1,0.93223348493392499,8258.5220679651866,0,"gsld",15,1.05,1.05,1.05,1.05,1.08,1.08,1.08,1.08,1.08,1.08,1.05,1.05,415.26492303713405,0,2097.8583885703711,0,0,0,1,0,null,null,3.0694166354605774,null,11.335853805303174,1,null,null,6.8320000000000007,5.3630000000000004,5.5847964346769574,15.4,15.58,17.390432125820322,null,0,0]
[4481,"IteEgsld602",1,0.93223348493392499,8258.5220679651866,0,"gsld",15,1.05,1.05,1.05,1.05,1.08,1.08,1.08,1.08,1.08,1.08,1.05,1.05,415.26492303713405,0,2097.8583885703711,0,0,0,1,0,null,null,3.0694166354605774,null,11.335853805303174,1,null,null,6.8320000000000007,5.3630000000000004,5.5847964346769574,15.4,15.58,17.390432125820322,null,0,0]
[4497,"ImeTgsld603",1,0.93223348493392488,8258.5220679651866,0,"gsld",15,1.05,1.05,1.05,1.05,1.08,1.08,1.08,1.08,1.08,1.08,1.05,1.05,495.51132407791124,0,234164.30714851565,0,0,0,1,0,null,null,342.61026564455557,null,232077.78461375055,1,null,null,6.8320000000000007,5.3630000000000004,5.5847964346769574,15.4,15.58,17.390432125820322,null,2359897.2508695279,309823.63567110855]
[4500,"ImiNgsld603",1,0.93223348493392488,8258.5220679651866,0,"gsld",15,1.05,1.05,1.05,1.05,1.08,1.08,1.08,1.08,1.08,1.08,1.05,1.05,495.51132407791124,0,234164.30714851565,0,0,0,1,0,null,null,342.61026564455557,null,232077.78461375055,1,null,null,6.8320000000000007,5.3630000000000004,5.5847964346769574,15.4,15.58,17.390432125820322,null,2359897.2508695279,309823.63567110855]
[4512,"IagNgsld604",1,0.93223348493392488,8258.5220679651866,0,"gsld",15,1.05,1.05,1.05,1.05,1.08,1.08,1.08,1.08,1.08,1.08,1.05,1.05,495.5113240779113,0,54890.639226458603,0,0,0,1,0,null,null,80.311541565764429,null,52804.11669169354,1,null,null,6.8320000000000007,5.3630000000000004,5.5847964346769574,15.4,15.58,17.390432125820322,null,477762.12272589165,62723.916388453741]
[4519,"IluTgsld604",1,0.93223348493392488,8258.5220679651866,0,"gsld",15,1.05,1.05,1.05,1.05,1.08,1.08,1.08,1.08,1.08,1.08,1.05,1.05,495.5113240779113,0,54890.639226458603,0,0,0,1,0,null,null,80.311541565764429,null,52804.11669169354,1,null,null,6.8320000000000007,5.3630000000000004,5.5847964346769574,15.4,15.58,17.390432125820322,null,477762.12272589165,62723.916388453741]
[4531,"ItrTgsld604",1,0.93223348493392488,8258.5220679651866,0,"gsld",15,1.05,1.05,1.05,1.05,1.08,1.08,1.08,1.08,1.08,1.08,1.05,1.05,495.5113240779113,0,54890.639226458603,0,0,0,1,0,null,null,80.311541565764429,null,52804.11669169354,1,null,null,6.8320000000000007,5.3630000000000004,5.5847964346769574,15.4,15.58,17.390432125820322,null,477762.12272589165,62723.916388453741]
[4538,"IchNgsld605",1,0.93223348493392488,8258.5220679651866,0,"gsld",15,1.05,1.05,1.05,1.05,1.08,1.08,1.08,1.08,1.08,1.08,1.05,1.05,495.5113240779113,0,78123.709387356575,0,0,0,1,0,null,null,114.30428980521066,null,76037.186852591505,1,null,null,6.8320000000000007,5.3630000000000004,5.5847964346769574,15.4,15.58,17.390432125820322,null,721678.46198778215,94746.940696762744]
[4550,"IprNgsld605",1,0.93223348493392488,8258.5220679651866,0,"gsld",15,1.05,1.05,1.05,1.05,1.08,1.08,1.08,1.08,1.08,1.08,1.05,1.05,495.5113240779113,0,78123.709387356575,0,0,0,1,0,null,null,114.30428980521066,null,76037.186852591505,1,null,null,6.8320000000000007,5.3630000000000004,5.5847964346769574,15.4,15.58,17.390432125820322,null,721678.46198778215,94746.940696762744]
[4553,"IteTgsld605",1,0.93223348493392488,8258.5220679651866,0,"gsld",15,1.05,1.05,1.05,1.05,1.08,1.08,1.08,1.08,1.08,1.08,1.05,1.05,495.5113240779113,0,78123.709387356575,0,0,0,1,0,null,null,114.30428980521066,null,76037.186852591505,1,null,null,6.8320000000000007,5.3630000000000004,5.5847964346769574,15.4,15.58,17.390432125820322,null,721678.46198778215,94746.940696762744]
[4569,"ImeTgsld606",1,0.93223348493392488,8258.5220679651866,0,"gsld",14,1.05,1.05,1.05,1.05,1.08,1.08,1.08,1.08,1.08,1.08,1.05,1.05,495.5113240779113,0,441.24974939129709,0,0,0,1,0,null,null,0.64560092738072172,null,-1645.2727853737708,0,null,null,6.8320000000000007,5.3630000000000004,5.5847964346769574,15.4,15.58,17.390432125820322,null,0,0]
[4572,"ImiNgsld606",1,0.93223348493392488,8258.5220679651866,0,"gsld",14,1.05,1.05,1.05,1.05,1.08,1.08,1.08,1.08,1.08,1.08,1.05,1.05,495.5113240779113,0,441.24974939129709,0,0,0,1,0,null,null,0.64560092738072172,null,-1645.2727853737708,0,null,null,6.8320000000000007,5.3630000000000004,5.5847964346769574,15.4,15.58,17.390432125820322,null,0,0]
[4579,"ItrTgsld606",1,0.93223348493392488,8258.5220679651866,0,"gsld",14,1.05,1.05,1.05,1.05,1.08,1.08,1.08,1.08,1.08,1.08,1.05,1.05,495.5113240779113,0,441.24974939129709,0,0,0,1,0,null,null,0.64560092738072172,null,-1645.2727853737708,0,null,null,6.8320000000000007,5.3630000000000004,5.5847964346769574,15.4,15.58,17.390432125820322,null,0,0]
[4591,"IluTgsld607",1,0.93223348493392499,8258.5220679651866,0,"gsld",14,1.05,1.05,1.05,1.05,1.08,1.08,1.08,1.08,1.08,1.08,1.05,1.05,495.51132407791124,0,372.2593327164177,0,0,0,1,0,null,null,0.5446597324063841,null,-1714.2632020486501,0,null,null,6.8320000000000007,5.3630000000000004,5.5847964346769574,15.4,15.58,17.390432125820322,null,0,0]
[4603,"ItrTgsld607",1,0.93223348493392499,8258.5220679651866,0,"gsld",14,1.05,1.05,1.05,1.05,1.08,1.08,1.08,1.08,1.08,1.08,1.05,1.05,495.51132407791124,0,372.2593327164177,0,0,0,1,0,null,null,0.5446597324063841,null,-1714.2632020486501,0,null,null,6.8320000000000007,5.3630000000000004,5.5847964346769574,15.4,15.58,17.390432125820322,null,0,0]
[4610,"IchNgsld608",1,0.93223348493392488,8258.5220679651866,0,"gsld",5,1.05,1.05,1.05,1.05,1.08,1.08,1.08,1.08,1.08,1.08,1.05,1.05,415.264923037134,0,3641.07253735411,0,0,0,1,0,null,null,5.3273227010758593,null,1554.5500025890422,1,null,null,6.8320000000000007,5.3630000000000004,5.5847964346769574,15.4,15.58,17.390432125820322,null,0,0]
[4622,"IprNgsld608",1,0.93223348493392488,8258.5220679651866,0,"gsld",5,1.05,1.05,1.05,1.05,1.08,1.08,1.08,1.08,1.08,1.08,1.05,1.05,415.264923037134,0,3641.07253735411,0,0,0,1,0,null,null,5.3273227010758593,null,1554.5500025890422,1,null,null,6.8320000000000007,5.3630000000000004,5.5847964346769574,15.4,15.58,17.390432125820322,null,0,0]
[4625,"IteEgsld608",1,0.93223348493392488,8258.5220679651866,0,"gsld",5,1.05,1.05,1.05,1.05,1.08,1.08,1.08,1.08,1.08,1.08,1.05,1.05,415.264923037134,0,3641.07253735411,0,0,0,1,0,null,null,5.3273227010758593,null,1554.5500025890422,1,null,null,6.8320000000000007,5.3630000000000004,5.5847964346769574,15.4,15.58,17.390432125820322,null,0,0]
[4641,"ImeTgsld609",1,0.93223348493392499,8258.5220679651866,0,"gsld",14,1.05,1.05,1.05,1.05,1.08,1.08,1.08,1.08,1.08,1.08,1.05,1.05,495.51132407791124,0,2591.896273123938,0,0,0,1,0,null,null,3.7922528905949662,null,505.37373835887018,1,null,null,6.8320000000000007,5.3630000000000004,5.5847964346769574,15.4,15.58,17.390432125820322,null,0,0]
[4644,"ImiNgsld609",1,0.93223348493392499,8258.5220679651866,0,"gsld",14,1.05,1.05,1.05,1.05,1.08,1.08,1.08,1.08,1.08,1.08,1.05,1.05,495.51132407791124,0,2591.896273123938,0,0,0,1,0,null,null,3.7922528905949662,null,505.37373835887018,1,null,null,6.8320000000000007,5.3630000000000004,5.5847964346769574,15.4,15.58,17.390432125820322,null,0,0]
[4653,"IwaTgsld609",1,0.93046755565175365,8228.3728831277422,0,"gsld",14,1.05,1.05,1.05,1.05,1.08,1.08,1.08,1.08,1.08,1.08,1.05,1.05,493.70237298766455,0,2582.4341006946825,0,0,0,1,0,null,null,3.7877399183527745,null,501.27202962042674,1,null,null,6.8320000000000007,5.3630000000000004,5.5847964346769574,15.4,15.58,17.390432125820322,null,0,0]
[4664,"IluNgsld610",1,0.93223348493392488,8258.5220679651866,0,"gsld",14,1.05,1.05,1.05,1.05,1.08,1.08,1.08,1.08,1.08,1.08,1.05,1.05,495.51132407791124,0,3075.0618993930975,0,0,0,1,0,null,null,4.4991817371907228,null,988.53936462802926,1,null,null,6.8320000000000007,5.3630000000000004,5.5847964346769574,15.4,15.58,17.390432125820322,null,0,0]
[4676,"ItrNgsld610",1,0.93223348493392488,8258.5220679651866,0,"gsld",14,1.05,1.05,1.05,1.05,1.08,1.08,1.08,1.08,1.08,1.08,1.05,1.05,495.51132407791124,0,3075.0618993930975,0,0,0,1,0,null,null,4.4991817371907228,null,988.53936462802926,1,null,null,6.8320000000000007,5.3630000000000004,5.5847964346769574,15.4,15.58,17.390432125820322,null,0,0]
[4683,"IcoTgsld611",1,0.93223348493392488,8258.5220679651866,0,"gsld",14,1.05,1.05,1.05,1.05,1.08,1.08,1.08,1.08,1.08,1.08,1.05,1.05,495.5113240779113,0,1684.7713170841846,0,0,0,1,0,null,null,2.4650210594667872,null,-401.7512176808832,0,null,null,6.8320000000000007,5.3630000000000004,5.5847964346769574,15.4,15.58,17.390432125820322,null,0,0]
[4695,"IstTgsld611",1,0.93223348493392488,8258.5220679651866,0,"gsld",14,1.05,1.05,1.05,1.05,1.08,1.08,1.08,1.08,1.08,1.08,1.05,1.05,495.5113240779113,0,1684.7713170841846,0,0,0,1,0,null,null,2.4650210594667872,null,-401.7512176808832,0,null,null,6.8320000000000007,5.3630000000000004,5.5847964346769574,15.4,15.58,17.390432125820322,null,0,0]
[4698,"IteNgsld611",1,0.93223348493392488,8258.5220679651866,0,"gsld",14,1.05,1.05,1.05,1.05,1.08,1.08,1.08,1.08,1.08,1.08,1.05,1.05,495.5113240779113,0,1684.7713170841846,0,0,0,1,0,null,null,2.4650210594667872,null,-401.7512176808832,0,null,null,6.8320000000000007,5.3630000000000004,5.5847964346769574,15.4,15.58,17.390432125820322,null,0,0]
[4714,"ImeNgsld701",1,0.90220510041481328,7979.8295151838065,0,"gsld",15,1.06,1.06,1.06,1.06,1.0900000000000001,1.0900000000000001,1.0900000000000001,1.0900000000000001,1.0900000000000001,1.0900000000000001,1.06,1.06,478.78977091102843,0,852.99195809837499,0,0,0,1,0,null,null,1.2731340902663637,null,-1189.7840599586573,0,null,null,6.8320000000000007,5.3630000000000004,5.5847964346769574,15.4,15.58,17.390432125820322,null,0,0]
[4717,"IprTgsld701",1,0.90220510041481328,7979.8295151838065,0,"gsld",15,1.06,1.06,1.06,1.06,1.0900000000000001,1.0900000000000001,1.0900000000000001,1.0900000000000001,1.0900000000000001,1.0900000000000001,1.06,1.06,478.78977091102843,0,852.99195809837499,0,0,0,1,0,null,null,1.2731340902663637,null,-1189.7840599586573,0,null,null,6.8320000000000007,5.3630000000000004,5.5847964346769574,15.4,15.58,17.390432125820322,null,0,0]
[4724,"ItrNgsld701",1,0.90220510041481328,7979.8295151838065,0,"gsld",15,1.06,1.06,1.06,1.06,1.0900000000000001,1.0900000000000001,1.0900000000000001,1.0900000000000001,1.0900000000000001,1.0900000000000001,1.06,1.06,478.78977091102843,0,852.99195809837499,0,0,0,1,0,null,null,1.2731340902663637,null,-1189.7840599586573,0,null,null,6.8320000000000007,5.3630000000000004,5.5847964346769574,15.4,15.58,17.390432125820322,null,0,0]
[4736,"IelNgsld703",1,0.90220510041481305,7979.8295151838056,0,"gsld",10,1.06,1.06,1.06,1.06,1.0900000000000001,1.0900000000000001,1.0900000000000001,1.0900000000000001,1.0900000000000001,1.0900000000000001,1.06,1.06,478.78977091102831,0,3440.4064022148932,0,0,0,1,0,null,null,5.1349823798986831,null,1397.6303841578613,1,null,null,6.8320000000000007,5.3630000000000004,5.5847964346769574,15.4,15.58,17.390432125820322,null,0,0]
[4748,"IteNgsld703",1,0.90220510041481305,7979.8295151838056,0,"gsld",10,1.06,1.06,1.06,1.06,1.0900000000000001,1.0900000000000001,1.0900000000000001,1.0900000000000001,1.0900000000000001,1.0900000000000001,1.06,1.06,478.78977091102831,0,3440.4064022148932,0,0,0,1,0,null,null,5.1349823798986831,null,1397.6303841578613,1,null,null,6.8320000000000007,5.3630000000000004,5.5847964346769574,15.4,15.58,17.390432125820322,null,0,0]
[4755,"IchTgsld704",1,0.90220510041481328,7979.8295151838065,0,"gsld",30,1.06,1.06,1.06,1.06,1.0900000000000001,1.0900000000000001,1.0900000000000001,1.0900000000000001,1.0900000000000001,1.0900000000000001,1.06,1.06,478.78977091102843,0,3326.9110385583754,0,0,0,1,0,null,null,4.9655847493742149,null,1284.135020501343,1,null,null,6.8320000000000007,5.3630000000000004,5.5847964346769574,15.4,15.58,17.390432125820322,null,0,0]
[4767,"IprTgsld704",1,0.90220510041481328,7979.8295151838065,0,"gsld",30,1.06,1.06,1.06,1.06,1.0900000000000001,1.0900000000000001,1.0900000000000001,1.0900000000000001,1.0900000000000001,1.0900000000000001,1.06,1.06,478.78977091102843,0,3326.9110385583754,0,0,0,1,0,null,null,4.9655847493742149,null,1284.135020501343,1,null,null,6.8320000000000007,5.3630000000000004,5.5847964346769574,15.4,15.58,17.390432125820322,null,0,0]
[4774,"ItrNgsld704",1,0.90220510041481328,7979.8295151838065,0,"gsld",30,1.06,1.06,1.06,1.06,1.0900000000000001,1.0900000000000001,1.0900000000000001,1.0900000000000001,1.0900000000000001,1.0900000000000001,1.06,1.06,478.78977091102843,0,3326.9110385583754,0,0,0,1,0,null,null,4.9655847493742149,null,1284.135020501343,1,null,null,6.8320000000000007,5.3630000000000004,5.5847964346769574,15.4,15.58,17.390432125820322,null,0,0]
[4786,"IcoNgsld801",1,0.93046755565175365,8228.3728831277422,0,"gsld",15,1.06,1.06,1.06,1.06,1.0900000000000001,1.0900000000000001,1.0900000000000001,1.0900000000000001,1.0900000000000001,1.0900000000000001,1.06,1.06,413.74892552352094,0,171.61691333178203,0,0,0,1,0,null,null,0.25094798229990883,null,-1915.349609597572,0,null,null,6.8320000000000007,5.3630000000000004,5.5847964346769574,15.4,15.58,17.390432125820322,null,0,0]
[4789,"IluEgsld801",1,0.93046755565175376,8228.3728831277422,0,"gsld",15,1.06,1.06,1.06,1.06,1.0900000000000001,1.0900000000000001,1.0900000000000001,1.0900000000000001,1.0900000000000001,1.0900000000000001,1.06,1.06,413.748925523521,0,59.547412097810046,0,0,0,1,0,null,null,8.7073602636338981E-2,null,-2027.419110831544,0,null,null,6.8320000000000007,5.3630000000000004,5.5847964346769574,15.4,15.58,17.390432125820322,null,0,0]
[4796,"IprNgsld801",1,0.93046755565175376,8228.3728831277422,0,"gsld",15,1.06,1.06,1.06,1.06,1.0900000000000001,1.0900000000000001,1.0900000000000001,1.0900000000000001,1.0900000000000001,1.0900000000000001,1.06,1.06,413.74892552352094,0,21.458297506986941,0,0,0,1,0,null,null,3.1377539418617983E-2,null,-2065.5082254223671,0,null,null,6.8320000000000007,5.3630000000000004,5.5847964346769574,15.4,15.58,17.390432125820322,null,0,0]
[4808,"IchNgsld802",1,0.93046755565175376,8228.3728831277422,0,"gsld",8,1.06,1.06,1.06,1.06,1.0900000000000001,1.0900000000000001,1.0900000000000001,1.0900000000000001,1.0900000000000001,1.0900000000000001,1.06,1.06,413.748925523521,0,34016.089282415182,0,0,0,1,0,null,null,49.740254648752021,null,31929.122759485828,1,null,null,6.8320000000000007,5.3630000000000004,5.5847964346769574,15.4,15.58,17.390432125820322,null,465387.55512198433,41176.778509073629]
[4820,"IprNgsld802",1,0.93046755565175376,8228.3728831277422,0,"gsld",8,1.06,1.06,1.06,1.06,1.0900000000000001,1.0900000000000001,1.0900000000000001,1.0900000000000001,1.0900000000000001,1.0900000000000001,1.06,1.06,413.748925523521,0,34016.089282415182,0,0,0,1,0,null,null,49.740254648752021,null,31929.122759485828,1,null,null,6.8320000000000007,5.3630000000000004,5.5847964346769574,15.4,15.58,17.390432125820322,null,465387.55512198433,41176.778509073629]
[4827,"IwaEgsld802",1,0.93046755565175376,8228.3728831277422,0,"gsld",8,1.06,1.06,1.06,1.06,1.0900000000000001,1.0900000000000001,1.0900000000000001,1.0900000000000001,1.0900000000000001,1.0900000000000001,1.06,1.06,413.748925523521,0,34016.089282415182,0,0,0,1,0,null,null,49.740254648752021,null,31929.122759485828,1,null,null,6.8320000000000007,5.3630000000000004,5.5847964346769574,15.4,15.58,17.390432125820322,null,465387.55512198433,41176.778509073629]
[4839,"ImeEgsld803",1,0.93046755565175376,8228.3728831277422,0,"gsld",10,1.06,1.06,1.06,1.06,1.0900000000000001,1.0900000000000001,1.0900000000000001,1.0900000000000001,1.0900000000000001,1.0900000000000001,1.06,1.06,493.7023729876646,0,385.94392180738942,0,0,0,1,0,null,null,0.56434908761724012,null,-1701.0226011219647,0,null,null,6.8320000000000007,5.3630000000000004,5.5847964346769574,15.4,15.58,17.390432125820322,null,0,0]
[4846,"IstNgsld803",1,0.93046755565175365,8228.3728831277422,0,"gsld",10,1.06,1.06,1.06,1.06,1.0900000000000001,1.0900000000000001,1.0900000000000001,1.0900000000000001,1.0900000000000001,1.0900000000000001,1.06,1.06,493.7023729876646,0,114.64962352457195,0,0,0,1,0,null,null,0.16764718078405927,null,-1972.3168994047821,0,null,null,6.8320000000000007,5.3630000000000004,5.5847964346769574,15.4,15.58,17.390432125820322,null,0,0]
[4858,"IcoNgsld804",1,0.93046755565175365,8228.3728831277422,0,"gsld",10,1.06,1.06,1.06,1.06,1.0900000000000001,1.0900000000000001,1.0900000000000001,1.0900000000000001,1.0900000000000001,1.0900000000000001,1.06,1.06,413.748925523521,0,368.54442351571197,0,0,0,1,0,null,null,0.53890655456756464,null,-1718.4220994136422,0,null,null,6.8320000000000007,5.3630000000000004,5.5847964346769574,15.4,15.58,17.390432125820322,null,0,0]
[4861,"IluEgsld804",1,0.93046755565175376,8228.3728831277422,0,"gsld",10,1.06,1.06,1.06,1.06,1.0900000000000001,1.0900000000000001,1.0900000000000001,1.0900000000000001,1.0900000000000001,1.0900000000000001,1.06,1.06,413.748925523521,0,136.80835781924165,0,0,0,1,0,null,null,0.20004893859225872,null,-1950.1581651101123,0,null,null,6.8320000000000007,5.3630000000000004,5.5847964346769574,15.4,15.58,17.390432125820322,null,0,0]
[4868,"IprNgsld804",1,0.93046755565175365,8228.3728831277422,0,"gsld",10,1.06,1.06,1.06,1.06,1.0900000000000001,1.0900000000000001,1.0900000000000001,1.0900000000000001,1.0900000000000001,1.0900000000000001,1.06,1.06,413.748925523521,0,39.783052930449429,0,0,0,1,0,null,null,5.8173035913575678E-2,null,-2047.1834699989047,0,null,null,6.8320000000000007,5.3630000000000004,5.5847964346769574,15.4,15.58,17.390432125820322,null,0,0]
[4880,"IchNgsld805",1,0.93046755565175365,8228.3728831277422,0,"gsld",16,1.06,1.06,1.06,1.06,1.0900000000000001,1.0900000000000001,1.0900000000000001,1.0900000000000001,1.0900000000000001,1.0900000000000001,1.06,1.06,493.7023729876646,0,19128.689728304347,0,0,0,1,0,null,null,27.971054823009631,null,17041.72320537499,1,null,null,6.8320000000000007,5.3630000000000004,5.5847964346769574,15.4,15.58,17.390432125820322,null,95851.394357787329,12976.78257553716]
[4887,"ImeTgsld805",1,0.93046755565175365,8228.3728831277422,0,"gsld",16,1.06,1.06,1.06,1.06,1.0900000000000001,1.0900000000000001,1.0900000000000001,1.0900000000000001,1.0900000000000001,1.0900000000000001,1.06,1.06,493.7023729876646,0,19128.689728304347,0,0,0,1,0,null,null,27.971054823009631,null,17041.72320537499,1,null,null,6.8320000000000007,5.3630000000000004,5.5847964346769574,15.4,15.58,17.390432125820322,null,95851.394357787329,12976.78257553716]
[4899,"IwaTgsld805",1,0.93046755565175365,8228.3728831277422,0,"gsld",16,1.06,1.06,1.06,1.06,1.0900000000000001,1.0900000000000001,1.0900000000000001,1.0900000000000001,1.0900000000000001,1.0900000000000001,1.06,1.06,493.7023729876646,0,19128.689728304347,0,0,0,1,0,null,null,27.971054823009631,null,17041.72320537499,1,null,null,6.8320000000000007,5.3630000000000004,5.5847964346769574,15.4,15.58,17.390432125820322,null,95851.394357787329,12976.78257553716]
[4911,"ImeTgsld806",1,0.93046755565175387,8228.372883127744,0,"gsld",16,1.06,1.06,1.06,1.06,1.0900000000000001,1.0900000000000001,1.0900000000000001,1.0900000000000001,1.0900000000000001,1.0900000000000001,1.06,1.06,493.7023729876646,0,19100.497112639936,0,0,0,1,0,null,null,27.929829981708213,null,17013.530589710579,1,null,null,6.8320000000000007,5.3630000000000004,5.5847964346769574,15.4,15.58,17.390432125820322,null,95565.136570625647,12938.027739580517]
[4918,"IstNgsld806",1,0.93046755565175387,8228.372883127744,0,"gsld",16,1.06,1.06,1.06,1.06,1.0900000000000001,1.0900000000000001,1.0900000000000001,1.0900000000000001,1.0900000000000001,1.0900000000000001,1.06,1.06,493.7023729876646,0,19100.497112639936,0,0,0,1,0,null,null,27.929829981708213,null,17013.530589710579,1,null,null,6.8320000000000007,5.3630000000000004,5.5847964346769574,15.4,15.58,17.390432125820322,null,95565.136570625647,12938.027739580517]
[4930,"IcoNgsld807",1,0.93046755565175387,8228.372883127744,0,"gsld",15,1.06,1.06,1.06,1.06,1.0900000000000001,1.0900000000000001,1.0900000000000001,1.0900000000000001,1.0900000000000001,1.0900000000000001,1.06,1.06,413.74892552352105,0,10459.781497582815,0,0,0,1,0,null,null,15.294885633106322,null,8372.8149746534618,1,null,null,6.8320000000000007,5.3630000000000004,5.5847964346769574,15.4,15.58,17.390432125820322,null,11430.948300011078,1500.7339663508569]
[4933,"IluEgsld807",1,0.93046755565175365,8228.3728831277422,0,"gsld",15,1.06,1.06,1.06,1.06,1.0900000000000001,1.0900000000000001,1.0900000000000001,1.0900000000000001,1.0900000000000001,1.0900000000000001,1.06,1.06,413.748925523521,0,10459.794275410874,0,0,0,1,0,null,null,15.294904317571085,null,8372.8277524815221,1,null,null,6.8320000000000007,5.3630000000000004,5.5847964346769574,15.4,15.58,17.390432125820322,null,11431.081583908061,1500.7514647828436]
[4940,"IprNgsld807",1,0.93046755565175376,8228.3728831277422,0,"gsld",15,1.06,1.06,1.06,1.06,1.0900000000000001,1.0900000000000001,1.0900000000000001,1.0900000000000001,1.0900000000000001,1.0900000000000001,1.06,1.06,413.748925523521,0,10459.794756589408,0,0,0,1,0,null,null,15.294905021177625,null,8372.8282336600569,1,null,null,6.8320000000000007,5.3630000000000004,5.5847964346769574,15.4,15.58,17.390432125820322,null,11431.091836515494,1500.7528108160698]
[4952,"IchNgsld808",1,0.93046755565175365,8228.3728831277422,0,"gsld",5,1.06,1.06,1.06,1.06,1.0900000000000001,1.0900000000000001,1.0900000000000001,1.0900000000000001,1.0900000000000001,1.0900000000000001,1.06,1.06,413.74892552352094,0,1648.5594950797899,0,0,0,1,0,null,null,2.4106171761278001,null,-438.40702784956409,0,null,null,6.8320000000000007,5.3630000000000004,5.5847964346769574,15.4,15.58,17.390432125820322,null,0,0]
[4959,"ImeEgsld808",1,0.93046755565175376,8228.3728831277422,0,"gsld",5,1.06,1.06,1.06,1.06,1.0900000000000001,1.0900000000000001,1.0900000000000001,1.0900000000000001,1.0900000000000001,1.0900000000000001,1.06,1.06,413.748925523521,0,19903.335674144375,0,0,0,1,0,null,null,29.103786051717488,null,17816.369151215018,1,null,null,6.8320000000000007,5.3630000000000004,5.5847964346769574,15.4,15.58,17.390432125820322,null,389874.88591796375,34495.533125045484]
[4971,"IwaEgsld808",1,0.93046755565175354,8228.3728831277422,0,"gsld",5,1.06,1.06,1.06,1.06,1.0900000000000001,1.0900000000000001,1.0900000000000001,1.0900000000000001,1.0900000000000001,1.0900000000000001,1.06,1.06,413.748925523521,0,588.77127625354194,0,0,0,1,0,null,null,0.86093474671884995,null,-1498.1952466758121,0,null,null,6.8320000000000007,5.3630000000000004,5.5847964346769574,15.4,15.58,17.390432125820322,null,0,0]
[4983,"ImeEgsld809",1,0.93046755565175376,8228.3728831277422,0,"gsld",13,1.06,1.06,1.06,1.06,1.0900000000000001,1.0900000000000001,1.0900000000000001,1.0900000000000001,1.0900000000000001,1.0900000000000001,1.06,1.06,413.74892552352094,0,3368.6565177285424,0,0,0,1,0,null,null,4.9258405816395818,null,1281.6899947991883,1,null,null,6.8320000000000007,5.3630000000000004,5.5847964346769574,15.4,15.58,17.390432125820322,null,0,0]
[4990,"IstNgsld809",1,0.93046755565175376,8228.3728831277422,0,"gsld",13,1.06,1.06,1.06,1.06,1.0900000000000001,1.0900000000000001,1.0900000000000001,1.0900000000000001,1.0900000000000001,1.0900000000000001,1.06,1.06,413.74892552352094,0,3368.6565177285383,0,0,0,1,0,null,null,4.9258405816395756,null,1281.6899947991842,1,null,null,6.8320000000000007,5.3630000000000004,5.5847964346769574,15.4,15.58,17.390432125820322,null,0,0]
[5000,"IchNgsld901",1,0.93046755565175365,8228.3728831277422,0,"gsld",5,1.06,1.06,1.06,1.06,1.0900000000000001,1.0900000000000001,1.0900000000000001,1.0900000000000001,1.0900000000000001,1.0900000000000001,1.06,1.06,413.74892552352094,0,3410.4250095155376,0,0,0,1,0,null,null,4.9869168388345395,null,1323.4584865861834,1,null,null,6.8320000000000007,5.3630000000000004,5.5847964346769574,15.4,15.58,17.390432125820322,null,0,0]
[5004,"IelNgsld901",1,0.93046755565175365,8228.3728831277422,0,"gsld",5,1.06,1.06,1.06,1.06,1.0900000000000001,1.0900000000000001,1.0900000000000001,1.0900000000000001,1.0900000000000001,1.0900000000000001,1.06,1.06,413.74892552352094,0,3410.4250095155376,0,0,0,1,0,null,null,4.9869168388345395,null,1323.4584865861834,1,null,null,6.8320000000000007,5.3630000000000004,5.5847964346769574,15.4,15.58,17.390432125820322,null,0,0]
[5005,"IluEgsld901",1,0.93046755565175376,8228.3728831277422,0,"gsld",5,1.06,1.06,1.06,1.06,1.0900000000000001,1.0900000000000001,1.0900000000000001,1.0900000000000001,1.0900000000000001,1.0900000000000001,1.06,1.06,413.74892552352094,0,3546.8420098961597,0,0,0,1,0,null,null,5.1863935123879221,null,1459.8754869668055,1,null,null,6.8320000000000007,5.3630000000000004,5.5847964346769574,15.4,15.58,17.390432125820322,null,0,0]
[5006,"IluNgsld901",1,0.93046755565175376,8228.3728831277422,0,"gsld",5,1.06,1.06,1.06,1.06,1.0900000000000001,1.0900000000000001,1.0900000000000001,1.0900000000000001,1.0900000000000001,1.0900000000000001,1.06,1.06,413.74892552352094,0,3546.8420098961597,0,0,0,1,0,null,null,5.1863935123879221,null,1459.8754869668055,1,null,null,6.8320000000000007,5.3630000000000004,5.5847964346769574,15.4,15.58,17.390432125820322,null,0,0]
[5007,"ImeEgsld901",1,0.93046755565175365,8228.3728831277422,0,"gsld",5,1.06,1.06,1.06,1.06,1.0900000000000001,1.0900000000000001,1.0900000000000001,1.0900000000000001,1.0900000000000001,1.0900000000000001,1.06,1.06,413.74892552352094,0,3410.4250095155376,0,0,0,1,0,null,null,4.9869168388345395,null,1323.4584865861834,1,null,null,6.8320000000000007,5.3630000000000004,5.5847964346769574,15.4,15.58,17.390432125820322,null,0,0]
[5008,"ImeNgsld901",1,0.93046755565175365,8228.3728831277422,0,"gsld",5,1.06,1.06,1.06,1.06,1.0900000000000001,1.0900000000000001,1.0900000000000001,1.0900000000000001,1.0900000000000001,1.0900000000000001,1.06,1.06,413.74892552352094,0,3410.4250095155376,0,0,0,1,0,null,null,4.9869168388345395,null,1323.4584865861834,1,null,null,6.8320000000000007,5.3630000000000004,5.5847964346769574,15.4,15.58,17.390432125820322,null,0,0]
[5009,"ImiEgsld901",1,0.93046755565175365,8228.3728831277422,0,"gsld",5,1.06,1.06,1.06,1.06,1.0900000000000001,1.0900000000000001,1.0900000000000001,1.0900000000000001,1.0900000000000001,1.0900000000000001,1.06,1.06,413.748925523521,0,3463.7129002892184,0,0,0,1,0,null,null,5.06483741444133,null,1376.7463773598643,1,null,null,6.8320000000000007,5.3630000000000004,5.5847964346769574,15.4,15.58,17.390432125820322,null,0,0]
[5010,"ImiNgsld901",1,0.93046755565175365,8228.3728831277422,0,"gsld",5,1.06,1.06,1.06,1.06,1.0900000000000001,1.0900000000000001,1.0900000000000001,1.0900000000000001,1.0900000000000001,1.0900000000000001,1.06,1.06,413.748925523521,0,3463.7129002892184,0,0,0,1,0,null,null,5.06483741444133,null,1376.7463773598643,1,null,null,6.8320000000000007,5.3630000000000004,5.5847964346769574,15.4,15.58,17.390432125820322,null,0,0]
[5011,"IprEgsld901",1,0.93046755565175365,8228.3728831277422,0,"gsld",5,1.06,1.06,1.06,1.06,1.0900000000000001,1.0900000000000001,1.0900000000000001,1.0900000000000001,1.0900000000000001,1.0900000000000001,1.06,1.06,413.74892552352094,0,3410.4250095155376,0,0,0,1,0,null,null,4.9869168388345395,null,1323.4584865861834,1,null,null,6.8320000000000007,5.3630000000000004,5.5847964346769574,15.4,15.58,17.390432125820322,null,0,0]
[5012,"IprNgsld901",1,0.93046755565175365,8228.3728831277422,0,"gsld",5,1.06,1.06,1.06,1.06,1.0900000000000001,1.0900000000000001,1.0900000000000001,1.0900000000000001,1.0900000000000001,1.0900000000000001,1.06,1.06,413.74892552352094,0,3410.4250095155376,0,0,0,1,0,null,null,4.9869168388345395,null,1323.4584865861834,1,null,null,6.8320000000000007,5.3630000000000004,5.5847964346769574,15.4,15.58,17.390432125820322,null,0,0]
[5013,"IstEgsld901",1,0.93046755565175365,8228.3728831277422,0,"gsld",5,1.06,1.06,1.06,1.06,1.0900000000000001,1.0900000000000001,1.0900000000000001,1.0900000000000001,1.0900000000000001,1.0900000000000001,1.06,1.06,413.74892552352094,0,3410.4250095155376,0,0,0,1,0,null,null,4.9869168388345395,null,1323.4584865861834,1,null,null,6.8320000000000007,5.3630000000000004,5.5847964346769574,15.4,15.58,17.390432125820322,null,0,0]
[5014,"IstNgsld901",1,0.93046755565175365,8228.3728831277422,0,"gsld",5,1.06,1.06,1.06,1.06,1.0900000000000001,1.0900000000000001,1.0900000000000001,1.0900000000000001,1.0900000000000001,1.0900000000000001,1.06,1.06,413.74892552352094,0,3410.4250095155376,0,0,0,1,0,null,null,4.9869168388345395,null,1323.4584865861834,1,null,null,6.8320000000000007,5.3630000000000004,5.5847964346769574,15.4,15.58,17.390432125820322,null,0,0]
[5015,"IteEgsld901",1,0.93046755565175365,8228.3728831277422,0,"gsld",5,1.06,1.06,1.06,1.06,1.0900000000000001,1.0900000000000001,1.0900000000000001,1.0900000000000001,1.0900000000000001,1.0900000000000001,1.06,1.06,413.74892552352094,0,3410.4250095155376,0,0,0,1,0,null,null,4.9869168388345395,null,1323.4584865861834,1,null,null,6.8320000000000007,5.3630000000000004,5.5847964346769574,15.4,15.58,17.390432125820322,null,0,0]
[5016,"IteNgsld901",1,0.93046755565175365,8228.3728831277422,0,"gsld",5,1.06,1.06,1.06,1.06,1.0900000000000001,1.0900000000000001,1.0900000000000001,1.0900000000000001,1.0900000000000001,1.0900000000000001,1.06,1.06,413.74892552352094,0,3410.4250095155376,0,0,0,1,0,null,null,4.9869168388345395,null,1323.4584865861834,1,null,null,6.8320000000000007,5.3630000000000004,5.5847964346769574,15.4,15.58,17.390432125820322,null,0,0]
[5017,"ItrEgsld901",1,0.93046755565175376,8228.372883127744,0,"gsld",5,1.06,1.06,1.06,1.06,1.0900000000000001,1.0900000000000001,1.0900000000000001,1.0900000000000001,1.0900000000000001,1.0900000000000001,1.06,1.06,413.748925523521,0,3518.692470135079,0,0,0,1,0,null,null,5.1452316591150007,null,1431.7259472057244,1,null,null,6.8320000000000007,5.3630000000000004,5.5847964346769574,15.4,15.58,17.390432125820322,null,0,0]
[5018,"ItrNgsld901",1,0.93046755565175376,8228.372883127744,0,"gsld",5,1.06,1.06,1.06,1.06,1.0900000000000001,1.0900000000000001,1.0900000000000001,1.0900000000000001,1.0900000000000001,1.0900000000000001,1.06,1.06,413.748925523521,0,3518.692470135079,0,0,0,1,0,null,null,5.1452316591150007,null,1431.7259472057244,1,null,null,6.8320000000000007,5.3630000000000004,5.5847964346769574,15.4,15.58,17.390432125820322,null,0,0]
[5019,"IwaEgsld901",1,0.93046755565175365,8228.3728831277422,0,"gsld",5,1.06,1.06,1.06,1.06,1.0900000000000001,1.0900000000000001,1.0900000000000001,1.0900000000000001,1.0900000000000001,1.0900000000000001,1.06,1.06,413.74892552352094,0,3410.4250095155376,0,0,0,1,0,null,null,4.9869168388345395,null,1323.4584865861834,1,null,null,6.8320000000000007,5.3630000000000004,5.5847964346769574,15.4,15.58,17.390432125820322,null,0,0]
[5020,"IwaNgsld901",1,0.93046755565175365,8228.3728831277422,0,"gsld",5,1.06,1.06,1.06,1.06,1.0900000000000001,1.0900000000000001,1.0900000000000001,1.0900000000000001,1.0900000000000001,1.0900000000000001,1.06,1.06,413.74892552352094,0,3410.4250095155376,0,0,0,1,0,null,null,4.9869168388345395,null,1323.4584865861834,1,null,null,6.8320000000000007,5.3630000000000004,5.5847964346769574,15.4,15.58,17.390432125820322,null,0,0]
[5021,"IagEgsld1001",1,0.90220510041481317,7979.8295151838056,0,"gsld",5,1.06,1.06,1.06,1.06,1.0900000000000001,1.0900000000000001,1.0900000000000001,1.0900000000000001,1.0900000000000001,1.0900000000000001,1.06,1.06,401.25136945825523,0,310.51945287345677,0,0,0,1,0,null,null,0.46346615274708591,null,-1732.2565651835753,0,null,null,6.8320000000000007,5.3630000000000004,5.5847964346769574,15.4,15.58,17.390432125820322,null,0,0]
[5022,"IagNgsld1001",1,0.90220510041481317,7979.8295151838056,0,"gsld",5,1.06,1.06,1.06,1.06,1.0900000000000001,1.0900000000000001,1.0900000000000001,1.0900000000000001,1.0900000000000001,1.0900000000000001,1.06,1.06,401.25136945825523,0,310.51945287345677,0,0,0,1,0,null,null,0.46346615274708591,null,-1732.2565651835753,0,null,null,6.8320000000000007,5.3630000000000004,5.5847964346769574,15.4,15.58,17.390432125820322,null,0,0]
[5023,"IchEgsld1001",1,0.90220510041481317,7979.8295151838056,0,"gsld",5,1.06,1.06,1.06,1.06,1.0900000000000001,1.0900000000000001,1.0900000000000001,1.0900000000000001,1.0900000000000001,1.0900000000000001,1.06,1.06,401.25136945825523,0,310.51945287345677,0,0,0,1,0,null,null,0.46346615274708591,null,-1732.2565651835753,0,null,null,6.8320000000000007,5.3630000000000004,5.5847964346769574,15.4,15.58,17.390432125820322,null,0,0]
[5024,"IchNgsld1001",1,0.90220510041481317,7979.8295151838056,0,"gsld",5,1.06,1.06,1.06,1.06,1.0900000000000001,1.0900000000000001,1.0900000000000001,1.0900000000000001,1.0900000000000001,1.0900000000000001,1.06,1.06,401.25136945825523,0,310.51945287345677,0,0,0,1,0,null,null,0.46346615274708591,null,-1732.2565651835753,0,null,null,6.8320000000000007,5.3630000000000004,5.5847964346769574,15.4,15.58,17.390432125820322,null,0,0]
[5025,"IcoEgsld1001",1,0.90220510041481317,7979.8295151838056,0,"gsld",5,1.06,1.06,1.06,1.06,1.0900000000000001,1.0900000000000001,1.0900000000000001,1.0900000000000001,1.0900000000000001,1.0900000000000001,1.06,1.06,401.25136945825523,0,310.51945287345677,0,0,0,1,0,null,null,0.46346615274708591,null,-1732.2565651835753,0,null,null,6.8320000000000007,5.3630000000000004,5.5847964346769574,15.4,15.58,17.390432125820322,null,0,0]
[5026,"IcoNgsld1001",1,0.90220510041481317,7979.8295151838056,0,"gsld",5,1.06,1.06,1.06,1.06,1.0900000000000001,1.0900000000000001,1.0900000000000001,1.0900000000000001,1.0900000000000001,1.0900000000000001,1.06,1.06,401.25136945825523,0,310.51945287345677,0,0,0,1,0,null,null,0.46346615274708591,null,-1732.2565651835753,0,null,null,6.8320000000000007,5.3630000000000004,5.5847964346769574,15.4,15.58,17.390432125820322,null,0,0]
[5027,"IelEgsld1001",1,0.90220510041481317,7979.8295151838056,0,"gsld",5,1.06,1.06,1.06,1.06,1.0900000000000001,1.0900000000000001,1.0900000000000001,1.0900000000000001,1.0900000000000001,1.0900000000000001,1.06,1.06,401.25136945825523,0,310.51945287345677,0,0,0,1,0,null,null,0.46346615274708591,null,-1732.2565651835753,0,null,null,6.8320000000000007,5.3630000000000004,5.5847964346769574,15.4,15.58,17.390432125820322,null,0,0]
[5028,"IelNgsld1001",1,0.90220510041481317,7979.8295151838056,0,"gsld",5,1.06,1.06,1.06,1.06,1.0900000000000001,1.0900000000000001,1.0900000000000001,1.0900000000000001,1.0900000000000001,1.0900000000000001,1.06,1.06,401.25136945825523,0,310.51945287345677,0,0,0,1,0,null,null,0.46346615274708591,null,-1732.2565651835753,0,null,null,6.8320000000000007,5.3630000000000004,5.5847964346769574,15.4,15.58,17.390432125820322,null,0,0]
[5029,"IluEgsld1001",1,0.90220510041481317,7979.8295151838056,0,"gsld",5,1.06,1.06,1.06,1.06,1.0900000000000001,1.0900000000000001,1.0900000000000001,1.0900000000000001,1.0900000000000001,1.0900000000000001,1.06,1.06,401.25136945825523,0,310.51945287345677,0,0,0,1,0,null,null,0.46346615274708591,null,-1732.2565651835753,0,null,null,6.8320000000000007,5.3630000000000004,5.5847964346769574,15.4,15.58,17.390432125820322,null,0,0]
[5030,"IluNgsld1001",1,0.90220510041481317,7979.8295151838056,0,"gsld",5,1.06,1.06,1.06,1.06,1.0900000000000001,1.0900000000000001,1.0900000000000001,1.0900000000000001,1.0900000000000001,1.0900000000000001,1.06,1.06,401.25136945825523,0,310.51945287345677,0,0,0,1,0,null,null,0.46346615274708591,null,-1732.2565651835753,0,null,null,6.8320000000000007,5.3630000000000004,5.5847964346769574,15.4,15.58,17.390432125820322,null,0,0]
[5031,"ImeEgsld1001",1,0.90220510041481317,7979.8295151838056,0,"gsld",5,1.06,1.06,1.06,1.06,1.0900000000000001,1.0900000000000001,1.0900000000000001,1.0900000000000001,1.0900000000000001,1.0900000000000001,1.06,1.06,401.25136945825523,0,310.51945287345677,0,0,0,1,0,null,null,0.46346615274708591,null,-1732.2565651835753,0,null,null,6.8320000000000007,5.3630000000000004,5.5847964346769574,15.4,15.58,17.390432125820322,null,0,0]
[5032,"ImeNgsld1001",1,0.90220510041481317,7979.8295151838056,0,"gsld",5,1.06,1.06,1.06,1.06,1.0900000000000001,1.0900000000000001,1.0900000000000001,1.0900000000000001,1.0900000000000001,1.0900000000000001,1.06,1.06,401.25136945825523,0,310.51945287345677,0,0,0,1,0,null,null,0.46346615274708591,null,-1732.2565651835753,0,null,null,6.8320000000000007,5.3630000000000004,5.5847964346769574,15.4,15.58,17.390432125820322,null,0,0]
[5033,"ImiEgsld1001",1,0.90220510041481317,7979.8295151838056,0,"gsld",5,1.06,1.06,1.06,1.06,1.0900000000000001,1.0900000000000001,1.0900000000000001,1.0900000000000001,1.0900000000000001,1.0900000000000001,1.06,1.06,401.25136945825523,0,310.51945287345677,0,0,0,1,0,null,null,0.46346615274708591,null,-1732.2565651835753,0,null,null,6.8320000000000007,5.3630000000000004,5.5847964346769574,15.4,15.58,17.390432125820322,null,0,0]
[5034,"ImiNgsld1001",1,0.90220510041481317,7979.8295151838056,0,"gsld",5,1.06,1.06,1.06,1.06,1.0900000000000001,1.0900000000000001,1.0900000000000001,1.0900000000000001,1.0900000000000001,1.0900000000000001,1.06,1.06,401.25136945825523,0,310.51945287345677,0,0,0,1,0,null,null,0.46346615274708591,null,-1732.2565651835753,0,null,null,6.8320000000000007,5.3630000000000004,5.5847964346769574,15.4,15.58,17.390432125820322,null,0,0]
[5035,"IprEgsld1001",1,0.90220510041481317,7979.8295151838056,0,"gsld",5,1.06,1.06,1.06,1.06,1.0900000000000001,1.0900000000000001,1.0900000000000001,1.0900000000000001,1.0900000000000001,1.0900000000000001,1.06,1.06,401.25136945825523,0,310.51945287345677,0,0,0,1,0,null,null,0.46346615274708591,null,-1732.2565651835753,0,null,null,6.8320000000000007,5.3630000000000004,5.5847964346769574,15.4,15.58,17.390432125820322,null,0,0]
[5036,"IprNgsld1001",1,0.90220510041481317,7979.8295151838056,0,"gsld",5,1.06,1.06,1.06,1.06,1.0900000000000001,1.0900000000000001,1.0900000000000001,1.0900000000000001,1.0900000000000001,1.0900000000000001,1.06,1.06,401.25136945825523,0,310.51945287345677,0,0,0,1,0,null,null,0.46346615274708591,null,-1732.2565651835753,0,null,null,6.8320000000000007,5.3630000000000004,5.5847964346769574,15.4,15.58,17.390432125820322,null,0,0]
[5037,"IstEgsld1001",1,0.90220510041481317,7979.8295151838056,0,"gsld",5,1.06,1.06,1.06,1.06,1.0900000000000001,1.0900000000000001,1.0900000000000001,1.0900000000000001,1.0900000000000001,1.0900000000000001,1.06,1.06,401.25136945825523,0,310.51945287345677,0,0,0,1,0,null,null,0.46346615274708591,null,-1732.2565651835753,0,null,null,6.8320000000000007,5.3630000000000004,5.5847964346769574,15.4,15.58,17.390432125820322,null,0,0]
[5038,"IstNgsld1001",1,0.90220510041481317,7979.8295151838056,0,"gsld",5,1.06,1.06,1.06,1.06,1.0900000000000001,1.0900000000000001,1.0900000000000001,1.0900000000000001,1.0900000000000001,1.0900000000000001,1.06,1.06,401.25136945825523,0,310.51945287345677,0,0,0,1,0,null,null,0.46346615274708591,null,-1732.2565651835753,0,null,null,6.8320000000000007,5.3630000000000004,5.5847964346769574,15.4,15.58,17.390432125820322,null,0,0]
[5039,"IteEgsld1001",1,0.90220510041481317,7979.8295151838056,0,"gsld",5,1.06,1.06,1.06,1.06,1.0900000000000001,1.0900000000000001,1.0900000000000001,1.0900000000000001,1.0900000000000001,1.0900000000000001,1.06,1.06,401.25136945825523,0,310.51945287345677,0,0,0,1,0,null,null,0.46346615274708591,null,-1732.2565651835753,0,null,null,6.8320000000000007,5.3630000000000004,5.5847964346769574,15.4,15.58,17.390432125820322,null,0,0]
[5040,"IteNgsld1001",1,0.90220510041481317,7979.8295151838056,0,"gsld",5,1.06,1.06,1.06,1.06,1.0900000000000001,1.0900000000000001,1.0900000000000001,1.0900000000000001,1.0900000000000001,1.0900000000000001,1.06,1.06,401.25136945825523,0,310.51945287345677,0,0,0,1,0,null,null,0.46346615274708591,null,-1732.2565651835753,0,null,null,6.8320000000000007,5.3630000000000004,5.5847964346769574,15.4,15.58,17.390432125820322,null,0,0]
[5041,"ItrEgsld1001",1,0.90220510041481317,7979.8295151838056,0,"gsld",5,1.06,1.06,1.06,1.06,1.0900000000000001,1.0900000000000001,1.0900000000000001,1.0900000000000001,1.0900000000000001,1.0900000000000001,1.06,1.06,401.25136945825523,0,310.51945287345677,0,0,0,1,0,null,null,0.46346615274708591,null,-1732.2565651835753,0,null,null,6.8320000000000007,5.3630000000000004,5.5847964346769574,15.4,15.58,17.390432125820322,null,0,0]
[5042,"ItrNgsld1001",1,0.90220510041481317,7979.8295151838056,0,"gsld",5,1.06,1.06,1.06,1.06,1.0900000000000001,1.0900000000000001,1.0900000000000001,1.0900000000000001,1.0900000000000001,1.0900000000000001,1.06,1.06,401.25136945825523,0,310.51945287345677,0,0,0,1,0,null,null,0.46346615274708591,null,-1732.2565651835753,0,null,null,6.8320000000000007,5.3630000000000004,5.5847964346769574,15.4,15.58,17.390432125820322,null,0,0]
[5043,"IwaEgsld1001",1,0.90220510041481317,7979.8295151838056,0,"gsld",5,1.06,1.06,1.06,1.06,1.0900000000000001,1.0900000000000001,1.0900000000000001,1.0900000000000001,1.0900000000000001,1.0900000000000001,1.06,1.06,401.25136945825523,0,310.51945287345677,0,0,0,1,0,null,null,0.46346615274708591,null,-1732.2565651835753,0,null,null,6.8320000000000007,5.3630000000000004,5.5847964346769574,15.4,15.58,17.390432125820322,null,0,0]
[5044,"IwaNgsld1001",1,0.90220510041481317,7979.8295151838056,0,"gsld",5,1.06,1.06,1.06,1.06,1.0900000000000001,1.0900000000000001,1.0900000000000001,1.0900000000000001,1.0900000000000001,1.0900000000000001,1.06,1.06,401.25136945825523,0,310.51945287345677,0,0,0,1,0,null,null,0.46346615274708591,null,-1732.2565651835753,0,null,null,6.8320000000000007,5.3630000000000004,5.5847964346769574,15.4,15.58,17.390432125820322,null,0,0]
[5045,"IagEgsld1002",1,0.90220510041481328,7979.8295151838065,0,"gsld",15,1.06,1.06,1.06,1.06,1.0900000000000001,1.0900000000000001,1.0900000000000001,1.0900000000000001,1.0900000000000001,1.0900000000000001,1.06,1.06,401.25136945825528,0,2804.1858164849027,0,0,0,1,0,null,null,4.1853906411584347,null,761.40979842787044,1,null,null,6.8320000000000007,5.3630000000000004,5.5847964346769574,15.4,15.58,17.390432125820322,null,0,0]
[5046,"IagNgsld1002",1,0.90220510041481328,7979.8295151838065,0,"gsld",15,1.06,1.06,1.06,1.06,1.0900000000000001,1.0900000000000001,1.0900000000000001,1.0900000000000001,1.0900000000000001,1.0900000000000001,1.06,1.06,401.25136945825528,0,2804.1858164849027,0,0,0,1,0,null,null,4.1853906411584347,null,761.40979842787044,1,null,null,6.8320000000000007,5.3630000000000004,5.5847964346769574,15.4,15.58,17.390432125820322,null,0,0]
[5047,"IchEgsld1002",1,0.90220510041481317,7979.8295151838056,0,"gsld",15,1.06,1.06,1.06,1.06,1.0900000000000001,1.0900000000000001,1.0900000000000001,1.0900000000000001,1.0900000000000001,1.0900000000000001,1.06,1.06,401.25136945825523,0,193.10000035532684,0,0,0,1,0,null,null,0.28821161905310799,null,-1849.6760177017052,0,null,null,6.8320000000000007,5.3630000000000004,5.5847964346769574,15.4,15.58,17.390432125820322,null,0,0]
[5048,"IchNgsld1002",1,0.90220510041481317,7979.8295151838056,0,"gsld",15,1.06,1.06,1.06,1.06,1.0900000000000001,1.0900000000000001,1.0900000000000001,1.0900000000000001,1.0900000000000001,1.0900000000000001,1.06,1.06,401.25136945825523,0,193.10000035532684,0,0,0,1,0,null,null,0.28821161905310799,null,-1849.6760177017052,0,null,null,6.8320000000000007,5.3630000000000004,5.5847964346769574,15.4,15.58,17.390432125820322,null,0,0]
[5049,"IcoEgsld1002",1,0.90220510041481328,7979.8295151838056,0,"gsld",15,1.06,1.06,1.06,1.06,1.0900000000000001,1.0900000000000001,1.0900000000000001,1.0900000000000001,1.0900000000000001,1.0900000000000001,1.06,1.06,401.25136945825528,0,10365.333214502449,0,0,0,1,0,null,null,15.470789550903783,null,8322.5571964454157,1,null,null,6.8320000000000007,5.3630000000000004,5.5847964346769574,15.4,15.58,17.390432125820322,null,12882.882994284868,1691.3539967658151]
[5050,"IcoNgsld1002",1,0.90220510041481328,7979.8295151838056,0,"gsld",15,1.06,1.06,1.06,1.06,1.0900000000000001,1.0900000000000001,1.0900000000000001,1.0900000000000001,1.0900000000000001,1.0900000000000001,1.06,1.06,401.25136945825528,0,10365.333214502449,0,0,0,1,0,null,null,15.470789550903783,null,8322.5571964454157,1,null,null,6.8320000000000007,5.3630000000000004,5.5847964346769574,15.4,15.58,17.390432125820322,null,12882.882994284868,1691.3539967658151]
[5051,"IelEgsld1002",1,0.90220510041481328,7979.8295151838065,0,"gsld",15,1.06,1.06,1.06,1.06,1.0900000000000001,1.0900000000000001,1.0900000000000001,1.0900000000000001,1.0900000000000001,1.0900000000000001,1.06,1.06,401.25136945825528,0,503.15452566167301,0,0,0,1,0,null,null,0.75098384364580351,null,-1539.6214923953592,0,null,null,6.8320000000000007,5.3630000000000004,5.5847964346769574,15.4,15.58,17.390432125820322,null,0,0]
[5052,"IelNgsld1002",1,0.90220510041481328,7979.8295151838065,0,"gsld",15,1.06,1.06,1.06,1.06,1.0900000000000001,1.0900000000000001,1.0900000000000001,1.0900000000000001,1.0900000000000001,1.0900000000000001,1.06,1.06,401.25136945825528,0,503.15452566167301,0,0,0,1,0,null,null,0.75098384364580351,null,-1539.6214923953592,0,null,null,6.8320000000000007,5.3630000000000004,5.5847964346769574,15.4,15.58,17.390432125820322,null,0,0]
[5053,"IluEgsld1002",1,0.90220510041481317,7979.8295151838056,0,"gsld",15,1.06,1.06,1.06,1.06,1.0900000000000001,1.0900000000000001,1.0900000000000001,1.0900000000000001,1.0900000000000001,1.0900000000000001,1.06,1.06,401.25136945825528,0,431.65800461736825,0,0,0,1,0,null,null,0.64427163210294502,null,-1611.1180134396636,0,null,null,6.8320000000000007,5.3630000000000004,5.5847964346769574,15.4,15.58,17.390432125820322,null,0,0]
[5054,"IluNgsld1002",1,0.90220510041481317,7979.8295151838056,0,"gsld",15,1.06,1.06,1.06,1.06,1.0900000000000001,1.0900000000000001,1.0900000000000001,1.0900000000000001,1.0900000000000001,1.0900000000000001,1.06,1.06,401.25136945825528,0,431.65800461736825,0,0,0,1,0,null,null,0.64427163210294502,null,-1611.1180134396636,0,null,null,6.8320000000000007,5.3630000000000004,5.5847964346769574,15.4,15.58,17.390432125820322,null,0,0]
[5055,"ImeEgsld1002",1,0.90220510041481305,7979.8295151838056,0,"gsld",15,1.06,1.06,1.06,1.06,1.0900000000000001,1.0900000000000001,1.0900000000000001,1.0900000000000001,1.0900000000000001,1.0900000000000001,1.06,1.06,401.25136945825523,0,2647.3220637888221,0,0,0,1,0,null,null,3.9512634736178236,null,604.54604573178983,1,null,null,6.8320000000000007,5.3630000000000004,5.5847964346769574,15.4,15.58,17.390432125820322,null,0,0]
[5056,"ImeNgsld1002",1,0.90220510041481305,7979.8295151838056,0,"gsld",15,1.06,1.06,1.06,1.06,1.0900000000000001,1.0900000000000001,1.0900000000000001,1.0900000000000001,1.0900000000000001,1.0900000000000001,1.06,1.06,401.25136945825523,0,2647.3220637888221,0,0,0,1,0,null,null,3.9512634736178236,null,604.54604573178983,1,null,null,6.8320000000000007,5.3630000000000004,5.5847964346769574,15.4,15.58,17.390432125820322,null,0,0]
[5057,"ImiEgsld1002",1,0.90220510041481328,7979.8295151838056,0,"gsld",15,1.06,1.06,1.06,1.06,1.0900000000000001,1.0900000000000001,1.0900000000000001,1.0900000000000001,1.0900000000000001,1.0900000000000001,1.06,1.06,401.25136945825528,0,10365.333214502449,0,0,0,1,0,null,null,15.470789550903783,null,8322.5571964454157,1,null,null,6.8320000000000007,5.3630000000000004,5.5847964346769574,15.4,15.58,17.390432125820322,null,12882.882994284868,1691.3539967658151]
[5058,"ImiNgsld1002",1,0.90220510041481328,7979.8295151838056,0,"gsld",15,1.06,1.06,1.06,1.06,1.0900000000000001,1.0900000000000001,1.0900000000000001,1.0900000000000001,1.0900000000000001,1.0900000000000001,1.06,1.06,401.25136945825528,0,10365.333214502449,0,0,0,1,0,null,null,15.470789550903783,null,8322.5571964454157,1,null,null,6.8320000000000007,5.3630000000000004,5.5847964346769574,15.4,15.58,17.390432125820322,null,12882.882994284868,1691.3539967658151]
[5059,"IprEgsld1002",1,0.90220510041481317,7979.8295151838056,0,"gsld",15,1.06,1.06,1.06,1.06,1.0900000000000001,1.0900000000000001,1.0900000000000001,1.0900000000000001,1.0900000000000001,1.0900000000000001,1.06,1.06,401.25136945825523,0,23.935934388413838,0,0,0,1,0,null,null,3.5725605338888917E-2,null,-2018.8400836686183,0,null,null,6.8320000000000007,5.3630000000000004,5.5847964346769574,15.4,15.58,17.390432125820322,null,0,0]
[5060,"IprNgsld1002",1,0.90220510041481317,7979.8295151838056,0,"gsld",15,1.06,1.06,1.06,1.06,1.0900000000000001,1.0900000000000001,1.0900000000000001,1.0900000000000001,1.0900000000000001,1.0900000000000001,1.06,1.06,401.25136945825523,0,23.935934388413838,0,0,0,1,0,null,null,3.5725605338888917E-2,null,-2018.8400836686183,0,null,null,6.8320000000000007,5.3630000000000004,5.5847964346769574,15.4,15.58,17.390432125820322,null,0,0]
[5061,"IstEgsld1002",1,0.90220510041481317,7979.8295151838047,0,"gsld",15,1.06,1.06,1.06,1.06,1.0900000000000001,1.0900000000000001,1.0900000000000001,1.0900000000000001,1.0900000000000001,1.0900000000000001,1.06,1.06,401.25136945825523,0,1734.1376561333238,0,0,0,1,0,null,null,2.5882890762064146,null,-308.63836192370798,0,null,null,6.8320000000000007,5.3630000000000004,5.5847964346769574,15.4,15.58,17.390432125820322,null,0,0]
[5062,"IstNgsld1002",1,0.90220510041481317,7979.8295151838047,0,"gsld",15,1.06,1.06,1.06,1.06,1.0900000000000001,1.0900000000000001,1.0900000000000001,1.0900000000000001,1.0900000000000001,1.0900000000000001,1.06,1.06,401.25136945825523,0,1734.1376561333238,0,0,0,1,0,null,null,2.5882890762064146,null,-308.63836192370798,0,null,null,6.8320000000000007,5.3630000000000004,5.5847964346769574,15.4,15.58,17.390432125820322,null,0,0]
[5063,"IteEgsld1002",1,0.90220510041481317,7979.8295151838056,0,"gsld",15,1.06,1.06,1.06,1.06,1.0900000000000001,1.0900000000000001,1.0900000000000001,1.0900000000000001,1.0900000000000001,1.0900000000000001,1.06,1.06,401.25136945825523,0,6521.453232445172,0,0,0,1,0,null,null,9.7336022332653425,null,4478.6772143881408,1,null,null,6.8320000000000007,5.3630000000000004,5.5847964346769574,15.4,15.58,17.390432125820322,null,0,0]
[5064,"IteNgsld1002",1,0.90220510041481317,7979.8295151838056,0,"gsld",15,1.06,1.06,1.06,1.06,1.0900000000000001,1.0900000000000001,1.0900000000000001,1.0900000000000001,1.0900000000000001,1.0900000000000001,1.06,1.06,401.25136945825523,0,6521.453232445172,0,0,0,1,0,null,null,9.7336022332653425,null,4478.6772143881408,1,null,null,6.8320000000000007,5.3630000000000004,5.5847964346769574,15.4,15.58,17.390432125820322,null,0,0]
[5065,"ItrEgsld1002",1,0.90220510041481328,7979.8295151838056,0,"gsld",15,1.06,1.06,1.06,1.06,1.0900000000000001,1.0900000000000001,1.0900000000000001,1.0900000000000001,1.0900000000000001,1.0900000000000001,1.06,1.06,401.25136945825523,0,592.20019430101854,0,0,0,1,0,null,null,0.88388905483683167,null,-1450.5758237560135,0,null,null,6.8320000000000007,5.3630000000000004,5.5847964346769574,15.4,15.58,17.390432125820322,null,0,0]
[5066,"ItrNgsld1002",1,0.90220510041481328,7979.8295151838056,0,"gsld",15,1.06,1.06,1.06,1.06,1.0900000000000001,1.0900000000000001,1.0900000000000001,1.0900000000000001,1.0900000000000001,1.0900000000000001,1.06,1.06,401.25136945825523,0,592.20019430101854,0,0,0,1,0,null,null,0.88388905483683167,null,-1450.5758237560135,0,null,null,6.8320000000000007,5.3630000000000004,5.5847964346769574,15.4,15.58,17.390432125820322,null,0,0]
[5067,"IwaEgsld1002",1,0.90220510041481317,7979.8295151838056,0,"gsld",15,1.06,1.06,1.06,1.06,1.0900000000000001,1.0900000000000001,1.0900000000000001,1.0900000000000001,1.0900000000000001,1.0900000000000001,1.06,1.06,401.25136945825528,0,811.29312798778938,0,0,0,1,0,null,null,1.2108964552758008,null,-1231.4828900692426,0,null,null,6.8320000000000007,5.3630000000000004,5.5847964346769574,15.4,15.58,17.390432125820322,null,0,0]
[5068,"IwaNgsld1002",1,0.90220510041481317,7979.8295151838056,0,"gsld",15,1.06,1.06,1.06,1.06,1.0900000000000001,1.0900000000000001,1.0900000000000001,1.0900000000000001,1.0900000000000001,1.0900000000000001,1.06,1.06,401.25136945825528,0,811.29312798778938,0,0,0,1,0,null,null,1.2108964552758008,null,-1231.4828900692426,0,null,null,6.8320000000000007,5.3630000000000004,5.5847964346769574,15.4,15.58,17.390432125820322,null,0,0]
[5069,"IagTgsld1003",1,0.90220510041481305,7979.8295151838056,0,"gsld",15,1.06,1.06,1.06,1.06,1.0900000000000001,1.0900000000000001,1.0900000000000001,1.0900000000000001,1.0900000000000001,1.0900000000000001,1.06,1.06,478.78977091102831,0,578.90276238834224,0,0,0,1,0,null,null,0.86404195813176332,null,-1463.8732556686898,0,null,null,6.8320000000000007,5.3630000000000004,5.5847964346769574,15.4,15.58,17.390432125820322,null,0,0]
[5070,"IagNgsld1003",1,0.90220510041481305,7979.8295151838056,0,"gsld",15,1.06,1.06,1.06,1.06,1.0900000000000001,1.0900000000000001,1.0900000000000001,1.0900000000000001,1.0900000000000001,1.0900000000000001,1.06,1.06,478.78977091102831,0,578.90276238834224,0,0,0,1,0,null,null,0.86404195813176332,null,-1463.8732556686898,0,null,null,6.8320000000000007,5.3630000000000004,5.5847964346769574,15.4,15.58,17.390432125820322,null,0,0]
[5071,"IchTgsld1003",1,0.90220510041481305,7979.8295151838056,0,"gsld",15,1.06,1.06,1.06,1.06,1.0900000000000001,1.0900000000000001,1.0900000000000001,1.0900000000000001,1.0900000000000001,1.0900000000000001,1.06,1.06,478.78977091102831,0,578.90276238834224,0,0,0,1,0,null,null,0.86404195813176332,null,-1463.8732556686898,0,null,null,6.8320000000000007,5.3630000000000004,5.5847964346769574,15.4,15.58,17.390432125820322,null,0,0]
[5072,"IchNgsld1003",1,0.90220510041481305,7979.8295151838056,0,"gsld",15,1.06,1.06,1.06,1.06,1.0900000000000001,1.0900000000000001,1.0900000000000001,1.0900000000000001,1.0900000000000001,1.0900000000000001,1.06,1.06,478.78977091102831,0,578.90276238834224,0,0,0,1,0,null,null,0.86404195813176332,null,-1463.8732556686898,0,null,null,6.8320000000000007,5.3630000000000004,5.5847964346769574,15.4,15.58,17.390432125820322,null,0,0]
[5073,"IcoTgsld1003",1,0.90220510041481305,7979.8295151838056,0,"gsld",15,1.06,1.06,1.06,1.06,1.0900000000000001,1.0900000000000001,1.0900000000000001,1.0900000000000001,1.0900000000000001,1.0900000000000001,1.06,1.06,478.78977091102831,0,578.90276238834224,0,0,0,1,0,null,null,0.86404195813176332,null,-1463.8732556686898,0,null,null,6.8320000000000007,5.3630000000000004,5.5847964346769574,15.4,15.58,17.390432125820322,null,0,0]
[5074,"IcoNgsld1003",1,0.90220510041481305,7979.8295151838056,0,"gsld",15,1.06,1.06,1.06,1.06,1.0900000000000001,1.0900000000000001,1.0900000000000001,1.0900000000000001,1.0900000000000001,1.0900000000000001,1.06,1.06,478.78977091102831,0,578.90276238834224,0,0,0,1,0,null,null,0.86404195813176332,null,-1463.8732556686898,0,null,null,6.8320000000000007,5.3630000000000004,5.5847964346769574,15.4,15.58,17.390432125820322,null,0,0]
[5075,"IelTgsld1003",1,0.90220510041481305,7979.8295151838056,0,"gsld",15,1.06,1.06,1.06,1.06,1.0900000000000001,1.0900000000000001,1.0900000000000001,1.0900000000000001,1.0900000000000001,1.0900000000000001,1.06,1.06,478.78977091102831,0,578.90276238834224,0,0,0,1,0,null,null,0.86404195813176332,null,-1463.8732556686898,0,null,null,6.8320000000000007,5.3630000000000004,5.5847964346769574,15.4,15.58,17.390432125820322,null,0,0]
[5076,"IelNgsld1003",1,0.90220510041481305,7979.8295151838056,0,"gsld",15,1.06,1.06,1.06,1.06,1.0900000000000001,1.0900000000000001,1.0900000000000001,1.0900000000000001,1.0900000000000001,1.0900000000000001,1.06,1.06,478.78977091102831,0,578.90276238834224,0,0,0,1,0,null,null,0.86404195813176332,null,-1463.8732556686898,0,null,null,6.8320000000000007,5.3630000000000004,5.5847964346769574,15.4,15.58,17.390432125820322,null,0,0]
[5077,"IluTgsld1003",1,0.90220510041481305,7979.8295151838056,0,"gsld",15,1.06,1.06,1.06,1.06,1.0900000000000001,1.0900000000000001,1.0900000000000001,1.0900000000000001,1.0900000000000001,1.0900000000000001,1.06,1.06,478.78977091102831,0,578.90276238834224,0,0,0,1,0,null,null,0.86404195813176332,null,-1463.8732556686898,0,null,null,6.8320000000000007,5.3630000000000004,5.5847964346769574,15.4,15.58,17.390432125820322,null,0,0]
[5078,"IluNgsld1003",1,0.90220510041481305,7979.8295151838056,0,"gsld",15,1.06,1.06,1.06,1.06,1.0900000000000001,1.0900000000000001,1.0900000000000001,1.0900000000000001,1.0900000000000001,1.0900000000000001,1.06,1.06,478.78977091102831,0,578.90276238834224,0,0,0,1,0,null,null,0.86404195813176332,null,-1463.8732556686898,0,null,null,6.8320000000000007,5.3630000000000004,5.5847964346769574,15.4,15.58,17.390432125820322,null,0,0]
[5079,"ImeTgsld1003",1,0.90220510041481305,7979.8295151838056,0,"gsld",15,1.06,1.06,1.06,1.06,1.0900000000000001,1.0900000000000001,1.0900000000000001,1.0900000000000001,1.0900000000000001,1.0900000000000001,1.06,1.06,478.78977091102831,0,578.90276238834224,0,0,0,1,0,null,null,0.86404195813176332,null,-1463.8732556686898,0,null,null,6.8320000000000007,5.3630000000000004,5.5847964346769574,15.4,15.58,17.390432125820322,null,0,0]
[5080,"ImeNgsld1003",1,0.90220510041481305,7979.8295151838056,0,"gsld",15,1.06,1.06,1.06,1.06,1.0900000000000001,1.0900000000000001,1.0900000000000001,1.0900000000000001,1.0900000000000001,1.0900000000000001,1.06,1.06,478.78977091102831,0,578.90276238834224,0,0,0,1,0,null,null,0.86404195813176332,null,-1463.8732556686898,0,null,null,6.8320000000000007,5.3630000000000004,5.5847964346769574,15.4,15.58,17.390432125820322,null,0,0]
[5081,"ImiTgsld1003",1,0.90220510041481305,7979.8295151838056,0,"gsld",15,1.06,1.06,1.06,1.06,1.0900000000000001,1.0900000000000001,1.0900000000000001,1.0900000000000001,1.0900000000000001,1.0900000000000001,1.06,1.06,478.78977091102831,0,578.90276238834224,0,0,0,1,0,null,null,0.86404195813176332,null,-1463.8732556686898,0,null,null,6.8320000000000007,5.3630000000000004,5.5847964346769574,15.4,15.58,17.390432125820322,null,0,0]
[5082,"ImiNgsld1003",1,0.90220510041481305,7979.8295151838056,0,"gsld",15,1.06,1.06,1.06,1.06,1.0900000000000001,1.0900000000000001,1.0900000000000001,1.0900000000000001,1.0900000000000001,1.0900000000000001,1.06,1.06,478.78977091102831,0,578.90276238834224,0,0,0,1,0,null,null,0.86404195813176332,null,-1463.8732556686898,0,null,null,6.8320000000000007,5.3630000000000004,5.5847964346769574,15.4,15.58,17.390432125820322,null,0,0]
[5083,"IprTgsld1003",1,0.90220510041481305,7979.8295151838056,0,"gsld",15,1.06,1.06,1.06,1.06,1.0900000000000001,1.0900000000000001,1.0900000000000001,1.0900000000000001,1.0900000000000001,1.0900000000000001,1.06,1.06,478.78977091102831,0,578.90276238834224,0,0,0,1,0,null,null,0.86404195813176332,null,-1463.8732556686898,0,null,null,6.8320000000000007,5.3630000000000004,5.5847964346769574,15.4,15.58,17.390432125820322,null,0,0]
[5084,"IprNgsld1003",1,0.90220510041481305,7979.8295151838056,0,"gsld",15,1.06,1.06,1.06,1.06,1.0900000000000001,1.0900000000000001,1.0900000000000001,1.0900000000000001,1.0900000000000001,1.0900000000000001,1.06,1.06,478.78977091102831,0,578.90276238834224,0,0,0,1,0,null,null,0.86404195813176332,null,-1463.8732556686898,0,null,null,6.8320000000000007,5.3630000000000004,5.5847964346769574,15.4,15.58,17.390432125820322,null,0,0]
[5085,"IstTgsld1003",1,0.90220510041481305,7979.8295151838056,0,"gsld",15,1.06,1.06,1.06,1.06,1.0900000000000001,1.0900000000000001,1.0900000000000001,1.0900000000000001,1.0900000000000001,1.0900000000000001,1.06,1.06,478.78977091102831,0,578.90276238834224,0,0,0,1,0,null,null,0.86404195813176332,null,-1463.8732556686898,0,null,null,6.8320000000000007,5.3630000000000004,5.5847964346769574,15.4,15.58,17.390432125820322,null,0,0]
[5086,"IstNgsld1003",1,0.90220510041481305,7979.8295151838056,0,"gsld",15,1.06,1.06,1.06,1.06,1.0900000000000001,1.0900000000000001,1.0900000000000001,1.0900000000000001,1.0900000000000001,1.0900000000000001,1.06,1.06,478.78977091102831,0,578.90276238834224,0,0,0,1,0,null,null,0.86404195813176332,null,-1463.8732556686898,0,null,null,6.8320000000000007,5.3630000000000004,5.5847964346769574,15.4,15.58,17.390432125820322,null,0,0]
[5087,"IteTgsld1003",1,0.90220510041481305,7979.8295151838056,0,"gsld",15,1.06,1.06,1.06,1.06,1.0900000000000001,1.0900000000000001,1.0900000000000001,1.0900000000000001,1.0900000000000001,1.0900000000000001,1.06,1.06,478.78977091102831,0,578.90276238834224,0,0,0,1,0,null,null,0.86404195813176332,null,-1463.8732556686898,0,null,null,6.8320000000000007,5.3630000000000004,5.5847964346769574,15.4,15.58,17.390432125820322,null,0,0]
[5088,"IteNgsld1003",1,0.90220510041481305,7979.8295151838056,0,"gsld",15,1.06,1.06,1.06,1.06,1.0900000000000001,1.0900000000000001,1.0900000000000001,1.0900000000000001,1.0900000000000001,1.0900000000000001,1.06,1.06,478.78977091102831,0,578.90276238834224,0,0,0,1,0,null,null,0.86404195813176332,null,-1463.8732556686898,0,null,null,6.8320000000000007,5.3630000000000004,5.5847964346769574,15.4,15.58,17.390432125820322,null,0,0]
[5089,"ItrTgsld1003",1,0.90220510041481305,7979.8295151838056,0,"gsld",15,1.06,1.06,1.06,1.06,1.0900000000000001,1.0900000000000001,1.0900000000000001,1.0900000000000001,1.0900000000000001,1.0900000000000001,1.06,1.06,478.78977091102831,0,578.90276238834224,0,0,0,1,0,null,null,0.86404195813176332,null,-1463.8732556686898,0,null,null,6.8320000000000007,5.3630000000000004,5.5847964346769574,15.4,15.58,17.390432125820322,null,0,0]
[5090,"ItrNgsld1003",1,0.90220510041481305,7979.8295151838056,0,"gsld",15,1.06,1.06,1.06,1.06,1.0900000000000001,1.0900000000000001,1.0900000000000001,1.0900000000000001,1.0900000000000001,1.0900000000000001,1.06,1.06,478.78977091102831,0,578.90276238834224,0,0,0,1,0,null,null,0.86404195813176332,null,-1463.8732556686898,0,null,null,6.8320000000000007,5.3630000000000004,5.5847964346769574,15.4,15.58,17.390432125820322,null,0,0]
[5091,"IwaTgsld1003",1,0.90220510041481305,7979.8295151838056,0,"gsld",15,1.06,1.06,1.06,1.06,1.0900000000000001,1.0900000000000001,1.0900000000000001,1.0900000000000001,1.0900000000000001,1.0900000000000001,1.06,1.06,478.78977091102831,0,578.90276238834224,0,0,0,1,0,null,null,0.86404195813176332,null,-1463.8732556686898,0,null,null,6.8320000000000007,5.3630000000000004,5.5847964346769574,15.4,15.58,17.390432125820322,null,0,0]
[5092,"IwaNgsld1003",1,0.90220510041481305,7979.8295151838056,0,"gsld",15,1.06,1.06,1.06,1.06,1.0900000000000001,1.0900000000000001,1.0900000000000001,1.0900000000000001,1.0900000000000001,1.0900000000000001,1.06,1.06,478.78977091102831,0,578.90276238834224,0,0,0,1,0,null,null,0.86404195813176332,null,-1463.8732556686898,0,null,null,6.8320000000000007,5.3630000000000004,5.5847964346769574,15.4,15.58,17.390432125820322,null,0,0]
[5093,"IagEgsld1004",1,0.90220510041481317,7979.8295151838056,0,"gsld",5,1.06,1.06,1.06,1.06,1.0900000000000001,1.0900000000000001,1.0900000000000001,1.0900000000000001,1.0900000000000001,1.0900000000000001,1.06,1.06,401.25136945825523,0,87.764788768043402,0,0,0,1,0,null,null,0.13099343252276716,null,-1955.0112292889885,0,null,null,6.8320000000000007,5.3630000000000004,5.5847964346769574,15.4,15.58,17.390432125820322,null,0,0]
[5094,"IagNgsld1004",1,0.90220510041481317,7979.8295151838056,0,"gsld",5,1.06,1.06,1.06,1.06,1.0900000000000001,1.0900000000000001,1.0900000000000001,1.0900000000000001,1.0900000000000001,1.0900000000000001,1.06,1.06,401.25136945825523,0,87.764788768043402,0,0,0,1,0,null,null,0.13099343252276716,null,-1955.0112292889885,0,null,null,6.8320000000000007,5.3630000000000004,5.5847964346769574,15.4,15.58,17.390432125820322,null,0,0]
[5095,"IchEgsld1004",1,0.90220510041481317,7979.8295151838056,0,"gsld",5,1.06,1.06,1.06,1.06,1.0900000000000001,1.0900000000000001,1.0900000000000001,1.0900000000000001,1.0900000000000001,1.0900000000000001,1.06,1.06,401.25136945825523,0,87.764788768043402,0,0,0,1,0,null,null,0.13099343252276716,null,-1955.0112292889885,0,null,null,6.8320000000000007,5.3630000000000004,5.5847964346769574,15.4,15.58,17.390432125820322,null,0,0]
[5096,"IchNgsld1004",1,0.90220510041481317,7979.8295151838056,0,"gsld",5,1.06,1.06,1.06,1.06,1.0900000000000001,1.0900000000000001,1.0900000000000001,1.0900000000000001,1.0900000000000001,1.0900000000000001,1.06,1.06,401.25136945825523,0,87.764788768043402,0,0,0,1,0,null,null,0.13099343252276716,null,-1955.0112292889885,0,null,null,6.8320000000000007,5.3630000000000004,5.5847964346769574,15.4,15.58,17.390432125820322,null,0,0]
[5097,"IcoEgsld1004",1,0.90220510041481317,7979.8295151838056,0,"gsld",5,1.06,1.06,1.06,1.06,1.0900000000000001,1.0900000000000001,1.0900000000000001,1.0900000000000001,1.0900000000000001,1.0900000000000001,1.06,1.06,401.25136945825523,0,87.764788768043402,0,0,0,1,0,null,null,0.13099343252276716,null,-1955.0112292889885,0,null,null,6.8320000000000007,5.3630000000000004,5.5847964346769574,15.4,15.58,17.390432125820322,null,0,0]
[5098,"IcoNgsld1004",1,0.90220510041481317,7979.8295151838056,0,"gsld",5,1.06,1.06,1.06,1.06,1.0900000000000001,1.0900000000000001,1.0900000000000001,1.0900000000000001,1.0900000000000001,1.0900000000000001,1.06,1.06,401.25136945825523,0,87.764788768043402,0,0,0,1,0,null,null,0.13099343252276716,null,-1955.0112292889885,0,null,null,6.8320000000000007,5.3630000000000004,5.5847964346769574,15.4,15.58,17.390432125820322,null,0,0]
[5099,"IelEgsld1004",1,0.90220510041481317,7979.8295151838056,0,"gsld",5,1.06,1.06,1.06,1.06,1.0900000000000001,1.0900000000000001,1.0900000000000001,1.0900000000000001,1.0900000000000001,1.0900000000000001,1.06,1.06,401.25136945825523,0,87.764788768043402,0,0,0,1,0,null,null,0.13099343252276716,null,-1955.0112292889885,0,null,null,6.8320000000000007,5.3630000000000004,5.5847964346769574,15.4,15.58,17.390432125820322,null,0,0]
[5100,"IelNgsld1004",1,0.90220510041481317,7979.8295151838056,0,"gsld",5,1.06,1.06,1.06,1.06,1.0900000000000001,1.0900000000000001,1.0900000000000001,1.0900000000000001,1.0900000000000001,1.0900000000000001,1.06,1.06,401.25136945825523,0,87.764788768043402,0,0,0,1,0,null,null,0.13099343252276716,null,-1955.0112292889885,0,null,null,6.8320000000000007,5.3630000000000004,5.5847964346769574,15.4,15.58,17.390432125820322,null,0,0]
[5101,"IluEgsld1004",1,0.90220510041481317,7979.8295151838065,0,"gsld",5,1.06,1.06,1.06,1.06,1.0900000000000001,1.0900000000000001,1.0900000000000001,1.0900000000000001,1.0900000000000001,1.0900000000000001,1.06,1.06,401.25136945825528,0,91.275311523896605,0,0,0,1,0,null,null,0.13623306714382072,null,-1951.5007065331356,0,null,null,6.8320000000000007,5.3630000000000004,5.5847964346769574,15.4,15.58,17.390432125820322,null,0,0]
[5102,"IluNgsld1004",1,0.90220510041481317,7979.8295151838065,0,"gsld",5,1.06,1.06,1.06,1.06,1.0900000000000001,1.0900000000000001,1.0900000000000001,1.0900000000000001,1.0900000000000001,1.0900000000000001,1.06,1.06,401.25136945825528,0,91.275311523896605,0,0,0,1,0,null,null,0.13623306714382072,null,-1951.5007065331356,0,null,null,6.8320000000000007,5.3630000000000004,5.5847964346769574,15.4,15.58,17.390432125820322,null,0,0]
[5103,"ImeEgsld1004",1,0.90220510041481317,7979.8295151838056,0,"gsld",5,1.06,1.06,1.06,1.06,1.0900000000000001,1.0900000000000001,1.0900000000000001,1.0900000000000001,1.0900000000000001,1.0900000000000001,1.06,1.06,401.25136945825523,0,87.764788768043402,0,0,0,1,0,null,null,0.13099343252276716,null,-1955.0112292889885,0,null,null,6.8320000000000007,5.3630000000000004,5.5847964346769574,15.4,15.58,17.390432125820322,null,0,0]
[5104,"ImeNgsld1004",1,0.90220510041481317,7979.8295151838056,0,"gsld",5,1.06,1.06,1.06,1.06,1.0900000000000001,1.0900000000000001,1.0900000000000001,1.0900000000000001,1.0900000000000001,1.0900000000000001,1.06,1.06,401.25136945825523,0,87.764788768043402,0,0,0,1,0,null,null,0.13099343252276716,null,-1955.0112292889885,0,null,null,6.8320000000000007,5.3630000000000004,5.5847964346769574,15.4,15.58,17.390432125820322,null,0,0]
[5105,"ImiEgsld1004",1,0.90220510041481305,7979.8295151838056,0,"gsld",5,1.06,1.06,1.06,1.06,1.0900000000000001,1.0900000000000001,1.0900000000000001,1.0900000000000001,1.0900000000000001,1.0900000000000001,1.06,1.06,401.25136945825523,0,89.136087349372119,0,0,0,1,0,null,null,0.13304016573666005,null,-1953.6399307076599,0,null,null,6.8320000000000007,5.3630000000000004,5.5847964346769574,15.4,15.58,17.390432125820322,null,0,0]
[5106,"ImiNgsld1004",1,0.90220510041481305,7979.8295151838056,0,"gsld",5,1.06,1.06,1.06,1.06,1.0900000000000001,1.0900000000000001,1.0900000000000001,1.0900000000000001,1.0900000000000001,1.0900000000000001,1.06,1.06,401.25136945825523,0,89.136087349372119,0,0,0,1,0,null,null,0.13304016573666005,null,-1953.6399307076599,0,null,null,6.8320000000000007,5.3630000000000004,5.5847964346769574,15.4,15.58,17.390432125820322,null,0,0]
[5107,"IprEgsld1004",1,0.90220510041481317,7979.8295151838056,0,"gsld",5,1.06,1.06,1.06,1.06,1.0900000000000001,1.0900000000000001,1.0900000000000001,1.0900000000000001,1.0900000000000001,1.0900000000000001,1.06,1.06,401.25136945825523,0,87.764788768043402,0,0,0,1,0,null,null,0.13099343252276716,null,-1955.0112292889885,0,null,null,6.8320000000000007,5.3630000000000004,5.5847964346769574,15.4,15.58,17.390432125820322,null,0,0]
[5108,"IprNgsld1004",1,0.90220510041481317,7979.8295151838056,0,"gsld",5,1.06,1.06,1.06,1.06,1.0900000000000001,1.0900000000000001,1.0900000000000001,1.0900000000000001,1.0900000000000001,1.0900000000000001,1.06,1.06,401.25136945825523,0,87.764788768043402,0,0,0,1,0,null,null,0.13099343252276716,null,-1955.0112292889885,0,null,null,6.8320000000000007,5.3630000000000004,5.5847964346769574,15.4,15.58,17.390432125820322,null,0,0]
[5109,"IstEgsld1004",1,0.90220510041481317,7979.8295151838056,0,"gsld",5,1.06,1.06,1.06,1.06,1.0900000000000001,1.0900000000000001,1.0900000000000001,1.0900000000000001,1.0900000000000001,1.0900000000000001,1.06,1.06,401.25136945825523,0,87.764788768043402,0,0,0,1,0,null,null,0.13099343252276716,null,-1955.0112292889885,0,null,null,6.8320000000000007,5.3630000000000004,5.5847964346769574,15.4,15.58,17.390432125820322,null,0,0]
[5110,"IstNgsld1004",1,0.90220510041481317,7979.8295151838056,0,"gsld",5,1.06,1.06,1.06,1.06,1.0900000000000001,1.0900000000000001,1.0900000000000001,1.0900000000000001,1.0900000000000001,1.0900000000000001,1.06,1.06,401.25136945825523,0,87.764788768043402,0,0,0,1,0,null,null,0.13099343252276716,null,-1955.0112292889885,0,null,null,6.8320000000000007,5.3630000000000004,5.5847964346769574,15.4,15.58,17.390432125820322,null,0,0]
[5111,"IteEgsld1004",1,0.90220510041481317,7979.8295151838056,0,"gsld",5,1.06,1.06,1.06,1.06,1.0900000000000001,1.0900000000000001,1.0900000000000001,1.0900000000000001,1.0900000000000001,1.0900000000000001,1.06,1.06,401.25136945825523,0,87.764788768043402,0,0,0,1,0,null,null,0.13099343252276716,null,-1955.0112292889885,0,null,null,6.8320000000000007,5.3630000000000004,5.5847964346769574,15.4,15.58,17.390432125820322,null,0,0]
[5112,"IteNgsld1004",1,0.90220510041481317,7979.8295151838056,0,"gsld",5,1.06,1.06,1.06,1.06,1.0900000000000001,1.0900000000000001,1.0900000000000001,1.0900000000000001,1.0900000000000001,1.0900000000000001,1.06,1.06,401.25136945825523,0,87.764788768043402,0,0,0,1,0,null,null,0.13099343252276716,null,-1955.0112292889885,0,null,null,6.8320000000000007,5.3630000000000004,5.5847964346769574,15.4,15.58,17.390432125820322,null,0,0]
[5113,"ItrEgsld1004",1,0.90220510041481317,7979.8295151838056,0,"gsld",5,1.06,1.06,1.06,1.06,1.0900000000000001,1.0900000000000001,1.0900000000000001,1.0900000000000001,1.0900000000000001,1.0900000000000001,1.06,1.06,401.25136945825528,0,90.550918372673351,0,0,0,1,0,null,null,0.1351518733449556,null,-1952.2250996843586,0,null,null,6.8320000000000007,5.3630000000000004,5.5847964346769574,15.4,15.58,17.390432125820322,null,0,0]
[5114,"ItrNgsld1004",1,0.90220510041481317,7979.8295151838056,0,"gsld",5,1.06,1.06,1.06,1.06,1.0900000000000001,1.0900000000000001,1.0900000000000001,1.0900000000000001,1.0900000000000001,1.0900000000000001,1.06,1.06,401.25136945825528,0,90.550918372673351,0,0,0,1,0,null,null,0.1351518733449556,null,-1952.2250996843586,0,null,null,6.8320000000000007,5.3630000000000004,5.5847964346769574,15.4,15.58,17.390432125820322,null,0,0]
[5115,"IwaEgsld1004",1,0.90220510041481317,7979.8295151838056,0,"gsld",5,1.06,1.06,1.06,1.06,1.0900000000000001,1.0900000000000001,1.0900000000000001,1.0900000000000001,1.0900000000000001,1.0900000000000001,1.06,1.06,401.25136945825523,0,87.764788768043402,0,0,0,1,0,null,null,0.13099343252276716,null,-1955.0112292889885,0,null,null,6.8320000000000007,5.3630000000000004,5.5847964346769574,15.4,15.58,17.390432125820322,null,0,0]
[5116,"IwaNgsld1004",1,0.90220510041481317,7979.8295151838056,0,"gsld",5,1.06,1.06,1.06,1.06,1.0900000000000001,1.0900000000000001,1.0900000000000001,1.0900000000000001,1.0900000000000001,1.0900000000000001,1.06,1.06,401.25136945825523,0,87.764788768043402,0,0,0,1,0,null,null,0.13099343252276716,null,-1955.0112292889885,0,null,null,6.8320000000000007,5.3630000000000004,5.5847964346769574,15.4,15.58,17.390432125820322,null,0,0]
[5117,"IagNgsld2001",1,0.90687281768330019,7998.8549944002989,0,"gsld",20,1.0550000000000002,1.0550000000000002,1.0550000000000002,1.0550000000000002,1.085,1.085,1.085,1.085,1.085,1.085,1.0550000000000002,1.0550000000000002,402.20803144905238,0,6671.7692118221894,0,0,0,1,0,null,null,9.9576725196866356,null,4628.5127282172925,1,null,null,6.8320000000000007,5.3630000000000004,5.5847964346769574,15.4,15.58,17.390432125820322,null,0,0]
[5118,"IchNgsld2001",1,0.90687281768330041,7998.8549944002998,0,"gsld",20,1.0550000000000002,1.0550000000000002,1.0550000000000002,1.0550000000000002,1.085,1.085,1.085,1.085,1.085,1.085,1.0550000000000002,1.0550000000000002,402.20803144905244,0,2763.585031758998,0,0,0,1,0,null,null,4.1246742584862215,null,720.3285481541011,1,null,null,6.8320000000000007,5.3630000000000004,5.5847964346769574,15.4,15.58,17.390432125820322,null,0,0]
[5119,"IcoNgsld2001",1,0.9068728176833003,7998.8549944002998,0,"gsld",20,1.0550000000000002,1.0550000000000002,1.0550000000000002,1.0550000000000002,1.085,1.085,1.085,1.085,1.085,1.085,1.0550000000000002,1.0550000000000002,402.20803144905238,0,17118.179170285955,0,0,0,1,0,null,null,25.549028585848436,null,15074.922686681059,1,null,null,6.8320000000000007,5.3630000000000004,5.5847964346769574,15.4,15.58,17.390432125820322,null,54805.111846826854,8242.7538404649295]
[5120,"IelNgsld2001",1,0.90687281768330053,7998.8549944003007,0,"gsld",20,1.0550000000000002,1.0550000000000002,1.0550000000000002,1.0550000000000002,1.085,1.085,1.085,1.085,1.085,1.085,1.0550000000000002,1.0550000000000002,402.20803144905244,0,3523.7090398005571,0,0,0,1,0,null,null,5.2591658312788354,null,1480.4525561956602,1,null,null,6.8320000000000007,5.3630000000000004,5.5847964346769574,15.4,15.58,17.390432125820322,null,0,0]
[5121,"IluNgsld2001",1,0.90687281768330041,7998.8549944003007,0,"gsld",20,1.0550000000000002,1.0550000000000002,1.0550000000000002,1.0550000000000002,1.085,1.085,1.085,1.085,1.085,1.085,1.0550000000000002,1.0550000000000002,402.20803144905244,0,5939.642995654428,0,0,0,1,0,null,null,8.8649678903421858,null,3896.3865120495307,1,null,null,6.8320000000000007,5.3630000000000004,5.5847964346769574,15.4,15.58,17.390432125820322,null,0,0]
[5122,"ImeNgsld2001",1,0.90687281768330041,7998.8549944002998,0,"gsld",20,1.0550000000000002,1.0550000000000002,1.0550000000000002,1.0550000000000002,1.085,1.085,1.085,1.085,1.085,1.085,1.0550000000000002,1.0550000000000002,402.20803144905244,0,15353.953626617496,0,0,0,1,0,null,null,22.915906896988552,null,13310.697143012598,1,null,null,6.8320000000000007,5.3630000000000004,5.5847964346769574,15.4,15.58,17.390432125820322,null,39258.265481257054,5904.4897028954638]
[5123,"ImiNgsld2001",1,0.9068728176833003,7998.8549944002998,0,"gsld",20,1.0550000000000002,1.0550000000000002,1.0550000000000002,1.0550000000000002,1.085,1.085,1.085,1.085,1.085,1.085,1.0550000000000002,1.0550000000000002,402.20803144905238,0,17118.179170285955,0,0,0,1,0,null,null,25.549028585848436,null,15074.922686681059,1,null,null,6.8320000000000007,5.3630000000000004,5.5847964346769574,15.4,15.58,17.390432125820322,null,54805.111846826854,8242.7538404649295]
[5124,"IprNgsld2001",1,0.90687281768330041,7998.8549944002998,0,"gsld",20,1.0550000000000002,1.0550000000000002,1.0550000000000002,1.0550000000000002,1.085,1.085,1.085,1.085,1.085,1.085,1.0550000000000002,1.0550000000000002,402.20803144905244,0,2140.3889412040839,0,0,0,1,0,null,null,3.1945487717864278,null,97.13245759918675,1,null,null,6.8320000000000007,5.3630000000000004,5.5847964346769574,15.4,15.58,17.390432125820322,null,0,0]
[5125,"IstNgsld2001",1,0.90687281768330041,7998.8549944002998,0,"gsld",20,1.0550000000000002,1.0550000000000002,1.0550000000000002,1.0550000000000002,1.085,1.085,1.085,1.085,1.085,1.085,1.0550000000000002,1.0550000000000002,402.20803144905244,0,11380.677056389379,0,0,0,1,0,null,null,16.985757687635214,null,9337.4205727844801,1,null,null,6.8320000000000007,5.3630000000000004,5.5847964346769574,15.4,15.58,17.390432125820322,null,4244.6408498836972,638.39901950312139]
[5126,"IteNgsld2001",1,0.90687281768330053,7998.8549944002998,0,"gsld",20,1.0550000000000002,1.0550000000000002,1.0550000000000002,1.0550000000000002,1.085,1.085,1.085,1.085,1.085,1.085,1.0550000000000002,1.0550000000000002,402.20803144905244,0,6388.0260354139973,0,0,0,1,0,null,null,9.5341834059802011,null,4344.7695518091004,1,null,null,6.8320000000000007,5.3630000000000004,5.5847964346769574,15.4,15.58,17.390432125820322,null,0,0]
[5127,"ItrNgsld2001",1,0.90687281768330041,7998.8549944002998,0,"gsld",20,1.0550000000000002,1.0550000000000002,1.0550000000000002,1.0550000000000002,1.085,1.085,1.085,1.085,1.085,1.085,1.0550000000000002,1.0550000000000002,402.20803144905244,0,1946.2888311067152,0,0,0,1,0,null,null,2.9048527000218534,null,-96.967652498182048,0,null,null,6.8320000000000007,5.3630000000000004,5.5847964346769574,15.4,15.58,17.390432125820322,null,0,0]
[5128,"IwaNgsld2001",1,0.9068728176833003,7998.8549944002989,0,"gsld",20,1.0549999999999999,1.0549999999999999,1.0549999999999999,1.0549999999999999,1.085,1.085,1.085,1.085,1.085,1.085,1.0549999999999999,1.0549999999999999,402.20803144905244,0,1333.0483171491207,0,0,0,1,0,null,null,1.9895859964054292,null,-710.20816645577634,0,null,null,6.8320000000000007,5.3630000000000004,5.5847964346769574,15.4,15.58,17.390432125820322,null,0,0]

{"sheet":"OUTPUTS","index":1,"n_rows":5155,"n_cols":81,"rows_kept":1125,"cut":true,"hidden":false,"merged":[[1,0,1,44],[2,0,2,44],[3,0,3,44],[22,60,22,65],[16,46,16,51],[16,54,16,57],[14,67,14,78],[17,28,17,30]],"bounds":{"rows_first":500,"rows_last":125,"rows_between":500,"halvings":2}}
[]
["II. Outputs: Batch Runs"]
[]
["All values are Net Present Value (NPV) dollars unless otherwise noted."]
["FPL 000678"]
["20240012-EG"]
[]
[]
[null,"DSM",null,null,null,"DSM",null,null,null,null,"DSM",null,null,null,"Total DSM Costs",null,null,null,"DSM",null,null,null,"DSM",null,null,"DSM Total",null,null,"DSM Net",null,null,null,"Step 1",null,null,null,"Step 2"]
[null,"Measure",null,null,null,"Utility Costs",null,null,null,null,"Participant",null,null,null,"Accounted",null,null,null,"Utility",null,null,null,"Participant",null,null,"Benefits",null,null,"Benefits"]
[null,null,null,null,null,null,null,null,null,null,"Costs",null,null,null,"for in",null,null,null,"Benefits",null,null,null,"Benefits",null,null,"Accounted for",null,null,"Accounted for"]
[null,null,null,null,null,null,null,null,null,null,null,null,null,null,"Tests",null,null,null,null,null,null,null,null,null,null,"In Tests",null,null,"In Tests"]
[null,"<---------->",null,null,null,"<-------------","--------------","--------------","--------------","----------->","<-------------","----------->",null,null,"<--------","------------","------------",null,"<-----------------","-----------------",null,"----------->","<------------","--------->",null,"<------------","------------->",null,"<----------","------------","----------->"]
[]
["E-RIM :",null,null,null,null,"X","X","X","X","X",null,null,null,null,null,null,null,null,"X","X","X","X",null,null,null,null,null,null,null,null,null,null,"E-RIM","E-TRC",null,null,"E-RIM","E-TRC",null,null,null,null,"PART.",null,null,null,null,null,null,null,null,null,null,null,null,null,null,null,null,null,null,null,null,null,null,null,null,"E-RIM Maximum Incentive Based on 3 Years Payback"]
["Part :",null,null,null,null,null,"X",null,null,null,"X","X","X",null,null,null,null,null,null,null,null,null,"X","X",null,null,null,null,null,null,null,null,"Cut-off","Cut-off",null,null,"Cut-off","Cut-off",null,null,null,null,"Cut-off"]
["E-TRC :",null,null,null,null,"X",null,"X",null,null,"X","X","X",null,null,null,null,null,"X","X",null,"X",null,null,null,null,null,null,null,null,null,null,1.0049999999999999,1.0049999999999999,null,null,1.0049999999999999,1.0049999999999999,null,null,null,null,1.0049999999999999,null,null,null,"Screening Step # 3",null,null,null,null,null,null,null,"Screening Step # 4",null,null,null,null,null,null,null,null,null,null,null,null,null,null,"[A]",null,"[B]",null,"[C]",null,"[D]",null,"[E]","[F]"]
[null,null,null,null,null,null,null,null,null,null,null,null,null,null,null,null,null,null,null,null,null,null,null,null,null,null,null,null,"Formulas"]
["Page :",1,1,1,1,2,2,2,2,2,2,2,2,null,11,10,9,null,11,11,11,11,10,10,null,11,10,null,11,9,10,null,null,null,null,null,null,null,null,null,null,null,null,null,null,null,null,null,null,null,null,null,null,null,null,null,null,null,null,null,null,null,null,null,null,null,null,null,null,null,null,null,null,"Maximum Incentive"]
[null,null,null,null,null,"Utility",null,"Other","Energy ","Demand",null,null,null,null,null,null,null,null,null,null,null,null,null,null,null,"Total ",null,null,null,null,null,null,null,null,null,null,null,null,null,null,null,null,null,null,null,null,null,null,null,null,null,null,null,null,null,null,null,null,null,null,null,null,null,null,null,null,null,"E-RIM",null,null,null,null,null,"that passes E-RIM and",null,"Maximum Incentive",null,"Maximum Incentive"]
[null,null,null,null,null,null,null,null,null,null,null,null,null,null,null,null,null,null,null,null,null,null,null,null,null,null,null,null,null,null,null,null,"E-RIM","E-TRC",null,null,"E-RIM","E-TRC",null,null,null,null,null,null,null,null,null,null,null,null,null,null,null,null,null,null,"Maximum Incentive"]
[null,null,null,null,"Cust.","Program","Utility","Utility","Charge","Charge","Part.","Part.","Other",null,"Total ","Total ","Total ",null,"Avoided gen","Avoided",null,"Env /","Savings in","Part.",null,"E-RIM /","Total ",null,"Net","Net","Net",null,"Accounting","Accounting",null,null,"Accounting","Accounting",null,null,null,null,null,null,null,null,"Net","Incentive ",null,null,null,null,null,null,"(Based on 3-Yrs.)",null,"that does not violate",null,null,null,null,null,null,null,null,null,null,"Maximum",null,"Maximum One-time",null,"Incentive ",null,"has a Part. Test >= 1.00",null,"that does not violate",null,"that can be offered","Percentage of the maximum"]
[null,null,"Cust.","Gen.","kwh","Costs w/o","Incentives","Program","Revenue","Revenue","Equipment","O&M","Part.",null,"E-RIM","Part","E-TRC",null,"Unit $ & Fuel","T&D","Revenue","Other","Part.","Tax",null,"E-TRC","Part",null,"E-RIM","E-TRC","Part",null,"for","for",null,null,"for","for",null,null,null,null,null,null,null,null,"Part","Amount Needed","E-RIM",null,null,null,null,null,"with zero incentive",null,"3-Years Payback",null,null,null,"Energy and Demand Charge",null,null,null,null,null,null,"Incentive",null,"Incentive Payment ",null,"needed to make",null,"Larger of",null,"3-Years Payback",null,"Smaller of","incentive based on the"]
[null,"Measure","kw red at","kwh red.","increase","Incentives","to Part.","Costs","Loss","Loss","Cost","Cost","Costs",null,"Costs","Costs","Costs",null,"Benefits","Benefits","Gains","Benefits","Bills","Credits",null,"Benefits","Benefits",null,"Benefits","Benefits","Benefits",null,"Unrecovered","Participant",null,null,"Admin","Admin",null,null,"Part.","PASS /","PASS",null,"Measure",null,"Benefits","to pass Part. Test","Test","PASS /","PASS","FAIL",null,null,"Years",null,"one-time incentive payment","3 Yrs. Payback ",null,null,null,null,null,null,null,null,null,"for E-RIM = 1.005",null,"for RIM =1.005",null,"Part. Test = 1.00",null,"[A] and [B]",null,"one-time incentive payment",null,"[C] and [D]","participant costs",null,"Measure"]
[null,"Name","meter","per cust.","at meter","(000$)","(000$)","(000$)","(000$)","(000$)","(000$)","(000$)","(000$)",null,"(000$)","(000$)","(000$)",null,"(000$)","(000$)",null,"(000$)","(000$)","(000$)",null,"(000$)","(000$)",null,"(000$)","(000$)","(000$)",null,"Revenue Req.","Cost","Pass RIM?","Pass TRC?","Cost","Cost","Pass RIM","Pass TRC?","Test","FAIL","Cnt.",null,"Name",null,"(000$)","(000$)","w/Incentive","FAIL","Cnt.","Cnt.",null,null,"to Payback",null,"(Nominal $)"," criterion met",null,null,"Egy yr1","Egy yr2","Egy yr3","Dmd yr1","Dmd yr2","Dmd yr3",null,"(NPV 000$)",null,"(Nominal $)",null,"(Nominal $)",null,"(Nominal $)",null,"(Nominal $)",null,"(Nominal $)","(%)",null,"Name"]
[1,"IagTgsd101",0.98533076643943773,8329.1060426051008,0,5026.65576171875,0,0,44867.340505010172,18458.40625,7480.5952446688925,0,0,null,68352.403202238391,7480.5952446688925,12507.251000396789,null,33164.395208091366,7334.8229106418003,0,0,72515.443694524685,0,null,40499.216888394541,72515.4453125,null,-27853.18562833438,27991.965882006898,65034.85006783111,null,0.63953792831018363,5.4139029801480891,0,1,0.59250612117814805,3.238059016142794,0,1,9.6938068349813111,"PASS",1,null,"IagTgsd101",null,65034.85006783111,0,0.59250612117814805,"FAIL",0,1,null,null,1.0351141601055609,null,-1382.6938854970099,"NO",0,null,7.4389999999999992,5.9600000000000009,6.2474711356919013,13.13,13.290000000000001,14.852837601175882,null,-28054.674269570172,null,-3683.2117061724944,null,0,null,0,null,-1382.6938854970099,null,-1382.6938854970099,-1.9405470600443278,null,"IagTgsd101"]
[2,"IagNgsd101",0.98533076643943773,8329.1060426051008,0,5026.65576171875,0,0,44867.340505010172,18458.40625,7480.5952446688925,0,0,null,68352.403202238391,7480.5952446688925,12507.251000396789,null,33164.395208091366,7334.8229106418003,0,0,72515.443694524685,0,null,40499.216888394541,72515.4453125,null,-27853.18562833438,27991.965882006898,65034.85006783111,null,0.63953792831018363,5.4139029801480891,0,1,0.59250612117814805,3.238059016142794,0,1,9.6938068349813111,"PASS",1,null,"IagNgsd101",null,65034.85006783111,0,0.59250612117814805,"FAIL",0,1,null,null,1.0351141601055609,null,-1382.6938854970099,"NO",0,null,7.4389999999999992,5.9600000000000009,6.2474711356919013,13.13,13.290000000000001,14.852837601175882,null,-28054.674269570172,null,-3683.2117061724944,null,0,null,0,null,-1382.6938854970099,null,-1382.6938854970099,-1.9405470600443278,null,"IagNgsd101"]
[3,"IchTgsd101",0.98533076643943773,8329.1060426051008,0,5026.65576171875,0,0,44867.340505010172,18458.40625,7480.5952446688925,0,0,null,68352.403202238391,7480.5952446688925,12507.251000396789,null,33164.395208091366,7334.8229106418003,0,0,72515.443694524685,0,null,40499.216888394541,72515.4453125,null,-27853.18562833438,27991.965882006898,65034.85006783111,null,0.63953792831018363,5.4139029801480891,0,1,0.59250612117814805,3.238059016142794,0,1,9.6938068349813111,"PASS",1,null,"IchTgsd101",null,65034.85006783111,0,0.59250612117814805,"FAIL",0,1,null,null,1.0351141601055609,null,-1382.6938854970099,"NO",0,null,7.4389999999999992,5.9600000000000009,6.2474711356919013,13.13,13.290000000000001,14.852837601175882,null,-28054.674269570172,null,-3683.2117061724944,null,0,null,0,null,-1382.6938854970099,null,-1382.6938854970099,-1.9405470600443278,null,"IchTgsd101"]
[4,"IchNgsd101",0.98533076643943773,8329.1060426051008,0,5026.65576171875,0,0,44867.340505010172,18458.40625,7480.5952446688925,0,0,null,68352.403202238391,7480.5952446688925,12507.251000396789,null,33164.395208091366,7334.8229106418003,0,0,72515.443694524685,0,null,40499.216888394541,72515.4453125,null,-27853.18562833438,27991.965882006898,65034.85006783111,null,0.63953792831018363,5.4139029801480891,0,1,0.59250612117814805,3.238059016142794,0,1,9.6938068349813111,"PASS",1,null,"IchNgsd101",null,65034.85006783111,0,0.59250612117814805,"FAIL",0,1,null,null,1.0351141601055609,null,-1382.6938854970099,"NO",0,null,7.4389999999999992,5.9600000000000009,6.2474711356919013,13.13,13.290000000000001,14.852837601175882,null,-28054.674269570172,null,-3683.2117061724944,null,0,null,0,null,-1382.6938854970099,null,-1382.6938854970099,-1.9405470600443278,null,"IchNgsd101"]
[5,"IcoTgsd101",0.98533076643943773,8329.1060426051008,0,5026.65576171875,0,0,44867.340505010172,18458.40625,7480.5952446688925,0,0,null,68352.403202238391,7480.5952446688925,12507.251000396789,null,33164.395208091366,7334.8229106418003,0,0,72515.443694524685,0,null,40499.216888394541,72515.4453125,null,-27853.18562833438,27991.965882006898,65034.85006783111,null,0.63953792831018363,5.4139029801480891,0,1,0.59250612117814805,3.238059016142794,0,1,9.6938068349813111,"PASS",1,null,"IcoTgsd101",null,65034.85006783111,0,0.59250612117814805,"FAIL",0,1,null,null,1.0351141601055609,null,-1382.6938854970099,"NO",0,null,7.4389999999999992,5.9600000000000009,6.2474711356919013,13.13,13.290000000000001,14.852837601175882,null,-28054.674269570172,null,-3683.2117061724944,null,0,null,0,null,-1382.6938854970099,null,-1382.6938854970099,-1.9405470600443278,null,"IcoTgsd101"]
[6,"IcoNgsd101",0.98533076643943773,8329.1060426051008,0,5026.65576171875,0,0,44867.340505010172,18458.40625,7480.5952446688925,0,0,null,68352.403202238391,7480.5952446688925,12507.251000396789,null,33164.395208091366,7334.8229106418003,0,0,72515.443694524685,0,null,40499.216888394541,72515.4453125,null,-27853.18562833438,27991.965882006898,65034.85006783111,null,0.63953792831018363,5.4139029801480891,0,1,0.59250612117814805,3.238059016142794,0,1,9.6938068349813111,"PASS",1,null,"IcoNgsd101",null,65034.85006783111,0,0.59250612117814805,"FAIL",0,1,null,null,1.0351141601055609,null,-1382.6938854970099,"NO",0,null,7.4389999999999992,5.9600000000000009,6.2474711356919013,13.13,13.290000000000001,14.852837601175882,null,-28054.674269570172,null,-3683.2117061724944,null,0,null,0,null,-1382.6938854970099,null,-1382.6938854970099,-1.9405470600443278,null,"IcoNgsd101"]
[7,"IelTgsd101",0.98533076643943773,8329.1060426051008,0,5026.65576171875,0,0,44867.340505010172,18458.40625,7480.5952446688925,0,0,null,68352.403202238391,7480.5952446688925,12507.251000396789,null,33164.395208091366,7334.8229106418003,0,0,72515.443694524685,0,null,40499.216888394541,72515.4453125,null,-27853.18562833438,27991.965882006898,65034.85006783111,null,0.63953792831018363,5.4139029801480891,0,1,0.59250612117814805,3.238059016142794,0,1,9.6938068349813111,"PASS",1,null,"IelTgsd101",null,65034.85006783111,0,0.59250612117814805,"FAIL",0,1,null,null,1.0351141601055609,null,-1382.6938854970099,"NO",0,null,7.4389999999999992,5.9600000000000009,6.2474711356919013,13.13,13.290000000000001,14.852837601175882,null,-28054.674269570172,null,-3683.2117061724944,null,0,null,0,null,-1382.6938854970099,null,-1382.6938854970099,-1.9405470600443278,null,"IelTgsd101"]
[8,"IelNgsd101",0.98533076643943773,8329.1060426051008,0,5026.65576171875,0,0,44867.340505010172,18458.40625,7480.5952446688925,0,0,null,68352.403202238391,7480.5952446688925,12507.251000396789,null,33164.395208091366,7334.8229106418003,0,0,72515.443694524685,0,null,40499.216888394541,72515.4453125,null,-27853.18562833438,27991.965882006898,65034.85006783111,null,0.63953792831018363,5.4139029801480891,0,1,0.59250612117814805,3.238059016142794,0,1,9.6938068349813111,"PASS",1,null,"IelNgsd101",null,65034.85006783111,0,0.59250612117814805,"FAIL",0,1,null,null,1.0351141601055609,null,-1382.6938854970099,"NO",0,null,7.4389999999999992,5.9600000000000009,6.2474711356919013,13.13,13.290000000000001,14.852837601175882,null,-28054.674269570172,null,-3683.2117061724944,null,0,null,0,null,-1382.6938854970099,null,-1382.6938854970099,-1.9405470600443278,null,"IelNgsd101"]
[9,"IluTgsd101",0.98533076643943773,8329.1060426051008,0,5026.65576171875,0,0,44867.340505010172,18458.40625,7778.9640638878382,0,0,null,68352.403202238391,7778.9640638878382,12805.619819615737,null,33164.395208091366,7334.8229106418003,0,0,72515.443694524685,0,null,40499.216888394541,72515.4453125,null,-27853.18562833438,27693.597062787954,64736.481248612159,null,0.63953792831018363,5.2062481013896713,0,1,0.59250612117814805,3.1626127778220328,0,1,9.3219925837088393,"PASS",1,null,"IluTgsd101",null,64736.481248612159,0,0.59250612117814805,"FAIL",0,1,null,null,1.0764004018433087,null,-1354.2742198300293,"NO",0,null,7.4389999999999992,5.9600000000000009,6.2474711356919013,13.13,13.290000000000001,14.852837601175882,null,-28054.674269570172,null,-3683.2117061724944,null,0,null,0,null,-1354.2742198300293,null,-1354.2742198300293,-1.8277599070905461,null,"IluTgsd101"]
[10,"IluNgsd101",0.98533076643943773,8329.1060426051008,0,5026.65576171875,0,0,44867.340505010172,18458.40625,7778.9640638878382,0,0,null,68352.403202238391,7778.9640638878382,12805.619819615737,null,33164.395208091366,7334.8229106418003,0,0,72515.443694524685,0,null,40499.216888394541,72515.4453125,null,-27853.18562833438,27693.597062787954,64736.481248612159,null,0.63953792831018363,5.2062481013896713,0,1,0.59250612117814805,3.1626127778220328,0,1,9.3219925837088393,"PASS",1,null,"IluNgsd101",null,64736.481248612159,0,0.59250612117814805,"FAIL",0,1,null,null,1.0764004018433087,null,-1354.2742198300293,"NO",0,null,7.4389999999999992,5.9600000000000009,6.2474711356919013,13.13,13.290000000000001,14.852837601175882,null,-28054.674269570172,null,-3683.2117061724944,null,0,null,0,null,-1354.2742198300293,null,-1354.2742198300293,-1.8277599070905461,null,"IluNgsd101"]
[11,"ImeTgsd101",0.98533076643943773,8329.1060426051008,0,5026.65576171875,0,0,44867.340505010172,18458.40625,7480.5952446688925,0,0,null,68352.403202238391,7480.5952446688925,12507.251000396789,null,33164.395208091366,7334.8229106418003,0,0,72515.443694524685,0,null,40499.216888394541,72515.4453125,null,-27853.18562833438,27991.965882006898,65034.85006783111,null,0.63953792831018363,5.4139029801480891,0,1,0.59250612117814805,3.238059016142794,0,1,9.6938068349813111,"PASS",1,null,"ImeTgsd101",null,65034.85006783111,0,0.59250612117814805,"FAIL",0,1,null,null,1.0351141601055609,null,-1382.6938854970099,"NO",0,null,7.4389999999999992,5.9600000000000009,6.2474711356919013,13.13,13.290000000000001,14.852837601175882,null,-28054.674269570172,null,-3683.2117061724944,null,0,null,0,null,-1382.6938854970099,null,-1382.6938854970099,-1.9405470600443278,null,"ImeTgsd101"]
[12,"ImeNgsd101",0.98533076643943773,8329.1060426051008,0,5026.65576171875,0,0,44867.340505010172,18458.40625,7480.5952446688925,0,0,null,68352.403202238391,7480.5952446688925,12507.251000396789,null,33164.395208091366,7334.8229106418003,0,0,72515.443694524685,0,null,40499.216888394541,72515.4453125,null,-27853.18562833438,27991.965882006898,65034.85006783111,null,0.63953792831018363,5.4139029801480891,0,1,0.59250612117814805,3.238059016142794,0,1,9.6938068349813111,"PASS",1,null,"ImeNgsd101",null,65034.85006783111,0,0.59250612117814805,"FAIL",0,1,null,null,1.0351141601055609,null,-1382.6938854970099,"NO",0,null,7.4389999999999992,5.9600000000000009,6.2474711356919013,13.13,13.290000000000001,14.852837601175882,null,-28054.674269570172,null,-3683.2117061724944,null,0,null,0,null,-1382.6938854970099,null,-1382.6938854970099,-1.9405470600443278,null,"ImeNgsd101"]
[13,"ImiTgsd101",0.98533076643943773,8329.1060426051008,0,5026.65576171875,0,0,44867.340505010172,18458.40625,7597.4781736801042,0,0,null,68352.403202238391,7597.4781736801042,12624.133929407995,null,33164.395208091366,7334.8229106418003,0,0,72515.443694524685,0,null,40499.216888394541,72515.4453125,null,-27853.18562833438,27875.082952995686,64917.967138819899,null,0.63953792831018363,5.3306131274842912,0,1,0.59250612117814805,3.2080788350028691,0,1,9.5446730684551095,"PASS",1,null,"ImiTgsd101",null,64917.967138819899,0,0.59250612117814805,"FAIL",0,1,null,null,1.0512876450870348,null,-1371.5607569656431,"NO",0,null,7.4389999999999992,5.9600000000000009,6.2474711356919013,13.13,13.290000000000001,14.852837601175882,null,-28054.674269570172,null,-3683.2117061724944,null,0,null,0,null,-1371.5607569656431,null,-1371.5607569656431,-1.895308353078446,null,"ImiTgsd101"]
[14,"ImiNgsd101",0.98533076643943773,8329.1060426051008,0,5026.65576171875,0,0,44867.340505010172,18458.40625,7597.4781736801042,0,0,null,68352.403202238391,7597.4781736801042,12624.133929407995,null,33164.395208091366,7334.8229106418003,0,0,72515.443694524685,0,null,40499.216888394541,72515.4453125,null,-27853.18562833438,27875.082952995686,64917.967138819899,null,0.63953792831018363,5.3306131274842912,0,1,0.59250612117814805,3.2080788350028691,0,1,9.5446730684551095,"PASS",1,null,"ImiNgsd101",null,64917.967138819899,0,0.59250612117814805,"FAIL",0,1,null,null,1.0512876450870348,null,-1371.5607569656431,"NO",0,null,7.4389999999999992,5.9600000000000009,6.2474711356919013,13.13,13.290000000000001,14.852837601175882,null,-28054.674269570172,null,-3683.2117061724944,null,0,null,0,null,-1371.5607569656431,null,-1371.5607569656431,-1.895308353078446,null,"ImiNgsd101"]
[15,"IprTgsd101",0.98533076643943773,8329.1060426051008,0,5026.65576171875,0,0,44867.340505010172,18458.40625,7480.5952446688925,0,0,null,68352.403202238391,7480.5952446688925,12507.251000396789,null,33164.395208091366,7334.8229106418003,0,0,72515.443694524685,0,null,40499.216888394541,72515.4453125,null,-27853.18562833438,27991.965882006898,65034.85006783111,null,0.63953792831018363,5.4139029801480891,0,1,0.59250612117814805,3.238059016142794,0,1,9.6938068349813111,"PASS",1,null,"IprTgsd101",null,65034.85006783111,0,0.59250612117814805,"FAIL",0,1,null,null,1.0351141601055609,null,-1382.6938854970099,"NO",0,null,7.4389999999999992,5.9600000000000009,6.2474711356919013,13.13,13.290000000000001,14.852837601175882,null,-28054.674269570172,null,-3683.2117061724944,null,0,null,0,null,-1382.6938854970099,null,-1382.6938854970099,-1.9405470600443278,null,"IprTgsd101"]
[16,"IprNgsd101",0.98533076643943773,8329.1060426051008,0,5026.65576171875,0,0,44867.340505010172,18458.40625,7480.5952446688925,0,0,null,68352.403202238391,7480.5952446688925,12507.251000396789,null,33164.395208091366,7334.8229106418003,0,0,72515.443694524685,0,null,40499.216888394541,72515.4453125,null,-27853.18562833438,27991.965882006898,65034.85006783111,null,0.63953792831018363,5.4139029801480891,0,1,0.59250612117814805,3.238059016142794,0,1,9.6938068349813111,"PASS",1,null,"IprNgsd101",null,65034.85006783111,0,0.59250612117814805,"FAIL",0,1,null,null,1.0351141601055609,null,-1382.6938854970099,"NO",0,null,7.4389999999999992,5.9600000000000009,6.2474711356919013,13.13,13.290000000000001,14.852837601175882,null,-28054.674269570172,null,-3683.2117061724944,null,0,null,0,null,-1382.6938854970099,null,-1382.6938854970099,-1.9405470600443278,null,"IprNgsd101"]
[17,"IstTgsd101",0.98533076643943773,8329.1060426051008,0,5026.65576171875,0,0,44867.340505010172,18458.40625,7480.5952446688925,0,0,null,68352.403202238391,7480.5952446688925,12507.251000396789,null,33164.395208091366,7334.8229106418003,0,0,72515.443694524685,0,null,40499.216888394541,72515.4453125,null,-27853.18562833438,27991.965882006898,65034.85006783111,null,0.63953792831018363,5.4139029801480891,0,1,0.59250612117814805,3.238059016142794,0,1,9.6938068349813111,"PASS",1,null,"IstTgsd101",null,65034.85006783111,0,0.59250612117814805,"FAIL",0,1,null,null,1.0351141601055609,null,-1382.6938854970099,"NO",0,null,7.4389999999999992,5.9600000000000009,6.2474711356919013,13.13,13.290000000000001,14.852837601175882,null,-28054.674269570172,null,-3683.2117061724944,null,0,null,0,null,-1382.6938854970099,null,-1382.6938854970099,-1.9405470600443278,null,"IstTgsd101"]
[18,"IstNgsd101",0.98533076643943773,8329.1060426051008,0,5026.65576171875,0,0,44867.340505010172,18458.40625,7480.5952446688925,0,0,null,68352.403202238391,7480.5952446688925,12507.251000396789,null,33164.395208091366,7334.8229106418003,0,0,72515.443694524685,0,null,40499.216888394541,72515.4453125,null,-27853.18562833438,27991.965882006898,65034.85006783111,null,0.63953792831018363,5.4139029801480891,0,1,0.59250612117814805,3.238059016142794,0,1,9.6938068349813111,"PASS",1,null,"IstNgsd101",null,65034.85006783111,0,0.59250612117814805,"FAIL",0,1,null,null,1.0351141601055609,null,-1382.6938854970099,"NO",0,null,7.4389999999999992,5.9600000000000009,6.2474711356919013,13.13,13.290000000000001,14.852837601175882,null,-28054.674269570172,null,-3683.2117061724944,null,0,null,0,null,-1382.6938854970099,null,-1382.6938854970099,-1.9405470600443278,null,"IstNgsd101"]
[19,"IteTgsd101",0.98533076643943773,8329.1060426051008,0,5026.65576171875,0,0,44867.340505010172,18458.40625,7480.5952446688925,0,0,null,68352.403202238391,7480.5952446688925,12507.251000396789,null,33164.395208091366,7334.8229106418003,0,0,72515.443694524685,0,null,40499.216888394541,72515.4453125,null,-27853.18562833438,27991.965882006898,65034.85006783111,null,0.63953792831018363,5.4139029801480891,0,1,0.59250612117814805,3.238059016142794,0,1,9.6938068349813111,"PASS",1,null,"IteTgsd101",null,65034.85006783111,0,0.59250612117814805,"FAIL",0,1,null,null,1.0351141601055609,null,-1382.6938854970099,"NO",0,null,7.4389999999999992,5.9600000000000009,6.2474711356919013,13.13,13.290000000000001,14.852837601175882,null,-28054.674269570172,null,-3683.2117061724944,null,0,null,0,null,-1382.6938854970099,null,-1382.6938854970099,-1.9405470600443278,null,"IteTgsd101"]
[20,"IteNgsd101",0.98533076643943773,8329.1060426051008,0,5026.65576171875,0,0,44867.340505010172,18458.40625,7480.5952446688925,0,0,null,68352.403202238391,7480.5952446688925,12507.251000396789,null,33164.395208091366,7334.8229106418003,0,0,72515.443694524685,0,null,40499.216888394541,72515.4453125,null,-27853.18562833438,27991.965882006898,65034.85006783111,null,0.63953792831018363,5.4139029801480891,0,1,0.59250612117814805,3.238059016142794,0,1,9.6938068349813111,"PASS",1,null,"IteNgsd101",null,65034.85006783111,0,0.59250612117814805,"FAIL",0,1,null,null,1.0351141601055609,null,-1382.6938854970099,"NO",0,null,7.4389999999999992,5.9600000000000009,6.2474711356919013,13.13,13.290000000000001,14.852837601175882,null,-28054.674269570172,null,-3683.2117061724944,null,0,null,0,null,-1382.6938854970099,null,-1382.6938854970099,-1.9405470600443278,null,"IteNgsd101"]
[21,"ItrTgsd101",0.98533076643943773,8329.1060426051008,0,5026.65576171875,0,0,44867.340505010172,18458.40625,7718.0719058047398,0,0,null,68352.403202238391,7718.0719058047398,12744.727661532632,null,33164.395208091366,7334.8229106418003,0,0,72515.443694524685,0,null,40499.216888394541,72515.4453125,null,-27853.18562833438,27754.489220871052,64797.37340669526,null,0.63953792831018363,5.2473230856964674,0,1,0.59250612117814805,3.1777232079737492,0,1,9.3955389632948787,"PASS",1,null,"ItrTgsd101",null,64797.37340669526,0,0.59250612117814805,"FAIL",0,1,null,null,1.0679745684321622,null,-1360.074199640047,"NO",0,null,7.4389999999999992,5.9600000000000009,6.2474711356919013,13.13,13.290000000000001,14.852837601175882,null,-28054.674269570172,null,-3683.2117061724944,null,0,null,0,null,-1360.074199640047,null,-1360.074199640047,-1.8500696461125545,null,"ItrTgsd101"]
[22,"ItrNgsd101",0.98533076643943773,8329.1060426051008,0,5026.65576171875,0,0,44867.340505010172,18458.40625,7718.0719058047398,0,0,null,68352.403202238391,7718.0719058047398,12744.727661532632,null,33164.395208091366,7334.8229106418003,0,0,72515.443694524685,0,null,40499.216888394541,72515.4453125,null,-27853.18562833438,27754.489220871052,64797.37340669526,null,0.63953792831018363,5.2473230856964674,0,1,0.59250612117814805,3.1777232079737492,0,1,9.3955389632948787,"PASS",1,null,"ItrNgsd101",null,64797.37340669526,0,0.59250612117814805,"FAIL",0,1,null,null,1.0679745684321622,null,-1360.074199640047,"NO",0,null,7.4389999999999992,5.9600000000000009,6.2474711356919013,13.13,13.290000000000001,14.852837601175882,null,-28054.674269570172,null,-3683.2117061724944,null,0,null,0,null,-1360.074199640047,null,-1360.074199640047,-1.8500696461125545,null,"ItrNgsd101"]
[23,"IwaTgsd101",0.98533076643943773,8329.1060426051008,0,5026.65576171875,0,0,44867.340505010172,18458.40625,7480.5952446688925,0,0,null,68352.403202238391,7480.5952446688925,12507.251000396789,null,33164.395208091366,7334.8229106418003,0,0,72515.443694524685,0,null,40499.216888394541,72515.4453125,null,-27853.18562833438,27991.965882006898,65034.85006783111,null,0.63953792831018363,5.4139029801480891,0,1,0.59250612117814805,3.238059016142794,0,1,9.6938068349813111,"PASS",1,null,"IwaTgsd101",null,65034.85006783111,0,0.59250612117814805,"FAIL",0,1,null,null,1.0351141601055609,null,-1382.6938854970099,"NO",0,null,7.4389999999999992,5.9600000000000009,6.2474711356919013,13.13,13.290000000000001,14.852837601175882,null,-28054.674269570172,null,-3683.2117061724944,null,0,null,0,null,-1382.6938854970099,null,-1382.6938854970099,-1.9405470600443278,null,"IwaTgsd101"]
[24,"IwaNgsd101",0.98533076643943773,8329.1060426051008,0,5026.65576171875,0,0,44867.340505010172,18458.40625,7480.5952446688925,0,0,null,68352.403202238391,7480.5952446688925,12507.251000396789,null,33164.395208091366,7334.8229106418003,0,0,72515.443694524685,0,null,40499.216888394541,72515.4453125,null,-27853.18562833438,27991.965882006898,65034.85006783111,null,0.63953792831018363,5.4139029801480891,0,1,0.59250612117814805,3.238059016142794,0,1,9.6938068349813111,"PASS",1,null,"IwaNgsd101",null,65034.85006783111,0,0.59250612117814805,"FAIL",0,1,null,null,1.0351141601055609,null,-1382.6938854970099,"NO",0,null,7.4389999999999992,5.9600000000000009,6.2474711356919013,13.13,13.290000000000001,14.852837601175882,null,-28054.674269570172,null,-3683.2117061724944,null,0,null,0,null,-1382.6938854970099,null,-1382.6938854970099,-1.9405470600443278,null,"IwaNgsd101"]
[25,"IagEgsd102",0.98533076643943773,8329.1060426051008,0,5614.0166015625,0,0,44867.340505010172,18458.40625,18401.407559134219,0,0,null,68939.764091784498,18401.407559134219,24015.424204408195,null,33164.395208091366,7334.8229106418003,0,0,72515.443694524685,0,null,40499.216888394541,72515.4453125,null,-28440.54646817813,16483.792727697823,54114.037753365781,null,0.63953792831018363,2.200876033979871,0,1,0.58745802011131176,1.6863835765463993,0,1,3.940755351429857,"PASS",1,null,"IagEgsd102",null,54114.037753365781,0,0.58745802011131176,"FAIL",0,1,null,null,1.9106460947741046,null,-780.01551573648203,"NO",0,null,7.4389999999999992,5.9600000000000009,6.2474711356919013,13.13,13.290000000000001,14.852837601175882,null,-28642.035109413919,null,-2952.3413002359885,null,0,null,0,null,-780.01551573648203,null,-780.01551573648203,-0.59307467177406759,null,"IagEgsd102"]
[26,"IagNgsd102",0.98533076643943773,8329.1060426051008,0,5614.0166015625,0,0,44867.340505010172,18458.40625,18401.407559134219,0,0,null,68939.764091784498,18401.407559134219,24015.424204408195,null,33164.395208091366,7334.8229106418003,0,0,72515.443694524685,0,null,40499.216888394541,72515.4453125,null,-28440.54646817813,16483.792727697823,54114.037753365781,null,0.63953792831018363,2.200876033979871,0,1,0.58745802011131176,1.6863835765463993,0,1,3.940755351429857,"PASS",1,null,"IagNgsd102",null,54114.037753365781,0,0.58745802011131176,"FAIL",0,1,null,null,1.9106460947741046,null,-780.01551573648203,"NO",0,null,7.4389999999999992,5.9600000000000009,6.2474711356919013,13.13,13.290000000000001,14.852837601175882,null,-28642.035109413919,null,-2952.3413002359885,null,0,null,0,null,-780.01551573648203,null,-780.01551573648203,-0.59307467177406759,null,"IagNgsd102"]
[27,"IchEgsd102",0.98533076643943773,8329.1060426051008,0,5614.0166015625,0,0,44867.340505010172,18458.40625,18401.407559134219,0,0,null,68939.764091784498,18401.407559134219,24015.424204408195,null,33164.395208091366,7334.8229106418003,0,0,72515.443694524685,0,null,40499.216888394541,72515.4453125,null,-28440.54646817813,16483.792727697823,54114.037753365781,null,0.63953792831018363,2.200876033979871,0,1,0.58745802011131176,1.6863835765463993,0,1,3.940755351429857,"PASS",1,null,"IchEgsd102",null,54114.037753365781,0,0.58745802011131176,"FAIL",0,1,null,null,1.9106460947741046,null,-780.01551573648203,"NO",0,null,7.4389999999999992,5.9600000000000009,6.2474711356919013,13.13,13.290000000000001,14.852837601175882,null,-28642.035109413919,null,-2952.3413002359885,null,0,null,0,null,-780.01551573648203,null,-780.01551573648203,-0.59307467177406759,null,"IchEgsd102"]
[28,"IchNgsd102",0.98533076643943773,8329.1060426051008,0,5614.0166015625,0,0,44867.340505010172,18458.40625,18401.407559134219,0,0,null,68939.764091784498,18401.407559134219,24015.424204408195,null,33164.395208091366,7334.8229106418003,0,0,72515.443694524685,0,null,40499.216888394541,72515.4453125,null,-28440.54646817813,16483.792727697823,54114.037753365781,null,0.63953792831018363,2.200876033979871,0,1,0.58745802011131176,1.6863835765463993,0,1,3.940755351429857,"PASS",1,null,"IchNgsd102",null,54114.037753365781,0,0.58745802011131176,"FAIL",0,1,null,null,1.9106460947741046,null,-780.01551573648203,"NO",0,null,7.4389999999999992,5.9600000000000009,6.2474711356919013,13.13,13.290000000000001,14.852837601175882,null,-28642.035109413919,null,-2952.3413002359885,null,0,null,0,null,-780.01551573648203,null,-780.01551573648203,-0.59307467177406759,null,"IchNgsd102"]
[29,"IcoEgsd102",0.98533076643943773,8329.1060426051008,0,5614.0166015625,0,0,44867.340505010172,18458.40625,18401.407559134219,0,0,null,68939.764091784498,18401.407559134219,24015.424204408195,null,33164.395208091366,7334.8229106418003,0,0,72515.443694524685,0,null,40499.216888394541,72515.4453125,null,-28440.54646817813,16483.792727697823,54114.037753365781,null,0.63953792831018363,2.200876033979871,0,1,0.58745802011131176,1.6863835765463993,0,1,3.940755351429857,"PASS",1,null,"IcoEgsd102",null,54114.037753365781,0,0.58745802011131176,"FAIL",0,1,null,null,1.9106460947741046,null,-780.01551573648203,"NO",0,null,7.4389999999999992,5.9600000000000009,6.2474711356919013,13.13,13.290000000000001,14.852837601175882,null,-28642.035109413919,null,-2952.3413002359885,null,0,null,0,null,-780.01551573648203,null,-780.01551573648203,-0.59307467177406759,null,"IcoEgsd102"]
[30,"IcoNgsd102",0.98533076643943773,8329.1060426051008,0,5614.0166015625,0,0,44867.340505010172,18458.40625,18401.407559134219,0,0,null,68939.764091784498,18401.407559134219,24015.424204408195,null,33164.395208091366,7334.8229106418003,0,0,72515.443694524685,0,null,40499.216888394541,72515.4453125,null,-28440.54646817813,16483.792727697823,54114.037753365781,null,0.63953792831018363,2.200876033979871,0,1,0.58745802011131176,1.6863835765463993,0,1,3.940755351429857,"PASS",1,null,"IcoNgsd102",null,54114.037753365781,0,0.58745802011131176,"FAIL",0,1,null,null,1.9106460947741046,null,-780.01551573648203,"NO",0,null,7.4389999999999992,5.9600000000000009,6.2474711356919013,13.13,13.290000000000001,14.852837601175882,null,-28642.035109413919,null,-2952.3413002359885,null,0,null,0,null,-780.01551573648203,null,-780.01551573648203,-0.59307467177406759,null,"IcoNgsd102"]
[31,"IelEgsd102",0.98533076643943773,8329.1060426051008,0,5614.0166015625,0,0,44867.340505010172,18458.40625,18401.407559134219,0,0,null,68939.764091784498,18401.407559134219,24015.424204408195,null,33164.395208091366,7334.8229106418003,0,0,72515.443694524685,0,null,40499.216888394541,72515.4453125,null,-28440.54646817813,16483.792727697823,54114.037753365781,null,0.63953792831018363,2.200876033979871,0,1,0.58745802011131176,1.6863835765463993,0,1,3.940755351429857,"PASS",1,null,"IelEgsd102",null,54114.037753365781,0,0.58745802011131176,"FAIL",0,1,null,null,1.9106460947741046,null,-780.01551573648203,"NO",0,null,7.4389999999999992,5.9600000000000009,6.2474711356919013,13.13,13.290000000000001,14.852837601175882,null,-28642.035109413919,null,-2952.3413002359885,null,0,null,0,null,-780.01551573648203,null,-780.01551573648203,-0.59307467177406759,null,"IelEgsd102"]
[32,"IelNgsd102",0.98533076643943773,8329.1060426051008,0,5614.0166015625,0,0,44867.340505010172,18458.40625,18401.407559134219,0,0,null,68939.764091784498,18401.407559134219,24015.424204408195,null,33164.395208091366,7334.8229106418003,0,0,72515.443694524685,0,null,40499.216888394541,72515.4453125,null,-28440.54646817813,16483.792727697823,54114.037753365781,null,0.63953792831018363,2.200876033979871,0,1,0.58745802011131176,1.6863835765463993,0,1,3.940755351429857,"PASS",1,null,"IelNgsd102",null,54114.037753365781,0,0.58745802011131176,"FAIL",0,1,null,null,1.9106460947741046,null,-780.01551573648203,"NO",0,null,7.4389999999999992,5.9600000000000009,6.2474711356919013,13.13,13.290000000000001,14.852837601175882,null,-28642.035109413919,null,-2952.3413002359885,null,0,null,0,null,-780.01551573648203,null,-780.01551573648203,-0.59307467177406759,null,"IelNgsd102"]
[33,"IluEgsd102",0.98533076643943773,8329.1060426051008,0,5614.0166015625,0,0,44867.340505010172,18458.40625,19135.467645999448,0,0,null,68939.764091784498,19135.467645999448,24749.484291273428,null,33164.395208091366,7334.8229106418003,0,0,72515.443694524685,0,null,40499.216888394541,72515.4453125,null,-28440.54646817813,15749.732640832593,53379.977666500548,null,0.63953792831018363,2.1164477209346644,0,1,0.58745802011131176,1.6363660948766674,0,1,3.7895831266846738,"PASS",1,null,"IluEgsd102",null,53379.977666500548,0,0.58745802011131176,"FAIL",0,1,null,null,1.9868647927625473,null,-727.54985591296577,"NO",0,null,7.4389999999999992,5.9600000000000009,6.2474711356919013,13.13,13.290000000000001,14.852837601175882,null,-28642.035109413919,null,-2952.3413002359885,null,0,null,0,null,-727.54985591296577,null,-727.54985591296577,-0.5319622711098233,null,"IluEgsd102"]
[34,"IluNgsd102",0.98533076643943773,8329.1060426051008,0,5614.0166015625,0,0,44867.340505010172,18458.40625,19135.467645999448,0,0,null,68939.764091784498,19135.467645999448,24749.484291273428,null,33164.395208091366,7334.8229106418003,0,0,72515.443694524685,0,null,40499.216888394541,72515.4453125,null,-28440.54646817813,15749.732640832593,53379.977666500548,null,0.63953792831018363,2.1164477209346644,0,1,0.58745802011131176,1.6363660948766674,0,1,3.7895831266846738,"PASS",1,null,"IluNgsd102",null,53379.977666500548,0,0.58745802011131176,"FAIL",0,1,null,null,1.9868647927625473,null,-727.54985591296577,"NO",0,null,7.4389999999999992,5.9600000000000009,6.2474711356919013,13.13,13.290000000000001,14.852837601175882,null,-28642.035109413919,null,-2952.3413002359885,null,0,null,0,null,-727.54985591296577,null,-727.54985591296577,-0.5319622711098233,null,"IluNgsd102"]
[35,"ImeEgsd102",0.98533076643943773,8329.1060426051008,0,5614.0166015625,0,0,44867.340505010172,18458.40625,18401.407559134219,0,0,null,68939.764091784498,18401.407559134219,24015.424204408195,null,33164.395208091366,7334.8229106418003,0,0,72515.443694524685,0,null,40499.216888394541,72515.4453125,null,-28440.54646817813,16483.792727697823,54114.037753365781,null,0.63953792831018363,2.200876033979871,0,1,0.58745802011131176,1.6863835765463993,0,1,3.940755351429857,"PASS",1,null,"ImeEgsd102",null,54114.037753365781,0,0.58745802011131176,"FAIL",0,1,null,null,1.9106460947741046,null,-780.01551573648203,"NO",0,null,7.4389999999999992,5.9600000000000009,6.2474711356919013,13.13,13.290000000000001,14.852837601175882,null,-28642.035109413919,null,-2952.3413002359885,null,0,null,0,null,-780.01551573648203,null,-780.01551573648203,-0.59307467177406759,null,"ImeEgsd102"]
[36,"ImeNgsd102",0.98533076643943773,8329.1060426051008,0,5614.0166015625,0,0,44867.340505010172,18458.40625,18401.407559134219,0,0,null,68939.764091784498,18401.407559134219,24015.424204408195,null,33164.395208091366,7334.8229106418003,0,0,72515.443694524685,0,null,40499.216888394541,72515.4453125,null,-28440.54646817813,16483.792727697823,54114.037753365781,null,0.63953792831018363,2.200876033979871,0,1,0.58745802011131176,1.6863835765463993,0,1,3.940755351429857,"PASS",1,null,"ImeNgsd102",null,54114.037753365781,0,0.58745802011131176,"FAIL",0,1,null,null,1.9106460947741046,null,-780.01551573648203,"NO",0,null,7.4389999999999992,5.9600000000000009,6.2474711356919013,13.13,13.290000000000001,14.852837601175882,null,-28642.035109413919,null,-2952.3413002359885,null,0,null,0,null,-780.01551573648203,null,-780.01551573648203,-0.59307467177406759,null,"ImeNgsd102"]
[37,"ImiEgsd102",0.98533076643943773,8329.1060426051008,0,5614.0166015625,0,0,44867.340505010172,18458.40625,18689.015962262773,0,0,null,68939.764091784498,18689.015962262773,24303.032607536737,null,33164.395208091366,7334.8229106418003,0,0,72515.443694524685,0,null,40499.216888394541,72515.4453125,null,-28440.54646817813,16196.184324569269,53826.429350237231,null,0.63953792831018363,2.1670063833307944,0,1,0.58745802011131176,1.666426475051392,0,1,3.880110405969186,"PASS",1,null,"ImiEgsd102",null,53826.429350237231,0,0.58745802011131176,"FAIL",0,1,null,null,1.9405088978903644,null,-759.45925184029329,"NO",0,null,7.4389999999999992,5.9600000000000009,6.2474711356919013,13.13,13.290000000000001,14.852837601175882,null,-28642.035109413919,null,-2952.3413002359885,null,0,null,0,null,-759.45925184029329,null,-759.45925184029329,-0.56855858976877016,null,"ImiEgsd102"]
[38,"ImiNgsd102",0.98533076643943773,8329.1060426051008,0,5614.0166015625,0,0,44867.340505010172,18458.40625,18689.015962262773,0,0,null,68939.764091784498,18689.015962262773,24303.032607536737,null,33164.395208091366,7334.8229106418003,0,0,72515.443694524685,0,null,40499.216888394541,72515.4453125,null,-28440.54646817813,16196.184324569269,53826.429350237231,null,0.63953792831018363,2.1670063833307944,0,1,0.58745802011131176,1.666426475051392,0,1,3.880110405969186,"PASS",1,null,"ImiNgsd102",null,53826.429350237231,0,0.58745802011131176,"FAIL",0,1,null,null,1.9405088978903644,null,-759.45925184029329,"NO",0,null,7.4389999999999992,5.9600000000000009,6.2474711356919013,13.13,13.290000000000001,14.852837601175882,null,-28642.035109413919,null,-2952.3413002359885,null,0,null,0,null,-759.45925184029329,null,-759.45925184029329,-0.56855858976877016,null,"ImiNgsd102"]
[39,"IprEgsd102",0.98533076643943773,8329.1060426051008,0,5614.0166015625,0,0,44867.340505010172,18458.40625,18401.407559134219,0,0,null,68939.764091784498,18401.407559134219,24015.424204408195,null,33164.395208091366,7334.8229106418003,0,0,72515.443694524685,0,null,40499.216888394541,72515.4453125,null,-28440.54646817813,16483.792727697823,54114.037753365781,null,0.63953792831018363,2.200876033979871,0,1,0.58745802011131176,1.6863835765463993,0,1,3.940755351429857,"PASS",1,null,"IprEgsd102",null,54114.037753365781,0,0.58745802011131176,"FAIL",0,1,null,null,1.9106460947741046,null,-780.01551573648203,"NO",0,null,7.4389999999999992,5.9600000000000009,6.2474711356919013,13.13,13.290000000000001,14.852837601175882,null,-28642.035109413919,null,-2952.3413002359885,null,0,null,0,null,-780.01551573648203,null,-780.01551573648203,-0.59307467177406759,null,"IprEgsd102"]
[40,"IprNgsd102",0.98533076643943773,8329.1060426051008,0,5614.0166015625,0,0,44867.340505010172,18458.40625,18401.407559134219,0,0,null,68939.764091784498,18401.407559134219,24015.424204408195,null,33164.395208091366,7334.8229106418003,0,0,72515.443694524685,0,null,40499.216888394541,72515.4453125,null,-28440.54646817813,16483.792727697823,54114.037753365781,null,0.63953792831018363,2.200876033979871,0,1,0.58745802011131176,1.6863835765463993,0,1,3.940755351429857,"PASS",1,null,"IprNgsd102",null,54114.037753365781,0,0.58745802011131176,"FAIL",0,1,null,null,1.9106460947741046,null,-780.01551573648203,"NO",0,null,7.4389999999999992,5.9600000000000009,6.2474711356919013,13.13,13.290000000000001,14.852837601175882,null,-28642.035109413919,null,-2952.3413002359885,null,0,null,0,null,-780.01551573648203,null,-780.01551573648203,-0.59307467177406759,null,"IprNgsd102"]
[41,"IstEgsd102",0.98533076643943773,8329.1060426051008,0,5614.0166015625,0,0,44867.340505010172,18458.40625,18401.407559134219,0,0,null,68939.764091784498,18401.407559134219,24015.424204408195,null,33164.395208091366,7334.8229106418003,0,0,72515.443694524685,0,null,40499.216888394541,72515.4453125,null,-28440.54646817813,16483.792727697823,54114.037753365781,null,0.63953792831018363,2.200876033979871,0,1,0.58745802011131176,1.6863835765463993,0,1,3.940755351429857,"PASS",1,null,"IstEgsd102",null,54114.037753365781,0,0.58745802011131176,"FAIL",0,1,null,null,1.9106460947741046,null,-780.01551573648203,"NO",0,null,7.4389999999999992,5.9600000000000009,6.2474711356919013,13.13,13.290000000000001,14.852837601175882,null,-28642.035109413919,null,-2952.3413002359885,null,0,null,0,null,-780.01551573648203,null,-780.01551573648203,-0.59307467177406759,null,"IstEgsd102"]
[42,"IstNgsd102",0.98533076643943773,8329.1060426051008,0,5614.0166015625,0,0,44867.340505010172,18458.40625,18401.407559134219,0,0,null,68939.764091784498,18401.407559134219,24015.424204408195,null,33164.395208091366,7334.8229106418003,0,0,72515.443694524685,0,null,40499.216888394541,72515.4453125,null,-28440.54646817813,16483.792727697823,54114.037753365781,null,0.63953792831018363,2.200876033979871,0,1,0.58745802011131176,1.6863835765463993,0,1,3.940755351429857,"PASS",1,null,"IstNgsd102",null,54114.037753365781,0,0.58745802011131176,"FAIL",0,1,null,null,1.9106460947741046,null,-780.01551573648203,"NO",0,null,7.4389999999999992,5.9600000000000009,6.2474711356919013,13.13,13.290000000000001,14.852837601175882,null,-28642.035109413919,null,-2952.3413002359885,null,0,null,0,null,-780.01551573648203,null,-780.01551573648203,-0.59307467177406759,null,"IstNgsd102"]
[43,"IteEgsd102",0.98533076643943773,8329.1060426051008,0,5614.0166015625,0,0,44867.340505010172,18458.40625,18401.407559134219,0,0,null,68939.764091784498,18401.407559134219,24015.424204408195,null,33164.395208091366,7334.8229106418003,0,0,72515.443694524685,0,null,40499.216888394541,72515.4453125,null,-28440.54646817813,16483.792727697823,54114.037753365781,null,0.63953792831018363,2.200876033979871,0,1,0.58745802011131176,1.6863835765463993,0,1,3.940755351429857,"PASS",1,null,"IteEgsd102",null,54114.037753365781,0,0.58745802011131176,"FAIL",0,1,null,null,1.9106460947741046,null,-780.01551573648203,"NO",0,null,7.4389999999999992,5.9600000000000009,6.2474711356919013,13.13,13.290000000000001,14.852837601175882,null,-28642.035109413919,null,-2952.3413002359885,null,0,null,0,null,-780.01551573648203,null,-780.01551573648203,-0.59307467177406759,null,"IteEgsd102"]
[44,"IteNgsd102",0.98533076643943773,8329.1060426051008,0,5614.0166015625,0,0,44867.340505010172,18458.40625,18401.407559134219,0,0,null,68939.764091784498,18401.407559134219,24015.424204408195,null,33164.395208091366,7334.8229106418003,0,0,72515.443694524685,0,null,40499.216888394541,72515.4453125,null,-28440.54646817813,16483.792727697823,54114.037753365781,null,0.63953792831018363,2.200876033979871,0,1,0.58745802011131176,1.6863835765463993,0,1,3.940755351429857,"PASS",1,null,"IteNgsd102",null,54114.037753365781,0,0.58745802011131176,"FAIL",0,1,null,null,1.9106460947741046,null,-780.01551573648203,"NO",0,null,7.4389999999999992,5.9600000000000009,6.2474711356919013,13.13,13.290000000000001,14.852837601175882,null,-28642.035109413919,null,-2952.3413002359885,null,0,null,0,null,-780.01551573648203,null,-780.01551573648203,-0.59307467177406759,null,"IteNgsd102"]
[45,"ItrEgsd102",0.98533076643943773,8329.1060426051008,0,5614.0166015625,0,0,44867.340505010172,18458.40625,18985.628513335127,0,0,null,68939.764091784498,18985.628513335127,24599.645158609106,null,33164.395208091366,7334.8229106418003,0,0,72515.443694524685,0,null,40499.216888394541,72515.4453125,null,-28440.54646817813,15899.571773496915,53529.816799164873,null,0.63953792831018363,2.1331512338371468,0,1,0.58745802011131176,1.6463333799831152,0,1,3.8194914253993013,"PASS",1,null,"ItrEgsd102",null,53529.816799164873,0,0.58745802011131176,"FAIL",0,1,null,null,1.9713066621881881,null,-738.25940104751999,"NO",0,null,7.4389999999999992,5.9600000000000009,6.2474711356919013,13.13,13.290000000000001,14.852837601175882,null,-28642.035109413919,null,-2952.3413002359885,null,0,null,0,null,-738.25940104751999,null,-738.25940104751999,-0.5440529668428058,null,"ItrEgsd102"]
[46,"ItrNgsd102",0.98533076643943773,8329.1060426051008,0,5614.0166015625,0,0,44867.340505010172,18458.40625,18985.628513335127,0,0,null,68939.764091784498,18985.628513335127,24599.645158609106,null,33164.395208091366,7334.8229106418003,0,0,72515.443694524685,0,null,40499.216888394541,72515.4453125,null,-28440.54646817813,15899.571773496915,53529.816799164873,null,0.63953792831018363,2.1331512338371468,0,1,0.58745802011131176,1.6463333799831152,0,1,3.8194914253993013,"PASS",1,null,"ItrNgsd102",null,53529.816799164873,0,0.58745802011131176,"FAIL",0,1,null,null,1.9713066621881881,null,-738.25940104751999,"NO",0,null,7.4389999999999992,5.9600000000000009,6.2474711356919013,13.13,13.290000000000001,14.852837601175882,null,-28642.035109413919,null,-2952.3413002359885,null,0,null,0,null,-738.25940104751999,null,-738.25940104751999,-0.5440529668428058,null,"ItrNgsd102"]
[47,"IwaEgsd102",0.98533076643943773,8329.1060426051008,0,5614.0166015625,0,0,44867.340505010172,18458.40625,18401.407559134219,0,0,null,68939.764091784498,18401.407559134219,24015.424204408195,null,33164.395208091366,7334.8229106418003,0,0,72515.443694524685,0,null,40499.216888394541,72515.4453125,null,-28440.54646817813,16483.792727697823,54114.037753365781,null,0.63953792831018363,2.200876033979871,0,1,0.58745802011131176,1.6863835765463993,0,1,3.940755351429857,"PASS",1,null,"IwaEgsd102",null,54114.037753365781,0,0.58745802011131176,"FAIL",0,1,null,null,1.9106460947741046,null,-780.01551573648203,"NO",0,null,7.4389999999999992,5.9600000000000009,6.2474711356919013,13.13,13.290000000000001,14.852837601175882,null,-28642.035109413919,null,-2952.3413002359885,null,0,null,0,null,-780.01551573648203,null,-780.01551573648203,-0.59307467177406759,null,"IwaEgsd102"]
[48,"IwaNgsd102",0.98533076643943773,8329.1060426051008,0,5614.0166015625,0,0,44867.340505010172,18458.40625,18401.407559134219,0,0,null,68939.764091784498,18401.407559134219,24015.424204408195,null,33164.395208091366,7334.8229106418003,0,0,72515.443694524685,0,null,40499.216888394541,72515.4453125,null,-28440.54646817813,16483.792727697823,54114.037753365781,null,0.63953792831018363,2.200876033979871,0,1,0.58745802011131176,1.6863835765463993,0,1,3.940755351429857,"PASS",1,null,"IwaNgsd102",null,54114.037753365781,0,0.58745802011131176,"FAIL",0,1,null,null,1.9106460947741046,null,-780.01551573648203,"NO",0,null,7.4389999999999992,5.9600000000000009,6.2474711356919013,13.13,13.290000000000001,14.852837601175882,null,-28642.035109413919,null,-2952.3413002359885,null,0,null,0,null,-780.01551573648203,null,-780.01551573648203,-0.59307467177406759,null,"IwaNgsd102"]
[49,"IagEgsd103",0.98603092133998871,8348.9641729365176,0,5627.4013671875,0,0,44974.312548686328,18458.40625,8518.1254892630041,0,0,null,69060.121095141178,8518.1254892630041,14145.527094217494,null,33235.238220224281,7340.0348784200078,0,0,72644.325674857319,0,null,40575.271319271189,72644.328125,null,-28484.848846602639,26429.744462820687,64126.202635736998,null,0.6396583985000418,4.7634037993941076,0,1,0.5875354867876631,2.8684171138361276,0,1,8.528205908279622,"PASS",1,null,"IagEgsd103",null,64126.202635736998,0,0.5875354867876631,"FAIL",0,1,null,null,0.8829253780875812,null,-1490.1424502137206,"NO",0,null,7.4389999999999992,5.9600000000000009,6.2474711356919013,13.13,13.290000000000001,14.852837601175882,null,-28686.715868091545,null,-2956.9468685437546,null,0,null,0,null,-1490.1424502137206,null,-1490.1424502137206,-2.4476026099839041,null,"IagEgsd103"]
[50,"IagNgsd103",0.98603092133998871,8348.9641729365176,0,5627.4013671875,0,0,44974.312548686328,18458.40625,8518.1254892630041,0,0,null,69060.121095141178,8518.1254892630041,14145.527094217494,null,33235.238220224281,7340.0348784200078,0,0,72644.325674857319,0,null,40575.271319271189,72644.328125,null,-28484.848846602639,26429.744462820687,64126.202635736998,null,0.6396583985000418,4.7634037993941076,0,1,0.5875354867876631,2.8684171138361276,0,1,8.528205908279622,"PASS",1,null,"IagNgsd103",null,64126.202635736998,0,0.5875354867876631,"FAIL",0,1,null,null,0.8829253780875812,null,-1490.1424502137206,"NO",0,null,7.4389999999999992,5.9600000000000009,6.2474711356919013,13.13,13.290000000000001,14.852837601175882,null,-28686.715868091545,null,-2956.9468685437546,null,0,null,0,null,-1490.1424502137206,null,-1490.1424502137206,-2.4476026099839041,null,"IagNgsd103"]
[51,"IchEgsd103",0.98603092133998871,8348.9641729365176,0,5627.4013671875,0,0,44974.312548686328,18458.40625,8518.1254892630041,0,0,null,69060.121095141178,8518.1254892630041,14145.527094217494,null,33235.238220224281,7340.0348784200078,0,0,72644.325674857319,0,null,40575.271319271189,72644.328125,null,-28484.848846602639,26429.744462820687,64126.202635736998,null,0.6396583985000418,4.7634037993941076,0,1,0.5875354867876631,2.8684171138361276,0,1,8.528205908279622,"PASS",1,null,"IchEgsd103",null,64126.202635736998,0,0.5875354867876631,"FAIL",0,1,null,null,0.8829253780875812,null,-1490.1424502137206,"NO",0,null,7.4389999999999992,5.9600000000000009,6.2474711356919013,13.13,13.290000000000001,14.852837601175882,null,-28686.715868091545,null,-2956.9468685437546,null,0,null,0,null,-1490.1424502137206,null,-1490.1424502137206,-2.4476026099839041,null,"IchEgsd103"]
[52,"IchNgsd103",0.98603092133998871,8348.9641729365176,0,5627.4013671875,0,0,44974.312548686328,18458.40625,8518.1254892630041,0,0,null,69060.121095141178,8518.1254892630041,14145.527094217494,null,33235.238220224281,7340.0348784200078,0,0,72644.325674857319,0,null,40575.271319271189,72644.328125,null,-28484.848846602639,26429.744462820687,64126.202635736998,null,0.6396583985000418,4.7634037993941076,0,1,0.5875354867876631,2.8684171138361276,0,1,8.528205908279622,"PASS",1,null,"IchNgsd103",null,64126.202635736998,0,0.5875354867876631,"FAIL",0,1,null,null,0.8829253780875812,null,-1490.1424502137206,"NO",0,null,7.4389999999999992,5.9600000000000009,6.2474711356919013,13.13,13.290000000000001,14.852837601175882,null,-28686.715868091545,null,-2956.9468685437546,null,0,null,0,null,-1490.1424502137206,null,-1490.1424502137206,-2.4476026099839041,null,"IchNgsd103"]
[53,"IcoEgsd103",0.98603092133998871,8348.9641729365176,0,5627.4013671875,0,0,44974.312548686328,18458.40625,8518.1254892630041,0,0,null,69060.121095141178,8518.1254892630041,14145.527094217494,null,33235.238220224281,7340.0348784200078,0,0,72644.325674857319,0,null,40575.271319271189,72644.328125,null,-28484.848846602639,26429.744462820687,64126.202635736998,null,0.6396583985000418,4.7634037993941076,0,1,0.5875354867876631,2.8684171138361276,0,1,8.528205908279622,"PASS",1,null,"IcoEgsd103",null,64126.202635736998,0,0.5875354867876631,"FAIL",0,1,null,null,0.8829253780875812,null,-1490.1424502137206,"NO",0,null,7.4389999999999992,5.9600000000000009,6.2474711356919013,13.13,13.290000000000001,14.852837601175882,null,-28686.715868091545,null,-2956.9468685437546,null,0,null,0,null,-1490.1424502137206,null,-1490.1424502137206,-2.4476026099839041,null,"IcoEgsd103"]
[54,"IcoNgsd103",0.98603092133998871,8348.9641729365176,0,5627.4013671875,0,0,44974.312548686328,18458.40625,8518.1254892630041,0,0,null,69060.121095141178,8518.1254892630041,14145.527094217494,null,33235.238220224281,7340.0348784200078,0,0,72644.325674857319,0,null,40575.271319271189,72644.328125,null,-28484.848846602639,26429.744462820687,64126.202635736998,null,0.6396583985000418,4.7634037993941076,0,1,0.5875354867876631,2.8684171138361276,0,1,8.528205908279622,"PASS",1,null,"IcoNgsd103",null,64126.202635736998,0,0.5875354867876631,"FAIL",0,1,null,null,0.8829253780875812,null,-1490.1424502137206,"NO",0,null,7.4389999999999992,5.9600000000000009,6.2474711356919013,13.13,13.290000000000001,14.852837601175882,null,-28686.715868091545,null,-2956.9468685437546,null,0,null,0,null,-1490.1424502137206,null,-1490.1424502137206,-2.4476026099839041,null,"IcoNgsd103"]
[55,"IelEgsd103",0.98603092133998871,8348.9641729365176,0,5627.4013671875,0,0,44974.312548686328,18458.40625,8518.1254892630041,0,0,null,69060.121095141178,8518.1254892630041,14145.527094217494,null,33235.238220224281,7340.0348784200078,0,0,72644.325674857319,0,null,40575.271319271189,72644.328125,null,-28484.848846602639,26429.744462820687,64126.202635736998,null,0.6396583985000418,4.7634037993941076,0,1,0.5875354867876631,2.8684171138361276,0,1,8.528205908279622,"PASS",1,null,"IelEgsd103",null,64126.202635736998,0,0.5875354867876631,"FAIL",0,1,null,null,0.8829253780875812,null,-1490.1424502137206,"NO",0,null,7.4389999999999992,5.9600000000000009,6.2474711356919013,13.13,13.290000000000001,14.852837601175882,null,-28686.715868091545,null,-2956.9468685437546,null,0,null,0,null,-1490.1424502137206,null,-1490.1424502137206,-2.4476026099839041,null,"IelEgsd103"]
[56,"IelNgsd103",0.98603092133998871,8348.9641729365176,0,5627.4013671875,0,0,44974.312548686328,18458.40625,8518.1254892630041,0,0,null,69060.121095141178,8518.1254892630041,14145.527094217494,null,33235.238220224281,7340.0348784200078,0,0,72644.325674857319,0,null,40575.271319271189,72644.328125,null,-28484.848846602639,26429.744462820687,64126.202635736998,null,0.6396583985000418,4.7634037993941076,0,1,0.5875354867876631,2.8684171138361276,0,1,8.528205908279622,"PASS",1,null,"IelNgsd103",null,64126.202635736998,0,0.5875354867876631,"FAIL",0,1,null,null,0.8829253780875812,null,-1490.1424502137206,"NO",0,null,7.4389999999999992,5.9600000000000009,6.2474711356919013,13.13,13.290000000000001,14.852837601175882,null,-28686.715868091545,null,-2956.9468685437546,null,0,null,0,null,-1490.1424502137206,null,-1490.1424502137206,-2.4476026099839041,null,"IelNgsd103"]
[57,"IluEgsd103",0.98603092133998871,8348.9641729365176,0,5627.4013671875,0,0,44974.312548686328,18458.40625,8858.8561449655826,0,0,null,69060.121095141178,8858.8561449655826,14486.257749920069,null,33235.238220224281,7340.0348784200078,0,0,72644.325674857319,0,null,40575.271319271189,72644.328125,null,-28484.848846602639,26089.013807118106,63785.471980034417,null,0.6396583985000418,4.5801930469691383,0,1,0.5875354867876631,2.8009491951410515,0,1,8.2001927716461669,"PASS",1,null,"IluEgsd103",null,63785.471980034417,0,0.5875354867876631,"FAIL",0,1,null,null,0.91824299184289337,null,-1465.7893513502972,"NO",0,null,7.4389999999999992,5.9600000000000009,6.2474711356919013,13.13,13.290000000000001,14.852837601175882,null,-28686.715868091545,null,-2956.9468685437546,null,0,null,0,null,-1465.7893513502972,null,-1465.7893513502972,-2.3150003484443462,null,"IluEgsd103"]
[58,"IluNgsd103",0.98603092133998871,8348.9641729365176,0,5627.4013671875,0,0,44974.312548686328,18458.40625,8858.8561449655826,0,0,null,69060.121095141178,8858.8561449655826,14486.257749920069,null,33235.238220224281,7340.0348784200078,0,0,72644.325674857319,0,null,40575.271319271189,72644.328125,null,-28484.848846602639,26089.013807118106,63785.471980034417,null,0.6396583985000418,4.5801930469691383,0,1,0.5875354867876631,2.8009491951410515,0,1,8.2001927716461669,"PASS",1,null,"IluNgsd103",null,63785.471980034417,0,0.5875354867876631,"FAIL",0,1,null,null,0.91824299184289337,null,-1465.7893513502972,"NO",0,null,7.4389999999999992,5.9600000000000009,6.2474711356919013,13.13,13.290000000000001,14.852837601175882,null,-28686.715868091545,null,-2956.9468685437546,null,0,null,0,null,-1465.7893513502972,null,-1465.7893513502972,-2.3150003484443462,null,"IluNgsd103"]
[59,"ImeEgsd103",0.98603092133998871,8348.9641729365176,0,5627.4013671875,0,0,44974.312548686328,18458.40625,8518.1254892630041,0,0,null,69060.121095141178,8518.1254892630041,14145.527094217494,null,33235.238220224281,7340.0348784200078,0,0,72644.325674857319,0,null,40575.271319271189,72644.328125,null,-28484.848846602639,26429.744462820687,64126.202635736998,null,0.6396583985000418,4.7634037993941076,0,1,0.5875354867876631,2.8684171138361276,0,1,8.528205908279622,"PASS",1,null,"ImeEgsd103",null,64126.202635736998,0,0.5875354867876631,"FAIL",0,1,null,null,0.8829253780875812,null,-1490.1424502137206,"NO",0,null,7.4389999999999992,5.9600000000000009,6.2474711356919013,13.13,13.290000000000001,14.852837601175882,null,-28686.715868091545,null,-2956.9468685437546,null,0,null,0,null,-1490.1424502137206,null,-1490.1424502137206,-2.4476026099839041,null,"ImeEgsd103"]
[60,"ImeNgsd103",0.98603092133998871,8348.9641729365176,0,5627.4013671875,0,0,44974.312548686328,18458.40625,8518.1254892630041,0,0,null,69060.121095141178,8518.1254892630041,14145.527094217494,null,33235.238220224281,7340.0348784200078,0,0,72644.325674857319,0,null,40575.271319271189,72644.328125,null,-28484.848846602639,26429.744462820687,64126.202635736998,null,0.6396583985000418,4.7634037993941076,0,1,0.5875354867876631,2.8684171138361276,0,1,8.528205908279622,"PASS",1,null,"ImeNgsd103",null,64126.202635736998,0,0.5875354867876631,"FAIL",0,1,null,null,0.8829253780875812,null,-1490.1424502137206,"NO",0,null,7.4389999999999992,5.9600000000000009,6.2474711356919013,13.13,13.290000000000001,14.852837601175882,null,-28686.715868091545,null,-2956.9468685437546,null,0,null,0,null,-1490.1424502137206,null,-1490.1424502137206,-2.4476026099839041,null,"ImeNgsd103"]
[61,"ImiEgsd103",0.98603092133998871,8348.9641729365176,0,5627.4013671875,0,0,44974.312548686328,18458.40625,8651.2458047380351,0,0,null,69060.121095141178,8651.2458047380351,14278.647409692523,null,33235.238220224281,7340.0348784200078,0,0,72644.325674857319,0,null,40575.271319271189,72644.328125,null,-28484.848846602639,26296.624147345654,63993.082320261965,null,0.6396583985000418,4.6901073250108434,0,1,0.5875354867876631,2.8416747630720707,0,1,8.3969788588384375,"PASS",1,null,"ImiEgsd103",null,63993.082320261965,0,0.5875354867876631,"FAIL",0,1,null,null,0.89672362445807829,null,-1480.6279326041599,"NO",0,null,7.4389999999999992,5.9600000000000009,6.2474711356919013,13.13,13.290000000000001,14.852837601175882,null,-28686.715868091545,null,-2956.9468685437546,null,0,null,0,null,-1480.6279326041599,null,-1480.6279326041599,-2.3945529646945043,null,"ImiEgsd103"]
[62,"ImiNgsd103",0.98603092133998871,8348.9641729365176,0,5627.4013671875,0,0,44974.312548686328,18458.40625,8651.2458047380351,0,0,null,69060.121095141178,8651.2458047380351,14278.647409692523,null,33235.238220224281,7340.0348784200078,0,0,72644.325674857319,0,null,40575.271319271189,72644.328125,null,-28484.848846602639,26296.624147345654,63993.082320261965,null,0.6396583985000418,4.6901073250108434,0,1,0.5875354867876631,2.8416747630720707,0,1,8.3969788588384375,"PASS",1,null,"ImiNgsd103",null,63993.082320261965,0,0.5875354867876631,"FAIL",0,1,null,null,0.89672362445807829,null,-1480.6279326041599,"NO",0,null,7.4389999999999992,5.9600000000000009,6.2474711356919013,13.13,13.290000000000001,14.852837601175882,null,-28686.715868091545,null,-2956.9468685437546,null,0,null,0,null,-1480.6279326041599,null,-1480.6279326041599,-2.3945529646945043,null,"ImiNgsd103"]
[63,"IprEgsd103",0.98603092133998871,8348.9641729365176,0,5627.4013671875,0,0,44974.312548686328,18458.40625,8518.1254892630041,0,0,null,69060.121095141178,8518.1254892630041,14145.527094217494,null,33235.238220224281,7340.0348784200078,0,0,72644.325674857319,0,null,40575.271319271189,72644.328125,null,-28484.848846602639,26429.744462820687,64126.202635736998,null,0.6396583985000418,4.7634037993941076,0,1,0.5875354867876631,2.8684171138361276,0,1,8.528205908279622,"PASS",1,null,"IprEgsd103",null,64126.202635736998,0,0.5875354867876631,"FAIL",0,1,null,null,0.8829253780875812,null,-1490.1424502137206,"NO",0,null,7.4389999999999992,5.9600000000000009,6.2474711356919013,13.13,13.290000000000001,14.852837601175882,null,-28686.715868091545,null,-2956.9468685437546,null,0,null,0,null,-1490.1424502137206,null,-1490.1424502137206,-2.4476026099839041,null,"IprEgsd103"]
[64,"IprNgsd103",0.98603092133998871,8348.9641729365176,0,5627.4013671875,0,0,44974.312548686328,18458.40625,8518.1254892630041,0,0,null,69060.121095141178,8518.1254892630041,14145.527094217494,null,33235.238220224281,7340.0348784200078,0,0,72644.325674857319,0,null,40575.271319271189,72644.328125,null,-28484.848846602639,26429.744462820687,64126.202635736998,null,0.6396583985000418,4.7634037993941076,0,1,0.5875354867876631,2.8684171138361276,0,1,8.528205908279622,"PASS",1,null,"IprNgsd103",null,64126.202635736998,0,0.5875354867876631,"FAIL",0,1,null,null,0.8829253780875812,null,-1490.1424502137206,"NO",0,null,7.4389999999999992,5.9600000000000009,6.2474711356919013,13.13,13.290000000000001,14.852837601175882,null,-28686.715868091545,null,-2956.9468685437546,null,0,null,0,null,-1490.1424502137206,null,-1490.1424502137206,-2.4476026099839041,null,"IprNgsd103"]
[65,"IstEgsd103",0.98603092133998871,8348.9641729365176,0,5627.4013671875,0,0,44974.312548686328,18458.40625,8518.1254892630041,0,0,null,69060.121095141178,8518.1254892630041,14145.527094217494,null,33235.238220224281,7340.0348784200078,0,0,72644.325674857319,0,null,40575.271319271189,72644.328125,null,-28484.848846602639,26429.744462820687,64126.202635736998,null,0.6396583985000418,4.7634037993941076,0,1,0.5875354867876631,2.8684171138361276,0,1,8.528205908279622,"PASS",1,null,"IstEgsd103",null,64126.202635736998,0,0.5875354867876631,"FAIL",0,1,null,null,0.8829253780875812,null,-1490.1424502137206,"NO",0,null,7.4389999999999992,5.9600000000000009,6.2474711356919013,13.13,13.290000000000001,14.852837601175882,null,-28686.715868091545,null,-2956.9468685437546,null,0,null,0,null,-1490.1424502137206,null,-1490.1424502137206,-2.4476026099839041,null,"IstEgsd103"]
[66,"IstNgsd103",0.98603092133998871,8348.9641729365176,0,5627.4013671875,0,0,44974.312548686328,18458.40625,8518.1254892630041,0,0,null,69060.121095141178,8518.1254892630041,14145.527094217494,null,33235.238220224281,7340.0348784200078,0,0,72644.325674857319,0,null,40575.271319271189,72644.328125,null,-28484.848846602639,26429.744462820687,64126.202635736998,null,0.6396583985000418,4.7634037993941076,0,1,0.5875354867876631,2.8684171138361276,0,1,8.528205908279622,"PASS",1,null,"IstNgsd103",null,64126.202635736998,0,0.5875354867876631,"FAIL",0,1,null,null,0.8829253780875812,null,-1490.1424502137206,"NO",0,null,7.4389999999999992,5.9600000000000009,6.2474711356919013,13.13,13.290000000000001,14.852837601175882,null,-28686.715868091545,null,-2956.9468685437546,null,0,null,0,null,-1490.1424502137206,null,-1490.1424502137206,-2.4476026099839041,null,"IstNgsd103"]
[67,"IteEgsd103",0.98603092133998871,8348.9641729365176,0,5627.4013671875,0,0,44974.312548686328,18458.40625,8518.1254892630041,0,0,null,69060.121095141178,8518.1254892630041,14145.527094217494,null,33235.238220224281,7340.0348784200078,0,0,72644.325674857319,0,null,40575.271319271189,72644.328125,null,-28484.848846602639,26429.744462820687,64126.202635736998,null,0.6396583985000418,4.7634037993941076,0,1,0.5875354867876631,2.8684171138361276,0,1,8.528205908279622,"PASS",1,null,"IteEgsd103",null,64126.202635736998,0,0.5875354867876631,"FAIL",0,1,null,null,0.8829253780875812,null,-1490.1424502137206,"NO",0,null,7.4389999999999992,5.9600000000000009,6.2474711356919013,13.13,13.290000000000001,14.852837601175882,null,-28686.715868091545,null,-2956.9468685437546,null,0,null,0,null,-1490.1424502137206,null,-1490.1424502137206,-2.4476026099839041,null,"IteEgsd103"]
[68,"IteNgsd103",0.98603092133998871,8348.9641729365176,0,5627.4013671875,0,0,44974.312548686328,18458.40625,8518.1254892630041,0,0,null,69060.121095141178,8518.1254892630041,14145.527094217494,null,33235.238220224281,7340.0348784200078,0,0,72644.325674857319,0,null,40575.271319271189,72644.328125,null,-28484.848846602639,26429.744462820687,64126.202635736998,null,0.6396583985000418,4.7634037993941076,0,1,0.5875354867876631,2.8684171138361276,0,1,8.528205908279622,"PASS",1,null,"IteNgsd103",null,64126.202635736998,0,0.5875354867876631,"FAIL",0,1,null,null,0.8829253780875812,null,-1490.1424502137206,"NO",0,null,7.4389999999999992,5.9600000000000009,6.2474711356919013,13.13,13.290000000000001,14.852837601175882,null,-28686.715868091545,null,-2956.9468685437546,null,0,null,0,null,-1490.1424502137206,null,-1490.1424502137206,-2.4476026099839041,null,"IteNgsd103"]
[69,"ItrEgsd103",0.98603092133998871,8348.9641729365176,0,5627.4013671875,0,0,44974.312548686328,18458.40625,8788.559914840529,0,0,null,69060.121095141178,8788.559914840529,14415.961519795019,null,33235.238220224281,7340.0348784200078,0,0,72644.325674857319,0,null,40575.271319271189,72644.328125,null,-28484.848846602639,26159.310037243158,63855.768210159469,null,0.6396583985000418,4.6168282076287621,0,1,0.5875354867876631,2.814607401162712,0,1,8.2657828846716299,"PASS",1,null,"ItrEgsd103",null,63855.768210159469,0,0.5875354867876631,"FAIL",0,1,null,null,0.91095658813753344,null,-1470.8136576645584,"NO",0,null,7.4389999999999992,5.9600000000000009,6.2474711356919013,13.13,13.290000000000001,14.852837601175882,null,-28686.715868091545,null,-2956.9468685437546,null,0,null,0,null,-1470.8136576645584,null,-1470.8136576645584,-2.3415158060816403,null,"ItrEgsd103"]
[70,"ItrNgsd103",0.98603092133998871,8348.9641729365176,0,5627.4013671875,0,0,44974.312548686328,18458.40625,8788.559914840529,0,0,null,69060.121095141178,8788.559914840529,14415.961519795019,null,33235.238220224281,7340.0348784200078,0,0,72644.325674857319,0,null,40575.271319271189,72644.328125,null,-28484.848846602639,26159.310037243158,63855.768210159469,null,0.6396583985000418,4.6168282076287621,0,1,0.5875354867876631,2.814607401162712,0,1,8.2657828846716299,"PASS",1,null,"ItrNgsd103",null,63855.768210159469,0,0.5875354867876631,"FAIL",0,1,null,null,0.91095658813753344,null,-1470.8136576645584,"NO",0,null,7.4389999999999992,5.9600000000000009,6.2474711356919013,13.13,13.290000000000001,14.852837601175882,null,-28686.715868091545,null,-2956.9468685437546,null,0,null,0,null,-1470.8136576645584,null,-1470.8136576645584,-2.3415158060816403,null,"ItrNgsd103"]
[71,"IwaEgsd103",0.98533076643943773,8329.1060426051008,0,5614.0166015625,0,0,44867.340505010172,18458.40625,8497.8653024300274,0,0,null,68939.764091784498,8497.8653024300274,14111.881947704012,null,33164.395208091366,7334.8229106418003,0,0,72515.443694524685,0,null,40499.216888394541,72515.4453125,null,-28440.54646817813,26387.334984402012,64017.580010069971,null,0.63953792831018363,4.7658106415046957,0,1,0.58745802011131176,2.8698664830051137,0,1,8.5333719389225511,"PASS",1,null,"IwaEgsd103",null,64017.580010069971,0,0.58745802011131176,"FAIL",0,1,null,null,0.88234627156861756,null,-1487.8527019484723,"NO",0,null,7.4389999999999992,5.9600000000000009,6.2474711356919013,13.13,13.290000000000001,14.852837601175882,null,-28642.035109413919,null,-2952.3413002359885,null,0,null,0,null,-1487.8527019484723,null,-1487.8527019484723,-2.4496682293420369,null,"IwaEgsd103"]
[72,"IwaNgsd103",0.98533076643943773,8329.1060426051008,0,5614.0166015625,0,0,44867.340505010172,18458.40625,8497.8653024300274,0,0,null,68939.764091784498,8497.8653024300274,14111.881947704012,null,33164.395208091366,7334.8229106418003,0,0,72515.443694524685,0,null,40499.216888394541,72515.4453125,null,-28440.54646817813,26387.334984402012,64017.580010069971,null,0.63953792831018363,4.7658106415046957,0,1,0.58745802011131176,2.8698664830051137,0,1,8.5333719389225511,"PASS",1,null,"IwaNgsd103",null,64017.580010069971,0,0.58745802011131176,"FAIL",0,1,null,null,0.88234627156861756,null,-1487.8527019484723,"NO",0,null,7.4389999999999992,5.9600000000000009,6.2474711356919013,13.13,13.290000000000001,14.852837601175882,null,-28642.035109413919,null,-2952.3413002359885,null,0,null,0,null,-1487.8527019484723,null,-1487.8527019484723,-2.4496682293420369,null,"IwaNgsd103"]
[73,"IagEgsd104",0.98603092133998871,8348.9641729365176,0,4222.6494140625,0,0,44974.312548686328,18458.40625,1091.8916411533557,0,0,null,67655.368972652897,1091.8916411533557,5314.5411236195469,null,33235.238220224281,7340.0348784200078,0,0,72644.325674857319,0,null,40575.271319271189,72644.328125,null,-27080.096893477639,35260.730264055332,71552.436483846643,null,0.6396583985000418,37.16052929612308,0,1,0.59973469055224615,7.6347648644936816,0,1,66.530711828022078,"PASS",1,null,"IagEgsd104",null,71552.436483846643,0,0.59973469055224615,"FAIL",0,1,null,null,0.15082813619549468,null,-1994.9567514561422,"NO",0,null,7.4389999999999992,5.9600000000000009,6.2474711356919013,13.13,13.290000000000001,14.852837601175882,null,-27281.963914966545,null,-3581.7649456002719,null,0,null,0,null,-1994.9567514561422,null,-1994.9567514561422,-19.181750664679342,null,"IagEgsd104"]
[74,"IagNgsd104",0.98603092133998871,8348.9641729365176,0,4222.6494140625,0,0,44974.312548686328,18458.40625,1091.8916411533557,0,0,null,67655.368972652897,1091.8916411533557,5314.5411236195469,null,33235.238220224281,7340.0348784200078,0,0,72644.325674857319,0,null,40575.271319271189,72644.328125,null,-27080.096893477639,35260.730264055332,71552.436483846643,null,0.6396583985000418,37.16052929612308,0,1,0.59973469055224615,7.6347648644936816,0,1,66.530711828022078,"PASS",1,null,"IagNgsd104",null,71552.436483846643,0,0.59973469055224615,"FAIL",0,1,null,null,0.15082813619549468,null,-1994.9567514561422,"NO",0,null,7.4389999999999992,5.9600000000000009,6.2474711356919013,13.13,13.290000000000001,14.852837601175882,null,-27281.963914966545,null,-3581.7649456002719,null,0,null,0,null,-1994.9567514561422,null,-1994.9567514561422,-19.181750664679342,null,"IagNgsd104"]
[75,"IchEgsd104",0.98603092133998871,8348.9641729365176,0,4222.6494140625,0,0,44974.312548686328,18458.40625,1091.8916411533557,0,0,null,67655.368972652897,1091.8916411533557,5314.5411236195469,null,33235.238220224281,7340.0348784200078,0,0,72644.325674857319,0,null,40575.271319271189,72644.328125,null,-27080.096893477639,35260.730264055332,71552.436483846643,null,0.6396583985000418,37.16052929612308,0,1,0.59973469055224615,7.6347648644936816,0,1,66.530711828022078,"PASS",1,null,"IchEgsd104",null,71552.436483846643,0,0.59973469055224615,"FAIL",0,1,null,null,0.15082813619549468,null,-1994.9567514561422,"NO",0,null,7.4389999999999992,5.9600000000000009,6.2474711356919013,13.13,13.290000000000001,14.852837601175882,null,-27281.963914966545,null,-3581.7649456002719,null,0,null,0,null,-1994.9567514561422,null,-1994.9567514561422,-19.181750664679342,null,"IchEgsd104"]
[76,"IchNgsd104",0.98603092133998871,8348.9641729365176,0,4222.6494140625,0,0,44974.312548686328,18458.40625,1091.8916411533557,0,0,null,67655.368972652897,1091.8916411533557,5314.5411236195469,null,33235.238220224281,7340.0348784200078,0,0,72644.325674857319,0,null,40575.271319271189,72644.328125,null,-27080.096893477639,35260.730264055332,71552.436483846643,null,0.6396583985000418,37.16052929612308,0,1,0.59973469055224615,7.6347648644936816,0,1,66.530711828022078,"PASS",1,null,"IchNgsd104",null,71552.436483846643,0,0.59973469055224615,"FAIL",0,1,null,null,0.15082813619549468,null,-1994.9567514561422,"NO",0,null,7.4389999999999992,5.9600000000000009,6.2474711356919013,13.13,13.290000000000001,14.852837601175882,null,-27281.963914966545,null,-3581.7649456002719,null,0,null,0,null,-1994.9567514561422,null,-1994.9567514561422,-19.181750664679342,null,"IchNgsd104"]
[77,"IcoEgsd104",0.98603092133998871,8348.9641729365176,0,4222.6494140625,0,0,44974.312548686328,18458.40625,1613.6998601191956,0,0,null,67655.368972652897,1613.6998601191956,5836.3493425853849,null,33235.238220224281,7340.0348784200078,0,0,72644.325674857319,0,null,40575.271319271189,72644.328125,null,-27080.096893477639,34738.922045089494,71030.628264880797,null,0.6396583985000418,25.144249139535841,0,1,0.59973469055224615,6.9521663994244376,0,1,45.017248820752911,"PASS",1,null,"IcoEgsd104",null,71030.628264880797,0,0.59973469055224615,"FAIL",0,1,null,null,0.22290797546292515,null,-1945.2544283065386,"NO",0,null,7.4389999999999992,5.9600000000000009,6.2474711356919013,13.13,13.290000000000001,14.852837601175882,null,-27281.963914966545,null,-3581.7649456002719,null,0,null,0,null,-1945.2544283065386,null,-1945.2544283065386,-12.655751130457221,null,"IcoEgsd104"]
[78,"IcoNgsd104",0.98603092133998871,8348.9641729365176,0,4222.6494140625,0,0,44974.312548686328,18458.40625,1613.6998601191956,0,0,null,67655.368972652897,1613.6998601191956,5836.3493425853849,null,33235.238220224281,7340.0348784200078,0,0,72644.325674857319,0,null,40575.271319271189,72644.328125,null,-27080.096893477639,34738.922045089494,71030.628264880797,null,0.6396583985000418,25.144249139535841,0,1,0.59973469055224615,6.9521663994244376,0,1,45.017248820752911,"PASS",1,null,"IcoNgsd104",null,71030.628264880797,0,0.59973469055224615,"FAIL",0,1,null,null,0.22290797546292515,null,-1945.2544283065386,"NO",0,null,7.4389999999999992,5.9600000000000009,6.2474711356919013,13.13,13.290000000000001,14.852837601175882,null,-27281.963914966545,null,-3581.7649456002719,null,0,null,0,null,-1945.2544283065386,null,-1945.2544283065386,-12.655751130457221,null,"IcoNgsd104"]
[79,"IelEgsd104",0.98603092133998871,8348.9641729365176,0,4222.6494140625,0,0,44974.312548686328,18458.40625,1091.8916411533557,0,0,null,67655.368972652897,1091.8916411533557,5314.5411236195469,null,33235.238220224281,7340.0348784200078,0,0,72644.325674857319,0,null,40575.271319271189,72644.328125,null,-27080.096893477639,35260.730264055332,71552.436483846643,null,0.6396583985000418,37.16052929612308,0,1,0.59973469055224615,7.6347648644936816,0,1,66.530711828022078,"PASS",1,null,"IelEgsd104",null,71552.436483846643,0,0.59973469055224615,"FAIL",0,1,null,null,0.15082813619549468,null,-1994.9567514561422,"NO",0,null,7.4389999999999992,5.9600000000000009,6.2474711356919013,13.13,13.290000000000001,14.852837601175882,null,-27281.963914966545,null,-3581.7649456002719,null,0,null,0,null,-1994.9567514561422,null,-1994.9567514561422,-19.181750664679342,null,"IelEgsd104"]
[80,"IelNgsd104",0.98603092133998871,8348.9641729365176,0,4222.6494140625,0,0,44974.312548686328,18458.40625,1091.8916411533557,0,0,null,67655.368972652897,1091.8916411533557,5314.5411236195469,null,33235.238220224281,7340.0348784200078,0,0,72644.325674857319,0,null,40575.271319271189,72644.328125,null,-27080.096893477639,35260.730264055332,71552.436483846643,null,0.6396583985000418,37.16052929612308,0,1,0.59973469055224615,7.6347648644936816,0,1,66.530711828022078,"PASS",1,null,"IelNgsd104",null,71552.436483846643,0,0.59973469055224615,"FAIL",0,1,null,null,0.15082813619549468,null,-1994.9567514561422,"NO",0,null,7.4389999999999992,5.9600000000000009,6.2474711356919013,13.13,13.290000000000001,14.852837601175882,null,-27281.963914966545,null,-3581.7649456002719,null,0,null,0,null,-1994.9567514561422,null,-1994.9567514561422,-19.181750664679342,null,"IelNgsd104"]
[81,"IluEgsd104",0.98603092133998871,8348.9641729365176,0,4222.6494140625,0,0,44974.312548686328,18458.40625,1091.8916411533557,0,0,null,67655.368972652897,1091.8916411533557,5314.5411236195469,null,33235.238220224281,7340.0348784200078,0,0,72644.325674857319,0,null,40575.271319271189,72644.328125,null,-27080.096893477639,35260.730264055332,71552.436483846643,null,0.6396583985000418,37.16052929612308,0,1,0.59973469055224615,7.6347648644936816,0,1,66.530711828022078,"PASS",1,null,"IluEgsd104",null,71552.436483846643,0,0.59973469055224615,"FAIL",0,1,null,null,0.15082813619549468,null,-1994.9567514561422,"NO",0,null,7.4389999999999992,5.9600000000000009,6.2474711356919013,13.13,13.290000000000001,14.852837601175882,null,-27281.963914966545,null,-3581.7649456002719,null,0,null,0,null,-1994.9567514561422,null,-1994.9567514561422,-19.181750664679342,null,"IluEgsd104"]
[82,"IluNgsd104",0.98603092133998871,8348.9641729365176,0,4222.6494140625,0,0,44974.312548686328,18458.40625,1091.8916411533557,0,0,null,67655.368972652897,1091.8916411533557,5314.5411236195469,null,33235.238220224281,7340.0348784200078,0,0,72644.325674857319,0,null,40575.271319271189,72644.328125,null,-27080.096893477639,35260.730264055332,71552.436483846643,null,0.6396583985000418,37.16052929612308,0,1,0.59973469055224615,7.6347648644936816,0,1,66.530711828022078,"PASS",1,null,"IluNgsd104",null,71552.436483846643,0,0.59973469055224615,"FAIL",0,1,null,null,0.15082813619549468,null,-1994.9567514561422,"NO",0,null,7.4389999999999992,5.9600000000000009,6.2474711356919013,13.13,13.290000000000001,14.852837601175882,null,-27281.963914966545,null,-3581.7649456002719,null,0,null,0,null,-1994.9567514561422,null,-1994.9567514561422,-19.181750664679342,null,"IluNgsd104"]
[83,"ImeEgsd104",0.98603092133998871,8348.9641729365176,0,4222.6494140625,0,0,44974.312548686328,18458.40625,1140.2921184224633,0,0,null,67655.368972652897,1140.2921184224633,5362.9416008886565,null,33235.238220224281,7340.0348784200078,0,0,72644.325674857319,0,null,40575.271319271189,72644.328125,null,-27080.096893477639,35212.329786786227,71504.036006577531,null,0.6396583985000418,35.583225266351079,0,1,0.59973469055224615,7.5658612113323382,0,1,63.706770354161321,"PASS",1,null,"ImeEgsd104",null,71504.036006577531,0,0.59973469055224615,"FAIL",0,1,null,null,0.15751392109927151,null,-1990.346599086582,"NO",0,null,7.4389999999999992,5.9600000000000009,6.2474711356919013,13.13,13.290000000000001,14.852837601175882,null,-27281.963914966545,null,-3581.7649456002719,null,0,null,0,null,-1990.346599086582,null,-1990.346599086582,-18.325122609304714,null,"ImeEgsd104"]
[84,"ImeNgsd104",0.98603092133998871,8348.9641729365176,0,4222.6494140625,0,0,44974.312548686328,18458.40625,1140.2921184224633,0,0,null,67655.368972652897,1140.2921184224633,5362.9416008886565,null,33235.238220224281,7340.0348784200078,0,0,72644.325674857319,0,null,40575.271319271189,72644.328125,null,-27080.096893477639,35212.329786786227,71504.036006577531,null,0.6396583985000418,35.583225266351079,0,1,0.59973469055224615,7.5658612113323382,0,1,63.706770354161321,"PASS",1,null,"ImeNgsd104",null,71504.036006577531,0,0.59973469055224615,"FAIL",0,1,null,null,0.15751392109927151,null,-1990.346599086582,"NO",0,null,7.4389999999999992,5.9600000000000009,6.2474711356919013,13.13,13.290000000000001,14.852837601175882,null,-27281.963914966545,null,-3581.7649456002719,null,0,null,0,null,-1990.346599086582,null,-1990.346599086582,-18.325122609304714,null,"ImeNgsd104"]
[85,"ImiEgsd104",0.98603092133998871,8348.9641729365176,0,4222.6494140625,0,0,44974.312548686328,18458.40625,1507.3389899102576,0,0,null,67655.368972652897,1507.3389899102576,5729.988472376448,null,33235.238220224281,7340.0348784200078,0,0,72644.325674857319,0,null,40575.271319271189,72644.328125,null,-27080.096893477639,34845.282915298434,71136.989135089738,null,0.6396583985000418,26.918477920939946,0,1,0.59973469055224615,7.0812135136502619,0,1,48.193756421921407,"PASS",1,null,"ImiEgsd104",null,71136.989135089738,0,0.59973469055224615,"FAIL",0,1,null,null,0.20821583737888044,null,-1955.385324854497,"NO",0,null,7.4389999999999992,5.9600000000000009,6.2474711356919013,13.13,13.290000000000001,14.852837601175882,null,-27281.963914966545,null,-3581.7649456002719,null,0,null,0,null,-1955.385324854497,null,-1955.385324854497,-13.619329039686798,null,"ImiEgsd104"]
[86,"ImiNgsd104",0.98603092133998871,8348.9641729365176,0,4222.6494140625,0,0,44974.312548686328,18458.40625,1507.3389899102576,0,0,null,67655.368972652897,1507.3389899102576,5729.988472376448,null,33235.238220224281,7340.0348784200078,0,0,72644.325674857319,0,null,40575.271319271189,72644.328125,null,-27080.096893477639,34845.282915298434,71136.989135089738,null,0.6396583985000418,26.918477920939946,0,1,0.59973469055224615,7.0812135136502619,0,1,48.193756421921407,"PASS",1,null,"ImiNgsd104",null,71136.989135089738,0,0.59973469055224615,"FAIL",0,1,null,null,0.20821583737888044,null,-1955.385324854497,"NO",0,null,7.4389999999999992,5.9600000000000009,6.2474711356919013,13.13,13.290000000000001,14.852837601175882,null,-27281.963914966545,null,-3581.7649456002719,null,0,null,0,null,-1955.385324854497,null,-1955.385324854497,-13.619329039686798,null,"ImiNgsd104"]
[87,"IprEgsd104",0.98603092133998871,8348.9641729365176,0,4222.6494140625,0,0,44974.312548686328,18458.40625,1091.8916411533557,0,0,null,67655.368972652897,1091.8916411533557,5314.5411236195469,null,33235.238220224281,7340.0348784200078,0,0,72644.325674857319,0,null,40575.271319271189,72644.328125,null,-27080.096893477639,35260.730264055332,71552.436483846643,null,0.6396583985000418,37.16052929612308,0,1,0.59973469055224615,7.6347648644936816,0,1,66.530711828022078,"PASS",1,null,"IprEgsd104",null,71552.436483846643,0,0.59973469055224615,"FAIL",0,1,null,null,0.15082813619549468,null,-1994.9567514561422,"NO",0,null,7.4389999999999992,5.9600000000000009,6.2474711356919013,13.13,13.290000000000001,14.852837601175882,null,-27281.963914966545,null,-3581.7649456002719,null,0,null,0,null,-1994.9567514561422,null,-1994.9567514561422,-19.181750664679342,null,"IprEgsd104"]
[88,"IprNgsd104",0.98603092133998871,8348.9641729365176,0,4222.6494140625,0,0,44974.312548686328,18458.40625,1091.8916411533557,0,0,null,67655.368972652897,1091.8916411533557,5314.5411236195469,null,33235.238220224281,7340.0348784200078,0,0,72644.325674857319,0,null,40575.271319271189,72644.328125,null,-27080.096893477639,35260.730264055332,71552.436483846643,null,0.6396583985000418,37.16052929612308,0,1,0.59973469055224615,7.6347648644936816,0,1,66.530711828022078,"PASS",1,null,"IprNgsd104",null,71552.436483846643,0,0.59973469055224615,"FAIL",0,1,null,null,0.15082813619549468,null,-1994.9567514561422,"NO",0,null,7.4389999999999992,5.9600000000000009,6.2474711356919013,13.13,13.290000000000001,14.852837601175882,null,-27281.963914966545,null,-3581.7649456002719,null,0,null,0,null,-1994.9567514561422,null,-1994.9567514561422,-19.181750664679342,null,"IprNgsd104"]
[89,"IstEgsd104",0.98603092133998871,8348.9641729365176,0,4222.6494140625,0,0,44974.312548686328,18458.40625,1091.8916411533557,0,0,null,67655.368972652897,1091.8916411533557,5314.5411236195469,null,33235.238220224281,7340.0348784200078,0,0,72644.325674857319,0,null,40575.271319271189,72644.328125,null,-27080.096893477639,35260.730264055332,71552.436483846643,null,0.6396583985000418,37.16052929612308,0,1,0.59973469055224615,7.6347648644936816,0,1,66.530711828022078,"PASS",1,null,"IstEgsd104",null,71552.436483846643,0,0.59973469055224615,"FAIL",0,1,null,null,0.15082813619549468,null,-1994.9567514561422,"NO",0,null,7.4389999999999992,5.9600000000000009,6.2474711356919013,13.13,13.290000000000001,14.852837601175882,null,-27281.963914966545,null,-3581.7649456002719,null,0,null,0,null,-1994.9567514561422,null,-1994.9567514561422,-19.181750664679342,null,"IstEgsd104"]
[90,"IstNgsd104",0.98603092133998871,8348.9641729365176,0,4222.6494140625,0,0,44974.312548686328,18458.40625,1091.8916411533557,0,0,null,67655.368972652897,1091.8916411533557,5314.5411236195469,null,33235.238220224281,7340.0348784200078,0,0,72644.325674857319,0,null,40575.271319271189,72644.328125,null,-27080.096893477639,35260.730264055332,71552.436483846643,null,0.6396583985000418,37.16052929612308,0,1,0.59973469055224615,7.6347648644936816,0,1,66.530711828022078,"PASS",1,null,"IstNgsd104",null,71552.436483846643,0,0.59973469055224615,"FAIL",0,1,null,null,0.15082813619549468,null,-1994.9567514561422,"NO",0,null,7.4389999999999992,5.9600000000000009,6.2474711356919013,13.13,13.290000000000001,14.852837601175882,null,-27281.963914966545,null,-3581.7649456002719,null,0,null,0,null,-1994.9567514561422,null,-1994.9567514561422,-19.181750664679342,null,"IstNgsd104"]
[91,"IteEgsd104",0.98603092133998871,8348.9641729365176,0,4222.6494140625,0,0,44974.312548686328,18458.40625,1091.8916411533557,0,0,null,67655.368972652897,1091.8916411533557,5314.5411236195469,null,33235.238220224281,7340.0348784200078,0,0,72644.325674857319,0,null,40575.271319271189,72644.328125,null,-27080.096893477639,35260.730264055332,71552.436483846643,null,0.6396583985000418,37.16052929612308,0,1,0.59973469055224615,7.6347648644936816,0,1,66.530711828022078,"PASS",1,null,"IteEgsd104",null,71552.436483846643,0,0.59973469055224615,"FAIL",0,1,null,null,0.15082813619549468,null,-1994.9567514561422,"NO",0,null,7.4389999999999992,5.9600000000000009,6.2474711356919013,13.13,13.290000000000001,14.852837601175882,null,-27281.963914966545,null,-3581.7649456002719,null,0,null,0,null,-1994.9567514561422,null,-1994.9567514561422,-19.181750664679342,null,"IteEgsd104"]
[92,"IteNgsd104",0.98603092133998871,8348.9641729365176,0,4222.6494140625,0,0,44974.312548686328,18458.40625,1091.8916411533557,0,0,null,67655.368972652897,1091.8916411533557,5314.5411236195469,null,33235.238220224281,7340.0348784200078,0,0,72644.325674857319,0,null,40575.271319271189,72644.328125,null,-27080.096893477639,35260.730264055332,71552.436483846643,null,0.6396583985000418,37.16052929612308,0,1,0.59973469055224615,7.6347648644936816,0,1,66.530711828022078,"PASS",1,null,"IteNgsd104",null,71552.436483846643,0,0.59973469055224615,"FAIL",0,1,null,null,0.15082813619549468,null,-1994.9567514561422,"NO",0,null,7.4389999999999992,5.9600000000000009,6.2474711356919013,13.13,13.290000000000001,14.852837601175882,null,-27281.963914966545,null,-3581.7649456002719,null,0,null,0,null,-1994.9567514561422,null,-1994.9567514561422,-19.181750664679342,null,"IteNgsd104"]
[93,"ItrEgsd104",0.98603092133998871,8348.9641729365176,0,4222.6494140625,0,0,44974.312548686328,18458.40625,1091.8916411533557,0,0,null,67655.368972652897,1091.8916411533557,5314.5411236195469,null,33235.238220224281,7340.0348784200078,0,0,72644.325674857319,0,null,40575.271319271189,72644.328125,null,-27080.096893477639,35260.730264055332,71552.436483846643,null,0.6396583985000418,37.16052929612308,0,1,0.59973469055224615,7.6347648644936816,0,1,66.530711828022078,"PASS",1,null,"ItrEgsd104",null,71552.436483846643,0,0.59973469055224615,"FAIL",0,1,null,null,0.15082813619549468,null,-1994.9567514561422,"NO",0,null,7.4389999999999992,5.9600000000000009,6.2474711356919013,13.13,13.290000000000001,14.852837601175882,null,-27281.963914966545,null,-3581.7649456002719,null,0,null,0,null,-1994.9567514561422,null,-1994.9567514561422,-19.181750664679342,null,"ItrEgsd104"]
[94,"ItrNgsd104",0.98603092133998871,8348.9641729365176,0,4222.6494140625,0,0,44974.312548686328,18458.40625,1091.8916411533557,0,0,null,67655.368972652897,1091.8916411533557,5314.5411236195469,null,33235.238220224281,7340.0348784200078,0,0,72644.325674857319,0,null,40575.271319271189,72644.328125,null,-27080.096893477639,35260.730264055332,71552.436483846643,null,0.6396583985000418,37.16052929612308,0,1,0.59973469055224615,7.6347648644936816,0,1,66.530711828022078,"PASS",1,null,"ItrNgsd104",null,71552.436483846643,0,0.59973469055224615,"FAIL",0,1,null,null,0.15082813619549468,null,-1994.9567514561422,"NO",0,null,7.4389999999999992,5.9600000000000009,6.2474711356919013,13.13,13.290000000000001,14.852837601175882,null,-27281.963914966545,null,-3581.7649456002719,null,0,null,0,null,-1994.9567514561422,null,-1994.9567514561422,-19.181750664679342,null,"ItrNgsd104"]
[95,"IwaEgsd104",0.98533076643943773,8329.1060426051008,0,4212.60595703125,0,0,44867.340505010172,18458.40625,1089.2945275255358,0,0,null,67538.353218391319,1089.2945275255358,5301.9002994063731,null,33164.395208091366,7334.8229106418003,0,0,72515.443694524685,0,null,40499.216888394541,72515.4453125,null,-27039.13582364688,35197.316403837758,71426.150784974467,null,0.63953792831018363,37.179308134773621,0,1,0.59964768553163028,7.6386226045470726,0,1,66.57101773679851,"PASS",1,null,"IwaEgsd104",null,71426.150784974467,0,0.59964768553163028,"FAIL",0,1,null,null,0.15072920874467979,null,-1991.4662895883594,"NO",0,null,7.4389999999999992,5.9600000000000009,6.2474711356919013,13.13,13.290000000000001,14.852837601175882,null,-27240.624464882669,null,-3576.3376166278299,null,0,null,0,null,-1991.4662895883594,null,-1991.4662895883594,-19.193842491832864,null,"IwaEgsd104"]
[96,"IwaNgsd104",0.98533076643943773,8329.1060426051008,0,4212.60595703125,0,0,44867.340505010172,18458.40625,1089.2945275255358,0,0,null,67538.353218391319,1089.2945275255358,5301.9002994063731,null,33164.395208091366,7334.8229106418003,0,0,72515.443694524685,0,null,40499.216888394541,72515.4453125,null,-27039.13582364688,35197.316403837758,71426.150784974467,null,0.63953792831018363,37.179308134773621,0,1,0.59964768553163028,7.6386226045470726,0,1,66.57101773679851,"PASS",1,null,"IwaNgsd104",null,71426.150784974467,0,0.59964768553163028,"FAIL",0,1,null,null,0.15072920874467979,null,-1991.4662895883594,"NO",0,null,7.4389999999999992,5.9600000000000009,6.2474711356919013,13.13,13.290000000000001,14.852837601175882,null,-27240.624464882669,null,-3576.3376166278299,null,0,null,0,null,-1991.4662895883594,null,-1991.4662895883594,-19.193842491832864,null,"IwaNgsd104"]
[97,"IagEgsd105",0.98603092133998871,8348.9641729365176,0,4222.6494140625,0,0,44974.312548686328,18458.40625,27366.044533885793,0,0,null,67655.368972652897,27366.044533885793,31588.694016351979,null,33235.238220224281,7340.0348784200078,0,0,72644.325674857319,0,null,40575.271319271189,72644.328125,null,-27080.096893477639,8986.5773713228955,45278.283591114203,null,0.6396583985000418,1.4826867386344114,0,1,0.59973469055224615,1.2844871454999354,0,1,2.6545424946249985,"PASS",1,null,"IagEgsd105",null,45278.283591114203,0,0.59973469055224615,"FAIL",0,1,null,null,3.7802009069789473,null,507.66062556900624,"YES",1,null,7.4389999999999992,5.9600000000000009,6.2474711356919013,13.13,13.290000000000001,14.852837601175882,null,-27281.963914966545,null,-3581.7649456002719,null,0,null,0,null,507.66062556900624,null,0,0,null,"IagEgsd105"]
[98,"IagNgsd105",0.98603092133998871,8348.9641729365176,0,4222.6494140625,0,0,44974.312548686328,18458.40625,27366.044533885793,0,0,null,67655.368972652897,27366.044533885793,31588.694016351979,null,33235.238220224281,7340.0348784200078,0,0,72644.325674857319,0,null,40575.271319271189,72644.328125,null,-27080.096893477639,8986.5773713228955,45278.283591114203,null,0.6396583985000418,1.4826867386344114,0,1,0.59973469055224615,1.2844871454999354,0,1,2.6545424946249985,"PASS",1,null,"IagNgsd105",null,45278.283591114203,0,0.59973469055224615,"FAIL",0,1,null,null,3.7802009069789473,null,507.66062556900624,"YES",1,null,7.4389999999999992,5.9600000000000009,6.2474711356919013,13.13,13.290000000000001,14.852837601175882,null,-27281.963914966545,null,-3581.7649456002719,null,0,null,0,null,507.66062556900624,null,0,0,null,"IagNgsd105"]
[99,"IchEgsd105",0.98603092133998871,8348.9641729365176,0,4222.6494140625,0,0,44974.312548686328,18458.40625,27366.044533885793,0,0,null,67655.368972652897,27366.044533885793,31588.694016351979,null,33235.238220224281,7340.0348784200078,0,0,72644.325674857319,0,null,40575.271319271189,72644.328125,null,-27080.096893477639,8986.5773713228955,45278.283591114203,null,0.6396583985000418,1.4826867386344114,0,1,0.59973469055224615,1.2844871454999354,0,1,2.6545424946249985,"PASS",1,null,"IchEgsd105",null,45278.283591114203,0,0.59973469055224615,"FAIL",0,1,null,null,3.7802009069789473,null,507.66062556900624,"YES",1,null,7.4389999999999992,5.9600000000000009,6.2474711356919013,13.13,13.290000000000001,14.852837601175882,null,-27281.963914966545,null,-3581.7649456002719,null,0,null,0,null,507.66062556900624,null,0,0,null,"IchEgsd105"]
[100,"IchNgsd105",0.98603092133998871,8348.9641729365176,0,4222.6494140625,0,0,44974.312548686328,18458.40625,27366.044533885793,0,0,null,67655.368972652897,27366.044533885793,31588.694016351979,null,33235.238220224281,7340.0348784200078,0,0,72644.325674857319,0,null,40575.271319271189,72644.328125,null,-27080.096893477639,8986.5773713228955,45278.283591114203,null,0.6396583985000418,1.4826867386344114,0,1,0.59973469055224615,1.2844871454999354,0,1,2.6545424946249985,"PASS",1,null,"IchNgsd105",null,45278.283591114203,0,0.59973469055224615,"FAIL",0,1,null,null,3.7802009069789473,null,507.66062556900624,"YES",1,null,7.4389999999999992,5.9600000000000009,6.2474711356919013,13.13,13.290000000000001,14.852837601175882,null,-27281.963914966545,null,-3581.7649456002719,null,0,null,0,null,507.66062556900624,null,0,0,null,"IchNgsd105"]
[101,"IcoEgsd105",0.98603092133998871,8348.9641729365176,0,4222.6494140625,0,0,44974.312548686328,18458.40625,27366.044533885793,0,0,null,67655.368972652897,27366.044533885793,31588.694016351979,null,33235.238220224281,7340.0348784200078,0,0,72644.325674857319,0,null,40575.271319271189,72644.328125,null,-27080.096893477639,8986.5773713228955,45278.283591114203,null,0.6396583985000418,1.4826867386344114,0,1,0.59973469055224615,1.2844871454999354,0,1,2.6545424946249985,"PASS",1,null,"IcoEgsd105",null,45278.283591114203,0,0.59973469055224615,"FAIL",0,1,null,null,3.7802009069789473,null,507.66062556900624,"YES",1,null,7.4389999999999992,5.9600000000000009,6.2474711356919013,13.13,13.290000000000001,14.852837601175882,null,-27281.963914966545,null,-3581.7649456002719,null,0,null,0,null,507.66062556900624,null,0,0,null,"IcoEgsd105"]
[102,"IcoNgsd105",0.98603092133998871,8348.9641729365176,0,4222.6494140625,0,0,44974.312548686328,18458.40625,27366.044533885793,0,0,null,67655.368972652897,27366.044533885793,31588.694016351979,null,33235.238220224281,7340.0348784200078,0,0,72644.325674857319,0,null,40575.271319271189,72644.328125,null,-27080.096893477639,8986.5773713228955,45278.283591114203,null,0.6396583985000418,1.4826867386344114,0,1,0.59973469055224615,1.2844871454999354,0,1,2.6545424946249985,"PASS",1,null,"IcoNgsd105",null,45278.283591114203,0,0.59973469055224615,"FAIL",0,1,null,null,3.7802009069789473,null,507.66062556900624,"YES",1,null,7.4389999999999992,5.9600000000000009,6.2474711356919013,13.13,13.290000000000001,14.852837601175882,null,-27281.963914966545,null,-3581.7649456002719,null,0,null,0,null,507.66062556900624,null,0,0,null,"IcoNgsd105"]
[103,"IelEgsd105",0.98603092133998871,8348.9641729365176,0,4222.6494140625,0,0,44974.312548686328,18458.40625,27366.044533885793,0,0,null,67655.368972652897,27366.044533885793,31588.694016351979,null,33235.238220224281,7340.0348784200078,0,0,72644.325674857319,0,null,40575.271319271189,72644.328125,null,-27080.096893477639,8986.5773713228955,45278.283591114203,null,0.6396583985000418,1.4826867386344114,0,1,0.59973469055224615,1.2844871454999354,0,1,2.6545424946249985,"PASS",1,null,"IelEgsd105",null,45278.283591114203,0,0.59973469055224615,"FAIL",0,1,null,null,3.7802009069789473,null,507.66062556900624,"YES",1,null,7.4389999999999992,5.9600000000000009,6.2474711356919013,13.13,13.290000000000001,14.852837601175882,null,-27281.963914966545,null,-3581.7649456002719,null,0,null,0,null,507.66062556900624,null,0,0,null,"IelEgsd105"]
[104,"IelNgsd105",0.98603092133998871,8348.9641729365176,0,4222.6494140625,0,0,44974.312548686328,18458.40625,27366.044533885793,0,0,null,67655.368972652897,27366.044533885793,31588.694016351979,null,33235.238220224281,7340.0348784200078,0,0,72644.325674857319,0,null,40575.271319271189,72644.328125,null,-27080.096893477639,8986.5773713228955,45278.283591114203,null,0.6396583985000418,1.4826867386344114,0,1,0.59973469055224615,1.2844871454999354,0,1,2.6545424946249985,"PASS",1,null,"IelNgsd105",null,45278.283591114203,0,0.59973469055224615,"FAIL",0,1,null,null,3.7802009069789473,null,507.66062556900624,"YES",1,null,7.4389999999999992,5.9600000000000009,6.2474711356919013,13.13,13.290000000000001,14.852837601175882,null,-27281.963914966545,null,-3581.7649456002719,null,0,null,0,null,507.66062556900624,null,0,0,null,"IelNgsd105"]
[105,"IluEgsd105",0.98603092133998871,8348.9641729365176,0,4222.6494140625,0,0,44974.312548686328,18458.40625,28457.585824218517,0,0,null,67655.368972652897,28457.585824218517,32680.235306684703,null,33235.238220224281,7340.0348784200078,0,0,72644.325674857319,0,null,40575.271319271189,72644.328125,null,-27080.096893477639,7895.0360809901722,44186.74230078148,null,0.6396583985000418,1.4258156531584647,0,1,0.59973469055224615,1.2415844324076981,0,1,2.5527227985438188,"PASS",1,null,"IluEgsd105",null,44186.74230078148,0,0.59973469055224615,"FAIL",0,1,null,null,3.9309803717444813,null,611.62991515490967,"YES",1,null,7.4389999999999992,5.9600000000000009,6.2474711356919013,13.13,13.290000000000001,14.852837601175882,null,-27281.963914966545,null,-3581.7649456002719,null,0,null,0,null,611.62991515490967,null,0,0,null,"IluEgsd105"]
[106,"IluNgsd105",0.98603092133998871,8348.9641729365176,0,4222.6494140625,0,0,44974.312548686328,18458.40625,28457.585824218517,0,0,null,67655.368972652897,28457.585824218517,32680.235306684703,null,33235.238220224281,7340.0348784200078,0,0,72644.325674857319,0,null,40575.271319271189,72644.328125,null,-27080.096893477639,7895.0360809901722,44186.74230078148,null,0.6396583985000418,1.4258156531584647,0,1,0.59973469055224615,1.2415844324076981,0,1,2.5527227985438188,"PASS",1,null,"IluNgsd105",null,44186.74230078148,0,0.59973469055224615,"FAIL",0,1,null,null,3.9309803717444813,null,611.62991515490967,"YES",1,null,7.4389999999999992,5.9600000000000009,6.2474711356919013,13.13,13.290000000000001,14.852837601175882,null,-27281.963914966545,null,-3581.7649456002719,null,0,null,0,null,611.62991515490967,null,0,0,null,"IluNgsd105"]
[107,"ImeEgsd105",0.98603092133998871,8348.9641729365176,0,4222.6494140625,0,0,44974.312548686328,18458.40625,27366.044533885793,0,0,null,67655.368972652897,27366.044533885793,31588.694016351979,null,33235.238220224281,7340.0348784200078,0,0,72644.325674857319,0,null,40575.271319271189,72644.328125,null,-27080.096893477639,8986.5773713228955,45278.283591114203,null,0.6396583985000418,1.4826867386344114,0,1,0.59973469055224615,1.2844871454999354,0,1,2.6545424946249985,"PASS",1,null,"ImeEgsd105",null,45278.283591114203,0,0.59973469055224615,"FAIL",0,1,null,null,3.7802009069789473,null,507.66062556900624,"YES",1,null,7.4389999999999992,5.9600000000000009,6.2474711356919013,13.13,13.290000000000001,14.852837601175882,null,-27281.963914966545,null,-3581.7649456002719,null,0,null,0,null,507.66062556900624,null,0,0,null,"ImeEgsd105"]
[108,"ImeNgsd105",0.98603092133998871,8348.9641729365176,0,4222.6494140625,0,0,44974.312548686328,18458.40625,27366.044533885793,0,0,null,67655.368972652897,27366.044533885793,31588.694016351979,null,33235.238220224281,7340.0348784200078,0,0,72644.325674857319,0,null,40575.271319271189,72644.328125,null,-27080.096893477639,8986.5773713228955,45278.283591114203,null,0.6396583985000418,1.4826867386344114,0,1,0.59973469055224615,1.2844871454999354,0,1,2.6545424946249985,"PASS",1,null,"ImeNgsd105",null,45278.283591114203,0,0.59973469055224615,"FAIL",0,1,null,null,3.7802009069789473,null,507.66062556900624,"YES",1,null,7.4389999999999992,5.9600000000000009,6.2474711356919013,13.13,13.290000000000001,14.852837601175882,null,-27281.963914966545,null,-3581.7649456002719,null,0,null,0,null,507.66062556900624,null,0,0,null,"ImeNgsd105"]
[109,"ImiEgsd105",0.98603092133998871,8348.9641729365176,0,4222.6494140625,0,0,44974.312548686328,18458.40625,27793.650033320166,0,0,null,67655.368972652897,27793.650033320166,32016.299515786355,null,33235.238220224281,7340.0348784200078,0,0,72644.325674857319,0,null,40575.271319271189,72644.328125,null,-27080.096893477639,8558.9718718885233,44850.678091679831,null,0.6396583985000418,1.4598755928288618,0,1,0.59973469055224615,1.2673317035266616,0,1,2.6137023398478072,"PASS",1,null,"ImiEgsd105",null,44850.678091679831,0,0.59973469055224615,"FAIL",0,1,null,null,3.8392679476214004,null,548.39003300580248,"YES",1,null,7.4389999999999992,5.9600000000000009,6.2474711356919013,13.13,13.290000000000001,14.852837601175882,null,-27281.963914966545,null,-3581.7649456002719,null,0,null,0,null,548.39003300580248,null,0,0,null,"ImiEgsd105"]
[110,"ImiNgsd105",0.98603092133998871,8348.9641729365176,0,4222.6494140625,0,0,44974.312548686328,18458.40625,27793.650033320166,0,0,null,67655.368972652897,27793.650033320166,32016.299515786355,null,33235.238220224281,7340.0348784200078,0,0,72644.325674857319,0,null,40575.271319271189,72644.328125,null,-27080.096893477639,8558.9718718885233,44850.678091679831,null,0.6396583985000418,1.4598755928288618,0,1,0.59973469055224615,1.2673317035266616,0,1,2.6137023398478072,"PASS",1,null,"ImiNgsd105",null,44850.678091679831,0,0.59973469055224615,"FAIL",0,1,null,null,3.8392679476214004,null,548.39003300580248,"YES",1,null,7.4389999999999992,5.9600000000000009,6.2474711356919013,13.13,13.290000000000001,14.852837601175882,null,-27281.963914966545,null,-3581.7649456002719,null,0,null,0,null,548.39003300580248,null,0,0,null,"ImiNgsd105"]
[111,"IprEgsd105",0.98603092133998871,8348.9641729365176,0,4222.6494140625,0,0,44974.312548686328,18458.40625,27366.044533885793,0,0,null,67655.368972652897,27366.044533885793,31588.694016351979,null,33235.238220224281,7340.0348784200078,0,0,72644.325674857319,0,null,40575.271319271189,72644.328125,null,-27080.096893477639,8986.5773713228955,45278.283591114203,null,0.6396583985000418,1.4826867386344114,0,1,0.59973469055224615,1.2844871454999354,0,1,2.6545424946249985,"PASS",1,null,"IprEgsd105",null,45278.283591114203,0,0.59973469055224615,"FAIL",0,1,null,null,3.7802009069789473,null,507.66062556900624,"YES",1,null,7.4389999999999992,5.9600000000000009,6.2474711356919013,13.13,13.290000000000001,14.852837601175882,null,-27281.963914966545,null,-3581.7649456002719,null,0,null,0,null,507.66062556900624,null,0,0,null,"IprEgsd105"]
[112,"IprNgsd105",0.98603092133998871,8348.9641729365176,0,4222.6494140625,0,0,44974.312548686328,18458.40625,27366.044533885793,0,0,null,67655.368972652897,27366.044533885793,31588.694016351979,null,33235.238220224281,7340.0348784200078,0,0,72644.325674857319,0,null,40575.271319271189,72644.328125,null,-27080.096893477639,8986.5773713228955,45278.283591114203,null,0.6396583985000418,1.4826867386344114,0,1,0.59973469055224615,1.2844871454999354,0,1,2.6545424946249985,"PASS",1,null,"IprNgsd105",null,45278.283591114203,0,0.59973469055224615,"FAIL",0,1,null,null,3.7802009069789473,null,507.66062556900624,"YES",1,null,7.4389999999999992,5.9600000000000009,6.2474711356919013,13.13,13.290000000000001,14.852837601175882,null,-27281.963914966545,null,-3581.7649456002719,null,0,null,0,null,507.66062556900624,null,0,0,null,"IprNgsd105"]
[113,"IstEgsd105",0.98603092133998871,8348.9641729365176,0,4222.6494140625,0,0,44974.312548686328,18458.40625,27366.044533885793,0,0,null,67655.368972652897,27366.044533885793,31588.694016351979,null,33235.238220224281,7340.0348784200078,0,0,72644.325674857319,0,null,40575.271319271189,72644.328125,null,-27080.096893477639,8986.5773713228955,45278.283591114203,null,0.6396583985000418,1.4826867386344114,0,1,0.59973469055224615,1.2844871454999354,0,1,2.6545424946249985,"PASS",1,null,"IstEgsd105",null,45278.283591114203,0,0.59973469055224615,"FAIL",0,1,null,null,3.7802009069789473,null,507.66062556900624,"YES",1,null,7.4389999999999992,5.9600000000000009,6.2474711356919013,13.13,13.290000000000001,14.852837601175882,null,-27281.963914966545,null,-3581.7649456002719,null,0,null,0,null,507.66062556900624,null,0,0,null,"IstEgsd105"]
[114,"IstNgsd105",0.98603092133998871,8348.9641729365176,0,4222.6494140625,0,0,44974.312548686328,18458.40625,27366.044533885793,0,0,null,67655.368972652897,27366.044533885793,31588.694016351979,null,33235.238220224281,7340.0348784200078,0,0,72644.325674857319,0,null,40575.271319271189,72644.328125,null,-27080.096893477639,8986.5773713228955,45278.283591114203,null,0.6396583985000418,1.4826867386344114,0,1,0.59973469055224615,1.2844871454999354,0,1,2.6545424946249985,"PASS",1,null,"IstNgsd105",null,45278.283591114203,0,0.59973469055224615,"FAIL",0,1,null,null,3.7802009069789473,null,507.66062556900624,"YES",1,null,7.4389999999999992,5.9600000000000009,6.2474711356919013,13.13,13.290000000000001,14.852837601175882,null,-27281.963914966545,null,-3581.7649456002719,null,0,null,0,null,507.66062556900624,null,0,0,null,"IstNgsd105"]
[115,"IteEgsd105",0.98603092133998871,8348.9641729365176,0,4222.6494140625,0,0,44974.312548686328,18458.40625,27366.044533885793,0,0,null,67655.368972652897,27366.044533885793,31588.694016351979,null,33235.238220224281,7340.0348784200078,0,0,72644.325674857319,0,null,40575.271319271189,72644.328125,null,-27080.096893477639,8986.5773713228955,45278.283591114203,null,0.6396583985000418,1.4826867386344114,0,1,0.59973469055224615,1.2844871454999354,0,1,2.6545424946249985,"PASS",1,null,"IteEgsd105",null,45278.283591114203,0,0.59973469055224615,"FAIL",0,1,null,null,3.7802009069789473,null,507.66062556900624,"YES",1,null,7.4389999999999992,5.9600000000000009,6.2474711356919013,13.13,13.290000000000001,14.852837601175882,null,-27281.963914966545,null,-3581.7649456002719,null,0,null,0,null,507.66062556900624,null,0,0,null,"IteEgsd105"]
[116,"IteNgsd105",0.98603092133998871,8348.9641729365176,0,4222.6494140625,0,0,44974.312548686328,18458.40625,27366.044533885793,0,0,null,67655.368972652897,27366.044533885793,31588.694016351979,null,33235.238220224281,7340.0348784200078,0,0,72644.325674857319,0,null,40575.271319271189,72644.328125,null,-27080.096893477639,8986.5773713228955,45278.283591114203,null,0.6396583985000418,1.4826867386344114,0,1,0.59973469055224615,1.2844871454999354,0,1,2.6545424946249985,"PASS",1,null,"IteNgsd105",null,45278.283591114203,0,0.59973469055224615,"FAIL",0,1,null,null,3.7802009069789473,null,507.66062556900624,"YES",1,null,7.4389999999999992,5.9600000000000009,6.2474711356919013,13.13,13.290000000000001,14.852837601175882,null,-27281.963914966545,null,-3581.7649456002719,null,0,null,0,null,507.66062556900624,null,0,0,null,"IteNgsd105"]
[117,"ItrEgsd105",0.98603092133998871,8348.9641729365176,0,4222.6494140625,0,0,44974.312548686328,18458.40625,28234.812042971716,0,0,null,67655.368972652897,28234.812042971716,32457.46152543791,null,33235.238220224281,7340.0348784200078,0,0,72644.325674857319,0,null,40575.271319271189,72644.328125,null,-27080.096893477639,8117.8098622369725,44409.516082028284,null,0.6396583985000418,1.4370653949287151,0,1,0.59973469055224615,1.2501061234558648,0,1,2.5728638821621912,"PASS",1,null,"ItrEgsd105",null,44409.516082028284,0,0.59973469055224615,"FAIL",0,1,null,null,3.9002077670831978,null,590.41080650296749,"YES",1,null,7.4389999999999992,5.9600000000000009,6.2474711356919013,13.13,13.290000000000001,14.852837601175882,null,-27281.963914966545,null,-3581.7649456002719,null,0,null,0,null,590.41080650296749,null,0,0,null,"ItrEgsd105"]
[118,"ItrNgsd105",0.98603092133998871,8348.9641729365176,0,4222.6494140625,0,0,44974.312548686328,18458.40625,28234.812042971716,0,0,null,67655.368972652897,28234.812042971716,32457.46152543791,null,33235.238220224281,7340.0348784200078,0,0,72644.325674857319,0,null,40575.271319271189,72644.328125,null,-27080.096893477639,8117.8098622369725,44409.516082028284,null,0.6396583985000418,1.4370653949287151,0,1,0.59973469055224615,1.2501061234558648,0,1,2.5728638821621912,"PASS",1,null,"ItrNgsd105",null,44409.516082028284,0,0.59973469055224615,"FAIL",0,1,null,null,3.9002077670831978,null,590.41080650296749,"YES",1,null,7.4389999999999992,5.9600000000000009,6.2474711356919013,13.13,13.290000000000001,14.852837601175882,null,-27281.963914966545,null,-3581.7649456002719,null,0,null,0,null,590.41080650296749,null,0,0,null,"ItrNgsd105"]
[119,"IwaEgsd105",0.98533076643943773,8329.1060426051008,0,4212.60595703125,0,0,44867.340505010172,18458.40625,27300.955855410728,0,0,null,67538.353218391319,27300.955855410728,31513.561627291558,null,33164.395208091366,7334.8229106418003,0,0,72515.443694524685,0,null,40499.216888394541,72515.4453125,null,-27039.13582364688,8985.6550759525635,45214.489457089272,null,0.63953792831018363,1.4834358585422229,0,1,0.59964768553163028,1.2851361305787055,0,1,2.6561504181960096,"PASS",1,null,"IwaEgsd105",null,45214.489457089272,0,0.59964768553163028,"FAIL",0,1,null,null,3.7777214913425259,null,505.19854861382555,"YES",1,null,7.4389999999999992,5.9600000000000009,6.2474711356919013,13.13,13.290000000000001,14.852837601175882,null,-27240.624464882669,null,-3576.3376166278299,null,0,null,0,null,505.19854861382555,null,0,0,null,"IwaEgsd105"]
[120,"IwaNgsd105",0.98533076643943773,8329.1060426051008,0,4212.60595703125,0,0,44867.340505010172,18458.40625,27300.955855410728,0,0,null,67538.353218391319,27300.955855410728,31513.561627291558,null,33164.395208091366,7334.8229106418003,0,0,72515.443694524685,0,null,40499.216888394541,72515.4453125,null,-27039.13582364688,8985.6550759525635,45214.489457089272,null,0.63953792831018363,1.4834358585422229,0,1,0.59964768553163028,1.2851361305787055,0,1,2.6561504181960096,"PASS",1,null,"IwaNgsd105",null,45214.489457089272,0,0.59964768553163028,"FAIL",0,1,null,null,3.7777214913425259,null,505.19854861382555,"YES",1,null,7.4389999999999992,5.9600000000000009,6.2474711356919013,13.13,13.290000000000001,14.852837601175882,null,-27240.624464882669,null,-3576.3376166278299,null,0,null,0,null,505.19854861382555,null,0,0,null,"IwaNgsd105"]
[121,"IagEgsd106",0.98603092133998871,8348.9641729365176,0,5627.4013671875,0,0,44974.312548686328,18458.40625,32528.662910988318,0,0,null,69060.121095141178,32528.662910988318,38156.064515942773,null,33235.238220224281,7340.0348784200078,0,0,72644.325674857319,0,null,40575.271319271189,72644.328125,null,-28484.848846602639,2419.2070410953675,40115.665214011678,null,0.6396583985000418,1.2473697867724127,0,1,0.5875354867876631,1.0634029501433429,0,1,2.2332405215604618,"PASS",1,null,"IagEgsd106",null,40115.665214011678,0,0.5875354867876631,"FAIL",0,1,null,null,3.3716787089016886,null,225.96601430206749,"YES",1,null,7.4389999999999992,5.9600000000000009,6.2474711356919013,13.13,13.290000000000001,14.852837601175882,null,-28686.715868091545,null,-2956.9468685437546,null,0,null,0,null,225.96601430206749,null,0,0,null,"IagEgsd106"]
[122,"IagNgsd106",0.98603092133998871,8348.9641729365176,0,5627.4013671875,0,0,44974.312548686328,18458.40625,32528.662910988318,0,0,null,69060.121095141178,32528.662910988318,38156.064515942773,null,33235.238220224281,7340.0348784200078,0,0,72644.325674857319,0,null,40575.271319271189,72644.328125,null,-28484.848846602639,2419.2070410953675,40115.665214011678,null,0.6396583985000418,1.2473697867724127,0,1,0.5875354867876631,1.0634029501433429,0,1,2.2332405215604618,"PASS",1,null,"IagNgsd106",null,40115.665214011678,0,0.5875354867876631,"FAIL",0,1,null,null,3.3716787089016886,null,225.96601430206749,"YES",1,null,7.4389999999999992,5.9600000000000009,6.2474711356919013,13.13,13.290000000000001,14.852837601175882,null,-28686.715868091545,null,-2956.9468685437546,null,0,null,0,null,225.96601430206749,null,0,0,null,"IagNgsd106"]
[123,"IchEgsd106",0.98603092133998871,8348.9641729365176,0,5627.4013671875,0,0,44974.312548686328,18458.40625,32528.662910988318,0,0,null,69060.121095141178,32528.662910988318,38156.064515942773,null,33235.238220224281,7340.0348784200078,0,0,72644.325674857319,0,null,40575.271319271189,72644.328125,null,-28484.848846602639,2419.2070410953675,40115.665214011678,null,0.6396583985000418,1.2473697867724127,0,1,0.5875354867876631,1.0634029501433429,0,1,2.2332405215604618,"PASS",1,null,"IchEgsd106",null,40115.665214011678,0,0.5875354867876631,"FAIL",0,1,null,null,3.3716787089016886,null,225.96601430206749,"YES",1,null,7.4389999999999992,5.9600000000000009,6.2474711356919013,13.13,13.290000000000001,14.852837601175882,null,-28686.715868091545,null,-2956.9468685437546,null,0,null,0,null,225.96601430206749,null,0,0,null,"IchEgsd106"]
[124,"IchNgsd106",0.98603092133998871,8348.9641729365176,0,5627.4013671875,0,0,44974.312548686328,18458.40625,32528.662910988318,0,0,null,69060.121095141178,32528.662910988318,38156.064515942773,null,33235.238220224281,7340.0348784200078,0,0,72644.325674857319,0,null,40575.271319271189,72644.328125,null,-28484.848846602639,2419.2070410953675,40115.665214011678,null,0.6396583985000418,1.2473697867724127,0,1,0.5875354867876631,1.0634029501433429,0,1,2.2332405215604618,"PASS",1,null,"IchNgsd106",null,40115.665214011678,0,0.5875354867876631,"FAIL",0,1,null,null,3.3716787089016886,null,225.96601430206749,"YES",1,null,7.4389999999999992,5.9600000000000009,6.2474711356919013,13.13,13.290000000000001,14.852837601175882,null,-28686.715868091545,null,-2956.9468685437546,null,0,null,0,null,225.96601430206749,null,0,0,null,"IchNgsd106"]
[125,"IcoEgsd106",0.98603092133998871,8348.9641729365176,0,5627.4013671875,0,0,44974.312548686328,18458.40625,32528.662910988318,0,0,null,69060.121095141178,32528.662910988318,38156.064515942773,null,33235.238220224281,7340.0348784200078,0,0,72644.325674857319,0,null,40575.271319271189,72644.328125,null,-28484.848846602639,2419.2070410953675,40115.665214011678,null,0.6396583985000418,1.2473697867724127,0,1,0.5875354867876631,1.0634029501433429,0,1,2.2332405215604618,"PASS",1,null,"IcoEgsd106",null,40115.665214011678,0,0.5875354867876631,"FAIL",0,1,null,null,3.3716787089016886,null,225.96601430206749,"YES",1,null,7.4389999999999992,5.9600000000000009,6.2474711356919013,13.13,13.290000000000001,14.852837601175882,null,-28686.715868091545,null,-2956.9468685437546,null,0,null,0,null,225.96601430206749,null,0,0,null,"IcoEgsd106"]
[126,"IcoNgsd106",0.98603092133998871,8348.9641729365176,0,5627.4013671875,0,0,44974.312548686328,18458.40625,32528.662910988318,0,0,null,69060.121095141178,32528.662910988318,38156.064515942773,null,33235.238220224281,7340.0348784200078,0,0,72644.325674857319,0,null,40575.271319271189,72644.328125,null,-28484.848846602639,2419.2070410953675,40115.665214011678,null,0.6396583985000418,1.2473697867724127,0,1,0.5875354867876631,1.0634029501433429,0,1,2.2332405215604618,"PASS",1,null,"IcoNgsd106",null,40115.665214011678,0,0.5875354867876631,"FAIL",0,1,null,null,3.3716787089016886,null,225.96601430206749,"YES",1,null,7.4389999999999992,5.9600000000000009,6.2474711356919013,13.13,13.290000000000001,14.852837601175882,null,-28686.715868091545,null,-2956.9468685437546,null,0,null,0,null,225.96601430206749,null,0,0,null,"IcoNgsd106"]
[127,"IelEgsd106",0.98603092133998871,8348.9641729365176,0,5627.4013671875,0,0,44974.312548686328,18458.40625,32528.662910988318,0,0,null,69060.121095141178,32528.662910988318,38156.064515942773,null,33235.238220224281,7340.0348784200078,0,0,72644.325674857319,0,null,40575.271319271189,72644.328125,null,-28484.848846602639,2419.2070410953675,40115.665214011678,null,0.6396583985000418,1.2473697867724127,0,1,0.5875354867876631,1.0634029501433429,0,1,2.2332405215604618,"PASS",1,null,"IelEgsd106",null,40115.665214011678,0,0.5875354867876631,"FAIL",0,1,null,null,3.3716787089016886,null,225.96601430206749,"YES",1,null,7.4389999999999992,5.9600000000000009,6.2474711356919013,13.13,13.290000000000001,14.852837601175882,null,-28686.715868091545,null,-2956.9468685437546,null,0,null,0,null,225.96601430206749,null,0,0,null,"IelEgsd106"]
[128,"IelNgsd106",0.98603092133998871,8348.9641729365176,0,5627.4013671875,0,0,44974.312548686328,18458.40625,32528.662910988318,0,0,null,69060.121095141178,32528.662910988318,38156.064515942773,null,33235.238220224281,7340.0348784200078,0,0,72644.325674857319,0,null,40575.271319271189,72644.328125,null,-28484.848846602639,2419.2070410953675,40115.665214011678,null,0.6396583985000418,1.2473697867724127,0,1,0.5875354867876631,1.0634029501433429,0,1,2.2332405215604618,"PASS",1,null,"IelNgsd106",null,40115.665214011678,0,0.5875354867876631,"FAIL",0,1,null,null,3.3716787089016886,null,225.96601430206749,"YES",1,null,7.4389999999999992,5.9600000000000009,6.2474711356919013,13.13,13.290000000000001,14.852837601175882,null,-28686.715868091545,null,-2956.9468685437546,null,0,null,0,null,225.96601430206749,null,0,0,null,"IelNgsd106"]
[129,"IluEgsd106",0.98603092133998871,8348.9641729365176,0,5627.4013671875,0,0,44974.312548686328,18458.40625,33829.861348159524,0,0,null,69060.121095141178,33829.861348159524,39457.262953114019,null,33235.238220224281,7340.0348784200078,0,0,72644.325674857319,0,null,40575.271319271189,72644.328125,null,-28484.848846602639,1118.0086039241651,38814.466776840476,null,0.6396583985000418,1.1993921849602449,0,1,0.5875354867876631,1.0283346721740358,0,1,2.1473433596839775,"PASS",1,null,"IluEgsd106",null,38814.466776840476,0,0.5875354867876631,"FAIL",0,1,null,null,3.5065510084583074,null,318.9665909490551,"YES",1,null,7.4389999999999992,5.9600000000000009,6.2474711356919013,13.13,13.290000000000001,14.852837601175882,null,-28686.715868091545,null,-2956.9468685437546,null,0,null,0,null,318.9665909490551,null,0,0,null,"IluEgsd106"]
[130,"IluNgsd106",0.98603092133998871,8348.9641729365176,0,5627.4013671875,0,0,44974.312548686328,18458.40625,33829.861348159524,0,0,null,69060.121095141178,33829.861348159524,39457.262953114019,null,33235.238220224281,7340.0348784200078,0,0,72644.325674857319,0,null,40575.271319271189,72644.328125,null,-28484.848846602639,1118.0086039241651,38814.466776840476,null,0.6396583985000418,1.1993921849602449,0,1,0.5875354867876631,1.0283346721740358,0,1,2.1473433596839775,"PASS",1,null,"IluNgsd106",null,38814.466776840476,0,0.5875354867876631,"FAIL",0,1,null,null,3.5065510084583074,null,318.9665909490551,"YES",1,null,7.4389999999999992,5.9600000000000009,6.2474711356919013,13.13,13.290000000000001,14.852837601175882,null,-28686.715868091545,null,-2956.9468685437546,null,0,null,0,null,318.9665909490551,null,0,0,null,"IluNgsd106"]
[131,"ImeEgsd106",0.98603092133998871,8348.9641729365176,0,5627.4013671875,0,0,44974.312548686328,18458.40625,32528.662910988318,0,0,null,69060.121095141178,32528.662910988318,38156.064515942773,null,33235.238220224281,7340.0348784200078,0,0,72644.325674857319,0,null,40575.271319271189,72644.328125,null,-28484.848846602639,2419.2070410953675,40115.665214011678,null,0.6396583985000418,1.2473697867724127,0,1,0.5875354867876631,1.0634029501433429,0,1,2.2332405215604618,"PASS",1,null,"ImeEgsd106",null,40115.665214011678,0,0.5875354867876631,"FAIL",0,1,null,null,3.3716787089016886,null,225.96601430206749,"YES",1,null,7.4389999999999992,5.9600000000000009,6.2474711356919013,13.13,13.290000000000001,14.852837601175882,null,-28686.715868091545,null,-2956.9468685437546,null,0,null,0,null,225.96601430206749,null,0,0,null,"ImeEgsd106"]
[132,"ImeNgsd106",0.98603092133998871,8348.9641729365176,0,5627.4013671875,0,0,44974.312548686328,18458.40625,32528.662910988318,0,0,null,69060.121095141178,32528.662910988318,38156.064515942773,null,33235.238220224281,7340.0348784200078,0,0,72644.325674857319,0,null,40575.271319271189,72644.328125,null,-28484.848846602639,2419.2070410953675,40115.665214011678,null,0.6396583985000418,1.2473697867724127,0,1,0.5875354867876631,1.0634029501433429,0,1,2.2332405215604618,"PASS",1,null,"ImeNgsd106",null,40115.665214011678,0,0.5875354867876631,"FAIL",0,1,null,null,3.3716787089016886,null,225.96601430206749,"YES",1,null,7.4389999999999992,5.9600000000000009,6.2474711356919013,13.13,13.290000000000001,14.852837601175882,null,-28686.715868091545,null,-2956.9468685437546,null,0,null,0,null,225.96601430206749,null,0,0,null,"ImeNgsd106"]
[133,"ImiEgsd106",0.98603092133998871,8348.9641729365176,0,5627.4013671875,0,0,44974.312548686328,18458.40625,33036.942963411217,0,0,null,69060.121095141178,33036.942963411217,38664.344568365705,null,33235.238220224281,7340.0348784200078,0,0,72644.325674857319,0,null,40575.271319271189,72644.328125,null,-28484.848846602639,1910.9269886724724,39607.385161588783,null,0.6396583985000418,1.2281787502012143,0,1,0.5875354867876631,1.0494234939647011,0,1,2.1988816642464286,"PASS",1,null,"ImiEgsd106",null,39607.385161588783,0,0.5875354867876631,"FAIL",0,1,null,null,3.4243631537535628,null,262.29433203415931,"YES",1,null,7.4389999999999992,5.9600000000000009,6.2474711356919013,13.13,13.290000000000001,14.852837601175882,null,-28686.715868091545,null,-2956.9468685437546,null,0,null,0,null,262.29433203415931,null,0,0,null,"ImiEgsd106"]
[134,"ImiNgsd106",0.98603092133998871,8348.9641729365176,0,5627.4013671875,0,0,44974.312548686328,18458.40625,33036.942963411217,0,0,null,69060.121095141178,33036.942963411217,38664.344568365705,null,33235.238220224281,7340.0348784200078,0,0,72644.325674857319,0,null,40575.271319271189,72644.328125,null,-28484.848846602639,1910.9269886724724,39607.385161588783,null,0.6396583985000418,1.2281787502012143,0,1,0.5875354867876631,1.0494234939647011,0,1,2.1988816642464286,"PASS",1,null,"ImiNgsd106",null,39607.385161588783,0,0.5875354867876631,"FAIL",0,1,null,null,3.4243631537535628,null,262.29433203415931,"YES",1,null,7.4389999999999992,5.9600000000000009,6.2474711356919013,13.13,13.290000000000001,14.852837601175882,null,-28686.715868091545,null,-2956.9468685437546,null,0,null,0,null,262.29433203415931,null,0,0,null,"ImiNgsd106"]
[135,"IprEgsd106",0.98603092133998871,8348.9641729365176,0,5627.4013671875,0,0,44974.312548686328,18458.40625,32528.662910988318,0,0,null,69060.121095141178,32528.662910988318,38156.064515942773,null,33235.238220224281,7340.0348784200078,0,0,72644.325674857319,0,null,40575.271319271189,72644.328125,null,-28484.848846602639,2419.2070410953675,40115.665214011678,null,0.6396583985000418,1.2473697867724127,0,1,0.5875354867876631,1.0634029501433429,0,1,2.2332405215604618,"PASS",1,null,"IprEgsd106",null,40115.665214011678,0,0.5875354867876631,"FAIL",0,1,null,null,3.3716787089016886,null,225.96601430206749,"YES",1,null,7.4389999999999992,5.9600000000000009,6.2474711356919013,13.13,13.290000000000001,14.852837601175882,null,-28686.715868091545,null,-2956.9468685437546,null,0,null,0,null,225.96601430206749,null,0,0,null,"IprEgsd106"]
[136,"IprNgsd106",0.98603092133998871,8348.9641729365176,0,5627.4013671875,0,0,44974.312548686328,18458.40625,32528.662910988318,0,0,null,69060.121095141178,32528.662910988318,38156.064515942773,null,33235.238220224281,7340.0348784200078,0,0,72644.325674857319,0,null,40575.271319271189,72644.328125,null,-28484.848846602639,2419.2070410953675,40115.665214011678,null,0.6396583985000418,1.2473697867724127,0,1,0.5875354867876631,1.0634029501433429,0,1,2.2332405215604618,"PASS",1,null,"IprNgsd106",null,40115.665214011678,0,0.5875354867876631,"FAIL",0,1,null,null,3.3716787089016886,null,225.96601430206749,"YES",1,null,7.4389999999999992,5.9600000000000009,6.2474711356919013,13.13,13.290000000000001,14.852837601175882,null,-28686.715868091545,null,-2956.9468685437546,null,0,null,0,null,225.96601430206749,null,0,0,null,"IprNgsd106"]
[137,"IstEgsd106",0.98603092133998871,8348.9641729365176,0,5627.4013671875,0,0,44974.312548686328,18458.40625,32528.662910988318,0,0,null,69060.121095141178,32528.662910988318,38156.064515942773,null,33235.238220224281,7340.0348784200078,0,0,72644.325674857319,0,null,40575.271319271189,72644.328125,null,-28484.848846602639,2419.2070410953675,40115.665214011678,null,0.6396583985000418,1.2473697867724127,0,1,0.5875354867876631,1.0634029501433429,0,1,2.2332405215604618,"PASS",1,null,"IstEgsd106",null,40115.665214011678,0,0.5875354867876631,"FAIL",0,1,null,null,3.3716787089016886,null,225.96601430206749,"YES",1,null,7.4389999999999992,5.9600000000000009,6.2474711356919013,13.13,13.290000000000001,14.852837601175882,null,-28686.715868091545,null,-2956.9468685437546,null,0,null,0,null,225.96601430206749,null,0,0,null,"IstEgsd106"]
[138,"IstNgsd106",0.98603092133998871,8348.9641729365176,0,5627.4013671875,0,0,44974.312548686328,18458.40625,32528.662910988318,0,0,null,69060.121095141178,32528.662910988318,38156.064515942773,null,33235.238220224281,7340.0348784200078,0,0,72644.325674857319,0,null,40575.271319271189,72644.328125,null,-28484.848846602639,2419.2070410953675,40115.665214011678,null,0.6396583985000418,1.2473697867724127,0,1,0.5875354867876631,1.0634029501433429,0,1,2.2332405215604618,"PASS",1,null,"IstNgsd106",null,40115.665214011678,0,0.5875354867876631,"FAIL",0,1,null,null,3.3716787089016886,null,225.96601430206749,"YES",1,null,7.4389999999999992,5.9600000000000009,6.2474711356919013,13.13,13.290000000000001,14.852837601175882,null,-28686.715868091545,null,-2956.9468685437546,null,0,null,0,null,225.96601430206749,null,0,0,null,"IstNgsd106"]
[139,"IteEgsd106",0.98603092133998871,8348.9641729365176,0,5627.4013671875,0,0,44974.312548686328,18458.40625,32528.662910988318,0,0,null,69060.121095141178,32528.662910988318,38156.064515942773,null,33235.238220224281,7340.0348784200078,0,0,72644.325674857319,0,null,40575.271319271189,72644.328125,null,-28484.848846602639,2419.2070410953675,40115.665214011678,null,0.6396583985000418,1.2473697867724127,0,1,0.5875354867876631,1.0634029501433429,0,1,2.2332405215604618,"PASS",1,null,"IteEgsd106",null,40115.665214011678,0,0.5875354867876631,"FAIL",0,1,null,null,3.3716787089016886,null,225.96601430206749,"YES",1,null,7.4389999999999992,5.9600000000000009,6.2474711356919013,13.13,13.290000000000001,14.852837601175882,null,-28686.715868091545,null,-2956.9468685437546,null,0,null,0,null,225.96601430206749,null,0,0,null,"IteEgsd106"]
[140,"IteNgsd106",0.98603092133998871,8348.9641729365176,0,5627.4013671875,0,0,44974.312548686328,18458.40625,32528.662910988318,0,0,null,69060.121095141178,32528.662910988318,38156.064515942773,null,33235.238220224281,7340.0348784200078,0,0,72644.325674857319,0,null,40575.271319271189,72644.328125,null,-28484.848846602639,2419.2070410953675,40115.665214011678,null,0.6396583985000418,1.2473697867724127,0,1,0.5875354867876631,1.0634029501433429,0,1,2.2332405215604618,"PASS",1,null,"IteNgsd106",null,40115.665214011678,0,0.5875354867876631,"FAIL",0,1,null,null,3.3716787089016886,null,225.96601430206749,"YES",1,null,7.4389999999999992,5.9600000000000009,6.2474711356919013,13.13,13.290000000000001,14.852837601175882,null,-28686.715868091545,null,-2956.9468685437546,null,0,null,0,null,225.96601430206749,null,0,0,null,"IteNgsd106"]
[141,"ItrEgsd106",0.98603092133998871,8348.9641729365176,0,5627.4013671875,0,0,44974.312548686328,18458.40625,33561.359432710669,0,0,null,69060.121095141178,33561.359432710669,39188.761037665165,null,33235.238220224281,7340.0348784200078,0,0,72644.325674857319,0,null,40575.271319271189,72644.328125,null,-28484.848846602639,1386.5105193730196,39082.968692289331,null,0.6396583985000418,1.2089877169791994,0,1,0.5875354867876631,1.0353803103510388,0,1,2.1645228129286389,"PASS",1,null,"ItrEgsd106",null,39082.968692289331,0,0.5875354867876631,"FAIL",0,1,null,null,3.4787201840386195,null,299.77597339377655,"YES",1,null,7.4389999999999992,5.9600000000000009,6.2474711356919013,13.13,13.290000000000001,14.852837601175882,null,-28686.715868091545,null,-2956.9468685437546,null,0,null,0,null,299.77597339377655,null,0,0,null,"ItrEgsd106"]
[142,"ItrNgsd106",0.98603092133998871,8348.9641729365176,0,5627.4013671875,0,0,44974.312548686328,18458.40625,33561.359432710669,0,0,null,69060.121095141178,33561.359432710669,39188.761037665165,null,33235.238220224281,7340.0348784200078,0,0,72644.325674857319,0,null,40575.271319271189,72644.328125,null,-28484.848846602639,1386.5105193730196,39082.968692289331,null,0.6396583985000418,1.2089877169791994,0,1,0.5875354867876631,1.0353803103510388,0,1,2.1645228129286389,"PASS",1,null,"ItrNgsd106",null,39082.968692289331,0,0.5875354867876631,"FAIL",0,1,null,null,3.4787201840386195,null,299.77597339377655,"YES",1,null,7.4389999999999992,5.9600000000000009,6.2474711356919013,13.13,13.290000000000001,14.852837601175882,null,-28686.715868091545,null,-2956.9468685437546,null,0,null,0,null,299.77597339377655,null,0,0,null,"ItrNgsd106"]
[143,"IwaEgsd106",0.98533076643943773,8329.1060426051008,0,5614.0166015625,0,0,44867.340505010172,18458.40625,32451.29418908872,0,0,null,68939.764091784498,32451.29418908872,38065.31083436271,null,33164.395208091366,7334.8229106418003,0,0,72515.443694524685,0,null,40499.216888394541,72515.4453125,null,-28440.54646817813,2433.9060977433255,40064.151123411284,null,0.63953792831018363,1.2480000536315072,0,1,0.58745802011131176,1.0639402660109396,0,1,2.234593322841413,"PASS",1,null,"IwaEgsd106",null,40064.151123411284,0,0.58745802011131176,"FAIL",0,1,null,null,3.3694672410147817,null,224.17395511515645,"YES",1,null,7.4389999999999992,5.9600000000000009,6.2474711356919013,13.13,13.290000000000001,14.852837601175882,null,-28642.035109413919,null,-2952.3413002359885,null,0,null,0,null,224.17395511515645,null,0,0,null,"IwaEgsd106"]
[144,"IwaNgsd106",0.98533076643943773,8329.1060426051008,0,5614.0166015625,0,0,44867.340505010172,18458.40625,32451.29418908872,0,0,null,68939.764091784498,32451.29418908872,38065.31083436271,null,33164.395208091366,7334.8229106418003,0,0,72515.443694524685,0,null,40499.216888394541,72515.4453125,null,-28440.54646817813,2433.9060977433255,40064.151123411284,null,0.63953792831018363,1.2480000536315072,0,1,0.58745802011131176,1.0639402660109396,0,1,2.234593322841413,"PASS",1,null,"IwaNgsd106",null,40064.151123411284,0,0.58745802011131176,"FAIL",0,1,null,null,3.3694672410147817,null,224.17395511515645,"YES",1,null,7.4389999999999992,5.9600000000000009,6.2474711356919013,13.13,13.290000000000001,14.852837601175882,null,-28642.035109413919,null,-2952.3413002359885,null,0,null,0,null,224.17395511515645,null,0,0,null,"IwaNgsd106"]
[145,"IagEgsd107",0.98603092133998871,8348.9641729365176,0,4664.7021484375,0,0,44974.312548686328,18458.40625,3605.0333300961825,0,0,null,68097.421469637557,3605.0333300961825,8269.7353095470608,null,33235.238220224281,7340.0348784200078,0,0,72644.325674857319,0,null,40575.271319271189,72644.328125,null,-27522.149627852639,32305.535840737506,69039.294794903821,null,0.6396583985000418,11.255172311593757,0,1,0.59584152754884812,4.9064775317898848,0,1,20.150806240413274,"PASS",1,null,"IagEgsd107",null,69039.294794903821,0,0.59584152754884812,"FAIL",0,1,null,null,0.45078895815723946,null,-1788.1201400418336,"NO",0,null,7.4389999999999992,5.9600000000000009,6.2474711356919013,13.13,13.290000000000001,14.852837601175882,null,-27724.016649341549,null,-3360.0199448228259,null,0,null,0,null,-1788.1201400418336,null,-1788.1201400418336,-5.752551904463469,null,"IagEgsd107"]
[146,"IagNgsd107",0.98603092133998871,8348.9641729365176,0,4664.7021484375,0,0,44974.312548686328,18458.40625,3605.0333300961825,0,0,null,68097.421469637557,3605.0333300961825,8269.7353095470608,null,33235.238220224281,7340.0348784200078,0,0,72644.325674857319,0,null,40575.271319271189,72644.328125,null,-27522.149627852639,32305.535840737506,69039.294794903821,null,0.6396583985000418,11.255172311593757,0,1,0.59584152754884812,4.9064775317898848,0,1,20.150806240413274,"PASS",1,null,"IagNgsd107",null,69039.294794903821,0,0.59584152754884812,"FAIL",0,1,null,null,0.45078895815723946,null,-1788.1201400418336,"NO",0,null,7.4389999999999992,5.9600000000000009,6.2474711356919013,13.13,13.290000000000001,14.852837601175882,null,-27724.016649341549,null,-3360.0199448228259,null,0,null,0,null,-1788.1201400418336,null,-1788.1201400418336,-5.752551904463469,null,"IagNgsd107"]
[147,"IchEgsd107",0.98603092133998871,8348.9641729365176,0,4664.7021484375,0,0,44974.312548686328,18458.40625,3605.0333300961825,0,0,null,68097.421469637557,3605.0333300961825,8269.7353095470608,null,33235.238220224281,7340.0348784200078,0,0,72644.325674857319,0,null,40575.271319271189,72644.328125,null,-27522.149627852639,32305.535840737506,69039.294794903821,null,0.6396583985000418,11.255172311593757,0,1,0.59584152754884812,4.9064775317898848,0,1,20.150806240413274,"PASS",1,null,"IchEgsd107",null,69039.294794903821,0,0.59584152754884812,"FAIL",0,1,null,null,0.45078895815723946,null,-1788.1201400418336,"NO",0,null,7.4389999999999992,5.9600000000000009,6.2474711356919013,13.13,13.290000000000001,14.852837601175882,null,-27724.016649341549,null,-3360.0199448228259,null,0,null,0,null,-1788.1201400418336,null,-1788.1201400418336,-5.752551904463469,null,"IchEgsd107"]
[148,"IchNgsd107",0.98603092133998871,8348.9641729365176,0,4664.7021484375,0,0,44974.312548686328,18458.40625,3605.0333300961825,0,0,null,68097.421469637557,3605.0333300961825,8269.7353095470608,null,33235.238220224281,7340.0348784200078,0,0,72644.325674857319,0,null,40575.271319271189,72644.328125,null,-27522.149627852639,32305.535840737506,69039.294794903821,null,0.6396583985000418,11.255172311593757,0,1,0.59584152754884812,4.9064775317898848,0,1,20.150806240413274,"PASS",1,null,"IchNgsd107",null,69039.294794903821,0,0.59584152754884812,"FAIL",0,1,null,null,0.45078895815723946,null,-1788.1201400418336,"NO",0,null,7.4389999999999992,5.9600000000000009,6.2474711356919013,13.13,13.290000000000001,14.852837601175882,null,-27724.016649341549,null,-3360.0199448228259,null,0,null,0,null,-1788.1201400418336,null,-1788.1201400418336,-5.752551904463469,null,"IchNgsd107"]
[149,"IcoEgsd107",0.98603092133998871,8348.9641729365176,0,4664.7021484375,0,0,44974.312548686328,18458.40625,3605.0333300961825,0,0,null,68097.421469637557,3605.0333300961825,8269.7353095470608,null,33235.238220224281,7340.0348784200078,0,0,72644.325674857319,0,null,40575.271319271189,72644.328125,null,-27522.149627852639,32305.535840737506,69039.294794903821,null,0.6396583985000418,11.255172311593757,0,1,0.59584152754884812,4.9064775317898848,0,1,20.150806240413274,"PASS",1,null,"IcoEgsd107",null,69039.294794903821,0,0.59584152754884812,"FAIL",0,1,null,null,0.45078895815723946,null,-1788.1201400418336,"NO",0,null,7.4389999999999992,5.9600000000000009,6.2474711356919013,13.13,13.290000000000001,14.852837601175882,null,-27724.016649341549,null,-3360.0199448228259,null,0,null,0,null,-1788.1201400418336,null,-1788.1201400418336,-5.752551904463469,null,"IcoEgsd107"]
[150,"IcoNgsd107",0.98603092133998871,8348.9641729365176,0,4664.7021484375,0,0,44974.312548686328,18458.40625,3605.0333300961825,0,0,null,68097.421469637557,3605.0333300961825,8269.7353095470608,null,33235.238220224281,7340.0348784200078,0,0,72644.325674857319,0,null,40575.271319271189,72644.328125,null,-27522.149627852639,32305.535840737506,69039.294794903821,null,0.6396583985000418,11.255172311593757,0,1,0.59584152754884812,4.9064775317898848,0,1,20.150806240413274,"PASS",1,null,"IcoNgsd107",null,69039.294794903821,0,0.59584152754884812,"FAIL",0,1,null,null,0.45078895815723946,null,-1788.1201400418336,"NO",0,null,7.4389999999999992,5.9600000000000009,6.2474711356919013,13.13,13.290000000000001,14.852837601175882,null,-27724.016649341549,null,-3360.0199448228259,null,0,null,0,null,-1788.1201400418336,null,-1788.1201400418336,-5.752551904463469,null,"IcoNgsd107"]
[151,"IelEgsd107",0.98603092133998871,8348.9641729365176,0,4664.7021484375,0,0,44974.312548686328,18458.40625,3605.0333300961825,0,0,null,68097.421469637557,3605.0333300961825,8269.7353095470608,null,33235.238220224281,7340.0348784200078,0,0,72644.325674857319,0,null,40575.271319271189,72644.328125,null,-27522.149627852639,32305.535840737506,69039.294794903821,null,0.6396583985000418,11.255172311593757,0,1,0.59584152754884812,4.9064775317898848,0,1,20.150806240413274,"PASS",1,null,"IelEgsd107",null,69039.294794903821,0,0.59584152754884812,"FAIL",0,1,null,null,0.45078895815723946,null,-1788.1201400418336,"NO",0,null,7.4389999999999992,5.9600000000000009,6.2474711356919013,13.13,13.290000000000001,14.852837601175882,null,-27724.016649341549,null,-3360.0199448228259,null,0,null,0,null,-1788.1201400418336,null,-1788.1201400418336,-5.752551904463469,null,"IelEgsd107"]
[152,"IelNgsd107",0.98603092133998871,8348.9641729365176,0,4664.7021484375,0,0,44974.312548686328,18458.40625,3605.0333300961825,0,0,null,68097.421469637557,3605.0333300961825,8269.7353095470608,null,33235.238220224281,7340.0348784200078,0,0,72644.325674857319,0,null,40575.271319271189,72644.328125,null,-27522.149627852639,32305.535840737506,69039.294794903821,null,0.6396583985000418,11.255172311593757,0,1,0.59584152754884812,4.9064775317898848,0,1,20.150806240413274,"PASS",1,null,"IelNgsd107",null,69039.294794903821,0,0.59584152754884812,"FAIL",0,1,null,null,0.45078895815723946,null,-1788.1201400418336,"NO",0,null,7.4389999999999992,5.9600000000000009,6.2474711356919013,13.13,13.290000000000001,14.852837601175882,null,-27724.016649341549,null,-3360.0199448228259,null,0,null,0,null,-1788.1201400418336,null,-1788.1201400418336,-5.752551904463469,null,"IelNgsd107"]
[153,"IluEgsd107",0.98603092133998871,8348.9641729365176,0,4664.7021484375,0,0,44974.312548686328,18458.40625,3749.2348473461066,0,0,null,68097.421469637557,3749.2348473461066,8413.9368267969821,null,33235.238220224281,7340.0348784200078,0,0,72644.325674857319,0,null,40575.271319271189,72644.328125,null,-27522.149627852639,32161.334323487583,68895.093277653898,null,0.6396583985000418,10.82228053758552,0,1,0.59584152754884812,4.8223882992711111,0,1,19.375774280029763,"PASS",1,null,"IluEgsd107",null,68895.093277653898,0,0.59584152754884812,"FAIL",0,1,null,null,0.4688205164835263,null,-1775.6865615553597,"NO",0,null,7.4389999999999992,5.9600000000000009,6.2474711356919013,13.13,13.290000000000001,14.852837601175882,null,-27724.016649341549,null,-3360.0199448228259,null,0,null,0,null,-1775.6865615553597,null,-1775.6865615553597,-5.492838369676452,null,"IluEgsd107"]
[154,"IluNgsd107",0.98603092133998871,8348.9641729365176,0,4664.7021484375,0,0,44974.312548686328,18458.40625,3749.2348473461066,0,0,null,68097.421469637557,3749.2348473461066,8413.9368267969821,null,33235.238220224281,7340.0348784200078,0,0,72644.325674857319,0,null,40575.271319271189,72644.328125,null,-27522.149627852639,32161.334323487583,68895.093277653898,null,0.6396583985000418,10.82228053758552,0,1,0.59584152754884812,4.8223882992711111,0,1,19.375774280029763,"PASS",1,null,"IluNgsd107",null,68895.093277653898,0,0.59584152754884812,"FAIL",0,1,null,null,0.4688205164835263,null,-1775.6865615553597,"NO",0,null,7.4389999999999992,5.9600000000000009,6.2474711356919013,13.13,13.290000000000001,14.852837601175882,null,-27724.016649341549,null,-3360.0199448228259,null,0,null,0,null,-1775.6865615553597,null,-1775.6865615553597,-5.492838369676452,null,"IluNgsd107"]
[155,"ImeEgsd107",0.98603092133998871,8348.9641729365176,0,4664.7021484375,0,0,44974.312548686328,18458.40625,3605.0333300961825,0,0,null,68097.421469637557,3605.0333300961825,8269.7353095470608,null,33235.238220224281,7340.0348784200078,0,0,72644.325674857319,0,null,40575.271319271189,72644.328125,null,-27522.149627852639,32305.535840737506,69039.294794903821,null,0.6396583985000418,11.255172311593757,0,1,0.59584152754884812,4.9064775317898848,0,1,20.150806240413274,"PASS",1,null,"ImeEgsd107",null,69039.294794903821,0,0.59584152754884812,"FAIL",0,1,null,null,0.45078895815723946,null,-1788.1201400418336,"NO",0,null,7.4389999999999992,5.9600000000000009,6.2474711356919013,13.13,13.290000000000001,14.852837601175882,null,-27724.016649341549,null,-3360.0199448228259,null,0,null,0,null,-1788.1201400418336,null,-1788.1201400418336,-5.752551904463469,null,"ImeEgsd107"]
[156,"ImeNgsd107",0.98603092133998871,8348.9641729365176,0,4664.7021484375,0,0,44974.312548686328,18458.40625,3605.0333300961825,0,0,null,68097.421469637557,3605.0333300961825,8269.7353095470608,null,33235.238220224281,7340.0348784200078,0,0,72644.325674857319,0,null,40575.271319271189,72644.328125,null,-27522.149627852639,32305.535840737506,69039.294794903821,null,0.6396583985000418,11.255172311593757,0,1,0.59584152754884812,4.9064775317898848,0,1,20.150806240413274,"PASS",1,null,"ImeNgsd107",null,69039.294794903821,0,0.59584152754884812,"FAIL",0,1,null,null,0.45078895815723946,null,-1788.1201400418336,"NO",0,null,7.4389999999999992,5.9600000000000009,6.2474711356919013,13.13,13.290000000000001,14.852837601175882,null,-27724.016649341549,null,-3360.0199448228259,null,0,null,0,null,-1788.1201400418336,null,-1788.1201400418336,-5.752551904463469,null,"ImeNgsd107"]
[157,"ImiEgsd107",0.98603092133998871,8348.9641729365176,0,4664.7021484375,0,0,44974.312548686328,18458.40625,3661.3634635109888,0,0,null,68097.421469637557,3661.3634635109888,8326.0654429618662,null,33235.238220224281,7340.0348784200078,0,0,72644.325674857319,0,null,40575.271319271189,72644.328125,null,-27522.149627852639,32249.205707322701,68982.964661489008,null,0.6396583985000418,11.082011311808516,0,1,0.59584152754884812,4.8732826776001898,0,1,19.84078577529127,"PASS",1,null,"ImiEgsd107",null,68982.964661489008,0,0.59584152754884812,"FAIL",0,1,null,null,0.45783270275385202,null,-1783.2631582049958,"NO",0,null,7.4389999999999992,5.9600000000000009,6.2474711356919013,13.13,13.290000000000001,14.852837601175882,null,-27724.016649341549,null,-3360.0199448228259,null,0,null,0,null,-1783.2631582049958,null,-1783.2631582049958,-5.648664063546212,null,"ImiEgsd107"]
[158,"ImiNgsd107",0.98603092133998871,8348.9641729365176,0,4664.7021484375,0,0,44974.312548686328,18458.40625,3661.3634635109888,0,0,null,68097.421469637557,3661.3634635109888,8326.0654429618662,null,33235.238220224281,7340.0348784200078,0,0,72644.325674857319,0,null,40575.271319271189,72644.328125,null,-27522.149627852639,32249.205707322701,68982.964661489008,null,0.6396583985000418,11.082011311808516,0,1,0.59584152754884812,4.8732826776001898,0,1,19.84078577529127,"PASS",1,null,"ImiNgsd107",null,68982.964661489008,0,0.59584152754884812,"FAIL",0,1,null,null,0.45783270275385202,null,-1783.2631582049958,"NO",0,null,7.4389999999999992,5.9600000000000009,6.2474711356919013,13.13,13.290000000000001,14.852837601175882,null,-27724.016649341549,null,-3360.0199448228259,null,0,null,0,null,-1783.2631582049958,null,-1783.2631582049958,-5.648664063546212,null,"ImiNgsd107"]
[159,"IprEgsd107",0.98603092133998871,8348.9641729365176,0,4664.7021484375,0,0,44974.312548686328,18458.40625,3605.0333300961825,0,0,null,68097.421469637557,3605.0333300961825,8269.7353095470608,null,33235.238220224281,7340.0348784200078,0,0,72644.325674857319,0,null,40575.271319271189,72644.328125,null,-27522.149627852639,32305.535840737506,69039.294794903821,null,0.6396583985000418,11.255172311593757,0,1,0.59584152754884812,4.9064775317898848,0,1,20.150806240413274,"PASS",1,null,"IprEgsd107",null,69039.294794903821,0,0.59584152754884812,"FAIL",0,1,null,null,0.45078895815723946,null,-1788.1201400418336,"NO",0,null,7.4389999999999992,5.9600000000000009,6.2474711356919013,13.13,13.290000000000001,14.852837601175882,null,-27724.016649341549,null,-3360.0199448228259,null,0,null,0,null,-1788.1201400418336,null,-1788.1201400418336,-5.752551904463469,null,"IprEgsd107"]
[160,"IprNgsd107",0.98603092133998871,8348.9641729365176,0,4664.7021484375,0,0,44974.312548686328,18458.40625,3605.0333300961825,0,0,null,68097.421469637557,3605.0333300961825,8269.7353095470608,null,33235.238220224281,7340.0348784200078,0,0,72644.325674857319,0,null,40575.271319271189,72644.328125,null,-27522.149627852639,32305.535840737506,69039.294794903821,null,0.6396583985000418,11.255172311593757,0,1,0.59584152754884812,4.9064775317898848,0,1,20.150806240413274,"PASS",1,null,"IprNgsd107",null,69039.294794903821,0,0.59584152754884812,"FAIL",0,1,null,null,0.45078895815723946,null,-1788.1201400418336,"NO",0,null,7.4389999999999992,5.9600000000000009,6.2474711356919013,13.13,13.290000000000001,14.852837601175882,null,-27724.016649341549,null,-3360.0199448228259,null,0,null,0,null,-1788.1201400418336,null,-1788.1201400418336,-5.752551904463469,null,"IprNgsd107"]
[161,"IstEgsd107",0.98603092133998871,8348.9641729365176,0,4664.7021484375,0,0,44974.312548686328,18458.40625,3605.0333300961825,0,0,null,68097.421469637557,3605.0333300961825,8269.7353095470608,null,33235.238220224281,7340.0348784200078,0,0,72644.325674857319,0,null,40575.271319271189,72644.328125,null,-27522.149627852639,32305.535840737506,69039.294794903821,null,0.6396583985000418,11.255172311593757,0,1,0.59584152754884812,4.9064775317898848,0,1,20.150806240413274,"PASS",1,null,"IstEgsd107",null,69039.294794903821,0,0.59584152754884812,"FAIL",0,1,null,null,0.45078895815723946,null,-1788.1201400418336,"NO",0,null,7.4389999999999992,5.9600000000000009,6.2474711356919013,13.13,13.290000000000001,14.852837601175882,null,-27724.016649341549,null,-3360.0199448228259,null,0,null,0,null,-1788.1201400418336,null,-1788.1201400418336,-5.752551904463469,null,"IstEgsd107"]
[162,"IstNgsd107",0.98603092133998871,8348.9641729365176,0,4664.7021484375,0,0,44974.312548686328,18458.40625,3605.0333300961825,0,0,null,68097.421469637557,3605.0333300961825,8269.7353095470608,null,33235.238220224281,7340.0348784200078,0,0,72644.325674857319,0,null,40575.271319271189,72644.328125,null,-27522.149627852639,32305.535840737506,69039.294794903821,null,0.6396583985000418,11.255172311593757,0,1,0.59584152754884812,4.9064775317898848,0,1,20.150806240413274,"PASS",1,null,"IstNgsd107",null,69039.294794903821,0,0.59584152754884812,"FAIL",0,1,null,null,0.45078895815723946,null,-1788.1201400418336,"NO",0,null,7.4389999999999992,5.9600000000000009,6.2474711356919013,13.13,13.290000000000001,14.852837601175882,null,-27724.016649341549,null,-3360.0199448228259,null,0,null,0,null,-1788.1201400418336,null,-1788.1201400418336,-5.752551904463469,null,"IstNgsd107"]
[163,"IteEgsd107",0.98603092133998871,8348.9641729365176,0,4664.7021484375,0,0,44974.312548686328,18458.40625,3605.0333300961825,0,0,null,68097.421469637557,3605.0333300961825,8269.7353095470608,null,33235.238220224281,7340.0348784200078,0,0,72644.325674857319,0,null,40575.271319271189,72644.328125,null,-27522.149627852639,32305.535840737506,69039.294794903821,null,0.6396583985000418,11.255172311593757,0,1,0.59584152754884812,4.9064775317898848,0,1,20.150806240413274,"PASS",1,null,"IteEgsd107",null,69039.294794903821,0,0.59584152754884812,"FAIL",0,1,null,null,0.45078895815723946,null,-1788.1201400418336,"NO",0,null,7.4389999999999992,5.9600000000000009,6.2474711356919013,13.13,13.290000000000001,14.852837601175882,null,-27724.016649341549,null,-3360.0199448228259,null,0,null,0,null,-1788.1201400418336,null,-1788.1201400418336,-5.752551904463469,null,"IteEgsd107"]
[164,"IteNgsd107",0.98603092133998871,8348.9641729365176,0,4664.7021484375,0,0,44974.312548686328,18458.40625,3605.0333300961825,0,0,null,68097.421469637557,3605.0333300961825,8269.7353095470608,null,33235.238220224281,7340.0348784200078,0,0,72644.325674857319,0,null,40575.271319271189,72644.328125,null,-27522.149627852639,32305.535840737506,69039.294794903821,null,0.6396583985000418,11.255172311593757,0,1,0.59584152754884812,4.9064775317898848,0,1,20.150806240413274,"PASS",1,null,"IteNgsd107",null,69039.294794903821,0,0.59584152754884812,"FAIL",0,1,null,null,0.45078895815723946,null,-1788.1201400418336,"NO",0,null,7.4389999999999992,5.9600000000000009,6.2474711356919013,13.13,13.290000000000001,14.852837601175882,null,-27724.016649341549,null,-3360.0199448228259,null,0,null,0,null,-1788.1201400418336,null,-1788.1201400418336,-5.752551904463469,null,"IteNgsd107"]
[165,"ItrEgsd107",0.98603092133998871,8348.9641729365176,0,4664.7021484375,0,0,44974.312548686328,18458.40625,3719.4795517444704,0,0,null,68097.421469637557,3719.4795517444704,8384.1815311953487,null,33235.238220224281,7340.0348784200078,0,0,72644.325674857319,0,null,40575.271319271189,72644.328125,null,-27522.149627852639,32191.089619089216,68924.848573255527,null,0.6396583985000418,10.908857208326635,0,1,0.59584152754884812,4.8395028602958998,0,1,19.530777657032456,"PASS",1,null,"ItrEgsd107",null,68924.848573255527,0,0.59584152754884812,"FAIL",0,1,null,null,0.46509977622467136,null,-1778.252180965459,"NO",0,null,7.4389999999999992,5.9600000000000009,6.2474711356919013,13.13,13.290000000000001,14.852837601175882,null,-27724.016649341549,null,-3360.0199448228259,null,0,null,0,null,-1778.252180965459,null,-1778.252180965459,-5.5447802676330387,null,"ItrEgsd107"]
[166,"ItrNgsd107",0.98603092133998871,8348.9641729365176,0,4664.7021484375,0,0,44974.312548686328,18458.40625,3719.4795517444704,0,0,null,68097.421469637557,3719.4795517444704,8384.1815311953487,null,33235.238220224281,7340.0348784200078,0,0,72644.325674857319,0,null,40575.271319271189,72644.328125,null,-27522.149627852639,32191.089619089216,68924.848573255527,null,0.6396583985000418,10.908857208326635,0,1,0.59584152754884812,4.8395028602958998,0,1,19.530777657032456,"PASS",1,null,"ItrNgsd107",null,68924.848573255527,0,0.59584152754884812,"FAIL",0,1,null,null,0.46509977622467136,null,-1778.252180965459,"NO",0,null,7.4389999999999992,5.9600000000000009,6.2474711356919013,13.13,13.290000000000001,14.852837601175882,null,-27724.016649341549,null,-3360.0199448228259,null,0,null,0,null,-1778.252180965459,null,-1778.252180965459,-5.5447802676330387,null,"ItrNgsd107"]
[167,"IwaEgsd107",0.98533076643943773,8329.1060426051008,0,4653.60693359375,0,0,44867.340505010172,18458.40625,3596.4589065057799,0,0,null,67979.354278982457,3596.4589065057799,8250.065738977708,null,33164.395208091366,7334.8229106418003,0,0,72515.443694524685,0,null,40499.216888394541,72515.4453125,null,-27480.13680020938,32249.151048295011,68918.986405994219,null,0.63953792831018363,11.260859067549436,0,1,0.59575760419716728,4.9089568099623735,0,1,20.163012340089271,"PASS",1,null,"IwaEgsd107",null,68918.986405994219,0,0.59575760419716728,"FAIL",0,1,null,null,0.45049328784259618,null,-1785.1216442935051,"NO",0,null,7.4389999999999992,5.9600000000000009,6.2474711356919013,13.13,13.290000000000001,14.852837601175882,null,-27681.625441445169,null,-3354.8823305363203,null,0,null,0,null,-1785.1216442935051,null,-1785.1216442935051,-5.7565976729317558,null,"IwaEgsd107"]
[168,"IwaNgsd107",0.98533076643943773,8329.1060426051008,0,4653.60693359375,0,0,44867.340505010172,18458.40625,3596.4589065057799,0,0,null,67979.354278982457,3596.4589065057799,8250.065738977708,null,33164.395208091366,7334.8229106418003,0,0,72515.443694524685,0,null,40499.216888394541,72515.4453125,null,-27480.13680020938,32249.151048295011,68918.986405994219,null,0.63953792831018363,11.260859067549436,0,1,0.59575760419716728,4.9089568099623735,0,1,20.163012340089271,"PASS",1,null,"IwaNgsd107",null,68918.986405994219,0,0.59575760419716728,"FAIL",0,1,null,null,0.45049328784259618,null,-1785.1216442935051,"NO",0,null,7.4389999999999992,5.9600000000000009,6.2474711356919013,13.13,13.290000000000001,14.852837601175882,null,-27681.625441445169,null,-3354.8823305363203,null,0,null,0,null,-1785.1216442935051,null,-1785.1216442935051,-5.7565976729317558,null,"IwaNgsd107"]
[169,"IagEgsd108",0.98603092133998871,8348.9641729365176,0,9866.7470703125,0,0,44974.312548686328,18458.40625,2431.009582167042,0,0,null,73299.466665932487,2431.009582167042,12297.756757912912,null,33235.238220224281,7340.0348784200078,0,0,72644.325674857319,0,null,40575.271319271189,72644.328125,null,-32724.194549727639,28277.514666791649,70213.31854283296,null,0.6396583985000418,16.690708097950697,0,1,0.55355480204709151,3.2994043113619571,0,1,29.882370130455698,"PASS",1,null,"IagEgsd108",null,70213.31854283296,0,0.55355480204709151,"FAIL",0,1,null,null,0.14371447987924577,null,-1999.8619405991644,"NO",0,null,7.4389999999999992,5.9600000000000009,6.2474711356919013,13.13,13.290000000000001,14.852837601175882,null,-32926.061571216545,null,-2913.2475279420264,null,0,null,0,null,-1999.8619405991644,null,-1999.8619405991644,-20.180717770912374,null,"IagEgsd108"]
[170,"IagNgsd108",0.98603092133998871,8348.9641729365176,0,9866.7470703125,0,0,44974.312548686328,18458.40625,2431.009582167042,0,0,null,73299.466665932487,2431.009582167042,12297.756757912912,null,33235.238220224281,7340.0348784200078,0,0,72644.325674857319,0,null,40575.271319271189,72644.328125,null,-32724.194549727639,28277.514666791649,70213.31854283296,null,0.6396583985000418,16.690708097950697,0,1,0.55355480204709151,3.2994043113619571,0,1,29.882370130455698,"PASS",1,null,"IagNgsd108",null,70213.31854283296,0,0.55355480204709151,"FAIL",0,1,null,null,0.14371447987924577,null,-1999.8619405991644,"NO",0,null,7.4389999999999992,5.9600000000000009,6.2474711356919013,13.13,13.290000000000001,14.852837601175882,null,-32926.061571216545,null,-2913.2475279420264,null,0,null,0,null,-1999.8619405991644,null,-1999.8619405991644,-20.180717770912374,null,"IagNgsd108"]
[171,"IchEgsd108",0.98603092133998871,8348.9641729365176,0,9866.7470703125,0,0,44974.312548686328,18458.40625,2431.009582167042,0,0,null,73299.466665932487,2431.009582167042,12297.756757912912,null,33235.238220224281,7340.0348784200078,0,0,72644.325674857319,0,null,40575.271319271189,72644.328125,null,-32724.194549727639,28277.514666791649,70213.31854283296,null,0.6396583985000418,16.690708097950697,0,1,0.55355480204709151,3.2994043113619571,0,1,29.882370130455698,"PASS",1,null,"IchEgsd108",null,70213.31854283296,0,0.55355480204709151,"FAIL",0,1,null,null,0.14371447987924577,null,-1999.8619405991644,"NO",0,null,7.4389999999999992,5.9600000000000009,6.2474711356919013,13.13,13.290000000000001,14.852837601175882,null,-32926.061571216545,null,-2913.2475279420264,null,0,null,0,null,-1999.8619405991644,null,-1999.8619405991644,-20.180717770912374,null,"IchEgsd108"]
[172,"IchNgsd108",0.98603092133998871,8348.9641729365176,0,9866.7470703125,0,0,44974.312548686328,18458.40625,2431.009582167042,0,0,null,73299.466665932487,2431.009582167042,12297.756757912912,null,33235.238220224281,7340.0348784200078,0,0,72644.325674857319,0,null,40575.271319271189,72644.328125,null,-32724.194549727639,28277.514666791649,70213.31854283296,null,0.6396583985000418,16.690708097950697,0,1,0.55355480204709151,3.2994043113619571,0,1,29.882370130455698,"PASS",1,null,"IchNgsd108",null,70213.31854283296,0,0.55355480204709151,"FAIL",0,1,null,null,0.14371447987924577,null,-1999.8619405991644,"NO",0,null,7.4389999999999992,5.9600000000000009,6.2474711356919013,13.13,13.290000000000001,14.852837601175882,null,-32926.061571216545,null,-2913.2475279420264,null,0,null,0,null,-1999.8619405991644,null,-1999.8619405991644,-20.180717770912374,null,"IchNgsd108"]
[173,"IcoEgsd108",0.98603092133998871,8348.9641729365176,0,9866.7470703125,0,0,44974.312548686328,18458.40625,2431.009582167042,0,0,null,73299.466665932487,2431.009582167042,12297.756757912912,null,33235.238220224281,7340.0348784200078,0,0,72644.325674857319,0,null,40575.271319271189,72644.328125,null,-32724.194549727639,28277.514666791649,70213.31854283296,null,0.6396583985000418,16.690708097950697,0,1,0.55355480204709151,3.2994043113619571,0,1,29.882370130455698,"PASS",1,null,"IcoEgsd108",null,70213.31854283296,0,0.55355480204709151,"FAIL",0,1,null,null,0.14371447987924577,null,-1999.8619405991644,"NO",0,null,7.4389999999999992,5.9600000000000009,6.2474711356919013,13.13,13.290000000000001,14.852837601175882,null,-32926.061571216545,null,-2913.2475279420264,null,0,null,0,null,-1999.8619405991644,null,-1999.8619405991644,-20.180717770912374,null,"IcoEgsd108"]
[174,"IcoNgsd108",0.98603092133998871,8348.9641729365176,0,9866.7470703125,0,0,44974.312548686328,18458.40625,2431.009582167042,0,0,null,73299.466665932487,2431.009582167042,12297.756757912912,null,33235.238220224281,7340.0348784200078,0,0,72644.325674857319,0,null,40575.271319271189,72644.328125,null,-32724.194549727639,28277.514666791649,70213.31854283296,null,0.6396583985000418,16.690708097950697,0,1,0.55355480204709151,3.2994043113619571,0,1,29.882370130455698,"PASS",1,null,"IcoNgsd108",null,70213.31854283296,0,0.55355480204709151,"FAIL",0,1,null,null,0.14371447987924577,null,-1999.8619405991644,"NO",0,null,7.4389999999999992,5.9600000000000009,6.2474711356919013,13.13,13.290000000000001,14.852837601175882,null,-32926.061571216545,null,-2913.2475279420264,null,0,null,0,null,-1999.8619405991644,null,-1999.8619405991644,-20.180717770912374,null,"IcoNgsd108"]
[175,"IelEgsd108",0.98603092133998871,8348.9641729365176,0,9866.7470703125,0,0,44974.312548686328,18458.40625,2431.009582167042,0,0,null,73299.466665932487,2431.009582167042,12297.756757912912,null,33235.238220224281,7340.0348784200078,0,0,72644.325674857319,0,null,40575.271319271189,72644.328125,null,-32724.194549727639,28277.514666791649,70213.31854283296,null,0.6396583985000418,16.690708097950697,0,1,0.55355480204709151,3.2994043113619571,0,1,29.882370130455698,"PASS",1,null,"IelEgsd108",null,70213.31854283296,0,0.55355480204709151,"FAIL",0,1,null,null,0.14371447987924577,null,-1999.8619405991644,"NO",0,null,7.4389999999999992,5.9600000000000009,6.2474711356919013,13.13,13.290000000000001,14.852837601175882,null,-32926.061571216545,null,-2913.2475279420264,null,0,null,0,null,-1999.8619405991644,null,-1999.8619405991644,-20.180717770912374,null,"IelEgsd108"]
[176,"IelNgsd108",0.98603092133998871,8348.9641729365176,0,9866.7470703125,0,0,44974.312548686328,18458.40625,2431.009582167042,0,0,null,73299.466665932487,2431.009582167042,12297.756757912912,null,33235.238220224281,7340.0348784200078,0,0,72644.325674857319,0,null,40575.271319271189,72644.328125,null,-32724.194549727639,28277.514666791649,70213.31854283296,null,0.6396583985000418,16.690708097950697,0,1,0.55355480204709151,3.2994043113619571,0,1,29.882370130455698,"PASS",1,null,"IelNgsd108",null,70213.31854283296,0,0.55355480204709151,"FAIL",0,1,null,null,0.14371447987924577,null,-1999.8619405991644,"NO",0,null,7.4389999999999992,5.9600000000000009,6.2474711356919013,13.13,13.290000000000001,14.852837601175882,null,-32926.061571216545,null,-2913.2475279420264,null,0,null,0,null,-1999.8619405991644,null,-1999.8619405991644,-20.180717770912374,null,"IelNgsd108"]
[177,"IluEgsd108",0.98603092133998871,8348.9641729365176,0,9866.7470703125,0,0,44974.312548686328,18458.40625,2528.2499355081059,0,0,null,73299.466665932487,2528.2499355081059,12394.997111253975,null,33235.238220224281,7340.0348784200078,0,0,72644.325674857319,0,null,40575.271319271189,72644.328125,null,-32724.194549727639,28180.274313450584,70116.078189491891,null,0.6396583985000418,16.048757976579054,0,1,0.55355480204709151,3.2735200581506652,0,1,28.733048542687126,"PASS",1,null,"IluEgsd108",null,70116.078189491891,0,0.55355480204709151,"FAIL",0,1,null,null,0.14946305907441562,null,-1995.8980341349825,"NO",0,null,7.4389999999999992,5.9600000000000009,6.2474711356919013,13.13,13.290000000000001,14.852837601175882,null,-32926.061571216545,null,-2913.2475279420264,null,0,null,0,null,-1995.8980341349825,null,-1995.8980341349825,-19.366074779723444,null,"IluEgsd108"]
[178,"IluNgsd108",0.98603092133998871,8348.9641729365176,0,9866.7470703125,0,0,44974.312548686328,18458.40625,2528.2499355081059,0,0,null,73299.466665932487,2528.2499355081059,12394.997111253975,null,33235.238220224281,7340.0348784200078,0,0,72644.325674857319,0,null,40575.271319271189,72644.328125,null,-32724.194549727639,28180.274313450584,70116.078189491891,null,0.6396583985000418,16.048757976579054,0,1,0.55355480204709151,3.2735200581506652,0,1,28.733048542687126,"PASS",1,null,"IluNgsd108",null,70116.078189491891,0,0.55355480204709151,"FAIL",0,1,null,null,0.14946305907441562,null,-1995.8980341349825,"NO",0,null,7.4389999999999992,5.9600000000000009,6.2474711356919013,13.13,13.290000000000001,14.852837601175882,null,-32926.061571216545,null,-2913.2475279420264,null,0,null,0,null,-1995.8980341349825,null,-1995.8980341349825,-19.366074779723444,null,"IluNgsd108"]
[179,"ImeEgsd108",0.98603092133998871,8348.9641729365176,0,9866.7470703125,0,0,44974.312548686328,18458.40625,2431.009582167042,0,0,null,73299.466665932487,2431.009582167042,12297.756757912912,null,33235.238220224281,7340.0348784200078,0,0,72644.325674857319,0,null,40575.271319271189,72644.328125,null,-32724.194549727639,28277.514666791649,70213.31854283296,null,0.6396583985000418,16.690708097950697,0,1,0.55355480204709151,3.2994043113619571,0,1,29.882370130455698,"PASS",1,null,"ImeEgsd108",null,70213.31854283296,0,0.55355480204709151,"FAIL",0,1,null,null,0.14371447987924577,null,-1999.8619405991644,"NO",0,null,7.4389999999999992,5.9600000000000009,6.2474711356919013,13.13,13.290000000000001,14.852837601175882,null,-32926.061571216545,null,-2913.2475279420264,null,0,null,0,null,-1999.8619405991644,null,-1999.8619405991644,-20.180717770912374,null,"ImeEgsd108"]
[180,"ImeNgsd108",0.98603092133998871,8348.9641729365176,0,9866.7470703125,0,0,44974.312548686328,18458.40625,2431.009582167042,0,0,null,73299.466665932487,2431.009582167042,12297.756757912912,null,33235.238220224281,7340.0348784200078,0,0,72644.325674857319,0,null,40575.271319271189,72644.328125,null,-32724.194549727639,28277.514666791649,70213.31854283296,null,0.6396583985000418,16.690708097950697,0,1,0.55355480204709151,3.2994043113619571,0,1,29.882370130455698,"PASS",1,null,"ImeNgsd108",null,70213.31854283296,0,0.55355480204709151,"FAIL",0,1,null,null,0.14371447987924577,null,-1999.8619405991644,"NO",0,null,7.4389999999999992,5.9600000000000009,6.2474711356919013,13.13,13.290000000000001,14.852837601175882,null,-32926.061571216545,null,-2913.2475279420264,null,0,null,0,null,-1999.8619405991644,null,-1999.8619405991644,-20.180717770912374,null,"ImeNgsd108"]
[181,"ImiEgsd108",0.98603092133998871,8348.9641729365176,0,9866.7470703125,0,0,44974.312548686328,18458.40625,2468.9941039640275,0,0,null,73299.466665932487,2468.9941039640275,12335.74127970989,null,33235.238220224281,7340.0348784200078,0,0,72644.325674857319,0,null,40575.271319271189,72644.328125,null,-32724.194549727639,28239.530144994664,70175.334021035975,null,0.6396583985000418,16.433927992831837,0,1,0.55355480204709151,3.289244703340727,0,1,29.422641394067259,"PASS",1,null,"ImiEgsd108",null,70175.334021035975,0,0.55355480204709151,"FAIL",0,1,null,null,0.14596001862735902,null,-1998.3135396365938,"NO",0,null,7.4389999999999992,5.9600000000000009,6.2474711356919013,13.13,13.290000000000001,14.852837601175882,null,-32926.061571216545,null,-2913.2475279420264,null,0,null,0,null,-1998.3135396365938,null,-1998.3135396365938,-19.854860574436803,null,"ImiEgsd108"]
[182,"ImiNgsd108",0.98603092133998871,8348.9641729365176,0,9866.7470703125,0,0,44974.312548686328,18458.40625,2468.9941039640275,0,0,null,73299.466665932487,2468.9941039640275,12335.74127970989,null,33235.238220224281,7340.0348784200078,0,0,72644.325674857319,0,null,40575.271319271189,72644.328125,null,-32724.194549727639,28239.530144994664,70175.334021035975,null,0.6396583985000418,16.433927992831837,0,1,0.55355480204709151,3.289244703340727,0,1,29.422641394067259,"PASS",1,null,"ImiNgsd108",null,70175.334021035975,0,0.55355480204709151,"FAIL",0,1,null,null,0.14596001862735902,null,-1998.3135396365938,"NO",0,null,7.4389999999999992,5.9600000000000009,6.2474711356919013,13.13,13.290000000000001,14.852837601175882,null,-32926.061571216545,null,-2913.2475279420264,null,0,null,0,null,-1998.3135396365938,null,-1998.3135396365938,-19.854860574436803,null,"ImiNgsd108"]
[183,"IprEgsd108",0.98603092133998871,8348.9641729365176,0,9866.7470703125,0,0,44974.312548686328,18458.40625,2431.009582167042,0,0,null,73299.466665932487,2431.009582167042,12297.756757912912,null,33235.238220224281,7340.0348784200078,0,0,72644.325674857319,0,null,40575.271319271189,72644.328125,null,-32724.194549727639,28277.514666791649,70213.31854283296,null,0.6396583985000418,16.690708097950697,0,1,0.55355480204709151,3.2994043113619571,0,1,29.882370130455698,"PASS",1,null,"IprEgsd108",null,70213.31854283296,0,0.55355480204709151,"FAIL",0,1,null,null,0.14371447987924577,null,-1999.8619405991644,"NO",0,null,7.4389999999999992,5.9600000000000009,6.2474711356919013,13.13,13.290000000000001,14.852837601175882,null,-32926.061571216545,null,-2913.2475279420264,null,0,null,0,null,-1999.8619405991644,null,-1999.8619405991644,-20.180717770912374,null,"IprEgsd108"]
[184,"IprNgsd108",0.98603092133998871,8348.9641729365176,0,9866.7470703125,0,0,44974.312548686328,18458.40625,2431.009582167042,0,0,null,73299.466665932487,2431.009582167042,12297.756757912912,null,33235.238220224281,7340.0348784200078,0,0,72644.325674857319,0,null,40575.271319271189,72644.328125,null,-32724.194549727639,28277.514666791649,70213.31854283296,null,0.6396583985000418,16.690708097950697,0,1,0.55355480204709151,3.2994043113619571,0,1,29.882370130455698,"PASS",1,null,"IprNgsd108",null,70213.31854283296,0,0.55355480204709151,"FAIL",0,1,null,null,0.14371447987924577,null,-1999.8619405991644,"NO",0,null,7.4389999999999992,5.9600000000000009,6.2474711356919013,13.13,13.290000000000001,14.852837601175882,null,-32926.061571216545,null,-2913.2475279420264,null,0,null,0,null,-1999.8619405991644,null,-1999.8619405991644,-20.180717770912374,null,"IprNgsd108"]
[185,"IstEgsd108",0.98603092133998871,8348.9641729365176,0,9866.7470703125,0,0,44974.312548686328,18458.40625,2431.009582167042,0,0,null,73299.466665932487,2431.009582167042,12297.756757912912,null,33235.238220224281,7340.0348784200078,0,0,72644.325674857319,0,null,40575.271319271189,72644.328125,null,-32724.194549727639,28277.514666791649,70213.31854283296,null,0.6396583985000418,16.690708097950697,0,1,0.55355480204709151,3.2994043113619571,0,1,29.882370130455698,"PASS",1,null,"IstEgsd108",null,70213.31854283296,0,0.55355480204709151,"FAIL",0,1,null,null,0.14371447987924577,null,-1999.8619405991644,"NO",0,null,7.4389999999999992,5.9600000000000009,6.2474711356919013,13.13,13.290000000000001,14.852837601175882,null,-32926.061571216545,null,-2913.2475279420264,null,0,null,0,null,-1999.8619405991644,null,-1999.8619405991644,-20.180717770912374,null,"IstEgsd108"]
[186,"IstNgsd108",0.98603092133998871,8348.9641729365176,0,9866.7470703125,0,0,44974.312548686328,18458.40625,2431.009582167042,0,0,null,73299.466665932487,2431.009582167042,12297.756757912912,null,33235.238220224281,7340.0348784200078,0,0,72644.325674857319,0,null,40575.271319271189,72644.328125,null,-32724.194549727639,28277.514666791649,70213.31854283296,null,0.6396583985000418,16.690708097950697,0,1,0.55355480204709151,3.2994043113619571,0,1,29.882370130455698,"PASS",1,null,"IstNgsd108",null,70213.31854283296,0,0.55355480204709151,"FAIL",0,1,null,null,0.14371447987924577,null,-1999.8619405991644,"NO",0,null,7.4389999999999992,5.9600000000000009,6.2474711356919013,13.13,13.290000000000001,14.852837601175882,null,-32926.061571216545,null,-2913.2475279420264,null,0,null,0,null,-1999.8619405991644,null,-1999.8619405991644,-20.180717770912374,null,"IstNgsd108"]
[187,"IteEgsd108",0.98603092133998871,8348.9641729365176,0,9866.7470703125,0,0,44974.312548686328,18458.40625,2431.009582167042,0,0,null,73299.466665932487,2431.009582167042,12297.756757912912,null,33235.238220224281,7340.0348784200078,0,0,72644.325674857319,0,null,40575.271319271189,72644.328125,null,-32724.194549727639,28277.514666791649,70213.31854283296,null,0.6396583985000418,16.690708097950697,0,1,0.55355480204709151,3.2994043113619571,0,1,29.882370130455698,"PASS",1,null,"IteEgsd108",null,70213.31854283296,0,0.55355480204709151,"FAIL",0,1,null,null,0.14371447987924577,null,-1999.8619405991644,"NO",0,null,7.4389999999999992,5.9600000000000009,6.2474711356919013,13.13,13.290000000000001,14.852837601175882,null,-32926.061571216545,null,-2913.2475279420264,null,0,null,0,null,-1999.8619405991644,null,-1999.8619405991644,-20.180717770912374,null,"IteEgsd108"]
[188,"IteNgsd108",0.98603092133998871,8348.9641729365176,0,9866.7470703125,0,0,44974.312548686328,18458.40625,2431.009582167042,0,0,null,73299.466665932487,2431.009582167042,12297.756757912912,null,33235.238220224281,7340.0348784200078,0,0,72644.325674857319,0,null,40575.271319271189,72644.328125,null,-32724.194549727639,28277.514666791649,70213.31854283296,null,0.6396583985000418,16.690708097950697,0,1,0.55355480204709151,3.2994043113619571,0,1,29.882370130455698,"PASS",1,null,"IteNgsd108",null,70213.31854283296,0,0.55355480204709151,"FAIL",0,1,null,null,0.14371447987924577,null,-1999.8619405991644,"NO",0,null,7.4389999999999992,5.9600000000000009,6.2474711356919013,13.13,13.290000000000001,14.852837601175882,null,-32926.061571216545,null,-2913.2475279420264,null,0,null,0,null,-1999.8619405991644,null,-1999.8619405991644,-20.180717770912374,null,"IteNgsd108"]
[189,"ItrEgsd108",0.98603092133998871,8348.9641729365176,0,9866.7470703125,0,0,44974.312548686328,18458.40625,2508.1844984498134,0,0,null,73299.466665932487,2508.1844984498134,12374.931674195677,null,33235.238220224281,7340.0348784200078,0,0,72644.325674857319,0,null,40575.271319271189,72644.328125,null,-32724.194549727639,28200.339750508876,70136.143626550183,null,0.6396583985000418,16.177147791300357,0,1,0.55355480204709151,3.2788279348302978,0,1,28.962912485065559,"PASS",1,null,"ItrEgsd108",null,70136.143626550183,0,0.55355480204709151,"FAIL",0,1,null,null,0.14827684431985677,null,-1996.7159830879086,"NO",0,null,7.4389999999999992,5.9600000000000009,6.2474711356919013,13.13,13.290000000000001,14.852837601175882,null,-32926.061571216545,null,-2913.2475279420264,null,0,null,0,null,-1996.7159830879086,null,-1996.7159830879086,-19.529003377961224,null,"ItrEgsd108"]
[190,"ItrNgsd108",0.98603092133998871,8348.9641729365176,0,9866.7470703125,0,0,44974.312548686328,18458.40625,2508.1844984498134,0,0,null,73299.466665932487,2508.1844984498134,12374.931674195677,null,33235.238220224281,7340.0348784200078,0,0,72644.325674857319,0,null,40575.271319271189,72644.328125,null,-32724.194549727639,28200.339750508876,70136.143626550183,null,0.6396583985000418,16.177147791300357,0,1,0.55355480204709151,3.2788279348302978,0,1,28.962912485065559,"PASS",1,null,"ItrNgsd108",null,70136.143626550183,0,0.55355480204709151,"FAIL",0,1,null,null,0.14827684431985677,null,-1996.7159830879086,"NO",0,null,7.4389999999999992,5.9600000000000009,6.2474711356919013,13.13,13.290000000000001,14.852837601175882,null,-32926.061571216545,null,-2913.2475279420264,null,0,null,0,null,-1996.7159830879086,null,-1996.7159830879086,-19.529003377961224,null,"ItrNgsd108"]
[191,"IwaEgsd108",0.98533076643943773,8329.1060426051008,0,9843.2783203125,0,0,44867.340505010172,18458.40625,2425.2272700887311,0,0,null,73169.026239795669,2425.2272700887311,12268.506063373881,null,33164.395208091366,7334.8229106418003,0,0,72515.443694524685,0,null,40499.216888394541,72515.4453125,null,-32669.80818692813,28230.711297993308,70090.218042411274,null,0.63953792831018363,16.699142957811457,0,1,0.55350220734393107,3.3010717230369742,0,1,29.900474156323874,"PASS",1,null,"IwaEgsd108",null,70090.218042411274,0,0.55350220734393107,"FAIL",0,1,null,null,0.14362021824147544,null,-1996.3598116147559,"NO",0,null,7.4389999999999992,5.9600000000000009,6.2474711356919013,13.13,13.290000000000001,14.852837601175882,null,-32871.296828163926,null,-2908.402027305051,null,0,null,0,null,-1996.3598116147559,null,-1996.3598116147559,-20.193408125804218,null,"IwaEgsd108"]
[192,"IwaNgsd108",0.98533076643943773,8329.1060426051008,0,9843.2783203125,0,0,44867.340505010172,18458.40625,2425.2272700887311,0,0,null,73169.026239795669,2425.2272700887311,12268.506063373881,null,33164.395208091366,7334.8229106418003,0,0,72515.443694524685,0,null,40499.216888394541,72515.4453125,null,-32669.80818692813,28230.711297993308,70090.218042411274,null,0.63953792831018363,16.699142957811457,0,1,0.55350220734393107,3.3010717230369742,0,1,29.900474156323874,"PASS",1,null,"IwaNgsd108",null,70090.218042411274,0,0.55350220734393107,"FAIL",0,1,null,null,0.14362021824147544,null,-1996.3598116147559,"NO",0,null,7.4389999999999992,5.9600000000000009,6.2474711356919013,13.13,13.290000000000001,14.852837601175882,null,-32871.296828163926,null,-2908.402027305051,null,0,null,0,null,-1996.3598116147559,null,-1996.3598116147559,-20.193408125804218,null,"IwaNgsd108"]
[193,"IagEgsd109",0.98603092133998871,8348.9641729365176,0,15563.6337890625,0,0,44974.312548686328,18458.40625,58333.798464013416,0,0,null,78996.353493085699,58333.798464013416,73897.432466912476,null,33235.238220224281,7340.0348784200078,0,0,72644.325674857319,0,null,40575.271319271189,72644.328125,null,-38421.081268477639,-33322.16093380472,14310.529660986584,null,0.6396583985000418,0.69557053350987241,0,0,0.51363474375858487,0.54907552376533741,0,0,1.2453214095052436,"PASS",1,null,"IagEgsd109",null,14310.529660986584,0,0.51363474375858487,"FAIL",0,1,null,null,2.1862363768404154,null,-591.45031822785086,"NO",0,null,7.4389999999999992,5.9600000000000009,6.2474711356919013,13.13,13.290000000000001,14.852837601175882,null,-38622.948289966553,null,-3417.2993446000069,null,0,null,0,null,-591.45031822785086,null,-591.45031822785086,-0.39233610334257374,null,"IagEgsd109"]
[194,"IagNgsd109",0.98603092133998871,8348.9641729365176,0,15563.6337890625,0,0,44974.312548686328,18458.40625,58333.798464013416,0,0,null,78996.353493085699,58333.798464013416,73897.432466912476,null,33235.238220224281,7340.0348784200078,0,0,72644.325674857319,0,null,40575.271319271189,72644.328125,null,-38421.081268477639,-33322.16093380472,14310.529660986584,null,0.6396583985000418,0.69557053350987241,0,0,0.51363474375858487,0.54907552376533741,0,0,1.2453214095052436,"PASS",1,null,"IagNgsd109",null,14310.529660986584,0,0.51363474375858487,"FAIL",0,1,null,null,2.1862363768404154,null,-591.45031822785086,"NO",0,null,7.4389999999999992,5.9600000000000009,6.2474711356919013,13.13,13.290000000000001,14.852837601175882,null,-38622.948289966553,null,-3417.2993446000069,null,0,null,0,null,-591.45031822785086,null,-591.45031822785086,-0.39233610334257374,null,"IagNgsd109"]
[195,"IchEgsd109",0.98603092133998871,8348.9641729365176,0,15563.6337890625,0,0,44974.312548686328,18458.40625,58333.798464013416,0,0,null,78996.353493085699,58333.798464013416,73897.432466912476,null,33235.238220224281,7340.0348784200078,0,0,72644.325674857319,0,null,40575.271319271189,72644.328125,null,-38421.081268477639,-33322.16093380472,14310.529660986584,null,0.6396583985000418,0.69557053350987241,0,0,0.51363474375858487,0.54907552376533741,0,0,1.2453214095052436,"PASS",1,null,"IchEgsd109",null,14310.529660986584,0,0.51363474375858487,"FAIL",0,1,null,null,2.1862363768404154,null,-591.45031822785086,"NO",0,null,7.4389999999999992,5.9600000000000009,6.2474711356919013,13.13,13.290000000000001,14.852837601175882,null,-38622.948289966553,null,-3417.2993446000069,null,0,null,0,null,-591.45031822785086,null,-591.45031822785086,-0.39233610334257374,null,"IchEgsd109"]
[196,"IchNgsd109",0.98603092133998871,8348.9641729365176,0,15563.6337890625,0,0,44974.312548686328,18458.40625,58333.798464013416,0,0,null,78996.353493085699,58333.798464013416,73897.432466912476,null,33235.238220224281,7340.0348784200078,0,0,72644.325674857319,0,null,40575.271319271189,72644.328125,null,-38421.081268477639,-33322.16093380472,14310.529660986584,null,0.6396583985000418,0.69557053350987241,0,0,0.51363474375858487,0.54907552376533741,0,0,1.2453214095052436,"PASS",1,null,"IchNgsd109",null,14310.529660986584,0,0.51363474375858487,"FAIL",0,1,null,null,2.1862363768404154,null,-591.45031822785086,"NO",0,null,7.4389999999999992,5.9600000000000009,6.2474711356919013,13.13,13.290000000000001,14.852837601175882,null,-38622.948289966553,null,-3417.2993446000069,null,0,null,0,null,-591.45031822785086,null,-591.45031822785086,-0.39233610334257374,null,"IchNgsd109"]
[197,"IcoEgsd109",0.98603092133998871,8348.9641729365176,0,15563.6337890625,0,0,44974.312548686328,18458.40625,58333.798464013416,0,0,null,78996.353493085699,58333.798464013416,73897.432466912476,null,33235.238220224281,7340.0348784200078,0,0,72644.325674857319,0,null,40575.271319271189,72644.328125,null,-38421.081268477639,-33322.16093380472,14310.529660986584,null,0.6396583985000418,0.69557053350987241,0,0,0.51363474375858487,0.54907552376533741,0,0,1.2453214095052436,"PASS",1,null,"IcoEgsd109",null,14310.529660986584,0,0.51363474375858487,"FAIL",0,1,null,null,2.1862363768404154,null,-591.45031822785086,"NO",0,null,7.4389999999999992,5.9600000000000009,6.2474711356919013,13.13,13.290000000000001,14.852837601175882,null,-38622.948289966553,null,-3417.2993446000069,null,0,null,0,null,-591.45031822785086,null,-591.45031822785086,-0.39233610334257374,null,"IcoEgsd109"]
[198,"IcoNgsd109",0.98603092133998871,8348.9641729365176,0,15563.6337890625,0,0,44974.312548686328,18458.40625,58333.798464013416,0,0,null,78996.353493085699,58333.798464013416,73897.432466912476,null,33235.238220224281,7340.0348784200078,0,0,72644.325674857319,0,null,40575.271319271189,72644.328125,null,-38421.081268477639,-33322.16093380472,14310.529660986584,null,0.6396583985000418,0.69557053350987241,0,0,0.51363474375858487,0.54907552376533741,0,0,1.2453214095052436,"PASS",1,null,"IcoNgsd109",null,14310.529660986584,0,0.51363474375858487,"FAIL",0,1,null,null,2.1862363768404154,null,-591.45031822785086,"NO",0,null,7.4389999999999992,5.9600000000000009,6.2474711356919013,13.13,13.290000000000001,14.852837601175882,null,-38622.948289966553,null,-3417.2993446000069,null,0,null,0,null,-591.45031822785086,null,-591.45031822785086,-0.39233610334257374,null,"IcoNgsd109"]
[199,"IelEgsd109",0.98603092133998871,8348.9641729365176,0,15563.6337890625,0,0,44974.312548686328,18458.40625,58333.798464013416,0,0,null,78996.353493085699,58333.798464013416,73897.432466912476,null,33235.238220224281,7340.0348784200078,0,0,72644.325674857319,0,null,40575.271319271189,72644.328125,null,-38421.081268477639,-33322.16093380472,14310.529660986584,null,0.6396583985000418,0.69557053350987241,0,0,0.51363474375858487,0.54907552376533741,0,0,1.2453214095052436,"PASS",1,null,"IelEgsd109",null,14310.529660986584,0,0.51363474375858487,"FAIL",0,1,null,null,2.1862363768404154,null,-591.45031822785086,"NO",0,null,7.4389999999999992,5.9600000000000009,6.2474711356919013,13.13,13.290000000000001,14.852837601175882,null,-38622.948289966553,null,-3417.2993446000069,null,0,null,0,null,-591.45031822785086,null,-591.45031822785086,-0.39233610334257374,null,"IelEgsd109"]
[200,"IelNgsd109",0.98603092133998871,8348.9641729365176,0,15563.6337890625,0,0,44974.312548686328,18458.40625,58333.798464013416,0,0,null,78996.353493085699,58333.798464013416,73897.432466912476,null,33235.238220224281,7340.0348784200078,0,0,72644.325674857319,0,null,40575.271319271189,72644.328125,null,-38421.081268477639,-33322.16093380472,14310.529660986584,null,0.6396583985000418,0.69557053350987241,0,0,0.51363474375858487,0.54907552376533741,0,0,1.2453214095052436,"PASS",1,null,"IelNgsd109",null,14310.529660986584,0,0.51363474375858487,"FAIL",0,1,null,null,2.1862363768404154,null,-591.45031822785086,"NO",0,null,7.4389999999999992,5.9600000000000009,6.2474711356919013,13.13,13.290000000000001,14.852837601175882,null,-38622.948289966553,null,-3417.2993446000069,null,0,null,0,null,-591.45031822785086,null,-591.45031822785086,-0.39233610334257374,null,"IelNgsd109"]
[201,"IluEgsd109",0.98603092133998871,8348.9641729365176,0,15563.6337890625,0,0,44974.312548686328,18458.40625,60660.468252062215,0,0,null,78996.353493085699,60660.468252062215,76224.102254961253,null,33235.238220224281,7340.0348784200078,0,0,72644.325674857319,0,null,40575.271319271189,72644.328125,null,-38421.081268477639,-35648.830721853526,11983.859872937785,null,0.6396583985000418,0.66889149537502601,0,0,0.51363474375858487,0.53231550431882901,0,0,1.1975563364123947,"PASS",1,null,"IluEgsd109",null,11983.859872937785,0,0.51363474375858487,"FAIL",0,1,null,null,2.2734353524231454,null,-531.32266385493722,"NO",0,null,7.4389999999999992,5.9600000000000009,6.2474711356919013,13.13,13.290000000000001,14.852837601175882,null,-38622.948289966553,null,-3417.2993446000069,null,0,null,0,null,-531.32266385493722,null,-531.32266385493722,-0.33893221756727904,null,"IluEgsd109"]
[202,"IluNgsd109",0.98603092133998871,8348.9641729365176,0,15563.6337890625,0,0,44974.312548686328,18458.40625,60660.468252062215,0,0,null,78996.353493085699,60660.468252062215,76224.102254961253,null,33235.238220224281,7340.0348784200078,0,0,72644.325674857319,0,null,40575.271319271189,72644.328125,null,-38421.081268477639,-35648.830721853526,11983.859872937785,null,0.6396583985000418,0.66889149537502601,0,0,0.51363474375858487,0.53231550431882901,0,0,1.1975563364123947,"PASS",1,null,"IluNgsd109",null,11983.859872937785,0,0.51363474375858487,"FAIL",0,1,null,null,2.2734353524231454,null,-531.32266385493722,"NO",0,null,7.4389999999999992,5.9600000000000009,6.2474711356919013,13.13,13.290000000000001,14.852837601175882,null,-38622.948289966553,null,-3417.2993446000069,null,0,null,0,null,-531.32266385493722,null,-531.32266385493722,-0.33893221756727904,null,"IluNgsd109"]
[203,"ImeEgsd109",0.98603092133998871,8348.9641729365176,0,15563.6337890625,0,0,44974.312548686328,18458.40625,58333.798464013416,0,0,null,78996.353493085699,58333.798464013416,73897.432466912476,null,33235.238220224281,7340.0348784200078,0,0,72644.325674857319,0,null,40575.271319271189,72644.328125,null,-38421.081268477639,-33322.16093380472,14310.529660986584,null,0.6396583985000418,0.69557053350987241,0,0,0.51363474375858487,0.54907552376533741,0,0,1.2453214095052436,"PASS",1,null,"ImeEgsd109",null,14310.529660986584,0,0.51363474375858487,"FAIL",0,1,null,null,2.1862363768404154,null,-591.45031822785086,"NO",0,null,7.4389999999999992,5.9600000000000009,6.2474711356919013,13.13,13.290000000000001,14.852837601175882,null,-38622.948289966553,null,-3417.2993446000069,null,0,null,0,null,-591.45031822785086,null,-591.45031822785086,-0.39233610334257374,null,"ImeEgsd109"]
[204,"ImeNgsd109",0.98603092133998871,8348.9641729365176,0,15563.6337890625,0,0,44974.312548686328,18458.40625,58333.798464013416,0,0,null,78996.353493085699,58333.798464013416,73897.432466912476,null,33235.238220224281,7340.0348784200078,0,0,72644.325674857319,0,null,40575.271319271189,72644.328125,null,-38421.081268477639,-33322.16093380472,14310.529660986584,null,0.6396583985000418,0.69557053350987241,0,0,0.51363474375858487,0.54907552376533741,0,0,1.2453214095052436,"PASS",1,null,"ImeNgsd109",null,14310.529660986584,0,0.51363474375858487,"FAIL",0,1,null,null,2.1862363768404154,null,-591.45031822785086,"NO",0,null,7.4389999999999992,5.9600000000000009,6.2474711356919013,13.13,13.290000000000001,14.852837601175882,null,-38622.948289966553,null,-3417.2993446000069,null,0,null,0,null,-591.45031822785086,null,-591.45031822785086,-0.39233610334257374,null,"ImeNgsd109"]
[205,"ImiEgsd109",0.98603092133998871,8348.9641729365176,0,15563.6337890625,0,0,44974.312548686328,18458.40625,59245.296244331606,0,0,null,78996.353493085699,59245.296244331606,74808.930247230601,null,33235.238220224281,7340.0348784200078,0,0,72644.325674857319,0,null,40575.271319271189,72644.328125,null,-38421.081268477639,-34233.658714122917,13399.031880668394,null,0.6396583985000418,0.6848690763893901,0,0,0.51363474375858487,0.54238539838972044,0,0,1.2261619525946816,"PASS",1,null,"ImiEgsd109",null,13399.031880668394,0,0.51363474375858487,"FAIL",0,1,null,null,2.2203975943742122,null,-567.89460708441766,"NO",0,null,7.4389999999999992,5.9600000000000009,6.2474711356919013,13.13,13.290000000000001,14.852837601175882,null,-38622.948289966553,null,-3417.2993446000069,null,0,null,0,null,-567.89460708441766,null,-567.89460708441766,-0.37091476122485706,null,"ImiEgsd109"]
[206,"ImiNgsd109",0.98603092133998871,8348.9641729365176,0,15563.6337890625,0,0,44974.312548686328,18458.40625,59245.296244331606,0,0,null,78996.353493085699,59245.296244331606,74808.930247230601,null,33235.238220224281,7340.0348784200078,0,0,72644.325674857319,0,null,40575.271319271189,72644.328125,null,-38421.081268477639,-34233.658714122917,13399.031880668394,null,0.6396583985000418,0.6848690763893901,0,0,0.51363474375858487,0.54238539838972044,0,0,1.2261619525946816,"PASS",1,null,"ImiNgsd109",null,13399.031880668394,0,0.51363474375858487,"FAIL",0,1,null,null,2.2203975943742122,null,-567.89460708441766,"NO",0,null,7.4389999999999992,5.9600000000000009,6.2474711356919013,13.13,13.290000000000001,14.852837601175882,null,-38622.948289966553,null,-3417.2993446000069,null,0,null,0,null,-567.89460708441766,null,-567.89460708441766,-0.37091476122485706,null,"ImiNgsd109"]
[207,"IprEgsd109",0.98603092133998871,8348.9641729365176,0,15563.6337890625,0,0,44974.312548686328,18458.40625,58333.798464013416,0,0,null,78996.353493085699,58333.798464013416,73897.432466912476,null,33235.238220224281,7340.0348784200078,0,0,72644.325674857319,0,null,40575.271319271189,72644.328125,null,-38421.081268477639,-33322.16093380472,14310.529660986584,null,0.6396583985000418,0.69557053350987241,0,0,0.51363474375858487,0.54907552376533741,0,0,1.2453214095052436,"PASS",1,null,"IprEgsd109",null,14310.529660986584,0,0.51363474375858487,"FAIL",0,1,null,null,2.1862363768404154,null,-591.45031822785086,"NO",0,null,7.4389999999999992,5.9600000000000009,6.2474711356919013,13.13,13.290000000000001,14.852837601175882,null,-38622.948289966553,null,-3417.2993446000069,null,0,null,0,null,-591.45031822785086,null,-591.45031822785086,-0.39233610334257374,null,"IprEgsd109"]
[208,"IprNgsd109",0.98603092133998871,8348.9641729365176,0,15563.6337890625,0,0,44974.312548686328,18458.40625,58333.798464013416,0,0,null,78996.353493085699,58333.798464013416,73897.432466912476,null,33235.238220224281,7340.0348784200078,0,0,72644.325674857319,0,null,40575.271319271189,72644.328125,null,-38421.081268477639,-33322.16093380472,14310.529660986584,null,0.6396583985000418,0.69557053350987241,0,0,0.51363474375858487,0.54907552376533741,0,0,1.2453214095052436,"PASS",1,null,"IprNgsd109",null,14310.529660986584,0,0.51363474375858487,"FAIL",0,1,null,null,2.1862363768404154,null,-591.45031822785086,"NO",0,null,7.4389999999999992,5.9600000000000009,6.2474711356919013,13.13,13.290000000000001,14.852837601175882,null,-38622.948289966553,null,-3417.2993446000069,null,0,null,0,null,-591.45031822785086,null,-591.45031822785086,-0.39233610334257374,null,"IprNgsd109"]
[209,"IstEgsd109",0.98603092133998871,8348.9641729365176,0,15563.6337890625,0,0,44974.312548686328,18458.40625,58333.798464013416,0,0,null,78996.353493085699,58333.798464013416,73897.432466912476,null,33235.238220224281,7340.0348784200078,0,0,72644.325674857319,0,null,40575.271319271189,72644.328125,null,-38421.081268477639,-33322.16093380472,14310.529660986584,null,0.6396583985000418,0.69557053350987241,0,0,0.51363474375858487,0.54907552376533741,0,0,1.2453214095052436,"PASS",1,null,"IstEgsd109",null,14310.529660986584,0,0.51363474375858487,"FAIL",0,1,null,null,2.1862363768404154,null,-591.45031822785086,"NO",0,null,7.4389999999999992,5.9600000000000009,6.2474711356919013,13.13,13.290000000000001,14.852837601175882,null,-38622.948289966553,null,-3417.2993446000069,null,0,null,0,null,-591.45031822785086,null,-591.45031822785086,-0.39233610334257374,null,"IstEgsd109"]
[210,"IstNgsd109",0.98603092133998871,8348.9641729365176,0,15563.6337890625,0,0,44974.312548686328,18458.40625,58333.798464013416,0,0,null,78996.353493085699,58333.798464013416,73897.432466912476,null,33235.238220224281,7340.0348784200078,0,0,72644.325674857319,0,null,40575.271319271189,72644.328125,null,-38421.081268477639,-33322.16093380472,14310.529660986584,null,0.6396583985000418,0.69557053350987241,0,0,0.51363474375858487,0.54907552376533741,0,0,1.2453214095052436,"PASS",1,null,"IstNgsd109",null,14310.529660986584,0,0.51363474375858487,"FAIL",0,1,null,null,2.1862363768404154,null,-591.45031822785086,"NO",0,null,7.4389999999999992,5.9600000000000009,6.2474711356919013,13.13,13.290000000000001,14.852837601175882,null,-38622.948289966553,null,-3417.2993446000069,null,0,null,0,null,-591.45031822785086,null,-591.45031822785086,-0.39233610334257374,null,"IstNgsd109"]
[211,"IteEgsd109",0.98603092133998871,8348.9641729365176,0,15563.6337890625,0,0,44974.312548686328,18458.40625,58333.798464013416,0,0,null,78996.353493085699,58333.798464013416,73897.432466912476,null,33235.238220224281,7340.0348784200078,0,0,72644.325674857319,0,null,40575.271319271189,72644.328125,null,-38421.081268477639,-33322.16093380472,14310.529660986584,null,0.6396583985000418,0.69557053350987241,0,0,0.51363474375858487,0.54907552376533741,0,0,1.2453214095052436,"PASS",1,null,"IteEgsd109",null,14310.529660986584,0,0.51363474375858487,"FAIL",0,1,null,null,2.1862363768404154,null,-591.45031822785086,"NO",0,null,7.4389999999999992,5.9600000000000009,6.2474711356919013,13.13,13.290000000000001,14.852837601175882,null,-38622.948289966553,null,-3417.2993446000069,null,0,null,0,null,-591.45031822785086,null,-591.45031822785086,-0.39233610334257374,null,"IteEgsd109"]
[212,"IteNgsd109",0.98603092133998871,8348.9641729365176,0,15563.6337890625,0,0,44974.312548686328,18458.40625,58333.798464013416,0,0,null,78996.353493085699,58333.798464013416,73897.432466912476,null,33235.238220224281,7340.0348784200078,0,0,72644.325674857319,0,null,40575.271319271189,72644.328125,null,-38421.081268477639,-33322.16093380472,14310.529660986584,null,0.6396583985000418,0.69557053350987241,0,0,0.51363474375858487,0.54907552376533741,0,0,1.2453214095052436,"PASS",1,null,"IteNgsd109",null,14310.529660986584,0,0.51363474375858487,"FAIL",0,1,null,null,2.1862363768404154,null,-591.45031822785086,"NO",0,null,7.4389999999999992,5.9600000000000009,6.2474711356919013,13.13,13.290000000000001,14.852837601175882,null,-38622.948289966553,null,-3417.2993446000069,null,0,null,0,null,-591.45031822785086,null,-591.45031822785086,-0.39233610334257374,null,"IteNgsd109"]
[213,"ItrEgsd109",0.98603092133998871,8348.9641729365176,0,15563.6337890625,0,0,44974.312548686328,18458.40625,60185.645587821789,0,0,null,78996.353493085699,60185.645587821789,75749.279590720849,null,33235.238220224281,7340.0348784200078,0,0,72644.325674857319,0,null,40575.271319271189,72644.328125,null,-38421.081268477639,-35174.008057613093,12458.682537178211,null,0.6396583985000418,0.67416858161078452,0,0,0.51363474375858487,0.53565224188328286,0,0,1.2070042186221752,"PASS",1,null,"ItrEgsd109",null,12458.682537178211,0,0.51363474375858487,"FAIL",0,1,null,null,2.2556400488066091,null,-543.59333398799424,"NO",0,null,7.4389999999999992,5.9600000000000009,6.2474711356919013,13.13,13.290000000000001,14.852837601175882,null,-38622.948289966553,null,-3417.2993446000069,null,0,null,0,null,-543.59333398799424,null,-543.59333398799424,-0.34949538581133388,null,"ItrEgsd109"]
[214,"ItrNgsd109",0.98603092133998871,8348.9641729365176,0,15563.6337890625,0,0,44974.312548686328,18458.40625,60185.645587821789,0,0,null,78996.353493085699,60185.645587821789,75749.279590720849,null,33235.238220224281,7340.0348784200078,0,0,72644.325674857319,0,null,40575.271319271189,72644.328125,null,-38421.081268477639,-35174.008057613093,12458.682537178211,null,0.6396583985000418,0.67416858161078452,0,0,0.51363474375858487,0.53565224188328286,0,0,1.2070042186221752,"PASS",1,null,"ItrNgsd109",null,12458.682537178211,0,0.51363474375858487,"FAIL",0,1,null,null,2.2556400488066091,null,-543.59333398799424,"NO",0,null,7.4389999999999992,5.9600000000000009,6.2474711356919013,13.13,13.290000000000001,14.852837601175882,null,-38622.948289966553,null,-3417.2993446000069,null,0,null,0,null,-543.59333398799424,null,-543.59333398799424,-0.34949538581133388,null,"ItrNgsd109"]
[215,"IwaEgsd109",0.98533076643943773,8329.1060426051008,0,15526.615234375,0,0,44867.340505010172,18458.40625,58195.048330317339,0,0,null,78852.362834383457,58195.048330317339,73721.663718190306,null,33164.395208091366,7334.8229106418003,0,0,72515.443694524685,0,null,40499.216888394541,72515.4453125,null,-38353.14510099063,-33222.446676297797,14320.396982182661,null,0.63953792831018363,0.69592204234489896,0,0,0.5136081642531698,0.54935299788583325,0,0,1.2460758671579675,"PASS",1,null,"IwaEgsd109",null,14320.396982182661,0,0.5136081642531698,"FAIL",0,1,null,null,2.1848024348910218,null,-591.29813196255009,"NO",0,null,7.4389999999999992,5.9600000000000009,6.2474711356919013,13.13,13.290000000000001,14.852837601175882,null,-38554.633742226411,null,-3411.2549779849478,null,0,null,0,null,-591.29813196255009,null,-591.29813196255009,-0.39317031677534059,null,"IwaEgsd109"]
[216,"IwaNgsd109",0.98533076643943773,8329.1060426051008,0,15526.615234375,0,0,44867.340505010172,18458.40625,58195.048330317339,0,0,null,78852.362834383457,58195.048330317339,73721.663718190306,null,33164.395208091366,7334.8229106418003,0,0,72515.443694524685,0,null,40499.216888394541,72515.4453125,null,-38353.14510099063,-33222.446676297797,14320.396982182661,null,0.63953792831018363,0.69592204234489896,0,0,0.5136081642531698,0.54935299788583325,0,0,1.2460758671579675,"PASS",1,null,"IwaNgsd109",null,14320.396982182661,0,0.5136081642531698,"FAIL",0,1,null,null,2.1848024348910218,null,-591.29813196255009,"NO",0,null,7.4389999999999992,5.9600000000000009,6.2474711356919013,13.13,13.290000000000001,14.852837601175882,null,-38554.633742226411,null,-3411.2549779849478,null,0,null,0,null,-591.29813196255009,null,-591.29813196255009,-0.39317031677534059,null,"IwaNgsd109"]
[217,"IagEgsd201",0.98603092133998871,8348.9641729365176,0,4229.2880859375,0,0,44974.312548686328,19151.6328125,107674.66070091051,0,0,null,68355.232918356895,107674.66070091051,111903.94879381314,null,33234.557496042507,7339.489407198952,0,0,73337.551010124866,0,null,40574.048663021189,73337.5546875,null,-27781.184784102639,-71329.90012382681,-34337.106013410506,null,0.63272437442426455,0.37682077100502154,0,0,0.59357633083657346,0.3625792396326038,0,0,0.68110318816059057,"FAIL",0,null,"IagEgsd201",null,-34337.106013410506,34337.106013410506,0.39510297336846817,"FAIL",0,1,null,null,17.538612427124765,null,10099.938452227807,"YES",1,null,7.4389999999999992,5.9600000000000009,6.2474711356919013,13.13,13.290000000000001,14.852837601175882,null,-27983.045722724633,null,-4208.6832747199105,null,5164.341480654748,null,5164.341480654748,null,10099.938452227807,null,5164.341480654748,0.42265852093615547,null,"IagEgsd201"]
[218,"IagNgsd201",0.98603092133998871,8348.9641729365176,0,4229.2880859375,0,0,44974.312548686328,19151.6328125,107674.66070091051,0,0,null,68355.232918356895,107674.66070091051,111903.94879381314,null,33234.557496042507,7339.489407198952,0,0,73337.551010124866,0,null,40574.048663021189,73337.5546875,null,-27781.184784102639,-71329.90012382681,-34337.106013410506,null,0.63272437442426455,0.37682077100502154,0,0,0.59357633083657346,0.3625792396326038,0,0,0.68110318816059057,"FAIL",0,null,"IagNgsd201",null,-34337.106013410506,34337.106013410506,0.39510297336846817,"FAIL",0,1,null,null,17.538612427124765,null,10099.938452227807,"YES",1,null,7.4389999999999992,5.9600000000000009,6.2474711356919013,13.13,13.290000000000001,14.852837601175882,null,-27983.045722724633,null,-4208.6832747199105,null,5164.341480654748,null,5164.341480654748,null,10099.938452227807,null,5164.341480654748,0.42265852093615547,null,"IagNgsd201"]
[219,"IchEgsd201",0.98603092133998871,8348.9641729365176,0,4229.2880859375,0,0,44974.312548686328,19151.6328125,67569.557416041367,0,0,null,68355.232918356895,67569.557416041367,71798.845508943981,null,33234.557496042507,7339.489407198952,0,0,73337.551010124866,0,null,40574.048663021189,73337.5546875,null,-27781.184784102639,-31224.796838957678,5767.9972714586329,null,0.63272437442426455,0.60047823627432395,0,0,0.59357633083657346,0.56510725735698519,0,0,1.085363845673041,"PASS",1,null,"IchEgsd201",null,5767.9972714586329,0,0.59357633083657346,"FAIL",0,1,null,null,11.006083321348612,null,5548.890151410139,"YES",1,null,7.4389999999999992,5.9600000000000009,6.2474711356919013,13.13,13.290000000000001,14.852837601175882,null,-27983.045722724633,null,-4208.6832747199105,null,0,null,0,null,5548.890151410139,null,0,0,null,"IchEgsd201"]
[220,"IchNgsd201",0.98603092133998871,8348.9641729365176,0,4229.2880859375,0,0,44974.312548686328,19151.6328125,67569.557416041367,0,0,null,68355.232918356895,67569.557416041367,71798.845508943981,null,33234.557496042507,7339.489407198952,0,0,73337.551010124866,0,null,40574.048663021189,73337.5546875,null,-27781.184784102639,-31224.796838957678,5767.9972714586329,null,0.63272437442426455,0.60047823627432395,0,0,0.59357633083657346,0.56510725735698519,0,0,1.085363845673041,"PASS",1,null,"IchNgsd201",null,5767.9972714586329,0,0.59357633083657346,"FAIL",0,1,null,null,11.006083321348612,null,5548.890151410139,"YES",1,null,7.4389999999999992,5.9600000000000009,6.2474711356919013,13.13,13.290000000000001,14.852837601175882,null,-27983.045722724633,null,-4208.6832747199105,null,0,null,0,null,5548.890151410139,null,0,0,null,"IchNgsd201"]
[221,"IcoEgsd201",0.98603092133998871,8348.9641729365176,0,4229.2880859375,0,0,44974.312548686328,19151.6328125,109159.89959528561,0,0,null,68355.232918356895,109159.89959528561,113389.18768818828,null,33234.557496042507,7339.489407198952,0,0,73337.551010124866,0,null,40574.048663021189,73337.5546875,null,-27781.184784102639,-72815.139018201909,-35822.344907785606,null,0.63272437442426455,0.37169371548939661,0,0,0.59357633083657346,0.35782996150469931,0,0,0.67183604015212284,"FAIL",0,null,"IcoEgsd201",null,-35822.344907785606,35822.344907785606,0.38947006931563133,"FAIL",0,1,null,null,17.780536266124713,null,10268.48069039931,"YES",1,null,7.4389999999999992,5.9600000000000009,6.2474711356919013,13.13,13.290000000000001,14.852837601175882,null,-27983.045722724633,null,-4208.6832747199105,null,5387.7231723997502,null,5387.7231723997502,null,10268.48069039931,null,5387.7231723997502,0.43494097775538176,null,"IcoEgsd201"]
[222,"IcoNgsd201",0.98603092133998871,8348.9641729365176,0,4229.2880859375,0,0,44974.312548686328,19151.6328125,109159.89959528561,0,0,null,68355.232918356895,109159.89959528561,113389.18768818828,null,33234.557496042507,7339.489407198952,0,0,73337.551010124866,0,null,40574.048663021189,73337.5546875,null,-27781.184784102639,-72815.139018201909,-35822.344907785606,null,0.63272437442426455,0.37169371548939661,0,0,0.59357633083657346,0.35782996150469931,0,0,0.67183604015212284,"FAIL",0,null,"IcoNgsd201",null,-35822.344907785606,35822.344907785606,0.38947006931563133,"FAIL",0,1,null,null,17.780536266124713,null,10268.48069039931,"YES",1,null,7.4389999999999992,5.9600000000000009,6.2474711356919013,13.13,13.290000000000001,14.852837601175882,null,-27983.045722724633,null,-4208.6832747199105,null,5387.7231723997502,null,5387.7231723997502,null,10268.48069039931,null,5387.7231723997502,0.43494097775538176,null,"IcoNgsd201"]
[223,"IelEgsd201",0.98603092133998871,8348.9641729365176,0,4229.2880859375,0,0,44974.312548686328,19151.6328125,60240.414179955893,0,0,null,68355.232918356895,60240.414179955893,64469.7022728585,null,33234.557496042507,7339.489407198952,0,0,73337.551010124866,0,null,40574.048663021189,73337.5546875,null,-27781.184784102639,-23895.653602872204,13097.140507544107,null,0.63272437442426455,0.67353535355541438,0,0,0.59357633083657346,0.62935064436440258,0,0,1.2174145162484953,"PASS",1,null,"IelEgsd201",null,13097.140507544107,0,0.59357633083657346,"FAIL",0,1,null,null,9.812273966502719,null,4717.1932775198056,"YES",1,null,7.4389999999999992,5.9600000000000009,6.2474711356919013,13.13,13.290000000000001,14.852837601175882,null,-27983.045722724633,null,-4208.6832747199105,null,0,null,0,null,4717.1932775198056,null,0,0,null,"IelEgsd201"]
[224,"IelNgsd201",0.98603092133998871,8348.9641729365176,0,4229.2880859375,0,0,44974.312548686328,19151.6328125,60240.414179955893,0,0,null,68355.232918356895,60240.414179955893,64469.7022728585,null,33234.557496042507,7339.489407198952,0,0,73337.551010124866,0,null,40574.048663021189,73337.5546875,null,-27781.184784102639,-23895.653602872204,13097.140507544107,null,0.63272437442426455,0.67353535355541438,0,0,0.59357633083657346,0.62935064436440258,0,0,1.2174145162484953,"PASS",1,null,"IelNgsd201",null,13097.140507544107,0,0.59357633083657346,"FAIL",0,1,null,null,9.812273966502719,null,4717.1932775198056,"YES",1,null,7.4389999999999992,5.9600000000000009,6.2474711356919013,13.13,13.290000000000001,14.852837601175882,null,-27983.045722724633,null,-4208.6832747199105,null,0,null,0,null,4717.1932775198056,null,0,0,null,"IelNgsd201"]
[225,"IluEgsd201",0.98603092133998871,8348.9641729365176,0,4229.2880859375,0,0,44974.312548686328,19151.6328125,200356.64168033967,0,0,null,68355.232918356895,200356.64168033967,204585.92977324227,null,33234.557496042507,7339.489407198952,0,0,73337.551010124866,0,null,40574.048663021189,73337.5546875,null,-27781.184784102639,-164011.88110325599,-127019.08699283967,null,0.63272437442426455,0.20250912733781654,0,0,0.59357633083657346,0.19832277180240962,0,0,0.36603505664916708,"FAIL",0,null,"IluEgsd201",null,-127019.08699283967,127019.08699283967,0.20767339623576159,"FAIL",0,1,null,null,32.635138347626118,null,20617.307380289316,"YES",1,null,7.4389999999999992,5.9600000000000009,6.2474711356919013,13.13,13.290000000000001,14.852837601175882,null,-27983.045722724633,null,-4208.6832747199105,null,19103.821374341333,null,19103.821374341333,null,20617.307380289316,null,19103.821374341333,0.84024260564816122,null,"IluEgsd201"]
[226,"IluNgsd201",0.98603092133998871,8348.9641729365176,0,4229.2880859375,0,0,44974.312548686328,19151.6328125,200356.64168033967,0,0,null,68355.232918356895,200356.64168033967,204585.92977324227,null,33234.557496042507,7339.489407198952,0,0,73337.551010124866,0,null,40574.048663021189,73337.5546875,null,-27781.184784102639,-164011.88110325599,-127019.08699283967,null,0.63272437442426455,0.20250912733781654,0,0,0.59357633083657346,0.19832277180240962,0,0,0.36603505664916708,"FAIL",0,null,"IluNgsd201",null,-127019.08699283967,127019.08699283967,0.20767339623576159,"FAIL",0,1,null,null,32.635138347626118,null,20617.307380289316,"YES",1,null,7.4389999999999992,5.9600000000000009,6.2474711356919013,13.13,13.290000000000001,14.852837601175882,null,-27983.045722724633,null,-4208.6832747199105,null,19103.821374341333,null,19103.821374341333,null,20617.307380289316,null,19103.821374341333,0.84024260564816122,null,"IluNgsd201"]
[227,"ImeEgsd201",0.98603092133998871,8348.9641729365176,0,4229.2880859375,0,0,44974.312548686328,19151.6328125,186763.06599896401,0,0,null,68355.232918356895,186763.06599896401,190992.35409186658,null,33234.557496042507,7339.489407198952,0,0,73337.551010124866,0,null,40574.048663021189,73337.5546875,null,-27781.184784102639,-150418.30542188033,-113425.51131146401,null,0.63272437442426455,0.21724878227928779,0,0,0.59357633083657346,0.21243807825409008,0,0,0.39267696905290045,"FAIL",0,null,"ImeEgsd201",null,-113425.51131146401,113425.51131146401,0.22320322604522916,"FAIL",0,1,null,null,30.420946679542631,null,19074.735879183281,"YES",1,null,7.4389999999999992,5.9600000000000009,6.2474711356919013,13.13,13.290000000000001,14.852837601175882,null,-27983.045722724633,null,-4208.6832747199105,null,17059.331464960782,null,17059.331464960782,null,19074.735879183281,null,17059.331464960782,0.80493199700065188,null,"ImeEgsd201"]
[228,"ImeNgsd201",0.98603092133998871,8348.9641729365176,0,4229.2880859375,0,0,44974.312548686328,19151.6328125,186763.06599896401,0,0,null,68355.232918356895,186763.06599896401,190992.35409186658,null,33234.557496042507,7339.489407198952,0,0,73337.551010124866,0,null,40574.048663021189,73337.5546875,null,-27781.184784102639,-150418.30542188033,-113425.51131146401,null,0.63272437442426455,0.21724878227928779,0,0,0.59357633083657346,0.21243807825409008,0,0,0.39267696905290045,"FAIL",0,null,"ImeNgsd201",null,-113425.51131146401,113425.51131146401,0.22320322604522916,"FAIL",0,1,null,null,30.420946679542631,null,19074.735879183281,"YES",1,null,7.4389999999999992,5.9600000000000009,6.2474711356919013,13.13,13.290000000000001,14.852837601175882,null,-27983.045722724633,null,-4208.6832747199105,null,17059.331464960782,null,17059.331464960782,null,19074.735879183281,null,17059.331464960782,0.80493199700065188,null,"ImeNgsd201"]
[229,"ImiEgsd201",0.98603092133998871,8348.9641729365176,0,4229.2880859375,0,0,44974.312548686328,19151.6328125,109159.89959528561,0,0,null,68355.232918356895,109159.89959528561,113389.18768818828,null,33234.557496042507,7339.489407198952,0,0,73337.551010124866,0,null,40574.048663021189,73337.5546875,null,-27781.184784102639,-72815.139018201909,-35822.344907785606,null,0.63272437442426455,0.37169371548939661,0,0,0.59357633083657346,0.35782996150469931,0,0,0.67183604015212284,"FAIL",0,null,"ImiEgsd201",null,-35822.344907785606,35822.344907785606,0.38947006931563133,"FAIL",0,1,null,null,17.780536266124713,null,10268.48069039931,"YES",1,null,7.4389999999999992,5.9600000000000009,6.2474711356919013,13.13,13.290000000000001,14.852837601175882,null,-27983.045722724633,null,-4208.6832747199105,null,5387.7231723997502,null,5387.7231723997502,null,10268.48069039931,null,5387.7231723997502,0.43494097775538176,null,"ImiEgsd201"]
[230,"ImiNgsd201",0.98603092133998871,8348.9641729365176,0,4229.2880859375,0,0,44974.312548686328,19151.6328125,109159.89959528561,0,0,null,68355.232918356895,109159.89959528561,113389.18768818828,null,33234.557496042507,7339.489407198952,0,0,73337.551010124866,0,null,40574.048663021189,73337.5546875,null,-27781.184784102639,-72815.139018201909,-35822.344907785606,null,0.63272437442426455,0.37169371548939661,0,0,0.59357633083657346,0.35782996150469931,0,0,0.67183604015212284,"FAIL",0,null,"ImiNgsd201",null,-35822.344907785606,35822.344907785606,0.38947006931563133,"FAIL",0,1,null,null,17.780536266124713,null,10268.48069039931,"YES",1,null,7.4389999999999992,5.9600000000000009,6.2474711356919013,13.13,13.290000000000001,14.852837601175882,null,-27983.045722724633,null,-4208.6832747199105,null,5387.7231723997502,null,5387.7231723997502,null,10268.48069039931,null,5387.7231723997502,0.43494097775538176,null,"ImiNgsd201"]
[231,"IprEgsd201",0.98603092133998871,8348.9641729365176,0,4229.2880859375,0,0,44974.312548686328,19151.6328125,95494.250839226501,0,0,null,68355.232918356895,95494.250839226501,99723.538932129159,null,33234.557496042507,7339.489407198952,0,0,73337.551010124866,0,null,40574.048663021189,73337.5546875,null,-27781.184784102639,-59149.490262142812,-22156.696151726501,null,0.63272437442426455,0.42488472663481486,0,0,0.59357633083657346,0.40686531084169969,0,0,0.76797874262577992,"FAIL",0,null,"IprEgsd201",null,-22156.696151726501,22156.696151726501,0.44827293863743412,"FAIL",0,1,null,null,15.554602914344748,null,8717.7290543454856,"YES",1,null,7.4389999999999992,5.9600000000000009,6.2474711356919013,13.13,13.290000000000001,14.852837601175882,null,-27983.045722724633,null,-4208.6832747199105,null,3332.3933870820538,null,3332.3933870820538,null,8717.7290543454856,null,3332.3933870820538,0.30751566505506484,null,"IprEgsd201"]
[232,"IprNgsd201",0.98603092133998871,8348.9641729365176,0,4229.2880859375,0,0,44974.312548686328,19151.6328125,95494.250839226501,0,0,null,68355.232918356895,95494.250839226501,99723.538932129159,null,33234.557496042507,7339.489407198952,0,0,73337.551010124866,0,null,40574.048663021189,73337.5546875,null,-27781.184784102639,-59149.490262142812,-22156.696151726501,null,0.63272437442426455,0.42488472663481486,0,0,0.59357633083657346,0.40686531084169969,0,0,0.76797874262577992,"FAIL",0,null,"IprNgsd201",null,-22156.696151726501,22156.696151726501,0.44827293863743412,"FAIL",0,1,null,null,15.554602914344748,null,8717.7290543454856,"YES",1,null,7.4389999999999992,5.9600000000000009,6.2474711356919013,13.13,13.290000000000001,14.852837601175882,null,-27983.045722724633,null,-4208.6832747199105,null,3332.3933870820538,null,3332.3933870820538,null,8717.7290543454856,null,3332.3933870820538,0.30751566505506484,null,"IprNgsd201"]
[233,"IstEgsd201",0.98603092133998871,8348.9641729365176,0,4229.2880859375,0,0,44974.312548686328,19151.6328125,124877.19125245902,0,0,null,68355.232918356895,124877.19125245902,129106.47934536169,null,33234.557496042507,7339.489407198952,0,0,73337.551010124866,0,null,40574.048663021189,73337.5546875,null,-27781.184784102639,-88532.430675375334,-51539.636564959015,null,0.63272437442426455,0.32491160520254114,0,0,0.59357633083657346,0.31426810545018391,0,0,0.58727741993521076,"FAIL",0,null,"IstEgsd201",null,-51539.636564959015,51539.636564959015,0.33841355062924872,"FAIL",0,1,null,null,20.340650813603261,null,12052.04793863379,"YES",1,null,7.4389999999999992,5.9600000000000009,6.2474711356919013,13.13,13.290000000000001,14.852837601175882,null,-27983.045722724633,null,-4208.6832747199105,null,7751.6224840362165,null,7751.6224840362165,null,12052.04793863379,null,7751.6224840362165,0.54701303826998338,null,"IstEgsd201"]
[234,"IstNgsd201",0.98603092133998871,8348.9641729365176,0,4229.2880859375,0,0,44974.312548686328,19151.6328125,124877.19125245902,0,0,null,68355.232918356895,124877.19125245902,129106.47934536169,null,33234.557496042507,7339.489407198952,0,0,73337.551010124866,0,null,40574.048663021189,73337.5546875,null,-27781.184784102639,-88532.430675375334,-51539.636564959015,null,0.63272437442426455,0.32491160520254114,0,0,0.59357633083657346,0.31426810545018391,0,0,0.58727741993521076,"FAIL",0,null,"IstNgsd201",null,-51539.636564959015,51539.636564959015,0.33841355062924872,"FAIL",0,1,null,null,20.340650813603261,null,12052.04793863379,"YES",1,null,7.4389999999999992,5.9600000000000009,6.2474711356919013,13.13,13.290000000000001,14.852837601175882,null,-27983.045722724633,null,-4208.6832747199105,null,7751.6224840362165,null,7751.6224840362165,null,12052.04793863379,null,7751.6224840362165,0.54701303826998338,null,"IstNgsd201"]
[235,"IteEgsd201",0.98603092133998871,8348.9641729365176,0,4229.2880859375,0,0,44974.312548686328,19151.6328125,82011.233102980157,0,0,null,68355.232918356895,82011.233102980157,86240.521195882786,null,33234.557496042507,7339.489407198952,0,0,73337.551010124866,0,null,40574.048663021189,73337.5546875,null,-27781.184784102639,-45666.472525896468,-8673.6784154801571,null,0.63272437442426455,0.4947376978477207,0,0,0.59357633083657346,0.47047545751886249,0,0,0.89423792220525744,"FAIL",0,null,"IteEgsd201",null,-8673.6784154801571,8673.6784154801571,0.52673791803515124,"FAIL",0,1,null,null,13.358418483689446,null,7187.7027414771119,"YES",1,null,7.4389999999999992,5.9600000000000009,6.2474711356919013,13.13,13.290000000000001,14.852837601175882,null,-27983.045722724633,null,-4208.6832747199105,null,1304.5315238106991,null,1304.5315238106991,null,7187.7027414771119,null,1304.5315238106991,0.14017463769090502,null,"IteEgsd201"]
[236,"IteNgsd201",0.98603092133998871,8348.9641729365176,0,4229.2880859375,0,0,44974.312548686328,19151.6328125,82011.233102980157,0,0,null,68355.232918356895,82011.233102980157,86240.521195882786,null,33234.557496042507,7339.489407198952,0,0,73337.551010124866,0,null,40574.048663021189,73337.5546875,null,-27781.184784102639,-45666.472525896468,-8673.6784154801571,null,0.63272437442426455,0.4947376978477207,0,0,0.59357633083657346,0.47047545751886249,0,0,0.89423792220525744,"FAIL",0,null,"IteNgsd201",null,-8673.6784154801571,8673.6784154801571,0.52673791803515124,"FAIL",0,1,null,null,13.358418483689446,null,7187.7027414771119,"YES",1,null,7.4389999999999992,5.9600000000000009,6.2474711356919013,13.13,13.290000000000001,14.852837601175882,null,-27983.045722724633,null,-4208.6832747199105,null,1304.5315238106991,null,1304.5315238106991,null,7187.7027414771119,null,1304.5315238106991,0.14017463769090502,null,"IteNgsd201"]
[237,"ItrEgsd201",0.98603092133998871,8348.9641729365176,0,4229.2880859375,0,0,44974.312548686328,19151.6328125,75732.880872818234,0,0,null,68355.232918356895,75732.880872818234,79962.168965720892,null,33234.557496042507,7339.489407198952,0,0,73337.551010124866,0,null,40574.048663021189,73337.5546875,null,-27781.184784102639,-39388.120295734545,-2395.3261853182339,null,0.63272437442426455,0.53575208278632747,0,0,0.59357633083657346,0.50741555902453284,0,0,0.96837138429553715,"FAIL",0,null,"ItrEgsd201",null,-2395.3261853182339,2395.3261853182339,0.5734802505281712,"FAIL",0,1,null,null,12.335768243607754,null,6475.2481068181824,"YES",1,null,7.4389999999999992,5.9600000000000009,6.2474711356919013,13.13,13.290000000000001,14.852837601175882,null,-27983.045722724633,null,-4208.6832747199105,null,360.2598999958293,null,360.2598999958293,null,6475.2481068181824,null,360.2598999958293,4.1919841436759989E-2,null,"ItrEgsd201"]
[238,"ItrNgsd201",0.98603092133998871,8348.9641729365176,0,4229.2880859375,0,0,44974.312548686328,19151.6328125,75732.880872818234,0,0,null,68355.232918356895,75732.880872818234,79962.168965720892,null,33234.557496042507,7339.489407198952,0,0,73337.551010124866,0,null,40574.048663021189,73337.5546875,null,-27781.184784102639,-39388.120295734545,-2395.3261853182339,null,0.63272437442426455,0.53575208278632747,0,0,0.59357633083657346,0.50741555902453284,0,0,0.96837138429553715,"FAIL",0,null,"ItrNgsd201",null,-2395.3261853182339,2395.3261853182339,0.5734802505281712,"FAIL",0,1,null,null,12.335768243607754,null,6475.2481068181824,"YES",1,null,7.4389999999999992,5.9600000000000009,6.2474711356919013,13.13,13.290000000000001,14.852837601175882,null,-27983.045722724633,null,-4208.6832747199105,null,360.2598999958293,null,360.2598999958293,null,6475.2481068181824,null,360.2598999958293,4.1919841436759989E-2,null,"ItrNgsd201"]
[239,"IwaEgsd201",0.98603092133998871,8348.9641729365176,0,4229.2880859375,0,0,44974.312548686328,19151.6328125,8500.6308248830574,0,0,null,68355.232918356895,8500.6308248830574,12729.918917785692,null,33234.557496042507,7339.489407198952,0,0,73337.551010124866,0,null,40574.048663021189,73337.5546875,null,-27781.184784102639,27844.129752200632,64836.923862616939,null,0.63272437442426455,4.7730632583469905,0,1,0.59357633083657346,3.1872982811016057,0,1,8.6273073373362141,"PASS",1,null,"IwaEgsd201",null,64836.923862616939,0,0.59357633083657346,"FAIL",0,1,null,null,1.3846272826091921,null,-1154.1356518395125,"NO",0,null,7.4389999999999992,5.9600000000000009,6.2474711356919013,13.13,13.290000000000001,14.852837601175882,null,-27983.045722724633,null,-4208.6832747199105,null,0,null,0,null,-1154.1356518395125,null,-1154.1356518395125,-1.1964481452913003,null,"IwaEgsd201"]
[240,"IwaNgsd201",0.98603092133998871,8348.9641729365176,0,4229.2880859375,0,0,44974.312548686328,19151.6328125,8500.6308248830574,0,0,null,68355.232918356895,8500.6308248830574,12729.918917785692,null,33234.557496042507,7339.489407198952,0,0,73337.551010124866,0,null,40574.048663021189,73337.5546875,null,-27781.184784102639,27844.129752200632,64836.923862616939,null,0.63272437442426455,4.7730632583469905,0,1,0.59357633083657346,3.1872982811016057,0,1,8.6273073373362141,"PASS",1,null,"IwaNgsd201",null,64836.923862616939,0,0.59357633083657346,"FAIL",0,1,null,null,1.3846272826091921,null,-1154.1356518395125,"NO",0,null,7.4389999999999992,5.9600000000000009,6.2474711356919013,13.13,13.290000000000001,14.852837601175882,null,-27983.045722724633,null,-4208.6832747199105,null,0,null,0,null,-1154.1356518395125,null,-1154.1356518395125,-1.1964481452913003,null,"IwaNgsd201"]
[241,"IagEgsd202",0.98603092133998871,8348.9641729365176,0,3544.369140625,0,0,44974.312548686328,19151.6328125,39959.257501800748,0,0,null,67670.313883899827,39959.257501800748,43503.626560246346,null,33234.557496042507,7339.489407198952,0,0,73337.551010124866,0,null,40574.048663021189,73337.5546875,null,-27096.265838790139,-2929.5779794045593,33378.297185699252,null,0.63272437442426455,1.0153854500723076,0,1,0.59958415978597446,0.93265899407688535,0,0,1.8353082432573997,"PASS",1,null,"IagEgsd202",null,33378.297185699252,0,0.59958415978597446,"FAIL",0,1,null,null,6.5087732438652983,null,2415.72762661052,"YES",1,null,7.4389999999999992,5.9600000000000009,6.2474711356919013,13.13,13.290000000000001,14.852837601175882,null,-27298.126777412137,null,-4105.6706527831002,null,0,null,0,null,2415.72762661052,null,0,0,null,"IagEgsd202"]
[242,"IagNgsd202",0.98603092133998871,8348.9641729365176,0,3544.369140625,0,0,44974.312548686328,19151.6328125,39959.257501800748,0,0,null,67670.313883899827,39959.257501800748,43503.626560246346,null,33234.557496042507,7339.489407198952,0,0,73337.551010124866,0,null,40574.048663021189,73337.5546875,null,-27096.265838790139,-2929.5779794045593,33378.297185699252,null,0.63272437442426455,1.0153854500723076,0,1,0.59958415978597446,0.93265899407688535,0,0,1.8353082432573997,"PASS",1,null,"IagNgsd202",null,33378.297185699252,0,0.59958415978597446,"FAIL",0,1,null,null,6.5087732438652983,null,2415.72762661052,"YES",1,null,7.4389999999999992,5.9600000000000009,6.2474711356919013,13.13,13.290000000000001,14.852837601175882,null,-27298.126777412137,null,-4105.6706527831002,null,0,null,0,null,2415.72762661052,null,0,0,null,"IagNgsd202"]
[243,"IchEgsd202",0.98603092133998871,8348.9641729365176,0,3544.369140625,0,0,44974.312548686328,19151.6328125,25075.821198623893,0,0,null,67670.313883899827,25075.821198623893,28620.190257069487,null,33234.557496042507,7339.489407198952,0,0,73337.551010124866,0,null,40574.048663021189,73337.5546875,null,-27096.265838790139,11953.858323772296,48261.733488876111,null,0.63272437442426455,1.6180546328527738,0,1,0.59958415978597446,1.4176722160851294,0,1,2.9246322226737127,"PASS",1,null,"IchEgsd202",null,48261.733488876111,0,0.59958415978597446,"FAIL",0,1,null,null,4.0844811810826132,null,726.78447850310374,"YES",1,null,7.4389999999999992,5.9600000000000009,6.2474711356919013,13.13,13.290000000000001,14.852837601175882,null,-27298.126777412137,null,-4105.6706527831002,null,0,null,0,null,726.78447850310374,null,0,0,null,"IchEgsd202"]
[244,"IchNgsd202",0.98603092133998871,8348.9641729365176,0,3544.369140625,0,0,44974.312548686328,19151.6328125,25075.821198623893,0,0,null,67670.313883899827,25075.821198623893,28620.190257069487,null,33234.557496042507,7339.489407198952,0,0,73337.551010124866,0,null,40574.048663021189,73337.5546875,null,-27096.265838790139,11953.858323772296,48261.733488876111,null,0.63272437442426455,1.6180546328527738,0,1,0.59958415978597446,1.4176722160851294,0,1,2.9246322226737127,"PASS",1,null,"IchNgsd202",null,48261.733488876111,0,0.59958415978597446,"FAIL",0,1,null,null,4.0844811810826132,null,726.78447850310374,"YES",1,null,7.4389999999999992,5.9600000000000009,6.2474711356919013,13.13,13.290000000000001,14.852837601175882,null,-27298.126777412137,null,-4105.6706527831002,null,0,null,0,null,726.78447850310374,null,0,0,null,"IchNgsd202"]
[245,"IcoEgsd202",0.98603092133998871,8348.9641729365176,0,3544.369140625,0,0,44974.312548686328,19151.6328125,40510.425045408309,0,0,null,67670.313883899827,40510.425045408309,44054.794103853928,null,33234.557496042507,7339.489407198952,0,0,73337.551010124866,0,null,40574.048663021189,73337.5546875,null,-27096.265838790139,-3480.7455230121195,32827.129642091691,null,0.63272437442426455,1.0015705492485345,0,0,0.59958415978597446,0.92099053945607534,0,0,1.810337823049144,"PASS",1,null,"IcoEgsd202",null,32827.129642091691,0,0.59958415978597446,"FAIL",0,1,null,null,6.5985502348951464,null,2478.2729924042433,"YES",1,null,7.4389999999999992,5.9600000000000009,6.2474711356919013,13.13,13.290000000000001,14.852837601175882,null,-27298.126777412137,null,-4105.6706527831002,null,0,null,0,null,2478.2729924042433,null,0,0,null,"IcoEgsd202"]
[246,"IcoNgsd202",0.98603092133998871,8348.9641729365176,0,3544.369140625,0,0,44974.312548686328,19151.6328125,40510.425045408309,0,0,null,67670.313883899827,40510.425045408309,44054.794103853928,null,33234.557496042507,7339.489407198952,0,0,73337.551010124866,0,null,40574.048663021189,73337.5546875,null,-27096.265838790139,-3480.7455230121195,32827.129642091691,null,0.63272437442426455,1.0015705492485345,0,0,0.59958415978597446,0.92099053945607534,0,0,1.810337823049144,"PASS",1,null,"IcoNgsd202",null,32827.129642091691,0,0.59958415978597446,"FAIL",0,1,null,null,6.5985502348951464,null,2478.2729924042433,"YES",1,null,7.4389999999999992,5.9600000000000009,6.2474711356919013,13.13,13.290000000000001,14.852837601175882,null,-27298.126777412137,null,-4105.6706527831002,null,0,null,0,null,2478.2729924042433,null,0,0,null,"IcoNgsd202"]
[247,"IelEgsd202",0.98603092133998871,8348.9641729365176,0,3544.369140625,0,0,44974.312548686328,19151.6328125,22355.893083259009,0,0,null,67670.313883899827,22355.893083259009,25900.262141704603,null,33234.557496042507,7339.489407198952,0,0,73337.551010124866,0,null,40574.048663021189,73337.5546875,null,-27096.265838790139,14673.78643913718,50981.661604240988,null,0.63272437442426455,1.8149151327532813,0,1,0.59958415978597446,1.5665497249524254,0,1,3.2804573905579333,"PASS",1,null,"IelEgsd202",null,50981.661604240988,0,0.59958415978597446,"FAIL",0,1,null,null,3.6414450285106232,null,418.13236280403623,"YES",1,null,7.4389999999999992,5.9600000000000009,6.2474711356919013,13.13,13.290000000000001,14.852837601175882,null,-27298.126777412137,null,-4105.6706527831002,null,0,null,0,null,418.13236280403623,null,0,0,null,"IelEgsd202"]
[248,"IelNgsd202",0.98603092133998871,8348.9641729365176,0,3544.369140625,0,0,44974.312548686328,19151.6328125,22355.893083259009,0,0,null,67670.313883899827,22355.893083259009,25900.262141704603,null,33234.557496042507,7339.489407198952,0,0,73337.551010124866,0,null,40574.048663021189,73337.5546875,null,-27096.265838790139,14673.78643913718,50981.661604240988,null,0.63272437442426455,1.8149151327532813,0,1,0.59958415978597446,1.5665497249524254,0,1,3.2804573905579333,"PASS",1,null,"IelNgsd202",null,50981.661604240988,0,0.59958415978597446,"FAIL",0,1,null,null,3.6414450285106232,null,418.13236280403623,"YES",1,null,7.4389999999999992,5.9600000000000009,6.2474711356919013,13.13,13.290000000000001,14.852837601175882,null,-27298.126777412137,null,-4105.6706527831002,null,0,null,0,null,418.13236280403623,null,0,0,null,"IelNgsd202"]
[249,"IluEgsd202",0.98603092133998871,8348.9641729365176,0,3544.369140625,0,0,44974.312548686328,19151.6328125,74354.576906922695,0,0,null,67670.313883899827,74354.576906922695,77898.945965368301,null,33234.557496042507,7339.489407198952,0,0,73337.551010124866,0,null,40574.048663021189,73337.5546875,null,-27096.265838790139,-37324.897384526506,-1017.0222194226953,null,0.63272437442426455,0.54568326995945271,0,0,0.59958415978597446,0.52085491167307629,0,0,0.9863219957435061,"FAIL",0,null,"IluEgsd202",null,-1017.0222194226953,1017.0222194226953,0.59070638926779229,"FAIL",0,1,null,null,12.111262387560236,null,6318.840538149987,"YES",1,null,7.4389999999999992,5.9600000000000009,6.2474711356919013,13.13,13.290000000000001,14.852837601175882,null,-27298.126777412137,null,-4105.6706527831002,null,152.96134835768896,null,152.96134835768896,null,6318.840538149987,null,152.96134835768896,1.8128513687261448E-2,null,"IluEgsd202"]
[250,"IluNgsd202",0.98603092133998871,8348.9641729365176,0,3544.369140625,0,0,44974.312548686328,19151.6328125,74354.576906922695,0,0,null,67670.313883899827,74354.576906922695,77898.945965368301,null,33234.557496042507,7339.489407198952,0,0,73337.551010124866,0,null,40574.048663021189,73337.5546875,null,-27096.265838790139,-37324.897384526506,-1017.0222194226953,null,0.63272437442426455,0.54568326995945271,0,0,0.59958415978597446,0.52085491167307629,0,0,0.9863219957435061,"FAIL",0,null,"IluNgsd202",null,-1017.0222194226953,1017.0222194226953,0.59070638926779229,"FAIL",0,1,null,null,12.111262387560236,null,6318.840538149987,"YES",1,null,7.4389999999999992,5.9600000000000009,6.2474711356919013,13.13,13.290000000000001,14.852837601175882,null,-27298.126777412137,null,-4105.6706527831002,null,152.96134835768896,null,152.96134835768896,null,6318.840538149987,null,152.96134835768896,1.8128513687261448E-2,null,"IluNgsd202"]
[251,"ImeEgsd202",0.98603092133998871,8348.9641729365176,0,3544.369140625,0,0,44974.312548686328,19151.6328125,69309.857543133534,0,0,null,67670.313883899827,69309.857543133534,72854.226601579139,null,33234.557496042507,7339.489407198952,0,0,73337.551010124866,0,null,40574.048663021189,73337.5546875,null,-27096.265838790139,-32280.178020737345,4027.6971443664661,null,0.63272437442426455,0.5854008376481048,0,0,0.59958415978597446,0.55692099840881848,0,0,1.0581114618776977,"PASS",1,null,"ImeEgsd202",null,4027.6971443664661,0,0.59958415978597446,"FAIL",0,1,null,null,11.28955264679141,null,5746.3760823568009,"YES",1,null,7.4389999999999992,5.9600000000000009,6.2474711356919013,13.13,13.290000000000001,14.852837601175882,null,-27298.126777412137,null,-4105.6706527831002,null,0,null,0,null,5746.3760823568009,null,0,0,null,"ImeEgsd202"]
[252,"ImeNgsd202",0.98603092133998871,8348.9641729365176,0,3544.369140625,0,0,44974.312548686328,19151.6328125,69309.857543133534,0,0,null,67670.313883899827,69309.857543133534,72854.226601579139,null,33234.557496042507,7339.489407198952,0,0,73337.551010124866,0,null,40574.048663021189,73337.5546875,null,-27096.265838790139,-32280.178020737345,4027.6971443664661,null,0.63272437442426455,0.5854008376481048,0,0,0.59958415978597446,0.55692099840881848,0,0,1.0581114618776977,"PASS",1,null,"ImeNgsd202",null,4027.6971443664661,0,0.59958415978597446,"FAIL",0,1,null,null,11.28955264679141,null,5746.3760823568009,"YES",1,null,7.4389999999999992,5.9600000000000009,6.2474711356919013,13.13,13.290000000000001,14.852837601175882,null,-27298.126777412137,null,-4105.6706527831002,null,0,null,0,null,5746.3760823568009,null,0,0,null,"ImeNgsd202"]
[253,"ImiEgsd202",0.98603092133998871,8348.9641729365176,0,3544.369140625,0,0,44974.312548686328,19151.6328125,40510.425045408309,0,0,null,67670.313883899827,40510.425045408309,44054.794103853928,null,33234.557496042507,7339.489407198952,0,0,73337.551010124866,0,null,40574.048663021189,73337.5546875,null,-27096.265838790139,-3480.7455230121195,32827.129642091691,null,0.63272437442426455,1.0015705492485345,0,0,0.59958415978597446,0.92099053945607534,0,0,1.810337823049144,"PASS",1,null,"ImiEgsd202",null,32827.129642091691,0,0.59958415978597446,"FAIL",0,1,null,null,6.5985502348951464,null,2478.2729924042433,"YES",1,null,7.4389999999999992,5.9600000000000009,6.2474711356919013,13.13,13.290000000000001,14.852837601175882,null,-27298.126777412137,null,-4105.6706527831002,null,0,null,0,null,2478.2729924042433,null,0,0,null,"ImiEgsd202"]
[254,"ImiNgsd202",0.98603092133998871,8348.9641729365176,0,3544.369140625,0,0,44974.312548686328,19151.6328125,40510.425045408309,0,0,null,67670.313883899827,40510.425045408309,44054.794103853928,null,33234.557496042507,7339.489407198952,0,0,73337.551010124866,0,null,40574.048663021189,73337.5546875,null,-27096.265838790139,-3480.7455230121195,32827.129642091691,null,0.63272437442426455,1.0015705492485345,0,0,0.59958415978597446,0.92099053945607534,0,0,1.810337823049144,"PASS",1,null,"ImiNgsd202",null,32827.129642091691,0,0.59958415978597446,"FAIL",0,1,null,null,6.5985502348951464,null,2478.2729924042433,"YES",1,null,7.4389999999999992,5.9600000000000009,6.2474711356919013,13.13,13.290000000000001,14.852837601175882,null,-27298.126777412137,null,-4105.6706527831002,null,0,null,0,null,2478.2729924042433,null,0,0,null,"ImiNgsd202"]
[255,"IprEgsd202",0.98603092133998871,8348.9641729365176,0,3544.369140625,0,0,44974.312548686328,19151.6328125,35438.980555239534,0,0,null,67670.313883899827,35438.980555239534,38983.34961368511,null,33234.557496042507,7339.489407198952,0,0,73337.551010124866,0,null,40574.048663021189,73337.5546875,null,-27096.265838790139,1590.6989671566553,37898.574132260466,null,0.63272437442426455,1.1448988663705353,0,1,0.59958415978597446,1.0408045737363971,0,1,2.0694036210547058,"PASS",1,null,"IprEgsd202",null,37898.574132260466,0,0.59958415978597446,"FAIL",0,1,null,null,5.7724866398541144,null,1902.7753161283488,"YES",1,null,7.4389999999999992,5.9600000000000009,6.2474711356919013,13.13,13.290000000000001,14.852837601175882,null,-27298.126777412137,null,-4105.6706527831002,null,0,null,0,null,1902.7753161283488,null,0,0,null,"IprEgsd202"]
[256,"IprNgsd202",0.98603092133998871,8348.9641729365176,0,3544.369140625,0,0,44974.312548686328,19151.6328125,35438.980555239534,0,0,null,67670.313883899827,35438.980555239534,38983.34961368511,null,33234.557496042507,7339.489407198952,0,0,73337.551010124866,0,null,40574.048663021189,73337.5546875,null,-27096.265838790139,1590.6989671566553,37898.574132260466,null,0.63272437442426455,1.1448988663705353,0,1,0.59958415978597446,1.0408045737363971,0,1,2.0694036210547058,"PASS",1,null,"IprNgsd202",null,37898.574132260466,0,0.59958415978597446,"FAIL",0,1,null,null,5.7724866398541144,null,1902.7753161283488,"YES",1,null,7.4389999999999992,5.9600000000000009,6.2474711356919013,13.13,13.290000000000001,14.852837601175882,null,-27298.126777412137,null,-4105.6706527831002,null,0,null,0,null,1902.7753161283488,null,0,0,null,"IprNgsd202"]
[257,"IstEgsd202",0.98603092133998871,8348.9641729365176,0,3544.369140625,0,0,44974.312548686328,19151.6328125,46343.279616623906,0,0,null,67670.313883899827,46343.279616623906,49887.648675069497,null,33234.557496042507,7339.489407198952,0,0,73337.551010124866,0,null,40574.048663021189,73337.5546875,null,-27096.265838790139,-9313.6000942277169,26994.275070876094,null,0.63272437442426455,0.87551094783690664,0,0,0.59958415978597446,0.81330849766948765,0,0,1.5824852124016038,"PASS",1,null,"IstEgsd202",null,26994.275070876094,0,0.59958415978597446,"FAIL",0,1,null,null,7.5486362014810071,null,3140.1739275318114,"YES",1,null,7.4389999999999992,5.9600000000000009,6.2474711356919013,13.13,13.290000000000001,14.852837601175882,null,-27298.126777412137,null,-4105.6706527831002,null,0,null,0,null,3140.1739275318114,null,0,0,null,"IstEgsd202"]
[258,"IstNgsd202",0.98603092133998871,8348.9641729365176,0,3544.369140625,0,0,44974.312548686328,19151.6328125,46343.279616623906,0,0,null,67670.313883899827,46343.279616623906,49887.648675069497,null,33234.557496042507,7339.489407198952,0,0,73337.551010124866,0,null,40574.048663021189,73337.5546875,null,-27096.265838790139,-9313.6000942277169,26994.275070876094,null,0.63272437442426455,0.87551094783690664,0,0,0.59958415978597446,0.81330849766948765,0,0,1.5824852124016038,"PASS",1,null,"IstNgsd202",null,26994.275070876094,0,0.59958415978597446,"FAIL",0,1,null,null,7.5486362014810071,null,3140.1739275318114,"YES",1,null,7.4389999999999992,5.9600000000000009,6.2474711356919013,13.13,13.290000000000001,14.852837601175882,null,-27298.126777412137,null,-4105.6706527831002,null,0,null,0,null,3140.1739275318114,null,0,0,null,"IstNgsd202"]
[259,"IteEgsd202",0.98603092133998871,8348.9641729365176,0,3544.369140625,0,0,44974.312548686328,19151.6328125,30435.289058143317,0,0,null,67670.313883899827,30435.289058143317,33979.658116588893,null,33234.557496042507,7339.489407198952,0,0,73337.551010124866,0,null,40574.048663021189,73337.5546875,null,-27096.265838790139,6594.3904642528723,42902.265629356683,null,0.63272437442426455,1.3331251293690318,0,1,0.59958415978597446,1.1940687697821488,0,1,2.4096224138826665,"PASS",1,null,"IteEgsd202",null,42902.265629356683,0,0.59958415978597446,"FAIL",0,1,null,null,4.9574590879934899,null,1334.9661728464414,"YES",1,null,7.4389999999999992,5.9600000000000009,6.2474711356919013,13.13,13.290000000000001,14.852837601175882,null,-27298.126777412137,null,-4105.6706527831002,null,0,null,0,null,1334.9661728464414,null,0,0,null,"IteEgsd202"]
[260,"IteNgsd202",0.98603092133998871,8348.9641729365176,0,3544.369140625,0,0,44974.312548686328,19151.6328125,30435.289058143317,0,0,null,67670.313883899827,30435.289058143317,33979.658116588893,null,33234.557496042507,7339.489407198952,0,0,73337.551010124866,0,null,40574.048663021189,73337.5546875,null,-27096.265838790139,6594.3904642528723,42902.265629356683,null,0.63272437442426455,1.3331251293690318,0,1,0.59958415978597446,1.1940687697821488,0,1,2.4096224138826665,"PASS",1,null,"IteNgsd202",null,42902.265629356683,0,0.59958415978597446,"FAIL",0,1,null,null,4.9574590879934899,null,1334.9661728464414,"YES",1,null,7.4389999999999992,5.9600000000000009,6.2474711356919013,13.13,13.290000000000001,14.852837601175882,null,-27298.126777412137,null,-4105.6706527831002,null,0,null,0,null,1334.9661728464414,null,0,0,null,"IteNgsd202"]
[261,"ItrEgsd202",0.98603092133998871,8348.9641729365176,0,3544.369140625,0,0,44974.312548686328,19151.6328125,28105.317154082099,0,0,null,67670.313883899827,28105.317154082099,31649.686212527697,null,33234.557496042507,7339.489407198952,0,0,73337.551010124866,0,null,40574.048663021189,73337.5546875,null,-27096.265838790139,8924.3623683140904,45232.237533417901,null,0.63272437442426455,1.4436431526668645,0,1,0.59958415978597446,1.2819731698195866,0,1,2.6093836367489005,"PASS",1,null,"ItrEgsd202",null,45232.237533417901,0,0.59958415978597446,"FAIL",0,1,null,null,4.5779411683457383,null,1070.5656083215106,"YES",1,null,7.4389999999999992,5.9600000000000009,6.2474711356919013,13.13,13.290000000000001,14.852837601175882,null,-27298.126777412137,null,-4105.6706527831002,null,0,null,0,null,1070.5656083215106,null,0,0,null,"ItrEgsd202"]
[262,"ItrNgsd202",0.98603092133998871,8348.9641729365176,0,3544.369140625,0,0,44974.312548686328,19151.6328125,28105.317154082099,0,0,null,67670.313883899827,28105.317154082099,31649.686212527697,null,33234.557496042507,7339.489407198952,0,0,73337.551010124866,0,null,40574.048663021189,73337.5546875,null,-27096.265838790139,8924.3623683140904,45232.237533417901,null,0.63272437442426455,1.4436431526668645,0,1,0.59958415978597446,1.2819731698195866,0,1,2.6093836367489005,"PASS",1,null,"ItrNgsd202",null,45232.237533417901,0,0.59958415978597446,"FAIL",0,1,null,null,4.5779411683457383,null,1070.5656083215106,"YES",1,null,7.4389999999999992,5.9600000000000009,6.2474711356919013,13.13,13.290000000000001,14.852837601175882,null,-27298.126777412137,null,-4105.6706527831002,null,0,null,0,null,1070.5656083215106,null,0,0,null,"ItrNgsd202"]
[263,"IwaEgsd202",0.98603092133998871,8348.9641729365176,0,3544.369140625,0,0,44974.312548686328,19151.6328125,3154.6782804430873,0,0,null,67670.313883899827,3154.6782804430873,6699.0473388886858,null,33234.557496042507,7339.489407198952,0,0,73337.551010124866,0,null,40574.048663021189,73337.5546875,null,-27096.265838790139,33875.001241953098,70182.876407056916,null,0.63272437442426455,12.861548803424228,0,1,0.59958415978597446,6.0566892742717906,0,1,23.247237330711087,"PASS",1,null,"IwaEgsd202",null,70182.876407056916,0,0.59958415978597446,"FAIL",0,1,null,null,0.51385052959396582,null,-1760.783857769032,"NO",0,null,7.4389999999999992,5.9600000000000009,6.2474711356919013,13.13,13.290000000000001,14.852837601175882,null,-27298.126777412137,null,-4105.6706527831002,null,0,null,0,null,-1760.783857769032,null,-1760.783857769032,-4.918573304205478,null,"IwaEgsd202"]
[264,"IwaNgsd202",0.98603092133998871,8348.9641729365176,0,3544.369140625,0,0,44974.312548686328,19151.6328125,3154.6782804430873,0,0,null,67670.313883899827,3154.6782804430873,6699.0473388886858,null,33234.557496042507,7339.489407198952,0,0,73337.551010124866,0,null,40574.048663021189,73337.5546875,null,-27096.265838790139,33875.001241953098,70182.876407056916,null,0.63272437442426455,12.861548803424228,0,1,0.59958415978597446,6.0566892742717906,0,1,23.247237330711087,"PASS",1,null,"IwaNgsd202",null,70182.876407056916,0,0.59958415978597446,"FAIL",0,1,null,null,0.51385052959396582,null,-1760.783857769032,"NO",0,null,7.4389999999999992,5.9600000000000009,6.2474711356919013,13.13,13.290000000000001,14.852837601175882,null,-27298.126777412137,null,-4105.6706527831002,null,0,null,0,null,-1760.783857769032,null,-1760.783857769032,-4.918573304205478,null,"IwaNgsd202"]
[265,"IagEgsd203",0.98603092133998871,8348.9641729365176,0,5038.640625,0,0,44974.312548686328,19151.6328125,303609.48053378367,0,0,null,69164.585238517713,303609.48053378367,308648.12094684725,null,33234.557496042507,7339.489407198952,0,0,73337.551010124866,0,null,40574.048663021189,73337.5546875,null,-28590.537323165139,-268074.07249576249,-230271.92584628367,null,0.63272437442426455,0.1336389383878491,0,0,0.58663039884493362,0.13145730001754299,0,0,0.24155225508295508,"FAIL",0,null,"IagEgsd203",null,-230271.92584628367,230271.92584628367,0.13550134021639193,"FAIL",0,1,null,null,41.50983065978189,null,26800.081725956377,"YES",1,null,7.4389999999999992,5.9600000000000009,6.2474711356919013,13.13,13.290000000000001,14.852837601175882,null,-28792.398261787137,null,-3780.0652150726164,null,30231.691329949314,null,30231.691329949314,null,26800.081725956377,null,26800.081725956377,0.92673393317999453,null,"IagEgsd203"]
[266,"IagNgsd203",0.98603092133998871,8348.9641729365176,0,5038.640625,0,0,44974.312548686328,19151.6328125,303609.48053378367,0,0,null,69164.585238517713,303609.48053378367,308648.12094684725,null,33234.557496042507,7339.489407198952,0,0,73337.551010124866,0,null,40574.048663021189,73337.5546875,null,-28590.537323165139,-268074.07249576249,-230271.92584628367,null,0.63272437442426455,0.1336389383878491,0,0,0.58663039884493362,0.13145730001754299,0,0,0.24155225508295508,"FAIL",0,null,"IagNgsd203",null,-230271.92584628367,230271.92584628367,0.13550134021639193,"FAIL",0,1,null,null,41.50983065978189,null,26800.081725956377,"YES",1,null,7.4389999999999992,5.9600000000000009,6.2474711356919013,13.13,13.290000000000001,14.852837601175882,null,-28792.398261787137,null,-3780.0652150726164,null,30231.691329949314,null,30231.691329949314,null,26800.081725956377,null,26800.081725956377,0.92673393317999453,null,"IagNgsd203"]
[267,"IchEgsd203",0.98603092133998871,8348.9641729365176,0,5038.640625,0,0,44974.312548686328,19151.6328125,459961.25221025094,0,0,null,69164.585238517713,459961.25221025094,464999.89262331428,null,33234.557496042507,7339.489407198952,0,0,73337.551010124866,0,null,40574.048663021189,73337.5546875,null,-28590.537323165139,-424425.84417222976,-386623.69752275094,null,0.63272437442426455,8.8211884083823994E-2,0,0,0.58663039884493362,8.7256038739339112E-2,0,0,0.159442897276871,"FAIL",0,null,"IchEgsd203",null,-386623.69752275094,386623.69752275094,8.9019507808882931E-2,"FAIL",0,1,null,null,62.886418721130084,null,41692.611586689251,"YES",1,null,7.4389999999999992,5.9600000000000009,6.2474711356919013,13.13,13.290000000000001,14.852837601175882,null,-28792.398261787137,null,-3780.0652150726164,null,50758.633478203177,null,50758.633478203177,null,41692.611586689251,null,41692.611586689251,0.9516388102764578,null,"IchEgsd203"]
[268,"IchNgsd203",0.98603092133998871,8348.9641729365176,0,5038.640625,0,0,44974.312548686328,19151.6328125,459961.25221025094,0,0,null,69164.585238517713,459961.25221025094,464999.89262331428,null,33234.557496042507,7339.489407198952,0,0,73337.551010124866,0,null,40574.048663021189,73337.5546875,null,-28590.537323165139,-424425.84417222976,-386623.69752275094,null,0.63272437442426455,8.8211884083823994E-2,0,0,0.58663039884493362,8.7256038739339112E-2,0,0,0.159442897276871,"FAIL",0,null,"IchNgsd203",null,-386623.69752275094,386623.69752275094,8.9019507808882931E-2,"FAIL",0,1,null,null,62.886418721130084,null,41692.611586689251,"YES",1,null,7.4389999999999992,5.9600000000000009,6.2474711356919013,13.13,13.290000000000001,14.852837601175882,null,-28792.398261787137,null,-3780.0652150726164,null,50758.633478203177,null,50758.633478203177,null,41692.611586689251,null,41692.611586689251,0.9516388102764578,null,"IchNgsd203"]
[269,"IcoEgsd203",0.98603092133998871,8348.9641729365176,0,5038.640625,0,0,44974.312548686328,19151.6328125,119963.21727091109,0,0,null,69164.585238517713,119963.21727091109,125001.85768397458,null,33234.557496042507,7339.489407198952,0,0,73337.551010124866,0,null,40574.048663021189,73337.5546875,null,-28590.537323165139,-84427.809232889907,-46625.662583411089,null,0.63272437442426455,0.33822074454199941,0,0,0.58663039884493362,0.32458756490489249,0,0,0.61133367673761974,"FAIL",0,null,"IcoEgsd203",null,-46625.662583411089,46625.662583411089,0.35040989344308698,"FAIL",0,1,null,null,16.401506101946911,null,9307.7451492582331,"YES",1,null,7.4389999999999992,5.9600000000000009,6.2474711356919013,13.13,13.290000000000001,14.852837601175882,null,-28792.398261787137,null,-3780.0652150726164,null,6121.3395167285871,null,6121.3395167285871,null,9307.7451492582331,null,6121.3395167285871,0.535713569228353,null,"IcoEgsd203"]
[270,"IcoNgsd203",0.98603092133998871,8348.9641729365176,0,5038.640625,0,0,44974.312548686328,19151.6328125,119963.21727091109,0,0,null,69164.585238517713,119963.21727091109,125001.85768397458,null,33234.557496042507,7339.489407198952,0,0,73337.551010124866,0,null,40574.048663021189,73337.5546875,null,-28590.537323165139,-84427.809232889907,-46625.662583411089,null,0.63272437442426455,0.33822074454199941,0,0,0.58663039884493362,0.32458756490489249,0,0,0.61133367673761974,"FAIL",0,null,"IcoNgsd203",null,-46625.662583411089,46625.662583411089,0.35040989344308698,"FAIL",0,1,null,null,16.401506101946911,null,9307.7451492582331,"YES",1,null,7.4389999999999992,5.9600000000000009,6.2474711356919013,13.13,13.290000000000001,14.852837601175882,null,-28792.398261787137,null,-3780.0652150726164,null,6121.3395167285871,null,6121.3395167285871,null,9307.7451492582331,null,6121.3395167285871,0.535713569228353,null,"IcoNgsd203"]
[271,"IelEgsd203",0.98603092133998871,8348.9641729365176,0,5038.640625,0,0,44974.312548686328,19151.6328125,321611.00871626864,0,0,null,69164.585238517713,321611.00871626864,326649.64912933216,null,33234.557496042507,7339.489407198952,0,0,73337.551010124866,0,null,40574.048663021189,73337.5546875,null,-28590.537323165139,-286075.60067824746,-248273.45402876864,null,0.63272437442426455,0.12615876808749538,0,0,0.58663039884493362,0.12421274213777365,0,0,0.228031854320633,"FAIL",0,null,"IelEgsd203",null,-248273.45402876864,248273.45402876864,0.12781722272828325,"FAIL",0,1,null,null,43.971019969461778,null,28514.730255559589,"YES",1,null,7.4389999999999992,5.9600000000000009,6.2474711356919013,13.13,13.290000000000001,14.852837601175882,null,-28792.398261787137,null,-3780.0652150726164,null,32595.056475223497,null,32595.056475223497,null,28514.730255559589,null,28514.730255559589,0.9308348537532477,null,"IelEgsd203"]
[272,"IelNgsd203",0.98603092133998871,8348.9641729365176,0,5038.640625,0,0,44974.312548686328,19151.6328125,321611.00871626864,0,0,null,69164.585238517713,321611.00871626864,326649.64912933216,null,33234.557496042507,7339.489407198952,0,0,73337.551010124866,0,null,40574.048663021189,73337.5546875,null,-28590.537323165139,-286075.60067824746,-248273.45402876864,null,0.63272437442426455,0.12615876808749538,0,0,0.58663039884493362,0.12421274213777365,0,0,0.228031854320633,"FAIL",0,null,"IelNgsd203",null,-248273.45402876864,248273.45402876864,0.12781722272828325,"FAIL",0,1,null,null,43.971019969461778,null,28514.730255559589,"YES",1,null,7.4389999999999992,5.9600000000000009,6.2474711356919013,13.13,13.290000000000001,14.852837601175882,null,-28792.398261787137,null,-3780.0652150726164,null,32595.056475223497,null,32595.056475223497,null,28514.730255559589,null,28514.730255559589,0.9308348537532477,null,"IelNgsd203"]
[273,"IluEgsd203",0.98603092133998871,8348.9641729365176,0,5038.640625,0,0,44974.312548686328,19151.6328125,634579.80752946995,0,0,null,69164.585238517713,634579.80752946995,639618.4479425333,null,33234.557496042507,7339.489407198952,0,0,73337.551010124866,0,null,40574.048663021189,73337.5546875,null,-28590.537323165139,-599044.39949144877,-561242.25284196995,null,0.63272437442426455,6.3938449004520087E-2,0,0,0.58663039884493362,6.3434769244214206E-2,0,0,0.11556868626661146,"FAIL",0,null,"IluEgsd203",null,-561242.25284196995,561242.25284196995,6.4361688617533136E-2,"FAIL",0,1,null,null,86.760465057348028,null,58325.057650498653,"YES",1,null,7.4389999999999992,5.9600000000000009,6.2474711356919013,13.13,13.290000000000001,14.852837601175882,null,-28792.398261787137,null,-3780.0652150726164,null,73683.765343458319,null,73683.765343458319,null,58325.057650498653,null,58325.057650498653,0.96494645314779681,null,"IluEgsd203"]
[274,"IluNgsd203",0.98603092133998871,8348.9641729365176,0,5038.640625,0,0,44974.312548686328,19151.6328125,634579.80752946995,0,0,null,69164.585238517713,634579.80752946995,639618.4479425333,null,33234.557496042507,7339.489407198952,0,0,73337.551010124866,0,null,40574.048663021189,73337.5546875,null,-28590.537323165139,-599044.39949144877,-561242.25284196995,null,0.63272437442426455,6.3938449004520087E-2,0,0,0.58663039884493362,6.3434769244214206E-2,0,0,0.11556868626661146,"FAIL",0,null,"IluNgsd203",null,-561242.25284196995,561242.25284196995,6.4361688617533136E-2,"FAIL",0,1,null,null,86.760465057348028,null,58325.057650498653,"YES",1,null,7.4389999999999992,5.9600000000000009,6.2474711356919013,13.13,13.290000000000001,14.852837601175882,null,-28792.398261787137,null,-3780.0652150726164,null,73683.765343458319,null,73683.765343458319,null,58325.057650498653,null,58325.057650498653,0.96494645314779681,null,"IluNgsd203"]
[275,"ImeEgsd203",0.98603092133998871,8348.9641729365176,0,5038.640625,0,0,44974.312548686328,19151.6328125,228830.40657913359,0,0,null,69164.585238517713,228830.40657913359,233869.04699219702,null,33234.557496042507,7339.489407198952,0,0,73337.551010124866,0,null,40574.048663021189,73337.5546875,null,-28590.537323165139,-193294.99854111241,-155492.85189163359,null,0.63272437442426455,0.17731056492699962,0,0,0.58663039884493362,0.1734904603583815,0,0,0.3204886788598113,"FAIL",0,null,"ImeEgsd203",null,-155492.85189163359,155492.85189163359,0.18060407456924443,"FAIL",0,1,null,null,31.285949394312187,null,19677.361458267776,"YES",1,null,7.4389999999999992,5.9600000000000009,6.2474711356919013,13.13,13.290000000000001,14.852837601175882,null,-28792.398261787137,null,-3780.0652150726164,null,20414.17721732776,null,20414.17721732776,null,19677.361458267776,null,19677.361458267776,0.90279144198323114,null,"ImeEgsd203"]
[276,"ImeNgsd203",0.98603092133998871,8348.9641729365176,0,5038.640625,0,0,44974.312548686328,19151.6328125,228830.40657913359,0,0,null,69164.585238517713,228830.40657913359,233869.04699219702,null,33234.557496042507,7339.489407198952,0,0,73337.551010124866,0,null,40574.048663021189,73337.5546875,null,-28590.537323165139,-193294.99854111241,-155492.85189163359,null,0.63272437442426455,0.17731056492699962,0,0,0.58663039884493362,0.1734904603583815,0,0,0.3204886788598113,"FAIL",0,null,"ImeNgsd203",null,-155492.85189163359,155492.85189163359,0.18060407456924443,"FAIL",0,1,null,null,31.285949394312187,null,19677.361458267776,"YES",1,null,7.4389999999999992,5.9600000000000009,6.2474711356919013,13.13,13.290000000000001,14.852837601175882,null,-28792.398261787137,null,-3780.0652150726164,null,20414.17721732776,null,20414.17721732776,null,19677.361458267776,null,19677.361458267776,0.90279144198323114,null,"ImeNgsd203"]
[277,"ImiEgsd203",0.98603092133998871,8348.9641729365176,0,5038.640625,0,0,44974.312548686328,19151.6328125,119963.21727091109,0,0,null,69164.585238517713,119963.21727091109,125001.85768397458,null,33234.557496042507,7339.489407198952,0,0,73337.551010124866,0,null,40574.048663021189,73337.5546875,null,-28590.537323165139,-84427.809232889907,-46625.662583411089,null,0.63272437442426455,0.33822074454199941,0,0,0.58663039884493362,0.32458756490489249,0,0,0.61133367673761974,"FAIL",0,null,"ImiEgsd203",null,-46625.662583411089,46625.662583411089,0.35040989344308698,"FAIL",0,1,null,null,16.401506101946911,null,9307.7451492582331,"YES",1,null,7.4389999999999992,5.9600000000000009,6.2474711356919013,13.13,13.290000000000001,14.852837601175882,null,-28792.398261787137,null,-3780.0652150726164,null,6121.3395167285871,null,6121.3395167285871,null,9307.7451492582331,null,6121.3395167285871,0.535713569228353,null,"ImiEgsd203"]
[278,"ImiNgsd203",0.98603092133998871,8348.9641729365176,0,5038.640625,0,0,44974.312548686328,19151.6328125,119963.21727091109,0,0,null,69164.585238517713,119963.21727091109,125001.85768397458,null,33234.557496042507,7339.489407198952,0,0,73337.551010124866,0,null,40574.048663021189,73337.5546875,null,-28590.537323165139,-84427.809232889907,-46625.662583411089,null,0.63272437442426455,0.33822074454199941,0,0,0.58663039884493362,0.32458756490489249,0,0,0.61133367673761974,"FAIL",0,null,"ImiNgsd203",null,-46625.662583411089,46625.662583411089,0.35040989344308698,"FAIL",0,1,null,null,16.401506101946911,null,9307.7451492582331,"YES",1,null,7.4389999999999992,5.9600000000000009,6.2474711356919013,13.13,13.290000000000001,14.852837601175882,null,-28792.398261787137,null,-3780.0652150726164,null,6121.3395167285871,null,6121.3395167285871,null,9307.7451492582331,null,6121.3395167285871,0.535713569228353,null,"ImiNgsd203"]
[279,"IprEgsd203",0.98603092133998871,8348.9641729365176,0,5038.640625,0,0,44974.312548686328,19151.6328125,839319.70336462825,0,0,null,69164.585238517713,839319.70336462825,844358.34377769136,null,33234.557496042507,7339.489407198952,0,0,73337.551010124866,0,null,40574.048663021189,73337.5546875,null,-28590.537323165139,-803784.29532660707,-765982.14867712825,null,0.63272437442426455,4.8341589623560263E-2,0,0,0.58663039884493362,4.8053115068783618E-2,0,0,8.7377377647048685E-2,"FAIL",0,null,"IprEgsd203",null,-765982.14867712825,765982.14867712825,4.8583137524184208E-2,"FAIL",0,1,null,null,114.75273905035708,null,77826.569075723339,"YES",1,null,7.4389999999999992,5.9600000000000009,6.2474711356919013,13.13,13.290000000000001,14.852837601175882,null,-28792.398261787137,null,-3780.0652150726164,null,100563.43515586232,null,100563.43515586232,null,77826.569075723339,null,77826.569075723339,0.97349725983035507,null,"IprEgsd203"]
[280,"IprNgsd203",0.98603092133998871,8348.9641729365176,0,5038.640625,0,0,44974.312548686328,19151.6328125,839319.70336462825,0,0,null,69164.585238517713,839319.70336462825,844358.34377769136,null,33234.557496042507,7339.489407198952,0,0,73337.551010124866,0,null,40574.048663021189,73337.5546875,null,-28590.537323165139,-803784.29532660707,-765982.14867712825,null,0.63272437442426455,4.8341589623560263E-2,0,0,0.58663039884493362,4.8053115068783618E-2,0,0,8.7377377647048685E-2,"FAIL",0,null,"IprNgsd203",null,-765982.14867712825,765982.14867712825,4.8583137524184208E-2,"FAIL",0,1,null,null,114.75273905035708,null,77826.569075723339,"YES",1,null,7.4389999999999992,5.9600000000000009,6.2474711356919013,13.13,13.290000000000001,14.852837601175882,null,-28792.398261787137,null,-3780.0652150726164,null,100563.43515586232,null,100563.43515586232,null,77826.569075723339,null,77826.569075723339,0.97349725983035507,null,"IprNgsd203"]
[281,"IstEgsd203",0.98603092133998871,8348.9641729365176,0,5038.640625,0,0,44974.312548686328,19151.6328125,206422.77932925173,0,0,null,69164.585238517713,206422.77932925173,211461.41974231513,null,33234.557496042507,7339.489407198952,0,0,73337.551010124866,0,null,40574.048663021189,73337.5546875,null,-28590.537323165139,-170887.37129123055,-133085.22464175173,null,0.63272437442426455,0.19655800001754714,0,0,0.58663039884493362,0.19187447370683083,0,0,0.3552783996310987,"FAIL",0,null,"IstEgsd203",null,-133085.22464175173,133085.22464175173,0.20061353104385271,"FAIL",0,1,null,null,28.222355240932146,null,17543.032664568724,"YES",1,null,7.4389999999999992,5.9600000000000009,6.2474711356919013,13.13,13.290000000000001,14.852837601175882,null,-28792.398261787137,null,-3780.0652150726164,null,17472.34890731833,null,17472.34890731833,null,17543.032664568724,null,17472.34890731833,0.88864427661989287,null,"IstEgsd203"]
[282,"IstNgsd203",0.98603092133998871,8348.9641729365176,0,5038.640625,0,0,44974.312548686328,19151.6328125,206422.77932925173,0,0,null,69164.585238517713,206422.77932925173,211461.41974231513,null,33234.557496042507,7339.489407198952,0,0,73337.551010124866,0,null,40574.048663021189,73337.5546875,null,-28590.537323165139,-170887.37129123055,-133085.22464175173,null,0.63272437442426455,0.19655800001754714,0,0,0.58663039884493362,0.19187447370683083,0,0,0.3552783996310987,"FAIL",0,null,"IstNgsd203",null,-133085.22464175173,133085.22464175173,0.20061353104385271,"FAIL",0,1,null,null,28.222355240932146,null,17543.032664568724,"YES",1,null,7.4389999999999992,5.9600000000000009,6.2474711356919013,13.13,13.290000000000001,14.852837601175882,null,-28792.398261787137,null,-3780.0652150726164,null,17472.34890731833,null,17472.34890731833,null,17543.032664568724,null,17472.34890731833,0.88864427661989287,null,"IstNgsd203"]
[283,"IteEgsd203",0.98603092133998871,8348.9641729365176,0,5038.640625,0,0,44974.312548686328,19151.6328125,241518.09033471532,0,0,null,69164.585238517713,241518.09033471532,246556.73074777875,null,33234.557496042507,7339.489407198952,0,0,73337.551010124866,0,null,40574.048663021189,73337.5546875,null,-28590.537323165139,-205982.68229669414,-168180.53564721532,null,0.63272437442426455,0.16799589880323409,0,0,0.58663039884493362,0.16456272966099045,0,0,0.30365242862703529,"FAIL",0,null,"IteEgsd203",null,-168180.53564721532,168180.53564721532,0.17094957917732567,"FAIL",0,1,null,null,33.020625995032916,null,20885.866903608654,"YES",1,null,7.4389999999999992,5.9600000000000009,6.2474711356919013,13.13,13.290000000000001,14.852837601175882,null,-28792.398261787137,null,-3780.0652150726164,null,22079.904107746908,null,22079.904107746908,null,20885.866903608654,null,20885.866903608654,0.90789811109988738,null,"IteEgsd203"]
[284,"IteNgsd203",0.98603092133998871,8348.9641729365176,0,5038.640625,0,0,44974.312548686328,19151.6328125,241518.09033471532,0,0,null,69164.585238517713,241518.09033471532,246556.73074777875,null,33234.557496042507,7339.489407198952,0,0,73337.551010124866,0,null,40574.048663021189,73337.5546875,null,-28590.537323165139,-205982.68229669414,-168180.53564721532,null,0.63272437442426455,0.16799589880323409,0,0,0.58663039884493362,0.16456272966099045,0,0,0.30365242862703529,"FAIL",0,null,"IteNgsd203",null,-168180.53564721532,168180.53564721532,0.17094957917732567,"FAIL",0,1,null,null,33.020625995032916,null,20885.866903608654,"YES",1,null,7.4389999999999992,5.9600000000000009,6.2474711356919013,13.13,13.290000000000001,14.852837601175882,null,-28792.398261787137,null,-3780.0652150726164,null,22079.904107746908,null,22079.904107746908,null,20885.866903608654,null,20885.866903608654,0.90789811109988738,null,"IteNgsd203"]
[285,"ItrEgsd203",0.98603092133998871,8348.9641729365176,0,5038.640625,0,0,44974.312548686328,19151.6328125,732015.17547539494,0,0,null,69164.585238517713,732015.17547539494,737053.81588845875,null,33234.557496042507,7339.489407198952,0,0,73337.551010124866,0,null,40574.048663021189,73337.5546875,null,-28590.537323165139,-696479.76743737375,-658677.62078789494,null,0.63272437442426455,5.5427879123777807E-2,0,0,0.58663039884493362,5.5048963558306241E-2,0,0,0.10018583923464723,"FAIL",0,null,"ItrEgsd203",null,-658677.62078789494,658677.62078789494,5.5745666142187851E-2,"FAIL",0,1,null,null,100.08194263106324,null,67605.795155767526,"YES",1,null,7.4389999999999992,5.9600000000000009,6.2474711356919013,13.13,13.290000000000001,14.852837601175882,null,-28792.398261787137,null,-3780.0652150726164,null,86475.754456050272,null,86475.754456050272,null,67605.795155767526,null,67605.795155767526,0.96961228022903356,null,"ItrEgsd203"]
[286,"ItrNgsd203",0.98603092133998871,8348.9641729365176,0,5038.640625,0,0,44974.312548686328,19151.6328125,732015.17547539494,0,0,null,69164.585238517713,732015.17547539494,737053.81588845875,null,33234.557496042507,7339.489407198952,0,0,73337.551010124866,0,null,40574.048663021189,73337.5546875,null,-28590.537323165139,-696479.76743737375,-658677.62078789494,null,0.63272437442426455,5.5427879123777807E-2,0,0,0.58663039884493362,5.5048963558306241E-2,0,0,0.10018583923464723,"FAIL",0,null,"ItrNgsd203",null,-658677.62078789494,658677.62078789494,5.5745666142187851E-2,"FAIL",0,1,null,null,100.08194263106324,null,67605.795155767526,"YES",1,null,7.4389999999999992,5.9600000000000009,6.2474711356919013,13.13,13.290000000000001,14.852837601175882,null,-28792.398261787137,null,-3780.0652150726164,null,86475.754456050272,null,86475.754456050272,null,67605.795155767526,null,67605.795155767526,0.96961228022903356,null,"ItrNgsd203"]
[287,"IwaEgsd203",0.98603092133998871,8348.9641729365176,0,5038.640625,0,0,44974.312548686328,19151.6328125,119963.21727091109,0,0,null,69164.585238517713,119963.21727091109,125001.85768397458,null,33234.557496042507,7339.489407198952,0,0,73337.551010124866,0,null,40574.048663021189,73337.5546875,null,-28590.537323165139,-84427.809232889907,-46625.662583411089,null,0.63272437442426455,0.33822074454199941,0,0,0.58663039884493362,0.32458756490489249,0,0,0.61133367673761974,"FAIL",0,null,"IwaEgsd203",null,-46625.662583411089,46625.662583411089,0.35040989344308698,"FAIL",0,1,null,null,16.401506101946911,null,9307.7451492582331,"YES",1,null,7.4389999999999992,5.9600000000000009,6.2474711356919013,13.13,13.290000000000001,14.852837601175882,null,-28792.398261787137,null,-3780.0652150726164,null,6121.3395167285871,null,6121.3395167285871,null,9307.7451492582331,null,6121.3395167285871,0.535713569228353,null,"IwaEgsd203"]
[288,"IwaNgsd203",0.98603092133998871,8348.9641729365176,0,5038.640625,0,0,44974.312548686328,19151.6328125,119963.21727091109,0,0,null,69164.585238517713,119963.21727091109,125001.85768397458,null,33234.557496042507,7339.489407198952,0,0,73337.551010124866,0,null,40574.048663021189,73337.5546875,null,-28590.537323165139,-84427.809232889907,-46625.662583411089,null,0.63272437442426455,0.33822074454199941,0,0,0.58663039884493362,0.32458756490489249,0,0,0.61133367673761974,"FAIL",0,null,"IwaNgsd203",null,-46625.662583411089,46625.662583411089,0.35040989344308698,"FAIL",0,1,null,null,16.401506101946911,null,9307.7451492582331,"YES",1,null,7.4389999999999992,5.9600000000000009,6.2474711356919013,13.13,13.290000000000001,14.852837601175882,null,-28792.398261787137,null,-3780.0652150726164,null,6121.3395167285871,null,6121.3395167285871,null,9307.7451492582331,null,6121.3395167285871,0.535713569228353,null,"IwaNgsd203"]
[289,"IagEgsd204",0.98603092133998871,8348.9641729365176,0,3473.625,0,0,44974.312548686328,19151.6328125,345915.0528363242,0,0,null,67599.569847023682,345915.0528363242,349388.67785789352,null,33234.557496042507,7339.489407198952,0,0,73337.551010124866,0,null,40574.048663021189,73337.5546875,null,-27025.521698165139,-308814.62917330302,-272577.4981488242,null,0.63272437442426455,0.11729483389154365,0,0,0.60021163516621412,0.11612868772475977,0,0,0.21201030162223369,"FAIL",0,null,"IagEgsd204",null,-272577.4981488242,272577.4981488242,0.11927332092294515,"FAIL",0,1,null,null,68.601799242782988,null,45674.373074532537,"YES",1,null,7.4389999999999992,5.9600000000000009,6.2474711356919013,13.13,13.290000000000001,14.852837601175882,null,-27227.38263678713,null,-4686.5997952417047,null,46918.268423120011,null,46918.268423120011,null,45674.373074532537,null,45674.373074532537,0.95566789704678734,null,"IagEgsd204"]
[290,"IagNgsd204",0.98603092133998871,8348.9641729365176,0,3473.625,0,0,44974.312548686328,19151.6328125,345915.0528363242,0,0,null,67599.569847023682,345915.0528363242,349388.67785789352,null,33234.557496042507,7339.489407198952,0,0,73337.551010124866,0,null,40574.048663021189,73337.5546875,null,-27025.521698165139,-308814.62917330302,-272577.4981488242,null,0.63272437442426455,0.11729483389154365,0,0,0.60021163516621412,0.11612868772475977,0,0,0.21201030162223369,"FAIL",0,null,"IagNgsd204",null,-272577.4981488242,272577.4981488242,0.11927332092294515,"FAIL",0,1,null,null,68.601799242782988,null,45674.373074532537,"YES",1,null,7.4389999999999992,5.9600000000000009,6.2474711356919013,13.13,13.290000000000001,14.852837601175882,null,-27227.38263678713,null,-4686.5997952417047,null,46918.268423120011,null,46918.268423120011,null,45674.373074532537,null,45674.373074532537,0.95566789704678734,null,"IagNgsd204"]
[291,"IchEgsd204",0.98603092133998871,8348.9641729365176,0,3473.625,0,0,44974.312548686328,19151.6328125,345915.19419871905,0,0,null,67599.569847023682,345915.19419871905,349388.81922028854,null,33234.557496042507,7339.489407198952,0,0,73337.551010124866,0,null,40574.048663021189,73337.5546875,null,-27025.521698165139,-308814.77053569787,-272577.63951121905,null,0.63272437442426455,0.11729478595760232,0,0,0.60021163516621412,0.11612864073919954,0,0,0.21201021498167996,"FAIL",0,null,"IchEgsd204",null,-272577.63951121905,272577.63951121905,0.11927327135830121,"FAIL",0,1,null,null,68.601829184703462,null,45674.393934313499,"YES",1,null,7.4389999999999992,5.9600000000000009,6.2474711356919013,13.13,13.290000000000001,14.852837601175882,null,-27227.38263678713,null,-4686.5997952417047,null,46918.292755571631,null,46918.292755571631,null,45674.393934313499,null,45674.393934313499,0.95566791639595505,null,"IchEgsd204"]
[292,"IchNgsd204",0.98603092133998871,8348.9641729365176,0,3473.625,0,0,44974.312548686328,19151.6328125,345915.19419871905,0,0,null,67599.569847023682,345915.19419871905,349388.81922028854,null,33234.557496042507,7339.489407198952,0,0,73337.551010124866,0,null,40574.048663021189,73337.5546875,null,-27025.521698165139,-308814.77053569787,-272577.63951121905,null,0.63272437442426455,0.11729478595760232,0,0,0.60021163516621412,0.11612864073919954,0,0,0.21201021498167996,"FAIL",0,null,"IchNgsd204",null,-272577.63951121905,272577.63951121905,0.11927327135830121,"FAIL",0,1,null,null,68.601829184703462,null,45674.393934313499,"YES",1,null,7.4389999999999992,5.9600000000000009,6.2474711356919013,13.13,13.290000000000001,14.852837601175882,null,-27227.38263678713,null,-4686.5997952417047,null,46918.292755571631,null,46918.292755571631,null,45674.393934313499,null,45674.393934313499,0.95566791639595505,null,"IchNgsd204"]
[293,"IcoEgsd204",0.98603092133998871,8348.9641729365176,0,3473.625,0,0,44974.312548686328,19151.6328125,345915.30728863511,0,0,null,67599.569847023682,345915.30728863511,349388.93231020449,null,33234.557496042507,7339.489407198952,0,0,73337.551010124866,0,null,40574.048663021189,73337.5546875,null,-27025.521698165139,-308814.88362561393,-272577.75260113511,null,0.63272437442426455,0.1172947476104774,0,0,0.60021163516621412,0.11612860315077868,0,0,0.21201014566928786,"FAIL",0,null,"IcoEgsd204",null,-272577.75260113511,272577.75260113511,0.11927323170661565,"FAIL",0,1,null,null,68.601851157870186,null,45674.409242464666,"YES",1,null,7.4389999999999992,5.9600000000000009,6.2474711356919013,13.13,13.290000000000001,14.852837601175882,null,-27227.38263678713,null,-4686.5997952417047,null,46918.312221532964,null,46918.312221532964,null,45674.409242464666,null,45674.409242464666,0.95566793059551736,null,"IcoEgsd204"]
[294,"IcoNgsd204",0.98603092133998871,8348.9641729365176,0,3473.625,0,0,44974.312548686328,19151.6328125,345915.30728863511,0,0,null,67599.569847023682,345915.30728863511,349388.93231020449,null,33234.557496042507,7339.489407198952,0,0,73337.551010124866,0,null,40574.048663021189,73337.5546875,null,-27025.521698165139,-308814.88362561393,-272577.75260113511,null,0.63272437442426455,0.1172947476104774,0,0,0.60021163516621412,0.11612860315077868,0,0,0.21201014566928786,"FAIL",0,null,"IcoNgsd204",null,-272577.75260113511,272577.75260113511,0.11927323170661565,"FAIL",0,1,null,null,68.601851157870186,null,45674.409242464666,"YES",1,null,7.4389999999999992,5.9600000000000009,6.2474711356919013,13.13,13.290000000000001,14.852837601175882,null,-27227.38263678713,null,-4686.5997952417047,null,46918.312221532964,null,46918.312221532964,null,45674.409242464666,null,45674.409242464666,0.95566793059551736,null,"IcoNgsd204"]
[295,"IelEgsd204",0.98603092133998871,8348.9641729365176,0,3473.625,0,0,44974.312548686328,19151.6328125,345915.0811088031,0,0,null,67599.569847023682,345915.0811088031,349388.70613037253,null,33234.557496042507,7339.489407198952,0,0,73337.551010124866,0,null,40574.048663021189,73337.5546875,null,-27025.521698165139,-308814.65744578192,-272577.5264213031,null,0.63272437442426455,0.11729482430475226,0,0,0.60021163516621412,0.1161286783276447,0,0,0.21201028429411733,"FAIL",0,null,"IelEgsd204",null,-272577.5264213031,272577.5264213031,0.11927331101001309,"FAIL",0,1,null,null,68.601804742065653,null,45674.376905744095,"YES",1,null,7.4389999999999992,5.9600000000000009,6.2474711356919013,13.13,13.290000000000001,14.852837601175882,null,-27227.38263678713,null,-4686.5997952417047,null,46918.273289610326,null,46918.273289610326,null,45674.376905744095,null,45674.376905744095,0.95566790060055329,null,"IelEgsd204"]
[296,"IelNgsd204",0.98603092133998871,8348.9641729365176,0,3473.625,0,0,44974.312548686328,19151.6328125,345915.0811088031,0,0,null,67599.569847023682,345915.0811088031,349388.70613037253,null,33234.557496042507,7339.489407198952,0,0,73337.551010124866,0,null,40574.048663021189,73337.5546875,null,-27025.521698165139,-308814.65744578192,-272577.5264213031,null,0.63272437442426455,0.11729482430475226,0,0,0.60021163516621412,0.1161286783276447,0,0,0.21201028429411733,"FAIL",0,null,"IelNgsd204",null,-272577.5264213031,272577.5264213031,0.11927331101001309,"FAIL",0,1,null,null,68.601804742065653,null,45674.376905744095,"YES",1,null,7.4389999999999992,5.9600000000000009,6.2474711356919013,13.13,13.290000000000001,14.852837601175882,null,-27227.38263678713,null,-4686.5997952417047,null,46918.273289610326,null,46918.273289610326,null,45674.376905744095,null,45674.376905744095,0.95566790060055329,null,"IelNgsd204"]
[297,"IluEgsd204",0.98603092133998871,8348.9641729365176,0,3473.625,0,0,44974.312548686328,19151.6328125,345915.13765376114,0,0,null,67599.569847023682,345915.13765376114,349388.76267533057,null,33234.557496042507,7339.489407198952,0,0,73337.551010124866,0,null,40574.048663021189,73337.5546875,null,-27025.521698165139,-308814.71399073995,-272577.58296626114,null,0.63272437442426455,0.11729480513117413,0,0,0.60021163516621412,0.11612865953341907,0,0,0.21201024963789294,"FAIL",0,null,"IluEgsd204",null,-272577.58296626114,272577.58296626114,0.11927329118415383,"FAIL",0,1,null,null,68.601816193764833,null,45674.384883854138,"YES",1,null,7.4389999999999992,5.9600000000000009,6.2474711356919013,13.13,13.290000000000001,14.852837601175882,null,-27227.38263678713,null,-4686.5997952417047,null,46918.283022590993,null,46918.283022590993,null,45674.384883854138,null,45674.384883854138,0.95566790800090939,null,"IluEgsd204"]
[298,"IluNgsd204",0.98603092133998871,8348.9641729365176,0,3473.625,0,0,44974.312548686328,19151.6328125,345915.13765376114,0,0,null,67599.569847023682,345915.13765376114,349388.76267533057,null,33234.557496042507,7339.489407198952,0,0,73337.551010124866,0,null,40574.048663021189,73337.5546875,null,-27025.521698165139,-308814.71399073995,-272577.58296626114,null,0.63272437442426455,0.11729480513117413,0,0,0.60021163516621412,0.11612865953341907,0,0,0.21201024963789294,"FAIL",0,null,"IluNgsd204",null,-272577.58296626114,272577.58296626114,0.11927329118415383,"FAIL",0,1,null,null,68.601816193764833,null,45674.384883854138,"YES",1,null,7.4389999999999992,5.9600000000000009,6.2474711356919013,13.13,13.290000000000001,14.852837601175882,null,-27227.38263678713,null,-4686.5997952417047,null,46918.283022590993,null,46918.283022590993,null,45674.384883854138,null,45674.384883854138,0.95566790800090939,null,"IluNgsd204"]
[299,"ImeEgsd204",0.98603092133998871,8348.9641729365176,0,3473.625,0,0,44974.312548686328,19151.6328125,345915.10938128218,0,0,null,67599.569847023682,345915.10938128218,349388.73440285149,null,33234.557496042507,7339.489407198952,0,0,73337.551010124866,0,null,40574.048663021189,73337.5546875,null,-27025.521698165139,-308814.685718261,-272577.55469378218,null,0.63272437442426455,0.1172948147179624,0,0,0.60021163516621412,0.1161286689305311,0,0,0.2120102669660037,"FAIL",0,null,"ImeEgsd204",null,-272577.55469378218,272577.55469378218,0.11927330109708262,"FAIL",0,1,null,null,68.601810350580109,null,45674.380813054682,"YES",1,null,7.4389999999999992,5.9600000000000009,6.2474711356919013,13.13,13.290000000000001,14.852837601175882,null,-27227.38263678713,null,-4686.5997952417047,null,46918.27815610067,null,46918.27815610067,null,45674.380813054682,null,45674.380813054682,0.95566790422490699,null,"ImeEgsd204"]
[300,"ImeNgsd204",0.98603092133998871,8348.9641729365176,0,3473.625,0,0,44974.312548686328,19151.6328125,345915.10938128218,0,0,null,67599.569847023682,345915.10938128218,349388.73440285149,null,33234.557496042507,7339.489407198952,0,0,73337.551010124866,0,null,40574.048663021189,73337.5546875,null,-27025.521698165139,-308814.685718261,-272577.55469378218,null,0.63272437442426455,0.1172948147179624,0,0,0.60021163516621412,0.1161286689305311,0,0,0.2120102669660037,"FAIL",0,null,"ImeNgsd204",null,-272577.55469378218,272577.55469378218,0.11927330109708262,"FAIL",0,1,null,null,68.601810350580109,null,45674.380813054682,"YES",1,null,7.4389999999999992,5.9600000000000009,6.2474711356919013,13.13,13.290000000000001,14.852837601175882,null,-27227.38263678713,null,-4686.5997952417047,null,46918.27815610067,null,46918.27815610067,null,45674.380813054682,null,45674.380813054682,0.95566790422490699,null,"ImeNgsd204"]
[301,"ImiEgsd204",0.98603092133998871,8348.9641729365176,0,3473.625,0,0,44974.312548686328,19151.6328125,345915.30728863511,0,0,null,67599.569847023682,345915.30728863511,349388.93231020449,null,33234.557496042507,7339.489407198952,0,0,73337.551010124866,0,null,40574.048663021189,73337.5546875,null,-27025.521698165139,-308814.88362561393,-272577.75260113511,null,0.63272437442426455,0.1172947476104774,0,0,0.60021163516621412,0.11612860315077868,0,0,0.21201014566928786,"FAIL",0,null,"ImiEgsd204",null,-272577.75260113511,272577.75260113511,0.11927323170661565,"FAIL",0,1,null,null,68.601851157870186,null,45674.409242464666,"YES",1,null,7.4389999999999992,5.9600000000000009,6.2474711356919013,13.13,13.290000000000001,14.852837601175882,null,-27227.38263678713,null,-4686.5997952417047,null,46918.312221532964,null,46918.312221532964,null,45674.409242464666,null,45674.409242464666,0.95566793059551736,null,"ImiEgsd204"]
[302,"ImiNgsd204",0.98603092133998871,8348.9641729365176,0,3473.625,0,0,44974.312548686328,19151.6328125,345915.30728863511,0,0,null,67599.569847023682,345915.30728863511,349388.93231020449,null,33234.557496042507,7339.489407198952,0,0,73337.551010124866,0,null,40574.048663021189,73337.5546875,null,-27025.521698165139,-308814.88362561393,-272577.75260113511,null,0.63272437442426455,0.1172947476104774,0,0,0.60021163516621412,0.11612860315077868,0,0,0.21201014566928786,"FAIL",0,null,"ImiNgsd204",null,-272577.75260113511,272577.75260113511,0.11927323170661565,"FAIL",0,1,null,null,68.601851157870186,null,45674.409242464666,"YES",1,null,7.4389999999999992,5.9600000000000009,6.2474711356919013,13.13,13.290000000000001,14.852837601175882,null,-27227.38263678713,null,-4686.5997952417047,null,46918.312221532964,null,46918.312221532964,null,45674.409242464666,null,45674.409242464666,0.95566793059551736,null,"ImiNgsd204"]
[303,"IprEgsd204",0.98603092133998871,8348.9641729365176,0,3473.625,0,0,44974.312548686328,19151.6328125,345915.13765376114,0,0,null,67599.569847023682,345915.13765376114,349388.76267533057,null,33234.557496042507,7339.489407198952,0,0,73337.551010124866,0,null,40574.048663021189,73337.5546875,null,-27025.521698165139,-308814.71399073995,-272577.58296626114,null,0.63272437442426455,0.11729480513117413,0,0,0.60021163516621412,0.11612865953341907,0,0,0.21201024963789294,"FAIL",0,null,"IprEgsd204",null,-272577.58296626114,272577.58296626114,0.11927329118415383,"FAIL",0,1,null,null,68.601819647108698,null,45674.387289711725,"YES",1,null,7.4389999999999992,5.9600000000000009,6.2474711356919013,13.13,13.290000000000001,14.852837601175882,null,-27227.38263678713,null,-4686.5997952417047,null,46918.283022590993,null,46918.283022590993,null,45674.387289711725,null,45674.387289711725,0.95566791023254061,null,"IprEgsd204"]
[304,"IprNgsd204",0.98603092133998871,8348.9641729365176,0,3473.625,0,0,44974.312548686328,19151.6328125,345915.13765376114,0,0,null,67599.569847023682,345915.13765376114,349388.76267533057,null,33234.557496042507,7339.489407198952,0,0,73337.551010124866,0,null,40574.048663021189,73337.5546875,null,-27025.521698165139,-308814.71399073995,-272577.58296626114,null,0.63272437442426455,0.11729480513117413,0,0,0.60021163516621412,0.11612865953341907,0,0,0.21201024963789294,"FAIL",0,null,"IprNgsd204",null,-272577.58296626114,272577.58296626114,0.11927329118415383,"FAIL",0,1,null,null,68.601819647108698,null,45674.387289711725,"YES",1,null,7.4389999999999992,5.9600000000000009,6.2474711356919013,13.13,13.290000000000001,14.852837601175882,null,-27227.38263678713,null,-4686.5997952417047,null,46918.283022590993,null,46918.283022590993,null,45674.387289711725,null,45674.387289711725,0.95566791023254061,null,"IprNgsd204"]
[305,"IstEgsd204",0.98603092133998871,8348.9641729365176,0,3473.625,0,0,44974.312548686328,19151.6328125,345915.13765376114,0,0,null,67599.569847023682,345915.13765376114,349388.76267533057,null,33234.557496042507,7339.489407198952,0,0,73337.551010124866,0,null,40574.048663021189,73337.5546875,null,-27025.521698165139,-308814.71399073995,-272577.58296626114,null,0.63272437442426455,0.11729480513117413,0,0,0.60021163516621412,0.11612865953341907,0,0,0.21201024963789294,"FAIL",0,null,"IstEgsd204",null,-272577.58296626114,272577.58296626114,0.11927329118415383,"FAIL",0,1,null,null,68.601817118531727,null,45674.385528115912,"YES",1,null,7.4389999999999992,5.9600000000000009,6.2474711356919013,13.13,13.290000000000001,14.852837601175882,null,-27227.38263678713,null,-4686.5997952417047,null,46918.283022590993,null,46918.283022590993,null,45674.385528115912,null,45674.385528115912,0.95566790859851536,null,"IstEgsd204"]
[306,"IstNgsd204",0.98603092133998871,8348.9641729365176,0,3473.625,0,0,44974.312548686328,19151.6328125,345915.13765376114,0,0,null,67599.569847023682,345915.13765376114,349388.76267533057,null,33234.557496042507,7339.489407198952,0,0,73337.551010124866,0,null,40574.048663021189,73337.5546875,null,-27025.521698165139,-308814.71399073995,-272577.58296626114,null,0.63272437442426455,0.11729480513117413,0,0,0.60021163516621412,0.11612865953341907,0,0,0.21201024963789294,"FAIL",0,null,"IstNgsd204",null,-272577.58296626114,272577.58296626114,0.11927329118415383,"FAIL",0,1,null,null,68.601817118531727,null,45674.385528115912,"YES",1,null,7.4389999999999992,5.9600000000000009,6.2474711356919013,13.13,13.290000000000001,14.852837601175882,null,-27227.38263678713,null,-4686.5997952417047,null,46918.283022590993,null,46918.283022590993,null,45674.385528115912,null,45674.385528115912,0.95566790859851536,null,"IstNgsd204"]
[307,"IteEgsd204",0.98603092133998871,8348.9641729365176,0,3473.625,0,0,44974.312548686328,19151.6328125,345915.19419871905,0,0,null,67599.569847023682,345915.19419871905,349388.81922028854,null,33234.557496042507,7339.489407198952,0,0,73337.551010124866,0,null,40574.048663021189,73337.5546875,null,-27025.521698165139,-308814.77053569787,-272577.63951121905,null,0.63272437442426455,0.11729478595760232,0,0,0.60021163516621412,0.11612864073919954,0,0,0.21201021498167996,"FAIL",0,null,"IteEgsd204",null,-272577.63951121905,272577.63951121905,0.11927327135830121,"FAIL",0,1,null,null,68.601829495065189,null,45674.394150534681,"YES",1,null,7.4389999999999992,5.9600000000000009,6.2474711356919013,13.13,13.290000000000001,14.852837601175882,null,-27227.38263678713,null,-4686.5997952417047,null,46918.292755571631,null,46918.292755571631,null,45674.394150534681,null,45674.394150534681,0.95566791659651795,null,"IteEgsd204"]
[308,"IteNgsd204",0.98603092133998871,8348.9641729365176,0,3473.625,0,0,44974.312548686328,19151.6328125,345915.19419871905,0,0,null,67599.569847023682,345915.19419871905,349388.81922028854,null,33234.557496042507,7339.489407198952,0,0,73337.551010124866,0,null,40574.048663021189,73337.5546875,null,-27025.521698165139,-308814.77053569787,-272577.63951121905,null,0.63272437442426455,0.11729478595760232,0,0,0.60021163516621412,0.11612864073919954,0,0,0.21201021498167996,"FAIL",0,null,"IteNgsd204",null,-272577.63951121905,272577.63951121905,0.11927327135830121,"FAIL",0,1,null,null,68.601829495065189,null,45674.394150534681,"YES",1,null,7.4389999999999992,5.9600000000000009,6.2474711356919013,13.13,13.290000000000001,14.852837601175882,null,-27227.38263678713,null,-4686.5997952417047,null,46918.292755571631,null,46918.292755571631,null,45674.394150534681,null,45674.394150534681,0.95566791659651795,null,"IteNgsd204"]
[309,"ItrEgsd204",0.98603092133998871,8348.9641729365176,0,3473.625,0,0,44974.312548686328,19151.6328125,345915.16592624015,0,0,null,67599.569847023682,345915.16592624015,349388.79094780958,null,33234.557496042507,7339.489407198952,0,0,73337.551010124866,0,null,40574.048663021189,73337.5546875,null,-27025.521698165139,-308814.74226321897,-272577.61123874015,null,0.63272437442426455,0.11729479554438742,0,0,0.60021163516621412,0.11612865013630852,0,0,0.212010232309785,"FAIL",0,null,"ItrEgsd204",null,-272577.61123874015,272577.61123874015,0.11927328127122667,"FAIL",0,1,null,null,68.601825426567075,null,45674.391316114641,"YES",1,null,7.4389999999999992,5.9600000000000009,6.2474711356919013,13.13,13.290000000000001,14.852837601175882,null,-27227.38263678713,null,-4686.5997952417047,null,46918.287889081323,null,46918.287889081323,null,45674.391316114641,null,45674.391316114641,0.95566791396736051,null,"ItrEgsd204"]
[310,"ItrNgsd204",0.98603092133998871,8348.9641729365176,0,3473.625,0,0,44974.312548686328,19151.6328125,345915.16592624015,0,0,null,67599.569847023682,345915.16592624015,349388.79094780958,null,33234.557496042507,7339.489407198952,0,0,73337.551010124866,0,null,40574.048663021189,73337.5546875,null,-27025.521698165139,-308814.74226321897,-272577.61123874015,null,0.63272437442426455,0.11729479554438742,0,0,0.60021163516621412,0.11612865013630852,0,0,0.212010232309785,"FAIL",0,null,"ItrNgsd204",null,-272577.61123874015,272577.61123874015,0.11927328127122667,"FAIL",0,1,null,null,68.601825426567075,null,45674.391316114641,"YES",1,null,7.4389999999999992,5.9600000000000009,6.2474711356919013,13.13,13.290000000000001,14.852837601175882,null,-27227.38263678713,null,-4686.5997952417047,null,46918.287889081323,null,46918.287889081323,null,45674.391316114641,null,45674.391316114641,0.95566791396736051,null,"ItrNgsd204"]
[311,"IwaEgsd204",0.98603092133998871,8348.9641729365176,0,3473.625,0,0,44974.312548686328,19151.6328125,345915.30728863511,0,0,null,67599.569847023682,345915.30728863511,349388.93231020449,null,33234.557496042507,7339.489407198952,0,0,73337.551010124866,0,null,40574.048663021189,73337.5546875,null,-27025.521698165139,-308814.88362561393,-272577.75260113511,null,0.63272437442426455,0.1172947476104774,0,0,0.60021163516621412,0.11612860315077868,0,0,0.21201014566928786,"FAIL",0,null,"IwaEgsd204",null,-272577.75260113511,272577.75260113511,0.11927323170661565,"FAIL",0,1,null,null,68.601851157869007,null,45674.409242463844,"YES",1,null,7.4389999999999992,5.9600000000000009,6.2474711356919013,13.13,13.290000000000001,14.852837601175882,null,-27227.38263678713,null,-4686.5997952417047,null,46918.312221532964,null,46918.312221532964,null,45674.409242463844,null,45674.409242463844,0.95566793059551669,null,"IwaEgsd204"]
[312,"IwaNgsd204",0.98603092133998871,8348.9641729365176,0,3473.625,0,0,44974.312548686328,19151.6328125,345915.30728863511,0,0,null,67599.569847023682,345915.30728863511,349388.93231020449,null,33234.557496042507,7339.489407198952,0,0,73337.551010124866,0,null,40574.048663021189,73337.5546875,null,-27025.521698165139,-308814.88362561393,-272577.75260113511,null,0.63272437442426455,0.1172947476104774,0,0,0.60021163516621412,0.11612860315077868,0,0,0.21201014566928786,"FAIL",0,null,"IwaNgsd204",null,-272577.75260113511,272577.75260113511,0.11927323170661565,"FAIL",0,1,null,null,68.601851157869007,null,45674.409242463844,"YES",1,null,7.4389999999999992,5.9600000000000009,6.2474711356919013,13.13,13.290000000000001,14.852837601175882,null,-27227.38263678713,null,-4686.5997952417047,null,46918.312221532964,null,46918.312221532964,null,45674.409242463844,null,45674.409242463844,0.95566793059551669,null,"IwaNgsd204"]
[313,"IagEgsd205",0.98603092133998871,8348.9641729365176,0,6714.84912109375,0,0,44974.312548686328,19151.6328125,3797549.6491046585,0,0,null,70840.793705286429,3797549.6491046585,3804264.4979844913,null,33234.557496042507,7339.489407198952,0,0,73337.551010124866,0,null,40574.048663021189,73337.5546875,null,-30266.745819258889,-3763690.4495627312,-3724212.0944171585,null,0.63272437442426455,1.0684270756693664E-2,0,0,0.57274976882381334,1.0665412113680391E-2,0,0,1.931180931493303E-2,"FAIL",0,null,"IagEgsd205",null,-3724212.0944171585,3724212.0944171585,1.0691299924093449E-2,"FAIL",0,1,null,null,389.59752331878303,null,269303.9996664903,"YES",1,null,7.4389999999999992,5.9600000000000009,6.2474711356919013,13.13,13.290000000000001,14.852837601175882,null,-30468.606757880872,null,-3140.6192244480389,null,383881.42236346606,null,383881.42236346606,null,269303.9996664903,null,269303.9996664903,0.99219383634449287,null,"IagEgsd205"]
[314,"IagNgsd205",0.98603092133998871,8348.9641729365176,0,6714.84912109375,0,0,44974.312548686328,19151.6328125,3797549.6491046585,0,0,null,70840.793705286429,3797549.6491046585,3804264.4979844913,null,33234.557496042507,7339.489407198952,0,0,73337.551010124866,0,null,40574.048663021189,73337.5546875,null,-30266.745819258889,-3763690.4495627312,-3724212.0944171585,null,0.63272437442426455,1.0684270756693664E-2,0,0,0.57274976882381334,1.0665412113680391E-2,0,0,1.931180931493303E-2,"FAIL",0,null,"IagNgsd205",null,-3724212.0944171585,3724212.0944171585,1.0691299924093449E-2,"FAIL",0,1,null,null,389.59752331878303,null,269303.9996664903,"YES",1,null,7.4389999999999992,5.9600000000000009,6.2474711356919013,13.13,13.290000000000001,14.852837601175882,null,-30468.606757880872,null,-3140.6192244480389,null,383881.42236346606,null,383881.42236346606,null,269303.9996664903,null,269303.9996664903,0.99219383634449287,null,"IagNgsd205"]
[315,"IchEgsd205",0.98603092133998871,8348.9641729365176,0,6714.84912109375,0,0,44974.312548686328,19151.6328125,5753198.7710752236,0,0,null,70840.793705286429,5753198.7710752236,5759913.6199550582,null,33234.557496042507,7339.489407198952,0,0,73337.551010124866,0,null,40574.048663021189,73337.5546875,null,-30266.745819258889,-5719339.5715332963,-5679861.2163877236,null,0.63272437442426455,7.0524329642513367E-3,0,0,0.57274976882381334,7.0442113091338842E-3,0,0,1.274726593077434E-2,"FAIL",0,null,"IchEgsd205",null,-5679861.2163877236,5679861.2163877236,7.0554948919850013E-3,"FAIL",0,1,null,null,590.23115454846754,null,409080.3912768031,"YES",1,null,7.4389999999999992,5.9600000000000009,6.2474711356919013,13.13,13.290000000000001,14.852837601175882,null,-30468.606757880872,null,-3140.6192244480389,null,585464.29346560582,null,585464.29346560582,null,409080.3912768031,null,409080.3912768031,0.99484733734678366,null,"IchEgsd205"]
[316,"IchNgsd205",0.98603092133998871,8348.9641729365176,0,6714.84912109375,0,0,44974.312548686328,19151.6328125,5753198.7710752236,0,0,null,70840.793705286429,5753198.7710752236,5759913.6199550582,null,33234.557496042507,7339.489407198952,0,0,73337.551010124866,0,null,40574.048663021189,73337.5546875,null,-30266.745819258889,-5719339.5715332963,-5679861.2163877236,null,0.63272437442426455,7.0524329642513367E-3,0,0,0.57274976882381334,7.0442113091338842E-3,0,0,1.274726593077434E-2,"FAIL",0,null,"IchNgsd205",null,-5679861.2163877236,5679861.2163877236,7.0554948919850013E-3,"FAIL",0,1,null,null,590.23115454846754,null,409080.3912768031,"YES",1,null,7.4389999999999992,5.9600000000000009,6.2474711356919013,13.13,13.290000000000001,14.852837601175882,null,-30468.606757880872,null,-3140.6192244480389,null,585464.29346560582,null,585464.29346560582,null,409080.3912768031,null,409080.3912768031,0.99484733734678366,null,"IchNgsd205"]
[317,"IcoEgsd205",0.98603092133998871,8348.9641729365176,0,6714.84912109375,0,0,44974.312548686328,19151.6328125,1500500.5107248481,0,0,null,70840.793705286429,1500500.5107248481,1507215.3596046804,null,33234.557496042507,7339.489407198952,0,0,73337.551010124866,0,null,40574.048663021189,73337.5546875,null,-30266.745819258889,-1466641.3111829206,-1427162.9560373481,null,0.63272437442426455,2.7040343120857083E-2,0,0,0.57274976882381334,2.6919874719939434E-2,0,0,4.8875394685519144E-2,"FAIL",0,null,"IcoEgsd205",null,-1427162.9560373481,1427162.9560373481,2.7085411935014746E-2,"FAIL",0,1,null,null,153.9390774844276,null,105126.70292249837,"YES",1,null,7.4389999999999992,5.9600000000000009,6.2474711356919013,13.13,13.290000000000001,14.852837601175882,null,-30468.606757880872,null,-3140.6192244480389,null,147107.98730538107,null,147107.98730538107,null,105126.70292249837,null,105126.70292249837,0.98024372968511297,null,"IcoEgsd205"]
[318,"IcoNgsd205",0.98603092133998871,8348.9641729365176,0,6714.84912109375,0,0,44974.312548686328,19151.6328125,1500500.5107248481,0,0,null,70840.793705286429,1500500.5107248481,1507215.3596046804,null,33234.557496042507,7339.489407198952,0,0,73337.551010124866,0,null,40574.048663021189,73337.5546875,null,-30266.745819258889,-1466641.3111829206,-1427162.9560373481,null,0.63272437442426455,2.7040343120857083E-2,0,0,0.57274976882381334,2.6919874719939434E-2,0,0,4.8875394685519144E-2,"FAIL",0,null,"IcoNgsd205",null,-1427162.9560373481,1427162.9560373481,2.7085411935014746E-2,"FAIL",0,1,null,null,153.9390774844276,null,105126.70292249837,"YES",1,null,7.4389999999999992,5.9600000000000009,6.2474711356919013,13.13,13.290000000000001,14.852837601175882,null,-30468.606757880872,null,-3140.6192244480389,null,147107.98730538107,null,147107.98730538107,null,105126.70292249837,null,105126.70292249837,0.98024372968511297,null,"IcoNgsd205"]
[319,"IelEgsd205",0.98603092133998871,8348.9641729365176,0,6714.84912109375,0,0,44974.312548686328,19151.6328125,4022712.9199078428,0,0,null,70840.793705286429,4022712.9199078428,4029427.7687876769,null,33234.557496042507,7339.489407198952,0,0,73337.551010124866,0,null,40574.048663021189,73337.5546875,null,-30266.745819258889,-3988853.7203659154,-3949375.3652203428,null,0.63272437442426455,1.0086240174441955E-2,0,0,0.57274976882381334,1.006943193643579E-2,0,0,1.8230869601597151E-2,"FAIL",0,null,"IelEgsd205",null,-3949375.3652203428,3949375.3652203428,1.0092504246344423E-2,"FAIL",0,1,null,null,412.69743861871456,null,285397.1281581535,"YES",1,null,7.4389999999999992,5.9600000000000009,6.2474711356919013,13.13,13.290000000000001,14.852837601175882,null,-30468.606757880872,null,-3140.6192244480389,null,407090.62593957549,null,407090.62593957549,null,285397.1281581535,null,285397.1281581535,0.99263077077244366,null,"IelEgsd205"]
[320,"IelNgsd205",0.98603092133998871,8348.9641729365176,0,6714.84912109375,0,0,44974.312548686328,19151.6328125,4022712.9199078428,0,0,null,70840.793705286429,4022712.9199078428,4029427.7687876769,null,33234.557496042507,7339.489407198952,0,0,73337.551010124866,0,null,40574.048663021189,73337.5546875,null,-30266.745819258889,-3988853.7203659154,-3949375.3652203428,null,0.63272437442426455,1.0086240174441955E-2,0,0,0.57274976882381334,1.006943193643579E-2,0,0,1.8230869601597151E-2,"FAIL",0,null,"IelNgsd205",null,-3949375.3652203428,3949375.3652203428,1.0092504246344423E-2,"FAIL",0,1,null,null,412.69743861871456,null,285397.1281581535,"YES",1,null,7.4389999999999992,5.9600000000000009,6.2474711356919013,13.13,13.290000000000001,14.852837601175882,null,-30468.606757880872,null,-3140.6192244480389,null,407090.62593957549,null,407090.62593957549,null,285397.1281581535,null,285397.1281581535,0.99263077077244366,null,"IelNgsd205"]
[321,"IluEgsd205",0.98603092133998871,8348.9641729365176,0,6714.84912109375,0,0,44974.312548686328,19151.6328125,7937329.2811780479,0,0,null,70840.793705286429,7937329.2811780479,7944044.1300578769,null,33234.557496042507,7339.489407198952,0,0,73337.551010124866,0,null,40574.048663021189,73337.5546875,null,-30266.745819258889,-7903470.0816361206,-7863991.7264905479,null,0.63272437442426455,5.1118011141650967E-3,0,0,0.57274976882381334,5.1074802704417161E-3,0,0,9.239575692217639E-3,"FAIL",0,null,"IluEgsd205",null,-7863991.7264905479,7863991.7264905479,5.1134095843584004E-3,"FAIL",0,1,null,null,814.30503648327351,null,565187.01447352499,"YES",1,null,7.4389999999999992,5.9600000000000009,6.2474711356919013,13.13,13.290000000000001,14.852837601175882,null,-30468.606757880872,null,-3140.6192244480389,null,810598.39044751588,null,810598.39044751588,null,565187.01447352499,null,565187.01447352499,0.99626520543217922,null,"IluEgsd205"]
[322,"IluNgsd205",0.98603092133998871,8348.9641729365176,0,6714.84912109375,0,0,44974.312548686328,19151.6328125,7937329.2811780479,0,0,null,70840.793705286429,7937329.2811780479,7944044.1300578769,null,33234.557496042507,7339.489407198952,0,0,73337.551010124866,0,null,40574.048663021189,73337.5546875,null,-30266.745819258889,-7903470.0816361206,-7863991.7264905479,null,0.63272437442426455,5.1118011141650967E-3,0,0,0.57274976882381334,5.1074802704417161E-3,0,0,9.239575692217639E-3,"FAIL",0,null,"IluNgsd205",null,-7863991.7264905479,7863991.7264905479,5.1134095843584004E-3,"FAIL",0,1,null,null,814.30503648327351,null,565187.01447352499,"YES",1,null,7.4389999999999992,5.9600000000000009,6.2474711356919013,13.13,13.290000000000001,14.852837601175882,null,-30468.606757880872,null,-3140.6192244480389,null,810598.39044751588,null,810598.39044751588,null,565187.01447352499,null,565187.01447352499,0.99626520543217922,null,"IluNgsd205"]
[323,"ImeEgsd205",0.98603092133998871,8348.9641729365176,0,6714.84912109375,0,0,44974.312548686328,19151.6328125,2862212.8612793717,0,0,null,70840.793705286429,2862212.8612793717,2868927.7101592054,null,33234.557496042507,7339.489407198952,0,0,73337.551010124866,0,null,40574.048663021189,73337.5546875,null,-30266.745819258889,-2828353.6617374443,-2788875.3065918717,null,0.63272437442426455,1.4175762121649164E-2,0,0,0.57274976882381334,1.4142583138617172E-2,0,0,2.5622676663789104E-2,"FAIL",0,null,"ImeEgsd205",null,-2788875.3065918717,2788875.3065918717,1.4188138692432083E-2,"FAIL",0,1,null,null,293.63963291498169,null,202452.55713925778,"YES",1,null,7.4389999999999992,5.9600000000000009,6.2474711356919013,13.13,13.290000000000001,14.852837601175882,null,-30468.606757880872,null,-3140.6192244480389,null,287469.50827363774,null,287469.50827363774,null,202452.55713925778,null,202452.55713925778,0.98964287621321467,null,"ImeEgsd205"]
[324,"ImeNgsd205",0.98603092133998871,8348.9641729365176,0,6714.84912109375,0,0,44974.312548686328,19151.6328125,2862212.8612793717,0,0,null,70840.793705286429,2862212.8612793717,2868927.7101592054,null,33234.557496042507,7339.489407198952,0,0,73337.551010124866,0,null,40574.048663021189,73337.5546875,null,-30266.745819258889,-2828353.6617374443,-2788875.3065918717,null,0.63272437442426455,1.4175762121649164E-2,0,0,0.57274976882381334,1.4142583138617172E-2,0,0,2.5622676663789104E-2,"FAIL",0,null,"ImeNgsd205",null,-2788875.3065918717,2788875.3065918717,1.4188138692432083E-2,"FAIL",0,1,null,null,293.63963291498169,null,202452.55713925778,"YES",1,null,7.4389999999999992,5.9600000000000009,6.2474711356919013,13.13,13.290000000000001,14.852837601175882,null,-30468.606757880872,null,-3140.6192244480389,null,287469.50827363774,null,287469.50827363774,null,202452.55713925778,null,202452.55713925778,0.98964287621321467,null,"ImeNgsd205"]
[325,"ImiEgsd205",0.98603092133998871,8348.9641729365176,0,6714.84912109375,0,0,44974.312548686328,19151.6328125,1500500.5107248481,0,0,null,70840.793705286429,1500500.5107248481,1507215.3596046804,null,33234.557496042507,7339.489407198952,0,0,73337.551010124866,0,null,40574.048663021189,73337.5546875,null,-30266.745819258889,-1466641.3111829206,-1427162.9560373481,null,0.63272437442426455,2.7040343120857083E-2,0,0,0.57274976882381334,2.6919874719939434E-2,0,0,4.8875394685519144E-2,"FAIL",0,null,"ImiEgsd205",null,-1427162.9560373481,1427162.9560373481,2.7085411935014746E-2,"FAIL",0,1,null,null,153.9390774844276,null,105126.70292249837,"YES",1,null,7.4389999999999992,5.9600000000000009,6.2474711356919013,13.13,13.290000000000001,14.852837601175882,null,-30468.606757880872,null,-3140.6192244480389,null,147107.98730538107,null,147107.98730538107,null,105126.70292249837,null,105126.70292249837,0.98024372968511297,null,"ImiEgsd205"]
[326,"ImiNgsd205",0.98603092133998871,8348.9641729365176,0,6714.84912109375,0,0,44974.312548686328,19151.6328125,1500500.5107248481,0,0,null,70840.793705286429,1500500.5107248481,1507215.3596046804,null,33234.557496042507,7339.489407198952,0,0,73337.551010124866,0,null,40574.048663021189,73337.5546875,null,-30266.745819258889,-1466641.3111829206,-1427162.9560373481,null,0.63272437442426455,2.7040343120857083E-2,0,0,0.57274976882381334,2.6919874719939434E-2,0,0,4.8875394685519144E-2,"FAIL",0,null,"ImiNgsd205",null,-1427162.9560373481,1427162.9560373481,2.7085411935014746E-2,"FAIL",0,1,null,null,153.9390774844276,null,105126.70292249837,"YES",1,null,7.4389999999999992,5.9600000000000009,6.2474711356919013,13.13,13.290000000000001,14.852837601175882,null,-30468.606757880872,null,-3140.6192244480389,null,147107.98730538107,null,147107.98730538107,null,105126.70292249837,null,105126.70292249837,0.98024372968511297,null,"ImiNgsd205"]
[327,"IprEgsd205",0.98603092133998871,8348.9641729365176,0,6714.84912109375,0,0,44974.312548686328,19151.6328125,10498218.044587471,0,0,null,70840.793705286429,10498218.044587471,10504932.893467305,null,33234.557496042507,7339.489407198952,0,0,73337.551010124866,0,null,40574.048663021189,73337.5546875,null,-30266.745819258889,-10464358.845045542,-10424880.489899971,null,0.63272437442426455,3.8648510147814854E-3,0,0,0.57274976882381334,3.8623805666879707E-3,0,0,6.9857145637502154E-3,"FAIL",0,null,"IprEgsd205",null,-10424880.489899971,10424880.489899971,3.8657703995432714E-3,"FAIL",0,1,null,null,1077.0312965789617,null,748221.77485927299,"YES",1,null,7.4389999999999992,5.9600000000000009,6.2474711356919013,13.13,13.290000000000001,14.852837601175882,null,-30468.606757880872,null,-3140.6192244480389,null,1074567.6800822082,null,1074567.6800822082,null,748221.77485927299,null,748221.77485927299,0.9971762547323676,null,"IprEgsd205"]
[328,"IprNgsd205",0.98603092133998871,8348.9641729365176,0,6714.84912109375,0,0,44974.312548686328,19151.6328125,10498218.044587471,0,0,null,70840.793705286429,10498218.044587471,10504932.893467305,null,33234.557496042507,7339.489407198952,0,0,73337.551010124866,0,null,40574.048663021189,73337.5546875,null,-30266.745819258889,-10464358.845045542,-10424880.489899971,null,0.63272437442426455,3.8648510147814854E-3,0,0,0.57274976882381334,3.8623805666879707E-3,0,0,6.9857145637502154E-3,"FAIL",0,null,"IprNgsd205",null,-10424880.489899971,10424880.489899971,3.8657703995432714E-3,"FAIL",0,1,null,null,1077.0312965789617,null,748221.77485927299,"YES",1,null,7.4389999999999992,5.9600000000000009,6.2474711356919013,13.13,13.290000000000001,14.852837601175882,null,-30468.606757880872,null,-3140.6192244480389,null,1074567.6800822082,null,1074567.6800822082,null,748221.77485927299,null,748221.77485927299,0.9971762547323676,null,"IprNgsd205"]
[329,"IstEgsd205",0.98603092133998871,8348.9641729365176,0,6714.84912109375,0,0,44974.312548686328,19151.6328125,2581938.1931858771,0,0,null,70840.793705286429,2581938.1931858771,2588653.0420657084,null,33234.557496042507,7339.489407198952,0,0,73337.551010124866,0,null,40574.048663021189,73337.5546875,null,-30266.745819258889,-2548078.9936439497,-2508600.6384983771,null,0.63272437442426455,1.5714570073792705E-2,0,0,0.57274976882381334,1.5673807188491422E-2,0,0,2.8404070585829215E-2,"FAIL",0,null,"IstEgsd205",null,-2508600.6384983771,2508600.6384983771,1.5729780930182277E-2,"FAIL",0,1,null,null,264.88573881060307,null,182420.44418779542,"YES",1,null,7.4389999999999992,5.9600000000000009,6.2474711356919013,13.13,13.290000000000001,14.852837601175882,null,-30468.606757880872,null,-3140.6192244480389,null,258579.57517840213,null,258579.57517840213,null,182420.44418779542,null,182420.44418779542,0.98851858903215173,null,"IstEgsd205"]
[330,"IstNgsd205",0.98603092133998871,8348.9641729365176,0,6714.84912109375,0,0,44974.312548686328,19151.6328125,2581938.1931858771,0,0,null,70840.793705286429,2581938.1931858771,2588653.0420657084,null,33234.557496042507,7339.489407198952,0,0,73337.551010124866,0,null,40574.048663021189,73337.5546875,null,-30266.745819258889,-2548078.9936439497,-2508600.6384983771,null,0.63272437442426455,1.5714570073792705E-2,0,0,0.57274976882381334,1.5673807188491422E-2,0,0,2.8404070585829215E-2,"FAIL",0,null,"IstNgsd205",null,-2508600.6384983771,2508600.6384983771,1.5729780930182277E-2,"FAIL",0,1,null,null,264.88573881060307,null,182420.44418779542,"YES",1,null,7.4389999999999992,5.9600000000000009,6.2474711356919013,13.13,13.290000000000001,14.852837601175882,null,-30468.606757880872,null,-3140.6192244480389,null,258579.57517840213,null,258579.57517840213,null,182420.44418779542,null,182420.44418779542,0.98851858903215173,null,"IstNgsd205"]
[331,"IteEgsd205",0.98603092133998871,8348.9641729365176,0,6714.84912109375,0,0,44974.312548686328,19151.6328125,3020909.9440377341,0,0,null,70840.793705286429,3020909.9440377341,3027624.7929175668,null,33234.557496042507,7339.489407198952,0,0,73337.551010124866,0,null,40574.048663021189,73337.5546875,null,-30266.745819258889,-2987050.7444958067,-2947572.3893502341,null,0.63272437442426455,1.3431068590144766E-2,0,0,0.57274976882381334,1.3401280355049824E-2,0,0,2.4276643808016789E-2,"FAIL",0,null,"IteEgsd205",null,-2947572.3893502341,2947572.3893502341,1.3442178453350065E-2,"FAIL",0,1,null,null,309.92065481195243,null,213795.13454534503,"YES",1,null,7.4389999999999992,5.9600000000000009,6.2474711356919013,13.13,13.290000000000001,14.852837601175882,null,-30468.606757880872,null,-3140.6192244480389,null,303827.56208736583,null,303827.56208736583,null,213795.13454534503,null,213795.13454534503,0.99018696566496356,null,"IteEgsd205"]
[332,"IteNgsd205",0.98603092133998871,8348.9641729365176,0,6714.84912109375,0,0,44974.312548686328,19151.6328125,3020909.9440377341,0,0,null,70840.793705286429,3020909.9440377341,3027624.7929175668,null,33234.557496042507,7339.489407198952,0,0,73337.551010124866,0,null,40574.048663021189,73337.5546875,null,-30266.745819258889,-2987050.7444958067,-2947572.3893502341,null,0.63272437442426455,1.3431068590144766E-2,0,0,0.57274976882381334,1.3401280355049824E-2,0,0,2.4276643808016789E-2,"FAIL",0,null,"IteNgsd205",null,-2947572.3893502341,2947572.3893502341,1.3442178453350065E-2,"FAIL",0,1,null,null,309.92065481195243,null,213795.13454534503,"YES",1,null,7.4389999999999992,5.9600000000000009,6.2474711356919013,13.13,13.290000000000001,14.852837601175882,null,-30468.606757880872,null,-3140.6192244480389,null,303827.56208736583,null,303827.56208736583,null,213795.13454534503,null,213795.13454534503,0.99018696566496356,null,"IteNgsd205"]
[333,"ItrEgsd205",0.98603092133998871,8348.9641729365176,0,6714.84912109375,0,0,44974.312548686328,19151.6328125,9156052.0459535532,0,0,null,70840.793705286429,9156052.0459535532,9162766.8948333804,null,33234.557496042507,7339.489407198952,0,0,73337.551010124866,0,null,40574.048663021189,73337.5546875,null,-30266.745819258889,-9122192.8464116249,-9082714.4912660532,null,0.63272437442426455,4.4313912218260686E-3,0,0,0.57274976882381334,4.4281437176832859E-3,0,0,8.0097354536020765E-3,"FAIL",0,null,"ItrEgsd205",null,-9082714.4912660532,9082714.4912660532,4.4325999457492903E-3,"FAIL",0,1,null,null,939.33607582911031,null,652292.98674714263,"YES",1,null,7.4389999999999992,5.9600000000000009,6.2474711356919013,13.13,13.290000000000001,14.852837601175882,null,-30468.606757880872,null,-3140.6192244480389,null,936220.94269422803,null,936220.94269422803,null,652292.98674714263,null,652292.98674714263,0.9967623280899518,null,"ItrEgsd205"]
[334,"ItrNgsd205",0.98603092133998871,8348.9641729365176,0,6714.84912109375,0,0,44974.312548686328,19151.6328125,9156052.0459535532,0,0,null,70840.793705286429,9156052.0459535532,9162766.8948333804,null,33234.557496042507,7339.489407198952,0,0,73337.551010124866,0,null,40574.048663021189,73337.5546875,null,-30266.745819258889,-9122192.8464116249,-9082714.4912660532,null,0.63272437442426455,4.4313912218260686E-3,0,0,0.57274976882381334,4.4281437176832859E-3,0,0,8.0097354536020765E-3,"FAIL",0,null,"ItrNgsd205",null,-9082714.4912660532,9082714.4912660532,4.4325999457492903E-3,"FAIL",0,1,null,null,939.33607582911031,null,652292.98674714263,"YES",1,null,7.4389999999999992,5.9600000000000009,6.2474711356919013,13.13,13.290000000000001,14.852837601175882,null,-30468.606757880872,null,-3140.6192244480389,null,936220.94269422803,null,936220.94269422803,null,652292.98674714263,null,652292.98674714263,0.9967623280899518,null,"ItrNgsd205"]
[335,"IwaEgsd205",0.98603092133998871,8348.9641729365176,0,6714.84912109375,0,0,44974.312548686328,19151.6328125,1500500.5107248481,0,0,null,70840.793705286429,1500500.5107248481,1507215.3596046804,null,33234.557496042507,7339.489407198952,0,0,73337.551010124866,0,null,40574.048663021189,73337.5546875,null,-30266.745819258889,-1466641.3111829206,-1427162.9560373481,null,0.63272437442426455,2.7040343120857083E-2,0,0,0.57274976882381334,2.6919874719939434E-2,0,0,4.8875394685519144E-2,"FAIL",0,null,"IwaEgsd205",null,-1427162.9560373481,1427162.9560373481,2.7085411935014746E-2,"FAIL",0,1,null,null,153.93907748439429,null,105126.70292247516,"YES",1,null,7.4389999999999992,5.9600000000000009,6.2474711356919013,13.13,13.290000000000001,14.852837601175882,null,-30468.606757880872,null,-3140.6192244480389,null,147107.98730538107,null,147107.98730538107,null,105126.70292247516,null,105126.70292247516,0.98024372968510876,null,"IwaEgsd205"]
[336,"IwaNgsd205",0.98603092133998871,8348.9641729365176,0,6714.84912109375,0,0,44974.312548686328,19151.6328125,1500500.5107248481,0,0,null,70840.793705286429,1500500.5107248481,1507215.3596046804,null,33234.557496042507,7339.489407198952,0,0,73337.551010124866,0,null,40574.048663021189,73337.5546875,null,-30266.745819258889,-1466641.3111829206,-1427162.9560373481,null,0.63272437442426455,2.7040343120857083E-2,0,0,0.57274976882381334,2.6919874719939434E-2,0,0,4.8875394685519144E-2,"FAIL",0,null,"IwaNgsd205",null,-1427162.9560373481,1427162.9560373481,2.7085411935014746E-2,"FAIL",0,1,null,null,153.93907748439429,null,105126.70292247516,"YES",1,null,7.4389999999999992,5.9600000000000009,6.2474711356919013,13.13,13.290000000000001,14.852837601175882,null,-30468.606757880872,null,-3140.6192244480389,null,147107.98730538107,null,147107.98730538107,null,105126.70292247516,null,105126.70292247516,0.98024372968510876,null,"IwaNgsd205"]
[337,"IagEgsd206",0.98603092133998871,8348.9641729365176,0,4222.6494140625,0,0,44974.312548686328,19151.6328125,93522.68586526376,0,0,null,68348.594307920415,93522.68586526376,97745.335347729924,null,33234.557496042507,7339.489407198952,0,0,73337.551010124866,0,null,40574.048663021189,73337.5546875,null,-27774.546112227639,-57171.286616305071,-20185.13117776376,null,0.63272437442426455,0.43384178167717935,0,0,0.59363398466992812,0.41509959065640289,0,0,0.78416861116623549,"FAIL",0,null,"IagEgsd206",null,-20185.13117776376,20185.13117776376,0.45828917992850554,"FAIL",0,1,null,null,12.786526955433729,null,6789.2803348139932,"YES",1,null,7.4389999999999992,5.9600000000000009,6.2474711356919013,13.13,13.290000000000001,14.852837601175882,null,-27976.407050849637,null,-3672.9362442857841,null,2650.0436515567476,null,2650.0436515567476,null,6789.2803348139932,null,2650.0436515567476,0.29748860683255812,null,"IagEgsd206"]
[338,"IagNgsd206",0.98603092133998871,8348.9641729365176,0,4222.6494140625,0,0,44974.312548686328,19151.6328125,93522.68586526376,0,0,null,68348.594307920415,93522.68586526376,97745.335347729924,null,33234.557496042507,7339.489407198952,0,0,73337.551010124866,0,null,40574.048663021189,73337.5546875,null,-27774.546112227639,-57171.286616305071,-20185.13117776376,null,0.63272437442426455,0.43384178167717935,0,0,0.59363398466992812,0.41509959065640289,0,0,0.78416861116623549,"FAIL",0,null,"IagNgsd206",null,-20185.13117776376,20185.13117776376,0.45828917992850554,"FAIL",0,1,null,null,12.786526955433729,null,6789.2803348139932,"YES",1,null,7.4389999999999992,5.9600000000000009,6.2474711356919013,13.13,13.290000000000001,14.852837601175882,null,-27976.407050849637,null,-3672.9362442857841,null,2650.0436515567476,null,2650.0436515567476,null,6789.2803348139932,null,2650.0436515567476,0.29748860683255812,null,"IagNgsd206"]
[339,"IchEgsd206",0.98603092133998871,8348.9641729365176,0,4222.6494140625,0,0,44974.312548686328,19151.6328125,93522.68586526376,0,0,null,68348.594307920415,93522.68586526376,97745.335347729924,null,33234.557496042507,7339.489407198952,0,0,73337.551010124866,0,null,40574.048663021189,73337.5546875,null,-27774.546112227639,-57171.286616305071,-20185.13117776376,null,0.63272437442426455,0.43384178167717935,0,0,0.59363398466992812,0.41509959065640289,0,0,0.78416861116623549,"FAIL",0,null,"IchEgsd206",null,-20185.13117776376,20185.13117776376,0.45828917992850554,"FAIL",0,1,null,null,12.786526955433729,null,6789.2803348139932,"YES",1,null,7.4389999999999992,5.9600000000000009,6.2474711356919013,13.13,13.290000000000001,14.852837601175882,null,-27976.407050849637,null,-3672.9362442857841,null,2650.0436515567476,null,2650.0436515567476,null,6789.2803348139932,null,2650.0436515567476,0.29748860683255812,null,"IchEgsd206"]
[340,"IchNgsd206",0.98603092133998871,8348.9641729365176,0,4222.6494140625,0,0,44974.312548686328,19151.6328125,93522.68586526376,0,0,null,68348.594307920415,93522.68586526376,97745.335347729924,null,33234.557496042507,7339.489407198952,0,0,73337.551010124866,0,null,40574.048663021189,73337.5546875,null,-27774.546112227639,-57171.286616305071,-20185.13117776376,null,0.63272437442426455,0.43384178167717935,0,0,0.59363398466992812,0.41509959065640289,0,0,0.78416861116623549,"FAIL",0,null,"IchNgsd206",null,-20185.13117776376,20185.13117776376,0.45828917992850554,"FAIL",0,1,null,null,12.786526955433729,null,6789.2803348139932,"YES",1,null,7.4389999999999992,5.9600000000000009,6.2474711356919013,13.13,13.290000000000001,14.852837601175882,null,-27976.407050849637,null,-3672.9362442857841,null,2650.0436515567476,null,2650.0436515567476,null,6789.2803348139932,null,2650.0436515567476,0.29748860683255812,null,"IchNgsd206"]
[341,"IcoEgsd206",0.98603092133998871,8348.9641729365176,0,4222.6494140625,0,0,44974.312548686328,19151.6328125,93523.106222169736,0,0,null,68348.594307920415,93523.106222169736,97745.755704635914,null,33234.557496042507,7339.489407198952,0,0,73337.551010124866,0,null,40574.048663021189,73337.5546875,null,-27774.546112227639,-57171.706973211047,-20185.551534669736,null,0.63272437442426455,0.43383983169501567,0,0,0.59363398466992812,0.41509780551516107,0,0,0.78416508657531381,"FAIL",0,null,"IcoEgsd206",null,-20185.551534669736,20185.551534669736,0.45828700398815098,"FAIL",0,1,null,null,12.786584374712666,null,6789.3203373777178,"YES",1,null,7.4389999999999992,5.9600000000000009,6.2474711356919013,13.13,13.290000000000001,14.852837601175882,null,-27976.407050849637,null,-3672.9362442857841,null,2650.0988389191807,null,2650.0988389191807,null,6789.3203373777178,null,2650.0988389191807,0.29749346612911881,null,"IcoEgsd206"]
[342,"IcoNgsd206",0.98603092133998871,8348.9641729365176,0,4222.6494140625,0,0,44974.312548686328,19151.6328125,93523.106222169736,0,0,null,68348.594307920415,93523.106222169736,97745.755704635914,null,33234.557496042507,7339.489407198952,0,0,73337.551010124866,0,null,40574.048663021189,73337.5546875,null,-27774.546112227639,-57171.706973211047,-20185.551534669736,null,0.63272437442426455,0.43383983169501567,0,0,0.59363398466992812,0.41509780551516107,0,0,0.78416508657531381,"FAIL",0,null,"IcoNgsd206",null,-20185.551534669736,20185.551534669736,0.45828700398815098,"FAIL",0,1,null,null,12.786584374712666,null,6789.3203373777178,"YES",1,null,7.4389999999999992,5.9600000000000009,6.2474711356919013,13.13,13.290000000000001,14.852837601175882,null,-27976.407050849637,null,-3672.9362442857841,null,2650.0988389191807,null,2650.0988389191807,null,6789.3203373777178,null,2650.0988389191807,0.29749346612911881,null,"IcoNgsd206"]
[343,"IelEgsd206",0.98603092133998871,8348.9641729365176,0,4222.6494140625,0,0,44974.312548686328,19151.6328125,93523.106222169736,0,0,null,68348.594307920415,93523.106222169736,97745.755704635914,null,33234.557496042507,7339.489407198952,0,0,73337.551010124866,0,null,40574.048663021189,73337.5546875,null,-27774.546112227639,-57171.706973211047,-20185.551534669736,null,0.63272437442426455,0.43383983169501567,0,0,0.59363398466992812,0.41509780551516107,0,0,0.78416508657531381,"FAIL",0,null,"IelEgsd206",null,-20185.551534669736,20185.551534669736,0.45828700398815098,"FAIL",0,1,null,null,12.786584374712666,null,6789.3203373777178,"YES",1,null,7.4389999999999992,5.9600000000000009,6.2474711356919013,13.13,13.290000000000001,14.852837601175882,null,-27976.407050849637,null,-3672.9362442857841,null,2650.0988389191807,null,2650.0988389191807,null,6789.3203373777178,null,2650.0988389191807,0.29749346612911881,null,"IelEgsd206"]
[344,"IelNgsd206",0.98603092133998871,8348.9641729365176,0,4222.6494140625,0,0,44974.312548686328,19151.6328125,93523.106222169736,0,0,null,68348.594307920415,93523.106222169736,97745.755704635914,null,33234.557496042507,7339.489407198952,0,0,73337.551010124866,0,null,40574.048663021189,73337.5546875,null,-27774.546112227639,-57171.706973211047,-20185.551534669736,null,0.63272437442426455,0.43383983169501567,0,0,0.59363398466992812,0.41509780551516107,0,0,0.78416508657531381,"FAIL",0,null,"IelNgsd206",null,-20185.551534669736,20185.551534669736,0.45828700398815098,"FAIL",0,1,null,null,12.786584374712666,null,6789.3203373777178,"YES",1,null,7.4389999999999992,5.9600000000000009,6.2474711356919013,13.13,13.290000000000001,14.852837601175882,null,-27976.407050849637,null,-3672.9362442857841,null,2650.0988389191807,null,2650.0988389191807,null,6789.3203373777178,null,2650.0988389191807,0.29749346612911881,null,"IelNgsd206"]
[345,"IluEgsd206",0.98603092133998871,8348.9641729365176,0,4222.6494140625,0,0,44974.312548686328,19151.6328125,93523.106222169736,0,0,null,68348.594307920415,93523.106222169736,97745.755704635914,null,33234.557496042507,7339.489407198952,0,0,73337.551010124866,0,null,40574.048663021189,73337.5546875,null,-27774.546112227639,-57171.706973211047,-20185.551534669736,null,0.63272437442426455,0.43383983169501567,0,0,0.59363398466992812,0.41509780551516107,0,0,0.78416508657531381,"FAIL",0,null,"IluEgsd206",null,-20185.551534669736,20185.551534669736,0.45828700398815098,"FAIL",0,1,null,null,12.786584374712666,null,6789.3203373777178,"YES",1,null,7.4389999999999992,5.9600000000000009,6.2474711356919013,13.13,13.290000000000001,14.852837601175882,null,-27976.407050849637,null,-3672.9362442857841,null,2650.0988389191807,null,2650.0988389191807,null,6789.3203373777178,null,2650.0988389191807,0.29749346612911881,null,"IluEgsd206"]
[346,"IluNgsd206",0.98603092133998871,8348.9641729365176,0,4222.6494140625,0,0,44974.312548686328,19151.6328125,93523.106222169736,0,0,null,68348.594307920415,93523.106222169736,97745.755704635914,null,33234.557496042507,7339.489407198952,0,0,73337.551010124866,0,null,40574.048663021189,73337.5546875,null,-27774.546112227639,-57171.706973211047,-20185.551534669736,null,0.63272437442426455,0.43383983169501567,0,0,0.59363398466992812,0.41509780551516107,0,0,0.78416508657531381,"FAIL",0,null,"IluNgsd206",null,-20185.551534669736,20185.551534669736,0.45828700398815098,"FAIL",0,1,null,null,12.786584374712666,null,6789.3203373777178,"YES",1,null,7.4389999999999992,5.9600000000000009,6.2474711356919013,13.13,13.290000000000001,14.852837601175882,null,-27976.407050849637,null,-3672.9362442857841,null,2650.0988389191807,null,2650.0988389191807,null,6789.3203373777178,null,2650.0988389191807,0.29749346612911881,null,"IluNgsd206"]
[347,"ImeEgsd206",0.98603092133998871,8348.9641729365176,0,4222.6494140625,0,0,44974.312548686328,19151.6328125,93523.106222169736,0,0,null,68348.594307920415,93523.106222169736,97745.755704635914,null,33234.557496042507,7339.489407198952,0,0,73337.551010124866,0,null,40574.048663021189,73337.5546875,null,-27774.546112227639,-57171.706973211047,-20185.551534669736,null,0.63272437442426455,0.43383983169501567,0,0,0.59363398466992812,0.41509780551516107,0,0,0.78416508657531381,"FAIL",0,null,"ImeEgsd206",null,-20185.551534669736,20185.551534669736,0.45828700398815098,"FAIL",0,1,null,null,12.786584374712493,null,6789.3203373775978,"YES",1,null,7.4389999999999992,5.9600000000000009,6.2474711356919013,13.13,13.290000000000001,14.852837601175882,null,-27976.407050849637,null,-3672.9362442857841,null,2650.0988389191807,null,2650.0988389191807,null,6789.3203373775978,null,2650.0988389191807,0.29749346612912286,null,"ImeEgsd206"]
[348,"ImeNgsd206",0.98603092133998871,8348.9641729365176,0,4222.6494140625,0,0,44974.312548686328,19151.6328125,93523.106222169736,0,0,null,68348.594307920415,93523.106222169736,97745.755704635914,null,33234.557496042507,7339.489407198952,0,0,73337.551010124866,0,null,40574.048663021189,73337.5546875,null,-27774.546112227639,-57171.706973211047,-20185.551534669736,null,0.63272437442426455,0.43383983169501567,0,0,0.59363398466992812,0.41509780551516107,0,0,0.78416508657531381,"FAIL",0,null,"ImeNgsd206",null,-20185.551534669736,20185.551534669736,0.45828700398815098,"FAIL",0,1,null,null,12.786584374712493,null,6789.3203373775978,"YES",1,null,7.4389999999999992,5.9600000000000009,6.2474711356919013,13.13,13.290000000000001,14.852837601175882,null,-27976.407050849637,null,-3672.9362442857841,null,2650.0988389191807,null,2650.0988389191807,null,6789.3203373775978,null,2650.0988389191807,0.29749346612912286,null,"ImeNgsd206"]
[349,"ImiEgsd206",0.98603092133998871,8348.9641729365176,0,4222.6494140625,0,0,44974.312548686328,19151.6328125,93523.106222169736,0,0,null,68348.594307920415,93523.106222169736,97745.755704635914,null,33234.557496042507,7339.489407198952,0,0,73337.551010124866,0,null,40574.048663021189,73337.5546875,null,-27774.546112227639,-57171.706973211047,-20185.551534669736,null,0.63272437442426455,0.43383983169501567,0,0,0.59363398466992812,0.41509780551516107,0,0,0.78416508657531381,"FAIL",0,null,"ImiEgsd206",null,-20185.551534669736,20185.551534669736,0.45828700398815098,"FAIL",0,1,null,null,12.786584374712666,null,6789.3203373777178,"YES",1,null,7.4389999999999992,5.9600000000000009,6.2474711356919013,13.13,13.290000000000001,14.852837601175882,null,-27976.407050849637,null,-3672.9362442857841,null,2650.0988389191807,null,2650.0988389191807,null,6789.3203373777178,null,2650.0988389191807,0.29749346612911881,null,"ImiEgsd206"]
[350,"ImiNgsd206",0.98603092133998871,8348.9641729365176,0,4222.6494140625,0,0,44974.312548686328,19151.6328125,93523.106222169736,0,0,null,68348.594307920415,93523.106222169736,97745.755704635914,null,33234.557496042507,7339.489407198952,0,0,73337.551010124866,0,null,40574.048663021189,73337.5546875,null,-27774.546112227639,-57171.706973211047,-20185.551534669736,null,0.63272437442426455,0.43383983169501567,0,0,0.59363398466992812,0.41509780551516107,0,0,0.78416508657531381,"FAIL",0,null,"ImiNgsd206",null,-20185.551534669736,20185.551534669736,0.45828700398815098,"FAIL",0,1,null,null,12.786584374712666,null,6789.3203373777178,"YES",1,null,7.4389999999999992,5.9600000000000009,6.2474711356919013,13.13,13.290000000000001,14.852837601175882,null,-27976.407050849637,null,-3672.9362442857841,null,2650.0988389191807,null,2650.0988389191807,null,6789.3203373777178,null,2650.0988389191807,0.29749346612911881,null,"ImiNgsd206"]
[351,"IprEgsd206",0.98603092133998871,8348.9641729365176,0,4222.6494140625,0,0,44974.312548686328,19151.6328125,93522.68586526376,0,0,null,68348.594307920415,93522.68586526376,97745.335347729924,null,33234.557496042507,7339.489407198952,0,0,73337.551010124866,0,null,40574.048663021189,73337.5546875,null,-27774.546112227639,-57171.286616305071,-20185.13117776376,null,0.63272437442426455,0.43384178167717935,0,0,0.59363398466992812,0.41509959065640289,0,0,0.78416861116623549,"FAIL",0,null,"IprEgsd206",null,-20185.13117776376,20185.13117776376,0.45828917992850554,"FAIL",0,1,null,null,12.786526955434418,null,6789.2803348144735,"YES",1,null,7.4389999999999992,5.9600000000000009,6.2474711356919013,13.13,13.290000000000001,14.852837601175882,null,-27976.407050849637,null,-3672.9362442857841,null,2650.0436515567476,null,2650.0436515567476,null,6789.2803348144735,null,2650.0436515567476,0.29748860683254208,null,"IprEgsd206"]
[352,"IprNgsd206",0.98603092133998871,8348.9641729365176,0,4222.6494140625,0,0,44974.312548686328,19151.6328125,93522.68586526376,0,0,null,68348.594307920415,93522.68586526376,97745.335347729924,null,33234.557496042507,7339.489407198952,0,0,73337.551010124866,0,null,40574.048663021189,73337.5546875,null,-27774.546112227639,-57171.286616305071,-20185.13117776376,null,0.63272437442426455,0.43384178167717935,0,0,0.59363398466992812,0.41509959065640289,0,0,0.78416861116623549,"FAIL",0,null,"IprNgsd206",null,-20185.13117776376,20185.13117776376,0.45828917992850554,"FAIL",0,1,null,null,12.786526955434418,null,6789.2803348144735,"YES",1,null,7.4389999999999992,5.9600000000000009,6.2474711356919013,13.13,13.290000000000001,14.852837601175882,null,-27976.407050849637,null,-3672.9362442857841,null,2650.0436515567476,null,2650.0436515567476,null,6789.2803348144735,null,2650.0436515567476,0.29748860683254208,null,"IprNgsd206"]
[353,"IstEgsd206",0.98603092133998871,8348.9641729365176,0,4222.6494140625,0,0,44974.312548686328,19151.6328125,93523.106222169736,0,0,null,68348.594307920415,93523.106222169736,97745.755704635914,null,33234.557496042507,7339.489407198952,0,0,73337.551010124866,0,null,40574.048663021189,73337.5546875,null,-27774.546112227639,-57171.706973211047,-20185.551534669736,null,0.63272437442426455,0.43383983169501567,0,0,0.59363398466992812,0.41509780551516107,0,0,0.78416508657531381,"FAIL",0,null,"IstEgsd206",null,-20185.551534669736,20185.551534669736,0.45828700398815098,"FAIL",0,1,null,null,12.786584374712666,null,6789.3203373777178,"YES",1,null,7.4389999999999992,5.9600000000000009,6.2474711356919013,13.13,13.290000000000001,14.852837601175882,null,-27976.407050849637,null,-3672.9362442857841,null,2650.0988389191807,null,2650.0988389191807,null,6789.3203373777178,null,2650.0988389191807,0.29749346612911881,null,"IstEgsd206"]
[354,"IstNgsd206",0.98603092133998871,8348.9641729365176,0,4222.6494140625,0,0,44974.312548686328,19151.6328125,93523.106222169736,0,0,null,68348.594307920415,93523.106222169736,97745.755704635914,null,33234.557496042507,7339.489407198952,0,0,73337.551010124866,0,null,40574.048663021189,73337.5546875,null,-27774.546112227639,-57171.706973211047,-20185.551534669736,null,0.63272437442426455,0.43383983169501567,0,0,0.59363398466992812,0.41509780551516107,0,0,0.78416508657531381,"FAIL",0,null,"IstNgsd206",null,-20185.551534669736,20185.551534669736,0.45828700398815098,"FAIL",0,1,null,null,12.786584374712666,null,6789.3203373777178,"YES",1,null,7.4389999999999992,5.9600000000000009,6.2474711356919013,13.13,13.290000000000001,14.852837601175882,null,-27976.407050849637,null,-3672.9362442857841,null,2650.0988389191807,null,2650.0988389191807,null,6789.3203373777178,null,2650.0988389191807,0.29749346612911881,null,"IstNgsd206"]
[355,"IteEgsd206",0.98603092133998871,8348.9641729365176,0,4222.6494140625,0,0,44974.312548686328,19151.6328125,93522.68586526376,0,0,null,68348.594307920415,93522.68586526376,97745.335347729924,null,33234.557496042507,7339.489407198952,0,0,73337.551010124866,0,null,40574.048663021189,73337.5546875,null,-27774.546112227639,-57171.286616305071,-20185.13117776376,null,0.63272437442426455,0.43384178167717935,0,0,0.59363398466992812,0.41509959065640289,0,0,0.78416861116623549,"FAIL",0,null,"IteEgsd206",null,-20185.13117776376,20185.13117776376,0.45828917992850554,"FAIL",0,1,null,null,12.786526955433729,null,6789.2803348139932,"YES",1,null,7.4389999999999992,5.9600000000000009,6.2474711356919013,13.13,13.290000000000001,14.852837601175882,null,-27976.407050849637,null,-3672.9362442857841,null,2650.0436515567476,null,2650.0436515567476,null,6789.2803348139932,null,2650.0436515567476,0.29748860683255812,null,"IteEgsd206"]
[356,"IteNgsd206",0.98603092133998871,8348.9641729365176,0,4222.6494140625,0,0,44974.312548686328,19151.6328125,93522.68586526376,0,0,null,68348.594307920415,93522.68586526376,97745.335347729924,null,33234.557496042507,7339.489407198952,0,0,73337.551010124866,0,null,40574.048663021189,73337.5546875,null,-27774.546112227639,-57171.286616305071,-20185.13117776376,null,0.63272437442426455,0.43384178167717935,0,0,0.59363398466992812,0.41509959065640289,0,0,0.78416861116623549,"FAIL",0,null,"IteNgsd206",null,-20185.13117776376,20185.13117776376,0.45828917992850554,"FAIL",0,1,null,null,12.786526955433729,null,6789.2803348139932,"YES",1,null,7.4389999999999992,5.9600000000000009,6.2474711356919013,13.13,13.290000000000001,14.852837601175882,null,-27976.407050849637,null,-3672.9362442857841,null,2650.0436515567476,null,2650.0436515567476,null,6789.2803348139932,null,2650.0436515567476,0.29748860683255812,null,"IteNgsd206"]
[357,"ItrEgsd206",0.98603092133998871,8348.9641729365176,0,4222.6494140625,0,0,44974.312548686328,19151.6328125,93522.68586526376,0,0,null,68348.594307920415,93522.68586526376,97745.335347729924,null,33234.557496042507,7339.489407198952,0,0,73337.551010124866,0,null,40574.048663021189,73337.5546875,null,-27774.546112227639,-57171.286616305071,-20185.13117776376,null,0.63272437442426455,0.43384178167717935,0,0,0.59363398466992812,0.41509959065640289,0,0,0.78416861116623549,"FAIL",0,null,"ItrEgsd206",null,-20185.13117776376,20185.13117776376,0.45828917992850554,"FAIL",0,1,null,null,12.786526955434418,null,6789.2803348144735,"YES",1,null,7.4389999999999992,5.9600000000000009,6.2474711356919013,13.13,13.290000000000001,14.852837601175882,null,-27976.407050849637,null,-3672.9362442857841,null,2650.0436515567476,null,2650.0436515567476,null,6789.2803348144735,null,2650.0436515567476,0.29748860683254208,null,"ItrEgsd206"]
[358,"ItrNgsd206",0.98603092133998871,8348.9641729365176,0,4222.6494140625,0,0,44974.312548686328,19151.6328125,93522.68586526376,0,0,null,68348.594307920415,93522.68586526376,97745.335347729924,null,33234.557496042507,7339.489407198952,0,0,73337.551010124866,0,null,40574.048663021189,73337.5546875,null,-27774.546112227639,-57171.286616305071,-20185.13117776376,null,0.63272437442426455,0.43384178167717935,0,0,0.59363398466992812,0.41509959065640289,0,0,0.78416861116623549,"FAIL",0,null,"ItrNgsd206",null,-20185.13117776376,20185.13117776376,0.45828917992850554,"FAIL",0,1,null,null,12.786526955434418,null,6789.2803348144735,"YES",1,null,7.4389999999999992,5.9600000000000009,6.2474711356919013,13.13,13.290000000000001,14.852837601175882,null,-27976.407050849637,null,-3672.9362442857841,null,2650.0436515567476,null,2650.0436515567476,null,6789.2803348144735,null,2650.0436515567476,0.29748860683254208,null,"ItrNgsd206"]
[359,"IwaEgsd206",0.98603092133998871,8348.9641729365176,0,4222.6494140625,0,0,44974.312548686328,19151.6328125,93523.106222169736,0,0,null,68348.594307920415,93523.106222169736,97745.755704635914,null,33234.557496042507,7339.489407198952,0,0,73337.551010124866,0,null,40574.048663021189,73337.5546875,null,-27774.546112227639,-57171.706973211047,-20185.551534669736,null,0.63272437442426455,0.43383983169501567,0,0,0.59363398466992812,0.41509780551516107,0,0,0.78416508657531381,"FAIL",0,null,"IwaEgsd206",null,-20185.551534669736,20185.551534669736,0.45828700398815098,"FAIL",0,1,null,null,12.786584374711977,null,6789.3203373772376,"YES",1,null,7.4389999999999992,5.9600000000000009,6.2474711356919013,13.13,13.290000000000001,14.852837601175882,null,-27976.407050849637,null,-3672.9362442857841,null,2650.0988389191807,null,2650.0988389191807,null,6789.3203373772376,null,2650.0988389191807,0.29749346612913485,null,"IwaEgsd206"]
[360,"IwaNgsd206",0.98603092133998871,8348.9641729365176,0,4222.6494140625,0,0,44974.312548686328,19151.6328125,93523.106222169736,0,0,null,68348.594307920415,93523.106222169736,97745.755704635914,null,33234.557496042507,7339.489407198952,0,0,73337.551010124866,0,null,40574.048663021189,73337.5546875,null,-27774.546112227639,-57171.706973211047,-20185.551534669736,null,0.63272437442426455,0.43383983169501567,0,0,0.59363398466992812,0.41509780551516107,0,0,0.78416508657531381,"FAIL",0,null,"IwaNgsd206",null,-20185.551534669736,20185.551534669736,0.45828700398815098,"FAIL",0,1,null,null,12.786584374711977,null,6789.3203373772376,"YES",1,null,7.4389999999999992,5.9600000000000009,6.2474711356919013,13.13,13.290000000000001,14.852837601175882,null,-27976.407050849637,null,-3672.9362442857841,null,2650.0988389191807,null,2650.0988389191807,null,6789.3203373772376,null,2650.0988389191807,0.29749346612913485,null,"IwaNgsd206"]
[361,"IagEgsd207",0.98603092133998871,8348.9641729365176,0,5627.4013671875,0,0,44974.312548686328,19151.6328125,33491.064910504436,0,0,null,69753.346430408725,33491.064910504436,39118.466515458917,null,33234.557496042507,7339.489407198952,0,0,73337.551010124866,0,null,40574.048663021189,73337.5546875,null,-29179.298065352639,1455.5823853292532,39846.489776995564,null,0.63272437442426455,1.2114887589105947,0,1,0.58167888088610853,1.037209597508155,0,1,2.1897647890108671,"PASS",1,null,"IagEgsd207",null,39846.489776995564,0,0.58167888088610853,"FAIL",0,1,null,null,3.4359093924675128,null,274.94086805135601,"YES",1,null,7.4389999999999992,5.9600000000000009,6.2474711356919013,13.13,13.290000000000001,14.852837601175882,null,-29381.159003974637,null,-3028.5281351297726,null,0,null,0,null,274.94086805135601,null,0,0,null,"IagEgsd207"]
[362,"IagNgsd207",0.98603092133998871,8348.9641729365176,0,5627.4013671875,0,0,44974.312548686328,19151.6328125,33491.064910504436,0,0,null,69753.346430408725,33491.064910504436,39118.466515458917,null,33234.557496042507,7339.489407198952,0,0,73337.551010124866,0,null,40574.048663021189,73337.5546875,null,-29179.298065352639,1455.5823853292532,39846.489776995564,null,0.63272437442426455,1.2114887589105947,0,1,0.58167888088610853,1.037209597508155,0,1,2.1897647890108671,"PASS",1,null,"IagNgsd207",null,39846.489776995564,0,0.58167888088610853,"FAIL",0,1,null,null,3.4359093924675128,null,274.94086805135601,"YES",1,null,7.4389999999999992,5.9600000000000009,6.2474711356919013,13.13,13.290000000000001,14.852837601175882,null,-29381.159003974637,null,-3028.5281351297726,null,0,null,0,null,274.94086805135601,null,0,0,null,"IagNgsd207"]
[363,"IchEgsd207",0.98603092133998871,8348.9641729365176,0,5627.4013671875,0,0,44974.312548686328,19151.6328125,13872.693469697613,0,0,null,69753.346430408725,13872.693469697613,19500.095074652094,null,33234.557496042507,7339.489407198952,0,0,73337.551010124866,0,null,40574.048663021189,73337.5546875,null,-29179.298065352639,21073.953826136076,59464.86121780239,null,0.63272437442426455,2.9247419581242715,0,1,0.58167888088610853,2.0807103248684697,0,1,5.2864683305871791,"PASS",1,null,"IchEgsd207",null,59464.86121780239,0,0.58167888088610853,"FAIL",0,1,null,null,1.4232248964383556,null,-1127.2456675794331,"NO",0,null,7.4389999999999992,5.9600000000000009,6.2474711356919013,13.13,13.290000000000001,14.852837601175882,null,-29381.159003974637,null,-3028.5281351297726,null,0,null,0,null,-1127.2456675794331,null,-1127.2456675794331,-1.1368808502559944,null,"IchEgsd207"]
[364,"IchNgsd207",0.98603092133998871,8348.9641729365176,0,5627.4013671875,0,0,44974.312548686328,19151.6328125,13872.693469697613,0,0,null,69753.346430408725,13872.693469697613,19500.095074652094,null,33234.557496042507,7339.489407198952,0,0,73337.551010124866,0,null,40574.048663021189,73337.5546875,null,-29179.298065352639,21073.953826136076,59464.86121780239,null,0.63272437442426455,2.9247419581242715,0,1,0.58167888088610853,2.0807103248684697,0,1,5.2864683305871791,"PASS",1,null,"IchNgsd207",null,59464.86121780239,0,0.58167888088610853,"FAIL",0,1,null,null,1.4232248964383556,null,-1127.2456675794331,"NO",0,null,7.4389999999999992,5.9600000000000009,6.2474711356919013,13.13,13.290000000000001,14.852837601175882,null,-29381.159003974637,null,-3028.5281351297726,null,0,null,0,null,-1127.2456675794331,null,-1127.2456675794331,-1.1368808502559944,null,"IchNgsd207"]
[365,"IcoEgsd207",0.98603092133998871,8348.9641729365176,0,5627.4013671875,0,0,44974.312548686328,19151.6328125,85930.102140515271,0,0,null,69753.346430408725,85930.102140515271,91557.503745469745,null,33234.557496042507,7339.489407198952,0,0,73337.551010124866,0,null,40574.048663021189,73337.5546875,null,-29179.298065352639,-50983.454844681582,-12592.547453015271,null,0.63272437442426455,0.4721750312442709,0,0,0.58167888088610853,0.44315372425601007,0,0,0.8534559236014454,"FAIL",0,null,"IcoEgsd207",null,-12592.547453015271,12592.547453015271,0.49272703959769842,"FAIL",0,1,null,null,8.8157255228481795,null,4022.9231062370973,"YES",1,null,7.4389999999999992,5.9600000000000009,6.2474711356919013,13.13,13.290000000000001,14.852837601175882,null,-29381.159003974637,null,-3028.5281351297726,null,1298.0047604403355,null,1298.0047604403355,null,4022.9231062370973,null,1298.0047604403355,0.21134312944932424,null,"IcoEgsd207"]
[366,"IcoNgsd207",0.98603092133998871,8348.9641729365176,0,5627.4013671875,0,0,44974.312548686328,19151.6328125,85930.102140515271,0,0,null,69753.346430408725,85930.102140515271,91557.503745469745,null,33234.557496042507,7339.489407198952,0,0,73337.551010124866,0,null,40574.048663021189,73337.5546875,null,-29179.298065352639,-50983.454844681582,-12592.547453015271,null,0.63272437442426455,0.4721750312442709,0,0,0.58167888088610853,0.44315372425601007,0,0,0.8534559236014454,"FAIL",0,null,"IcoNgsd207",null,-12592.547453015271,12592.547453015271,0.49272703959769842,"FAIL",0,1,null,null,8.8157255228481795,null,4022.9231062370973,"YES",1,null,7.4389999999999992,5.9600000000000009,6.2474711356919013,13.13,13.290000000000001,14.852837601175882,null,-29381.159003974637,null,-3028.5281351297726,null,1298.0047604403355,null,1298.0047604403355,null,4022.9231062370973,null,1298.0047604403355,0.21134312944932424,null,"IcoNgsd207"]
[367,"IelEgsd207",0.98603092133998871,8348.9641729365176,0,5627.4013671875,0,0,44974.312548686328,19151.6328125,17688.37878444275,0,0,null,69753.346430408725,17688.37878444275,23315.780389397241,null,33234.557496042507,7339.489407198952,0,0,73337.551010124866,0,null,40574.048663021189,73337.5546875,null,-29179.298065352639,17258.268511390939,55649.17590305725,null,0.63272437442426455,2.2938251807851833,0,1,0.58167888088610853,1.7401969138135072,0,1,4.1460868506503097,"PASS",1,null,"IelEgsd207",null,55649.17590305725,0,0.58167888088610853,"FAIL",0,1,null,null,1.8146829599332854,null,-854.52670592418247,"NO",0,null,7.4389999999999992,5.9600000000000009,6.2474711356919013,13.13,13.290000000000001,14.852837601175882,null,-29381.159003974637,null,-3028.5281351297726,null,0,null,0,null,-854.52670592418247,null,-854.52670592418247,-0.67591920680100581,null,"IelEgsd207"]
[368,"IelNgsd207",0.98603092133998871,8348.9641729365176,0,5627.4013671875,0,0,44974.312548686328,19151.6328125,17688.37878444275,0,0,null,69753.346430408725,17688.37878444275,23315.780389397241,null,33234.557496042507,7339.489407198952,0,0,73337.551010124866,0,null,40574.048663021189,73337.5546875,null,-29179.298065352639,17258.268511390939,55649.17590305725,null,0.63272437442426455,2.2938251807851833,0,1,0.58167888088610853,1.7401969138135072,0,1,4.1460868506503097,"PASS",1,null,"IelNgsd207",null,55649.17590305725,0,0.58167888088610853,"FAIL",0,1,null,null,1.8146829599332854,null,-854.52670592418247,"NO",0,null,7.4389999999999992,5.9600000000000009,6.2474711356919013,13.13,13.290000000000001,14.852837601175882,null,-29381.159003974637,null,-3028.5281351297726,null,0,null,0,null,-854.52670592418247,null,-854.52670592418247,-0.67591920680100581,null,"IelNgsd207"]
[369,"IluEgsd207",0.98603092133998871,8348.9641729365176,0,5627.4013671875,0,0,44974.312548686328,19151.6328125,29815.924234282833,0,0,null,69753.346430408725,29815.924234282833,35443.325839237325,null,33234.557496042507,7339.489407198952,0,0,73337.551010124866,0,null,40574.048663021189,73337.5546875,null,-29179.298065352639,5130.7230615508524,43521.630453217163,null,0.63272437442426455,1.3608180764146325,0,1,0.58167888088610853,1.1447585116374634,0,1,2.4596773895466,"PASS",1,null,"IluEgsd207",null,43521.630453217163,0,0.58167888088610853,"FAIL",0,1,null,null,3.0588699886838957,null,12.267023029602598,"YES",1,null,7.4389999999999992,5.9600000000000009,6.2474711356919013,13.13,13.290000000000001,14.852837601175882,null,-29381.159003974637,null,-3028.5281351297726,null,0,null,0,null,12.267023029602598,null,0,0,null,"IluEgsd207"]
[370,"IluNgsd207",0.98603092133998871,8348.9641729365176,0,5627.4013671875,0,0,44974.312548686328,19151.6328125,29815.924234282833,0,0,null,69753.346430408725,29815.924234282833,35443.325839237325,null,33234.557496042507,7339.489407198952,0,0,73337.551010124866,0,null,40574.048663021189,73337.5546875,null,-29179.298065352639,5130.7230615508524,43521.630453217163,null,0.63272437442426455,1.3608180764146325,0,1,0.58167888088610853,1.1447585116374634,0,1,2.4596773895466,"PASS",1,null,"IluNgsd207",null,43521.630453217163,0,0.58167888088610853,"FAIL",0,1,null,null,3.0588699886838957,null,12.267023029602598,"YES",1,null,7.4389999999999992,5.9600000000000009,6.2474711356919013,13.13,13.290000000000001,14.852837601175882,null,-29381.159003974637,null,-3028.5281351297726,null,0,null,0,null,12.267023029602598,null,0,0,null,"IluNgsd207"]
[371,"ImeEgsd207",0.98603092133998871,8348.9641729365176,0,5627.4013671875,0,0,44974.312548686328,19151.6328125,77074.044420512859,0,0,null,69753.346430408725,77074.044420512859,82701.446025467332,null,33234.557496042507,7339.489407198952,0,0,73337.551010124866,0,null,40574.048663021189,73337.5546875,null,-29179.298065352639,-42127.39712467917,-3736.4897330128588,null,0.63272437442426455,0.52642947399582185,0,0,0.58167888088610853,0.49060869827085296,0,0,0.95152077770012011,"FAIL",0,null,"ImeEgsd207",null,-3736.4897330128588,3736.4897330128588,0.55210421762660689,"FAIL",0,1,null,null,7.9071665055953568,null,3389.9529495477254,"YES",1,null,7.4389999999999992,5.9600000000000009,6.2474711356919013,13.13,13.290000000000001,14.852837601175882,null,-29381.159003974637,null,-3028.5281351297726,null,385.14696719493452,null,385.14696719493452,null,3389.9529495477254,null,385.14696719493452,6.9915828273118902E-2,null,"ImeEgsd207"]
[372,"ImeNgsd207",0.98603092133998871,8348.9641729365176,0,5627.4013671875,0,0,44974.312548686328,19151.6328125,77074.044420512859,0,0,null,69753.346430408725,77074.044420512859,82701.446025467332,null,33234.557496042507,7339.489407198952,0,0,73337.551010124866,0,null,40574.048663021189,73337.5546875,null,-29179.298065352639,-42127.39712467917,-3736.4897330128588,null,0.63272437442426455,0.52642947399582185,0,0,0.58167888088610853,0.49060869827085296,0,0,0.95152077770012011,"FAIL",0,null,"ImeNgsd207",null,-3736.4897330128588,3736.4897330128588,0.55210421762660689,"FAIL",0,1,null,null,7.9071665055953568,null,3389.9529495477254,"YES",1,null,7.4389999999999992,5.9600000000000009,6.2474711356919013,13.13,13.290000000000001,14.852837601175882,null,-29381.159003974637,null,-3028.5281351297726,null,385.14696719493452,null,385.14696719493452,null,3389.9529495477254,null,385.14696719493452,6.9915828273118902E-2,null,"ImeNgsd207"]
[373,"ImiEgsd207",0.98603092133998871,8348.9641729365176,0,5627.4013671875,0,0,44974.312548686328,19151.6328125,85930.102140515271,0,0,null,69753.346430408725,85930.102140515271,91557.503745469745,null,33234.557496042507,7339.489407198952,0,0,73337.551010124866,0,null,40574.048663021189,73337.5546875,null,-29179.298065352639,-50983.454844681582,-12592.547453015271,null,0.63272437442426455,0.4721750312442709,0,0,0.58167888088610853,0.44315372425601007,0,0,0.8534559236014454,"FAIL",0,null,"ImiEgsd207",null,-12592.547453015271,12592.547453015271,0.49272703959769842,"FAIL",0,1,null,null,8.8157255228481795,null,4022.9231062370973,"YES",1,null,7.4389999999999992,5.9600000000000009,6.2474711356919013,13.13,13.290000000000001,14.852837601175882,null,-29381.159003974637,null,-3028.5281351297726,null,1298.0047604403355,null,1298.0047604403355,null,4022.9231062370973,null,1298.0047604403355,0.21134312944932424,null,"ImiEgsd207"]
[374,"ImiNgsd207",0.98603092133998871,8348.9641729365176,0,5627.4013671875,0,0,44974.312548686328,19151.6328125,85930.102140515271,0,0,null,69753.346430408725,85930.102140515271,91557.503745469745,null,33234.557496042507,7339.489407198952,0,0,73337.551010124866,0,null,40574.048663021189,73337.5546875,null,-29179.298065352639,-50983.454844681582,-12592.547453015271,null,0.63272437442426455,0.4721750312442709,0,0,0.58167888088610853,0.44315372425601007,0,0,0.8534559236014454,"FAIL",0,null,"ImiNgsd207",null,-12592.547453015271,12592.547453015271,0.49272703959769842,"FAIL",0,1,null,null,8.8157255228481795,null,4022.9231062370973,"YES",1,null,7.4389999999999992,5.9600000000000009,6.2474711356919013,13.13,13.290000000000001,14.852837601175882,null,-29381.159003974637,null,-3028.5281351297726,null,1298.0047604403355,null,1298.0047604403355,null,4022.9231062370973,null,1298.0047604403355,0.21134312944932424,null,"ImiNgsd207"]
[375,"IprEgsd207",0.98603092133998871,8348.9641729365176,0,5627.4013671875,0,0,44974.312548686328,19151.6328125,10744.36349415621,0,0,null,69753.346430408725,10744.36349415621,16371.765099110698,null,33234.557496042507,7339.489407198952,0,0,73337.551010124866,0,null,40574.048663021189,73337.5546875,null,-29179.298065352639,24202.283801677477,62593.191193343788,null,0.63272437442426455,3.776310126243323,0,1,0.58167888088610853,2.4782941244668644,0,1,6.8256769912324557,"PASS",1,null,"IprEgsd207",null,62593.191193343788,0,0.58167888088610853,"FAIL",0,1,null,null,1.1022837900336826,null,-1350.837243417041,"NO",0,null,7.4389999999999992,5.9600000000000009,6.2474711356919013,13.13,13.290000000000001,14.852837601175882,null,-29381.159003974637,null,-3028.5281351297726,null,0,null,0,null,-1350.837243417041,null,-1350.837243417041,-1.7590553851052828,null,"IprEgsd207"]
[376,"IprNgsd207",0.98603092133998871,8348.9641729365176,0,5627.4013671875,0,0,44974.312548686328,19151.6328125,10744.36349415621,0,0,null,69753.346430408725,10744.36349415621,16371.765099110698,null,33234.557496042507,7339.489407198952,0,0,73337.551010124866,0,null,40574.048663021189,73337.5546875,null,-29179.298065352639,24202.283801677477,62593.191193343788,null,0.63272437442426455,3.776310126243323,0,1,0.58167888088610853,2.4782941244668644,0,1,6.8256769912324557,"PASS",1,null,"IprNgsd207",null,62593.191193343788,0,0.58167888088610853,"FAIL",0,1,null,null,1.1022837900336826,null,-1350.837243417041,"NO",0,null,7.4389999999999992,5.9600000000000009,6.2474711356919013,13.13,13.290000000000001,14.852837601175882,null,-29381.159003974637,null,-3028.5281351297726,null,0,null,0,null,-1350.837243417041,null,-1350.837243417041,-1.7590553851052828,null,"IprNgsd207"]
[377,"IstEgsd207",0.98603092133998871,8348.9641729365176,0,5627.4013671875,0,0,44974.312548686328,19151.6328125,57128.927617144189,0,0,null,69753.346430408725,57128.927617144189,62756.329222098677,null,33234.557496042507,7339.489407198952,0,0,73337.551010124866,0,null,40574.048663021189,73337.5546875,null,-29179.298065352639,-22182.2803213105,16208.627070355811,null,0.63272437442426455,0.71021897933972522,0,0,0.58167888088610853,0.64653317553280198,0,0,1.283720135252314,"PASS",1,null,"IstEgsd207",null,16208.627070355811,0,0.58167888088610853,"FAIL",0,1,null,null,5.8609609597838856,null,1964.4131438153852,"YES",1,null,7.4389999999999992,5.9600000000000009,6.2474711356919013,13.13,13.290000000000001,14.852837601175882,null,-29381.159003974637,null,-3028.5281351297726,null,0,null,0,null,1964.4131438153852,null,0,0,null,"IstEgsd207"]
[378,"IstNgsd207",0.98603092133998871,8348.9641729365176,0,5627.4013671875,0,0,44974.312548686328,19151.6328125,57128.927617144189,0,0,null,69753.346430408725,57128.927617144189,62756.329222098677,null,33234.557496042507,7339.489407198952,0,0,73337.551010124866,0,null,40574.048663021189,73337.5546875,null,-29179.298065352639,-22182.2803213105,16208.627070355811,null,0.63272437442426455,0.71021897933972522,0,0,0.58167888088610853,0.64653317553280198,0,0,1.283720135252314,"PASS",1,null,"IstNgsd207",null,16208.627070355811,0,0.58167888088610853,"FAIL",0,1,null,null,5.8609609597838856,null,1964.4131438153852,"YES",1,null,7.4389999999999992,5.9600000000000009,6.2474711356919013,13.13,13.290000000000001,14.852837601175882,null,-29381.159003974637,null,-3028.5281351297726,null,0,null,0,null,1964.4131438153852,null,0,0,null,"IstNgsd207"]
[379,"IteEgsd207",0.98603092133998871,8348.9641729365176,0,5627.4013671875,0,0,44974.312548686328,19151.6328125,32066.72552744007,0,0,null,69753.346430408725,32066.72552744007,37694.127132394555,null,33234.557496042507,7339.489407198952,0,0,73337.551010124866,0,null,40574.048663021189,73337.5546875,null,-29179.298065352639,2879.9217683936222,41270.829160059933,null,0.63272437442426455,1.2653006503049788,0,1,0.58167888088610853,1.0764024002053245,0,1,2.2870297319488935,"PASS",1,null,"IteEgsd207",null,41270.829160059933,0,0.58167888088610853,"FAIL",0,1,null,null,3.2897837358979101,null,173.13880788924607,"YES",1,null,7.4389999999999992,5.9600000000000009,6.2474711356919013,13.13,13.290000000000001,14.852837601175882,null,-29381.159003974637,null,-3028.5281351297726,null,0,null,0,null,173.13880788924607,null,0,0,null,"IteEgsd207"]
[380,"IteNgsd207",0.98603092133998871,8348.9641729365176,0,5627.4013671875,0,0,44974.312548686328,19151.6328125,32066.72552744007,0,0,null,69753.346430408725,32066.72552744007,37694.127132394555,null,33234.557496042507,7339.489407198952,0,0,73337.551010124866,0,null,40574.048663021189,73337.5546875,null,-29179.298065352639,2879.9217683936222,41270.829160059933,null,0.63272437442426455,1.2653006503049788,0,1,0.58167888088610853,1.0764024002053245,0,1,2.2870297319488935,"PASS",1,null,"IteNgsd207",null,41270.829160059933,0,0.58167888088610853,"FAIL",0,1,null,null,3.2897837358979101,null,173.13880788924607,"YES",1,null,7.4389999999999992,5.9600000000000009,6.2474711356919013,13.13,13.290000000000001,14.852837601175882,null,-29381.159003974637,null,-3028.5281351297726,null,0,null,0,null,173.13880788924607,null,0,0,null,"IteNgsd207"]
[381,"ItrEgsd207",0.98603092133998871,8348.9641729365176,0,5627.4013671875,0,0,44974.312548686328,19151.6328125,9770.0146025939885,0,0,null,69753.346430408725,9770.0146025939885,15397.416207548484,null,33234.557496042507,7339.489407198952,0,0,73337.551010124866,0,null,40574.048663021189,73337.5546875,null,-29179.298065352639,25176.632693239699,63567.54008490601,null,0.63272437442426455,4.1529158669065422,0,1,0.58167888088610853,2.6351206424929101,0,1,7.5063915122530629,"PASS",1,null,"ItrEgsd207",null,63567.54008490601,0,0.58167888088610853,"FAIL",0,1,null,null,1.0023236291389488,null,-1420.4769668722627,"NO",0,null,7.4389999999999992,5.9600000000000009,6.2474711356919013,13.13,13.290000000000001,14.852837601175882,null,-29381.159003974637,null,-3028.5281351297726,null,0,null,0,null,-1420.4769668722627,null,-1420.4769668722627,-2.034211644216454,null,"ItrEgsd207"]
[382,"ItrNgsd207",0.98603092133998871,8348.9641729365176,0,5627.4013671875,0,0,44974.312548686328,19151.6328125,9770.0146025939885,0,0,null,69753.346430408725,9770.0146025939885,15397.416207548484,null,33234.557496042507,7339.489407198952,0,0,73337.551010124866,0,null,40574.048663021189,73337.5546875,null,-29179.298065352639,25176.632693239699,63567.54008490601,null,0.63272437442426455,4.1529158669065422,0,1,0.58167888088610853,2.6351206424929101,0,1,7.5063915122530629,"PASS",1,null,"ItrNgsd207",null,63567.54008490601,0,0.58167888088610853,"FAIL",0,1,null,null,1.0023236291389488,null,-1420.4769668722627,"NO",0,null,7.4389999999999992,5.9600000000000009,6.2474711356919013,13.13,13.290000000000001,14.852837601175882,null,-29381.159003974637,null,-3028.5281351297726,null,0,null,0,null,-1420.4769668722627,null,-1420.4769668722627,-2.034211644216454,null,"ItrNgsd207"]
[383,"IwaEgsd207",0.98603092133998871,8348.9641729365176,0,5627.4013671875,0,0,44974.312548686328,19151.6328125,6691.6600392270611,0,0,null,69753.346430408725,6691.6600392270611,12319.061644181553,null,33234.557496042507,7339.489407198952,0,0,73337.551010124866,0,null,40574.048663021189,73337.5546875,null,-29179.298065352639,28254.987256606626,66645.894648272937,null,0.63272437442426455,6.0633756683951043,0,1,0.58167888088610853,3.2935990271056039,0,1,10.959545801428828,"PASS",1,null,"IwaEgsd207",null,66645.894648272937,0,0.58167888088610853,"FAIL",0,1,null,null,0.68650959046875748,null,-1640.4966439056909,"NO",0,null,7.4389999999999992,5.9600000000000009,6.2474711356919013,13.13,13.290000000000001,14.852837601175882,null,-29381.159003974637,null,-3028.5281351297726,null,0,null,0,null,-1640.4966439056909,null,-1640.4966439056909,-3.4300357475415315,null,"IwaEgsd207"]
[384,"IwaNgsd207",0.98603092133998871,8348.9641729365176,0,5627.4013671875,0,0,44974.312548686328,19151.6328125,6691.6600392270611,0,0,null,69753.346430408725,6691.6600392270611,12319.061644181553,null,33234.557496042507,7339.489407198952,0,0,73337.551010124866,0,null,40574.048663021189,73337.5546875,null,-29179.298065352639,28254.987256606626,66645.894648272937,null,0.63272437442426455,6.0633756683951043,0,1,0.58167888088610853,3.2935990271056039,0,1,10.959545801428828,"PASS",1,null,"IwaNgsd207",null,66645.894648272937,0,0.58167888088610853,"FAIL",0,1,null,null,0.68650959046875748,null,-1640.4966439056909,"NO",0,null,7.4389999999999992,5.9600000000000009,6.2474711356919013,13.13,13.290000000000001,14.852837601175882,null,-29381.159003974637,null,-3028.5281351297726,null,0,null,0,null,-1640.4966439056909,null,-1640.4966439056909,-3.4300357475415315,null,"IwaNgsd207"]
[385,"IagEgsd208",0.98603092133998871,8348.9641729365176,0,5627.4013671875,0,0,44974.312548686328,19151.6328125,5668.4343542621564,0,0,null,69753.346430408725,5668.4343542621564,11295.835959216649,null,33234.557496042507,7339.489407198952,0,0,73337.551010124866,0,null,40574.048663021189,73337.5546875,null,-29179.298065352639,29278.212941571532,67669.12033323785,null,0.63272437442426455,7.1578933665365865,0,1,0.58167888088610853,3.591947480784901,0,1,12.937885508430861,"PASS",1,null,"IagEgsd208",null,67669.12033323785,0,0.58167888088610853,"FAIL",0,1,null,null,0.5815350174351086,null,-1713.6297818524351,"NO",0,null,7.4389999999999992,5.9600000000000009,6.2474711356919013,13.13,13.290000000000001,14.852837601175882,null,-29381.159003974637,null,-3028.5281351297726,null,0,null,0,null,-1713.6297818524351,null,-1713.6297818524351,-4.2297143518894913,null,"IagEgsd208"]
[386,"IagNgsd208",0.98603092133998871,8348.9641729365176,0,5627.4013671875,0,0,44974.312548686328,19151.6328125,5668.4343542621564,0,0,null,69753.346430408725,5668.4343542621564,11295.835959216649,null,33234.557496042507,7339.489407198952,0,0,73337.551010124866,0,null,40574.048663021189,73337.5546875,null,-29179.298065352639,29278.212941571532,67669.12033323785,null,0.63272437442426455,7.1578933665365865,0,1,0.58167888088610853,3.591947480784901,0,1,12.937885508430861,"PASS",1,null,"IagNgsd208",null,67669.12033323785,0,0.58167888088610853,"FAIL",0,1,null,null,0.5815350174351086,null,-1713.6297818524351,"NO",0,null,7.4389999999999992,5.9600000000000009,6.2474711356919013,13.13,13.290000000000001,14.852837601175882,null,-29381.159003974637,null,-3028.5281351297726,null,0,null,0,null,-1713.6297818524351,null,-1713.6297818524351,-4.2297143518894913,null,"IagNgsd208"]
[387,"IchEgsd208",0.98603092133998871,8348.9641729365176,0,5627.4013671875,0,0,44974.312548686328,19151.6328125,3741.5987858104686,0,0,null,69753.346430408725,3741.5987858104686,9369.0003907649607,null,33234.557496042507,7339.489407198952,0,0,73337.551010124866,0,null,40574.048663021189,73337.5546875,null,-29179.298065352639,31205.048510023218,69595.955901689536,null,0.63272437442426455,10.844040471921533,0,1,0.58167888088610853,4.3306700822326247,0,1,19.600592924506824,"PASS",1,null,"IchEgsd208",null,69595.955901689536,0,0.58167888088610853,"FAIL",0,1,null,null,0.383857446287585,null,-1851.3467609448398,"NO",0,null,7.4389999999999992,5.9600000000000009,6.2474711356919013,13.13,13.290000000000001,14.852837601175882,null,-29381.159003974637,null,-3028.5281351297726,null,0,null,0,null,-1851.3467609448398,null,-1851.3467609448398,-6.9228944396409791,null,"IchEgsd208"]
[388,"IchNgsd208",0.98603092133998871,8348.9641729365176,0,5627.4013671875,0,0,44974.312548686328,19151.6328125,3741.5987858104686,0,0,null,69753.346430408725,3741.5987858104686,9369.0003907649607,null,33234.557496042507,7339.489407198952,0,0,73337.551010124866,0,null,40574.048663021189,73337.5546875,null,-29179.298065352639,31205.048510023218,69595.955901689536,null,0.63272437442426455,10.844040471921533,0,1,0.58167888088610853,4.3306700822326247,0,1,19.600592924506824,"PASS",1,null,"IchNgsd208",null,69595.955901689536,0,0.58167888088610853,"FAIL",0,1,null,null,0.383857446287585,null,-1851.3467609448398,"NO",0,null,7.4389999999999992,5.9600000000000009,6.2474711356919013,13.13,13.290000000000001,14.852837601175882,null,-29381.159003974637,null,-3028.5281351297726,null,0,null,0,null,-1851.3467609448398,null,-1851.3467609448398,-6.9228944396409791,null,"IchNgsd208"]
[389,"IcoEgsd208",0.98603092133998871,8348.9641729365176,0,5627.4013671875,0,0,44974.312548686328,19151.6328125,14345.985097466342,0,0,null,69753.346430408725,14345.985097466342,19973.386702420838,null,33234.557496042507,7339.489407198952,0,0,73337.551010124866,0,null,40574.048663021189,73337.5546875,null,-29179.298065352639,20600.662198367347,58991.569590033658,null,0.63272437442426455,2.8282511369809669,0,1,0.58167888088610853,2.031405577357829,0,1,5.11206126238429,"PASS",1,null,"IcoEgsd208",null,58991.569590033658,0,0.58167888088610853,"FAIL",0,1,null,null,1.4717806978469643,null,-1093.4180651428676,"NO",0,null,7.4389999999999992,5.9600000000000009,6.2474711356919013,13.13,13.290000000000001,14.852837601175882,null,-29381.159003974637,null,-3028.5281351297726,null,0,null,0,null,-1093.4180651428676,null,-1093.4180651428676,-1.0663826011957411,null,"IcoEgsd208"]
[390,"IcoNgsd208",0.98603092133998871,8348.9641729365176,0,5627.4013671875,0,0,44974.312548686328,19151.6328125,14345.985097466342,0,0,null,69753.346430408725,14345.985097466342,19973.386702420838,null,33234.557496042507,7339.489407198952,0,0,73337.551010124866,0,null,40574.048663021189,73337.5546875,null,-29179.298065352639,20600.662198367347,58991.569590033658,null,0.63272437442426455,2.8282511369809669,0,1,0.58167888088610853,2.031405577357829,0,1,5.11206126238429,"PASS",1,null,"IcoNgsd208",null,58991.569590033658,0,0.58167888088610853,"FAIL",0,1,null,null,1.4717806978469643,null,-1093.4180651428676,"NO",0,null,7.4389999999999992,5.9600000000000009,6.2474711356919013,13.13,13.290000000000001,14.852837601175882,null,-29381.159003974637,null,-3028.5281351297726,null,0,null,0,null,-1093.4180651428676,null,-1093.4180651428676,-1.0663826011957411,null,"IcoNgsd208"]
[391,"IelEgsd208",0.98603092133998871,8348.9641729365176,0,5627.4013671875,0,0,44974.312548686328,19151.6328125,5351.1551316810592,0,0,null,69753.346430408725,5351.1551316810592,10978.55673663555,null,33234.557496042507,7339.489407198952,0,0,73337.551010124866,0,null,40574.048663021189,73337.5546875,null,-29179.298065352639,29595.492164152631,67986.399555818934,null,0.63272437442426455,7.5822972170636547,0,1,0.58167888088610853,3.6957544160931102,0,1,13.704995067945468,"PASS",1,null,"IelEgsd208",null,67986.399555818934,0,0.58167888088610853,"FAIL",0,1,null,null,0.54898476572137367,null,-1736.3067214196842,"NO",0,null,7.4389999999999992,5.9600000000000009,6.2474711356919013,13.13,13.290000000000001,14.852837601175882,null,-29381.159003974637,null,-3028.5281351297726,null,0,null,0,null,-1736.3067214196842,null,-1736.3067214196842,-4.5397931175930397,null,"IelEgsd208"]
[392,"IelNgsd208",0.98603092133998871,8348.9641729365176,0,5627.4013671875,0,0,44974.312548686328,19151.6328125,5351.1551316810592,0,0,null,69753.346430408725,5351.1551316810592,10978.55673663555,null,33234.557496042507,7339.489407198952,0,0,73337.551010124866,0,null,40574.048663021189,73337.5546875,null,-29179.298065352639,29595.492164152631,67986.399555818934,null,0.63272437442426455,7.5822972170636547,0,1,0.58167888088610853,3.6957544160931102,0,1,13.704995067945468,"PASS",1,null,"IelNgsd208",null,67986.399555818934,0,0.58167888088610853,"FAIL",0,1,null,null,0.54898476572137367,null,-1736.3067214196842,"NO",0,null,7.4389999999999992,5.9600000000000009,6.2474711356919013,13.13,13.290000000000001,14.852837601175882,null,-29381.159003974637,null,-3028.5281351297726,null,0,null,0,null,-1736.3067214196842,null,-1736.3067214196842,-4.5397931175930397,null,"IelNgsd208"]
[393,"IluEgsd208",0.98603092133998871,8348.9641729365176,0,5627.4013671875,0,0,44974.312548686328,19151.6328125,2712.0158000709343,0,0,null,69753.346430408725,2712.0158000709343,8339.4174050254187,null,33234.557496042507,7339.489407198952,0,0,73337.551010124866,0,null,40574.048663021189,73337.5546875,null,-29179.298065352639,32234.631495762755,70625.538887429066,null,0.63272437442426455,14.960845236211364,0,1,0.58167888088610853,4.8653338535838975,0,1,27.04171365284148,"PASS",1,null,"IluEgsd208",null,70625.538887429066,0,0.58167888088610853,"FAIL",0,1,null,null,0.27823064434369693,null,-1924.9342903264517,"NO",0,null,7.4389999999999992,5.9600000000000009,6.2474711356919013,13.13,13.290000000000001,14.852837601175882,null,-29381.159003974637,null,-3028.5281351297726,null,0,null,0,null,-1924.9342903264517,null,-1924.9342903264517,-9.9307227245962064,null,"IluEgsd208"]
[394,"IluNgsd208",0.98603092133998871,8348.9641729365176,0,5627.4013671875,0,0,44974.312548686328,19151.6328125,2712.0158000709343,0,0,null,69753.346430408725,2712.0158000709343,8339.4174050254187,null,33234.557496042507,7339.489407198952,0,0,73337.551010124866,0,null,40574.048663021189,73337.5546875,null,-29179.298065352639,32234.631495762755,70625.538887429066,null,0.63272437442426455,14.960845236211364,0,1,0.58167888088610853,4.8653338535838975,0,1,27.04171365284148,"PASS",1,null,"IluNgsd208",null,70625.538887429066,0,0.58167888088610853,"FAIL",0,1,null,null,0.27823064434369693,null,-1924.9342903264517,"NO",0,null,7.4389999999999992,5.9600000000000009,6.2474711356919013,13.13,13.290000000000001,14.852837601175882,null,-29381.159003974637,null,-3028.5281351297726,null,0,null,0,null,-1924.9342903264517,null,-1924.9342903264517,-9.9307227245962064,null,"IluNgsd208"]
[395,"ImeEgsd208",0.98603092133998871,8348.9641729365176,0,5627.4013671875,0,0,44974.312548686328,19151.6328125,7520.8119214389362,0,0,null,69753.346430408725,7520.8119214389362,13148.213526393423,null,33234.557496042507,7339.489407198952,0,0,73337.551010124866,0,null,40574.048663021189,73337.5546875,null,-29179.298065352639,27425.835374394752,65816.74276606107,null,0.63272437442426455,5.3949027162027834,0,1,0.58167888088610853,3.0858982716776313,0,1,9.7512815708690841,"PASS",1,null,"ImeEgsd208",null,65816.74276606107,0,0.58167888088610853,"FAIL",0,1,null,null,0.77157383949657143,null,-1581.2345266261743,"NO",0,null,7.4389999999999992,5.9600000000000009,6.2474711356919013,13.13,13.290000000000001,14.852837601175882,null,-29381.159003974637,null,-3028.5281351297726,null,0,null,0,null,-1581.2345266261743,null,-1581.2345266261743,-2.9416344504254117,null,"ImeEgsd208"]
[396,"ImeNgsd208",0.98603092133998871,8348.9641729365176,0,5627.4013671875,0,0,44974.312548686328,19151.6328125,7520.8119214389362,0,0,null,69753.346430408725,7520.8119214389362,13148.213526393423,null,33234.557496042507,7339.489407198952,0,0,73337.551010124866,0,null,40574.048663021189,73337.5546875,null,-29179.298065352639,27425.835374394752,65816.74276606107,null,0.63272437442426455,5.3949027162027834,0,1,0.58167888088610853,3.0858982716776313,0,1,9.7512815708690841,"PASS",1,null,"ImeNgsd208",null,65816.74276606107,0,0.58167888088610853,"FAIL",0,1,null,null,0.77157383949657143,null,-1581.2345266261743,"NO",0,null,7.4389999999999992,5.9600000000000009,6.2474711356919013,13.13,13.290000000000001,14.852837601175882,null,-29381.159003974637,null,-3028.5281351297726,null,0,null,0,null,-1581.2345266261743,null,-1581.2345266261743,-2.9416344504254117,null,"ImeNgsd208"]
[397,"ImiEgsd208",0.98603092133998871,8348.9641729365176,0,5627.4013671875,0,0,44974.312548686328,19151.6328125,14345.985097466342,0,0,null,69753.346430408725,14345.985097466342,19973.386702420838,null,33234.557496042507,7339.489407198952,0,0,73337.551010124866,0,null,40574.048663021189,73337.5546875,null,-29179.298065352639,20600.662198367347,58991.569590033658,null,0.63272437442426455,2.8282511369809669,0,1,0.58167888088610853,2.031405577357829,0,1,5.11206126238429,"PASS",1,null,"ImiEgsd208",null,58991.569590033658,0,0.58167888088610853,"FAIL",0,1,null,null,1.4717806978469643,null,-1093.4180651428676,"NO",0,null,7.4389999999999992,5.9600000000000009,6.2474711356919013,13.13,13.290000000000001,14.852837601175882,null,-29381.159003974637,null,-3028.5281351297726,null,0,null,0,null,-1093.4180651428676,null,-1093.4180651428676,-1.0663826011957411,null,"ImiEgsd208"]
[398,"ImiNgsd208",0.98603092133998871,8348.9641729365176,0,5627.4013671875,0,0,44974.312548686328,19151.6328125,14345.985097466342,0,0,null,69753.346430408725,14345.985097466342,19973.386702420838,null,33234.557496042507,7339.489407198952,0,0,73337.551010124866,0,null,40574.048663021189,73337.5546875,null,-29179.298065352639,20600.662198367347,58991.569590033658,null,0.63272437442426455,2.8282511369809669,0,1,0.58167888088610853,2.031405577357829,0,1,5.11206126238429,"PASS",1,null,"ImiNgsd208",null,58991.569590033658,0,0.58167888088610853,"FAIL",0,1,null,null,1.4717806978469643,null,-1093.4180651428676,"NO",0,null,7.4389999999999992,5.9600000000000009,6.2474711356919013,13.13,13.290000000000001,14.852837601175882,null,-29381.159003974637,null,-3028.5281351297726,null,0,null,0,null,-1093.4180651428676,null,-1093.4180651428676,-1.0663826011957411,null,"ImiNgsd208"]
[399,"IprEgsd208",0.98603092133998871,8348.9641729365176,0,5627.4013671875,0,0,44974.312548686328,19151.6328125,2050.4587879176056,0,0,null,69753.346430408725,2050.4587879176056,7677.860392872095,null,33234.557496042507,7339.489407198952,0,0,73337.551010124866,0,null,40574.048663021189,73337.5546875,null,-29179.298065352639,32896.188507916086,71287.095899582389,null,0.63272437442426455,19.787790372625423,0,1,0.58167888088610853,5.2845516645732333,0,1,35.766412433960582,"PASS",1,null,"IprEgsd208",null,71287.095899582389,0,0.58167888088610853,"FAIL",0,1,null,null,0.21036029550346103,null,-1972.2178509143628,"NO",0,null,7.4389999999999992,5.9600000000000009,6.2474711356919013,13.13,13.290000000000001,14.852837601175882,null,-29381.159003974637,null,-3028.5281351297726,null,0,null,0,null,-1972.2178509143628,null,-1972.2178509143628,-13.457395676916873,null,"IprEgsd208"]
[400,"IprNgsd208",0.98603092133998871,8348.9641729365176,0,5627.4013671875,0,0,44974.312548686328,19151.6328125,2050.4587879176056,0,0,null,69753.346430408725,2050.4587879176056,7677.860392872095,null,33234.557496042507,7339.489407198952,0,0,73337.551010124866,0,null,40574.048663021189,73337.5546875,null,-29179.298065352639,32896.188507916086,71287.095899582389,null,0.63272437442426455,19.787790372625423,0,1,0.58167888088610853,5.2845516645732333,0,1,35.766412433960582,"PASS",1,null,"IprNgsd208",null,71287.095899582389,0,0.58167888088610853,"FAIL",0,1,null,null,0.21036029550346103,null,-1972.2178509143628,"NO",0,null,7.4389999999999992,5.9600000000000009,6.2474711356919013,13.13,13.290000000000001,14.852837601175882,null,-29381.159003974637,null,-3028.5281351297726,null,0,null,0,null,-1972.2178509143628,null,-1972.2178509143628,-13.457395676916873,null,"IprNgsd208"]
[401,"IstEgsd208",0.98603092133998871,8348.9641729365176,0,5627.4013671875,0,0,44974.312548686328,19151.6328125,8337.2116278878184,0,0,null,69753.346430408725,8337.2116278878184,13964.61323284231,null,33234.557496042507,7339.489407198952,0,0,73337.551010124866,0,null,40574.048663021189,73337.5546875,null,-29179.298065352639,26609.435667945872,65000.343059612183,null,0.63272437442426455,4.8666209368251785,0,1,0.58167888088610853,2.9054903760906088,0,1,8.7964127529385525,"PASS",1,null,"IstEgsd208",null,65000.343059612183,0,0.58167888088610853,"FAIL",0,1,null,null,0.85532975155291813,null,-1522.8838947230681,"NO",0,null,7.4389999999999992,5.9600000000000009,6.2474711356919013,13.13,13.290000000000001,14.852837601175882,null,-29381.159003974637,null,-3028.5281351297726,null,0,null,0,null,-1522.8838947230681,null,-1522.8838947230681,-2.5556602833995239,null,"IstEgsd208"]
[402,"IstNgsd208",0.98603092133998871,8348.9641729365176,0,5627.4013671875,0,0,44974.312548686328,19151.6328125,8337.2116278878184,0,0,null,69753.346430408725,8337.2116278878184,13964.61323284231,null,33234.557496042507,7339.489407198952,0,0,73337.551010124866,0,null,40574.048663021189,73337.5546875,null,-29179.298065352639,26609.435667945872,65000.343059612183,null,0.63272437442426455,4.8666209368251785,0,1,0.58167888088610853,2.9054903760906088,0,1,8.7964127529385525,"PASS",1,null,"IstNgsd208",null,65000.343059612183,0,0.58167888088610853,"FAIL",0,1,null,null,0.85532975155291813,null,-1522.8838947230681,"NO",0,null,7.4389999999999992,5.9600000000000009,6.2474711356919013,13.13,13.290000000000001,14.852837601175882,null,-29381.159003974637,null,-3028.5281351297726,null,0,null,0,null,-1522.8838947230681,null,-1522.8838947230681,-2.5556602833995239,null,"IstNgsd208"]
[403,"IteEgsd208",0.98603092133998871,8348.9641729365176,0,5627.4013671875,0,0,44974.312548686328,19151.6328125,7125.7203450484703,0,0,null,69753.346430408725,7125.7203450484703,12753.121950002957,null,33234.557496042507,7339.489407198952,0,0,73337.551010124866,0,null,40574.048663021189,73337.5546875,null,-29179.298065352639,27820.926950785219,66211.834342451533,null,0.63272437442426455,5.6940276488980279,0,1,0.58167888088610853,3.1814993676483505,0,1,10.291949604570279,"PASS",1,null,"IteEgsd208",null,66211.834342451533,0,0.58167888088610853,"FAIL",0,1,null,null,0.73104065622789227,null,-1609.4729733065792,"NO",0,null,7.4389999999999992,5.9600000000000009,6.2474711356919013,13.13,13.290000000000001,14.852837601175882,null,-29381.159003974637,null,-3028.5281351297726,null,0,null,0,null,-1609.4729733065792,null,-1609.4729733065792,-3.1601817913922141,null,"IteEgsd208"]
[404,"IteNgsd208",0.98603092133998871,8348.9641729365176,0,5627.4013671875,0,0,44974.312548686328,19151.6328125,7125.7203450484703,0,0,null,69753.346430408725,7125.7203450484703,12753.121950002957,null,33234.557496042507,7339.489407198952,0,0,73337.551010124866,0,null,40574.048663021189,73337.5546875,null,-29179.298065352639,27820.926950785219,66211.834342451533,null,0.63272437442426455,5.6940276488980279,0,1,0.58167888088610853,3.1814993676483505,0,1,10.291949604570279,"PASS",1,null,"IteNgsd208",null,66211.834342451533,0,0.58167888088610853,"FAIL",0,1,null,null,0.73104065622789227,null,-1609.4729733065792,"NO",0,null,7.4389999999999992,5.9600000000000009,6.2474711356919013,13.13,13.290000000000001,14.852837601175882,null,-29381.159003974637,null,-3028.5281351297726,null,0,null,0,null,-1609.4729733065792,null,-1609.4729733065792,-3.1601817913922141,null,"IteNgsd208"]
[405,"ItrEgsd208",0.98603092133998871,8348.9641729365176,0,5627.4013671875,0,0,44974.312548686328,19151.6328125,2351.0309352511995,0,0,null,69753.346430408725,2351.0309352511995,7978.4325402056911,null,33234.557496042507,7339.489407198952,0,0,73337.551010124866,0,null,40574.048663021189,73337.5546875,null,-29179.298065352639,32595.616360582491,70986.523752248802,null,0.63272437442426455,17.257981617620015,0,1,0.58167888088610853,5.0854663077882183,0,1,31.193785495495462,"PASS",1,null,"ItrEgsd208",null,70986.523752248802,0,0.58167888088610853,"FAIL",0,1,null,null,0.24119655815885793,null,-1950.7350043033425,"NO",0,null,7.4389999999999992,5.9600000000000009,6.2474711356919013,13.13,13.290000000000001,14.852837601175882,null,-29381.159003974637,null,-3028.5281351297726,null,0,null,0,null,-1950.7350043033425,null,-1950.7350043033425,-11.609060635117537,null,"ItrEgsd208"]
[406,"ItrNgsd208",0.98603092133998871,8348.9641729365176,0,5627.4013671875,0,0,44974.312548686328,19151.6328125,2351.0309352511995,0,0,null,69753.346430408725,2351.0309352511995,7978.4325402056911,null,33234.557496042507,7339.489407198952,0,0,73337.551010124866,0,null,40574.048663021189,73337.5546875,null,-29179.298065352639,32595.616360582491,70986.523752248802,null,0.63272437442426455,17.257981617620015,0,1,0.58167888088610853,5.0854663077882183,0,1,31.193785495495462,"PASS",1,null,"ItrNgsd208",null,70986.523752248802,0,0.58167888088610853,"FAIL",0,1,null,null,0.24119655815885793,null,-1950.7350043033425,"NO",0,null,7.4389999999999992,5.9600000000000009,6.2474711356919013,13.13,13.290000000000001,14.852837601175882,null,-29381.159003974637,null,-3028.5281351297726,null,0,null,0,null,-1950.7350043033425,null,-1950.7350043033425,-11.609060635117537,null,"ItrNgsd208"]
[407,"IwaEgsd208",0.98603092133998871,8348.9641729365176,0,5627.4013671875,0,0,44974.312548686328,19151.6328125,14345.985097466342,0,0,null,69753.346430408725,14345.985097466342,19973.386702420838,null,33234.557496042507,7339.489407198952,0,0,73337.551010124866,0,null,40574.048663021189,73337.5546875,null,-29179.298065352639,20600.662198367347,58991.569590033658,null,0.63272437442426455,2.8282511369809669,0,1,0.58167888088610853,2.031405577357829,0,1,5.11206126238429,"PASS",1,null,"IwaEgsd208",null,58991.569590033658,0,0.58167888088610853,"FAIL",0,1,null,null,1.4717806978469643,null,-1093.4180651428676,"NO",0,null,7.4389999999999992,5.9600000000000009,6.2474711356919013,13.13,13.290000000000001,14.852837601175882,null,-29381.159003974637,null,-3028.5281351297726,null,0,null,0,null,-1093.4180651428676,null,-1093.4180651428676,-1.0663826011957411,null,"IwaEgsd208"]
[408,"IwaNgsd208",0.98603092133998871,8348.9641729365176,0,5627.4013671875,0,0,44974.312548686328,19151.6328125,14345.985097466342,0,0,null,69753.346430408725,14345.985097466342,19973.386702420838,null,33234.557496042507,7339.489407198952,0,0,73337.551010124866,0,null,40574.048663021189,73337.5546875,null,-29179.298065352639,20600.662198367347,58991.569590033658,null,0.63272437442426455,2.8282511369809669,0,1,0.58167888088610853,2.031405577357829,0,1,5.11206126238429,"PASS",1,null,"IwaNgsd208",null,58991.569590033658,0,0.58167888088610853,"FAIL",0,1,null,null,1.4717806978469643,null,-1093.4180651428676,"NO",0,null,7.4389999999999992,5.9600000000000009,6.2474711356919013,13.13,13.290000000000001,14.852837601175882,null,-29381.159003974637,null,-3028.5281351297726,null,0,null,0,null,-1093.4180651428676,null,-1093.4180651428676,-1.0663826011957411,null,"IwaNgsd208"]
[409,"IagEgsd209",0.98603092133998871,8348.9641729365176,0,5627.4013671875,0,0,44974.312548686328,19151.6328125,92169.559933386772,0,0,null,69753.346430408725,92169.559933386772,97796.961538341231,null,33234.557496042507,7339.489407198952,0,0,73337.551010124866,0,null,40574.048663021189,73337.5546875,null,-29179.298065352639,-57222.912637553083,-18832.005245886772,null,0.63272437442426455,0.44021094049212189,0,0,0.58167888088610853,0.41488046380417481,0,0,0.79568085971662306,"FAIL",0,null,"IagEgsd209",null,-18832.005245886772,18832.005245886772,0.45802209686778017,"FAIL",0,1,null,null,9.4558434173391337,null,4468.8771018297302,"YES",1,null,7.4389999999999992,5.9600000000000009,6.2474711356919013,13.13,13.290000000000001,14.852837601175882,null,-29381.159003974637,null,-3028.5281351297726,null,1941.1507122766732,null,1941.1507122766732,null,4468.8771018297302,null,1941.1507122766732,0.29466522963441416,null,"IagEgsd209"]
[410,"IagNgsd209",0.98603092133998871,8348.9641729365176,0,5627.4013671875,0,0,44974.312548686328,19151.6328125,92169.559933386772,0,0,null,69753.346430408725,92169.559933386772,97796.961538341231,null,33234.557496042507,7339.489407198952,0,0,73337.551010124866,0,null,40574.048663021189,73337.5546875,null,-29179.298065352639,-57222.912637553083,-18832.005245886772,null,0.63272437442426455,0.44021094049212189,0,0,0.58167888088610853,0.41488046380417481,0,0,0.79568085971662306,"FAIL",0,null,"IagNgsd209",null,-18832.005245886772,18832.005245886772,0.45802209686778017,"FAIL",0,1,null,null,9.4558434173391337,null,4468.8771018297302,"YES",1,null,7.4389999999999992,5.9600000000000009,6.2474711356919013,13.13,13.290000000000001,14.852837601175882,null,-29381.159003974637,null,-3028.5281351297726,null,1941.1507122766732,null,1941.1507122766732,null,4468.8771018297302,null,1941.1507122766732,0.29466522963441416,null,"IagNgsd209"]
[411,"IchEgsd209",0.98603092133998871,8348.9641729365176,0,5627.4013671875,0,0,44974.312548686328,19151.6328125,92169.580428412417,0,0,null,69753.346430408725,92169.580428412417,97796.982033366861,null,33234.557496042507,7339.489407198952,0,0,73337.551010124866,0,null,40574.048663021189,73337.5546875,null,-29179.298065352639,-57222.933132578728,-18832.025740912417,null,0.63272437442426455,0.44021084260587279,0,0,0.58167888088610853,0.41488037685889706,0,0,0.79568068278732007,"FAIL",0,null,"IchEgsd209",null,-18832.025740912417,18832.025740912417,0.45802199090023316,"FAIL",0,1,null,null,9.4558449197089658,null,4468.8781484929068,"YES",1,null,7.4389999999999992,5.9600000000000009,6.2474711356919013,13.13,13.290000000000001,14.852837601175882,null,-29381.159003974637,null,-3028.5281351297726,null,1941.1528248469019,null,1941.1528248469019,null,4468.8781484929068,null,1941.1528248469019,0.29466550350375087,null,"IchEgsd209"]
[412,"IchNgsd209",0.98603092133998871,8348.9641729365176,0,5627.4013671875,0,0,44974.312548686328,19151.6328125,92169.580428412417,0,0,null,69753.346430408725,92169.580428412417,97796.982033366861,null,33234.557496042507,7339.489407198952,0,0,73337.551010124866,0,null,40574.048663021189,73337.5546875,null,-29179.298065352639,-57222.933132578728,-18832.025740912417,null,0.63272437442426455,0.44021084260587279,0,0,0.58167888088610853,0.41488037685889706,0,0,0.79568068278732007,"FAIL",0,null,"IchNgsd209",null,-18832.025740912417,18832.025740912417,0.45802199090023316,"FAIL",0,1,null,null,9.4558449197089658,null,4468.8781484929068,"YES",1,null,7.4389999999999992,5.9600000000000009,6.2474711356919013,13.13,13.290000000000001,14.852837601175882,null,-29381.159003974637,null,-3028.5281351297726,null,1941.1528248469019,null,1941.1528248469019,null,4468.8781484929068,null,1941.1528248469019,0.29466550350375087,null,"IchNgsd209"]
[413,"IcoEgsd209",0.98603092133998871,8348.9641729365176,0,5627.4013671875,0,0,44974.312548686328,19151.6328125,92169.580428412417,0,0,null,69753.346430408725,92169.580428412417,97796.982033366861,null,33234.557496042507,7339.489407198952,0,0,73337.551010124866,0,null,40574.048663021189,73337.5546875,null,-29179.298065352639,-57222.933132578728,-18832.025740912417,null,0.63272437442426455,0.44021084260587279,0,0,0.58167888088610853,0.41488037685889706,0,0,0.79568068278732007,"FAIL",0,null,"IcoEgsd209",null,-18832.025740912417,18832.025740912417,0.45802199090023316,"FAIL",0,1,null,null,9.4558450559186955,null,4468.8782433867918,"YES",1,null,7.4389999999999992,5.9600000000000009,6.2474711356919013,13.13,13.290000000000001,14.852837601175882,null,-29381.159003974637,null,-3028.5281351297726,null,1941.1528248469019,null,1941.1528248469019,null,4468.8782433867918,null,1941.1528248469019,0.29466549925914776,null,"IcoEgsd209"]
[414,"IcoNgsd209",0.98603092133998871,8348.9641729365176,0,5627.4013671875,0,0,44974.312548686328,19151.6328125,92169.580428412417,0,0,null,69753.346430408725,92169.580428412417,97796.982033366861,null,33234.557496042507,7339.489407198952,0,0,73337.551010124866,0,null,40574.048663021189,73337.5546875,null,-29179.298065352639,-57222.933132578728,-18832.025740912417,null,0.63272437442426455,0.44021084260587279,0,0,0.58167888088610853,0.41488037685889706,0,0,0.79568068278732007,"FAIL",0,null,"IcoNgsd209",null,-18832.025740912417,18832.025740912417,0.45802199090023316,"FAIL",0,1,null,null,9.4558450559186955,null,4468.8782433867918,"YES",1,null,7.4389999999999992,5.9600000000000009,6.2474711356919013,13.13,13.290000000000001,14.852837601175882,null,-29381.159003974637,null,-3028.5281351297726,null,1941.1528248469019,null,1941.1528248469019,null,4468.8782433867918,null,1941.1528248469019,0.29466549925914776,null,"IcoNgsd209"]
[415,"IelEgsd209",0.98603092133998871,8348.9641729365176,0,5627.4013671875,0,0,44974.312548686328,19151.6328125,92169.566765061973,0,0,null,69753.346430408725,92169.566765061973,97796.968370016461,null,33234.557496042507,7339.489407198952,0,0,73337.551010124866,0,null,40574.048663021189,73337.5546875,null,-29179.298065352639,-57222.919469228284,-18832.012077561973,null,0.63272437442426455,0.44021090786336742,0,0,0.58167888088610853,0.41488043482241155,0,0,0.79568080074018011,"FAIL",0,null,"IelEgsd209",null,-18832.012077561973,18832.012077561973,0.4580220615452591,"FAIL",0,1,null,null,9.4558440092911287,null,4468.8775142277573,"YES",1,null,7.4389999999999992,5.9600000000000009,6.2474711356919013,13.13,13.290000000000001,14.852837601175882,null,-29381.159003974637,null,-3028.5281351297726,null,1941.1514164667481,null,1941.1514164667481,null,4468.8775142277573,null,1941.1514164667481,0.29466531808338842,null,"IelEgsd209"]
[416,"IelNgsd209",0.98603092133998871,8348.9641729365176,0,5627.4013671875,0,0,44974.312548686328,19151.6328125,92169.566765061973,0,0,null,69753.346430408725,92169.566765061973,97796.968370016461,null,33234.557496042507,7339.489407198952,0,0,73337.551010124866,0,null,40574.048663021189,73337.5546875,null,-29179.298065352639,-57222.919469228284,-18832.012077561973,null,0.63272437442426455,0.44021090786336742,0,0,0.58167888088610853,0.41488043482241155,0,0,0.79568080074018011,"FAIL",0,null,"IelNgsd209",null,-18832.012077561973,18832.012077561973,0.4580220615452591,"FAIL",0,1,null,null,9.4558440092911287,null,4468.8775142277573,"YES",1,null,7.4389999999999992,5.9600000000000009,6.2474711356919013,13.13,13.290000000000001,14.852837601175882,null,-29381.159003974637,null,-3028.5281351297726,null,1941.1514164667481,null,1941.1514164667481,null,4468.8775142277573,null,1941.1514164667481,0.29466531808338842,null,"IelNgsd209"]
[417,"IluEgsd209",0.98603092133998871,8348.9641729365176,0,5627.4013671875,0,0,44974.312548686328,19151.6328125,92169.566765061973,0,0,null,69753.346430408725,92169.566765061973,97796.968370016461,null,33234.557496042507,7339.489407198952,0,0,73337.551010124866,0,null,40574.048663021189,73337.5546875,null,-29179.298065352639,-57222.919469228284,-18832.012077561973,null,0.63272437442426455,0.44021090786336742,0,0,0.58167888088610853,0.41488043482241155,0,0,0.79568080074018011,"FAIL",0,null,"IluEgsd209",null,-18832.012077561973,18832.012077561973,0.4580220615452591,"FAIL",0,1,null,null,9.4558437258670374,null,4468.8773167733398,"YES",1,null,7.4389999999999992,5.9600000000000009,6.2474711356919013,13.13,13.290000000000001,14.852837601175882,null,-29381.159003974637,null,-3028.5281351297726,null,1941.1514164667481,null,1941.1514164667481,null,4468.8773167733398,null,1941.1514164667481,0.29466532691551939,null,"IluEgsd209"]
[418,"IluNgsd209",0.98603092133998871,8348.9641729365176,0,5627.4013671875,0,0,44974.312548686328,19151.6328125,92169.566765061973,0,0,null,69753.346430408725,92169.566765061973,97796.968370016461,null,33234.557496042507,7339.489407198952,0,0,73337.551010124866,0,null,40574.048663021189,73337.5546875,null,-29179.298065352639,-57222.919469228284,-18832.012077561973,null,0.63272437442426455,0.44021090786336742,0,0,0.58167888088610853,0.41488043482241155,0,0,0.79568080074018011,"FAIL",0,null,"IluNgsd209",null,-18832.012077561973,18832.012077561973,0.4580220615452591,"FAIL",0,1,null,null,9.4558437258670374,null,4468.8773167733398,"YES",1,null,7.4389999999999992,5.9600000000000009,6.2474711356919013,13.13,13.290000000000001,14.852837601175882,null,-29381.159003974637,null,-3028.5281351297726,null,1941.1514164667481,null,1941.1514164667481,null,4468.8773167733398,null,1941.1514164667481,0.29466532691551939,null,"IluNgsd209"]
[419,"ImeEgsd209",0.98603092133998871,8348.9641729365176,0,5627.4013671875,0,0,44974.312548686328,19151.6328125,92169.566765061973,0,0,null,69753.346430408725,92169.566765061973,97796.968370016461,null,33234.557496042507,7339.489407198952,0,0,73337.551010124866,0,null,40574.048663021189,73337.5546875,null,-29179.298065352639,-57222.919469228284,-18832.012077561973,null,0.63272437442426455,0.44021090786336742,0,0,0.58167888088610853,0.41488043482241155,0,0,0.79568080074018011,"FAIL",0,null,"ImeEgsd209",null,-18832.012077561973,18832.012077561973,0.4580220615452591,"FAIL",0,1,null,null,9.4558438293549525,null,4468.877388870761,"YES",1,null,7.4389999999999992,5.9600000000000009,6.2474711356919013,13.13,13.290000000000001,14.852837601175882,null,-29381.159003974637,null,-3028.5281351297726,null,1941.1514164667481,null,1941.1514164667481,null,4468.877388870761,null,1941.1514164667481,0.29466532369060355,null,"ImeEgsd209"]
[420,"ImeNgsd209",0.98603092133998871,8348.9641729365176,0,5627.4013671875,0,0,44974.312548686328,19151.6328125,92169.566765061973,0,0,null,69753.346430408725,92169.566765061973,97796.968370016461,null,33234.557496042507,7339.489407198952,0,0,73337.551010124866,0,null,40574.048663021189,73337.5546875,null,-29179.298065352639,-57222.919469228284,-18832.012077561973,null,0.63272437442426455,0.44021090786336742,0,0,0.58167888088610853,0.41488043482241155,0,0,0.79568080074018011,"FAIL",0,null,"ImeNgsd209",null,-18832.012077561973,18832.012077561973,0.4580220615452591,"FAIL",0,1,null,null,9.4558438293549525,null,4468.877388870761,"YES",1,null,7.4389999999999992,5.9600000000000009,6.2474711356919013,13.13,13.290000000000001,14.852837601175882,null,-29381.159003974637,null,-3028.5281351297726,null,1941.1514164667481,null,1941.1514164667481,null,4468.877388870761,null,1941.1514164667481,0.29466532369060355,null,"ImeNgsd209"]
[421,"ImiEgsd209",0.98603092133998871,8348.9641729365176,0,5627.4013671875,0,0,44974.312548686328,19151.6328125,92169.580428412417,0,0,null,69753.346430408725,92169.580428412417,97796.982033366861,null,33234.557496042507,7339.489407198952,0,0,73337.551010124866,0,null,40574.048663021189,73337.5546875,null,-29179.298065352639,-57222.933132578728,-18832.025740912417,null,0.63272437442426455,0.44021084260587279,0,0,0.58167888088610853,0.41488037685889706,0,0,0.79568068278732007,"FAIL",0,null,"ImiEgsd209",null,-18832.025740912417,18832.025740912417,0.45802199090023316,"FAIL",0,1,null,null,9.4558450559186955,null,4468.8782433867918,"YES",1,null,7.4389999999999992,5.9600000000000009,6.2474711356919013,13.13,13.290000000000001,14.852837601175882,null,-29381.159003974637,null,-3028.5281351297726,null,1941.1528248469019,null,1941.1528248469019,null,4468.8782433867918,null,1941.1528248469019,0.29466549925914776,null,"ImiEgsd209"]
[422,"ImiNgsd209",0.98603092133998871,8348.9641729365176,0,5627.4013671875,0,0,44974.312548686328,19151.6328125,92169.580428412417,0,0,null,69753.346430408725,92169.580428412417,97796.982033366861,null,33234.557496042507,7339.489407198952,0,0,73337.551010124866,0,null,40574.048663021189,73337.5546875,null,-29179.298065352639,-57222.933132578728,-18832.025740912417,null,0.63272437442426455,0.44021084260587279,0,0,0.58167888088610853,0.41488037685889706,0,0,0.79568068278732007,"FAIL",0,null,"ImiNgsd209",null,-18832.025740912417,18832.025740912417,0.45802199090023316,"FAIL",0,1,null,null,9.4558450559186955,null,4468.8782433867918,"YES",1,null,7.4389999999999992,5.9600000000000009,6.2474711356919013,13.13,13.290000000000001,14.852837601175882,null,-29381.159003974637,null,-3028.5281351297726,null,1941.1528248469019,null,1941.1528248469019,null,4468.8782433867918,null,1941.1528248469019,0.29466549925914776,null,"ImiNgsd209"]
[423,"IprEgsd209",0.98603092133998871,8348.9641729365176,0,5627.4013671875,0,0,44974.312548686328,19151.6328125,92169.573596737173,0,0,null,69753.346430408725,92169.573596737173,97796.975201691646,null,33234.557496042507,7339.489407198952,0,0,73337.551010124866,0,null,40574.048663021189,73337.5546875,null,-29179.298065352639,-57222.926300903484,-18832.018909237173,null,0.63272437442426455,0.44021087523461777,0,0,0.58167888088610853,0.41488040584065239,0,0,0.79568074176374581,"FAIL",0,null,"IprEgsd209",null,-18832.018909237173,18832.018909237173,0.45802202622274352,"FAIL",0,1,null,null,9.4558443523311677,null,4468.8777532151025,"YES",1,null,7.4389999999999992,5.9600000000000009,6.2474711356919013,13.13,13.290000000000001,14.852837601175882,null,-29381.159003974637,null,-3028.5281351297726,null,1941.1521206568227,null,1941.1521206568227,null,4468.8777532151025,null,1941.1521206568227,0.29466541428900872,null,"IprEgsd209"]
[424,"IprNgsd209",0.98603092133998871,8348.9641729365176,0,5627.4013671875,0,0,44974.312548686328,19151.6328125,92169.573596737173,0,0,null,69753.346430408725,92169.573596737173,97796.975201691646,null,33234.557496042507,7339.489407198952,0,0,73337.551010124866,0,null,40574.048663021189,73337.5546875,null,-29179.298065352639,-57222.926300903484,-18832.018909237173,null,0.63272437442426455,0.44021087523461777,0,0,0.58167888088610853,0.41488040584065239,0,0,0.79568074176374581,"FAIL",0,null,"IprNgsd209",null,-18832.018909237173,18832.018909237173,0.45802202622274352,"FAIL",0,1,null,null,9.4558443523311677,null,4468.8777532151025,"YES",1,null,7.4389999999999992,5.9600000000000009,6.2474711356919013,13.13,13.290000000000001,14.852837601175882,null,-29381.159003974637,null,-3028.5281351297726,null,1941.1521206568227,null,1941.1521206568227,null,4468.8777532151025,null,1941.1521206568227,0.29466541428900872,null,"IprNgsd209"]
[425,"IstEgsd209",0.98603092133998871,8348.9641729365176,0,5627.4013671875,0,0,44974.312548686328,19151.6328125,92169.587260087632,0,0,null,69753.346430408725,92169.587260087632,97796.988865042149,null,33234.557496042507,7339.489407198952,0,0,73337.551010124866,0,null,40574.048663021189,73337.5546875,null,-29179.298065352639,-57222.939964253943,-18832.032572587632,null,0.63272437442426455,0.44021080997713269,0,0,0.58167888088610853,0.41488034787714589,0,0,0.79568062381090321,"FAIL",0,null,"IstEgsd209",null,-18832.032572587632,18832.032572587632,0.4580219555777284,"FAIL",0,1,null,null,9.4558457206001609,null,4468.8787064536073,"YES",1,null,7.4389999999999992,5.9600000000000009,6.2474711356919013,13.13,13.290000000000001,14.852837601175882,null,-29381.159003974637,null,-3028.5281351297726,null,1941.1535290369782,null,1941.1535290369782,null,4468.8787064536073,null,1941.1535290369782,0.29466558544167487,null,"IstEgsd209"]
[426,"IstNgsd209",0.98603092133998871,8348.9641729365176,0,5627.4013671875,0,0,44974.312548686328,19151.6328125,92169.587260087632,0,0,null,69753.346430408725,92169.587260087632,97796.988865042149,null,33234.557496042507,7339.489407198952,0,0,73337.551010124866,0,null,40574.048663021189,73337.5546875,null,-29179.298065352639,-57222.939964253943,-18832.032572587632,null,0.63272437442426455,0.44021080997713269,0,0,0.58167888088610853,0.41488034787714589,0,0,0.79568062381090321,"FAIL",0,null,"IstNgsd209",null,-18832.032572587632,18832.032572587632,0.4580219555777284,"FAIL",0,1,null,null,9.4558457206001609,null,4468.8787064536073,"YES",1,null,7.4389999999999992,5.9600000000000009,6.2474711356919013,13.13,13.290000000000001,14.852837601175882,null,-29381.159003974637,null,-3028.5281351297726,null,1941.1535290369782,null,1941.1535290369782,null,4468.8787064536073,null,1941.1535290369782,0.29466558544167487,null,"IstNgsd209"]
[427,"IteEgsd209",0.98603092133998871,8348.9641729365176,0,5627.4013671875,0,0,44974.312548686328,19151.6328125,92169.573596737173,0,0,null,69753.346430408725,92169.573596737173,97796.975201691646,null,33234.557496042507,7339.489407198952,0,0,73337.551010124866,0,null,40574.048663021189,73337.5546875,null,-29179.298065352639,-57222.926300903484,-18832.018909237173,null,0.63272437442426455,0.44021087523461777,0,0,0.58167888088610853,0.41488040584065239,0,0,0.79568074176374581,"FAIL",0,null,"IteEgsd209",null,-18832.018909237173,18832.018909237173,0.45802202622274352,"FAIL",0,1,null,null,9.4558445105978954,null,4468.8778634755408,"YES",1,null,7.4389999999999992,5.9600000000000009,6.2474711356919013,13.13,13.290000000000001,14.852837601175882,null,-29381.159003974637,null,-3028.5281351297726,null,1941.1521206568227,null,1941.1521206568227,null,4468.8778634755408,null,1941.1521206568227,0.29466540935706098,null,"IteEgsd209"]
[428,"IteNgsd209",0.98603092133998871,8348.9641729365176,0,5627.4013671875,0,0,44974.312548686328,19151.6328125,92169.573596737173,0,0,null,69753.346430408725,92169.573596737173,97796.975201691646,null,33234.557496042507,7339.489407198952,0,0,73337.551010124866,0,null,40574.048663021189,73337.5546875,null,-29179.298065352639,-57222.926300903484,-18832.018909237173,null,0.63272437442426455,0.44021087523461777,0,0,0.58167888088610853,0.41488040584065239,0,0,0.79568074176374581,"FAIL",0,null,"IteNgsd209",null,-18832.018909237173,18832.018909237173,0.45802202622274352,"FAIL",0,1,null,null,9.4558445105978954,null,4468.8778634755408,"YES",1,null,7.4389999999999992,5.9600000000000009,6.2474711356919013,13.13,13.290000000000001,14.852837601175882,null,-29381.159003974637,null,-3028.5281351297726,null,1941.1521206568227,null,1941.1521206568227,null,4468.8778634755408,null,1941.1521206568227,0.29466540935706098,null,"IteNgsd209"]
[429,"ItrEgsd209",0.98603092133998871,8348.9641729365176,0,5627.4013671875,0,0,44974.312548686328,19151.6328125,92169.573596737173,0,0,null,69753.346430408725,92169.573596737173,97796.975201691646,null,33234.557496042507,7339.489407198952,0,0,73337.551010124866,0,null,40574.048663021189,73337.5546875,null,-29179.298065352639,-57222.926300903484,-18832.018909237173,null,0.63272437442426455,0.44021087523461777,0,0,0.58167888088610853,0.41488040584065239,0,0,0.79568074176374581,"FAIL",0,null,"ItrEgsd209",null,-18832.018909237173,18832.018909237173,0.45802202622274352,"FAIL",0,1,null,null,9.455844812131911,null,4468.8780735466862,"YES",1,null,7.4389999999999992,5.9600000000000009,6.2474711356919013,13.13,13.290000000000001,14.852837601175882,null,-29381.159003974637,null,-3028.5281351297726,null,1941.1521206568227,null,1941.1521206568227,null,4468.8780735466862,null,1941.1521206568227,0.29466539996058227,null,"ItrEgsd209"]
[430,"ItrNgsd209",0.98603092133998871,8348.9641729365176,0,5627.4013671875,0,0,44974.312548686328,19151.6328125,92169.573596737173,0,0,null,69753.346430408725,92169.573596737173,97796.975201691646,null,33234.557496042507,7339.489407198952,0,0,73337.551010124866,0,null,40574.048663021189,73337.5546875,null,-29179.298065352639,-57222.926300903484,-18832.018909237173,null,0.63272437442426455,0.44021087523461777,0,0,0.58167888088610853,0.41488040584065239,0,0,0.79568074176374581,"FAIL",0,null,"ItrNgsd209",null,-18832.018909237173,18832.018909237173,0.45802202622274352,"FAIL",0,1,null,null,9.455844812131911,null,4468.8780735466862,"YES",1,null,7.4389999999999992,5.9600000000000009,6.2474711356919013,13.13,13.290000000000001,14.852837601175882,null,-29381.159003974637,null,-3028.5281351297726,null,1941.1521206568227,null,1941.1521206568227,null,4468.8780735466862,null,1941.1521206568227,0.29466539996058227,null,"ItrNgsd209"]
[431,"IwaEgsd209",0.98603092133998871,8348.9641729365176,0,5627.4013671875,0,0,44974.312548686328,19151.6328125,92169.580428412417,0,0,null,69753.346430408725,92169.580428412417,97796.982033366861,null,33234.557496042507,7339.489407198952,0,0,73337.551010124866,0,null,40574.048663021189,73337.5546875,null,-29179.298065352639,-57222.933132578728,-18832.025740912417,null,0.63272437442426455,0.44021084260587279,0,0,0.58167888088610853,0.41488037685889706,0,0,0.79568068278732007,"FAIL",0,null,"IwaEgsd209",null,-18832.025740912417,18832.025740912417,0.45802199090023316,"FAIL",0,1,null,null,9.4558450559184077,null,4468.8782433865908,"YES",1,null,7.4389999999999992,5.9600000000000009,6.2474711356919013,13.13,13.290000000000001,14.852837601175882,null,-29381.159003974637,null,-3028.5281351297726,null,1941.1528248469019,null,1941.1528248469019,null,4468.8782433865908,null,1941.1528248469019,0.29466549925915675,null,"IwaEgsd209"]
[432,"IwaNgsd209",0.98603092133998871,8348.9641729365176,0,5627.4013671875,0,0,44974.312548686328,19151.6328125,92169.580428412417,0,0,null,69753.346430408725,92169.580428412417,97796.982033366861,null,33234.557496042507,7339.489407198952,0,0,73337.551010124866,0,null,40574.048663021189,73337.5546875,null,-29179.298065352639,-57222.933132578728,-18832.025740912417,null,0.63272437442426455,0.44021084260587279,0,0,0.58167888088610853,0.41488037685889706,0,0,0.79568068278732007,"FAIL",0,null,"IwaNgsd209",null,-18832.025740912417,18832.025740912417,0.45802199090023316,"FAIL",0,1,null,null,9.4558450559184077,null,4468.8782433865908,"YES",1,null,7.4389999999999992,5.9600000000000009,6.2474711356919013,13.13,13.290000000000001,14.852837601175882,null,-29381.159003974637,null,-3028.5281351297726,null,1941.1528248469019,null,1941.1528248469019,null,4468.8782433865908,null,1941.1528248469019,0.29466549925915675,null,"IwaNgsd209"]
[433,"IagEgsd210",0.98957013189792642,8588.5282253098176,0,5788.87353515625,0,0,46264.799409534498,19151.6328125,75357.428892223907,0,0,null,71205.305058907034,75357.428892223907,81146.302264828526,null,34132.737739856522,7365.8334070042802,0,0,74892.354456929941,0,null,41498.571098780129,74892.3515625,null,-29706.734658410613,-39647.731328600028,-465.07732972390659,null,0.63437533489944731,0.55068984848370195,0,0,0.5828016698683911,0.51140433830510312,0,0,0.99382838113560035,"FAIL",0,null,"IagEgsd210",null,-465.07732972390659,465.07732972390659,0.57901980303990874,"FAIL",0,1,null,null,7.5751430299780367,null,3222.1688603534813,"YES",1,null,7.4389999999999992,5.9600000000000009,6.2474711356919013,13.13,13.290000000000001,14.852837601175882,null,-29913.195211140861,null,-3083.3689473010236,null,47.938877356381262,null,47.938877356381262,null,3222.1688603534813,null,47.938877356381262,8.9005934243183392E-3,null,"IagEgsd210"]
[434,"IagNgsd210",0.98957013189792642,8588.5282253098176,0,5788.87353515625,0,0,46264.799409534498,19151.6328125,75357.428892223907,0,0,null,71205.305058907034,75357.428892223907,81146.302264828526,null,34132.737739856522,7365.8334070042802,0,0,74892.354456929941,0,null,41498.571098780129,74892.3515625,null,-29706.734658410613,-39647.731328600028,-465.07732972390659,null,0.63437533489944731,0.55068984848370195,0,0,0.5828016698683911,0.51140433830510312,0,0,0.99382838113560035,"FAIL",0,null,"IagNgsd210",null,-465.07732972390659,465.07732972390659,0.57901980303990874,"FAIL",0,1,null,null,7.5751430299780367,null,3222.1688603534813,"YES",1,null,7.4389999999999992,5.9600000000000009,6.2474711356919013,13.13,13.290000000000001,14.852837601175882,null,-29913.195211140861,null,-3083.3689473010236,null,47.938877356381262,null,47.938877356381262,null,3222.1688603534813,null,47.938877356381262,8.9005934243183392E-3,null,"IagNgsd210"]
[435,"IchEgsd210",0.98957013189792642,8588.5282253098176,0,5788.87353515625,0,0,46264.799409534498,19151.6328125,72401.868567232552,0,0,null,71205.305058907034,72401.868567232552,78190.741939837186,null,34132.737739856522,7365.8334070042802,0,0,74892.354456929941,0,null,41498.571098780129,74892.3515625,null,-29706.734658410613,-36692.171003608673,2490.4829952674481,null,0.63437533489944731,0.57316989077767311,0,0,0.5828016698683911,0.53073509705840616,0,0,1.0343980486215598,"PASS",1,null,"IchEgsd210",null,2490.4829952674481,0,0.5828016698683911,"FAIL",0,1,null,null,7.2780421604057164,null,3010.9260280123581,"YES",1,null,7.4389999999999992,5.9600000000000009,6.2474711356919013,13.13,13.290000000000001,14.852837601175882,null,-29913.195211140861,null,-3083.3689473010236,null,0,null,0,null,3010.9260280123581,null,0,0,null,"IchEgsd210"]
[436,"IchNgsd210",0.98957013189792642,8588.5282253098176,0,5788.87353515625,0,0,46264.799409534498,19151.6328125,72401.868567232552,0,0,null,71205.305058907034,72401.868567232552,78190.741939837186,null,34132.737739856522,7365.8334070042802,0,0,74892.354456929941,0,null,41498.571098780129,74892.3515625,null,-29706.734658410613,-36692.171003608673,2490.4829952674481,null,0.63437533489944731,0.57316989077767311,0,0,0.5828016698683911,0.53073509705840616,0,0,1.0343980486215598,"PASS",1,null,"IchNgsd210",null,2490.4829952674481,0,0.5828016698683911,"FAIL",0,1,null,null,7.2780421604057164,null,3010.9260280123581,"YES",1,null,7.4389999999999992,5.9600000000000009,6.2474711356919013,13.13,13.290000000000001,14.852837601175882,null,-29913.195211140861,null,-3083.3689473010236,null,0,null,0,null,3010.9260280123581,null,0,0,null,"IchNgsd210"]
[437,"IcoEgsd210",0.98957013189792642,8588.5282253098176,0,5788.87353515625,0,0,46264.799409534498,19151.6328125,1272319.8256092034,0,0,null,71205.305058907034,1272319.8256092034,1278108.6989818083,null,34132.737739856522,7365.8334070042802,0,0,74892.354456929941,0,null,41498.571098780129,74892.3515625,null,-29706.734658410613,-1236610.1280455797,-1197427.4740467034,null,0.63437533489944731,3.2616461885996366E-2,0,0,0.5828016698683911,3.2468733783411134E-2,0,0,5.8862834685956857E-2,"FAIL",0,null,"IcoEgsd210",null,-1197427.4740467034,1197427.4740467034,3.271125558114224E-2,"FAIL",0,1,null,null,127.89721077478251,null,88772.825174962723,"YES",1,null,7.4389999999999992,5.9600000000000009,6.2474711356919013,13.13,13.290000000000001,14.852837601175882,null,-29913.195211140861,null,-3083.3689473010236,null,123427.49291943308,null,123427.49291943308,null,88772.825174962723,null,88772.825174962723,0.97620473342647451,null,"IcoEgsd210"]
[438,"IcoNgsd210",0.98957013189792642,8588.5282253098176,0,5788.87353515625,0,0,46264.799409534498,19151.6328125,1272319.8256092034,0,0,null,71205.305058907034,1272319.8256092034,1278108.6989818083,null,34132.737739856522,7365.8334070042802,0,0,74892.354456929941,0,null,41498.571098780129,74892.3515625,null,-29706.734658410613,-1236610.1280455797,-1197427.4740467034,null,0.63437533489944731,3.2616461885996366E-2,0,0,0.5828016698683911,3.2468733783411134E-2,0,0,5.8862834685956857E-2,"FAIL",0,null,"IcoNgsd210",null,-1197427.4740467034,1197427.4740467034,3.271125558114224E-2,"FAIL",0,1,null,null,127.89721077478251,null,88772.825174962723,"YES",1,null,7.4389999999999992,5.9600000000000009,6.2474711356919013,13.13,13.290000000000001,14.852837601175882,null,-29913.195211140861,null,-3083.3689473010236,null,123427.49291943308,null,123427.49291943308,null,88772.825174962723,null,88772.825174962723,0.97620473342647451,null,"IcoNgsd210"]
[439,"IelEgsd210",0.98957013189792642,8588.5282253098176,0,5788.87353515625,0,0,46264.799409534498,19151.6328125,211801.98970899999,0,0,null,71205.305058907034,211801.98970899999,217590.86308160477,null,34132.737739856522,7365.8334070042802,0,0,74892.354456929941,0,null,41498.571098780129,74892.3515625,null,-29706.734658410613,-176092.29214537609,-136909.63814649999,null,0.63437533489944731,0.19593097853233601,0,0,0.5828016698683911,0.19071835315169025,0,0,0.35359607180931801,"FAIL",0,null,"IelEgsd210",null,-136909.63814649999,136909.63814649999,0.1994021684381512,"FAIL",0,1,null,null,21.290938217899292,null,12974.289167096544,"YES",1,null,7.4389999999999992,5.9600000000000009,6.2474711356919013,13.13,13.290000000000001,14.852837601175882,null,-29913.195211140861,null,-3083.3689473010236,null,14112.264633298517,null,14112.264633298517,null,12974.289167096544,null,12974.289167096544,0.85705898945130565,null,"IelEgsd210"]
[440,"IelNgsd210",0.98957013189792642,8588.5282253098176,0,5788.87353515625,0,0,46264.799409534498,19151.6328125,211801.98970899999,0,0,null,71205.305058907034,211801.98970899999,217590.86308160477,null,34132.737739856522,7365.8334070042802,0,0,74892.354456929941,0,null,41498.571098780129,74892.3515625,null,-29706.734658410613,-176092.29214537609,-136909.63814649999,null,0.63437533489944731,0.19593097853233601,0,0,0.5828016698683911,0.19071835315169025,0,0,0.35359607180931801,"FAIL",0,null,"IelNgsd210",null,-136909.63814649999,136909.63814649999,0.1994021684381512,"FAIL",0,1,null,null,21.290938217899292,null,12974.289167096544,"YES",1,null,7.4389999999999992,5.9600000000000009,6.2474711356919013,13.13,13.290000000000001,14.852837601175882,null,-29913.195211140861,null,-3083.3689473010236,null,14112.264633298517,null,14112.264633298517,null,12974.289167096544,null,12974.289167096544,0.85705898945130565,null,"IelNgsd210"]
[441,"IluEgsd210",0.98957013189792642,8588.5282253098176,0,5788.87353515625,0,0,46264.799409534498,19151.6328125,472303.60357129213,0,0,null,71205.305058907034,472303.60357129213,478092.47694389673,null,34132.737739856522,7365.8334070042802,0,0,74892.354456929941,0,null,41498.571098780129,74892.3515625,null,-29706.734658410613,-436593.90600766824,-397411.25200879213,null,0.63437533489944731,8.7864184784938029E-2,0,0,0.5828016698683911,8.6800301376715405E-2,0,0,0.15856824084382692,"FAIL",0,null,"IluEgsd210",null,-397411.25200879213,397411.25200879213,8.8555494702565823E-2,"FAIL",0,1,null,null,47.477300316705367,null,31593.155232433117,"YES",1,null,7.4389999999999992,5.9600000000000009,6.2474711356919013,13.13,13.290000000000001,14.852837601175882,null,-29913.195211140861,null,-3083.3689473010236,null,40964.046304741008,null,40964.046304741008,null,31593.155232433117,null,31593.155232433117,0.93589887790385795,null,"IluEgsd210"]
[442,"IluNgsd210",0.98957013189792642,8588.5282253098176,0,5788.87353515625,0,0,46264.799409534498,19151.6328125,472303.60357129213,0,0,null,71205.305058907034,472303.60357129213,478092.47694389673,null,34132.737739856522,7365.8334070042802,0,0,74892.354456929941,0,null,41498.571098780129,74892.3515625,null,-29706.734658410613,-436593.90600766824,-397411.25200879213,null,0.63437533489944731,8.7864184784938029E-2,0,0,0.5828016698683911,8.6800301376715405E-2,0,0,0.15856824084382692,"FAIL",0,null,"IluNgsd210",null,-397411.25200879213,397411.25200879213,8.8555494702565823E-2,"FAIL",0,1,null,null,47.477300316705367,null,31593.155232433117,"YES",1,null,7.4389999999999992,5.9600000000000009,6.2474711356919013,13.13,13.290000000000001,14.852837601175882,null,-29913.195211140861,null,-3083.3689473010236,null,40964.046304741008,null,40964.046304741008,null,31593.155232433117,null,31593.155232433117,0.93589887790385795,null,"IluNgsd210"]
[443,"ImeEgsd210",0.98957013189792642,8588.5282253098176,0,5788.87353515625,0,0,46264.799409534498,19151.6328125,1757100.527540629,0,0,null,71205.305058907034,1757100.527540629,1762889.4009132341,null,34132.737739856522,7365.8334070042802,0,0,74892.354456929941,0,null,41498.571098780129,74892.3515625,null,-29706.734658410613,-1721390.8299770053,-1682208.175978129,null,0.63437533489944731,2.3617641932453731E-2,0,0,0.5828016698683911,2.3540087695493574E-2,0,0,4.2622690272209413E-2,"FAIL",0,null,"ImeEgsd210",null,-1682208.175978129,1682208.175978129,2.3667304678021403E-2,"FAIL",0,1,null,null,176.62874769637239,null,123421.62273139969,"YES",1,null,7.4389999999999992,5.9600000000000009,6.2474711356919013,13.13,13.290000000000001,14.852837601175882,null,-29913.195211140861,null,-3083.3689473010236,null,173397.33907045354,null,173397.33907045354,null,123421.62273139969,null,123421.62273139969,0.98276980240143075,null,"ImeEgsd210"]
[444,"ImeNgsd210",0.98957013189792642,8588.5282253098176,0,5788.87353515625,0,0,46264.799409534498,19151.6328125,1757100.527540629,0,0,null,71205.305058907034,1757100.527540629,1762889.4009132341,null,34132.737739856522,7365.8334070042802,0,0,74892.354456929941,0,null,41498.571098780129,74892.3515625,null,-29706.734658410613,-1721390.8299770053,-1682208.175978129,null,0.63437533489944731,2.3617641932453731E-2,0,0,0.5828016698683911,2.3540087695493574E-2,0,0,4.2622690272209413E-2,"FAIL",0,null,"ImeNgsd210",null,-1682208.175978129,1682208.175978129,2.3667304678021403E-2,"FAIL",0,1,null,null,176.62874769637239,null,123421.62273139969,"YES",1,null,7.4389999999999992,5.9600000000000009,6.2474711356919013,13.13,13.290000000000001,14.852837601175882,null,-29913.195211140861,null,-3083.3689473010236,null,173397.33907045354,null,173397.33907045354,null,123421.62273139969,null,123421.62273139969,0.98276980240143075,null,"ImeNgsd210"]
[445,"ImiEgsd210",0.98957013189792642,8588.5282253098176,0,5788.87353515625,0,0,46264.799409534498,19151.6328125,1272319.8256092034,0,0,null,71205.305058907034,1272319.8256092034,1278108.6989818083,null,34132.737739856522,7365.8334070042802,0,0,74892.354456929941,0,null,41498.571098780129,74892.3515625,null,-29706.734658410613,-1236610.1280455797,-1197427.4740467034,null,0.63437533489944731,3.2616461885996366E-2,0,0,0.5828016698683911,3.2468733783411134E-2,0,0,5.8862834685956857E-2,"FAIL",0,null,"ImiEgsd210",null,-1197427.4740467034,1197427.4740467034,3.271125558114224E-2,"FAIL",0,1,null,null,127.89721077478251,null,88772.825174962723,"YES",1,null,7.4389999999999992,5.9600000000000009,6.2474711356919013,13.13,13.290000000000001,14.852837601175882,null,-29913.195211140861,null,-3083.3689473010236,null,123427.49291943308,null,123427.49291943308,null,88772.825174962723,null,88772.825174962723,0.97620473342647451,null,"ImiEgsd210"]
[446,"ImiNgsd210",0.98957013189792642,8588.5282253098176,0,5788.87353515625,0,0,46264.799409534498,19151.6328125,1272319.8256092034,0,0,null,71205.305058907034,1272319.8256092034,1278108.6989818083,null,34132.737739856522,7365.8334070042802,0,0,74892.354456929941,0,null,41498.571098780129,74892.3515625,null,-29706.734658410613,-1236610.1280455797,-1197427.4740467034,null,0.63437533489944731,3.2616461885996366E-2,0,0,0.5828016698683911,3.2468733783411134E-2,0,0,5.8862834685956857E-2,"FAIL",0,null,"ImiNgsd210",null,-1197427.4740467034,1197427.4740467034,3.271125558114224E-2,"FAIL",0,1,null,null,127.89721077478251,null,88772.825174962723,"YES",1,null,7.4389999999999992,5.9600000000000009,6.2474711356919013,13.13,13.290000000000001,14.852837601175882,null,-29913.195211140861,null,-3083.3689473010236,null,123427.49291943308,null,123427.49291943308,null,88772.825174962723,null,88772.825174962723,0.97620473342647451,null,"ImiNgsd210"]
[447,"IprEgsd210",0.98957013189792642,8588.5282253098176,0,5788.87353515625,0,0,46264.799409534498,19151.6328125,137344.91412608008,0,0,null,71205.305058907034,137344.91412608008,143133.78749868477,null,34132.737739856522,7365.8334070042802,0,0,74892.354456929941,0,null,41498.571098780129,74892.3515625,null,-29706.734658410613,-101635.2165624562,-62452.562563580082,null,0.63437533489944731,0.30214858236894898,0,0,0.5828016698683911,0.28992854710864907,0,0,0.54528667507666295,"FAIL",0,null,"IprEgsd210",null,-62452.562563580082,62452.562563580082,0.31048356239818264,"FAIL",0,1,null,null,13.806301317534533,null,7652.6086881604906,"YES",1,null,7.4389999999999992,5.9600000000000009,6.2474711356919013,13.13,13.290000000000001,14.852837601175882,null,-29913.195211140861,null,-3083.3689473010236,null,6437.4364132186938,null,6437.4364132186938,null,7652.6086881604906,null,6437.4364132186938,0.65577906143558906,null,"IprEgsd210"]
[448,"IprNgsd210",0.98957013189792642,8588.5282253098176,0,5788.87353515625,0,0,46264.799409534498,19151.6328125,137344.91412608008,0,0,null,71205.305058907034,137344.91412608008,143133.78749868477,null,34132.737739856522,7365.8334070042802,0,0,74892.354456929941,0,null,41498.571098780129,74892.3515625,null,-29706.734658410613,-101635.2165624562,-62452.562563580082,null,0.63437533489944731,0.30214858236894898,0,0,0.5828016698683911,0.28992854710864907,0,0,0.54528667507666295,"FAIL",0,null,"IprNgsd210",null,-62452.562563580082,62452.562563580082,0.31048356239818264,"FAIL",0,1,null,null,13.806301317534533,null,7652.6086881604906,"YES",1,null,7.4389999999999992,5.9600000000000009,6.2474711356919013,13.13,13.290000000000001,14.852837601175882,null,-29913.195211140861,null,-3083.3689473010236,null,6437.4364132186938,null,6437.4364132186938,null,7652.6086881604906,null,6437.4364132186938,0.65577906143558906,null,"IprNgsd210"]
[449,"IstEgsd210",0.98957013189792642,8588.5282253098176,0,5788.87353515625,0,0,46264.799409534498,19151.6328125,521951.13632511487,0,0,null,71205.305058907034,521951.13632511487,527740.00969771948,null,34132.737739856522,7365.8334070042802,0,0,74892.354456929941,0,null,41498.571098780129,74892.3515625,null,-29706.734658410613,-486241.43876149098,-447058.78476261487,null,0.63437533489944731,7.950662085144182E-2,0,0,0.5828016698683911,7.8634498661126026E-2,0,0,0.1434853693198031,"FAIL",0,null,"IstEgsd210",null,-447058.78476261487,447058.78476261487,8.007224860429385E-2,"FAIL",0,1,null,null,52.468014388051401,null,35141.622045584641,"YES",1,null,7.4389999999999992,5.9600000000000009,6.2474711356919013,13.13,13.290000000000001,14.852837601175882,null,-29913.195211140861,null,-3083.3689473010236,null,46081.575867287836,null,46081.575867287836,null,35141.622045584641,null,35141.622045584641,0.94199612354514017,null,"IstEgsd210"]
[450,"IstNgsd210",0.98957013189792642,8588.5282253098176,0,5788.87353515625,0,0,46264.799409534498,19151.6328125,521951.13632511487,0,0,null,71205.305058907034,521951.13632511487,527740.00969771948,null,34132.737739856522,7365.8334070042802,0,0,74892.354456929941,0,null,41498.571098780129,74892.3515625,null,-29706.734658410613,-486241.43876149098,-447058.78476261487,null,0.63437533489944731,7.950662085144182E-2,0,0,0.5828016698683911,7.8634498661126026E-2,0,0,0.1434853693198031,"FAIL",0,null,"IstNgsd210",null,-447058.78476261487,447058.78476261487,8.007224860429385E-2,"FAIL",0,1,null,null,52.468014388051401,null,35141.622045584641,"YES",1,null,7.4389999999999992,5.9600000000000009,6.2474711356919013,13.13,13.290000000000001,14.852837601175882,null,-29913.195211140861,null,-3083.3689473010236,null,46081.575867287836,null,46081.575867287836,null,35141.622045584641,null,35141.622045584641,0.94199612354514017,null,"IstNgsd210"]
[451,"IteEgsd210",0.98957013189792642,8588.5282253098176,0,5788.87353515625,0,0,46264.799409534498,19151.6328125,333759.68945353798,0,0,null,71205.305058907034,333759.68945353798,339548.56282614265,null,34132.737739856522,7365.8334070042802,0,0,74892.354456929941,0,null,41498.571098780129,74892.3515625,null,-29706.734658410613,-298049.99188991409,-258867.33789103798,null,0.63437533489944731,0.12433667818520984,0,0,0.5828016698683911,0.12221689508420003,0,0,0.22439004448116739,"FAIL",0,null,"IteEgsd210",null,-258867.33789103798,258867.33789103798,0.12572556949920022,"FAIL",0,1,null,null,33.550473707008976,null,21690.988662570981,"YES",1,null,7.4389999999999992,5.9600000000000009,6.2474711356919013,13.13,13.290000000000001,14.852837601175882,null,-29913.195211140861,null,-3083.3689473010236,null,26683.325050693114,null,26683.325050693114,null,21690.988662570981,null,21690.988662570981,0.90929045440689082,null,"IteEgsd210"]
[452,"IteNgsd210",0.98957013189792642,8588.5282253098176,0,5788.87353515625,0,0,46264.799409534498,19151.6328125,333759.68945353798,0,0,null,71205.305058907034,333759.68945353798,339548.56282614265,null,34132.737739856522,7365.8334070042802,0,0,74892.354456929941,0,null,41498.571098780129,74892.3515625,null,-29706.734658410613,-298049.99188991409,-258867.33789103798,null,0.63437533489944731,0.12433667818520984,0,0,0.5828016698683911,0.12221689508420003,0,0,0.22439004448116739,"FAIL",0,null,"IteNgsd210",null,-258867.33789103798,258867.33789103798,0.12572556949920022,"FAIL",0,1,null,null,33.550473707008976,null,21690.988662570981,"YES",1,null,7.4389999999999992,5.9600000000000009,6.2474711356919013,13.13,13.290000000000001,14.852837601175882,null,-29913.195211140861,null,-3083.3689473010236,null,26683.325050693114,null,26683.325050693114,null,21690.988662570981,null,21690.988662570981,0.90929045440689082,null,"IteNgsd210"]
[453,"ItrEgsd210",0.98957013189792642,8588.5282253098176,0,5788.87353515625,0,0,46264.799409534498,19151.6328125,201065.41090876039,0,0,null,71205.305058907034,201065.41090876039,206854.28428136499,null,34132.737739856522,7365.8334070042802,0,0,74892.354456929941,0,null,41498.571098780129,74892.3515625,null,-29706.734658410613,-165355.71334513649,-126173.05934626039,null,0.63437533489944731,0.20639338666565271,0,0,0.5828016698683911,0.20061741148045414,0,0,0.37247754958949508,"FAIL",0,null,"ItrEgsd210",null,-126173.05934626039,126173.05934626039,0.21024883389336846,"FAIL",0,1,null,null,20.211666979376634,null,12206.912371404123,"YES",1,null,7.4389999999999992,5.9600000000000009,6.2474711356919013,13.13,13.290000000000001,14.852837601175882,null,-29913.195211140861,null,-3083.3689473010236,null,13005.567958495296,null,13005.567958495296,null,12206.912371404123,null,12206.912371404123,0.8494261642297154,null,"ItrEgsd210"]
[454,"ItrNgsd210",0.98957013189792642,8588.5282253098176,0,5788.87353515625,0,0,46264.799409534498,19151.6328125,201065.41090876039,0,0,null,71205.305058907034,201065.41090876039,206854.28428136499,null,34132.737739856522,7365.8334070042802,0,0,74892.354456929941,0,null,41498.571098780129,74892.3515625,null,-29706.734658410613,-165355.71334513649,-126173.05934626039,null,0.63437533489944731,0.20639338666565271,0,0,0.5828016698683911,0.20061741148045414,0,0,0.37247754958949508,"FAIL",0,null,"ItrNgsd210",null,-126173.05934626039,126173.05934626039,0.21024883389336846,"FAIL",0,1,null,null,20.211666979376634,null,12206.912371404123,"YES",1,null,7.4389999999999992,5.9600000000000009,6.2474711356919013,13.13,13.290000000000001,14.852837601175882,null,-29913.195211140861,null,-3083.3689473010236,null,13005.567958495296,null,13005.567958495296,null,12206.912371404123,null,12206.912371404123,0.8494261642297154,null,"ItrNgsd210"]
[455,"IwaEgsd210",0.98957013189792642,8588.5282253098176,0,5788.87353515625,0,0,46264.799409534498,19151.6328125,99143.484297799252,0,0,null,71205.305058907034,99143.484297799252,104932.35767040389,null,34132.737739856522,7365.8334070042802,0,0,74892.354456929941,0,null,41498.571098780129,74892.3515625,null,-29706.734658410613,-63433.786734175374,-24251.132735299252,null,0.63437533489944731,0.41857083592230881,0,0,0.5828016698683911,0.39547925878919793,0,0,0.75539358025328585,"FAIL",0,null,"IwaEgsd210",null,-24251.132735299252,24251.132735299252,0.43473831366592436,"FAIL",0,1,null,null,9.966185504323624,null,4922.2331693397682,"YES",1,null,7.4389999999999992,5.9600000000000009,6.2474711356919013,13.13,13.290000000000001,14.852837601175882,null,-29913.195211140861,null,-3083.3689473010236,null,2499.7392984968656,null,2499.7392984968656,null,4922.2331693397682,null,2499.7392984968656,0.35276678921681048,null,"IwaEgsd210"]
[456,"IwaNgsd210",0.98957013189792642,8588.5282253098176,0,5788.87353515625,0,0,46264.799409534498,19151.6328125,99143.484297799252,0,0,null,71205.305058907034,99143.484297799252,104932.35767040389,null,34132.737739856522,7365.8334070042802,0,0,74892.354456929941,0,null,41498.571098780129,74892.3515625,null,-29706.734658410613,-63433.786734175374,-24251.132735299252,null,0.63437533489944731,0.41857083592230881,0,0,0.5828016698683911,0.39547925878919793,0,0,0.75539358025328585,"FAIL",0,null,"IwaNgsd210",null,-24251.132735299252,24251.132735299252,0.43473831366592436,"FAIL",0,1,null,null,9.966185504323624,null,4922.2331693397682,"YES",1,null,7.4389999999999992,5.9600000000000009,6.2474711356919013,13.13,13.290000000000001,14.852837601175882,null,-29913.195211140861,null,-3083.3689473010236,null,2499.7392984968656,null,2499.7392984968656,null,4922.2331693397682,null,2499.7392984968656,0.35276678921681048,null,"IwaNgsd210"]
[457,"IagEgsd211",0.98603092133998871,8348.9641729365176,0,4222.6494140625,0,0,44974.312548686328,19151.6328125,109494.2592858378,0,0,null,68348.594307920415,109494.2592858378,113716.90876830403,null,33234.557496042507,7339.489407198952,0,0,73337.551010124866,0,null,40574.048663021189,73337.5546875,null,-27774.546112227639,-73142.860036879109,-36156.704598337805,null,0.63272437442426455,0.37055868433340883,0,0,0.59363398466992812,0.35679873052209304,0,0,0.66978447240827732,"FAIL",0,null,"IagEgsd211",null,-36156.704598337805,36156.704598337805,0.38824871950250728,"FAIL",0,1,null,null,14.970177881591407,null,8310.5748711493325,"YES",1,null,7.4389999999999992,5.9600000000000009,6.2474711356919013,13.13,13.290000000000001,14.852837601175882,null,-27976.407050849637,null,-3672.9362442857841,null,4746.902293485763,null,4746.902293485763,null,8310.5748711493325,null,4746.902293485763,0.45514863064874228,null,"IagEgsd211"]
[458,"IagNgsd211",0.98603092133998871,8348.9641729365176,0,4222.6494140625,0,0,44974.312548686328,19151.6328125,109494.2592858378,0,0,null,68348.594307920415,109494.2592858378,113716.90876830403,null,33234.557496042507,7339.489407198952,0,0,73337.551010124866,0,null,40574.048663021189,73337.5546875,null,-27774.546112227639,-73142.860036879109,-36156.704598337805,null,0.63272437442426455,0.37055868433340883,0,0,0.59363398466992812,0.35679873052209304,0,0,0.66978447240827732,"FAIL",0,null,"IagNgsd211",null,-36156.704598337805,36156.704598337805,0.38824871950250728,"FAIL",0,1,null,null,14.970177881591407,null,8310.5748711493325,"YES",1,null,7.4389999999999992,5.9600000000000009,6.2474711356919013,13.13,13.290000000000001,14.852837601175882,null,-27976.407050849637,null,-3672.9362442857841,null,4746.902293485763,null,4746.902293485763,null,8310.5748711493325,null,4746.902293485763,0.45514863064874228,null,"IagNgsd211"]
[459,"IchEgsd211",0.98603092133998871,8348.9641729365176,0,4222.6494140625,0,0,44974.312548686328,19151.6328125,68711.447574503982,0,0,null,68348.594307920415,68711.447574503982,72934.097056970189,null,33234.557496042507,7339.489407198952,0,0,73337.551010124866,0,null,40574.048663021189,73337.5546875,null,-27774.546112227639,-32360.048325545293,4626.1071129960183,null,0.63272437442426455,0.5904991103414996,0,0,0.59363398466992812,0.55631111288567514,0,0,1.0673265849621334,"PASS",1,null,"IchEgsd211",null,4626.1071129960183,0,0.59363398466992812,"FAIL",0,1,null,null,9.3943064153265929,null,4426.005824272167,"YES",1,null,7.4389999999999992,5.9600000000000009,6.2474711356919013,13.13,13.290000000000001,14.852837601175882,null,-27976.407050849637,null,-3672.9362442857841,null,0,null,0,null,4426.005824272167,null,0,0,null,"IchEgsd211"]
[460,"IchNgsd211",0.98603092133998871,8348.9641729365176,0,4222.6494140625,0,0,44974.312548686328,19151.6328125,68711.447574503982,0,0,null,68348.594307920415,68711.447574503982,72934.097056970189,null,33234.557496042507,7339.489407198952,0,0,73337.551010124866,0,null,40574.048663021189,73337.5546875,null,-27774.546112227639,-32360.048325545293,4626.1071129960183,null,0.63272437442426455,0.5904991103414996,0,0,0.59363398466992812,0.55631111288567514,0,0,1.0673265849621334,"PASS",1,null,"IchNgsd211",null,4626.1071129960183,0,0.59363398466992812,"FAIL",0,1,null,null,9.3943064153265929,null,4426.005824272167,"YES",1,null,7.4389999999999992,5.9600000000000009,6.2474711356919013,13.13,13.290000000000001,14.852837601175882,null,-27976.407050849637,null,-3672.9362442857841,null,0,null,0,null,4426.005824272167,null,0,0,null,"IchNgsd211"]
[461,"IcoEgsd211",0.98603092133998871,8348.9641729365176,0,4222.6494140625,0,0,44974.312548686328,19151.6328125,111004.52988069438,0,0,null,68348.594307920415,111004.52988069438,115227.17936316058,null,33234.557496042507,7339.489407198952,0,0,73337.551010124866,0,null,40574.048663021189,73337.5546875,null,-27774.546112227639,-74653.130631735694,-37666.975193194376,null,0.63272437442426455,0.36551705328268519,0,0,0.59363398466992812,0.35212220685564771,0,0,0.6606717290395433,"FAIL",0,null,"IcoEgsd211",null,-37666.975193194376,37666.975193194376,0.38271782791054687,"FAIL",0,1,null,null,15.176664033413841,null,8454.4285662768343,"YES",1,null,7.4389999999999992,5.9600000000000009,6.2474711356919013,13.13,13.290000000000001,14.852837601175882,null,-27976.407050849637,null,-3672.9362442857841,null,4945.181064467517,null,4945.181064467517,null,8454.4285662768343,null,4945.181064467517,0.46770906358783743,null,"IcoEgsd211"]
[462,"IcoNgsd211",0.98603092133998871,8348.9641729365176,0,4222.6494140625,0,0,44974.312548686328,19151.6328125,111004.52988069438,0,0,null,68348.594307920415,111004.52988069438,115227.17936316058,null,33234.557496042507,7339.489407198952,0,0,73337.551010124866,0,null,40574.048663021189,73337.5546875,null,-27774.546112227639,-74653.130631735694,-37666.975193194376,null,0.63272437442426455,0.36551705328268519,0,0,0.59363398466992812,0.35212220685564771,0,0,0.6606717290395433,"FAIL",0,null,"IcoNgsd211",null,-37666.975193194376,37666.975193194376,0.38271782791054687,"FAIL",0,1,null,null,15.176664033413841,null,8454.4285662768343,"YES",1,null,7.4389999999999992,5.9600000000000009,6.2474711356919013,13.13,13.290000000000001,14.852837601175882,null,-27976.407050849637,null,-3672.9362442857841,null,4945.181064467517,null,4945.181064467517,null,8454.4285662768343,null,4945.181064467517,0.46770906358783743,null,"IcoNgsd211"]
[463,"IelEgsd211",0.98603092133998871,8348.9641729365176,0,4222.6494140625,0,0,44974.312548686328,19151.6328125,61258.447863608118,0,0,null,68348.594307920415,61258.447863608118,65481.097346074333,null,33234.557496042507,7339.489407198952,0,0,73337.551010124866,0,null,40574.048663021189,73337.5546875,null,-27774.546112227639,-24907.04861464943,12079.106823891882,null,0.63272437442426455,0.662342094487266,0,0,0.59363398466992812,0.61962994436345742,0,0,1.1971827110407043,"PASS",1,null,"IelEgsd211",null,12079.106823891882,0,0.59363398466992812,"FAIL",0,1,null,null,8.3753237367478359,null,3716.1062872294615,"YES",1,null,7.4389999999999992,5.9600000000000009,6.2474711356919013,13.13,13.290000000000001,14.852837601175882,null,-27976.407050849637,null,-3672.9362442857841,null,0,null,0,null,3716.1062872294615,null,0,0,null,"IelEgsd211"]
[464,"IelNgsd211",0.98603092133998871,8348.9641729365176,0,4222.6494140625,0,0,44974.312548686328,19151.6328125,61258.447863608118,0,0,null,68348.594307920415,61258.447863608118,65481.097346074333,null,33234.557496042507,7339.489407198952,0,0,73337.551010124866,0,null,40574.048663021189,73337.5546875,null,-27774.546112227639,-24907.04861464943,12079.106823891882,null,0.63272437442426455,0.662342094487266,0,0,0.59363398466992812,0.61962994436345742,0,0,1.1971827110407043,"PASS",1,null,"IelNgsd211",null,12079.106823891882,0,0.59363398466992812,"FAIL",0,1,null,null,8.3753237367478359,null,3716.1062872294615,"YES",1,null,7.4389999999999992,5.9600000000000009,6.2474711356919013,13.13,13.290000000000001,14.852837601175882,null,-27976.407050849637,null,-3672.9362442857841,null,0,null,0,null,3716.1062872294615,null,0,0,null,"IelNgsd211"]
[465,"IluEgsd211",0.98603092133998871,8348.9641729365176,0,4222.6494140625,0,0,44974.312548686328,19151.6328125,203742.48117078593,0,0,null,68348.594307920415,203742.48117078593,207965.1306532521,null,33234.557496042507,7339.489407198952,0,0,73337.551010124866,0,null,40574.048663021189,73337.5546875,null,-27774.546112227639,-167391.08192182725,-130404.92648328593,null,0.63272437442426455,0.19914378400550758,0,0,0.59363398466992812,0.19510024853165103,0,0,0.35995220175033221,"FAIL",0,null,"IluEgsd211",null,-130404.92648328593,130404.92648328593,0.20414253999677948,"FAIL",0,1,null,null,27.855901572091383,null,17287.733634147029,"YES",1,null,7.4389999999999992,5.9600000000000009,6.2474711356919013,13.13,13.290000000000001,14.852837601175882,null,-27976.407050849637,null,-3672.9362442857841,null,17120.460824126374,null,17120.460824126374,null,17287.733634147029,null,17120.460824126374,0.88220220649211478,null,"IluEgsd211"]
[466,"IluNgsd211",0.98603092133998871,8348.9641729365176,0,4222.6494140625,0,0,44974.312548686328,19151.6328125,203742.48117078593,0,0,null,68348.594307920415,203742.48117078593,207965.1306532521,null,33234.557496042507,7339.489407198952,0,0,73337.551010124866,0,null,40574.048663021189,73337.5546875,null,-27774.546112227639,-167391.08192182725,-130404.92648328593,null,0.63272437442426455,0.19914378400550758,0,0,0.59363398466992812,0.19510024853165103,0,0,0.35995220175033221,"FAIL",0,null,"IluNgsd211",null,-130404.92648328593,130404.92648328593,0.20414253999677948,"FAIL",0,1,null,null,27.855901572091383,null,17287.733634147029,"YES",1,null,7.4389999999999992,5.9600000000000009,6.2474711356919013,13.13,13.290000000000001,14.852837601175882,null,-27976.407050849637,null,-3672.9362442857841,null,17120.460824126374,null,17120.460824126374,null,17287.733634147029,null,17120.460824126374,0.88220220649211478,null,"IluNgsd211"]
[467,"ImeEgsd211",0.98603092133998871,8348.9641729365176,0,4222.6494140625,0,0,44974.312548686328,19151.6328125,189919.25962309845,0,0,null,68348.594307920415,189919.25962309845,194141.90910556455,null,33234.557496042507,7339.489407198952,0,0,73337.551010124866,0,null,40574.048663021189,73337.5546875,null,-27774.546112227639,-153567.86037413977,-116581.70493559845,null,0.63272437442426455,0.21363841004615244,0,0,0.59363398466992812,0.20899170541922948,0,0,0.38615122464694207,"FAIL",0,null,"ImeEgsd211",null,-116581.70493559845,116581.70493559845,0.21940184343215705,"FAIL",0,1,null,null,25.965973400001634,null,15971.068333926434,"YES",1,null,7.4389999999999992,5.9600000000000009,6.2474711356919013,13.13,13.290000000000001,14.852837601175882,null,-27976.407050849637,null,-3672.9362442857841,null,15305.652677282811,null,15305.652677282811,null,15971.068333926434,null,15305.652677282811,0.84609115445598415,null,"ImeEgsd211"]
[468,"ImeNgsd211",0.98603092133998871,8348.9641729365176,0,4222.6494140625,0,0,44974.312548686328,19151.6328125,189919.25962309845,0,0,null,68348.594307920415,189919.25962309845,194141.90910556455,null,33234.557496042507,7339.489407198952,0,0,73337.551010124866,0,null,40574.048663021189,73337.5546875,null,-27774.546112227639,-153567.86037413977,-116581.70493559845,null,0.63272437442426455,0.21363841004615244,0,0,0.59363398466992812,0.20899170541922948,0,0,0.38615122464694207,"FAIL",0,null,"ImeNgsd211",null,-116581.70493559845,116581.70493559845,0.21940184343215705,"FAIL",0,1,null,null,25.965973400001634,null,15971.068333926434,"YES",1,null,7.4389999999999992,5.9600000000000009,6.2474711356919013,13.13,13.290000000000001,14.852837601175882,null,-27976.407050849637,null,-3672.9362442857841,null,15305.652677282811,null,15305.652677282811,null,15971.068333926434,null,15305.652677282811,0.84609115445598415,null,"ImeNgsd211"]
[469,"ImiEgsd211",0.98603092133998871,8348.9641729365176,0,4222.6494140625,0,0,44974.312548686328,19151.6328125,111004.52988069438,0,0,null,68348.594307920415,111004.52988069438,115227.17936316058,null,33234.557496042507,7339.489407198952,0,0,73337.551010124866,0,null,40574.048663021189,73337.5546875,null,-27774.546112227639,-74653.130631735694,-37666.975193194376,null,0.63272437442426455,0.36551705328268519,0,0,0.59363398466992812,0.35212220685564771,0,0,0.6606717290395433,"FAIL",0,null,"ImiEgsd211",null,-37666.975193194376,37666.975193194376,0.38271782791054687,"FAIL",0,1,null,null,15.176664033413841,null,8454.4285662768343,"YES",1,null,7.4389999999999992,5.9600000000000009,6.2474711356919013,13.13,13.290000000000001,14.852837601175882,null,-27976.407050849637,null,-3672.9362442857841,null,4945.181064467517,null,4945.181064467517,null,8454.4285662768343,null,4945.181064467517,0.46770906358783743,null,"ImiEgsd211"]
[470,"ImiNgsd211",0.98603092133998871,8348.9641729365176,0,4222.6494140625,0,0,44974.312548686328,19151.6328125,111004.52988069438,0,0,null,68348.594307920415,111004.52988069438,115227.17936316058,null,33234.557496042507,7339.489407198952,0,0,73337.551010124866,0,null,40574.048663021189,73337.5546875,null,-27774.546112227639,-74653.130631735694,-37666.975193194376,null,0.63272437442426455,0.36551705328268519,0,0,0.59363398466992812,0.35212220685564771,0,0,0.6606717290395433,"FAIL",0,null,"ImiNgsd211",null,-37666.975193194376,37666.975193194376,0.38271782791054687,"FAIL",0,1,null,null,15.176664033413841,null,8454.4285662768343,"YES",1,null,7.4389999999999992,5.9600000000000009,6.2474711356919013,13.13,13.290000000000001,14.852837601175882,null,-27976.407050849637,null,-3672.9362442857841,null,4945.181064467517,null,4945.181064467517,null,8454.4285662768343,null,4945.181064467517,0.46770906358783743,null,"ImiNgsd211"]
[471,"IprEgsd211",0.98603092133998871,8348.9641729365176,0,4222.6494140625,0,0,44974.312548686328,19151.6328125,97108.032947473053,0,0,null,68348.594307920415,97108.032947473053,101330.68242993926,null,33234.557496042507,7339.489407198952,0,0,73337.551010124866,0,null,40574.048663021189,73337.5546875,null,-27774.546112227639,-60756.633698514364,-23770.478259973053,null,0.63272437442426455,0.41782381365883703,0,0,0.59363398466992812,0.40041227116440326,0,0,0.75521614908180867,"FAIL",0,null,"IprEgsd211",null,-23770.478259973053,23770.478259973053,0.44045220306882193,"FAIL",0,1,null,null,13.276719930956862,null,7130.785419935577,"YES",1,null,7.4389999999999992,5.9600000000000009,6.2474711356919013,13.13,13.290000000000001,14.852837601175882,null,-27976.407050849637,null,-3672.9362442857841,null,3120.7528181289745,null,3120.7528181289745,null,7130.785419935577,null,3120.7528181289745,0.33739487857189088,null,"IprEgsd211"]
[472,"IprNgsd211",0.98603092133998871,8348.9641729365176,0,4222.6494140625,0,0,44974.312548686328,19151.6328125,97108.032947473053,0,0,null,68348.594307920415,97108.032947473053,101330.68242993926,null,33234.557496042507,7339.489407198952,0,0,73337.551010124866,0,null,40574.048663021189,73337.5546875,null,-27774.546112227639,-60756.633698514364,-23770.478259973053,null,0.63272437442426455,0.41782381365883703,0,0,0.59363398466992812,0.40041227116440326,0,0,0.75521614908180867,"FAIL",0,null,"IprNgsd211",null,-23770.478259973053,23770.478259973053,0.44045220306882193,"FAIL",0,1,null,null,13.276719930956862,null,7130.785419935577,"YES",1,null,7.4389999999999992,5.9600000000000009,6.2474711356919013,13.13,13.290000000000001,14.852837601175882,null,-27976.407050849637,null,-3672.9362442857841,null,3120.7528181289745,null,3120.7528181289745,null,7130.785419935577,null,3120.7528181289745,0.33739487857189088,null,"IprNgsd211"]
[473,"IstEgsd211",0.98603092133998871,8348.9641729365176,0,4222.6494140625,0,0,44974.312548686328,19151.6328125,126987.43243251441,0,0,null,68348.594307920415,126987.43243251441,131210.0819149806,null,33234.557496042507,7339.489407198952,0,0,73337.551010124866,0,null,40574.048663021189,73337.5546875,null,-27774.546112227639,-90636.03318355573,-53649.877745014412,null,0.63272437442426455,0.31951231618596326,0,0,0.59363398466992812,0.30922965744708669,0,0,0.57751821013055094,"FAIL",0,null,"IstEgsd211",null,-53649.877745014412,53649.877745014412,0.33257833335808423,"FAIL",0,1,null,null,17.361864409444376,null,9976.8025652669694,"YES",1,null,7.4389999999999992,5.9600000000000009,6.2474711356919013,13.13,13.290000000000001,14.852837601175882,null,-27976.407050849637,null,-3672.9362442857841,null,7043.5270731157116,null,7043.5270731157116,null,9976.8025652669694,null,7043.5270731157116,0.58232272234591109,null,"IstEgsd211"]
[474,"IstNgsd211",0.98603092133998871,8348.9641729365176,0,4222.6494140625,0,0,44974.312548686328,19151.6328125,126987.43243251441,0,0,null,68348.594307920415,126987.43243251441,131210.0819149806,null,33234.557496042507,7339.489407198952,0,0,73337.551010124866,0,null,40574.048663021189,73337.5546875,null,-27774.546112227639,-90636.03318355573,-53649.877745014412,null,0.63272437442426455,0.31951231618596326,0,0,0.59363398466992812,0.30922965744708669,0,0,0.57751821013055094,"FAIL",0,null,"IstNgsd211",null,-53649.877745014412,53649.877745014412,0.33257833335808423,"FAIL",0,1,null,null,17.361864409444376,null,9976.8025652669694,"YES",1,null,7.4389999999999992,5.9600000000000009,6.2474711356919013,13.13,13.290000000000001,14.852837601175882,null,-27976.407050849637,null,-3672.9362442857841,null,7043.5270731157116,null,7043.5270731157116,null,9976.8025652669694,null,7043.5270731157116,0.58232272234591109,null,"IstNgsd211"]
[475,"IteEgsd211",0.98603092133998871,8348.9641729365176,0,4222.6494140625,0,0,44974.312548686328,19151.6328125,83397.19023018096,0,0,null,68348.594307920415,83397.19023018096,87619.839712647168,null,33234.557496042507,7339.489407198952,0,0,73337.551010124866,0,null,40574.048663021189,73337.5546875,null,-27774.546112227639,-47045.790981222272,-10059.63554268096,null,0.63272437442426455,0.48651577530411422,0,0,0.59363398466992812,0.46306919560411297,0,0,0.87937680496290349,"FAIL",0,null,"IteEgsd211",null,-10059.63554268096,10059.63554268096,0.51747180746844412,"FAIL",0,1,null,null,11.402157592235703,null,5824.8251083511559,"YES",1,null,7.4389999999999992,5.9600000000000009,6.2474711356919013,13.13,13.290000000000001,14.852837601175882,null,-27976.407050849637,null,-3672.9362442857841,null,1320.6985415196939,null,1320.6985415196939,null,5824.8251083511559,null,1320.6985415196939,0.16625953736223395,null,"IteEgsd211"]
[482,"IagNgsd212",0.98603092133998871,8348.9641729365176,0,4222.6494140625,0,0,44974.312548686328,19151.6328125,2859.2580625100022,0,0,null,68348.594307920415,2859.2580625100022,7081.9075449761922,null,33234.557496042507,7339.489407198952,0,0,73337.551010124866,0,null,40574.048663021189,73337.5546875,null,-27774.546112227639,33492.141186448687,70478.296624989991,null,0.63272437442426455,14.190411559914681,0,1,0.59363398466992812,5.7292542718530681,0,1,25.649155509636149,"PASS",1,null,"IagNgsd212",null,70478.296624989991,0,0.59363398466992812,"FAIL",0,1,null,null,0.39092097574485724,null,-1846.4257780890773,"NO",0,null,7.4389999999999992,5.9600000000000009,6.2474711356919013,13.13,13.290000000000001,14.852837601175882,null,-27976.407050849637,null,-3672.9362442857841,null,0,null,0,null,-1846.4257780890773,null,-1846.4257780890773,-6.7797360988672972,null,"IagNgsd212"]
[489,"IluEgsd212",0.98603092133998871,8348.9641729365176,0,4222.6494140625,0,0,44974.312548686328,19151.6328125,2859.2494118724553,0,0,null,68348.594307920415,2859.2494118724553,7081.8988943386466,null,33234.557496042507,7339.489407198952,0,0,73337.551010124866,0,null,40574.048663021189,73337.5546875,null,-27774.546112227639,33492.149837086232,70478.305275627543,null,0.63272437442426455,14.19045449289791,0,1,0.59363398466992812,5.7292612702165489,0,1,25.649233110962836,"PASS",1,null,"IluEgsd212",null,70478.305275627543,0,0.59363398466992812,"FAIL",0,1,null,null,0.39091981473507659,null,-1846.4265869353153,"NO",0,null,7.4389999999999992,5.9600000000000009,6.2474711356919013,13.13,13.290000000000001,14.852837601175882,null,-27976.407050849637,null,-3672.9362442857841,null,0,null,0,null,-1846.4265869353153,null,-1846.4265869353153,-6.7797592042443116,null,"IluEgsd212"]
[501,"ItrEgsd212",0.98603092133998871,8348.9641729365176,0,4222.6494140625,0,0,44974.312548686328,19151.6328125,2859.2554993581366,0,0,null,68348.594307920415,2859.2554993581366,7081.9049818243275,null,33234.557496042507,7339.489407198952,0,0,73337.551010124866,0,null,40574.048663021189,73337.5546875,null,-27774.546112227639,33492.143749600553,70478.299188141857,null,0.63272437442426455,14.190424280771516,0,1,0.59363398466992812,5.729256345440465,0,1,25.64917850257288,"PASS",1,null,"ItrEgsd212",null,70478.299188141857,0,0.59363398466992812,"FAIL",0,1,null,null,0.39092062547911621,null,-1846.4260221103866,"NO",0,null,7.4389999999999992,5.9600000000000009,6.2474711356919013,13.13,13.290000000000001,14.852837601175882,null,-27976.407050849637,null,-3672.9362442857841,null,0,null,0,null,-1846.4260221103866,null,-1846.4260221103866,-6.779743069527969,null,"ItrEgsd212"]
[508,"IchNgsd213",0.98603092133998871,8348.9641729365176,0,6237.64892578125,0,0,44974.312548686328,19151.6328125,792.92290048094026,0,0,null,70363.593651952353,792.92290048094026,7030.5717269790166,null,33234.557496042507,7339.489407198952,0,0,73337.551010124866,0,null,40574.048663021189,73337.5546875,null,-29789.545623946389,33543.476836759,72544.631787019054,null,0.63272437442426455,51.170231857865836,0,1,0.57663411134948417,5.7710879947858267,0,1,92.490145817478307,"PASS",1,null,"IchNgsd213",null,72544.631787019054,0,0.57663411134948417,"FAIL",0,1,null,null,8.7570740459514768E-2,null,-2057.7622375971237,"NO",0,null,7.4389999999999992,5.9600000000000009,6.2474711356919013,13.13,13.290000000000001,14.852837601175882,null,-29991.406562568387,null,-3290.8898501761623,null,0,null,0,null,-2057.7622375971237,null,-2057.7622375971237,-33.729203051705525,null,"IchNgsd213"]
[520,"IprNgsd213",0.98603092133998871,8348.9641729365176,0,6237.64892578125,0,0,44974.312548686328,19151.6328125,1117.8301375013525,0,0,null,70363.593651952353,1117.8301375013525,7355.4789639994287,null,33234.557496042507,7339.489407198952,0,0,73337.551010124866,0,null,40574.048663021189,73337.5546875,null,-29789.545623946389,33218.569599738585,72219.724549998646,null,0.63272437442426455,36.297150436214729,0,1,0.57663411134948417,5.5161666988572469,0,1,65.607065176672492,"PASS",1,null,"IprNgsd213",null,72219.724549998646,0,0.57663411134948417,"FAIL",0,1,null,null,0.12345363046251598,null,-2032.7635329710415,"NO",0,null,7.4389999999999992,5.9600000000000009,6.2474711356919013,13.13,13.290000000000001,14.852837601175882,null,-29991.406562568387,null,-3290.8898501761623,null,0,null,0,null,-2032.7635329710415,null,-2032.7635329710415,-23.634852903172469,null,"IprNgsd213"]
[523,"IteEgsd213",0.98603092133998871,8348.9641729365176,0,6237.64892578125,0,0,44974.312548686328,19151.6328125,967.9048803658543,0,0,null,70363.593651952353,967.9048803658543,7205.5537068639287,null,33234.557496042507,7339.489407198952,0,0,73337.551010124866,0,null,40574.048663021189,73337.5546875,null,-29789.545623946389,33368.494856874087,72369.649807134148,null,0.63272437442426455,41.919458705161993,0,1,0.57663411134948417,5.63094104278386,0,1,75.769382069630069,"PASS",1,null,"IteEgsd213",null,72369.649807134148,0,0.57663411134948417,"FAIL",0,1,null,null,0.10689582108243811,null,-2044.2989412370123,"NO",0,null,7.4389999999999992,5.9600000000000009,6.2474711356919013,13.13,13.290000000000001,14.852837601175882,null,-29991.406562568387,null,-3290.8898501761623,null,0,null,0,null,-2044.2989412370123,null,-2044.2989412370123,-27.450710196250519,null,"IteEgsd213"]
[530,"IagNgsd214",0.98603092133998871,8348.9641729365176,0,6237.64892578125,0,0,44974.312548686328,19151.6328125,25634.279601441522,0,0,null,70363.593651952353,25634.279601441522,31871.928427939591,null,33234.557496042507,7339.489407198952,0,0,73337.551010124866,0,null,40574.048663021189,73337.5546875,null,-29789.545623946389,8702.1201357984173,47703.275086058478,null,0.63272437442426455,1.5828043266228375,0,1,0.57663411134948417,1.2730340000720595,0,1,2.8609173274124671,"PASS",1,null,"IagNgsd214",null,47703.275086058478,0,0.57663411134948417,"FAIL",0,1,null,null,2.8310607746722565,null,-146.44191183324406,"NO",0,null,7.4389999999999992,5.9600000000000009,6.2474711356919013,13.13,13.290000000000001,14.852837601175882,null,-29991.406562568387,null,-3290.8898501761623,null,0,null,0,null,-146.44191183324406,null,-146.44191183324406,-7.4248230209318131E-2,null,"IagNgsd214"]
[542,"ImiNgsd214",0.98603092133998871,8348.9641729365176,0,6237.64892578125,0,0,44974.312548686328,19151.6328125,26754.502841020836,0,0,null,70363.593651952353,26754.502841020836,32992.151667518912,null,33234.557496042507,7339.489407198952,0,0,73337.551010124866,0,null,40574.048663021189,73337.5546875,null,-29789.545623946389,7581.8968962191066,46583.051846479168,null,0.63272437442426455,1.5165315873786971,0,1,0.57663411134948417,1.2298091058082574,0,1,2.7411294137395288,"PASS",1,null,"ImiNgsd214",null,46583.051846479168,0,0.57663411134948417,"FAIL",0,1,null,null,2.9547786107904468,null,-60.250815134007695,"NO",0,null,7.4389999999999992,5.9600000000000009,6.2474711356919013,13.13,13.290000000000001,14.852837601175882,null,-29991.406562568387,null,-3290.8898501761623,null,0,null,0,null,-60.250815134007695,null,-60.250815134007695,-2.926900029004554E-2,null,"ImiNgsd214"]
[549,"ItrEgsd214",0.98603092133998871,8348.9641729365176,0,6237.64892578125,0,0,44974.312548686328,19151.6328125,17997.977535599002,0,0,null,70363.593651952353,17997.977535599002,24235.626362097079,null,33234.557496042507,7339.489407198952,0,0,73337.551010124866,0,null,40574.048663021189,73337.5546875,null,-29789.545623946389,16338.422201640937,55339.577151901001,null,0.63272437442426455,2.2543671133474841,0,1,0.57663411134948417,1.6741489528928166,0,1,4.0747664309749458,"PASS",1,null,"ItrEgsd214",null,55339.577151901001,0,0.57663411134948417,"FAIL",0,1,null,null,1.9877043144633162,null,-733.98709120699539,"NO",0,null,7.4389999999999992,5.9600000000000009,6.2474711356919013,13.13,13.290000000000001,14.852837601175882,null,-29991.406562568387,null,-3290.8898501761623,null,0,null,0,null,-733.98709120699539,null,-733.98709120699539,-0.53003744303278788,null,"ItrEgsd214"]
[561,"IluEgsd215",0.98603092133998871,8348.9641729365176,0,5627.4013671875,0,0,44974.312548686328,19151.6328125,12831.192626531692,0,0,null,69753.346430408725,12831.192626531692,18458.594231486175,null,33234.557496042507,7339.489407198952,0,0,73337.551010124866,0,null,40574.048663021189,73337.5546875,null,-29179.298065352639,22115.454669301995,60506.362060968306,null,0.63272437442426455,3.1621416530778457,0,1,0.58167888088610853,2.198111550469505,0,1,5.715568055291782,"PASS",1,null,"IluEgsd215",null,60506.362060968306,0,0.58167888088610853,"FAIL",0,1,null,null,1.3163754008818405,null,-1201.6850167689729,"NO",0,null,7.4389999999999992,5.9600000000000009,6.2474711356919013,13.13,13.290000000000001,14.852837601175882,null,-29381.159003974637,null,-3028.5281351297726,null,0,null,0,null,-1201.6850167689729,null,-1201.6850167689729,-1.3103303394832131,null,"IluEgsd215"]
[573,"ItrEgsd215",0.98603092133998871,8348.9641729365176,0,5627.4013671875,0,0,44974.312548686328,19151.6328125,13975.411976471236,0,0,null,69753.346430408725,13975.411976471236,19602.81358142574,null,33234.557496042507,7339.489407198952,0,0,73337.551010124866,0,null,40574.048663021189,73337.5546875,null,-29179.298065352639,20971.235319362451,59362.142711028762,null,0.63272437442426455,2.9032452661381978,0,1,0.58167888088610853,2.0698074277254892,0,1,5.2476130800988088,"PASS",1,null,"ItrEgsd215",null,59362.142711028762,0,0.58167888088610853,"FAIL",0,1,null,null,1.4337629576220876,null,-1119.9040660851927,"NO",0,null,7.4389999999999992,5.9600000000000009,6.2474711356919013,13.13,13.290000000000001,14.852837601175882,null,-29381.159003974637,null,-3028.5281351297726,null,0,null,0,null,-1119.9040660851927,null,-1119.9040660851927,-1.121174919911909,null,"ItrEgsd215"]
[580,"IchNgsd216",0.98983502686023694,8619.9972766249703,0,4359.7294921875,0,0,46434.317318599897,19151.6328125,51761.001330153384,0,0,null,69945.679002758217,51761.001330153384,56120.730737543752,null,34241.037452372584,7367.80514412512,0,0,75096.592901587093,0,null,41608.84065174478,75096.59375,null,-28336.838971542624,-14511.890170596103,23335.592419846616,null,0.63441698364623478,0.80386467770100001,0,0,0.59487363445235175,0.74141658602886329,0,0,1.4508334811956674,"PASS",1,null,"IchNgsd216",null,23335.592419846616,0,0.59487363445235175,"FAIL",0,1,null,null,6.9157826731974605,null,2760.4575681757951,"YES",1,null,7.4389999999999992,5.9600000000000009,6.2474711356919013,13.13,13.290000000000001,14.852837601175882,null,-28543.848129013993,null,-3747.4338342979072,null,0,null,0,null,2760.4575681757951,null,0,0,null,"IchNgsd216"]
[592,"IprNgsd216",0.98983502686023694,8619.9972766249703,0,4359.7294921875,0,0,46434.317318599897,19151.6328125,51761.001330153384,0,0,null,69945.679002758217,51761.001330153384,56120.730737543752,null,34241.037452372584,7367.80514412512,0,0,75096.592901587093,0,null,41608.84065174478,75096.59375,null,-28336.838971542624,-14511.890170596103,23335.592419846616,null,0.63441698364623478,0.80386467770100001,0,0,0.59487363445235175,0.74141658602886329,0,0,1.4508334811956674,"PASS",1,null,"IprNgsd216",null,23335.592419846616,0,0.59487363445235175,"FAIL",0,1,null,null,6.9157826731974605,null,2760.4575681757951,"YES",1,null,7.4389999999999992,5.9600000000000009,6.2474711356919013,13.13,13.290000000000001,14.852837601175882,null,-28543.848129013993,null,-3747.4338342979072,null,0,null,0,null,2760.4575681757951,null,0,0,null,"IprNgsd216"]
[595,"IteEgsd216",0.98983502686023694,8619.9972766249703,0,4359.7294921875,0,0,46434.317318599897,19151.6328125,51761.001330153384,0,0,null,69945.679002758217,51761.001330153384,56120.730737543752,null,34241.037452372584,7367.80514412512,0,0,75096.592901587093,0,null,41608.84065174478,75096.59375,null,-28336.838971542624,-14511.890170596103,23335.592419846616,null,0.63441698364623478,0.80386467770100001,0,0,0.59487363445235175,0.74141658602886329,0,0,1.4508334811956674,"PASS",1,null,"IteEgsd216",null,23335.592419846616,0,0.59487363445235175,"FAIL",0,1,null,null,6.9157826731974605,null,2760.4575681757951,"YES",1,null,7.4389999999999992,5.9600000000000009,6.2474711356919013,13.13,13.290000000000001,14.852837601175882,null,-28543.848129013993,null,-3747.4338342979072,null,0,null,0,null,2760.4575681757951,null,0,0,null,"IteEgsd216"]
[602,"IagNgsd217",0.98603092133998871,8348.9641729365176,0,5627.4013671875,0,0,44974.312548686328,19151.6328125,87868.801766950972,0,0,null,69753.346430408725,87868.801766950972,93496.203371905445,null,33234.557496042507,7339.489407198952,0,0,73337.551010124866,0,null,40574.048663021189,73337.5546875,null,-29179.298065352639,-52922.154471117283,-14531.247079450972,null,0.63272437442426455,0.46175716348827933,0,0,0.58167888088610853,0.43396466704439146,0,0,0.83462563745900042,"FAIL",0,null,"IagNgsd217",null,-14531.247079450972,14531.247079450972,0.48139341758629184,"FAIL",0,1,null,null,9.0146206635917459,null,4161.4883353642863,"YES",1,null,7.4389999999999992,5.9600000000000009,6.2474711356919013,13.13,13.290000000000001,14.852837601175882,null,-29381.159003974637,null,-3028.5281351297726,null,1497.8405246942857,null,1497.8405246942857,null,4161.4883353642863,null,1497.8405246942857,0.23849980528441755,null,"IagNgsd217"]
[614,"ImiNgsd217",0.98603092133998871,8348.9641729365176,0,5627.4013671875,0,0,44974.312548686328,19151.6328125,87868.801766950972,0,0,null,69753.346430408725,87868.801766950972,93496.203371905445,null,33234.557496042507,7339.489407198952,0,0,73337.551010124866,0,null,40574.048663021189,73337.5546875,null,-29179.298065352639,-52922.154471117283,-14531.247079450972,null,0.63272437442426455,0.46175716348827933,0,0,0.58167888088610853,0.43396466704439146,0,0,0.83462563745900042,"FAIL",0,null,"ImiNgsd217",null,-14531.247079450972,14531.247079450972,0.48139341758629184,"FAIL",0,1,null,null,9.0146206635917459,null,4161.4883353642863,"YES",1,null,7.4389999999999992,5.9600000000000009,6.2474711356919013,13.13,13.290000000000001,14.852837601175882,null,-29381.159003974637,null,-3028.5281351297726,null,1497.8405246942857,null,1497.8405246942857,null,4161.4883353642863,null,1497.8405246942857,0.23849980528441755,null,"ImiNgsd217"]
[627,"IchEgsd218",0.98603092133998871,8348.9641729365176,0,5038.640625,0,0,44974.312548686328,19151.6328125,3836360.0302941063,0,0,null,69164.585238517713,3836360.0302941063,3841398.6707071709,null,33234.557496042507,7339.489407198952,0,0,73337.551010124866,0,null,40574.048663021189,73337.5546875,null,-28590.537323165139,-3800824.6222560853,-3763022.4756066063,null,0.63272437442426455,1.0576183763417707E-2,0,0,0.58663039884493362,1.0562311319099118E-2,0,0,1.9116442176538299E-2,"FAIL",0,null,"IchEgsd218",null,-3763022.4756066063,3763022.4756066063,1.0587700446480079E-2,"FAIL",0,1,null,null,524.51144671232385,null,363295.12804491754,"YES",1,null,7.4389999999999992,5.9600000000000009,6.2474711356919013,13.13,13.290000000000001,14.852837601175882,null,-28792.398261787137,null,-3780.0652150726164,null,494035.62128603546,null,494035.62128603546,null,363295.12804491754,null,363295.12804491754,0.9942017242028377,null,"IchEgsd218"]
[634,"IluNgsd218",0.98603092133998871,8348.9641729365176,0,5038.640625,0,0,44974.312548686328,19151.6328125,3836360.0302941063,0,0,null,69164.585238517713,3836360.0302941063,3841398.6707071709,null,33234.557496042507,7339.489407198952,0,0,73337.551010124866,0,null,40574.048663021189,73337.5546875,null,-28590.537323165139,-3800824.6222560853,-3763022.4756066063,null,0.63272437442426455,1.0576183763417707E-2,0,0,0.58663039884493362,1.0562311319099118E-2,0,0,1.9116442176538299E-2,"FAIL",0,null,"IluNgsd218",null,-3763022.4756066063,3763022.4756066063,1.0587700446480079E-2,"FAIL",0,1,null,null,524.51144671270026,null,363295.12804517982,"YES",1,null,7.4389999999999992,5.9600000000000009,6.2474711356919013,13.13,13.290000000000001,14.852837601175882,null,-28792.398261787137,null,-3780.0652150726164,null,494035.62128603546,null,494035.62128603546,null,363295.12804517982,null,363295.12804517982,0.99420172420284181,null,"IluNgsd218"]
[646,"ItrNgsd218",0.98603092133998871,8348.9641729365176,0,5038.640625,0,0,44974.312548686328,19151.6328125,3836360.0302941063,0,0,null,69164.585238517713,3836360.0302941063,3841398.6707071709,null,33234.557496042507,7339.489407198952,0,0,73337.551010124866,0,null,40574.048663021189,73337.5546875,null,-28590.537323165139,-3800824.6222560853,-3763022.4756066063,null,0.63272437442426455,1.0576183763417707E-2,0,0,0.58663039884493362,1.0562311319099118E-2,0,0,1.9116442176538299E-2,"FAIL",0,null,"ItrNgsd218",null,-3763022.4756066063,3763022.4756066063,1.0587700446480079E-2,"FAIL",0,1,null,null,524.51144671383042,null,363295.12804596714,"YES",1,null,7.4389999999999992,5.9600000000000009,6.2474711356919013,13.13,13.290000000000001,14.852837601175882,null,-28792.398261787137,null,-3780.0652150726164,null,494035.62128603546,null,494035.62128603546,null,363295.12804596714,null,363295.12804596714,0.99420172420285435,null,"ItrNgsd218"]
[653,"IcoTgsd219",0.98603092133998871,8348.9641729365176,0,5038.640625,0,0,44974.312548686328,19151.6328125,31911.404768444543,0,0,null,69164.585238517713,31911.404768444543,36950.045181508031,null,33234.557496042507,7339.489407198952,0,0,73337.551010124866,0,null,40574.048663021189,73337.5546875,null,-28590.537323165139,3624.0032695766495,41426.14991905546,null,0.63272437442426455,1.2714591838696698,0,1,0.58663039884493362,1.0980784524345835,0,1,2.2981612755581207,"PASS",1,null,"IcoTgsd219",null,41426.14991905546,0,0.58663039884493362,"FAIL",0,1,null,null,4.3629631708523942,null,920.79585844926407,"YES",1,null,7.4389999999999992,5.9600000000000009,6.2474711356919013,13.13,13.290000000000001,14.852837601175882,null,-28792.398261787137,null,-3780.0652150726164,null,0,null,0,null,920.79585844926407,null,0,0,null,"IcoTgsd219"]
[665,"IstTgsd219",0.98603092133998871,8348.9641729365176,0,5038.640625,0,0,44974.312548686328,19151.6328125,31911.394515837088,0,0,null,69164.585238517713,31911.394515837088,36950.034928900561,null,33234.557496042507,7339.489407198952,0,0,73337.551010124866,0,null,40574.048663021189,73337.5546875,null,-28590.537323165139,3624.0135221840974,41426.160171662908,null,0.63272437442426455,1.2714595923686436,0,1,0.58663039884493362,1.0980787571208246,0,1,2.2981620139196299,"PASS",1,null,"IstTgsd219",null,41426.160171662908,0,0.58663039884493362,"FAIL",0,1,null,null,4.3629618915837716,null,920.79496721507314,"YES",1,null,7.4389999999999992,5.9600000000000009,6.2474711356919013,13.13,13.290000000000001,14.852837601175882,null,-28792.398261787137,null,-3780.0652150726164,null,0,null,0,null,920.79496721507314,null,0,0,null,"IstTgsd219"]
[672,"IwaNgsd219",0.98603092133998871,8348.9641729365176,0,5038.640625,0,0,44974.312548686328,19151.6328125,31911.386826381487,0,0,null,69164.585238517713,31911.386826381487,36950.027239444986,null,33234.557496042507,7339.489407198952,0,0,73337.551010124866,0,null,40574.048663021189,73337.5546875,null,-28590.537323165139,3624.0212116397015,41426.167861118513,null,0.63272437442426455,1.2714598987430463,0,1,0.58663039884493362,1.098078985635617,0,1,2.2981625676910742,"PASS",1,null,"IwaNgsd219",null,41426.167861118513,0,0.58663039884493362,"FAIL",0,1,null,null,4.3629605773250635,null,920.79405160417207,"YES",1,null,7.4389999999999992,5.9600000000000009,6.2474711356919013,13.13,13.290000000000001,14.852837601175882,null,-28792.398261787137,null,-3780.0652150726164,null,0,null,0,null,920.79405160417207,null,0,0,null,"IwaNgsd219"]
[675,"IchTgsd220",0.98603092133998871,8348.9641729365176,0,5038.640625,0,0,44974.312548686328,19151.6328125,285771.33790381986,0,0,null,69164.585238517713,285771.33790381986,290809.97831688332,null,33234.557496042507,7339.489407198952,0,0,73337.551010124866,0,null,40574.048663021189,73337.5546875,null,-28590.537323165139,-250235.92986579868,-212433.78321631986,null,0.63272437442426455,0.14198081921244643,0,0,0.58663039884493362,0.13952082685842301,0,0,0.25663019680505095,"FAIL",0,null,"IchTgsd220",null,-212433.78321631986,212433.78321631986,0.14408481404891632,"FAIL",0,1,null,null,39.070978373203872,null,25100.994837087866,"YES",1,null,7.4389999999999992,5.9600000000000009,6.2474711356919013,13.13,13.290000000000001,14.852837601175882,null,-28792.398261787137,null,-3780.0652150726164,null,27889.776570228812,null,27889.776570228812,null,25100.994837087866,null,25100.994837087866,0.92216058687456659,null,"IchTgsd220"]
[687,"IprTgsd220",0.98603092133998871,8348.9641729365176,0,5038.640625,0,0,44974.312548686328,19151.6328125,403872.92772213795,0,0,null,69164.585238517713,403872.92772213795,408911.56813520141,null,33234.557496042507,7339.489407198952,0,0,73337.551010124866,0,null,40574.048663021189,73337.5546875,null,-28590.537323165139,-368337.51968411676,-330535.37303463795,null,0.63272437442426455,0.1004624125015279,0,0,0.58663039884493362,9.9224506724095898E-2,0,0,0.18158571583672917,"FAIL",0,null,"IprTgsd220",null,-330535.37303463795,330535.37303463795,0.10151126550630267,"FAIL",0,1,null,null,55.217960265234254,null,36350.189951745902,"YES",1,null,7.4389999999999992,5.9600000000000009,6.2474711356919013,13.13,13.290000000000001,14.852837601175882,null,-28792.398261787137,null,-3780.0652150726164,null,43394.970248710822,null,43394.970248710822,null,36350.189951745902,null,36350.189951745902,0.94492259380465571,null,"IprTgsd220"]
[694,"ItrNgsd220",0.98603092133998871,8348.9641729365176,0,5038.640625,0,0,44974.312548686328,19151.6328125,320296.3578717949,0,0,null,69164.585238517713,320296.3578717949,325334.99828485824,null,33234.557496042507,7339.489407198952,0,0,73337.551010124866,0,null,40574.048663021189,73337.5546875,null,-28590.537323165139,-284760.94983377372,-246958.8031842949,null,0.63272437442426455,0.12667658456254371,0,0,0.58663039884493362,0.12471467518248244,0,0,0.22896780711085962,"FAIL",0,null,"ItrNgsd220",null,-246958.8031842949,246958.8031842949,0.12834877156508065,"FAIL",0,1,null,null,43.791276880101165,null,28389.507777684201,"YES",1,null,7.4389999999999992,5.9600000000000009,6.2474711356919013,13.13,13.290000000000001,14.852837601175882,null,-28792.398261787137,null,-3780.0652150726164,null,32422.460018270609,null,32422.460018270609,null,28389.507777684201,null,28389.507777684201,0.9305509625779228,null,"ItrNgsd220"]
[706,"IluNgsd221",0.98603092133998871,8348.9641729365176,0,4229.2880859375,0,0,44974.312548686328,19151.6328125,2133.4775745471893,0,0,null,68355.232918356895,2133.4775745471893,6362.765667449823,null,33234.557496042507,7339.489407198952,0,0,73337.551010124866,0,null,40574.048663021189,73337.5546875,null,-27781.184784102639,34211.283002536496,71204.077112952815,null,0.63272437442426455,19.017799459004227,0,1,0.59357633083657346,6.3767944362625526,0,1,34.374654583873564,"PASS",1,null,"IluNgsd221",null,71204.077112952815,0,0.59357633083657346,"FAIL",0,1,null,null,0.34751200538358706,null,-1876.6677131197566,"NO",0,null,7.4389999999999992,5.9600000000000009,6.2474711356919013,13.13,13.290000000000001,14.852837601175882,null,-27983.045722724633,null,-4208.6832747199105,null,0,null,0,null,-1876.6677131197566,null,-1876.6677131197566,-7.7515308239487117,null,"IluNgsd221"]
[718,"ItrNgsd221",0.98603092133998871,8348.9641729365176,0,4229.2880859375,0,0,44974.312548686328,19151.6328125,699.09309206050114,0,0,null,68355.232918356895,699.09309206050114,4928.3811849631347,null,33234.557496042507,7339.489407198952,0,0,73337.551010124866,0,null,40574.048663021189,73337.5546875,null,-27781.184784102639,35645.667485023187,72638.461595439498,null,0.63272437442426455,58.038119849580518,0,1,0.59357633083657346,8.232733467159111,0,1,104.90384688446213,"PASS",1,null,"ItrNgsd221",null,72638.461595439498,0,0.59357633083657346,"FAIL",0,1,null,null,0.11387194740091966,null,-2039.4388499440486,"NO",0,null,7.4389999999999992,5.9600000000000009,6.2474711356919013,13.13,13.290000000000001,14.852837601175882,null,-27983.045722724633,null,-4208.6832747199105,null,0,null,0,null,-2039.4388499440486,null,-2039.4388499440486,-25.707737034645032,null,"ItrNgsd221"]
[725,"IcoEgsd222",0.98603092133998871,8348.9641729365176,0,4222.6494140625,0,0,44974.312548686328,19151.6328125,208592.35409958547,0,0,null,68348.594307920415,208592.35409958547,212815.00358205164,null,33234.557496042507,7339.489407198952,0,0,73337.551010124866,0,null,40574.048663021189,73337.5546875,null,-27774.546112227639,-172240.95485062679,-135254.79941208547,null,0.63272437442426455,0.19451359489260311,0,0,0.59363398466992812,0.19065407980231594,0,0,0.35158313929611928,"FAIL",0,null,"IcoEgsd222",null,-135254.79941208547,135254.79941208547,0.1992798245086683,"FAIL",0,1,null,null,28.518982237709341,null,17749.685213344332,"YES",1,null,7.4389999999999992,5.9600000000000009,6.2474711356919013,13.13,13.290000000000001,14.852837601175882,null,-27976.407050849637,null,-3672.9362442857841,null,17757.185691189934,null,17757.185691189934,null,17749.685213344332,null,17749.685213344332,0.89336007850990662,null,"IcoEgsd222"]
[737,"IstEgsd222",0.98603092133998871,8348.9641729365176,0,4222.6494140625,0,0,44974.312548686328,19151.6328125,208592.35409958547,0,0,null,68348.594307920415,208592.35409958547,212815.00358205164,null,33234.557496042507,7339.489407198952,0,0,73337.551010124866,0,null,40574.048663021189,73337.5546875,null,-27774.546112227639,-172240.95485062679,-135254.79941208547,null,0.63272437442426455,0.19451359489260311,0,0,0.59363398466992812,0.19065407980231594,0,0,0.35158313929611928,"FAIL",0,null,"IstEgsd222",null,-135254.79941208547,135254.79941208547,0.1992798245086683,"FAIL",0,1,null,null,28.518982237709341,null,17749.685213344332,"YES",1,null,7.4389999999999992,5.9600000000000009,6.2474711356919013,13.13,13.290000000000001,14.852837601175882,null,-27976.407050849637,null,-3672.9362442857841,null,17757.185691189934,null,17757.185691189934,null,17749.685213344332,null,17749.685213344332,0.89336007850990662,null,"IstEgsd222"]
[744,"IwaNgsd222",0.98603092133998871,8348.9641729365176,0,4222.6494140625,0,0,44974.312548686328,19151.6328125,208592.35409958547,0,0,null,68348.594307920415,208592.35409958547,212815.00358205164,null,33234.557496042507,7339.489407198952,0,0,73337.551010124866,0,null,40574.048663021189,73337.5546875,null,-27774.546112227639,-172240.95485062679,-135254.79941208547,null,0.63272437442426455,0.19451359489260311,0,0,0.59363398466992812,0.19065407980231594,0,0,0.35158313929611928,"FAIL",0,null,"IwaNgsd222",null,-135254.79941208547,135254.79941208547,0.1992798245086683,"FAIL",0,1,null,null,28.518982237709341,null,17749.685213344332,"YES",1,null,7.4389999999999992,5.9600000000000009,6.2474711356919013,13.13,13.290000000000001,14.852837601175882,null,-27976.407050849637,null,-3672.9362442857841,null,17757.185691189934,null,17757.185691189934,null,17749.685213344332,null,17749.685213344332,0.89336007850990662,null,"IwaNgsd222"]
[747,"IchTgsd223",0.98603092133998871,8348.9641729365176,0,5870.87158203125,0,0,44974.312548686328,19151.6328125,8387.3670585216896,0,0,null,69996.816405664576,8387.3670585216896,14258.238638732033,null,33234.557496042507,7339.489407198952,0,0,73337.551010124866,0,null,40574.048663021189,73337.5546875,null,-29422.768280196389,26315.810022468249,64950.18762897831,null,0.63272437442426455,4.8375191379990161,0,1,0.57965562485413358,2.8456564436803191,0,1,8.7438112790101332,"PASS",1,null,"IchTgsd223",null,64950.18762897831,0,0.57965562485413358,"FAIL",0,1,null,null,0.98417437082725778,null,-1433.1210974782005,"NO",0,null,7.4389999999999992,5.9600000000000009,6.2474711356919013,13.13,13.290000000000001,14.852837601175882,null,-29624.629218818383,null,-3427.3252402743383,null,0,null,0,null,-1433.1210974782005,null,-1433.1210974782005,-2.0901658455608119,null,"IchTgsd223"]
[759,"IprTgsd223",0.98603092133998871,8348.9641729365176,0,5870.87158203125,0,0,44974.312548686328,19151.6328125,8387.3670585216896,0,0,null,69996.816405664576,8387.3670585216896,14258.238638732033,null,33234.557496042507,7339.489407198952,0,0,73337.551010124866,0,null,40574.048663021189,73337.5546875,null,-29422.768280196389,26315.810022468249,64950.18762897831,null,0.63272437442426455,4.8375191379990161,0,1,0.57965562485413358,2.8456564436803191,0,1,8.7438112790101332,"PASS",1,null,"IprTgsd223",null,64950.18762897831,0,0.57965562485413358,"FAIL",0,1,null,null,0.98417437082725778,null,-1433.1210974782005,"NO",0,null,7.4389999999999992,5.9600000000000009,6.2474711356919013,13.13,13.290000000000001,14.852837601175882,null,-29624.629218818383,null,-3427.3252402743383,null,0,null,0,null,-1433.1210974782005,null,-1433.1210974782005,-2.0901658455608119,null,"IprTgsd223"]
[766,"ItrNgsd223",0.98603092133998871,8348.9641729365176,0,5870.87158203125,0,0,44974.312548686328,19151.6328125,8387.3670585216896,0,0,null,69996.816405664576,8387.3670585216896,14258.238638732033,null,33234.557496042507,7339.489407198952,0,0,73337.551010124866,0,null,40574.048663021189,73337.5546875,null,-29422.768280196389,26315.810022468249,64950.18762897831,null,0.63272437442426455,4.8375191379990161,0,1,0.57965562485413358,2.8456564436803191,0,1,8.7438112790101332,"PASS",1,null,"ItrNgsd223",null,64950.18762897831,0,0.57965562485413358,"FAIL",0,1,null,null,0.98417437082725778,null,-1433.1210974782005,"NO",0,null,7.4389999999999992,5.9600000000000009,6.2474711356919013,13.13,13.290000000000001,14.852837601175882,null,-29624.629218818383,null,-3427.3252402743383,null,0,null,0,null,-1433.1210974782005,null,-1433.1210974782005,-2.0901658455608119,null,"ItrNgsd223"]
[782,"ImiNgsd224",0.98603092133998871,8348.9641729365176,0,3988.22314453125,0,0,44974.312548686328,19151.6328125,163639.51018698906,0,0,null,68114.167950014249,163639.51018698906,167627.73331154903,null,33234.557496042507,7339.489407198952,0,0,73337.551010124866,0,null,40574.048663021189,73337.5546875,null,-27540.119842696389,-127053.68466849913,-90301.955499489064,null,0.63272437442426455,0.24794775183974624,0,0,0.59567707502170208,0.2420485432609005,0,0,0.44816532757705024,"FAIL",0,null,"ImiNgsd224",null,-90301.955499489064,90301.955499489064,0.25612322557322292,"FAIL",0,1,null,null,28.265568864863436,null,17573.138506667576,"YES",1,null,7.4389999999999992,5.9600000000000009,6.2474711356919013,13.13,13.290000000000001,14.852837601175882,null,-27741.980781318383,null,-4383.6451490851259,null,14269.050660030918,null,14269.050660030918,null,17573.138506667576,null,14269.050660030918,0.72461489684120128,null,"ImiNgsd224"]
[791,"IwaTgsd224",0.98603092133998871,8348.9641729365176,0,3988.22314453125,0,0,44974.312548686328,19151.6328125,163639.51018698906,0,0,null,68114.167950014249,163639.51018698906,167627.73331154903,null,33234.557496042507,7339.489407198952,0,0,73337.551010124866,0,null,40574.048663021189,73337.5546875,null,-27540.119842696389,-127053.68466849913,-90301.955499489064,null,0.63272437442426455,0.24794775183974624,0,0,0.59567707502170208,0.2420485432609005,0,0,0.44816532757705024,"FAIL",0,null,"IwaTgsd224",null,-90301.955499489064,90301.955499489064,0.25612322557322292,"FAIL",0,1,null,null,28.265568864863436,null,17573.138506667576,"YES",1,null,7.4389999999999992,5.9600000000000009,6.2474711356919013,13.13,13.290000000000001,14.852837601175882,null,-27741.980781318383,null,-4383.6451490851259,null,14269.050660030918,null,14269.050660030918,null,17573.138506667576,null,14269.050660030918,0.72461489684120128,null,"IwaTgsd224"]
[798,"IcoNgsd225",0.98603092133998871,8348.9641729365176,0,5038.640625,0,0,44974.312548686328,19151.6328125,63186.481454735134,0,0,null,69164.585238517713,63186.481454735134,68225.121867798633,null,33234.557496042507,7339.489407198952,0,0,73337.551010124866,0,null,40574.048663021189,73337.5546875,null,-28590.537323165139,-27651.073416713938,10151.073232764866,null,0.63272437442426455,0.6421317935243348,0,0,0.58663039884493362,0.5947083336194261,0,0,1.1606526111132931,"PASS",1,null,"IcoNgsd225",null,10151.073232764866,0,0.58663039884493362,"FAIL",0,1,null,null,8.6389271048087988,null,3899.7521066170702,"YES",1,null,7.4389999999999992,5.9600000000000009,6.2474711356919013,13.13,13.290000000000001,14.852837601175882,null,-28792.398261787137,null,-3780.0652150726164,null,0,null,0,null,3899.7521066170702,null,0,0,null,"IcoNgsd225"]
[810,"IstNgsd225",0.98603092133998871,8348.9641729365176,0,5038.640625,0,0,44974.312548686328,19151.6328125,63186.481454735134,0,0,null,69164.585238517713,63186.481454735134,68225.121867798633,null,33234.557496042507,7339.489407198952,0,0,73337.551010124866,0,null,40574.048663021189,73337.5546875,null,-28590.537323165139,-27651.073416713938,10151.073232764866,null,0.63272437442426455,0.6421317935243348,0,0,0.58663039884493362,0.5947083336194261,0,0,1.1606526111132931,"PASS",1,null,"IstNgsd225",null,10151.073232764866,0,0.58663039884493362,"FAIL",0,1,null,null,8.6389271048087988,null,3899.7521066170702,"YES",1,null,7.4389999999999992,5.9600000000000009,6.2474711356919013,13.13,13.290000000000001,14.852837601175882,null,-28792.398261787137,null,-3780.0652150726164,null,0,null,0,null,3899.7521066170702,null,0,0,null,"IstNgsd225"]
[817,"IagTgsd226",0.98603092133998871,8348.9641729365176,0,5038.640625,0,0,44974.312548686328,19151.6328125,163909.08141568533,0,0,null,69164.585238517713,163909.08141568533,168947.72182874885,null,33234.557496042507,7339.489407198952,0,0,73337.551010124866,0,null,40574.048663021189,73337.5546875,null,-28590.537323165139,-128373.67337766415,-90571.52672818533,null,0.63272437442426455,0.24753996735618605,0,0,0.58663039884493362,0.2401574177676708,0,0,0.4474282575076523,"FAIL",0,null,"IagTgsd226",null,-90571.52672818533,90571.52672818533,0.25400673631999993,"FAIL",0,1,null,null,22.409834485330656,null,13493.596025265049,"YES",1,null,7.4389999999999992,5.9600000000000009,6.2474711356919013,13.13,13.290000000000001,14.852837601175882,null,-28792.398261787137,null,-3780.0652150726164,null,11890.856556941169,null,11890.856556941169,null,13493.596025265049,null,11890.856556941169,0.76163062715457108,null,"IagTgsd226"]
[820,"IchNgsd226",0.98603092133998871,8348.9641729365176,0,5038.640625,0,0,44974.312548686328,19151.6328125,163909.08141568533,0,0,null,69164.585238517713,163909.08141568533,168947.72182874885,null,33234.557496042507,7339.489407198952,0,0,73337.551010124866,0,null,40574.048663021189,73337.5546875,null,-28590.537323165139,-128373.67337766415,-90571.52672818533,null,0.63272437442426455,0.24753996735618605,0,0,0.58663039884493362,0.2401574177676708,0,0,0.4474282575076523,"FAIL",0,null,"IchNgsd226",null,-90571.52672818533,90571.52672818533,0.25400673631999993,"FAIL",0,1,null,null,22.409834485330656,null,13493.596025265049,"YES",1,null,7.4389999999999992,5.9600000000000009,6.2474711356919013,13.13,13.290000000000001,14.852837601175882,null,-28792.398261787137,null,-3780.0652150726164,null,11890.856556941169,null,11890.856556941169,null,13493.596025265049,null,11890.856556941169,0.76163062715457108,null,"IchNgsd226"]
[832,"IprNgsd226",0.98603092133998871,8348.9641729365176,0,5038.640625,0,0,44974.312548686328,19151.6328125,163909.08141568533,0,0,null,69164.585238517713,163909.08141568533,168947.72182874885,null,33234.557496042507,7339.489407198952,0,0,73337.551010124866,0,null,40574.048663021189,73337.5546875,null,-28590.537323165139,-128373.67337766415,-90571.52672818533,null,0.63272437442426455,0.24753996735618605,0,0,0.58663039884493362,0.2401574177676708,0,0,0.4474282575076523,"FAIL",0,null,"IprNgsd226",null,-90571.52672818533,90571.52672818533,0.25400673631999993,"FAIL",0,1,null,null,22.409834485330656,null,13493.596025265049,"YES",1,null,7.4389999999999992,5.9600000000000009,6.2474711356919013,13.13,13.290000000000001,14.852837601175882,null,-28792.398261787137,null,-3780.0652150726164,null,11890.856556941169,null,11890.856556941169,null,13493.596025265049,null,11890.856556941169,0.76163062715457108,null,"IprNgsd226"]
[839,"IwaTgsd226",0.98603092133998871,8348.9641729365176,0,5038.640625,0,0,44974.312548686328,19151.6328125,163909.08141568533,0,0,null,69164.585238517713,163909.08141568533,168947.72182874885,null,33234.557496042507,7339.489407198952,0,0,73337.551010124866,0,null,40574.048663021189,73337.5546875,null,-28590.537323165139,-128373.67337766415,-90571.52672818533,null,0.63272437442426455,0.24753996735618605,0,0,0.58663039884493362,0.2401574177676708,0,0,0.4474282575076523,"FAIL",0,null,"IwaTgsd226",null,-90571.52672818533,90571.52672818533,0.25400673631999993,"FAIL",0,1,null,null,22.409834485330656,null,13493.596025265049,"YES",1,null,7.4389999999999992,5.9600000000000009,6.2474711356919013,13.13,13.290000000000001,14.852837601175882,null,-28792.398261787137,null,-3780.0652150726164,null,11890.856556941169,null,11890.856556941169,null,13493.596025265049,null,11890.856556941169,0.76163062715457108,null,"IwaTgsd226"]
[851,"ImeTgsd227",0.98603092133998871,8348.9641729365176,0,5038.640625,0,0,44974.312548686328,19151.6328125,169545.7291885422,0,0,null,69164.585238517713,169545.7291885422,174584.36960160563,null,33234.557496042507,7339.489407198952,0,0,73337.551010124866,0,null,40574.048663021189,73337.5546875,null,-28590.537323165139,-134010.32115052102,-96208.174501042202,null,0.63272437442426455,0.2393103551308042,0,0,0.58663039884493362,0.23240367225516617,0,0,0.43255324117274258,"FAIL",0,null,"ImeTgsd227",null,-96208.174501042202,96208.174501042202,0.24534904384180406,"FAIL",0,1,null,null,23.180483384130557,null,14030.487680031521,"YES",1,null,7.4389999999999992,5.9600000000000009,6.2474711356919013,13.13,13.290000000000001,14.852837601175882,null,-28792.398261787137,null,-3780.0652150726164,null,12630.874668043467,null,12630.874668043467,null,14030.487680031521,null,12630.874668043467,0.78213342538591724,null,"ImeTgsd227"]
[858,"IstNgsd227",0.98603092133998871,8348.9641729365176,0,5038.640625,0,0,44974.312548686328,19151.6328125,169545.7291885422,0,0,null,69164.585238517713,169545.7291885422,174584.36960160563,null,33234.557496042507,7339.489407198952,0,0,73337.551010124866,0,null,40574.048663021189,73337.5546875,null,-28590.537323165139,-134010.32115052102,-96208.174501042202,null,0.63272437442426455,0.2393103551308042,0,0,0.58663039884493362,0.23240367225516617,0,0,0.43255324117274258,"FAIL",0,null,"IstNgsd227",null,-96208.174501042202,96208.174501042202,0.24534904384180406,"FAIL",0,1,null,null,23.180483384130557,null,14030.487680031521,"YES",1,null,7.4389999999999992,5.9600000000000009,6.2474711356919013,13.13,13.290000000000001,14.852837601175882,null,-28792.398261787137,null,-3780.0652150726164,null,12630.874668043467,null,12630.874668043467,null,14030.487680031521,null,12630.874668043467,0.78213342538591724,null,"IstNgsd227"]
[870,"IcoNgsd228",0.98603092133998871,8348.9641729365176,0,5038.640625,0,0,44974.312548686328,19151.6328125,110214.57672832378,0,0,null,69164.585238517713,110214.57672832378,115253.21714138731,null,33234.557496042507,7339.489407198952,0,0,73337.551010124866,0,null,40574.048663021189,73337.5546875,null,-28590.537323165139,-74679.168690302584,-36877.02204082378,null,0.63272437442426455,0.36813686417392155,0,0,0.58663039884493362,0.35204265524871337,0,0,0.66540703475435259,"FAIL",0,null,"IcoNgsd228",null,-36877.02204082378,36877.02204082378,0.38262385320190995,"FAIL",0,1,null,null,15.068661164095257,null,8379.1856906712492,"YES",1,null,7.4389999999999992,5.9600000000000009,6.2474711356919013,13.13,13.290000000000001,14.852837601175882,null,-28792.398261787137,null,-3780.0652150726164,null,4841.470550127483,null,4841.470550127483,null,8379.1856906712492,null,4841.470550127483,0.46118219895008905,null,"IcoNgsd228"]
[882,"IstNgsd228",0.98603092133998871,8348.9641729365176,0,5038.640625,0,0,44974.312548686328,19151.6328125,110214.57672832378,0,0,null,69164.585238517713,110214.57672832378,115253.21714138731,null,33234.557496042507,7339.489407198952,0,0,73337.551010124866,0,null,40574.048663021189,73337.5546875,null,-28590.537323165139,-74679.168690302584,-36877.02204082378,null,0.63272437442426455,0.36813686417392155,0,0,0.58663039884493362,0.35204265524871337,0,0,0.66540703475435259,"FAIL",0,null,"IstNgsd228",null,-36877.02204082378,36877.02204082378,0.38262385320190995,"FAIL",0,1,null,null,15.068661164095257,null,8379.1856906712492,"YES",1,null,7.4389999999999992,5.9600000000000009,6.2474711356919013,13.13,13.290000000000001,14.852837601175882,null,-28792.398261787137,null,-3780.0652150726164,null,4841.470550127483,null,4841.470550127483,null,8379.1856906712492,null,4841.470550127483,0.46118219895008905,null,"IstNgsd228"]
[889,"IagTgsd229",0.98603092133998871,8348.9641729365176,0,5038.640625,0,0,44974.312548686328,19151.6328125,112583.21612514753,0,0,null,69164.585238517713,112583.21612514753,117621.85653821097,null,33234.557496042507,7339.489407198952,0,0,73337.551010124866,0,null,40574.048663021189,73337.5546875,null,-28590.537323165139,-77047.808087126352,-39245.661437647534,null,0.63272437442426455,0.36039162904992045,0,0,0.58663039884493362,0.34495330871377605,0,0,0.6514075295733065,"FAIL",0,null,"IagTgsd229",null,-39245.661437647534,39245.661437647534,0.37426396145371249,"FAIL",0,1,null,null,15.392503935340065,null,8604.7987832333001,"YES",1,null,7.4389999999999992,5.9600000000000009,6.2474711356919013,13.13,13.290000000000001,14.852837601175882,null,-28792.398261787137,null,-3780.0652150726164,null,5152.4419151932116,null,5152.4419151932116,null,8604.7987832333001,null,5152.4419151932116,0.48047825758699708,null,"IagTgsd229"]
[892,"IchNgsd229",0.98603092133998871,8348.9641729365176,0,5038.640625,0,0,44974.312548686328,19151.6328125,112583.21612514753,0,0,null,69164.585238517713,112583.21612514753,117621.85653821097,null,33234.557496042507,7339.489407198952,0,0,73337.551010124866,0,null,40574.048663021189,73337.5546875,null,-28590.537323165139,-77047.808087126352,-39245.661437647534,null,0.63272437442426455,0.36039162904992045,0,0,0.58663039884493362,0.34495330871377605,0,0,0.6514075295733065,"FAIL",0,null,"IchNgsd229",null,-39245.661437647534,39245.661437647534,0.37426396145371249,"FAIL",0,1,null,null,15.392503935340065,null,8604.7987832333001,"YES",1,null,7.4389999999999992,5.9600000000000009,6.2474711356919013,13.13,13.290000000000001,14.852837601175882,null,-28792.398261787137,null,-3780.0652150726164,null,5152.4419151932116,null,5152.4419151932116,null,8604.7987832333001,null,5152.4419151932116,0.48047825758699708,null,"IchNgsd229"]
[904,"IprNgsd229",0.98603092133998871,8348.9641729365176,0,5038.640625,0,0,44974.312548686328,19151.6328125,112583.21612514753,0,0,null,69164.585238517713,112583.21612514753,117621.85653821097,null,33234.557496042507,7339.489407198952,0,0,73337.551010124866,0,null,40574.048663021189,73337.5546875,null,-28590.537323165139,-77047.808087126352,-39245.661437647534,null,0.63272437442426455,0.36039162904992045,0,0,0.58663039884493362,0.34495330871377605,0,0,0.6514075295733065,"FAIL",0,null,"IprNgsd229",null,-39245.661437647534,39245.661437647534,0.37426396145371249,"FAIL",0,1,null,null,15.392503935340065,null,8604.7987832333001,"YES",1,null,7.4389999999999992,5.9600000000000009,6.2474711356919013,13.13,13.290000000000001,14.852837601175882,null,-28792.398261787137,null,-3780.0652150726164,null,5152.4419151932116,null,5152.4419151932116,null,8604.7987832333001,null,5152.4419151932116,0.48047825758699708,null,"IprNgsd229"]
[911,"IwaTgsd229",0.98603092133998871,8348.9641729365176,0,5038.640625,0,0,44974.312548686328,19151.6328125,112583.21612514753,0,0,null,69164.585238517713,112583.21612514753,117621.85653821097,null,33234.557496042507,7339.489407198952,0,0,73337.551010124866,0,null,40574.048663021189,73337.5546875,null,-28590.537323165139,-77047.808087126352,-39245.661437647534,null,0.63272437442426455,0.36039162904992045,0,0,0.58663039884493362,0.34495330871377605,0,0,0.6514075295733065,"FAIL",0,null,"IwaTgsd229",null,-39245.661437647534,39245.661437647534,0.37426396145371249,"FAIL",0,1,null,null,15.392503935340065,null,8604.7987832333001,"YES",1,null,7.4389999999999992,5.9600000000000009,6.2474711356919013,13.13,13.290000000000001,14.852837601175882,null,-28792.398261787137,null,-3780.0652150726164,null,5152.4419151932116,null,5152.4419151932116,null,8604.7987832333001,null,5152.4419151932116,0.48047825758699708,null,"IwaTgsd229"]
[923,"ImeTgsd230",0.98603092133998871,8348.9641729365176,0,5038.640625,0,0,44974.312548686328,19151.6328125,76370.596463646376,0,0,null,69164.585238517713,76370.596463646376,81409.236876709881,null,33234.557496042507,7339.489407198952,0,0,73337.551010124866,0,null,40574.048663021189,73337.5546875,null,-28590.537323165139,-40835.188425625187,-3033.0417761463759,null,0.63272437442426455,0.531278404802496,0,0,0.58663039884493362,0.49839612940777445,0,0,0.96028521555949675,"FAIL",0,null,"ImeTgsd230",null,-3033.0417761463759,3033.0417761463759,0.56198589788277886,"FAIL",0,1,null,null,10.441473614400138,null,5155.5408060301124,"YES",1,null,7.4389999999999992,5.9600000000000009,6.2474711356919013,13.13,13.290000000000001,14.852837601175882,null,-28792.398261787137,null,-3780.0652150726164,null,398.19870542320518,null,398.19870542320518,null,5155.5408060301124,null,398.19870542320518,5.4740398802553034E-2,null,"ImeTgsd230"]
[931,"IteTgsd230",0.98603092133998871,8348.9641729365176,0,5038.640625,0,0,44974.312548686328,19151.6328125,76370.596463646376,0,0,null,69164.585238517713,76370.596463646376,81409.236876709881,null,33234.557496042507,7339.489407198952,0,0,73337.551010124866,0,null,40574.048663021189,73337.5546875,null,-28590.537323165139,-40835.188425625187,-3033.0417761463759,null,0.63272437442426455,0.531278404802496,0,0,0.58663039884493362,0.49839612940777445,0,0,0.96028521555949675,"FAIL",0,null,"IteTgsd230",null,-3033.0417761463759,3033.0417761463759,0.56198589788277886,"FAIL",0,1,null,null,10.441473614400138,null,5155.5408060301124,"YES",1,null,7.4389999999999992,5.9600000000000009,6.2474711356919013,13.13,13.290000000000001,14.852837601175882,null,-28792.398261787137,null,-3780.0652150726164,null,398.19870542320518,null,398.19870542320518,null,5155.5408060301124,null,398.19870542320518,5.4740398802553034E-2,null,"IteTgsd230"]
[943,"IelTgsd231",0.98603092133998871,8348.9641729365176,0,5038.640625,0,0,44974.312548686328,19151.6328125,84213.907814332124,0,0,null,69164.585238517713,84213.907814332124,89252.548227395615,null,33234.557496042507,7339.489407198952,0,0,73337.551010124866,0,null,40574.048663021189,73337.5546875,null,-28590.537323165139,-48678.499776310935,-10876.353126832124,null,0.63272437442426455,0.48179748115329718,0,0,0.58663039884493362,0.45459820893070291,0,0,0.87084849273576748,"FAIL",0,null,"IelTgsd231",null,-10876.353126832124,10876.353126832124,0.50691619954296518,"FAIL",0,1,null,null,11.513820436088469,null,5902.6177959231518,"YES",1,null,7.4389999999999992,5.9600000000000009,6.2474711356919013,13.13,13.290000000000001,14.852837601175882,null,-28792.398261787137,null,-3780.0652150726164,null,1427.9228756066984,null,1427.9228756066984,null,5902.6177959231518,null,1427.9228756066984,0.17801442985805838,null,"IelTgsd231"]
[955,"IteTgsd231",0.98603092133998871,8348.9641729365176,0,5038.640625,0,0,44974.312548686328,19151.6328125,84213.907814332124,0,0,null,69164.585238517713,84213.907814332124,89252.548227395615,null,33234.557496042507,7339.489407198952,0,0,73337.551010124866,0,null,40574.048663021189,73337.5546875,null,-28590.537323165139,-48678.499776310935,-10876.353126832124,null,0.63272437442426455,0.48179748115329718,0,0,0.58663039884493362,0.45459820893070291,0,0,0.87084849273576748,"FAIL",0,null,"IteTgsd231",null,-10876.353126832124,10876.353126832124,0.50691619954296518,"FAIL",0,1,null,null,11.513820436088469,null,5902.6177959231518,"YES",1,null,7.4389999999999992,5.9600000000000009,6.2474711356919013,13.13,13.290000000000001,14.852837601175882,null,-28792.398261787137,null,-3780.0652150726164,null,1427.9228756066984,null,1427.9228756066984,null,5902.6177959231518,null,1427.9228756066984,0.17801442985805838,null,"IteTgsd231"]
[962,"IagNgsd232",0.98603092133998871,8348.9641729365176,0,3988.22314453125,0,0,44974.312548686328,19151.6328125,60134.741382238404,0,0,null,68114.167950014249,60134.741382238404,64122.964506798417,null,33234.557496042507,7339.489407198952,0,0,73337.551010124866,0,null,40574.048663021189,73337.5546875,null,-27540.119842696389,-23548.915863748465,13202.813305261596,null,0.63272437442426455,0.6747189350182401,0,0,0.59567707502170208,0.6327537873905158,0,0,1.219553838626156,"PASS",1,null,"IagNgsd232",null,13202.813305261596,0,0.59567707502170208,"FAIL",0,1,null,null,10.387116132410229,null,5117.671319030328,"YES",1,null,7.4389999999999992,5.9600000000000009,6.2474711356919013,13.13,13.290000000000001,14.852837601175882,null,-27741.980781318383,null,-4383.6451490851259,null,0,null,0,null,5117.671319030328,null,0,0,null,"IagNgsd232"]
[965,"IcoTgsd232",0.98603092133998871,8348.9641729365176,0,3988.22314453125,0,0,44974.312548686328,19151.6328125,60134.741382238404,0,0,null,68114.167950014249,60134.741382238404,64122.964506798417,null,33234.557496042507,7339.489407198952,0,0,73337.551010124866,0,null,40574.048663021189,73337.5546875,null,-27540.119842696389,-23548.915863748465,13202.813305261596,null,0.63272437442426455,0.6747189350182401,0,0,0.59567707502170208,0.6327537873905158,0,0,1.219553838626156,"PASS",1,null,"IcoTgsd232",null,13202.813305261596,0,0.59567707502170208,"FAIL",0,1,null,null,10.387116132410229,null,5117.671319030328,"YES",1,null,7.4389999999999992,5.9600000000000009,6.2474711356919013,13.13,13.290000000000001,14.852837601175882,null,-27741.980781318383,null,-4383.6451490851259,null,0,null,0,null,5117.671319030328,null,0,0,null,"IcoTgsd232"]
[981,"ItrTgsd232",0.98603092133998871,8348.9641729365176,0,3988.22314453125,0,0,44974.312548686328,19151.6328125,60134.741382238404,0,0,null,68114.167950014249,60134.741382238404,64122.964506798417,null,33234.557496042507,7339.489407198952,0,0,73337.551010124866,0,null,40574.048663021189,73337.5546875,null,-27540.119842696389,-23548.915863748465,13202.813305261596,null,0.63272437442426455,0.6747189350182401,0,0,0.59567707502170208,0.6327537873905158,0,0,1.219553838626156,"PASS",1,null,"ItrTgsd232",null,13202.813305261596,0,0.59567707502170208,"FAIL",0,1,null,null,10.387116132410229,null,5117.671319030328,"YES",1,null,7.4389999999999992,5.9600000000000009,6.2474711356919013,13.13,13.290000000000001,14.852837601175882,null,-27741.980781318383,null,-4383.6451490851259,null,0,null,0,null,5117.671319030328,null,0,0,null,"ItrTgsd232"]
[984,"IwaNgsd232",0.98603092133998871,8348.9641729365176,0,3988.22314453125,0,0,44974.312548686328,19151.6328125,60134.741382238404,0,0,null,68114.167950014249,60134.741382238404,64122.964506798417,null,33234.557496042507,7339.489407198952,0,0,73337.551010124866,0,null,40574.048663021189,73337.5546875,null,-27540.119842696389,-23548.915863748465,13202.813305261596,null,0.63272437442426455,0.6747189350182401,0,0,0.59567707502170208,0.6327537873905158,0,0,1.219553838626156,"PASS",1,null,"IwaNgsd232",null,13202.813305261596,0,0.59567707502170208,"FAIL",0,1,null,null,10.387116132410229,null,5117.671319030328,"YES",1,null,7.4389999999999992,5.9600000000000009,6.2474711356919013,13.13,13.290000000000001,14.852837601175882,null,-27741.980781318383,null,-4383.6451490851259,null,0,null,0,null,5117.671319030328,null,0,0,null,"IwaNgsd232"]
[996,"ImeNgsd233",0.98603092133998871,8348.9641729365176,0,3988.22314453125,0,0,44974.312548686328,19151.6328125,48118.146506179983,0,0,null,68114.167950014249,48118.146506179983,52106.369630739988,null,33234.557496042507,7339.489407198952,0,0,73337.551010124866,0,null,40574.048663021189,73337.5546875,null,-27540.119842696389,-11532.320987690044,25219.408181320017,null,0.63272437442426455,0.8432171978571561,0,0,0.59567707502170208,0.77867732745544227,0,0,1.5241142897738382,"PASS",1,null,"ImeNgsd233",null,25219.408181320017,0,0.59567707502170208,"FAIL",0,1,null,null,8.3114809568345169,null,3671.6286323519544,"YES",1,null,7.4389999999999992,5.9600000000000009,6.2474711356919013,13.13,13.290000000000001,14.852837601175882,null,-27741.980781318383,null,-4383.6451490851259,null,0,null,0,null,3671.6286323519544,null,0,0,null,"ImeNgsd233"]
[1003,"IteTgsd233",0.98603092133998871,8348.9641729365176,0,3988.22314453125,0,0,44974.312548686328,19151.6328125,48118.146506179983,0,0,null,68114.167950014249,48118.146506179983,52106.369630739988,null,33234.557496042507,7339.489407198952,0,0,73337.551010124866,0,null,40574.048663021189,73337.5546875,null,-27540.119842696389,-11532.320987690044,25219.408181320017,null,0.63272437442426455,0.8432171978571561,0,0,0.59567707502170208,0.77867732745544227,0,0,1.5241142897738382,"PASS",1,null,"IteTgsd233",null,25219.408181320017,0,0.59567707502170208,"FAIL",0,1,null,null,8.3114809568345169,null,3671.6286323519544,"YES",1,null,7.4389999999999992,5.9600000000000009,6.2474711356919013,13.13,13.290000000000001,14.852837601175882,null,-27741.980781318383,null,-4383.6451490851259,null,0,null,0,null,3671.6286323519544,null,0,0,null,"IteTgsd233"]
[1015,"IelTgsd234",0.98603092133998871,8348.9641729365176,0,3988.22314453125,0,0,44974.312548686328,19151.6328125,114358.76884371563,0,0,null,68114.167950014249,114358.76884371563,118346.99196827567,null,33234.557496042507,7339.489407198952,0,0,73337.551010124866,0,null,40574.048663021189,73337.5546875,null,-27540.119842696389,-77772.9433252257,-41021.214156215632,null,0.63272437442426455,0.35479613039967473,0,0,0.59567707502170208,0.34283971211579778,0,0,0.64129367104086421,"FAIL",0,null,"IelTgsd234",null,-41021.214156215632,41021.214156215632,0.37177721535743102,"FAIL",0,1,null,null,19.753270836232694,null,11642.835120036021,"YES",1,null,7.4389999999999992,5.9600000000000009,6.2474711356919013,13.13,13.290000000000001,14.852837601175882,null,-27741.980781318383,null,-4383.6451490851259,null,6481.9613229121069,null,6481.9613229121069,null,11642.835120036021,null,6481.9613229121069,0.47101780646953056,null,"IelTgsd234"]
[1027,"IteTgsd234",0.98603092133998871,8348.9641729365176,0,3988.22314453125,0,0,44974.312548686328,19151.6328125,114358.76884371563,0,0,null,68114.167950014249,114358.76884371563,118346.99196827567,null,33234.557496042507,7339.489407198952,0,0,73337.551010124866,0,null,40574.048663021189,73337.5546875,null,-27540.119842696389,-77772.9433252257,-41021.214156215632,null,0.63272437442426455,0.35479613039967473,0,0,0.59567707502170208,0.34283971211579778,0,0,0.64129367104086421,"FAIL",0,null,"IteTgsd234",null,-41021.214156215632,41021.214156215632,0.37177721535743102,"FAIL",0,1,null,null,19.753270836232694,null,11642.835120036021,"YES",1,null,7.4389999999999992,5.9600000000000009,6.2474711356919013,13.13,13.290000000000001,14.852837601175882,null,-27741.980781318383,null,-4383.6451490851259,null,6481.9613229121069,null,6481.9613229121069,null,11642.835120036021,null,6481.9613229121069,0.47101780646953056,null,"IteTgsd234"]
[1034,"IagNgsd235",0.98603092133998871,8348.9641729365176,0,3988.22314453125,0,0,44974.312548686328,19151.6328125,231642.16635922913,0,0,null,68114.167950014249,231642.16635922913,235630.38948378913,null,33234.557496042507,7339.489407198952,0,0,73337.551010124866,0,null,40574.048663021189,73337.5546875,null,-27540.119842696389,-195056.3408407392,-158304.61167172913,null,0.63272437442426455,0.17515830256957288,0,0,0.59567707502170208,0.17219361538412123,0,0,0.31659846667885416,"FAIL",0,null,"IagNgsd235",null,-158304.61167172913,158304.61167172913,0.17919913105804602,"FAIL",0,1,null,null,40.011713839121903,null,25756.381514186563,"YES",1,null,7.4389999999999992,5.9600000000000009,6.2474711356919013,13.13,13.290000000000001,14.852837601175882,null,-27741.980781318383,null,-4383.6451490851259,null,25014.480707155955,null,25014.480707155955,null,25756.381514186563,null,25014.480707155955,0.89737557796157807,null,"IagNgsd235"]
[1037,"IcoTgsd235",0.98603092133998871,8348.9641729365176,0,3988.22314453125,0,0,44974.312548686328,19151.6328125,231642.16635922913,0,0,null,68114.167950014249,231642.16635922913,235630.38948378913,null,33234.557496042507,7339.489407198952,0,0,73337.551010124866,0,null,40574.048663021189,73337.5546875,null,-27540.119842696389,-195056.3408407392,-158304.61167172913,null,0.63272437442426455,0.17515830256957288,0,0,0.59567707502170208,0.17219361538412123,0,0,0.31659846667885416,"FAIL",0,null,"IcoTgsd235",null,-158304.61167172913,158304.61167172913,0.17919913105804602,"FAIL",0,1,null,null,40.011713839121903,null,25756.381514186563,"YES",1,null,7.4389999999999992,5.9600000000000009,6.2474711356919013,13.13,13.290000000000001,14.852837601175882,null,-27741.980781318383,null,-4383.6451490851259,null,25014.480707155955,null,25014.480707155955,null,25756.381514186563,null,25014.480707155955,0.89737557796157807,null,"IcoTgsd235"]
[1053,"ItrTgsd235",0.98603092133998871,8348.9641729365176,0,3988.22314453125,0,0,44974.312548686328,19151.6328125,231642.16635922913,0,0,null,68114.167950014249,231642.16635922913,235630.38948378913,null,33234.557496042507,7339.489407198952,0,0,73337.551010124866,0,null,40574.048663021189,73337.5546875,null,-27540.119842696389,-195056.3408407392,-158304.61167172913,null,0.63272437442426455,0.17515830256957288,0,0,0.59567707502170208,0.17219361538412123,0,0,0.31659846667885416,"FAIL",0,null,"ItrTgsd235",null,-158304.61167172913,158304.61167172913,0.17919913105804602,"FAIL",0,1,null,null,40.011713839121903,null,25756.381514186563,"YES",1,null,7.4389999999999992,5.9600000000000009,6.2474711356919013,13.13,13.290000000000001,14.852837601175882,null,-27741.980781318383,null,-4383.6451490851259,null,25014.480707155955,null,25014.480707155955,null,25756.381514186563,null,25014.480707155955,0.89737557796157807,null,"ItrTgsd235"]
[1056,"IwaNgsd235",0.98603092133998871,8348.9641729365176,0,3988.22314453125,0,0,44974.312548686328,19151.6328125,231642.16635922913,0,0,null,68114.167950014249,231642.16635922913,235630.38948378913,null,33234.557496042507,7339.489407198952,0,0,73337.551010124866,0,null,40574.048663021189,73337.5546875,null,-27540.119842696389,-195056.3408407392,-158304.61167172913,null,0.63272437442426455,0.17515830256957288,0,0,0.59567707502170208,0.17219361538412123,0,0,0.31659846667885416,"FAIL",0,null,"IwaNgsd235",null,-158304.61167172913,158304.61167172913,0.17919913105804602,"FAIL",0,1,null,null,40.011713839121903,null,25756.381514186563,"YES",1,null,7.4389999999999992,5.9600000000000009,6.2474711356919013,13.13,13.290000000000001,14.852837601175882,null,-27741.980781318383,null,-4383.6451490851259,null,25014.480707155955,null,25014.480707155955,null,25756.381514186563,null,25014.480707155955,0.89737557796157807,null,"IwaNgsd235"]
[1068,"ImeNgsd236",0.98603092133998871,8348.9641729365176,0,8862.7919921875,0,0,44974.312548686328,19151.6328125,44825.739785066478,0,0,null,72988.736551052221,44825.739785066478,53688.531510664427,null,33234.557496042507,7339.489407198952,0,0,73337.551010124866,0,null,40574.048663021189,73337.5546875,null,-32414.688690352639,-13114.483114232789,28511.814902433522,null,0.63272437442426455,0.90515067587436171,0,0,0.55589465079499278,0.75573027087716049,0,0,1.6360589928720402,"PASS",1,null,"ImeNgsd236",null,28511.814902433522,0,0.55589465079499278,"FAIL",0,1,null,null,3.4842225746366204,null,308.59944378175635,"YES",1,null,7.4389999999999992,5.9600000000000009,6.2474711356919013,13.13,13.290000000000001,14.852837601175882,null,-32616.549628974626,null,-2885.8623850619852,null,0,null,0,null,308.59944378175635,null,0,0,null,"ImeNgsd236"]
[1074,"IstNgsd236",0.98603092133998871,8348.9641729365176,0,8862.7919921875,0,0,44974.312548686328,19151.6328125,44825.739785066478,0,0,null,72988.736551052221,44825.739785066478,53688.531510664427,null,33234.557496042507,7339.489407198952,0,0,73337.551010124866,0,null,40574.048663021189,73337.5546875,null,-32414.688690352639,-13114.483114232789,28511.814902433522,null,0.63272437442426455,0.90515067587436171,0,0,0.55589465079499278,0.75573027087716049,0,0,1.6360589928720402,"PASS",1,null,"IstNgsd236",null,28511.814902433522,0,0.55589465079499278,"FAIL",0,1,null,null,3.4842225746366204,null,308.59944378175635,"YES",1,null,7.4389999999999992,5.9600000000000009,6.2474711356919013,13.13,13.290000000000001,14.852837601175882,null,-32616.549628974626,null,-2885.8623850619852,null,0,null,0,null,308.59944378175635,null,0,0,null,"IstNgsd236"]
[1088,"IelNgsd237",0.98603092133998871,8348.9641729365176,0,7954.20849609375,0,0,44974.312548686328,19151.6328125,34347.06656641938,0,0,null,72080.153097342903,34347.06656641938,42301.274838308011,null,33234.557496042507,7339.489407198952,0,0,73337.551010124866,0,null,40574.048663021189,73337.5546875,null,-31506.105194258889,-1727.2263994919413,38990.48812108062,null,0.63272437442426455,1.181295892752886,0,1,0.56290180433519177,0.95916845539668882,0,0,2.1351912119098126,"PASS",1,null,"IelNgsd237",null,38990.48812108062,0,0.56290180433519177,"FAIL",0,1,null,null,2.9746897853561429,null,-46.379201903173424,"NO",0,null,7.4389999999999992,5.9600000000000009,6.2474711356919013,13.13,13.290000000000001,14.852837601175882,null,-31707.966132880883,null,-2805.4723080951753,null,0,null,0,null,-46.379201903173424,null,-46.379201903173424,-2.2379557619175303E-2,null,"IelNgsd237"]
[1100,"IteNgsd237",0.98603092133998871,8348.9641729365176,0,7954.20849609375,0,0,44974.312548686328,19151.6328125,34347.06656641938,0,0,null,72080.153097342903,34347.06656641938,42301.274838308011,null,33234.557496042507,7339.489407198952,0,0,73337.551010124866,0,null,40574.048663021189,73337.5546875,null,-31506.105194258889,-1727.2263994919413,38990.48812108062,null,0.63272437442426455,1.181295892752886,0,1,0.56290180433519177,0.95916845539668882,0,0,2.1351912119098126,"PASS",1,null,"IteNgsd237",null,38990.48812108062,0,0.56290180433519177,"FAIL",0,1,null,null,2.9746897853561429,null,-46.379201903173424,"NO",0,null,7.4389999999999992,5.9600000000000009,6.2474711356919013,13.13,13.290000000000001,14.852837601175882,null,-31707.966132880883,null,-2805.4723080951753,null,0,null,0,null,-46.379201903173424,null,-46.379201903173424,-2.2379557619175303E-2,null,"IteNgsd237"]
[1107,"IchEgsd238",0.85000000000000009,-322.73367006795718,0,112.52946472167969,0,0,-1738.5060765586888,19151.6328125,20132.971891833644,0,0,null,17525.655664013939,20132.971891833644,20245.501355638367,null,3005.3871363082603,6326.9476251729247,0,0,17057.046642359845,0,null,9332.3347963798515,17057.046875,null,-8193.3214042831387,-10913.166560175472,-3075.9250168336439,null,0.5359367641376882,0.46353488429421802,0,0,0.53249559899656207,0.46095844365731747,0,0,0.84721952460077177,"FAIL",0,null,"IchEgsd238",null,-3075.9250168336439,3075.9250168336439,0.45299119023223472,"FAIL",0,1,null,null,15.659727290093647,null,2295.1290621599583,"YES",1,null,7.4389999999999992,5.9600000000000009,6.2474711356919013,13.13,13.290000000000001,14.852837601175882,null,-8239.750930633285,null,-1418.2933240220329,null,529.45337223102467,null,529.45337223102467,null,2295.1290621599583,null,529.45337223102467,0.19033719873421795,null,"IchEgsd238"]
[1110,"IcoNgsd238",0.85000000000000009,-322.73367006795718,0,112.52946472167969,0,0,-1738.5060765586888,19151.6328125,20132.971891833644,0,0,null,17525.655664013939,20132.971891833644,20245.501355638367,null,3005.3871363082603,6326.9476251729247,0,0,17057.046642359845,0,null,9332.3347963798515,17057.046875,null,-8193.3214042831387,-10913.166560175472,-3075.9250168336439,null,0.5359367641376882,0.46353488429421802,0,0,0.53249559899656207,0.46095844365731747,0,0,0.84721952460077177,"FAIL",0,null,"IcoNgsd238",null,-3075.9250168336439,3075.9250168336439,0.45299119023223472,"FAIL",0,1,null,null,15.659727290093805,null,2295.1290621599637,"YES",1,null,7.4389999999999992,5.9600000000000009,6.2474711356919013,13.13,13.290000000000001,14.852837601175882,null,-8239.750930633285,null,-1418.2933240220329,null,529.45337223102467,null,529.45337223102467,null,2295.1290621599637,null,529.45337223102467,0.19033719873421795,null,"IcoNgsd238"]
[1126,"ItrNgsd238",0.85000000000000009,-322.73367006795718,0,112.52946472167969,0,0,-1738.5060765586888,19151.6328125,20132.971891833644,0,0,null,17525.655664013939,20132.971891833644,20245.501355638367,null,3005.3871363082603,6326.9476251729247,0,0,17057.046642359845,0,null,9332.3347963798515,17057.046875,null,-8193.3214042831387,-10913.166560175472,-3075.9250168336439,null,0.5359367641376882,0.46353488429421802,0,0,0.53249559899656207,0.46095844365731747,0,0,0.84721952460077177,"FAIL",0,null,"ItrNgsd238",null,-3075.9250168336439,3075.9250168336439,0.45299119023223472,"FAIL",0,1,null,null,15.659727290093647,null,2295.1290621599583,"YES",1,null,7.4389999999999992,5.9600000000000009,6.2474711356919013,13.13,13.290000000000001,14.852837601175882,null,-8239.750930633285,null,-1418.2933240220329,null,529.45337223102467,null,529.45337223102467,null,2295.1290621599583,null,529.45337223102467,0.19033719873421795,null,"ItrNgsd238"]
[1129,"IagEgsd239",0.98603092133998871,8348.9641729365176,0,5627.4013671875,0,0,44974.312548686328,19151.6328125,42663.405282464795,0,0,null,69753.346430408725,42663.405282464795,48290.80688741929,null,33234.557496042507,7339.489407198952,0,0,73337.551010124866,0,null,40574.048663021189,73337.5546875,null,-29179.298065352639,-7716.7579866311062,30674.149405035205,null,0.63272437442426455,0.95102696079671922,0,0,0.58167888088610853,0.84020233825009694,0,0,1.7189803345970294,"PASS",1,null,"IagEgsd239",null,30674.149405035205,0,0.58167888088610853,"FAIL",0,1,null,null,4.3769163676475271,null,930.51669880638076,"YES",1,null,7.4389999999999992,5.9600000000000009,6.2474711356919013,13.13,13.290000000000001,14.852837601175882,null,-29381.159003974637,null,-3028.5281351297726,null,0,null,0,null,930.51669880638076,null,0,0,null,"IagEgsd239"]
[1141,"ImiEgsd239",0.98603092133998871,8348.9641729365176,0,5627.4013671875,0,0,44974.312548686328,19151.6328125,42663.405282464795,0,0,null,69753.346430408725,42663.405282464795,48290.80688741929,null,33234.557496042507,7339.489407198952,0,0,73337.551010124866,0,null,40574.048663021189,73337.5546875,null,-29179.298065352639,-7716.7579866311062,30674.149405035205,null,0.63272437442426455,0.95102696079671922,0,0,0.58167888088610853,0.84020233825009694,0,0,1.7189803345970294,"PASS",1,null,"ImiEgsd239",null,30674.149405035205,0,0.58167888088610853,"FAIL",0,1,null,null,4.3769163676475689,null,930.51669880640918,"YES",1,null,7.4389999999999992,5.9600000000000009,6.2474711356919013,13.13,13.290000000000001,14.852837601175882,null,-29381.159003974637,null,-3028.5281351297726,null,0,null,0,null,930.51669880640918,null,0,0,null,"ImiEgsd239"]
[1148,"IteNgsd239",0.98603092133998871,8348.9641729365176,0,5627.4013671875,0,0,44974.312548686328,19151.6328125,42663.405282464795,0,0,null,69753.346430408725,42663.405282464795,48290.80688741929,null,33234.557496042507,7339.489407198952,0,0,73337.551010124866,0,null,40574.048663021189,73337.5546875,null,-29179.298065352639,-7716.7579866311062,30674.149405035205,null,0.63272437442426455,0.95102696079671922,0,0,0.58167888088610853,0.84020233825009694,0,0,1.7189803345970294,"PASS",1,null,"IteNgsd239",null,30674.149405035205,0,0.58167888088610853,"FAIL",0,1,null,null,4.3769163676475271,null,930.51669880638076,"YES",1,null,7.4389999999999992,5.9600000000000009,6.2474711356919013,13.13,13.290000000000001,14.852837601175882,null,-29381.159003974637,null,-3028.5281351297726,null,0,null,0,null,930.51669880638076,null,0,0,null,"IteNgsd239"]
[1160,"IelNgsd240",0.98603092133998871,8348.9641729365176,0,5038.640625,0,0,44974.312548686328,19151.6328125,31560.49389913266,0,0,null,69164.585238517713,31560.49389913266,36599.13431219614,null,33234.557496042507,7339.489407198952,0,0,73337.551010124866,0,null,40574.048663021189,73337.5546875,null,-28590.537323165139,3974.9141388885255,41777.060788367336,null,0.63272437442426455,1.2855961251017127,0,1,0.58663039884493362,1.1086067796567034,0,1,2.3237137835005632,"PASS",1,null,"IelNgsd240",null,41777.060788367336,0,0.58663039884493362,"FAIL",0,1,null,null,4.3149863616673594,null,887.37162529473505,"YES",1,null,7.4389999999999992,5.9600000000000009,6.2474711356919013,13.13,13.290000000000001,14.852837601175882,null,-28792.398261787137,null,-3780.0652150726164,null,0,null,0,null,887.37162529473505,null,0,0,null,"IelNgsd240"]
[1167,"IprTgsd240",0.98603092133998871,8348.9641729365176,0,5038.640625,0,0,44974.312548686328,19151.6328125,31560.49389913266,0,0,null,69164.585238517713,31560.49389913266,36599.13431219614,null,33234.557496042507,7339.489407198952,0,0,73337.551010124866,0,null,40574.048663021189,73337.5546875,null,-28590.537323165139,3974.9141388885255,41777.060788367336,null,0.63272437442426455,1.2855961251017127,0,1,0.58663039884493362,1.1086067796567034,0,1,2.3237137835005632,"PASS",1,null,"IprTgsd240",null,41777.060788367336,0,0.58663039884493362,"FAIL",0,1,null,null,4.3149863616673594,null,887.37162529473505,"YES",1,null,7.4389999999999992,5.9600000000000009,6.2474711356919013,13.13,13.290000000000001,14.852837601175882,null,-28792.398261787137,null,-3780.0652150726164,null,0,null,0,null,887.37162529473505,null,0,0,null,"IprTgsd240"]
[1179,"IchEgsd241",0.98603092133998871,8348.9641729365176,0,15563.6337890625,0,0,44974.312548686328,19151.6328125,143866.98771077811,0,0,null,79689.578828353289,143866.98771077811,159430.6217136771,null,33234.557496042507,7339.489407198952,0,0,73337.551010124866,0,null,40574.048663021189,73337.5546875,null,-39115.530487227639,-118856.57283681942,-70529.433023278107,null,0.63272437442426455,0.28202473207118867,0,0,0.50915124782528731,0.25449344850645117,0,0,0.50975943720274164,"FAIL",0,null,"IchEgsd241",null,-70529.433023278107,70529.433023278107,0.27009929086840012,"FAIL",0,1,null,null,5.3366755565270001,null,1599.1567239816065,"YES",1,null,7.4389999999999992,5.9600000000000009,6.2474711356919013,13.13,13.290000000000001,14.852837601175882,null,-39317.39142584963,null,-3478.7426102797453,null,6240.3362745891272,null,6240.3362745891272,null,1599.1567239816065,null,1599.1567239816065,0.43012049456761714,null,"IchEgsd241"]
[1182,"IcoNgsd241",0.98603092133998871,8348.9641729365176,0,15563.6337890625,0,0,44974.312548686328,19151.6328125,143866.98771077811,0,0,null,79689.578828353289,143866.98771077811,159430.6217136771,null,33234.557496042507,7339.489407198952,0,0,73337.551010124866,0,null,40574.048663021189,73337.5546875,null,-39115.530487227639,-118856.57283681942,-70529.433023278107,null,0.63272437442426455,0.28202473207118867,0,0,0.50915124782528731,0.25449344850645117,0,0,0.50975943720274164,"FAIL",0,null,"IcoNgsd241",null,-70529.433023278107,70529.433023278107,0.27009929086840012,"FAIL",0,1,null,null,5.3366755565270001,null,1599.1567239816065,"YES",1,null,7.4389999999999992,5.9600000000000009,6.2474711356919013,13.13,13.290000000000001,14.852837601175882,null,-39317.39142584963,null,-3478.7426102797453,null,6240.3362745891272,null,6240.3362745891272,null,1599.1567239816065,null,1599.1567239816065,0.43012049456761714,null,"IcoNgsd241"]
[1198,"ItrNgsd241",0.98603092133998871,8348.9641729365176,0,15563.6337890625,0,0,44974.312548686328,19151.6328125,143866.98771077811,0,0,null,79689.578828353289,143866.98771077811,159430.6217136771,null,33234.557496042507,7339.489407198952,0,0,73337.551010124866,0,null,40574.048663021189,73337.5546875,null,-39115.530487227639,-118856.57283681942,-70529.433023278107,null,0.63272437442426455,0.28202473207118867,0,0,0.50915124782528731,0.25449344850645117,0,0,0.50975943720274164,"FAIL",0,null,"ItrNgsd241",null,-70529.433023278107,70529.433023278107,0.27009929086840012,"FAIL",0,1,null,null,5.3366755565270001,null,1599.1567239816065,"YES",1,null,7.4389999999999992,5.9600000000000009,6.2474711356919013,13.13,13.290000000000001,14.852837601175882,null,-39317.39142584963,null,-3478.7426102797453,null,6240.3362745891272,null,6240.3362745891272,null,1599.1567239816065,null,1599.1567239816065,0.43012049456761714,null,"ItrNgsd241"]
[1201,"IagEgsd242",0.98603092133998871,8348.9641729365176,0,5627.4013671875,0,0,44974.312548686328,19151.6328125,205794.50144832284,0,0,null,69753.346430408725,205794.50144832284,211421.90305327732,null,33234.557496042507,7339.489407198952,0,0,73337.551010124866,0,null,40574.048663021189,73337.5546875,null,-29179.298065352639,-170847.85415248916,-132456.94676082284,null,0.63272437442426455,0.19715807943104718,0,0,0.58167888088610853,0.19191033721055223,0,0,0.35636304260498342,"FAIL",0,null,"IagEgsd242",null,-132456.94676082284,132456.94676082284,0.20065273613377602,"FAIL",0,1,null,null,21.112833209788047,null,12590.007942358954,"YES",1,null,7.4389999999999992,5.9600000000000009,6.2474711356919013,13.13,13.290000000000001,14.852837601175882,null,-29381.159003974637,null,-3028.5281351297726,null,13653.293592137446,null,13653.293592137446,null,12590.007942358954,null,12590.007942358954,0.85595197022649028,null,"IagEgsd242"]
[1213,"ImiEgsd242",0.98603092133998871,8348.9641729365176,0,5627.4013671875,0,0,44974.312548686328,19151.6328125,208633.0215133951,0,0,null,69753.346430408725,208633.0215133951,214260.42311834969,null,33234.557496042507,7339.489407198952,0,0,73337.551010124866,0,null,40574.048663021189,73337.5546875,null,-29179.298065352639,-173686.37421756142,-135295.4668258951,null,0.63272437442426455,0.19447567968245222,0,0,0.58167888088610853,0.18936791087001173,0,0,0.35151460758953457,"FAIL",0,null,"ImiEgsd242",null,-135295.4668258951,135295.4668258951,0.1978750715974405,"FAIL",0,1,null,null,21.404042011584988,null,12792.885771319452,"YES",1,null,7.4389999999999992,5.9600000000000009,6.2474711356919013,13.13,13.290000000000001,14.852837601175882,null,-29381.159003974637,null,-3028.5281351297726,null,13945.880344009243,null,13945.880344009243,null,12792.885771319452,null,12792.885771319452,0.85791178950402902,null,"ImiEgsd242"]
[1220,"IteNgsd242",0.98603092133998871,8348.9641729365176,0,5627.4013671875,0,0,44974.312548686328,19151.6328125,156745.05453356603,0,0,null,69753.346430408725,156745.05453356603,162372.45613852044,null,33234.557496042507,7339.489407198952,0,0,73337.551010124866,0,null,40574.048663021189,73337.5546875,null,-29179.298065352639,-121798.40723773235,-83407.499846066028,null,0.63272437442426455,0.25885377234873141,0,0,0.58167888088610853,0.24988258284287548,0,0,0.46787794936008775,"FAIL",0,null,"IteNgsd242",null,-83407.499846066028,83407.499846066028,0.26491136325301801,"FAIL",0,1,null,null,16.080760150966821,null,9084.2895332838034,"YES",1,null,7.4389999999999992,5.9600000000000009,6.2474711356919013,13.13,13.290000000000001,14.852837601175882,null,-29381.159003974637,null,-3028.5281351297726,null,8597.413054075625,null,8597.413054075625,null,9084.2895332838034,null,8597.413054075625,0.76741648971127641,null,"IteNgsd242"]
[1229,"IluEgsd243",0.98603092133998871,8348.9641729365176,0,9866.7470703125,0,0,44974.312548686328,19151.6328125,174645.15616010039,0,0,null,73992.692001200063,174645.15616010039,184511.90333584623,null,33234.557496042507,7339.489407198952,0,0,73337.551010124866,0,null,40574.048663021189,73337.5546875,null,-33418.643768477639,-143937.85456739171,-101307.60147260039,null,0.63272437442426455,0.23232278269330425,0,0,0.54835210518368349,0.21989935582829875,0,0,0.41992321058289261,"FAIL",0,null,"IluEgsd243",null,-101307.60147260039,101307.60147260039,0.23145453871981447,"FAIL",0,1,null,null,10.218877639503946,null,5000.463803399628,"YES",1,null,7.4389999999999992,5.9600000000000009,6.2474711356919013,13.13,13.290000000000001,14.852837601175882,null,-33620.504707099622,null,-2974.6907936217649,null,8963.5415068831298,null,8963.5415068831298,null,5000.463803399628,null,5000.463803399628,0.70238786155440014,null,"IluEgsd243"]
[1240,"IchNgsd301",0.98533076643943773,8329.1060426051008,0,7935.28857421875,0,0,44867.340505010172,17330.630859375,84943.445277835781,0,0,null,70133.259671390799,84943.445277835781,92878.734068932055,null,33145.602319293925,7319.7601768823924,0,0,71387.667128308603,0,null,40465.361419644541,71387.6640625,null,-29667.89851895938,-52413.372432409989,-13555.781215335781,null,0.65058973037206136,0.47638003482539615,0,0,0.57697819059129352,0.43567951178255027,0,0,0.84041404053017754,"FAIL",0,null,"IchNgsd301",null,-13555.781215335781,13555.781215335781,0.48352043304226117,"FAIL",0,1,null,null,7.5730330129130614,null,3062.1846915748256,"YES",1,null,7.4389999999999992,5.9600000000000009,6.2474711356919013,13.13,13.290000000000001,14.852837601175882,null,-29869.218725027258,null,-2642.7827520165292,null,1199.3947721164029,null,1199.3947721164029,null,3062.1846915748256,null,1199.3947721164029,0.23401849272125991,null,"IchNgsd301"]
[1252,"IprNgsd301",0.98533076643943773,8329.1060426051008,0,7935.28857421875,0,0,44867.340505010172,17330.630859375,84943.445277835781,0,0,null,70133.259671390799,84943.445277835781,92878.734068932055,null,33145.602319293925,7319.7601768823924,0,0,71387.667128308603,0,null,40465.361419644541,71387.6640625,null,-29667.89851895938,-52413.372432409989,-13555.781215335781,null,0.65058973037206136,0.47638003482539615,0,0,0.57697819059129352,0.43567951178255027,0,0,0.84041404053017754,"FAIL",0,null,"IprNgsd301",null,-13555.781215335781,13555.781215335781,0.48352043304226117,"FAIL",0,1,null,null,7.5730330129130614,null,3062.1846915748256,"YES",1,null,7.4389999999999992,5.9600000000000009,6.2474711356919013,13.13,13.290000000000001,14.852837601175882,null,-29869.218725027258,null,-2642.7827520165292,null,1199.3947721164029,null,1199.3947721164029,null,3062.1846915748256,null,1199.3947721164029,0.23401849272125991,null,"IprNgsd301"]
[1255,"IteEgsd301",0.98533076643943773,8329.1060426051008,0,7935.28857421875,0,0,44867.340505010172,17330.630859375,84943.445277835781,0,0,null,70133.259671390799,84943.445277835781,92878.734068932055,null,33145.602319293925,7319.7601768823924,0,0,71387.667128308603,0,null,40465.361419644541,71387.6640625,null,-29667.89851895938,-52413.372432409989,-13555.781215335781,null,0.65058973037206136,0.47638003482539615,0,0,0.57697819059129352,0.43567951178255027,0,0,0.84041404053017754,"FAIL",0,null,"IteEgsd301",null,-13555.781215335781,13555.781215335781,0.48352043304226117,"FAIL",0,1,null,null,7.5730330129130614,null,3062.1846915748256,"YES",1,null,7.4389999999999992,5.9600000000000009,6.2474711356919013,13.13,13.290000000000001,14.852837601175882,null,-29869.218725027258,null,-2642.7827520165292,null,1199.3947721164029,null,1199.3947721164029,null,3062.1846915748256,null,1199.3947721164029,0.23401849272125991,null,"IteEgsd301"]
[1271,"ImeEgsd302",0.98533076643943773,8329.1060426051008,0,6698.87744140625,0,0,44867.340505010172,17330.630859375,14587.653900558365,0,0,null,68896.848157414861,14587.653900558365,21286.531177678742,null,33145.602319293925,7319.7601768823924,0,0,71387.667128308603,0,null,40465.361419644541,71387.6640625,null,-28431.48738614688,19178.830077679926,56800.010161941638,null,0.65058973037206136,2.7739458103057726,0,1,0.58733254308494665,1.9009842782544129,0,1,4.8937042617776614,"PASS",1,null,"ImeEgsd302",null,56800.010161941638,0,0.58733254308494665,"FAIL",0,1,null,null,1.5405867337815231,null,-1020.4036096808029,"NO",0,null,7.4389999999999992,5.9600000000000009,6.2474711356919013,13.13,13.290000000000001,14.852837601175882,null,-28632.807592214762,null,-2951.3901534329893,null,0,null,0,null,-1020.4036096808029,null,-1020.4036096808029,-0.97868675036504338,null,"ImeEgsd302"]
[1274,"ImiNgsd302",0.98533076643943773,8329.1060426051008,0,6698.87744140625,0,0,44867.340505010172,17330.630859375,14587.653900558365,0,0,null,68896.848157414861,14587.653900558365,21286.531177678742,null,33145.602319293925,7319.7601768823924,0,0,71387.667128308603,0,null,40465.361419644541,71387.6640625,null,-28431.48738614688,19178.830077679926,56800.010161941638,null,0.65058973037206136,2.7739458103057726,0,1,0.58733254308494665,1.9009842782544129,0,1,4.8937042617776614,"PASS",1,null,"ImiNgsd302",null,56800.010161941638,0,0.58733254308494665,"FAIL",0,1,null,null,1.5405867337815231,null,-1020.4036096808029,"NO",0,null,7.4389999999999992,5.9600000000000009,6.2474711356919013,13.13,13.290000000000001,14.852837601175882,null,-28632.807592214762,null,-2951.3901534329893,null,0,null,0,null,-1020.4036096808029,null,-1020.4036096808029,-0.97868675036504338,null,"ImiNgsd302"]
[1286,"IagNgsd303",0.98533076643943773,8329.1060426051008,0,6698.87744140625,0,0,44867.340505010172,17330.630859375,19450.863888097236,0,0,null,68896.848157414861,19450.863888097236,26149.741165217609,null,33145.602319293925,7319.7601768823924,0,0,71387.667128308603,0,null,40465.361419644541,71387.6640625,null,-28431.48738614688,14315.620090141056,51936.800174402764,null,0.65058973037206136,2.0803889047008819,0,1,0.58733254308494665,1.5474478661090783,0,1,3.670153905410082,"PASS",1,null,"IagNgsd303",null,51936.800174402764,0,0.58733254308494665,"FAIL",0,1,null,null,2.0541852047526681,null,-672.81475234058576,"NO",0,null,7.4389999999999992,5.9600000000000009,6.2474711356919013,13.13,13.290000000000001,14.852837601175882,null,-28632.807592214762,null,-2951.3901534329893,null,0,null,0,null,-672.81475234058576,null,-672.81475234058576,-0.4839648104118684,null,"IagNgsd303"]
[1293,"IluEgsd303",0.98533076643943773,8329.1060426051008,0,6698.87744140625,0,0,44867.340505010172,17330.630859375,19450.863888097236,0,0,null,68896.848157414861,19450.863888097236,26149.741165217609,null,33145.602319293925,7319.7601768823924,0,0,71387.667128308603,0,null,40465.361419644541,71387.6640625,null,-28431.48738614688,14315.620090141056,51936.800174402764,null,0.65058973037206136,2.0803889047008819,0,1,0.58733254308494665,1.5474478661090783,0,1,3.670153905410082,"PASS",1,null,"IluEgsd303",null,51936.800174402764,0,0.58733254308494665,"FAIL",0,1,null,null,2.0541852047526681,null,-672.81475234058576,"NO",0,null,7.4389999999999992,5.9600000000000009,6.2474711356919013,13.13,13.290000000000001,14.852837601175882,null,-28632.807592214762,null,-2951.3901534329893,null,0,null,0,null,-672.81475234058576,null,-672.81475234058576,-0.4839648104118684,null,"IluEgsd303"]
[1305,"ItrEgsd303",0.98533076643943773,8329.1060426051008,0,6698.87744140625,0,0,44867.340505010172,17330.630859375,19450.863888097236,0,0,null,68896.848157414861,19450.863888097236,26149.741165217609,null,33145.602319293925,7319.7601768823924,0,0,71387.667128308603,0,null,40465.361419644541,71387.6640625,null,-28431.48738614688,14315.620090141056,51936.800174402764,null,0.65058973037206136,2.0803889047008819,0,1,0.58733254308494665,1.5474478661090783,0,1,3.670153905410082,"PASS",1,null,"ItrEgsd303",null,51936.800174402764,0,0.58733254308494665,"FAIL",0,1,null,null,2.0541852047526681,null,-672.81475234058576,"NO",0,null,7.4389999999999992,5.9600000000000009,6.2474711356919013,13.13,13.290000000000001,14.852837601175882,null,-28632.807592214762,null,-2951.3901534329893,null,0,null,0,null,-672.81475234058576,null,-672.81475234058576,-0.4839648104118684,null,"ItrEgsd303"]
[1312,"IchNgsd304",0.98533076643943773,8329.1060426051008,0,5552.87646484375,0,0,44867.340505010172,17330.630859375,44625.607042668526,0,0,null,67750.847374335775,44625.607042668526,50178.483536709784,null,33145.602319293925,7319.7601768823924,0,0,71387.667128308603,0,null,40465.361419644541,71387.6640625,null,-27285.48640958438,-9713.1220878677341,26762.057019831474,null,0.65058973037206136,0.906774475492374,0,0,0.59726723304836726,0.80642854448932133,0,0,1.5997018033669117,"PASS",1,null,"IchNgsd304",null,26762.057019831474,0,0.59726723304836726,"FAIL",0,1,null,null,5.6855026700087405,null,1784.7577672996538,"YES",1,null,7.4389999999999992,5.9600000000000009,6.2474711356919013,13.13,13.290000000000001,14.852837601175882,null,-27486.806615652255,null,-3331.2712085055341,null,0,null,0,null,1784.7577672996538,null,0,0,null,"IchNgsd304"]
[1324,"IprNgsd304",0.98533076643943773,8329.1060426051008,0,5552.87646484375,0,0,44867.340505010172,17330.630859375,44625.607042668526,0,0,null,67750.847374335775,44625.607042668526,50178.483536709784,null,33145.602319293925,7319.7601768823924,0,0,71387.667128308603,0,null,40465.361419644541,71387.6640625,null,-27285.48640958438,-9713.1220878677341,26762.057019831474,null,0.65058973037206136,0.906774475492374,0,0,0.59726723304836726,0.80642854448932133,0,0,1.5997018033669117,"PASS",1,null,"IprNgsd304",null,26762.057019831474,0,0.59726723304836726,"FAIL",0,1,null,null,5.6855026700087405,null,1784.7577672996538,"YES",1,null,7.4389999999999992,5.9600000000000009,6.2474711356919013,13.13,13.290000000000001,14.852837601175882,null,-27486.806615652255,null,-3331.2712085055341,null,0,null,0,null,1784.7577672996538,null,0,0,null,"IprNgsd304"]
[1327,"IteTgsd304",0.98533076643943773,8329.1060426051008,0,5552.87646484375,0,0,44867.340505010172,17330.630859375,44625.607042668526,0,0,null,67750.847374335775,44625.607042668526,50178.483536709784,null,33145.602319293925,7319.7601768823924,0,0,71387.667128308603,0,null,40465.361419644541,71387.6640625,null,-27285.48640958438,-9713.1220878677341,26762.057019831474,null,0.65058973037206136,0.906774475492374,0,0,0.59726723304836726,0.80642854448932133,0,0,1.5997018033669117,"PASS",1,null,"IteTgsd304",null,26762.057019831474,0,0.59726723304836726,"FAIL",0,1,null,null,5.6855026700087405,null,1784.7577672996538,"YES",1,null,7.4389999999999992,5.9600000000000009,6.2474711356919013,13.13,13.290000000000001,14.852837601175882,null,-27486.806615652255,null,-3331.2712085055341,null,0,null,0,null,1784.7577672996538,null,0,0,null,"IteTgsd304"]
[1343,"ImeTgsd305",0.98533076643943773,8329.1060426051008,0,6222.8125,0,0,44867.340505010172,17330.630859375,62465.594083199285,0,0,null,68420.783148190065,62465.594083199285,68688.406351094891,null,33145.602319293925,7319.7601768823924,0,0,71387.667128308603,0,null,40465.361419644541,71387.6640625,null,-27955.42244474063,-28223.045163554736,8922.0699793007152,null,0.65058973037206136,0.64780239447891663,0,0,0.59141914392342754,0.5891148657034373,0,0,1.1428317477845038,"PASS",1,null,"ImeTgsd305",null,8922.0699793007152,0,0.59141914392342754,"FAIL",0,1,null,null,7.1016117078592433,null,2743.1401421631963,"YES",1,null,7.4389999999999992,5.9600000000000009,6.2474711356919013,13.13,13.290000000000001,14.852837601175882,null,-28156.742650808508,null,-3089.5762894700579,null,0,null,0,null,2743.1401421631963,null,0,0,null,"ImeTgsd305"]
[1346,"ImiNgsd305",0.98533076643943773,8329.1060426051008,0,6222.8125,0,0,44867.340505010172,17330.630859375,62465.594083199285,0,0,null,68420.783148190065,62465.594083199285,68688.406351094891,null,33145.602319293925,7319.7601768823924,0,0,71387.667128308603,0,null,40465.361419644541,71387.6640625,null,-27955.42244474063,-28223.045163554736,8922.0699793007152,null,0.65058973037206136,0.64780239447891663,0,0,0.59141914392342754,0.5891148657034373,0,0,1.1428317477845038,"PASS",1,null,"ImiNgsd305",null,8922.0699793007152,0,0.59141914392342754,"FAIL",0,1,null,null,7.1016117078592433,null,2743.1401421631963,"YES",1,null,7.4389999999999992,5.9600000000000009,6.2474711356919013,13.13,13.290000000000001,14.852837601175882,null,-28156.742650808508,null,-3089.5762894700579,null,0,null,0,null,2743.1401421631963,null,0,0,null,"ImiNgsd305"]
[1362,"IcoNgsd306",0.98533076643943773,8329.1060426051008,0,5026.65576171875,0,0,44867.340505010172,17330.630859375,25169.618184608014,0,0,null,67224.626636022411,25169.618184608014,30196.273940335908,null,33145.602319293925,7319.7601768823924,0,0,71387.667128308603,0,null,40465.361419644541,71387.6640625,null,-26759.26570645938,10269.087473317777,46218.045877891986,null,0.65058973037206136,1.6077066057517844,0,1,0.60194251942427635,1.3400779676184837,0,1,2.8362632892919972,"PASS",1,null,"IcoNgsd306",null,46218.045877891986,0,0.60194251942427635,"FAIL",0,1,null,null,3.5424214245224581,null,334.38125060695421,"YES",1,null,7.4389999999999992,5.9600000000000009,6.2474711356919013,13.13,13.290000000000001,14.852837601175882,null,-26960.585912527255,null,-3539.5722183093817,null,0,null,0,null,334.38125060695421,null,0,0,null,"IcoNgsd306"]
[1365,"IluTgsd306",0.98533076643943773,8329.1060426051008,0,5026.65576171875,0,0,44867.340505010172,17330.630859375,25169.618184608014,0,0,null,67224.626636022411,25169.618184608014,30196.273940335908,null,33145.602319293925,7319.7601768823924,0,0,71387.667128308603,0,null,40465.361419644541,71387.6640625,null,-26759.26570645938,10269.087473317777,46218.045877891986,null,0.65058973037206136,1.6077066057517844,0,1,0.60194251942427635,1.3400779676184837,0,1,2.8362632892919972,"PASS",1,null,"IluTgsd306",null,46218.045877891986,0,0.60194251942427635,"FAIL",0,1,null,null,3.5424214245224581,null,334.38125060695421,"YES",1,null,7.4389999999999992,5.9600000000000009,6.2474711356919013,13.13,13.290000000000001,14.852837601175882,null,-26960.585912527255,null,-3539.5722183093817,null,0,null,0,null,334.38125060695421,null,0,0,null,"IluTgsd306"]
[1380,"IwaNgsd306",0.98603092133998871,8348.9641729365176,0,5038.640625,0,0,44974.312548686328,17330.630859375,25229.62925923731,0,0,null,67343.583337034084,25229.62925923731,30268.269672300794,null,33216.431977603293,7324.9614414051894,0,0,71516.549108641309,0,null,40541.392413021189,71516.546875,null,-26802.191620040139,10273.122528783879,46286.917615762693,null,0.65069303004576262,1.6068960822394087,0,1,0.60200823872275633,1.3394023698108286,0,1,2.8346253581516931,"PASS",1,null,"IwaNgsd306",null,46286.917615762693,0,0.60200823872275633,"FAIL",0,1,null,null,3.5446418116031366,null,336.35931162587877,"YES",1,null,7.4389999999999992,5.9600000000000009,6.2474711356919013,13.13,13.290000000000001,14.852837601175882,null,-27003.890089756664,null,-3545.2574902524793,null,0,null,0,null,336.35931162587877,null,0,0,null,"IwaNgsd306"]
[1385,"IcoTgsd307",0.98533076643943773,8329.1060426051008,0,5026.65576171875,0,0,44867.340505010172,17330.630859375,34979.348888760032,0,0,null,67224.626636022411,34979.348888760032,40006.004644487955,null,33145.602319293925,7319.7601768823924,0,0,71387.667128308603,0,null,40465.361419644541,71387.6640625,null,-26759.26570645938,459.35676916575903,36408.315173739968,null,0.65058973037206136,1.1568357532420319,0,1,0.60194251942427635,1.0114821955648665,0,1,2.0408517119493643,"PASS",1,null,"IcoTgsd307",null,36408.315173739968,0,0.60194251942427635,"FAIL",0,1,null,null,4.923061997243483,null,1268.7595756869084,"YES",1,null,7.4389999999999992,5.9600000000000009,6.2474711356919013,13.13,13.290000000000001,14.852837601175882,null,-26960.585912527255,null,-3539.5722183093817,null,0,null,0,null,1268.7595756869084,null,0,0,null,"IcoTgsd307"]
[1397,"IstTgsd307",0.98533076643943773,8329.1060426051008,0,5026.65576171875,0,0,44867.340505010172,17330.630859375,34979.348888760032,0,0,null,67224.626636022411,34979.348888760032,40006.004644487955,null,33145.602319293925,7319.7601768823924,0,0,71387.667128308603,0,null,40465.361419644541,71387.6640625,null,-26759.26570645938,459.35676916575903,36408.315173739968,null,0.65058973037206136,1.1568357532420319,0,1,0.60194251942427635,1.0114821955648665,0,1,2.0408517119493643,"PASS",1,null,"IstTgsd307",null,36408.315173739968,0,0.60194251942427635,"FAIL",0,1,null,null,4.923061997243483,null,1268.7595756869084,"YES",1,null,7.4389999999999992,5.9600000000000009,6.2474711356919013,13.13,13.290000000000001,14.852837601175882,null,-26960.585912527255,null,-3539.5722183093817,null,0,null,0,null,1268.7595756869084,null,0,0,null,"IstTgsd307"]
[1400,"IteNgsd307",0.98533076643943773,8329.1060426051008,0,5026.65576171875,0,0,44867.340505010172,17330.630859375,34979.348888760032,0,0,null,67224.626636022411,34979.348888760032,40006.004644487955,null,33145.602319293925,7319.7601768823924,0,0,71387.667128308603,0,null,40465.361419644541,71387.6640625,null,-26759.26570645938,459.35676916575903,36408.315173739968,null,0.65058973037206136,1.1568357532420319,0,1,0.60194251942427635,1.0114821955648665,0,1,2.0408517119493643,"PASS",1,null,"IteNgsd307",null,36408.315173739968,0,0.60194251942427635,"FAIL",0,1,null,null,4.923061997243483,null,1268.7595756869084,"YES",1,null,7.4389999999999992,5.9600000000000009,6.2474711356919013,13.13,13.290000000000001,14.852837601175882,null,-26960.585912527255,null,-3539.5722183093817,null,0,null,0,null,1268.7595756869084,null,0,0,null,"IteNgsd307"]
[1416,"ImeNgsd401",0.98533076643943773,8329.1060426051008,0,6698.87744140625,0,0,44867.340505010172,19151.6328125,55294.561334712947,0,0,null,70717.85005889849,55294.561334712947,61993.438611833299,null,33163.714967274122,7334.2778267456633,0,0,73208.669029792261,0,null,40497.994232144541,73208.671875,null,-30219.85652677188,-21495.444543974656,17914.110540287053,null,0.63259362238269012,0.73240465706924085,0,0,0.57267003730367716,0.65326258764895251,0,0,1.3239759952492993,"PASS",1,null,"ImeNgsd401",null,17914.110540287053,0,0.57267003730367716,"FAIL",0,1,null,null,5.6824648604133188,null,1837.0430056314403,"YES",1,null,7.4389999999999992,5.9600000000000009,6.2474711356919013,13.13,13.290000000000001,14.852837601175882,null,-30421.339085140757,null,-3135.7470042352088,null,0,null,0,null,1837.0430056314403,null,0,0,null,"ImeNgsd401"]
[1419,"IprEgsd401",0.98533076643943773,8329.1060426051008,0,6698.87744140625,0,0,44867.340505010172,19151.6328125,55294.561334712947,0,0,null,70717.85005889849,55294.561334712947,61993.438611833299,null,33163.714967274122,7334.2778267456633,0,0,73208.669029792261,0,null,40497.994232144541,73208.671875,null,-30219.85652677188,-21495.444543974656,17914.110540287053,null,0.63259362238269012,0.73240465706924085,0,0,0.57267003730367716,0.65326258764895251,0,0,1.3239759952492993,"PASS",1,null,"IprEgsd401",null,17914.110540287053,0,0.57267003730367716,"FAIL",0,1,null,null,5.6824648604133188,null,1837.0430056314403,"YES",1,null,7.4389999999999992,5.9600000000000009,6.2474711356919013,13.13,13.290000000000001,14.852837601175882,null,-30421.339085140757,null,-3135.7470042352088,null,0,null,0,null,1837.0430056314403,null,0,0,null,"IprEgsd401"]
[1435,"IelEgsd402",0.98533076643943773,8329.1060426051008,0,6650.1953125,0,0,44867.340505010172,19151.6328125,119221.38083225986,0,0,null,70669.16825713405,119221.38083225986,125871.57630761575,null,33163.714967274122,7334.2778267456633,0,0,73208.669029792261,0,null,40497.994232144541,73208.671875,null,-30171.17439786563,-85373.581912615322,-46012.708957259863,null,0.63259362238269012,0.33968734424510433,0,0,0.57306453460875695,0.32174058252491744,0,0,0.61405656740381098,"FAIL",0,null,"IelEgsd402",null,-46012.708957259863,46012.708957259863,0.3470804127389433,"FAIL",0,1,null,null,10.343029760066591,null,5078.4014481213635,"YES",1,null,7.4389999999999992,5.9600000000000009,6.2474711356919013,13.13,13.290000000000001,14.852837601175882,null,-30372.65695623451,null,-2687.3261961015073,null,4071.134056945169,null,4071.134056945169,null,5078.4014481213635,null,4071.134056945169,0.56595138799081102,null,"IelEgsd402"]
[1438,"IluNgsd402",0.98533076643943773,8329.1060426051008,0,6650.1953125,0,0,44867.340505010172,19151.6328125,123976.61525326934,0,0,null,70669.16825713405,123976.61525326934,130626.81072862532,null,33163.714967274122,7334.2778267456633,0,0,73208.669029792261,0,null,40497.994232144541,73208.671875,null,-30171.17439786563,-90128.816333624796,-50767.943378269338,null,0.63259362238269012,0.32665833108455172,0,0,0.57306453460875695,0.31002819449345886,0,0,0.59050387627895373,"FAIL",0,null,"IluNgsd402",null,-50767.943378269338,50767.943378269338,0.33348943796838165,"FAIL",0,1,null,null,10.75556934117632,null,5365.3170222807894,"YES",1,null,7.4389999999999992,5.9600000000000009,6.2474711356919013,13.13,13.290000000000001,14.852837601175882,null,-30372.65695623451,null,-2687.3261961015073,null,4491.869919685003,null,4491.869919685003,null,5365.3170222807894,null,4491.869919685003,0.60048929115034444,null,"IluNgsd402"]
[1450,"ItrNgsd402",0.98533076643943773,8329.1060426051008,0,6650.1953125,0,0,44867.340505010172,19151.6328125,123006.15908382667,0,0,null,70669.16825713405,123006.15908382667,129656.35455918258,null,33163.714967274122,7334.2778267456633,0,0,73208.669029792261,0,null,40497.994232144541,73208.671875,null,-30171.17439786563,-89158.36016418213,-49797.487208826671,null,0.63259362238269012,0.32923549953743231,0,0,0.57306453460875695,0.31234870377700441,0,0,0.59516265218158304,"FAIL",0,null,"ItrNgsd402",null,-49797.487208826671,49797.487208826671,0.3361759646281185,"FAIL",0,1,null,null,10.671377608099581,null,5306.7628361098277,"YES",1,null,7.4389999999999992,5.9600000000000009,6.2474711356919013,13.13,13.290000000000001,14.852837601175882,null,-30372.65695623451,null,-2687.3261961015073,null,4406.0054432887,null,4406.0054432887,null,5306.7628361098277,null,4406.0054432887,0.59365761353217039,null,"ItrNgsd402"]
[1457,"IcoEgsd403",0.98533076643943773,8329.1060426051008,0,5614.0166015625,0,0,44867.340505010172,19151.6328125,8455.9504130591995,0,0,null,69632.98942705206,8455.9504130591995,14069.967058333177,null,33163.714967274122,7334.2778267456633,0,0,73208.669029792261,0,null,40497.994232144541,73208.671875,null,-29134.99568692813,26428.027217522842,64752.721461940804,null,0.63259362238269012,4.7892894652740932,0,1,0.58159206260152307,2.8783290102996317,0,1,8.6576515115247137,"PASS",1,null,"IcoEgsd403",null,64752.721461940804,0,0.58159206260152307,"FAIL",0,1,null,null,0.8689939613663985,null,-1510.6594450877935,"NO",0,null,7.4389999999999992,5.9600000000000009,6.2474711356919013,13.13,13.290000000000001,14.852837601175882,null,-29336.47824529701,null,-3023.9225668220065,null,0,null,0,null,-1510.6594450877935,null,-1510.6594450877935,-2.4995470272693581,null,"IcoEgsd403"]
[1469,"IstEgsd403",0.98533076643943773,8329.1060426051008,0,5614.0166015625,0,0,44867.340505010172,19151.6328125,8455.9504130591995,0,0,null,69632.98942705206,8455.9504130591995,14069.967058333177,null,33163.714967274122,7334.2778267456633,0,0,73208.669029792261,0,null,40497.994232144541,73208.671875,null,-29134.99568692813,26428.027217522842,64752.721461940804,null,0.63259362238269012,4.7892894652740932,0,1,0.58159206260152307,2.8783290102996317,0,1,8.6576515115247137,"PASS",1,null,"IstEgsd403",null,64752.721461940804,0,0.58159206260152307,"FAIL",0,1,null,null,0.8689939613663985,null,-1510.6594450877935,"NO",0,null,7.4389999999999992,5.9600000000000009,6.2474711356919013,13.13,13.290000000000001,14.852837601175882,null,-29336.47824529701,null,-3023.9225668220065,null,0,null,0,null,-1510.6594450877935,null,-1510.6594450877935,-2.4995470272693581,null,"IstEgsd403"]
[1476,"IwaNgsd403",0.98983502686023694,8619.9972766249703,0,5810.083984375,0,0,46434.317318599897,19151.6328125,8751.270923555021,0,0,null,71396.033611620849,8751.270923555021,14561.354939808027,null,34241.037452372584,7367.80514412512,0,0,75096.592901587093,0,null,41608.84065174478,75096.59375,null,-29787.193463730124,27047.485743814759,66345.322826444986,null,0.63441698364623478,4.7546054756172555,0,1,0.58278924266923915,2.8574841362519687,0,1,8.5812214484034719,"PASS",1,null,"IwaNgsd403",null,66345.322826444986,0,0.58278924266923915,"FAIL",0,1,null,null,0.87737840847759574,null,-1544.3051867731883,"NO",0,null,7.4389999999999992,5.9600000000000009,6.2474711356919013,13.13,13.290000000000001,14.852837601175882,null,-29994.20262120149,null,-3091.7189657767899,null,0,null,0,null,-1544.3051867731883,null,-1544.3051867731883,-2.468988978161299,null,"IwaNgsd403"]
[1488,"ImeNgsd404",0.98533076643943773,8329.1060426051008,0,6698.87744140625,0,0,44867.340505010172,19151.6328125,8571.4970979826667,0,0,null,70717.85005889849,8571.4970979826667,15270.37437510304,null,33163.714967274122,7334.2778267456633,0,0,73208.669029792261,0,null,40497.994232144541,73208.671875,null,-30219.85652677188,25227.619692755623,64637.174777017332,null,0.63259362238269012,4.7247282206600634,0,1,0.57267003730367716,2.6520629292806577,0,1,8.5409434359173879,"PASS",1,null,"ImeNgsd404",null,64637.174777017332,0,0.57267003730367716,"FAIL",0,1,null,null,0.88086841301239893,null,-1502.400928165185,"NO",0,null,7.4389999999999992,5.9600000000000009,6.2474711356919013,13.13,13.290000000000001,14.852837601175882,null,-30421.339085140757,null,-3135.7470042352088,null,0,null,0,null,-1502.400928165185,null,-1502.400928165185,-2.4523717609703839,null,"ImeNgsd404"]
[1491,"IprEgsd404",0.98533076643943773,8329.1060426051008,0,6698.87744140625,0,0,44867.340505010172,19151.6328125,8571.4970979826667,0,0,null,70717.85005889849,8571.4970979826667,15270.37437510304,null,33163.714967274122,7334.2778267456633,0,0,73208.669029792261,0,null,40497.994232144541,73208.671875,null,-30219.85652677188,25227.619692755623,64637.174777017332,null,0.63259362238269012,4.7247282206600634,0,1,0.57267003730367716,2.6520629292806577,0,1,8.5409434359173879,"PASS",1,null,"IprEgsd404",null,64637.174777017332,0,0.57267003730367716,"FAIL",0,1,null,null,0.88086841301239893,null,-1502.400928165185,"NO",0,null,7.4389999999999992,5.9600000000000009,6.2474711356919013,13.13,13.290000000000001,14.852837601175882,null,-30421.339085140757,null,-3135.7470042352088,null,0,null,0,null,-1502.400928165185,null,-1502.400928165185,-2.4523717609703839,null,"IprEgsd404"]
[1507,"IelEgsd405",0.98533076643943773,8329.1060426051008,0,4212.60595703125,0,0,44867.340505010172,19151.6328125,3633331.4996965723,0,0,null,68231.578553658968,3633331.4996965723,3637544.1054684538,null,33163.714967274122,7334.2778267456633,0,0,73208.669029792261,0,null,40497.994232144541,73208.671875,null,-27733.58504239688,-3597046.1114214589,-3560122.8278215723,null,0.63259362238269012,1.1146242569808623E-2,0,0,0.59353740104994401,1.1133334210079015E-2,0,0,2.0149185914115963E-2,"FAIL",0,null,"IelEgsd405",null,-3560122.8278215723,3560122.8278215723,1.1161532112998951E-2,"FAIL",0,1,null,null,497.60214597676446,null,343960.37906990555,"YES",1,null,7.4389999999999992,5.9600000000000009,6.2474711356919013,13.13,13.290000000000001,14.852837601175882,null,-27935.067600765749,null,-3667.5089153133404,null,467397.5519675581,null,467397.5519675581,null,343960.37906990555,null,343960.37906990555,0.99388852066092837,null,"IelEgsd405"]
[1510,"IluNgsd405",0.98533076643943773,8329.1060426051008,0,4212.60595703125,0,0,44867.340505010172,19151.6328125,7454973.7069262527,0,0,null,68231.578553658968,7454973.7069262527,7459186.3126981342,null,33163.714967274122,7334.2778267456633,0,0,73208.669029792261,0,null,40497.994232144541,73208.671875,null,-27733.58504239688,-7418688.3186511397,-7381765.0350512527,null,0.63259362238269012,5.4323456827914422E-3,0,0,0.59353740104994401,5.4292777433642614E-3,0,0,9.8201113448573834E-3,"FAIL",0,null,"IluNgsd405",null,-7381765.0350512527,7381765.0350512527,5.4359748505482383E-3,"FAIL",0,1,null,null,1020.9943154717483,null,707972.39560719184,"YES",1,null,7.4389999999999992,5.9600000000000009,6.2474711356919013,13.13,13.290000000000001,14.852837601175882,null,-27935.067600765749,null,-3667.5089153133404,null,969129.17712275928,null,969129.17712275928,null,707972.39560719184,null,707972.39560719184,0.99702144743792265,null,"IluNgsd405"]
[1522,"ItrNgsd405",0.98533076643943773,8329.1060426051008,0,4212.60595703125,0,0,44867.340505010172,19151.6328125,8532317.6990754139,0,0,null,68231.578553658968,8532317.6990754139,8536530.3048472982,null,33163.714967274122,7334.2778267456633,0,0,73208.669029792261,0,null,40497.994232144541,73208.671875,null,-27733.58504239688,-8496032.3108003009,-8459109.0272004139,null,0.63259362238269012,4.746423616707688E-3,0,0,0.59353740104994401,4.7440813521472782E-3,0,0,8.5801624431932604E-3,"FAIL",0,null,"ItrNgsd405",null,-8459109.0272004139,8459109.0272004139,4.7491939282211532E-3,"FAIL",0,1,null,null,1168.5417635012966,null,810589.60545958532,"YES",1,null,7.4389999999999992,5.9600000000000009,6.2474711356919013,13.13,13.290000000000001,14.852837601175882,null,-27935.067600765749,null,-3667.5089153133404,null,1110570.3489335626,null,1110570.3489335626,null,810589.60545958532,null,810589.60545958532,0.99739753825733812,null,"ItrNgsd405"]
[1531,"IelEgsd406",0.98533076643943773,8329.1060426051008,0,6698.87744140625,0,0,44867.340505010172,19151.6328125,25294.320210834489,0,0,null,70717.85005889849,25294.320210834489,31993.197487954872,null,33163.714967274122,7334.2778267456633,0,0,73208.669029792261,0,null,40497.994232144541,73208.671875,null,-30219.85652677188,8504.7965799038029,47914.351664165515,null,0.63259362238269012,1.6010706709879383,0,1,0.57267003730367716,1.2658314017982553,0,1,2.8942731516319631,"PASS",1,null,"IelEgsd406",null,47914.351664165515,0,0.57267003730367716,"FAIL",0,1,null,null,2.5994254148699221,null,-307.1682971840188,"NO",0,null,7.4389999999999992,5.9600000000000009,6.2474711356919013,13.13,13.290000000000001,14.852837601175882,null,-30421.339085140757,null,-3135.7470042352088,null,0,null,0,null,-307.1682971840188,null,-307.1682971840188,-0.16990670969760507,null,"IelEgsd406"]
[1542,"IstNgsd406",0.98533076643943773,8329.1060426051008,0,6698.87744140625,0,0,44867.340505010172,19151.6328125,25294.320210834489,0,0,null,70717.85005889849,25294.320210834489,31993.197487954872,null,33163.714967274122,7334.2778267456633,0,0,73208.669029792261,0,null,40497.994232144541,73208.671875,null,-30219.85652677188,8504.7965799038029,47914.351664165515,null,0.63259362238269012,1.6010706709879383,0,1,0.57267003730367716,1.2658314017982553,0,1,2.8942731516319631,"PASS",1,null,"IstNgsd406",null,47914.351664165515,0,0.57267003730367716,"FAIL",0,1,null,null,2.5994254148699221,null,-307.1682971840188,"NO",0,null,7.4389999999999992,5.9600000000000009,6.2474711356919013,13.13,13.290000000000001,14.852837601175882,null,-30421.339085140757,null,-3135.7470042352088,null,0,null,0,null,-307.1682971840188,null,-307.1682971840188,-0.16990670969760507,null,"IstNgsd406"]
[1549,"IagEgsd407",0.98533076643943773,8329.1060426051008,0,6698.87744140625,0,0,44867.340505010172,19151.6328125,11096.16744143574,0,0,null,70717.85005889849,11096.16744143574,17795.04471855611,null,33163.714967274122,7334.2778267456633,0,0,73208.669029792261,0,null,40497.994232144541,73208.671875,null,-30219.85652677188,22702.949349302551,62112.50443356426,null,0.63259362238269012,3.6497281107092308,0,1,0.57267003730367716,2.275801746990409,0,1,6.5976538531332292,"PASS",1,null,"IagEgsd407",null,62112.50443356426,0,0.57267003730367716,"FAIL",0,1,null,null,1.1403215831588289,null,-1321.9548359870737,"NO",0,null,7.4389999999999992,5.9600000000000009,6.2474711356919013,13.13,13.290000000000001,14.852837601175882,null,-30421.339085140757,null,-3135.7470042352088,null,0,null,0,null,-1321.9548359870737,null,-1321.9548359870737,-1.6668663288742012,null,"IagEgsd407"]
[1561,"ImiEgsd407",0.98533076643943773,8329.1060426051008,0,6698.87744140625,0,0,44867.340505010172,19151.6328125,11269.545111080641,0,0,null,70717.85005889849,11269.545111080641,17968.422388201016,null,33163.714967274122,7334.2778267456633,0,0,73208.669029792261,0,null,40497.994232144541,73208.671875,null,-30219.85652677188,22529.571679657653,61939.126763919361,null,0.63259362238269012,3.5935784304483942,0,1,0.57267003730367716,2.2538424902824588,0,1,6.4961514553962321,"PASS",1,null,"ImiEgsd407",null,61939.126763919361,0,0.57267003730367716,"FAIL",0,1,null,null,1.1581391078956857,null,-1309.5629939092214,"NO",0,null,7.4389999999999992,5.9600000000000009,6.2474711356919013,13.13,13.290000000000001,14.852837601175882,null,-30421.339085140757,null,-3135.7470042352088,null,0,null,0,null,-1309.5629939092214,null,-1309.5629939092214,-1.6258376161222901,null,"ImiEgsd407"]
[1564,"IprNgsd407",0.98533076643943773,8329.1060426051008,0,6698.87744140625,0,0,44867.340505010172,19151.6328125,11096.16744143574,0,0,null,70717.85005889849,11096.16744143574,17795.04471855611,null,33163.714967274122,7334.2778267456633,0,0,73208.669029792261,0,null,40497.994232144541,73208.671875,null,-30219.85652677188,22702.949349302551,62112.50443356426,null,0.63259362238269012,3.6497281107092308,0,1,0.57267003730367716,2.275801746990409,0,1,6.5976538531332292,"PASS",1,null,"IprNgsd407",null,62112.50443356426,0,0.57267003730367716,"FAIL",0,1,null,null,1.1403215831588289,null,-1321.9548359870737,"NO",0,null,7.4389999999999992,5.9600000000000009,6.2474711356919013,13.13,13.290000000000001,14.852837601175882,null,-30421.339085140757,null,-3135.7470042352088,null,0,null,0,null,-1321.9548359870737,null,-1321.9548359870737,-1.6668663288742012,null,"IprNgsd407"]
[1580,"IelNgsd408",0.98533076643943773,8329.1060426051008,0,7935.28857421875,0,0,44867.340505010172,19151.6328125,6034.3872645821302,0,0,null,71954.261572874413,6034.3872645821302,13969.676055678425,null,33163.714967274122,7334.2778267456633,0,0,73208.669029792261,0,null,40497.994232144541,73208.671875,null,-31456.26765958438,26528.318393343659,67174.284610417875,null,0.63259362238269012,6.7112023899826641,0,1,0.56282968051402871,2.8989931262156459,0,1,12.131914752088679,"PASS",1,null,"IelNgsd408",null,67174.284610417875,0,0.56282968051402871,"FAIL",0,1,null,null,0.52351218820403544,null,-1750.9372410797614,"NO",0,null,7.4389999999999992,5.9600000000000009,6.2474711356919013,13.13,13.290000000000001,14.852837601175882,null,-31657.750217953253,null,-2801.0292808078134,null,0,null,0,null,-1750.9372410797614,null,-1750.9372410797614,-4.8090056024245982,null,"IelNgsd408"]
[1583,"ImeEgsd408",0.98533076643943773,8329.1060426051008,0,7935.28857421875,0,0,44867.340505010172,19151.6328125,6034.3872645821302,0,0,null,71954.261572874413,6034.3872645821302,13969.676055678425,null,33163.714967274122,7334.2778267456633,0,0,73208.669029792261,0,null,40497.994232144541,73208.671875,null,-31456.26765958438,26528.318393343659,67174.284610417875,null,0.63259362238269012,6.7112023899826641,0,1,0.56282968051402871,2.8989931262156459,0,1,12.131914752088679,"PASS",1,null,"ImeEgsd408",null,67174.284610417875,0,0.56282968051402871,"FAIL",0,1,null,null,0.52351218820403544,null,-1750.9372410797614,"NO",0,null,7.4389999999999992,5.9600000000000009,6.2474711356919013,13.13,13.290000000000001,14.852837601175882,null,-31657.750217953253,null,-2801.0292808078134,null,0,null,0,null,-1750.9372410797614,null,-1750.9372410797614,-4.8090056024245982,null,"ImeEgsd408"]
[1595,"IwaEgsd408",0.98983502686023694,8619.9972766249703,0,8212.42578125,0,0,46434.317318599897,19151.6328125,6245.1361994895133,0,0,null,73798.375448686871,6245.1361994895133,14457.562052808576,null,34241.037452372584,7367.80514412512,0,0,75096.592901587093,0,null,41608.84065174478,75096.59375,null,-32189.535260605124,27151.278671005268,68851.457550510488,null,0.63441698364623478,6.6625993929717575,0,1,0.56381783660338902,2.8779984278937509,0,1,12.024812806506688,"PASS",1,null,"IwaEgsd408",null,68851.457550510488,0,0.56381783660338902,"FAIL",0,1,null,null,0.52856327077676379,null,-1792.9745946679257,"NO",0,null,7.4389999999999992,5.9600000000000009,6.2474711356919013,13.13,13.290000000000001,14.852837601175882,null,-32396.544418076486,null,-2866.3966607634052,null,0,null,0,null,-1792.9745946679257,null,-1792.9745946679257,-4.7582813580910717,null,"IwaEgsd408"]
[1602,"ImeNgsd409",0.98533076643943773,8329.1060426051008,0,5026.65576171875,0,0,44867.340505010172,19151.6328125,84205.40840274583,0,0,null,69045.628537505996,84205.40840274583,89232.064158473746,null,33163.714967274122,7334.2778267456633,0,0,73208.669029792261,0,null,40497.994232144541,73208.671875,null,-28547.63484708438,-48734.069932320039,-10996.73652774583,null,0.63259362238269012,0.48094291091668112,0,0,0.58653957929289979,0.45385024555189324,0,0,0.86940581684314666,"FAIL",0,null,"ImeNgsd409",null,-10996.73652774583,10996.73652774583,0.50595698821544599,"FAIL",0,1,null,null,11.532333883377856,null,5905.5460204606188,"YES",1,null,7.4389999999999992,5.9600000000000009,6.2474711356919013,13.13,13.290000000000001,14.852837601175882,null,-28749.117405453249,null,-3774.3830048580048,null,1443.7276412301994,null,1443.7276412301994,null,5905.5460204606188,null,1443.7276412301994,0.18000292576552052,null,"ImeNgsd409"]
[1614,"IcoNgsd410",0.98533076643943773,8329.1060426051008,0,11745.408203125,0,0,44867.340505010172,19151.6328125,1685.9342932700545,0,0,null,75764.380892779678,1685.9342932700545,13431.342404271616,null,33163.714967274122,7334.2778267456633,0,0,73208.669029792261,0,null,40497.994232144541,73208.671875,null,-35266.38728849063,27066.651735749489,71522.737581729947,null,0.63259362238269012,24.021098801895914,0,1,0.53452550419242206,3.0151858790745694,0,1,43.423205855196024,"PASS",1,null,"IcoNgsd410",null,71522.737581729947,0,0.53452550419242206,"FAIL",0,1,null,null,9.881636806392366E-2,null,-2046.3073113911407,"NO",0,null,7.4389999999999992,5.9600000000000009,6.2474711356919013,13.13,13.290000000000001,14.852837601175882,null,-35467.869846859503,null,-3138.1428334283255,null,0,null,0,null,-2046.3073113911407,null,-2046.3073113911407,-29.775116448800723,null,"IcoNgsd410"]
[1621,"ImiTgsd410",0.98533076643943773,8329.1060426051008,0,11745.408203125,0,0,44867.340505010172,19151.6328125,1712.3055292777731,0,0,null,75764.380892779678,1712.3055292777731,13457.713640279333,null,33163.714967274122,7334.2778267456633,0,0,73208.669029792261,0,null,40497.994232144541,73208.671875,null,-35266.38728849063,27040.28049974177,71496.366345722228,null,0.63259362238269012,23.651149599000618,0,1,0.53452550419242206,3.0092774328105678,0,1,42.754444591368234,"PASS",1,null,"ImiTgsd410",null,71496.366345722228,0,0.53452550419242206,"FAIL",0,1,null,null,0.10036204215146843,null,-2045.2323164364786,"NO",0,null,7.4389999999999992,5.9600000000000009,6.2474711356919013,13.13,13.290000000000001,14.852837601175882,null,-35467.869846859503,null,-3138.1428334283255,null,0,null,0,null,-2045.2323164364786,null,-2045.2323164364786,-29.301149408908355,null,"ImiTgsd410"]
[1633,"IagTgsd411",0.98533076643943773,8329.1060426051008,0,6698.87744140625,0,0,44867.340505010172,19151.6328125,39086.227413102264,0,0,null,70717.85005889849,39086.227413102264,45785.104690222623,null,33163.714967274122,7334.2778267456633,0,0,73208.669029792261,0,null,40497.994232144541,73208.671875,null,-30219.85652677188,-5287.1106223639727,34122.444461897736,null,0.63259362238269012,1.0361192909236625,0,1,0.57267003730367716,0.88452334794984433,0,0,1.8730042964049123,"PASS",1,null,"IagTgsd411",null,34122.444461897736,0,0.57267003730367716,"FAIL",0,1,null,null,4.016780490792411,null,678.58255926024856,"YES",1,null,7.4389999999999992,5.9600000000000009,6.2474711356919013,13.13,13.290000000000001,14.852837601175882,null,-30421.339085140757,null,-3135.7470042352088,null,0,null,0,null,678.58255926024856,null,0,0,null,"IagTgsd411"]
[1636,"IagNgsd412",0.98533076643943773,8329.1060426051008,0,6698.87744140625,0,0,44867.340505010172,19151.6328125,2274.2619063422831,0,0,null,70717.85005889849,2274.2619063422831,8973.1391834626556,null,33163.714967274122,7334.2778267456633,0,0,73208.669029792261,0,null,40497.994232144541,73208.671875,null,-30219.85652677188,31524.854884396009,70934.40996865771,null,0.63259362238269012,17.807093421917202,0,1,0.57267003730367716,4.5132469989230657,0,1,32.190079634558096,"PASS",1,null,"IagNgsd412",null,70934.40996865771,0,0.57267003730367716,"FAIL",0,1,null,null,0.23371941708320138,null,-1952.4841062065505,"NO",0,null,7.4389999999999992,5.9600000000000009,6.2474711356919013,13.13,13.290000000000001,14.852837601175882,null,-30421.339085140757,null,-3135.7470042352088,null,0,null,0,null,-1952.4841062065505,null,-1952.4841062065505,-12.011692704728134,null,"IagNgsd412"]
[1652,"IstNgsd412",0.98533076643943773,8329.1060426051008,0,6698.87744140625,0,0,44867.340505010172,19151.6328125,2274.2619063422831,0,0,null,70717.85005889849,2274.2619063422831,8973.1391834626556,null,33163.714967274122,7334.2778267456633,0,0,73208.669029792261,0,null,40497.994232144541,73208.671875,null,-30219.85652677188,31524.854884396009,70934.40996865771,null,0.63259362238269012,17.807093421917202,0,1,0.57267003730367716,4.5132469989230657,0,1,32.190079634558096,"PASS",1,null,"IstNgsd412",null,70934.40996865771,0,0.57267003730367716,"FAIL",0,1,null,null,0.23371941708320138,null,-1952.4841062065505,"NO",0,null,7.4389999999999992,5.9600000000000009,6.2474711356919013,13.13,13.290000000000001,14.852837601175882,null,-30421.339085140757,null,-3135.7470042352088,null,0,null,0,null,-1952.4841062065505,null,-1952.4841062065505,-12.011692704728134,null,"IstNgsd412"]
[1655,"ItrTgsd412",0.98533076643943773,8329.1060426051008,0,6698.87744140625,0,0,44867.340505010172,19151.6328125,2346.7920942652281,0,0,null,70717.85005889849,2346.7920942652281,9045.6693713856021,null,33163.714967274122,7334.2778267456633,0,0,73208.669029792261,0,null,40497.994232144541,73208.671875,null,-30219.85652677188,31452.324696473064,70861.879780734773,null,0.63259362238269012,17.25674563635528,0,1,0.57267003730367716,4.4770587818227545,0,1,31.195209858554328,"PASS",1,null,"ItrTgsd412",null,70861.879780734773,0,0.57267003730367716,"FAIL",0,1,null,null,0.24117314094282455,null,-1947.3001443305609,"NO",0,null,7.4389999999999992,5.9600000000000009,6.2474711356919013,13.13,13.290000000000001,14.852837601175882,null,-30421.339085140757,null,-3135.7470042352088,null,0,null,0,null,-1947.3001443305609,null,-1947.3001443305609,-11.609551885944713,null,"ItrTgsd412"]
[1662,"IchNgsd413",0.98533076643943773,8329.1060426051008,0,6222.8125,0,0,44867.340505010172,19151.6328125,79779.647755328013,0,0,null,70241.785049673708,79779.647755328013,86002.460023223583,null,33163.714967274122,7334.2778267456633,0,0,73208.669029792261,0,null,40497.994232144541,73208.671875,null,-29743.79158536563,-45504.466023183471,-6570.9758803280129,null,0.63259362238269012,0.50762312659421238,0,0,0.57655131857494757,0.4708934385355053,0,0,0.91763593767071783,"FAIL",0,null,"IchNgsd413",null,-6570.9758803280129,6570.9758803280129,0.52723002450365375,"FAIL",0,1,null,null,8.825956059790899,null,4023.2976673256335,"YES",1,null,7.4389999999999992,5.9600000000000009,6.2474711356919013,13.13,13.290000000000001,14.852837601175882,null,-29945.274143734507,null,-3285.8278432113416,null,721.01846191211041,null,721.01846191211041,null,4023.2976673256335,null,721.01846191211041,0.11746165738280856,null,"IchNgsd413"]
[1674,"IprNgsd413",0.98533076643943773,8329.1060426051008,0,6222.8125,0,0,44867.340505010172,19151.6328125,79779.647755328013,0,0,null,70241.785049673708,79779.647755328013,86002.460023223583,null,33163.714967274122,7334.2778267456633,0,0,73208.669029792261,0,null,40497.994232144541,73208.671875,null,-29743.79158536563,-45504.466023183471,-6570.9758803280129,null,0.63259362238269012,0.50762312659421238,0,0,0.57655131857494757,0.4708934385355053,0,0,0.91763593767071783,"FAIL",0,null,"IprNgsd413",null,-6570.9758803280129,6570.9758803280129,0.52723002450365375,"FAIL",0,1,null,null,8.825956059790899,null,4023.2976673256335,"YES",1,null,7.4389999999999992,5.9600000000000009,6.2474711356919013,13.13,13.290000000000001,14.852837601175882,null,-29945.274143734507,null,-3285.8278432113416,null,721.01846191211041,null,721.01846191211041,null,4023.2976673256335,null,721.01846191211041,0.11746165738280856,null,"IprNgsd413"]
[1686,"IchNgsd414",0.98533076643943773,8329.1060426051008,0,5026.65576171875,0,0,44867.340505010172,19151.6328125,79952.134702183394,0,0,null,69045.628537505996,79952.134702183394,84978.790457911324,null,33163.714967274122,7334.2778267456633,0,0,73208.669029792261,0,null,40497.994232144541,73208.671875,null,-28547.63484708438,-44480.796231757602,-6743.4628271833935,null,0.63259362238269012,0.50652799181656616,0,0,0.58653957929289979,0.47656590557555123,0,0,0.91565625042655385,"FAIL",0,null,"IchNgsd414",null,-6743.4628271833935,6743.4628271833935,0.53435122671944979,"FAIL",0,1,null,null,10.949827677831905,null,5500.421009265172,"YES",1,null,7.4389999999999992,5.9600000000000009,6.2474711356919013,13.13,13.290000000000001,14.852837601175882,null,-28749.117405453249,null,-3774.3830048580048,null,885.3284478216641,null,885.3284478216641,null,5500.421009265172,null,885.3284478216641,0.11625419551519449,null,"IchNgsd414"]
[1694,"ImeNgsd414",0.98533076643943773,8329.1060426051008,0,5026.65576171875,0,0,44867.340505010172,19151.6328125,79952.134702183394,0,0,null,69045.628537505996,79952.134702183394,84978.790457911324,null,33163.714967274122,7334.2778267456633,0,0,73208.669029792261,0,null,40497.994232144541,73208.671875,null,-28547.63484708438,-44480.796231757602,-6743.4628271833935,null,0.63259362238269012,0.50652799181656616,0,0,0.58653957929289979,0.47656590557555123,0,0,0.91565625042655385,"FAIL",0,null,"ImeNgsd414",null,-6743.4628271833935,6743.4628271833935,0.53435122671944979,"FAIL",0,1,null,null,10.949827677831905,null,5500.421009265172,"YES",1,null,7.4389999999999992,5.9600000000000009,6.2474711356919013,13.13,13.290000000000001,14.852837601175882,null,-28749.117405453249,null,-3774.3830048580048,null,885.3284478216641,null,885.3284478216641,null,5500.421009265172,null,885.3284478216641,0.11625419551519449,null,"ImeNgsd414"]
[1706,"IwaNgsd414",0.98533076643943773,8329.1060426051008,0,5026.65576171875,0,0,44867.340505010172,19151.6328125,79952.134702183394,0,0,null,69045.628537505996,79952.134702183394,84978.790457911324,null,33163.714967274122,7334.2778267456633,0,0,73208.669029792261,0,null,40497.994232144541,73208.671875,null,-28547.63484708438,-44480.796231757602,-6743.4628271833935,null,0.63259362238269012,0.50652799181656616,0,0,0.58653957929289979,0.47656590557555123,0,0,0.91565625042655385,"FAIL",0,null,"IwaNgsd414",null,-6743.4628271833935,6743.4628271833935,0.53435122671944979,"FAIL",0,1,null,null,10.949827677831905,null,5500.421009265172,"YES",1,null,7.4389999999999992,5.9600000000000009,6.2474711356919013,13.13,13.290000000000001,14.852837601175882,null,-28749.117405453249,null,-3774.3830048580048,null,885.3284478216641,null,885.3284478216641,null,5500.421009265172,null,885.3284478216641,0.11625419551519449,null,"IwaNgsd414"]
[1709,"IchTgsd415",0.98533076643943773,8329.1060426051008,0,5026.65576171875,0,0,44867.340505010172,19151.6328125,12249.687238484215,0,0,null,69045.628537505996,12249.687238484215,17276.342994212115,null,33163.714967274122,7334.2778267456633,0,0,73208.669029792261,0,null,40497.994232144541,73208.671875,null,-28547.63484708438,23221.651231941578,60958.984636515786,null,0.63259362238269012,3.3060431212410113,0,1,0.58653957929289979,2.3441300182375846,0,1,5.9763706982659981,"PASS",1,null,"IchTgsd415",null,60958.984636515786,0,0.58653957929289979,"FAIL",0,1,null,null,1.677653323460307,null,-948.24804070704761,"NO",0,null,7.4389999999999992,5.9600000000000009,6.2474711356919013,13.13,13.290000000000001,14.852837601175882,null,-28749.117405453249,null,-3774.3830048580048,null,0,null,0,null,-948.24804070704761,null,-948.24804070704761,-0.81270182086385889,null,"IchTgsd415"]
[1725,"IteTgsd415",0.98533076643943773,8329.1060426051008,0,5026.65576171875,0,0,44867.340505010172,19151.6328125,12249.687238484215,0,0,null,69045.628537505996,12249.687238484215,17276.342994212115,null,33163.714967274122,7334.2778267456633,0,0,73208.669029792261,0,null,40497.994232144541,73208.671875,null,-28547.63484708438,23221.651231941578,60958.984636515786,null,0.63259362238269012,3.3060431212410113,0,1,0.58653957929289979,2.3441300182375846,0,1,5.9763706982659981,"PASS",1,null,"IteTgsd415",null,60958.984636515786,0,0.58653957929289979,"FAIL",0,1,null,null,1.677653323460307,null,-948.24804070704761,"NO",0,null,7.4389999999999992,5.9600000000000009,6.2474711356919013,13.13,13.290000000000001,14.852837601175882,null,-28749.117405453249,null,-3774.3830048580048,null,0,null,0,null,-948.24804070704761,null,-948.24804070704761,-0.81270182086385889,null,"IteTgsd415"]
[1728,"ItrNgsd415",0.98533076643943773,8329.1060426051008,0,5026.65576171875,0,0,44867.340505010172,19151.6328125,12638.587863172103,0,0,null,69045.628537505996,12638.587863172103,17665.243618899993,null,33163.714967274122,7334.2778267456633,0,0,73208.669029792261,0,null,40497.994232144541,73208.671875,null,-28547.63484708438,22832.750607253689,60570.084011827901,null,0.63259362238269012,3.2043132247513713,0,1,0.58653957929289979,2.292523957896718,0,1,5.7924724397671499,"PASS",1,null,"ItrNgsd415",null,60570.084011827901,0,0.58653957929289979,"FAIL",0,1,null,null,1.7309150767048245,null,-911.20522781675288,"NO",0,null,7.4389999999999992,5.9600000000000009,6.2474711356919013,13.13,13.290000000000001,14.852837601175882,null,-28749.117405453249,null,-3774.3830048580048,null,0,null,0,null,-911.20522781675288,null,-911.20522781675288,-0.75692341879890146,null,"ItrNgsd415"]
[1735,"IcoTgsd416",0.98533076643943773,8329.1060426051008,0,5026.65576171875,0,0,44867.340505010172,19151.6328125,20522.203495368507,0,0,null,69045.628537505996,20522.203495368507,25548.859251096408,null,33163.714967274122,7334.2778267456633,0,0,73208.669029792261,0,null,40497.994232144541,73208.671875,null,-28547.63484708438,14949.134975057284,52686.468379631493,null,0.63259362238269012,1.9733745570393653,0,1,0.58653957929289979,1.5851194695086197,0,1,3.5672910022318942,"PASS",1,null,"IcoTgsd416",null,52686.468379631493,0,0.58653957929289979,"FAIL",0,1,null,null,2.8106140094335013,null,-160.2895499323358,"NO",0,null,7.4389999999999992,5.9600000000000009,6.2474711356919013,13.13,13.290000000000001,14.852837601175882,null,-28749.117405453249,null,-3774.3830048580048,null,0,null,0,null,-160.2895499323358,null,-160.2895499323358,-8.2000311678427404E-2,null,"IcoTgsd416"]
[1747,"IstTgsd416",0.98533076643943773,8329.1060426051008,0,5026.65576171875,0,0,44867.340505010172,19151.6328125,20522.203495368507,0,0,null,69045.628537505996,20522.203495368507,25548.859251096408,null,33163.714967274122,7334.2778267456633,0,0,73208.669029792261,0,null,40497.994232144541,73208.671875,null,-28547.63484708438,14949.134975057284,52686.468379631493,null,0.63259362238269012,1.9733745570393653,0,1,0.58653957929289979,1.5851194695086197,0,1,3.5672910022318942,"PASS",1,null,"IstTgsd416",null,52686.468379631493,0,0.58653957929289979,"FAIL",0,1,null,null,2.8106140094335013,null,-160.2895499323358,"NO",0,null,7.4389999999999992,5.9600000000000009,6.2474711356919013,13.13,13.290000000000001,14.852837601175882,null,-28749.117405453249,null,-3774.3830048580048,null,0,null,0,null,-160.2895499323358,null,-160.2895499323358,-8.2000311678427404E-2,null,"IstTgsd416"]
[1759,"IcoTgsd417",0.98533076643943773,8329.1060426051008,0,5026.65576171875,0,0,44867.340505010172,19151.6328125,33147.594971160564,0,0,null,69045.628537505996,33147.594971160564,38174.250726888458,null,33163.714967274122,7334.2778267456633,0,0,73208.669029792261,0,null,40497.994232144541,73208.671875,null,-28547.63484708438,2323.743499265227,40061.076903839436,null,0.63259362238269012,1.2217475888485743,0,1,0.58653957929289979,1.0608720133245155,0,1,2.20856662266731,"PASS",1,null,"IcoTgsd417",null,40061.076903839436,0,0.58653957929289979,"FAIL",0,1,null,null,4.5397216914018959,null,1042.2809331735646,"YES",1,null,7.4389999999999992,5.9600000000000009,6.2474711356919013,13.13,13.290000000000001,14.852837601175882,null,-28749.117405453249,null,-3774.3830048580048,null,0,null,0,null,1042.2809331735646,null,0,0,null,"IcoTgsd417"]
[1766,"ImeNgsd417",0.98533076643943773,8329.1060426051008,0,5026.65576171875,0,0,44867.340505010172,19151.6328125,33147.594971160564,0,0,null,69045.628537505996,33147.594971160564,38174.250726888458,null,33163.714967274122,7334.2778267456633,0,0,73208.669029792261,0,null,40497.994232144541,73208.671875,null,-28547.63484708438,2323.743499265227,40061.076903839436,null,0.63259362238269012,1.2217475888485743,0,1,0.58653957929289979,1.0608720133245155,0,1,2.20856662266731,"PASS",1,null,"ImeNgsd417",null,40061.076903839436,0,0.58653957929289979,"FAIL",0,1,null,null,4.5397216914018959,null,1042.2809331735646,"YES",1,null,7.4389999999999992,5.9600000000000009,6.2474711356919013,13.13,13.290000000000001,14.852837601175882,null,-28749.117405453249,null,-3774.3830048580048,null,0,null,0,null,1042.2809331735646,null,0,0,null,"ImeNgsd417"]
[1778,"IwaNgsd417",0.98983502686023694,8619.9972766249703,0,5202.2099609375,0,0,46434.317318599897,19151.6328125,34305.260453322051,0,0,null,70788.159467098463,34305.260453322051,39507.470325052731,null,34241.037452372584,7367.80514412512,0,0,75096.592901587093,0,null,41608.84065174478,75096.59375,null,-29179.319440292624,2101.3702374852292,40791.333296677949,null,0.63441698364623478,1.2128997157261188,0,1,0.58779378638526225,1.0531891871448893,0,1,2.1890693368202601,"PASS",1,null,"IwaNgsd417",null,40791.333296677949,0,0.58779378638526225,"FAIL",0,1,null,null,4.5835229812995433,null,1097.7956766542413,"YES",1,null,7.4389999999999992,5.9600000000000009,6.2474711356919013,13.13,13.290000000000001,14.852837601175882,null,-29386.328597763993,null,-3858.0404980896674,null,0,null,0,null,1097.7956766542413,null,0,0,null,"IwaNgsd417"]
[1785,"IelTgsd418",0.98533076643943773,8329.1060426051008,0,5856.9072265625,0,0,44867.340505010172,19151.6328125,10758.449132090522,0,0,null,69875.880201345499,10758.449132090522,16615.356551657922,null,33163.714967274122,7334.2778267456633,0,0,73208.669029792261,0,null,40497.994232144541,73208.671875,null,-29377.88631192813,23882.63787349152,62450.222742909478,null,0.63259362238269012,3.7642966690567228,0,1,0.57957043141089759,2.4373834275937036,0,1,6.804760702602727,"PASS",1,null,"IelTgsd418",null,62450.222742909478,0,0.57957043141089759,"FAIL",0,1,null,null,1.264554863692835,null,-1235.5523072448866,"NO",0,null,7.4389999999999992,5.9600000000000009,6.2474711356919013,13.13,13.290000000000001,14.852837601175882,null,-29579.368870297003,null,-3422.088991282827,null,0,null,0,null,-1235.5523072448866,null,-1235.5523072448866,-1.4048661877223969,null,"IelTgsd418"]
[1797,"IteTgsd418",0.98533076643943773,8329.1060426051008,0,5856.9072265625,0,0,44867.340505010172,19151.6328125,10758.449132090522,0,0,null,69875.880201345499,10758.449132090522,16615.356551657922,null,33163.714967274122,7334.2778267456633,0,0,73208.669029792261,0,null,40497.994232144541,73208.671875,null,-29377.88631192813,23882.63787349152,62450.222742909478,null,0.63259362238269012,3.7642966690567228,0,1,0.57957043141089759,2.4373834275937036,0,1,6.804760702602727,"PASS",1,null,"IteTgsd418",null,62450.222742909478,0,0.57957043141089759,"FAIL",0,1,null,null,1.264554863692835,null,-1235.5523072448866,"NO",0,null,7.4389999999999992,5.9600000000000009,6.2474711356919013,13.13,13.290000000000001,14.852837601175882,null,-29579.368870297003,null,-3422.088991282827,null,0,null,0,null,-1235.5523072448866,null,-1235.5523072448866,-1.4048661877223969,null,"IteTgsd418"]
[1800,"ItrNgsd418",0.98533076643943773,8329.1060426051008,0,5856.9072265625,0,0,44867.340505010172,19151.6328125,11099.848706434097,0,0,null,69875.880201345499,11099.848706434097,16956.756126001503,null,33163.714967274122,7334.2778267456633,0,0,73208.669029792261,0,null,40497.994232144541,73208.671875,null,-29377.88631192813,23541.238299147946,62108.823168565905,null,0.63259362238269012,3.6485176783238158,0,1,0.57957043141089759,2.388310263600506,0,1,6.5954657411288977,"PASS",1,null,"ItrNgsd418",null,62108.823168565905,0,0.57957043141089759,"FAIL",0,1,null,null,1.3046831303193749,null,-1207.6436526905645,"NO",0,null,7.4389999999999992,5.9600000000000009,6.2474711356919013,13.13,13.290000000000001,14.852837601175882,null,-29579.368870297003,null,-3422.088991282827,null,0,null,0,null,-1207.6436526905645,null,-1207.6436526905645,-1.3308994832104346,null,"ItrNgsd418"]
[1807,"IcoTgsd419",0.98533076643943773,8329.1060426051008,0,6698.87744140625,0,0,44867.340505010172,19151.6328125,232889.02102587995,0,0,null,70717.85005889849,232889.02102587995,239587.8983030004,null,33163.714967274122,7334.2778267456633,0,0,73208.669029792261,0,null,40497.994232144541,73208.671875,null,-30219.85652677188,-199089.90423514164,-159680.34915087995,null,0.63259362238269012,0.17389396053858708,0,0,0.57267003730367716,0.16903188554689969,0,0,0.31435003484713275,"FAIL",0,null,"IcoTgsd419",null,-159680.34915087995,159680.34915087995,0.17577391771289874,"FAIL",0,1,null,null,23.933340993261741,null,14530.274987112305,"YES",1,null,7.4389999999999992,5.9600000000000009,6.2474711356919013,13.13,13.290000000000001,14.852837601175882,null,-30421.339085140757,null,-3135.7470042352088,null,16459.406178134948,null,16459.406178134948,null,14530.274987112305,null,14530.274987112305,0.87293519801222064,null,"IcoTgsd419"]
[1819,"IstTgsd419",0.98533076643943773,8329.1060426051008,0,6698.87744140625,0,0,44867.340505010172,19151.6328125,232889.02102587995,0,0,null,70717.85005889849,232889.02102587995,239587.8983030004,null,33163.714967274122,7334.2778267456633,0,0,73208.669029792261,0,null,40497.994232144541,73208.671875,null,-30219.85652677188,-199089.90423514164,-159680.34915087995,null,0.63259362238269012,0.17389396053858708,0,0,0.57267003730367716,0.16903188554689969,0,0,0.31435003484713275,"FAIL",0,null,"IstTgsd419",null,-159680.34915087995,159680.34915087995,0.17577391771289874,"FAIL",0,1,null,null,23.933340993261741,null,14530.274987112305,"YES",1,null,7.4389999999999992,5.9600000000000009,6.2474711356919013,13.13,13.290000000000001,14.852837601175882,null,-30421.339085140757,null,-3135.7470042352088,null,16459.406178134948,null,16459.406178134948,null,14530.274987112305,null,14530.274987112305,0.87293519801222064,null,"IstTgsd419"]
[1827,"IagEgsd501",0.98983502686023694,8619.9972766249703,0,4359.7294921875,0,0,46434.317318599897,18458.40625,22402.903360993485,0,0,null,69252.453667490583,22402.903360993485,26762.632768383854,null,34241.720802787029,7368.3527197731655,0,0,74403.367566319474,0,null,41610.07502674478,74403.3671875,null,-27642.378034042624,14847.442173563795,52000.463826506515,null,0.64121326303645765,1.8573518957008761,0,1,0.60084622547913069,1.5547825677322715,0,1,3.3211484238710964,"PASS",1,null,"IagEgsd501",null,52000.463826506515,0,0.60084622547913069,"FAIL",0,1,null,null,3.0234862887747256,null,-16.095005779654997,"NO",0,null,7.4389999999999992,5.9600000000000009,6.2474711356919013,13.13,13.290000000000001,14.852837601175882,null,-27849.393332683139,null,-3656.2610047481517,null,0,null,0,null,-16.095005779654997,null,-16.095005779654997,-7.5426011214271621E-3,null,"IagEgsd501"]
[1839,"ImiEgsd501",0.98983502686023694,8619.9972766249703,0,4359.7294921875,0,0,46434.317318599897,18458.40625,22402.903360993485,0,0,null,69252.453667490583,22402.903360993485,26762.632768383854,null,34241.720802787029,7368.3527197731655,0,0,74403.367566319474,0,null,41610.07502674478,74403.3671875,null,-27642.378034042624,14847.442173563795,52000.463826506515,null,0.64121326303645765,1.8573518957008761,0,1,0.60084622547913069,1.5547825677322715,0,1,3.3211484238710964,"PASS",1,null,"ImiEgsd501",null,52000.463826506515,0,0.60084622547913069,"FAIL",0,1,null,null,3.0234862887747256,null,-16.095005779654997,"NO",0,null,7.4389999999999992,5.9600000000000009,6.2474711356919013,13.13,13.290000000000001,14.852837601175882,null,-27849.393332683139,null,-3656.2610047481517,null,0,null,0,null,-16.095005779654997,null,-16.095005779654997,-7.5426011214271621E-3,null,"ImiEgsd501"]
[1851,"IagTgsd502",0.98983502686023694,8619.9972766249703,0,6932.8330078125,0,0,46434.317318599897,18458.40625,22529.686421216924,0,0,null,71825.557378985948,22529.686421216924,29462.519540102632,null,34241.720802787029,7368.3527197731655,0,0,74403.367566319474,0,null,41610.07502674478,74403.3671875,null,-30215.481549667624,12147.555597715356,51873.680766283076,null,0.64121326303645765,1.8468998746276044,0,1,0.57932130303059259,1.4123053911589913,0,1,3.3024590665155453,"PASS",1,null,"IagTgsd502",null,51873.680766283076,0,0.57932130303059259,"FAIL",0,1,null,null,2.2815814794349691,null,-539.70771410791792,"NO",0,null,7.4389999999999992,5.9600000000000009,6.2474711356919013,13.13,13.290000000000001,14.852837601175882,null,-30422.496848308147,null,-3135.8663432417393,null,0,null,0,null,-539.70771410791792,null,-539.70771410791792,-0.33516653571428368,null,"IagTgsd502"]
[1858,"IelNgsd502",0.98983502686023694,8619.9972766249703,0,6932.8330078125,0,0,46434.317318599897,18458.40625,22529.686421216924,0,0,null,71825.557378985948,22529.686421216924,29462.519540102632,null,34241.720802787029,7368.3527197731655,0,0,74403.367566319474,0,null,41610.07502674478,74403.3671875,null,-30215.481549667624,12147.555597715356,51873.680766283076,null,0.64121326303645765,1.8468998746276044,0,1,0.57932130303059259,1.4123053911589913,0,1,3.3024590665155453,"PASS",1,null,"IelNgsd502",null,51873.680766283076,0,0.57932130303059259,"FAIL",0,1,null,null,2.2815814794349691,null,-539.70771410791792,"NO",0,null,7.4389999999999992,5.9600000000000009,6.2474711356919013,13.13,13.290000000000001,14.852837601175882,null,-30422.496848308147,null,-3135.8663432417393,null,0,null,0,null,-539.70771410791792,null,-539.70771410791792,-0.33516653571428368,null,"IelNgsd502"]
[1870,"IteNgsd502",0.98983502686023694,8619.9972766249703,0,6932.8330078125,0,0,46434.317318599897,18458.40625,22529.686421216924,0,0,null,71825.557378985948,22529.686421216924,29462.519540102632,null,34241.720802787029,7368.3527197731655,0,0,74403.367566319474,0,null,41610.07502674478,74403.3671875,null,-30215.481549667624,12147.555597715356,51873.680766283076,null,0.64121326303645765,1.8468998746276044,0,1,0.57932130303059259,1.4123053911589913,0,1,3.3024590665155453,"PASS",1,null,"IteNgsd502",null,51873.680766283076,0,0.57932130303059259,"FAIL",0,1,null,null,2.2815814794349691,null,-539.70771410791792,"NO",0,null,7.4389999999999992,5.9600000000000009,6.2474711356919013,13.13,13.290000000000001,14.852837601175882,null,-30422.496848308147,null,-3135.8663432417393,null,0,null,0,null,-539.70771410791792,null,-539.70771410791792,-0.33516653571428368,null,"IteNgsd502"]
[1873,"IwaTgsd502",0.98533076643943773,8329.1060426051008,0,6698.87744140625,0,0,44867.340505010172,18458.40625,21769.397825252097,0,0,null,70024.624723630885,21769.397825252097,28468.27510237247,null,33164.395208091366,7334.8229106418003,0,0,72515.443694524685,0,null,40499.216888394541,72515.4453125,null,-29525.40730802188,12030.941621736194,50746.047487247903,null,0.63953792831018363,1.8603737785257524,0,1,0.57835679024561093,1.422608728805804,0,1,3.3310726320772837,"PASS",1,null,"IwaTgsd502",null,50746.047487247903,0,0.57835679024561093,"FAIL",0,1,null,null,2.2603497346157631,null,-539.29463370619737,"NO",0,null,7.4389999999999992,5.9600000000000009,6.2474711356919013,13.13,13.290000000000001,14.852837601175882,null,-29726.895949257665,null,-3064.1657376491908,null,0,null,0,null,-539.29463370619737,null,-539.29463370619737,-0.34660661299216022,null,"IwaTgsd502"]
[1880,"IcoNgsd601",0.98983502686023694,8619.9972766249703,0,6932.8330078125,0,0,46434.317318599897,18458.40625,35623.982231852548,0,0,null,71825.557378985948,35623.982231852548,42556.815350738289,null,34241.720802787029,7368.3527197731655,0,0,74403.367566319474,0,null,41610.07502674478,74403.3671875,null,-30215.481549667624,-946.74021292026737,38779.384955647452,null,0.64121326303645765,1.1680354755381579,0,1,0.57932130303059259,0.97775349946680556,0,0,2.088575238536178,"PASS",1,null,"IcoNgsd601",null,38779.384955647452,0,0.57932130303059259,"FAIL",0,1,null,null,3.6076408852533306,null,396.1826429078759,"YES",1,null,7.4389999999999992,5.9600000000000009,6.2474711356919013,13.13,13.290000000000001,14.852837601175882,null,-30422.496848308147,null,-3135.8663432417393,null,0,null,0,null,396.1826429078759,null,0,0,null,"IcoNgsd601"]
[1892,"IstNgsd601",0.98983502686023694,8619.9972766249703,0,6932.8330078125,0,0,46434.317318599897,18458.40625,35623.982231852548,0,0,null,71825.557378985948,35623.982231852548,42556.815350738289,null,34241.720802787029,7368.3527197731655,0,0,74403.367566319474,0,null,41610.07502674478,74403.3671875,null,-30215.481549667624,-946.74021292026737,38779.384955647452,null,0.64121326303645765,1.1680354755381579,0,1,0.57932130303059259,0.97775349946680556,0,0,2.088575238536178,"PASS",1,null,"IstNgsd601",null,38779.384955647452,0,0.57932130303059259,"FAIL",0,1,null,null,3.6076408852533306,null,396.1826429078759,"YES",1,null,7.4389999999999992,5.9600000000000009,6.2474711356919013,13.13,13.290000000000001,14.852837601175882,null,-30422.496848308147,null,-3135.8663432417393,null,0,null,0,null,396.1826429078759,null,0,0,null,"IstNgsd601"]
[1904,"IcoNgsd602",0.98983502686023694,8619.9972766249703,0,4359.7294921875,0,0,46434.317318599897,18458.40625,22024.723118983467,0,0,null,69252.453667490583,22024.723118983467,26384.452526373836,null,34241.720802787029,7368.3527197731655,0,0,74403.367566319474,0,null,41610.07502674478,74403.3671875,null,-27642.378034042624,15225.622415573813,52378.644068516529,null,0.64121326303645765,1.889243955620054,0,1,0.60084622547913069,1.5770679665011282,0,1,3.3781749166858095,"PASS",1,null,"IcoNgsd602",null,52378.644068516529,0,0.60084622547913069,"FAIL",0,1,null,null,2.9724473891461907,null,-52.116630290182997,"NO",0,null,7.4389999999999992,5.9600000000000009,6.2474711356919013,13.13,13.290000000000001,14.852837601175882,null,-27849.393332683139,null,-3656.2610047481517,null,0,null,0,null,-52.116630290182997,null,-52.116630290182997,-2.4842778032171633E-2,null,"IcoNgsd602"]
[1911,"ImiEgsd602",0.98983502686023694,8619.9972766249703,0,4359.7294921875,0,0,46434.317318599897,18458.40625,22368.862141066445,0,0,null,69252.453667490583,22368.862141066445,26728.591548456821,null,34241.720802787029,7368.3527197731655,0,0,74403.367566319474,0,null,41610.07502674478,74403.3671875,null,-27642.378034042624,14881.483393490835,52034.505046433551,null,0.64121326303645765,1.8601784375233761,0,1,0.60084622547913069,1.5567627205234515,0,1,3.3262025899343661,"PASS",1,null,"ImiEgsd602",null,52034.505046433551,0,0.60084622547913069,"FAIL",0,1,null,null,3.0188921564364501,null,-19.337397587579375,"NO",0,null,7.4389999999999992,5.9600000000000009,6.2474711356919013,13.13,13.290000000000001,14.852837601175882,null,-27849.393332683139,null,-3656.2610047481517,null,0,null,0,null,-19.337397587579375,null,-19.337397587579375,-9.0758735293644238E-3,null,"ImiEgsd602"]
[1923,"IagTgsd603",0.98983502686023694,8619.9972766249703,0,5202.2099609375,0,0,46434.317318599897,18458.40625,2458413.8524320279,0,0,null,70094.934131830916,2458413.8524320279,2463616.0623037592,null,34241.720802787029,7368.3527197731655,0,0,74403.367566319474,0,null,41610.07502674478,74403.3671875,null,-28484.858502792624,-2422005.9873662204,-2384010.4852445279,null,0.64121326303645765,1.6925577841819146E-2,0,0,0.59362457358220688,1.6889837528631789E-2,0,0,3.0264785204450095E-2,"FAIL",0,null,"IagTgsd603",null,-2384010.4852445279,2384010.4852445279,1.6955292428933576E-2,"FAIL",0,1,null,null,331.78649579353333,null,232014.33212965509,"YES",1,null,7.4389999999999992,5.9600000000000009,6.2474711356919013,13.13,13.290000000000001,14.852837601175882,null,-28691.873801433139,null,-3766.8676685399118,null,312989.38788303192,null,312989.38788303192,null,232014.33212965509,null,232014.33212965509,0.99081851950435396,null,"IagTgsd603"]
[1930,"IelNgsd603",0.98983502686023694,8619.9972766249703,0,5202.2099609375,0,0,46434.317318599897,18458.40625,2458413.8524320279,0,0,null,70094.934131830916,2458413.8524320279,2463616.0623037592,null,34241.720802787029,7368.3527197731655,0,0,74403.367566319474,0,null,41610.07502674478,74403.3671875,null,-28484.858502792624,-2422005.9873662204,-2384010.4852445279,null,0.64121326303645765,1.6925577841819146E-2,0,0,0.59362457358220688,1.6889837528631789E-2,0,0,3.0264785204450095E-2,"FAIL",0,null,"IelNgsd603",null,-2384010.4852445279,2384010.4852445279,1.6955292428933576E-2,"FAIL",0,1,null,null,331.78649579353333,null,232014.33212965509,"YES",1,null,7.4389999999999992,5.9600000000000009,6.2474711356919013,13.13,13.290000000000001,14.852837601175882,null,-28691.873801433139,null,-3766.8676685399118,null,312989.38788303192,null,312989.38788303192,null,232014.33212965509,null,232014.33212965509,0.99081851950435396,null,"IelNgsd603"]
[1942,"IteNgsd603",0.98983502686023694,8619.9972766249703,0,5202.2099609375,0,0,46434.317318599897,18458.40625,2458413.8524320279,0,0,null,70094.934131830916,2458413.8524320279,2463616.0623037592,null,34241.720802787029,7368.3527197731655,0,0,74403.367566319474,0,null,41610.07502674478,74403.3671875,null,-28484.858502792624,-2422005.9873662204,-2384010.4852445279,null,0.64121326303645765,1.6925577841819146E-2,0,0,0.59362457358220688,1.6889837528631789E-2,0,0,3.0264785204450095E-2,"FAIL",0,null,"IteNgsd603",null,-2384010.4852445279,2384010.4852445279,1.6955292428933576E-2,"FAIL",0,1,null,null,331.78649579353333,null,232014.33212965509,"YES",1,null,7.4389999999999992,5.9600000000000009,6.2474711356919013,13.13,13.290000000000001,14.852837601175882,null,-28691.873801433139,null,-3766.8676685399118,null,312989.38788303192,null,312989.38788303192,null,232014.33212965509,null,232014.33212965509,0.99081851950435396,null,"IteNgsd603"]
[1945,"IwaTgsd603",0.98957013189792642,8588.5282253098176,0,5183.21826171875,0,0,46264.799409534498,18458.40625,2449438.9659220208,0,0,null,69906.424549017291,2449438.9659220208,2454622.1841200031,null,34133.420907395972,7366.3808361127276,0,0,74199.129121662394,0,null,41499.801567530129,74199.1328125,null,-28406.622353723113,-2413122.3826162093,-2375239.8331095208,null,0.64118890813030538,1.6942574256757902E-2,0,0,0.59364789728448952,1.6906798054271834E-2,0,0,3.0292297070798769E-2,"FAIL",0,null,"IwaTgsd603",null,-2375239.8331095208,2375239.8331095208,1.6972318710261846E-2,"FAIL",0,1,null,null,331.45985468567773,null,231165.39746282127,"YES",1,null,7.4389999999999992,5.9600000000000009,6.2474711356919013,13.13,13.290000000000001,14.852837601175882,null,-28613.089028188431,null,-3756.5242585150872,null,311837.91599980771,null,311837.91599980771,null,231165.39746282127,null,231165.39746282127,0.99081026604351996,null,"IwaTgsd603"]
[1952,"IcoNgsd604",0.98983502686023694,8619.9972766249703,0,5202.2099609375,0,0,46434.317318599897,18458.40625,576278.72428839165,0,0,null,70094.934131830916,576278.72428839165,581480.93416012207,null,34241.720802787029,7368.3527197731655,0,0,74403.367566319474,0,null,41610.07502674478,74403.3671875,null,-28484.858502792624,-539870.8592225844,-501875.35710089165,null,0.64121326303645765,7.2204773962679783E-2,0,0,0.59362457358220688,7.1558795096974048E-2,0,0,0.12911003660490117,"FAIL",0,null,"IcoNgsd604",null,-501875.35710089165,501875.35710089165,7.274866493656848E-2,"FAIL",0,1,null,null,77.774333170524812,null,52740.664207598049,"YES",1,null,7.4389999999999992,5.9600000000000009,6.2474711356919013,13.13,13.290000000000001,14.852837601175882,null,-28691.873801433139,null,-3766.8676685399118,null,65889.668600377103,null,65889.668600377103,null,52740.664207598049,null,52740.664207598049,0.96083166366508233,null,"IcoNgsd604"]
[1964,"IstNgsd604",0.98983502686023694,8619.9972766249703,0,5202.2099609375,0,0,46434.317318599897,18458.40625,576278.72428839165,0,0,null,70094.934131830916,576278.72428839165,581480.93416012207,null,34241.720802787029,7368.3527197731655,0,0,74403.367566319474,0,null,41610.07502674478,74403.3671875,null,-28484.858502792624,-539870.8592225844,-501875.35710089165,null,0.64121326303645765,7.2204773962679783E-2,0,0,0.59362457358220688,7.1558795096974048E-2,0,0,0.12911003660490117,"FAIL",0,null,"IstNgsd604",null,-501875.35710089165,501875.35710089165,7.274866493656848E-2,"FAIL",0,1,null,null,77.774333170524812,null,52740.664207598049,"YES",1,null,7.4389999999999992,5.9600000000000009,6.2474711356919013,13.13,13.290000000000001,14.852837601175882,null,-28691.873801433139,null,-3766.8676685399118,null,65889.668600377103,null,65889.668600377103,null,52740.664207598049,null,52740.664207598049,0.96083166366508233,null,"IstNgsd604"]
[1971,"IagTgsd605",0.98983502686023694,8619.9972766249703,0,5202.2099609375,0,0,46434.317318599897,18458.40625,820195.06355028215,0,0,null,70094.934131830916,820195.06355028215,825397.27342201292,null,34241.720802787029,7368.3527197731655,0,0,74403.367566319474,0,null,41610.07502674478,74403.3671875,null,-28484.858502792624,-783787.19848447491,-745791.69636278215,null,0.64121326303645765,5.0731925703907714E-2,0,0,0.59362457358220688,5.0412178913235982E-2,0,0,9.0714234325477247E-2,"FAIL",0,null,"IagTgsd605",null,-745791.69636278215,745791.69636278215,5.0999824610726205E-2,"FAIL",0,1,null,null,110.69317989433689,null,75973.734368496021,"YES",1,null,7.4389999999999992,5.9600000000000009,6.2474711356919013,13.13,13.290000000000001,14.852837601175882,null,-28691.873801433139,null,-3766.8676685399118,null,97912.692908686106,null,97912.692908686106,null,75973.734368496021,null,75973.734368496021,0.9724798651303096,null,"IagTgsd605"]
[1988,"IstNgsd605",0.98983502686023694,8619.9972766249703,0,5202.2099609375,0,0,46434.317318599897,18458.40625,820195.06355028215,0,0,null,70094.934131830916,820195.06355028215,825397.27342201292,null,34241.720802787029,7368.3527197731655,0,0,74403.367566319474,0,null,41610.07502674478,74403.3671875,null,-28484.858502792624,-783787.19848447491,-745791.69636278215,null,0.64121326303645765,5.0731925703907714E-2,0,0,0.59362457358220688,5.0412178913235982E-2,0,0,9.0714234325477247E-2,"FAIL",0,null,"IstNgsd605",null,-745791.69636278215,745791.69636278215,5.0999824610726205E-2,"FAIL",0,1,null,null,110.69317989433689,null,75973.734368496021,"YES",1,null,7.4389999999999992,5.9600000000000009,6.2474711356919013,13.13,13.290000000000001,14.852837601175882,null,-28691.873801433139,null,-3766.8676685399118,null,97912.692908686106,null,97912.692908686106,null,75973.734368496021,null,75973.734368496021,0.9724798651303096,null,"IstNgsd605"]
[1996,"IagNgsd606",0.98983502686023694,8619.9972766249703,0,5434.7861328125,0,0,46434.317318599897,18458.40625,4839.6432366343452,0,0,null,70327.510311429622,4839.6432366343452,10274.429287963714,null,34241.720802787029,7368.3527197731655,0,0,74403.367566319474,0,null,41610.07502674478,74403.3671875,null,-28717.434674667624,31335.645657297937,69563.723950865649,null,0.64121326303645765,8.5977566924296394,0,1,0.59166143097356272,4.0498672510690472,0,1,15.373729746088198,"PASS",1,null,"IagNgsd606",null,69563.723950865649,0,0.59166143097356272,"FAIL",0,1,null,null,0.62520505325117925,null,-1708.725269469257,"NO",0,null,7.4389999999999992,5.9600000000000009,6.2474711356919013,13.13,13.290000000000001,14.852837601175882,null,-28924.449973308147,null,-3661.4716023666356,null,0,null,0,null,-1708.725269469257,null,-1708.725269469257,-3.8724673993049041,null,"IagNgsd606"]
[2003,"IluTgsd606",0.98983502686023694,8619.9972766249703,0,5434.7861328125,0,0,46434.317318599897,18458.40625,4839.6432366343452,0,0,null,70327.510311429622,4839.6432366343452,10274.429287963714,null,34241.720802787029,7368.3527197731655,0,0,74403.367566319474,0,null,41610.07502674478,74403.3671875,null,-28717.434674667624,31335.645657297937,69563.723950865649,null,0.64121326303645765,8.5977566924296394,0,1,0.59166143097356272,4.0498672510690472,0,1,15.373729746088198,"PASS",1,null,"IluTgsd606",null,69563.723950865649,0,0.59166143097356272,"FAIL",0,1,null,null,0.62520505325117925,null,-1708.725269469257,"NO",0,null,7.4389999999999992,5.9600000000000009,6.2474711356919013,13.13,13.290000000000001,14.852837601175882,null,-28924.449973308147,null,-3661.4716023666356,null,0,null,0,null,-1708.725269469257,null,-1708.725269469257,-3.8724673993049041,null,"IluTgsd606"]
[2015,"ItrTgsd606",0.98983502686023694,8619.9972766249703,0,5434.7861328125,0,0,46434.317318599897,18458.40625,4839.6432366343452,0,0,null,70327.510311429622,4839.6432366343452,10274.429287963714,null,34241.720802787029,7368.3527197731655,0,0,74403.367566319474,0,null,41610.07502674478,74403.3671875,null,-28717.434674667624,31335.645657297937,69563.723950865649,null,0.64121326303645765,8.5977566924296394,0,1,0.59166143097356272,4.0498672510690472,0,1,15.373729746088198,"PASS",1,null,"ItrTgsd606",null,69563.723950865649,0,0.59166143097356272,"FAIL",0,1,null,null,0.62520505325117925,null,-1708.725269469257,"NO",0,null,7.4389999999999992,5.9600000000000009,6.2474711356919013,13.13,13.290000000000001,14.852837601175882,null,-28924.449973308147,null,-3661.4716023666356,null,0,null,0,null,-1708.725269469257,null,-1708.725269469257,-3.8724673993049041,null,"ItrTgsd606"]
[2018,"IwaNgsd606",0.98957013189792642,8588.5282253098176,0,5414.9453125,0,0,46264.799409534498,18458.40625,4821.9751524127178,0,0,null,70138.151664269622,4821.9751524127178,10236.920465647527,null,34133.420907395972,7366.3808361127276,0,0,74199.129121662394,0,null,41499.801567530129,74199.1328125,null,-28638.349404504363,31262.881102617412,69377.15766008728,null,0.64118890813030538,8.6063905880488285,0,1,0.59168656419352916,4.0539341601579952,0,1,15.387705342150884,"PASS",1,null,"IwaNgsd606",null,69377.15766008728,0,0.59168656419352916,"FAIL",0,1,null,null,0.62458954395884825,null,-1704.4128782571479,"NO",0,null,7.4389999999999992,5.9600000000000009,6.2474711356919013,13.13,13.290000000000001,14.852837601175882,null,-28844.816078969678,null,-3651.3909528477948,null,0,null,0,null,-1704.4128782571479,null,-1704.4128782571479,-3.8768473812549584,null,"IwaNgsd606"]
[2025,"IelTgsd607",0.98983502686023694,8619.9972766249703,0,5434.7861328125,0,0,46434.317318599897,18458.40625,4082.9538494602948,0,0,null,70327.510311429622,4082.9538494602948,9517.7399007896547,null,34241.720802787029,7368.3527197731655,0,0,74403.367566319474,0,null,41610.07502674478,74403.3671875,null,-28717.434674667624,32092.335044471984,70320.413338039711,null,0.64121326303645765,10.19116957010058,0,1,0.59166143097356272,4.3718440621665815,0,1,18.222926325100396,"PASS",1,null,"IelTgsd607",null,70320.413338039711,0,0.59166143097356272,"FAIL",0,1,null,null,0.52745280026850649,null,-1777.7156861441363,"NO",0,null,7.4389999999999992,5.9600000000000009,6.2474711356919013,13.13,13.290000000000001,14.852837601175882,null,-28924.449973308147,null,-3661.4716023666356,null,0,null,0,null,-1777.7156861441363,null,-1777.7156861441363,-4.7754764754235905,null,"IelTgsd607"]
[2037,"IteTgsd607",0.98983502686023694,8619.9972766249703,0,5434.7861328125,0,0,46434.317318599897,18458.40625,4082.9538494602948,0,0,null,70327.510311429622,4082.9538494602948,9517.7399007896547,null,34241.720802787029,7368.3527197731655,0,0,74403.367566319474,0,null,41610.07502674478,74403.3671875,null,-28717.434674667624,32092.335044471984,70320.413338039711,null,0.64121326303645765,10.19116957010058,0,1,0.59166143097356272,4.3718440621665815,0,1,18.222926325100396,"PASS",1,null,"IteTgsd607",null,70320.413338039711,0,0.59166143097356272,"FAIL",0,1,null,null,0.52745280026850649,null,-1777.7156861441363,"NO",0,null,7.4389999999999992,5.9600000000000009,6.2474711356919013,13.13,13.290000000000001,14.852837601175882,null,-28924.449973308147,null,-3661.4716023666356,null,0,null,0,null,-1777.7156861441363,null,-1777.7156861441363,-4.7754764754235905,null,"IteTgsd607"]
[2044,"IagNgsd608",0.98983502686023694,8619.9972766249703,0,10187.0517578125,0,0,46434.317318599897,18458.40625,89320.795406214776,0,0,null,75079.77577740069,89320.795406214776,99507.84692351523,null,34241.720802787029,7368.3527197731655,0,0,74403.367566319474,0,null,41610.07502674478,74403.3671875,null,-33469.700299667624,-57897.772137282496,-14917.428218714776,null,0.64121326303645765,0.46584980392874586,0,0,0.55421150164399491,0.41815873031757328,0,0,0.83299042344089058,"FAIL",0,null,"IagNgsd608",null,-14917.428218714776,14917.428218714776,0.46234853292836253,"FAIL",0,1,null,null,5.1590215127559711,null,1491.097518493556,"YES",1,null,7.4389999999999992,5.9600000000000009,6.2474711356919013,13.13,13.290000000000001,14.852837601175882,null,-33676.715598308139,null,-2979.6642472339572,null,1319.8712147040965,null,1319.8712147040965,null,1491.097518493556,null,1319.8712147040965,0.3624951717284981,null,"IagNgsd608"]
[2056,"ImiNgsd608",0.98983502686023694,8619.9972766249703,0,10187.0517578125,0,0,46434.317318599897,18458.40625,89320.795406214776,0,0,null,75079.77577740069,89320.795406214776,99507.84692351523,null,34241.720802787029,7368.3527197731655,0,0,74403.367566319474,0,null,41610.07502674478,74403.3671875,null,-33469.700299667624,-57897.772137282496,-14917.428218714776,null,0.64121326303645765,0.46584980392874586,0,0,0.55421150164399491,0.41815873031757328,0,0,0.83299042344089058,"FAIL",0,null,"ImiNgsd608",null,-14917.428218714776,14917.428218714776,0.46234853292836253,"FAIL",0,1,null,null,5.1590215127559711,null,1491.097518493556,"YES",1,null,7.4389999999999992,5.9600000000000009,6.2474711356919013,13.13,13.290000000000001,14.852837601175882,null,-33676.715598308139,null,-2979.6642472339572,null,1319.8712147040965,null,1319.8712147040965,null,1491.097518493556,null,1319.8712147040965,0.3624951717284981,null,"ImiNgsd608"]
[2068,"IagNgsd609",0.98983502686023694,8619.9972766249703,0,5434.7861328125,0,0,46434.317318599897,18458.40625,28428.011443718457,0,0,null,70327.510311429622,28428.011443718457,33862.797495047802,null,34241.720802787029,7368.3527197731655,0,0,74403.367566319474,0,null,41610.07502674478,74403.3671875,null,-28717.434674667624,7747.2774502138273,45975.355743781547,null,0.64121326303645765,1.4636998127401231,0,1,0.59166143097356272,1.2287843298447136,0,1,2.6172554255088567,"PASS",1,null,"IagNgsd609",null,45975.355743781547,0,0.59166143097356272,"FAIL",0,1,null,null,3.6724477457390385,null,441.92125426338396,"YES",1,null,7.4389999999999992,5.9600000000000009,6.2474711356919013,13.13,13.290000000000001,14.852837601175882,null,-28924.449973308147,null,-3661.4716023666356,null,0,null,0,null,441.92125426338396,null,0,0,null,"IagNgsd609"]
[2075,"IluTgsd609",0.98983502686023694,8619.9972766249703,0,5434.7861328125,0,0,46434.317318599897,18458.40625,28428.011443718457,0,0,null,70327.510311429622,28428.011443718457,33862.797495047802,null,34241.720802787029,7368.3527197731655,0,0,74403.367566319474,0,null,41610.07502674478,74403.3671875,null,-28717.434674667624,7747.2774502138273,45975.355743781547,null,0.64121326303645765,1.4636998127401231,0,1,0.59166143097356272,1.2287843298447136,0,1,2.6172554255088567,"PASS",1,null,"IluTgsd609",null,45975.355743781547,0,0.59166143097356272,"FAIL",0,1,null,null,3.6724477457390385,null,441.92125426338396,"YES",1,null,7.4389999999999992,5.9600000000000009,6.2474711356919013,13.13,13.290000000000001,14.852837601175882,null,-28924.449973308147,null,-3661.4716023666356,null,0,null,0,null,441.92125426338396,null,0,0,null,"IluTgsd609"]
[2087,"ItrTgsd609",0.98983502686023694,8619.9972766249703,0,5434.7861328125,0,0,46434.317318599897,18458.40625,28428.011443718457,0,0,null,70327.510311429622,28428.011443718457,33862.797495047802,null,34241.720802787029,7368.3527197731655,0,0,74403.367566319474,0,null,41610.07502674478,74403.3671875,null,-28717.434674667624,7747.2774502138273,45975.355743781547,null,0.64121326303645765,1.4636998127401231,0,1,0.59166143097356272,1.2287843298447136,0,1,2.6172554255088567,"PASS",1,null,"ItrTgsd609",null,45975.355743781547,0,0.59166143097356272,"FAIL",0,1,null,null,3.6724477457390385,null,441.92125426338396,"YES",1,null,7.4389999999999992,5.9600000000000009,6.2474711356919013,13.13,13.290000000000001,14.852837601175882,null,-28924.449973308147,null,-3661.4716023666356,null,0,null,0,null,441.92125426338396,null,0,0,null,"ItrTgsd609"]
[2090,"IwaNgsd609",0.98957013189792642,8588.5282253098176,0,5414.9453125,0,0,46264.799409534498,18458.40625,28324.230151278898,0,0,null,70138.151664269622,28324.230151278898,33739.175464513697,null,34133.420907395972,7366.3808361127276,0,0,74199.129121662394,0,null,41499.801567530129,74199.1328125,null,-28638.349404504363,7760.6261037512304,45874.902661221102,null,0.64118890813030538,1.4651696214118048,0,1,0.59168656419352916,1.2300182502113233,0,1,2.6196345819887976,"PASS",1,null,"IwaNgsd609",null,45874.902661221102,0,0.59168656419352916,"FAIL",0,1,null,null,3.6688322507884652,null,438.38233273086314,"YES",1,null,7.4389999999999992,5.9600000000000009,6.2474711356919013,13.13,13.290000000000001,14.852837601175882,null,-28844.816078969678,null,-3651.3909528477948,null,0,null,0,null,438.38233273086314,null,0,0,null,"IwaNgsd609"]
[2097,"IelTgsd610",0.98983502686023694,8619.9972766249703,0,5434.7861328125,0,0,46434.317318599897,18458.40625,33727.391051495011,0,0,null,70327.510311429622,33727.391051495011,39162.177102824404,null,34241.720802787029,7368.3527197731655,0,0,74403.367566319474,0,null,41610.07502674478,74403.3671875,null,-28717.434674667624,2447.897842437269,40675.976136004989,null,0.64121326303645765,1.2337175728539003,0,1,0.59166143097356272,1.0625066842151503,0,1,2.2060220155748445,"PASS",1,null,"IelTgsd610",null,40675.976136004989,0,0.59166143097356272,"FAIL",0,1,null,null,4.3570432418667178,null,925.08688053254366,"YES",1,null,7.4389999999999992,5.9600000000000009,6.2474711356919013,13.13,13.290000000000001,14.852837601175882,null,-28924.449973308147,null,-3661.4716023666356,null,0,null,0,null,925.08688053254366,null,0,0,null,"IelTgsd610"]
[2109,"IteTgsd610",0.98983502686023694,8619.9972766249703,0,5434.7861328125,0,0,46434.317318599897,18458.40625,33727.391051495011,0,0,null,70327.510311429622,33727.391051495011,39162.177102824404,null,34241.720802787029,7368.3527197731655,0,0,74403.367566319474,0,null,41610.07502674478,74403.3671875,null,-28717.434674667624,2447.897842437269,40675.976136004989,null,0.64121326303645765,1.2337175728539003,0,1,0.59166143097356272,1.0625066842151503,0,1,2.2060220155748445,"PASS",1,null,"IteTgsd610",null,40675.976136004989,0,0.59166143097356272,"FAIL",0,1,null,null,4.3570432418667178,null,925.08688053254366,"YES",1,null,7.4389999999999992,5.9600000000000009,6.2474711356919013,13.13,13.290000000000001,14.852837601175882,null,-28924.449973308147,null,-3661.4716023666356,null,0,null,0,null,925.08688053254366,null,0,0,null,"IteTgsd610"]
[2116,"IagNgsd611",0.98983502686023694,8619.9972766249703,0,5434.7861328125,0,0,46434.317318599897,18458.40625,18478.6330656955,0,0,null,70327.510311429622,18478.6330656955,23913.41911702486,null,34241.720802787029,7368.3527197731655,0,0,74403.367566319474,0,null,41610.07502674478,74403.3671875,null,-28717.434674667624,17696.655828236781,55924.734121804504,null,0.64121326303645765,2.2517939979008212,0,1,0.59166143097356272,1.740030343688405,0,1,4.0264540630781553,"PASS",1,null,"IagNgsd611",null,55924.734121804504,0,0.59166143097356272,"FAIL",0,1,null,null,2.3871459246531916,null,-465.20370177636943,"NO",0,null,7.4389999999999992,5.9600000000000009,6.2474711356919013,13.13,13.290000000000001,14.852837601175882,null,-28924.449973308147,null,-3661.4716023666356,null,0,null,0,null,-465.20370177636943,null,-465.20370177636943,-0.27612275746805354,null,"IagNgsd611"]
[2128,"ImiNgsd611",0.98983502686023694,8619.9972766249703,0,5434.7861328125,0,0,46434.317318599897,18458.40625,18478.6330656955,0,0,null,70327.510311429622,18478.6330656955,23913.41911702486,null,34241.720802787029,7368.3527197731655,0,0,74403.367566319474,0,null,41610.07502674478,74403.3671875,null,-28717.434674667624,17696.655828236781,55924.734121804504,null,0.64121326303645765,2.2517939979008212,0,1,0.59166143097356272,1.740030343688405,0,1,4.0264540630781553,"PASS",1,null,"ImiNgsd611",null,55924.734121804504,0,0.59166143097356272,"FAIL",0,1,null,null,2.3871459246531916,null,-465.20370177636943,"NO",0,null,7.4389999999999992,5.9600000000000009,6.2474711356919013,13.13,13.290000000000001,14.852837601175882,null,-28924.449973308147,null,-3661.4716023666356,null,0,null,0,null,-465.20370177636943,null,-465.20370177636943,-0.27612275746805354,null,"ImiNgsd611"]
[2133,"IteTgsd611",0.98983502686023694,8619.9972766249703,0,5434.7861328125,0,0,46434.317318599897,18458.40625,18478.6330656955,0,0,null,70327.510311429622,18478.6330656955,23913.41911702486,null,34241.720802787029,7368.3527197731655,0,0,74403.367566319474,0,null,41610.07502674478,74403.3671875,null,-28717.434674667624,17696.655828236781,55924.734121804504,null,0.64121326303645765,2.2517939979008212,0,1,0.59166143097356272,1.740030343688405,0,1,4.0264540630781553,"PASS",1,null,"IteTgsd611",null,55924.734121804504,0,0.59166143097356272,"FAIL",0,1,null,null,2.3871459246531916,null,-465.20370177636943,"NO",0,null,7.4389999999999992,5.9600000000000009,6.2474711356919013,13.13,13.290000000000001,14.852837601175882,null,-28924.449973308147,null,-3661.4716023666356,null,0,null,0,null,-465.20370177636943,null,-465.20370177636943,-0.27612275746805354,null,"IteTgsd611"]
[2148,"IluNgsd701",0.98533076643943773,8329.1060426051008,0,5026.65576171875,0,0,44867.340505010172,18631.712890625,8955.2809613873324,0,0,null,68525.709491843474,8955.2809613873324,13981.936717115232,null,33164.220385108958,7334.6828241912654,0,0,72688.74998412971,0,null,40498.904388394541,72688.75,null,-28026.80476895938,26516.967665288459,63733.469038612668,null,0.63778752946226402,4.5223488311549902,0,1,0.591003068576757,2.8965160685835034,0,1,8.1168586796342375,"PASS",1,null,"IluNgsd701",null,63733.469038612668,0,0.591003068576757,"FAIL",0,1,null,null,1.23597097373911,null,-1247.1825493348035,"NO",0,null,7.4389999999999992,5.9600000000000009,6.2474711356919013,13.13,13.290000000000001,14.852837601175882,null,-28228.291855468804,null,-3706.0054238480143,null,0,null,0,null,-1247.1825493348035,null,-1247.1825493348035,-1.4621269725862607,null,"IluNgsd701"]
[2160,"ItrNgsd701",0.98533076643943773,8329.1060426051008,0,5026.65576171875,0,0,44867.340505010172,18631.712890625,8955.2809613873324,0,0,null,68525.709491843474,8955.2809613873324,13981.936717115232,null,33164.220385108958,7334.6828241912654,0,0,72688.74998412971,0,null,40498.904388394541,72688.75,null,-28026.80476895938,26516.967665288459,63733.469038612668,null,0.63778752946226402,4.5223488311549902,0,1,0.591003068576757,2.8965160685835034,0,1,8.1168586796342375,"PASS",1,null,"ItrNgsd701",null,63733.469038612668,0,0.591003068576757,"FAIL",0,1,null,null,1.23597097373911,null,-1247.1825493348035,"NO",0,null,7.4389999999999992,5.9600000000000009,6.2474711356919013,13.13,13.290000000000001,14.852837601175882,null,-28228.291855468804,null,-3706.0054238480143,null,0,null,0,null,-1247.1825493348035,null,-1247.1825493348035,-1.4621269725862607,null,"ItrNgsd701"]
[2167,"IchTgsd703",0.98533076643943773,8329.1060426051008,0,6698.87744140625,0,0,44867.340505010172,18631.712890625,48135.659116127026,0,0,null,70197.931013235968,48135.659116127026,54834.536393247428,null,33164.220385108958,7334.6828241912654,0,0,72688.74998412971,0,null,40498.904388394541,72688.75,null,-29699.02644864688,-14335.632169138735,24553.090883872974,null,0.63778752946226402,0.84134932671621154,0,0,0.57692447491663723,0.73856563638323891,0,0,1.5100811193763604,"PASS",1,null,"IchTgsd703",null,24553.090883872974,0,0.57692447491663723,"FAIL",0,1,null,null,4.9850909034167028,null,1340.231894781715,"YES",1,null,7.4389999999999992,5.9600000000000009,6.2474711356919013,13.13,13.290000000000001,14.852837601175882,null,-29900.513535156308,null,-3082.0617554194978,null,0,null,0,null,1340.231894781715,null,0,0,null,"IchTgsd703"]
[2170,"IcoNgsd703",0.98533076643943773,8329.1060426051008,0,6698.87744140625,0,0,44867.340505010172,18631.712890625,48135.659116127026,0,0,null,70197.931013235968,48135.659116127026,54834.536393247428,null,33164.220385108958,7334.6828241912654,0,0,72688.74998412971,0,null,40498.904388394541,72688.75,null,-29699.02644864688,-14335.632169138735,24553.090883872974,null,0.63778752946226402,0.84134932671621154,0,0,0.57692447491663723,0.73856563638323891,0,0,1.5100811193763604,"PASS",1,null,"IcoNgsd703",null,24553.090883872974,0,0.57692447491663723,"FAIL",0,1,null,null,4.9850909034167028,null,1340.231894781715,"YES",1,null,7.4389999999999992,5.9600000000000009,6.2474711356919013,13.13,13.290000000000001,14.852837601175882,null,-29900.513535156308,null,-3082.0617554194978,null,0,null,0,null,1340.231894781715,null,0,0,null,"IcoNgsd703"]
[2182,"IstNgsd703",0.98533076643943773,8329.1060426051008,0,6698.87744140625,0,0,44867.340505010172,18631.712890625,48135.659116127026,0,0,null,70197.931013235968,48135.659116127026,54834.536393247428,null,33164.220385108958,7334.6828241912654,0,0,72688.74998412971,0,null,40498.904388394541,72688.75,null,-29699.02644864688,-14335.632169138735,24553.090883872974,null,0.63778752946226402,0.84134932671621154,0,0,0.57692447491663723,0.73856563638323891,0,0,1.5100811193763604,"PASS",1,null,"IstNgsd703",null,24553.090883872974,0,0.57692447491663723,"FAIL",0,1,null,null,4.9850909034167028,null,1340.231894781715,"YES",1,null,7.4389999999999992,5.9600000000000009,6.2474711356919013,13.13,13.290000000000001,14.852837601175882,null,-29900.513535156308,null,-3082.0617554194978,null,0,null,0,null,1340.231894781715,null,0,0,null,"IstNgsd703"]
[2189,"IagTgsd704",0.98533076643943773,8329.1060426051008,0,3465.36279296875,0,0,44867.340505010172,18631.712890625,24079.366435830783,0,0,null,66964.416567454493,24079.366435830783,27544.729267169721,null,33164.220385108958,7334.6828241912654,0,0,72688.74998412971,0,null,40498.904388394541,72688.75,null,-26465.51180020938,12954.175159595008,48609.383564169213,null,0.63778752946226402,1.6818924408297977,0,1,0.60478246049857576,1.4702959703103817,0,1,3.0187152221678502,"PASS",1,null,"IagTgsd704",null,48609.383564169213,0,0.60478246049857576,"FAIL",0,1,null,null,4.8206380339592352,null,1226.7365311251967,"YES",1,null,7.4389999999999992,5.9600000000000009,6.2474711356919013,13.13,13.290000000000001,14.852837601175882,null,-26666.998886718797,null,-4590.1419607387797,null,0,null,0,null,1226.7365311251967,null,0,0,null,"IagTgsd704"]
[2201,"ImiTgsd704",0.98533076643943773,8329.1060426051008,0,3465.36279296875,0,0,44867.340505010172,18631.712890625,24079.366435830783,0,0,null,66964.416567454493,24079.366435830783,27544.729267169721,null,33164.220385108958,7334.6828241912654,0,0,72688.74998412971,0,null,40498.904388394541,72688.75,null,-26465.51180020938,12954.175159595008,48609.383564169213,null,0.63778752946226402,1.6818924408297977,0,1,0.60478246049857576,1.4702959703103817,0,1,3.0187152221678502,"PASS",1,null,"ImiTgsd704",null,48609.383564169213,0,0.60478246049857576,"FAIL",0,1,null,null,4.8206380339592352,null,1226.7365311251967,"YES",1,null,7.4389999999999992,5.9600000000000009,6.2474711356919013,13.13,13.290000000000001,14.852837601175882,null,-26666.998886718797,null,-4590.1419607387797,null,0,null,0,null,1226.7365311251967,null,0,0,null,"ImiTgsd704"]
[2213,"IagEgsd705",0.98533076643943773,8329.1060426051008,0,15526.615234375,0,0,44867.340505010172,18631.712890625,5614.0480950489964,0,0,null,79025.669123988569,5614.0480950489964,21140.663482921958,null,33164.220385108958,7334.6828241912654,0,0,72688.74998412971,0,null,40498.904388394541,72688.75,null,-38526.76424161563,19358.241058970547,67074.701904950998,null,0.63778752946226402,7.2138506301914909,0,1,0.512477845369536,1.9156874955776513,0,1,12.947653594935156,"PASS",1,null,"IagEgsd705",null,67074.701904950998,0,0.512477845369536,"FAIL",0,1,null,null,0.21022249660910641,null,-1955.0917321666604,"NO",0,null,7.4389999999999992,5.9600000000000009,6.2474711356919013,13.13,13.290000000000001,14.852837601175882,null,-38728.251328125058,null,-3426.6163962290493,null,0,null,0,null,-1955.0917321666604,null,-1955.0917321666604,-13.47569846644541,null,"IagEgsd705"]
[2220,"IchNgsd801",0.98957013189792642,8588.5282253098176,0,4343.8134765625,0,0,46264.799409534498,18631.712890625,290.87720690677207,0,0,null,69240.326156520765,290.87720690677207,4634.6907227876936,null,34133.245332241226,7366.2401469431052,0,0,74372.435411267405,0,null,41499.485161280129,74372.4375,null,-27740.840615441863,36864.794477810858,74081.560293093222,null,0.63947173261540791,142.67011706620576,0,1,0.59935427362232174,8.9541002831748671,0,1,255.68327711506396,"PASS",1,null,"IchNgsd801",null,74081.560293093222,0,0.59935427362232174,"FAIL",0,1,null,null,3.9262296464220248E-2,null,-2121.2984083538568,"NO",0,null,7.4389999999999992,5.9600000000000009,6.2474711356919013,13.13,13.290000000000001,14.852837601175882,null,-27947.305715746734,null,-3669.1156197051409,null,0,null,0,null,-2121.2984083538568,null,-2121.2984083538568,-76.564308906886779,null,"IchNgsd801"]
[2232,"IprNgsd801",0.98957013189792642,8588.5282253098176,0,4343.8134765625,0,0,46264.799409534498,18631.712890625,225.28358751419202,0,0,null,69240.326156520765,225.28358751419202,4569.0971033951146,null,34133.245332241226,7366.2401469431052,0,0,74372.435411267405,0,null,41499.485161280129,74372.4375,null,-27740.840615441863,36930.388097203439,74147.15391248581,null,0.63947173261540791,184.20998004866118,0,1,0.59935427362232174,9.0826446843422897,0,1,330.12807688582649,"PASS",1,null,"IprNgsd801",null,74147.15391248581,0,0.59935427362232174,"FAIL",0,1,null,null,3.0408539441631053E-2,null,-2127.5462109689734,"NO",0,null,7.4389999999999992,5.9600000000000009,6.2474711356919013,13.13,13.290000000000001,14.852837601175882,null,-27947.305715746734,null,-3669.1156197051409,null,0,null,0,null,-2127.5462109689734,null,-2127.5462109689734,-99.147950124012979,null,"IprNgsd801"]
[2239,"IwaEgsd801",0.98957013189792642,8588.5282253098176,0,4343.8134765625,0,0,46264.799409534498,18631.712890625,140.30809455115576,0,0,null,69240.326156520765,140.30809455115576,4484.1216104320756,null,34133.245332241226,7366.2401469431052,0,0,74372.435411267405,0,null,41499.485161280129,74372.4375,null,-27740.840615441863,37015.363590166475,74232.129405448839,null,0.63947173261540791,295.77399147238498,0,1,0.59935427362232174,9.2547636149332835,0,1,530.0651950118538,"PASS",1,null,"IwaEgsd801",null,74232.129405448839,0,0.59935427362232174,"FAIL",0,1,null,null,1.8938638382495716E-2,null,-2135.6401396423662,"NO",0,null,7.4389999999999992,5.9600000000000009,6.2474711356919013,13.13,13.290000000000001,14.852837601175882,null,-27947.305715746734,null,-3669.1156197051409,null,0,null,0,null,-2135.6401396423662,null,-2135.6401396423662,-159.80104756418257,null,"IwaEgsd801"]
[2242,"IagNgsd802",0.98957013189792642,8588.5282253098176,0,6857.32568359375,0,0,46264.799409534498,18631.712890625,563770.39887198433,0,0,null,71753.838142571112,563770.39887198433,570627.72437391547,null,34133.245332241226,7366.2401469431052,0,0,74372.435411267405,0,null,41499.485161280129,74372.4375,null,-30254.352822473113,-529128.23939429794,-489397.96137198433,null,0.63947173261540791,7.3610613902954203E-2,0,0,0.5783591000480921,7.2726023246769453E-2,0,0,0.13191972769199575,"FAIL",0,null,"IagNgsd802",null,-489397.96137198433,489397.96137198433,7.3954115818439831E-2,"FAIL",0,1,null,null,48.20417799956244,null,31867.084773939216,"YES",1,null,7.4389999999999992,5.9600000000000009,6.2474711356919013,13.13,13.290000000000001,14.852837601175882,null,-30460.817922777987,null,-2695.1265434733987,null,43301.182501376308,null,43301.182501376308,null,31867.084773939216,null,31867.084773939216,0.93682388088077762,null,"IagNgsd802"]
[2254,"ImiNgsd802",0.98957013189792642,8588.5282253098176,0,6857.32568359375,0,0,46264.799409534498,18631.712890625,563770.39887198433,0,0,null,71753.838142571112,563770.39887198433,570627.72437391547,null,34133.245332241226,7366.2401469431052,0,0,74372.435411267405,0,null,41499.485161280129,74372.4375,null,-30254.352822473113,-529128.23939429794,-489397.96137198433,null,0.63947173261540791,7.3610613902954203E-2,0,0,0.5783591000480921,7.2726023246769453E-2,0,0,0.13191972769199575,"FAIL",0,null,"ImiNgsd802",null,-489397.96137198433,489397.96137198433,7.3954115818439831E-2,"FAIL",0,1,null,null,48.20417799956244,null,31867.084773939216,"YES",1,null,7.4389999999999992,5.9600000000000009,6.2474711356919013,13.13,13.290000000000001,14.852837601175882,null,-30460.817922777987,null,-2695.1265434733987,null,43301.182501376308,null,43301.182501376308,null,31867.084773939216,null,31867.084773939216,0.93682388088077762,null,"ImiNgsd802"]
[2261,"ItrEgsd802",0.98957013189792642,8588.5282253098176,0,6857.32568359375,0,0,46264.799409534498,18631.712890625,563770.39887198433,0,0,null,71753.838142571112,563770.39887198433,570627.72437391547,null,34133.245332241226,7366.2401469431052,0,0,74372.435411267405,0,null,41499.485161280129,74372.4375,null,-30254.352822473113,-529128.23939429794,-489397.96137198433,null,0.63947173261540791,7.3610613902954203E-2,0,0,0.5783591000480921,7.2726023246769453E-2,0,0,0.13191972769199575,"FAIL",0,null,"ItrEgsd802",null,-489397.96137198433,489397.96137198433,7.3954115818439831E-2,"FAIL",0,1,null,null,48.20417799956244,null,31867.084773939216,"YES",1,null,7.4389999999999992,5.9600000000000009,6.2474711356919013,13.13,13.290000000000001,14.852837601175882,null,-30460.817922777987,null,-2695.1265434733987,null,43301.182501376308,null,43301.182501376308,null,31867.084773939216,null,31867.084773939216,0.93682388088077762,null,"ItrEgsd802"]
[2273,"IluEgsd803",0.98957013189792642,8588.5282253098176,0,6907.5234375,0,0,46264.799409534498,18631.712890625,1451.5431138020444,0,0,null,71804.036110743458,1451.5431138020444,8359.0665839056419,null,34133.245332241226,7366.2401469431052,0,0,74372.435411267405,0,null,41499.485161280129,74372.4375,null,-30304.550576379363,33140.418609978085,72920.89438619795,null,0.63947173261540791,28.589908743791995,0,1,0.57795477280554364,4.9646075798757678,0,1,51.236809153532732,"PASS",1,null,"IluEgsd803",null,72920.89438619795,0,0.57795477280554364,"FAIL",0,1,null,null,0.14701886812612239,null,-2045.2581704630354,"NO",0,null,7.4389999999999992,5.9600000000000009,6.2474711356919013,13.13,13.290000000000001,14.852837601175882,null,-30511.015676684226,null,-3144.9906178215615,null,0,null,0,null,-2045.2581704630354,null,-2045.2581704630354,-19.714027594961799,null,"IluEgsd803"]
[2280,"IprNgsd803",0.98957013189792642,8588.5282253098176,0,6907.5234375,0,0,46264.799409534498,18631.712890625,422.10004397342368,0,0,null,71804.036110743458,422.10004397342368,7329.6235140770232,null,34133.245332241226,7366.2401469431052,0,0,74372.435411267405,0,null,41499.485161280129,74372.4375,null,-30304.550576379363,34169.861679806709,73950.33745602658,null,0.63947173261540791,98.316704188481495,0,1,0.57795477280554364,5.6618849885230089,0,1,176.19623253268992,"PASS",1,null,"IprNgsd803",null,73950.33745602658,0,0.57795477280554364,"FAIL",0,1,null,null,4.2752205852190174E-2,null,-2118.8356950734897,"NO",0,null,7.4389999999999992,5.9600000000000009,6.2474711356919013,13.13,13.290000000000001,14.852837601175882,null,-30511.015676684226,null,-3144.9906178215615,null,0,null,0,null,-2118.8356950734897,null,-2118.8356950734897,-70.232649418685767,null,"IprNgsd803"]
[2293,"IcoEgsd804",0.98957013189792642,8588.5282253098176,0,5788.87353515625,0,0,46264.799409534498,18631.712890625,5156.4049930809579,0,0,null,70685.386013244482,5156.4049930809579,10945.278365685599,null,34133.245332241226,7366.2401469431052,0,0,74372.435411267405,0,null,41499.485161280129,74372.4375,null,-29185.900674035613,30554.206633042922,69216.032506919044,null,0.63947173261540791,8.0481430797165014,0,1,0.58710134592695695,3.7915421753971419,0,1,14.423311900402606,"PASS",1,null,"IcoEgsd804",null,69216.032506919044,0,0.58710134592695695,"FAIL",0,1,null,null,0.5222640628792512,null,-1780.4600849602482,"NO",0,null,7.4389999999999992,5.9600000000000009,6.2474711356919013,13.13,13.290000000000001,14.852837601175882,null,-29392.36577434048,null,-3029.6832978431394,null,0,null,0,null,-1780.4600849602482,null,-1780.4600849602482,-4.8310596263420136,null,"IcoEgsd804"]
[2305,"IstEgsd804",0.98957013189792642,8588.5282253098176,0,5788.87353515625,0,0,46264.799409534498,18631.712890625,2115.2881834353639,0,0,null,70685.386013244482,2115.2881834353639,7904.1615560400032,null,34133.245332241226,7366.2401469431052,0,0,74372.435411267405,0,null,41499.485161280129,74372.4375,null,-29185.900674035613,33595.323442688517,72257.149316564639,null,0.63947173261540791,19.618832784231934,0,1,0.58710134592695695,5.2503335127453115,0,1,35.159482326050906,"PASS",1,null,"IstEgsd804",null,72257.149316564639,0,0.58710134592695695,"FAIL",0,1,null,null,0.21424598425812097,null,-1997.818224810065,"NO",0,null,7.4389999999999992,5.9600000000000009,6.2474711356919013,13.13,13.290000000000001,14.852837601175882,null,-29392.36577434048,null,-3029.6832978431394,null,0,null,0,null,-1997.818224810065,null,-1997.818224810065,-13.214282250796094,null,"IstEgsd804"]
[2312,"IwaNgsd804",0.98957013189792642,8588.5282253098176,0,5788.87353515625,0,0,46264.799409534498,18631.712890625,401.79766620870117,0,0,null,70685.386013244482,401.79766620870117,6190.6710388133379,null,34133.245332241226,7366.2401469431052,0,0,74372.435411267405,0,null,41499.485161280129,74372.4375,null,-29185.900674035613,35308.813959915176,73970.639833791298,null,0.63947173261540791,103.28453510659399,0,1,0.58710134592695695,6.7035518139180299,0,1,185.0992271850817,"PASS",1,null,"IwaNgsd804",null,73970.639833791298,0,0.58710134592695695,"FAIL",0,1,null,null,4.0695890012987568E-2,null,-2120.2867689447166,"NO",0,null,7.4389999999999992,5.9600000000000009,6.2474711356919013,13.13,13.290000000000001,14.852837601175882,null,-29392.36577434048,null,-3029.6832978431394,null,0,null,0,null,-2120.2867689447166,null,-2120.2867689447166,-73.831952080975825,null,"IwaNgsd804"]
[2315,"IchTgsd805",0.98957013189792642,8588.5282253098176,0,5013.09326171875,0,0,46264.799409534498,18631.712890625,194234.23810778733,0,0,null,69909.605794869509,194234.23810778733,199247.33126201684,null,34133.245332241226,7366.2401469431052,0,0,74372.435411267405,0,null,41499.485161280129,74372.4375,null,-28410.120400598113,-157747.84620822594,-119861.80060778733,null,0.63947173261540791,0.21365689986258046,0,0,0.59361635397224766,0.20828125965872504,0,0,0.38290076056893818,"FAIL",0,null,"IchTgsd805",null,-119861.80060778733,119861.80060778733,0.21868144415907112,"FAIL",0,1,null,null,27.107253773533003,null,16979.685219828385,"YES",1,null,7.4389999999999992,5.9600000000000009,6.2474711356919013,13.13,13.290000000000001,14.852837601175882,null,-28616.585500902991,null,-3874.2389778215811,null,16227.41678429507,null,16227.41678429507,null,16979.685219828385,null,16227.41678429507,0.84832871538941212,null,"IchTgsd805"]
[2327,"IprTgsd805",0.98957013189792642,8588.5282253098176,0,5013.09326171875,0,0,46264.799409534498,18631.712890625,194234.23810778733,0,0,null,69909.605794869509,194234.23810778733,199247.33126201684,null,34133.245332241226,7366.2401469431052,0,0,74372.435411267405,0,null,41499.485161280129,74372.4375,null,-28410.120400598113,-157747.84620822594,-119861.80060778733,null,0.63947173261540791,0.21365689986258046,0,0,0.59361635397224766,0.20828125965872504,0,0,0.38290076056893818,"FAIL",0,null,"IprTgsd805",null,-119861.80060778733,119861.80060778733,0.21868144415907112,"FAIL",0,1,null,null,27.107253773533003,null,16979.685219828385,"YES",1,null,7.4389999999999992,5.9600000000000009,6.2474711356919013,13.13,13.290000000000001,14.852837601175882,null,-28616.585500902991,null,-3874.2389778215811,null,16227.41678429507,null,16227.41678429507,null,16979.685219828385,null,16227.41678429507,0.84832871538941212,null,"IprTgsd805"]
[2334,"ItrNgsd805",0.98957013189792642,8588.5282253098176,0,5013.09326171875,0,0,46264.799409534498,18631.712890625,194234.23810778733,0,0,null,69909.605794869509,194234.23810778733,199247.33126201684,null,34133.245332241226,7366.2401469431052,0,0,74372.435411267405,0,null,41499.485161280129,74372.4375,null,-28410.120400598113,-157747.84620822594,-119861.80060778733,null,0.63947173261540791,0.21365689986258046,0,0,0.59361635397224766,0.20828125965872504,0,0,0.38290076056893818,"FAIL",0,null,"ItrNgsd805",null,-119861.80060778733,119861.80060778733,0.21868144415907112,"FAIL",0,1,null,null,27.107253773533003,null,16979.685219828385,"YES",1,null,7.4389999999999992,5.9600000000000009,6.2474711356919013,13.13,13.290000000000001,14.852837601175882,null,-28616.585500902991,null,-3874.2389778215811,null,16227.41678429507,null,16227.41678429507,null,16979.685219828385,null,16227.41678429507,0.84832871538941212,null,"ItrNgsd805"]
[2346,"IluNgsd806",0.98957013189792642,8588.5282253098176,0,5013.09326171875,0,0,46264.799409534498,18631.712890625,193947.98032062565,0,0,null,69909.605794869509,193947.98032062565,198961.07347485513,null,34133.245332241226,7366.2401469431052,0,0,74372.435411267405,0,null,41499.485161280129,74372.4375,null,-28410.120400598113,-157461.58842106425,-119575.54282062565,null,0.63947173261540791,0.21397224705653103,0,0,0.59361635397224766,0.20858092698270778,0,0,0.383465903470874,"FAIL",0,null,"IluNgsd806",null,-119575.54282062565,119575.54282062565,0.21901180918679314,"FAIL",0,1,null,null,27.067302036210179,null,16951.492604163974,"YES",1,null,7.4389999999999992,5.9600000000000009,6.2474711356919013,13.13,13.290000000000001,14.852837601175882,null,-28616.585500902991,null,-3874.2389778215811,null,16188.661948338427,null,16188.661948338427,null,16951.492604163974,null,16188.661948338427,0.8475518649001772,null,"IluNgsd806"]
[2353,"IstTgsd806",0.98957013189792642,8588.5282253098176,0,5013.09326171875,0,0,46264.799409534498,18631.712890625,193947.98032062565,0,0,null,69909.605794869509,193947.98032062565,198961.07347485513,null,34133.245332241226,7366.2401469431052,0,0,74372.435411267405,0,null,41499.485161280129,74372.4375,null,-28410.120400598113,-157461.58842106425,-119575.54282062565,null,0.63947173261540791,0.21397224705653103,0,0,0.59361635397224766,0.20858092698270778,0,0,0.383465903470874,"FAIL",0,null,"IstTgsd806",null,-119575.54282062565,119575.54282062565,0.21901180918679314,"FAIL",0,1,null,null,27.067302036210179,null,16951.492604163974,"YES",1,null,7.4389999999999992,5.9600000000000009,6.2474711356919013,13.13,13.290000000000001,14.852837601175882,null,-28616.585500902991,null,-3874.2389778215811,null,16188.661948338427,null,16188.661948338427,null,16951.492604163974,null,16188.661948338427,0.8475518649001772,null,"IstTgsd806"]
[2365,"IcoEgsd807",0.98957013189792642,8588.5282253098176,0,4343.8134765625,0,0,46264.799409534498,18631.712890625,109813.79205001108,0,0,null,69240.326156520765,109813.79205001108,114157.60556589198,null,34133.245332241226,7366.2401469431052,0,0,74372.435411267405,0,null,41499.485161280129,74372.4375,null,-27740.840615441863,-72658.120365293449,-35441.354550011078,null,0.63947173261540791,0.3779077690203117,0,0,0.59935427362232174,0.36352799246143869,0,0,0.67725953281104723,"FAIL",0,null,"IcoEgsd807",null,-35441.354550011078,35441.354550011078,0.39643503076901032,"FAIL",0,1,null,null,14.822549557648991,null,8310.7769891068529,"YES",1,null,7.4389999999999992,5.9600000000000009,6.2474711356919013,13.13,13.290000000000001,14.852837601175882,null,-27947.305715746734,null,-3669.1156197051409,null,4652.9861907111917,null,4652.9861907111917,null,8310.7769891068529,null,4652.9861907111917,0.44484544842418222,null,"IcoEgsd807"]
[2377,"IstEgsd807",0.98957013189792642,8588.5282253098176,0,4343.8134765625,0,0,46264.799409534498,18631.712890625,109813.96634433792,0,0,null,69240.326156520765,109813.96634433792,114157.77986021881,null,34133.245332241226,7366.2401469431052,0,0,74372.435411267405,0,null,41499.485161280129,74372.4375,null,-27740.840615441863,-72658.294659620296,-35441.528844337925,null,0.63947173261540791,0.37790716921336176,0,0,0.59935427362232174,0.36352743743254062,0,0,0.67725845787952166,"FAIL",0,null,"IstEgsd807",null,-35441.528844337925,35441.528844337925,0.39643437070832382,"FAIL",0,1,null,null,14.822572232740562,null,8310.7929901667485,"YES",1,null,7.4389999999999992,5.9600000000000009,6.2474711356919013,13.13,13.290000000000001,14.852837601175882,null,-27947.305715746734,null,-3669.1156197051409,null,4653.0090732761,null,4653.0090732761,null,8310.7929901667485,null,4653.0090732761,0.44484695558206427,null,"IstEgsd807"]
[2384,"IwaNgsd807",0.98957013189792642,8588.5282253098176,0,4343.8134765625,0,0,46264.799409534498,18631.712890625,109813.94583912299,0,0,null,69240.326156520765,109813.94583912299,114157.75935500389,null,34133.245332241226,7366.2401469431052,0,0,74372.435411267405,0,null,41499.485161280129,74372.4375,null,-27740.840615441863,-72658.274154405357,-35441.508339122985,null,0.63947173261540791,0.37790723977878654,0,0,0.59935427362232174,0.36352750272997014,0,0,0.67725858434187713,"FAIL",0,null,"IwaNgsd807",null,-35441.508339122985,35441.508339122985,0.39643444836240821,"FAIL",0,1,null,null,14.822569376275906,null,8310.7909744544013,"YES",1,null,7.4389999999999992,5.9600000000000009,6.2474711356919013,13.13,13.290000000000001,14.852837601175882,null,-27947.305715746734,null,-3669.1156197051409,null,4653.0063812096387,null,4653.0063812096387,null,8310.7909744544013,null,4653.0063812096387,0.44484678393597776,null,"IwaNgsd807"]
[2387,"IchEgsd808",0.98957013189792642,8588.5282253098176,0,10149.8623046875,0,0,46264.799409534498,18631.712890625,40441.556930405983,0,0,null,75046.374692356563,40441.556930405983,50591.418982122705,null,34133.245332241226,7366.2401469431052,0,0,74372.435411267405,0,null,41499.485161280129,74372.4375,null,-33546.889443566863,-9091.9340738133542,33930.880569594017,null,0.63947173261540791,1.02615943378972,0,1,0.55298454295485466,0.82028703263760983,0,0,1.8390102445359389,"PASS",1,null,"IchEgsd808",null,33930.880569594017,0,0.55298454295485466,"FAIL",0,1,null,null,2.3361725883279636,null,-500.44501339617034,"NO",0,null,7.4389999999999992,5.9600000000000009,6.2474711356919013,13.13,13.290000000000001,14.852837601175882,null,-33753.354543871734,null,-2986.4451438262904,null,0,null,0,null,-500.44501339617034,null,-500.44501339617034,-0.30356503049466765,null,"IchEgsd808"]
[2399,"IprEgsd808",0.98957013189792642,8588.5282253098176,0,10149.8623046875,0,0,46264.799409534498,18631.712890625,139990.01236067808,0,0,null,75046.374692356563,139990.01236067808,150139.87441239486,null,34133.245332241226,7366.2401469431052,0,0,74372.435411267405,0,null,41499.485161280129,74372.4375,null,-33546.889443566863,-108640.38950408545,-65617.574860678083,null,0.63947173261540791,0.29644604255308254,0,0,0.55298454295485466,0.27640548690862382,0,0,0.53126959735086454,"FAIL",0,null,"IprEgsd808",null,-65617.574860678083,65617.574860678083,0.29502573558444778,"FAIL",0,1,null,null,8.0867517407911063,null,3557.5479240118148,"YES",1,null,7.4389999999999992,5.9600000000000009,6.2474711356919013,13.13,13.290000000000001,14.852837601175882,null,-33753.354543871734,null,-2986.4451438262904,null,5805.7425829371168,null,5805.7425829371168,null,3557.5479240118148,null,3557.5479240118148,0.62341456879611978,null,"IprEgsd808"]
[2406,"ItrNgsd808",0.98957013189792642,8588.5282253098176,0,10149.8623046875,0,0,46264.799409534498,18631.712890625,178737.23712298146,0,0,null,75046.374692356563,178737.23712298146,188887.0991746982,null,34133.245332241226,7366.2401469431052,0,0,74372.435411267405,0,null,41499.485161280129,74372.4375,null,-33546.889443566863,-147387.61426638882,-104364.79962298146,null,0.63947173261540791,0.23218152987743737,0,0,0.55298454295485466,0.21970523813973669,0,0,0.41609929020457836,"FAIL",0,null,"ItrNgsd808",null,-104364.79962298146,104364.79962298146,0.23130936709985117,"FAIL",0,1,null,null,10.325048476758795,null,5137.0396770276311,"YES",1,null,7.4389999999999992,5.9600000000000009,6.2474711356919013,13.13,13.290000000000001,14.852837601175882,null,-33753.354543871734,null,-2986.4451438262904,null,9234.0377195796536,null,9234.0377195796536,null,5137.0396770276311,null,5137.0396770276311,0.70505195223058792,null,"ItrNgsd808"]
[2418,"IluNgsd809",0.98957013189792642,8588.5282253098176,0,4798.55029296875,0,0,46264.799409534498,18631.712890625,39068.783114205391,0,0,null,69695.062837626843,39068.783114205391,43867.333311192408,null,34133.245332241226,7366.2401469431052,0,0,74372.435411267405,0,null,41499.485161280129,74372.4375,null,-28195.577431848113,-2367.8482458940125,35303.654385794609,null,0.63947173261540791,1.0622159651087504,0,1,0.59544368879542231,0.94602251693952355,0,0,1.9036282057364162,"PASS",1,null,"IluNgsd809",null,35303.654385794609,0,0.59544368879542231,"FAIL",0,1,null,null,4.7737209604490793,null,1219.6520092525782,"YES",1,null,7.4389999999999992,5.9600000000000009,6.2474711356919013,13.13,13.290000000000001,14.852837601175882,null,-28402.04253215298,null,-3442.1934811529813,null,0,null,0,null,1219.6520092525782,null,0,0,null,"IluNgsd809"]
[2425,"IstEgsd809",0.98957013189792642,8588.5282253098176,0,4798.55029296875,0,0,46264.799409534498,18631.712890625,39068.783114205391,0,0,null,69695.062837626843,39068.783114205391,43867.333311192408,null,34133.245332241226,7366.2401469431052,0,0,74372.435411267405,0,null,41499.485161280129,74372.4375,null,-28195.577431848113,-2367.8482458940125,35303.654385794609,null,0.63947173261540791,1.0622159651087504,0,1,0.59544368879542231,0.94602251693952355,0,0,1.9036282057364162,"PASS",1,null,"IstEgsd809",null,35303.654385794609,0,0.59544368879542231,"FAIL",0,1,null,null,4.7737209604490793,null,1219.6520092525782,"YES",1,null,7.4389999999999992,5.9600000000000009,6.2474711356919013,13.13,13.290000000000001,14.852837601175882,null,-28402.04253215298,null,-3442.1934811529813,null,0,null,0,null,1219.6520092525782,null,0,0,null,"IstEgsd809"]
[2435,"IchEgsd901",0.98957013189792642,8588.5282253098176,0,10149.8623046875,0,0,46264.799409534498,18631.712890625,83662.67829536178,0,0,null,75046.374692356563,83662.67829536178,93812.54034707848,null,34133.245332241226,7366.2401469431052,0,0,74372.435411267405,0,null,41499.485161280129,74372.4375,null,-33546.889443566863,-52313.055438769152,-9290.2407953617803,null,0.63947173261540791,0.49603342860684918,0,0,0.55298454295485466,0.44236607276424544,0,0,0.88895597195007769,"FAIL",0,null,"IchEgsd901",null,-9290.2407953617803,9290.2407953617803,0.49206960659198329,"FAIL",0,1,null,null,4.8329110629960708,null,1261.4205010395774,"YES",1,null,7.4389999999999992,5.9600000000000009,6.2474711356919013,13.13,13.290000000000001,14.852837601175882,null,-33753.354543871734,null,-2986.4451438262904,null,821.98628501422343,null,821.98628501422343,null,1261.4205010395774,null,821.98628501422343,0.24102165645653337,null,"IchEgsd901"]
[2450,"IstNgsd901",0.98957013189792642,8588.5282253098176,0,10149.8623046875,0,0,46264.799409534498,18631.712890625,83662.67829536178,0,0,null,75046.374692356563,83662.67829536178,93812.54034707848,null,34133.245332241226,7366.2401469431052,0,0,74372.435411267405,0,null,41499.485161280129,74372.4375,null,-33546.889443566863,-52313.055438769152,-9290.2407953617803,null,0.63947173261540791,0.49603342860684918,0,0,0.55298454295485466,0.44236607276424544,0,0,0.88895597195007769,"FAIL",0,null,"IstNgsd901",null,-9290.2407953617803,9290.2407953617803,0.49206960659198329,"FAIL",0,1,null,null,4.8329110629960708,null,1261.4205010395774,"YES",1,null,7.4389999999999992,5.9600000000000009,6.2474711356919013,13.13,13.290000000000001,14.852837601175882,null,-33753.354543871734,null,-2986.4451438262904,null,821.98628501422343,null,821.98628501422343,null,1261.4205010395774,null,821.98628501422343,0.24102165645653337,null,"IstNgsd901"]
[2457,"IagEgsd1001",0.98533076643943773,8329.1060426051008,0,9843.2783203125,0,0,44867.340505010172,18631.712890625,7617.4927218456487,0,0,null,73342.332529400752,7617.4927218456487,17460.7715151308,null,33164.220385108958,7334.6828241912654,0,0,72688.74998412971,0,null,40498.904388394541,72688.75,null,-32843.42732755313,23038.133346236391,65071.257278154349,null,0.63778752946226402,5.3165662071787354,0,1,0.55219003051669269,2.3194224522280247,0,1,9.5423458418990368,"PASS",1,null,"IagEgsd1001",null,65071.257278154349,0,0.55219003051669269,"FAIL",0,1,null,null,0.44993745473117286,null,-1789.6550545597213,"NO",0,null,7.4389999999999992,5.9600000000000009,6.2474711356919013,13.13,13.290000000000001,14.852837601175882,null,-33044.914414062558,null,-2923.7634455491511,null,0,null,0,null,-1789.6550545597213,null,-1789.6550545597213,-5.7634233153471497,null,"IagEgsd1001"]
[2460,"IchNgsd1001",0.98533076643943773,8329.1060426051008,0,9843.2783203125,0,0,44867.340505010172,18631.712890625,7617.4927218456487,0,0,null,73342.332529400752,7617.4927218456487,17460.7715151308,null,33164.220385108958,7334.6828241912654,0,0,72688.74998412971,0,null,40498.904388394541,72688.75,null,-32843.42732755313,23038.133346236391,65071.257278154349,null,0.63778752946226402,5.3165662071787354,0,1,0.55219003051669269,2.3194224522280247,0,1,9.5423458418990368,"PASS",1,null,"IchNgsd1001",null,65071.257278154349,0,0.55219003051669269,"FAIL",0,1,null,null,0.44993745473117286,null,-1789.6550545597213,"NO",0,null,7.4389999999999992,5.9600000000000009,6.2474711356919013,13.13,13.290000000000001,14.852837601175882,null,-33044.914414062558,null,-2923.7634455491511,null,0,null,0,null,-1789.6550545597213,null,-1789.6550545597213,-5.7634233153471497,null,"IchNgsd1001"]
[2476,"IteNgsd1001",0.98533076643943773,8329.1060426051008,0,9843.2783203125,0,0,44867.340505010172,18631.712890625,7617.4927218456487,0,0,null,73342.332529400752,7617.4927218456487,17460.7715151308,null,33164.220385108958,7334.6828241912654,0,0,72688.74998412971,0,null,40498.904388394541,72688.75,null,-32843.42732755313,23038.133346236391,65071.257278154349,null,0.63778752946226402,5.3165662071787354,0,1,0.55219003051669269,2.3194224522280247,0,1,9.5423458418990368,"PASS",1,null,"IteNgsd1001",null,65071.257278154349,0,0.55219003051669269,"FAIL",0,1,null,null,0.44993745473117286,null,-1789.6550545597213,"NO",0,null,7.4389999999999992,5.9600000000000009,6.2474711356919013,13.13,13.290000000000001,14.852837601175882,null,-33044.914414062558,null,-2923.7634455491511,null,0,null,0,null,-1789.6550545597213,null,-1789.6550545597213,-5.7634233153471497,null,"IteNgsd1001"]
[2479,"IwaEgsd1001",0.98533076643943773,8329.1060426051008,0,9843.2783203125,0,0,44867.340505010172,18631.712890625,7617.4927218456487,0,0,null,73342.332529400752,7617.4927218456487,17460.7715151308,null,33164.220385108958,7334.6828241912654,0,0,72688.74998412971,0,null,40498.904388394541,72688.75,null,-32843.42732755313,23038.133346236391,65071.257278154349,null,0.63778752946226402,5.3165662071787354,0,1,0.55219003051669269,2.3194224522280247,0,1,9.5423458418990368,"PASS",1,null,"IwaEgsd1001",null,65071.257278154349,0,0.55219003051669269,"FAIL",0,1,null,null,0.44993745473117286,null,-1789.6550545597213,"NO",0,null,7.4389999999999992,5.9600000000000009,6.2474711356919013,13.13,13.290000000000001,14.852837601175882,null,-33044.914414062558,null,-2923.7634455491511,null,0,null,0,null,-1789.6550545597213,null,-1789.6550545597213,-5.7634233153471497,null,"IwaEgsd1001"]
[2491,"ImeEgsd1002",0.98533076643943773,8329.1060426051008,0,4212.60595703125,0,0,44867.340505010172,18631.712890625,27793.360397159358,0,0,null,67711.659507996388,27793.360397159358,32005.966169040184,null,33164.220385108958,7334.6828241912654,0,0,72688.74998412971,0,null,40498.904388394541,72688.75,null,-27212.75496427188,8492.9380342039331,44895.389602840645,null,0.63778752946226402,1.4571431381335869,0,1,0.59810828409124983,1.2653548385390943,0,1,2.6153278682857368,"PASS",1,null,"ImeEgsd1002",null,44895.389602840645,0,0.59810828409124983,"FAIL",0,1,null,null,3.8359250610950566,null,547.14755635564393,"YES",1,null,7.4389999999999992,5.9600000000000009,6.2474711356919013,13.13,13.290000000000001,14.852837601175882,null,-27414.2420507813,null,-3599.1313343033494,null,0,null,0,null,547.14755635564393,null,0,0,null,"ImeEgsd1002"]
[2498,"IstNgsd1002",0.98533076643943773,8329.1060426051008,0,4212.60595703125,0,0,44867.340505010172,18631.712890625,18206.139469611971,0,0,null,67711.659507996388,18206.139469611971,22418.745241492801,null,33164.220385108958,7334.6828241912654,0,0,72688.74998412971,0,null,40498.904388394541,72688.75,null,-27212.75496427188,18080.15896175132,54482.610530388032,null,0.63778752946226402,2.2244641405714605,0,1,0.59810828409124983,1.8064750554803226,0,1,3.9925405449807432,"PASS",1,null,"IstNgsd1002",null,54482.610530388032,0,0.59810828409124983,"FAIL",0,1,null,null,2.5127362422349733,null,-366.03685129985422,"NO",0,null,7.4389999999999992,5.9600000000000009,6.2474711356919013,13.13,13.290000000000001,14.852837601175882,null,-27414.2420507813,null,-3599.1313343033494,null,0,null,0,null,-366.03685129985422,null,-366.03685129985422,-0.21107715988131026,null,"IstNgsd1002"]
[2510,"IcoNgsd1003",0.98533076643943773,8329.1060426051008,0,5026.65576171875,0,0,44867.340505010172,18631.712890625,6077.7091787976151,0,0,null,68525.709491843474,6077.7091787976151,11104.364934525514,null,33164.220385108958,7334.6828241912654,0,0,72688.74998412971,0,null,40498.904388394541,72688.75,null,-28026.80476895938,29394.539447878175,66611.04082120239,null,0.63778752946226402,6.6635146890010706,0,1,0.591003068576757,3.6471157608146205,0,1,11.95989275919589,"PASS",1,null,"IcoNgsd1003",null,66611.04082120239,0,0.591003068576757,"FAIL",0,1,null,null,0.83882034776095871,null,-1521.2717450448361,"NO",0,null,7.4389999999999992,5.9600000000000009,6.2474711356919013,13.13,13.290000000000001,14.852837601175882,null,-28228.291855468804,null,-3706.0054238480143,null,0,null,0,null,-1521.2717450448361,null,-1521.2717450448361,-2.6278536636595446,null,"IcoNgsd1003"]
[2522,"IstNgsd1003",0.98533076643943773,8329.1060426051008,0,5026.65576171875,0,0,44867.340505010172,18631.712890625,6077.7091787976151,0,0,null,68525.709491843474,6077.7091787976151,11104.364934525514,null,33164.220385108958,7334.6828241912654,0,0,72688.74998412971,0,null,40498.904388394541,72688.75,null,-28026.80476895938,29394.539447878175,66611.04082120239,null,0.63778752946226402,6.6635146890010706,0,1,0.591003068576757,3.6471157608146205,0,1,11.95989275919589,"PASS",1,null,"IstNgsd1003",null,66611.04082120239,0,0.591003068576757,"FAIL",0,1,null,null,0.83882034776095871,null,-1521.2717450448361,"NO",0,null,7.4389999999999992,5.9600000000000009,6.2474711356919013,13.13,13.290000000000001,14.852837601175882,null,-28228.291855468804,null,-3706.0054238480143,null,0,null,0,null,-1521.2717450448361,null,-1521.2717450448361,-2.6278536636595446,null,"IstNgsd1003"]
[2529,"IagEgsd1004",0.98533076643943773,8329.1060426051008,0,9843.2783203125,0,0,44867.340505010172,18631.712890625,2152.9976270188295,0,0,null,73342.332529400752,2152.9976270188295,11996.276420303979,null,33164.220385108958,7334.6828241912654,0,0,72688.74998412971,0,null,40498.904388394541,72688.75,null,-32843.42732755313,28502.628441063214,70535.752372981166,null,0.63778752946226402,18.81047330482745,0,1,0.55219003051669269,3.375956385648486,0,1,33.761648915818469,"PASS",1,null,"IagEgsd1004",null,70535.752372981166,0,0.55219003051669269,"FAIL",0,1,null,null,0.12716970002328626,null,-2012.409718665135,"NO",0,null,7.4389999999999992,5.9600000000000009,6.2474711356919013,13.13,13.290000000000001,14.852837601175882,null,-33044.914414062558,null,-2923.7634455491511,null,0,null,0,null,-2012.409718665135,null,-2012.409718665135,-22.929579697204105,null,"IagEgsd1004"]
[2532,"IchNgsd1004",0.98533076643943773,8329.1060426051008,0,9843.2783203125,0,0,44867.340505010172,18631.712890625,2152.9976270188295,0,0,null,73342.332529400752,2152.9976270188295,11996.276420303979,null,33164.220385108958,7334.6828241912654,0,0,72688.74998412971,0,null,40498.904388394541,72688.75,null,-32843.42732755313,28502.628441063214,70535.752372981166,null,0.63778752946226402,18.81047330482745,0,1,0.55219003051669269,3.375956385648486,0,1,33.761648915818469,"PASS",1,null,"IchNgsd1004",null,70535.752372981166,0,0.55219003051669269,"FAIL",0,1,null,null,0.12716970002328626,null,-2012.409718665135,"NO",0,null,7.4389999999999992,5.9600000000000009,6.2474711356919013,13.13,13.290000000000001,14.852837601175882,null,-33044.914414062558,null,-2923.7634455491511,null,0,null,0,null,-2012.409718665135,null,-2012.409718665135,-22.929579697204105,null,"IchNgsd1004"]
[2548,"IteNgsd1004",0.98533076643943773,8329.1060426051008,0,9843.2783203125,0,0,44867.340505010172,18631.712890625,2152.9976270188295,0,0,null,73342.332529400752,2152.9976270188295,11996.276420303979,null,33164.220385108958,7334.6828241912654,0,0,72688.74998412971,0,null,40498.904388394541,72688.75,null,-32843.42732755313,28502.628441063214,70535.752372981166,null,0.63778752946226402,18.81047330482745,0,1,0.55219003051669269,3.375956385648486,0,1,33.761648915818469,"PASS",1,null,"IteNgsd1004",null,70535.752372981166,0,0.55219003051669269,"FAIL",0,1,null,null,0.12716970002328626,null,-2012.409718665135,"NO",0,null,7.4389999999999992,5.9600000000000009,6.2474711356919013,13.13,13.290000000000001,14.852837601175882,null,-33044.914414062558,null,-2923.7634455491511,null,0,null,0,null,-2012.409718665135,null,-2012.409718665135,-22.929579697204105,null,"IteNgsd1004"]
[2551,"IwaEgsd1004",0.98533076643943773,8329.1060426051008,0,9843.2783203125,0,0,44867.340505010172,18631.712890625,2152.9976270188295,0,0,null,73342.332529400752,2152.9976270188295,11996.276420303979,null,33164.220385108958,7334.6828241912654,0,0,72688.74998412971,0,null,40498.904388394541,72688.75,null,-32843.42732755313,28502.628441063214,70535.752372981166,null,0.63778752946226402,18.81047330482745,0,1,0.55219003051669269,3.375956385648486,0,1,33.761648915818469,"PASS",1,null,"IwaEgsd1004",null,70535.752372981166,0,0.55219003051669269,"FAIL",0,1,null,null,0.12716970002328626,null,-2012.409718665135,"NO",0,null,7.4389999999999992,5.9600000000000009,6.2474711356919013,13.13,13.290000000000001,14.852837601175882,null,-33044.914414062558,null,-2923.7634455491511,null,0,null,0,null,-2012.409718665135,null,-2012.409718665135,-22.929579697204105,null,"IwaEgsd1004"]
[2563,"ItrNgsd2001",0.98603092133998871,8348.9641729365176,0,3544.369140625,0,0,44974.312548686328,18545.060546875,17151.238188159638,0,0,null,67063.741693434757,17151.238188159638,20695.607246605236,null,33235.15033786522,7339.9644579715132,0,0,72730.978819659911,0,null,40575.115069271189,72730.9765625,null,-26488.627166915139,19879.507740486551,55579.738374340362,null,0.63878330487028279,2.3657251228242071,0,1,0.6050231274952268,1.9605665310839655,0,1,4.2405671103506597,"PASS",1,null,"ItrNgsd2001",null,55579.738374340362,0,0.6050231274952268,"FAIL",0,1,null,null,2.8189247996620597,null,-155.14714135308802,"NO",0,null,7.4389999999999992,5.9600000000000009,6.2474711356919013,13.13,13.290000000000001,14.852837601175882,null,-26690.493411040861,null,-4014.2818736077238,null,0,null,0,null,-155.14714135308802,null,-155.14714135308802,-7.9714346027905295E-2,null,"ItrNgsd2001"]
[2570,"IcoNgsld101",0.98533076643943773,8329.1060426051008,0,5026.65576171875,0,0,65115.653189292614,17324.076171875,7480.5952446688925,0,0,null,87466.385770568246,7480.5952446688925,12507.251000396789,null,33164.395208091366,7334.8229106418003,0,0,95776.67102951475,0,null,40499.216888394541,95776.671875,null,-46967.168234491823,27991.965882006898,88296.07663033111,null,0.49125848910745312,5.4139029801480891,0,1,0.46302607374815996,3.238059016142794,0,1,12.803349030714639,"PASS",1,null,"IcoNgsld101",null,88296.07663033111,0,0.46302607374815996,"FAIL",0,1,null,null,1.066807096621442,null,-1324.4436847779066,"NO",0,null,6.8320000000000007,5.3630000000000004,5.5847964346769574,15.4,15.58,17.390432125820322,null,-47168.656875727604,null,-6192.6275635840911,null,0,null,0,null,-1324.4436847779066,null,-1324.4436847779066,-1.8587955914524084,null,"IcoNgsld101"]
[2582,"IstNgsld101",0.98533076643943773,8329.1060426051008,0,5026.65576171875,0,0,65115.653189292614,17324.076171875,7480.5952446688925,0,0,null,87466.385770568246,7480.5952446688925,12507.251000396789,null,33164.395208091366,7334.8229106418003,0,0,95776.67102951475,0,null,40499.216888394541,95776.671875,null,-46967.168234491823,27991.965882006898,88296.07663033111,null,0.49125848910745312,5.4139029801480891,0,1,0.46302607374815996,3.238059016142794,0,1,12.803349030714639,"PASS",1,null,"IstNgsld101",null,88296.07663033111,0,0.46302607374815996,"FAIL",0,1,null,null,1.066807096621442,null,-1324.4436847779066,"NO",0,null,6.8320000000000007,5.3630000000000004,5.5847964346769574,15.4,15.58,17.390432125820322,null,-47168.656875727604,null,-6192.6275635840911,null,0,null,0,null,-1324.4436847779066,null,-1324.4436847779066,-1.8587955914524084,null,"IstNgsld101"]
[2590,"IagNgsld102",0.98533076643943773,8329.1060426051008,0,5614.0166015625,0,0,65115.653189292614,17324.076171875,18401.407559134219,0,0,null,88053.746660114339,18401.407559134219,24015.424204408195,null,33164.395208091366,7334.8229106418003,0,0,95776.67102951475,0,null,40499.216888394541,95776.671875,null,-47554.529074335573,16483.792727697823,77375.264315865788,null,0.49125848910745312,2.200876033979871,0,1,0.45993746711850692,1.6863835765463993,0,1,5.2048557463452143,"PASS",1,null,"IagNgsld102",null,77375.264315865788,0,0.45993746711850692,"FAIL",0,1,null,null,1.9691459083403846,null,-721.7653150173785,"NO",0,null,6.8320000000000007,5.3630000000000004,5.5847964346769574,15.4,15.58,17.390432125820322,null,-47756.017715571368,null,-4922.5574543808279,null,0,null,0,null,-721.7653150173785,null,-721.7653150173785,-0.54878488782068391,null,"IagNgsld102"]
[2602,"ImiNgsld102",0.98533076643943773,8329.1060426051008,0,5614.0166015625,0,0,65115.653189292614,17324.076171875,18689.015962262773,0,0,null,88053.746660114339,18689.015962262773,24303.032607536737,null,33164.395208091366,7334.8229106418003,0,0,95776.67102951475,0,null,40499.216888394541,95776.671875,null,-47554.529074335573,16196.184324569269,77087.655912737231,null,0.49125848910745312,2.1670063833307944,0,1,0.45993746711850692,1.666426475051392,0,1,5.124757347759461,"PASS",1,null,"ImiNgsld102",null,77087.655912737231,0,0.45993746711850692,"FAIL",0,1,null,null,1.9999230453145191,null,-701.20905112118976,"NO",0,null,6.8320000000000007,5.3630000000000004,5.5847964346769574,15.4,15.58,17.390432125820322,null,-47756.017715571368,null,-4922.5574543808279,null,0,null,0,null,-701.20905112118976,null,-701.20905112118976,-0.5249503884145178,null,"ImiNgsld102"]
[2605,"IstEgsld102",0.98533076643943773,8329.1060426051008,0,5614.0166015625,0,0,65115.653189292614,17324.076171875,18401.407559134219,0,0,null,88053.746660114339,18401.407559134219,24015.424204408195,null,33164.395208091366,7334.8229106418003,0,0,95776.67102951475,0,null,40499.216888394541,95776.671875,null,-47554.529074335573,16483.792727697823,77375.264315865788,null,0.49125848910745312,2.200876033979871,0,1,0.45993746711850692,1.6863835765463993,0,1,5.2048557463452143,"PASS",1,null,"IstEgsld102",null,77375.264315865788,0,0.45993746711850692,"FAIL",0,1,null,null,1.9691459083403846,null,-721.7653150173785,"NO",0,null,6.8320000000000007,5.3630000000000004,5.5847964346769574,15.4,15.58,17.390432125820322,null,-47756.017715571368,null,-4922.5574543808279,null,0,null,0,null,-721.7653150173785,null,-721.7653150173785,-0.54878488782068391,null,"IstEgsld102"]
[2621,"IluEgsld103",0.98603092133998871,8348.9641729365176,0,5627.4013671875,0,0,65270.900957904749,17324.076171875,8858.8561449655826,0,0,null,88222.379388406989,8858.8561449655826,14486.257749920069,null,33235.238220224281,7340.0348784200078,0,0,95963.71653386674,0,null,40575.271319271189,95963.71875,null,-47647.107177696067,26089.013807118106,87104.862605034417,null,0.4912559180870783,4.5801930469691383,0,1,0.45992039673546103,2.8009491951410515,0,1,10.832518011316328,"PASS",1,null,"IluEgsld103",null,87104.862605034417,0,0.45992039673546103,"FAIL",0,1,null,null,0.94648598967139319,null,-1407.1840068239126,"NO",0,null,6.8320000000000007,5.3630000000000004,5.5847964346769574,15.4,15.58,17.390432125820322,null,-47848.974199184973,null,-4932.1391501174885,null,0,null,0,null,-1407.1840068239126,null,-1407.1840068239126,-2.2224417602172588,null,"IluEgsld103"]
[2624,"ImeNgsld103",0.98603092133998871,8348.9641729365176,0,5627.4013671875,0,0,65270.900957904749,17324.076171875,8518.1254892630041,0,0,null,88222.379388406989,8518.1254892630041,14145.527094217494,null,33235.238220224281,7340.0348784200078,0,0,95963.71653386674,0,null,40575.271319271189,95963.71875,null,-47647.107177696067,26429.744462820687,87445.59326073699,null,0.4912559180870783,4.7634037993941076,0,1,0.45992039673546103,2.8684171138361276,0,1,11.265825899249915,"PASS",1,null,"ImeNgsld103",null,87445.59326073699,0,0.45992039673546103,"FAIL",0,1,null,null,0.91008208906449595,null,-1431.537105687336,"NO",0,null,6.8320000000000007,5.3630000000000004,5.5847964346769574,15.4,15.58,17.390432125820322,null,-47848.974199184973,null,-4932.1391501174885,null,0,null,0,null,-1431.537105687336,null,-1431.537105687336,-2.3513416154721298,null,"ImeNgsld103"]
[2636,"IwaNgsld103",0.98533076643943773,8329.1060426051008,0,5614.0166015625,0,0,65115.653189292614,17324.076171875,8497.8653024300274,0,0,null,88053.746660114339,8497.8653024300274,14111.881947704012,null,33164.395208091366,7334.8229106418003,0,0,95776.67102951475,0,null,40499.216888394541,95776.671875,null,-47554.529074335573,26387.334984402012,87278.806572569971,null,0.49125848910745312,4.7658106415046957,0,1,0.45993746711850692,2.8698664830051137,0,1,11.270674277175463,"PASS",1,null,"IwaNgsld103",null,87278.806572569971,0,0.45993746711850692,"FAIL",0,1,null,null,0.90936178874306794,null,-1429.6025012293687,"NO",0,null,6.8320000000000007,5.3630000000000004,5.5847964346769574,15.4,15.58,17.390432125820322,null,-47756.017715571368,null,-4922.5574543808279,null,0,null,0,null,-1429.6025012293687,null,-1429.6025012293687,-2.3537624546188303,null,"IwaNgsld103"]
[2643,"IelEgsld104",0.98603092133998871,8348.9641729365176,0,4222.6494140625,0,0,65270.900957904749,17324.076171875,1091.8916411533557,0,0,null,86817.627265918665,1091.8916411533557,5314.5411236195469,null,33235.238220224281,7340.0348784200078,0,0,95963.71653386674,0,null,40575.271319271189,95963.71875,null,-46242.355224571067,35260.730264055332,94871.827108846643,null,0.4912559180870783,37.16052929612308,0,1,0.46736213525465337,7.6347648644936816,0,1,87.88758438395439,"PASS",1,null,"IelEgsld104",null,94871.827108846643,0,0.46736213525465337,"FAIL",0,1,null,null,0.15546725542742756,null,-1936.3514069297573,"NO",0,null,6.8320000000000007,5.3630000000000004,5.5847964346769574,15.4,15.58,17.390432125820322,null,-46444.222246059973,null,-6097.5187741285426,null,0,null,0,null,-1936.3514069297573,null,-1936.3514069297573,-18.61825318258996,null,"IelEgsld104"]
[2655,"IteEgsld104",0.98603092133998871,8348.9641729365176,0,4222.6494140625,0,0,65270.900957904749,17324.076171875,1091.8916411533557,0,0,null,86817.627265918665,1091.8916411533557,5314.5411236195469,null,33235.238220224281,7340.0348784200078,0,0,95963.71653386674,0,null,40575.271319271189,95963.71875,null,-46242.355224571067,35260.730264055332,94871.827108846643,null,0.4912559180870783,37.16052929612308,0,1,0.46736213525465337,7.6347648644936816,0,1,87.88758438395439,"PASS",1,null,"IteEgsld104",null,94871.827108846643,0,0.46736213525465337,"FAIL",0,1,null,null,0.15546725542742756,null,-1936.3514069297573,"NO",0,null,6.8320000000000007,5.3630000000000004,5.5847964346769574,15.4,15.58,17.390432125820322,null,-46444.222246059973,null,-6097.5187741285426,null,0,null,0,null,-1936.3514069297573,null,-1936.3514069297573,-18.61825318258996,null,"IteEgsld104"]
[2662,"IagNgsld105",0.98603092133998871,8348.9641729365176,0,4222.6494140625,0,0,65270.900957904749,17324.076171875,27366.044533885793,0,0,null,86817.627265918665,27366.044533885793,31588.694016351979,null,33235.238220224281,7340.0348784200078,0,0,95963.71653386674,0,null,40575.271319271189,95963.71875,null,-46242.355224571067,8986.5773713228955,68597.674216114203,null,0.4912559180870783,1.4826867386344114,0,1,0.46736213525465337,1.2844871454999354,0,1,3.5066711461049356,"PASS",1,null,"IagNgsld105",null,68597.674216114203,0,0.46736213525465337,"FAIL",0,1,null,null,3.896471008635618,null,566.26597009539159,"YES",1,null,6.8320000000000007,5.3630000000000004,5.5847964346769574,15.4,15.58,17.390432125820322,null,-46444.222246059973,null,-6097.5187741285426,null,0,null,0,null,566.26597009539159,null,0,0,null,"IagNgsld105"]
[2674,"ImiNgsld105",0.98603092133998871,8348.9641729365176,0,4222.6494140625,0,0,65270.900957904749,17324.076171875,27793.650033320166,0,0,null,86817.627265918665,27793.650033320166,32016.299515786355,null,33235.238220224281,7340.0348784200078,0,0,95963.71653386674,0,null,40575.271319271189,95963.71875,null,-46242.355224571067,8558.9718718885233,68170.068716679831,null,0.4912559180870783,1.4598755928288618,0,1,0.46736213525465337,1.2673317035266616,0,1,3.4527209860869217,"PASS",1,null,"ImiNgsld105",null,68170.068716679831,0,0.46736213525465337,"FAIL",0,1,null,null,3.9573548127224094,null,606.9953775321876,"YES",1,null,6.8320000000000007,5.3630000000000004,5.5847964346769574,15.4,15.58,17.390432125820322,null,-46444.222246059973,null,-6097.5187741285426,null,0,null,0,null,606.9953775321876,null,0,0,null,"ImiNgsld105"]
[2677,"IstEgsld105",0.98603092133998871,8348.9641729365176,0,4222.6494140625,0,0,65270.900957904749,17324.076171875,27366.044533885793,0,0,null,86817.627265918665,27366.044533885793,31588.694016351979,null,33235.238220224281,7340.0348784200078,0,0,95963.71653386674,0,null,40575.271319271189,95963.71875,null,-46242.355224571067,8986.5773713228955,68597.674216114203,null,0.4912559180870783,1.4826867386344114,0,1,0.46736213525465337,1.2844871454999354,0,1,3.5066711461049356,"PASS",1,null,"IstEgsld105",null,68597.674216114203,0,0.46736213525465337,"FAIL",0,1,null,null,3.896471008635618,null,566.26597009539159,"YES",1,null,6.8320000000000007,5.3630000000000004,5.5847964346769574,15.4,15.58,17.390432125820322,null,-46444.222246059973,null,-6097.5187741285426,null,0,null,0,null,566.26597009539159,null,0,0,null,"IstEgsld105"]
[2693,"IluEgsld106",0.98603092133998871,8348.9641729365176,0,5627.4013671875,0,0,65270.900957904749,17324.076171875,33829.861348159524,0,0,null,88222.379388406989,33829.861348159524,39457.262953114019,null,33235.238220224281,7340.0348784200078,0,0,95963.71653386674,0,null,40575.271319271189,95963.71875,null,-47647.107177696067,1118.0086039241651,62133.857401840476,null,0.4912559180870783,1.1993921849602449,0,1,0.45992039673546103,1.0283346721740358,0,1,2.8366571699006031,"PASS",1,null,"IluEgsld106",null,62133.857401840476,0,0.45992039673546103,"FAIL",0,1,null,null,3.6144042819351343,null,377.57193547544006,"YES",1,null,6.8320000000000007,5.3630000000000004,5.5847964346769574,15.4,15.58,17.390432125820322,null,-47848.974199184973,null,-4932.1391501174885,null,0,null,0,null,377.57193547544006,null,0,0,null,"IluEgsld106"]
[2696,"ImeNgsld106",0.98603092133998871,8348.9641729365176,0,5627.4013671875,0,0,65270.900957904749,17324.076171875,32528.662910988318,0,0,null,88222.379388406989,32528.662910988318,38156.064515942773,null,33235.238220224281,7340.0348784200078,0,0,95963.71653386674,0,null,40575.271319271189,95963.71875,null,-47647.107177696067,2419.2070410953675,63435.055839011678,null,0.4912559180870783,1.2473697867724127,0,1,0.45992039673546103,1.0634029501433429,0,1,2.9501279844362447,"PASS",1,null,"ImeNgsld106",null,63435.055839011678,0,0.45992039673546103,"FAIL",0,1,null,null,3.4753836272074539,null,284.57135882845245,"YES",1,null,6.8320000000000007,5.3630000000000004,5.5847964346769574,15.4,15.58,17.390432125820322,null,-47848.974199184973,null,-4932.1391501174885,null,0,null,0,null,284.57135882845245,null,0,0,null,"ImeNgsld106"]
[2708,"IwaNgsld106",0.98533076643943773,8329.1060426051008,0,5614.0166015625,0,0,65115.653189292614,17324.076171875,32451.29418908872,0,0,null,88053.746660114339,32451.29418908872,38065.31083436271,null,33164.395208091366,7334.8229106418003,0,0,95776.67102951475,0,null,40499.216888394541,95776.671875,null,-47554.529074335573,2433.9060977433255,63325.377685911284,null,0.49125848910745312,1.2480000536315072,0,1,0.45993746711850692,1.0639402660109396,0,1,2.9513976027249949,"PASS",1,null,"IwaNgsld106",null,63325.377685911284,0,0.45993746711850692,"FAIL",0,1,null,null,3.4726329743005984,null,282.42415583425981,"YES",1,null,6.8320000000000007,5.3630000000000004,5.5847964346769574,15.4,15.58,17.390432125820322,null,-47756.017715571368,null,-4922.5574543808279,null,0,null,0,null,282.42415583425981,null,0,0,null,"IwaNgsld106"]
[2715,"IelEgsld107",0.98603092133998871,8348.9641729365176,0,4664.7021484375,0,0,65270.900957904749,17324.076171875,3605.0333300961825,0,0,null,87259.679762903412,3605.0333300961825,8269.7353095470608,null,33235.238220224281,7340.0348784200078,0,0,95963.71653386674,0,null,40575.271319271189,95963.71875,null,-46684.407958946067,32305.535840737506,92358.685419903821,null,0.4912559180870783,11.255172311593757,0,1,0.46499450439075868,4.9064775317898848,0,1,26.619370741695661,"PASS",1,null,"IelEgsld107",null,92358.685419903821,0,0.46499450439075868,"FAIL",0,1,null,null,0.46465416777979746,null,-1729.5147955154491,"NO",0,null,6.8320000000000007,5.3630000000000004,5.5847964346769574,15.4,15.58,17.390432125820322,null,-46886.274980434981,null,-5682.3951978275327,null,0,null,0,null,-1729.5147955154491,null,-1729.5147955154491,-5.5640129586076812,null,"IelEgsld107"]
[2727,"IteEgsld107",0.98603092133998871,8348.9641729365176,0,4664.7021484375,0,0,65270.900957904749,17324.076171875,3605.0333300961825,0,0,null,87259.679762903412,3605.0333300961825,8269.7353095470608,null,33235.238220224281,7340.0348784200078,0,0,95963.71653386674,0,null,40575.271319271189,95963.71875,null,-46684.407958946067,32305.535840737506,92358.685419903821,null,0.4912559180870783,11.255172311593757,0,1,0.46499450439075868,4.9064775317898848,0,1,26.619370741695661,"PASS",1,null,"IteEgsld107",null,92358.685419903821,0,0.46499450439075868,"FAIL",0,1,null,null,0.46465416777979746,null,-1729.5147955154491,"NO",0,null,6.8320000000000007,5.3630000000000004,5.5847964346769574,15.4,15.58,17.390432125820322,null,-46886.274980434981,null,-5682.3951978275327,null,0,null,0,null,-1729.5147955154491,null,-1729.5147955154491,-5.5640129586076812,null,"IteEgsld107"]
[2737,"IcoEgsld108",0.98603092133998871,8348.9641729365176,0,9866.7470703125,0,0,65270.900957904749,17324.076171875,2431.009582167042,0,0,null,92461.724959198385,2431.009582167042,12297.756757912912,null,33235.238220224281,7340.0348784200078,0,0,95963.71653386674,0,null,40575.271319271189,95963.71875,null,-51886.452880821067,28277.514666791649,93532.70916783296,null,0.4912559180870783,16.690708097950697,0,1,0.43883316767340474,3.2994043113619571,0,1,39.47484183277318,"PASS",1,null,"IcoEgsld108",null,93532.70916783296,0,0.43883316767340474,"FAIL",0,1,null,null,0.1481347997501411,null,-1941.25659607278,"NO",0,null,6.8320000000000007,5.3630000000000004,5.5847964346769574,15.4,15.58,17.390432125820322,null,-52088.319902309981,null,-4608.6948134335071,null,0,null,0,null,-1941.25659607278,null,-1941.25659607278,-19.589327988575846,null,"IcoEgsld108"]
[2747,"IprEgsld108",0.98603092133998871,8348.9641729365176,0,9866.7470703125,0,0,65270.900957904749,17324.076171875,2431.009582167042,0,0,null,92461.724959198385,2431.009582167042,12297.756757912912,null,33235.238220224281,7340.0348784200078,0,0,95963.71653386674,0,null,40575.271319271189,95963.71875,null,-51886.452880821067,28277.514666791649,93532.70916783296,null,0.4912559180870783,16.690708097950697,0,1,0.43883316767340474,3.2994043113619571,0,1,39.47484183277318,"PASS",1,null,"IprEgsld108",null,93532.70916783296,0,0.43883316767340474,"FAIL",0,1,null,null,0.1481347997501411,null,-1941.25659607278,"NO",0,null,6.8320000000000007,5.3630000000000004,5.5847964346769574,15.4,15.58,17.390432125820322,null,-52088.319902309981,null,-4608.6948134335071,null,0,null,0,null,-1941.25659607278,null,-1941.25659607278,-19.589327988575846,null,"IprEgsld108"]
[2750,"IstNgsld108",0.98603092133998871,8348.9641729365176,0,9866.7470703125,0,0,65270.900957904749,17324.076171875,2431.009582167042,0,0,null,92461.724959198385,2431.009582167042,12297.756757912912,null,33235.238220224281,7340.0348784200078,0,0,95963.71653386674,0,null,40575.271319271189,95963.71875,null,-51886.452880821067,28277.514666791649,93532.70916783296,null,0.4912559180870783,16.690708097950697,0,1,0.43883316767340474,3.2994043113619571,0,1,39.47484183277318,"PASS",1,null,"IstNgsld108",null,93532.70916783296,0,0.43883316767340474,"FAIL",0,1,null,null,0.1481347997501411,null,-1941.25659607278,"NO",0,null,6.8320000000000007,5.3630000000000004,5.5847964346769574,15.4,15.58,17.390432125820322,null,-52088.319902309981,null,-4608.6948134335071,null,0,null,0,null,-1941.25659607278,null,-1941.25659607278,-19.589327988575846,null,"IstNgsld108"]
[2766,"IluNgsld109",0.98603092133998871,8348.9641729365176,0,15563.6337890625,0,0,65270.900957904749,17324.076171875,60660.468252062215,0,0,null,98158.611786351583,60660.468252062215,76224.102254961253,null,33235.238220224281,7340.0348784200078,0,0,95963.71653386674,0,null,40575.271319271189,95963.71875,null,-57583.339599571067,-35648.830721853526,35303.250497937785,null,0.4912559180870783,0.66889149537502601,0,0,0.41336435937157778,0.53231550431882901,0,0,1.5819811734924683,"PASS",1,null,"IluNgsld109",null,35303.250497937785,0,0.41336435937157778,"FAIL",0,1,null,null,2.3433608844360343,null,-472.71731932855232,"NO",0,null,6.8320000000000007,5.3630000000000004,5.5847964346769574,15.4,15.58,17.390432125820322,null,-57785.206621059981,null,-5112.7466300914875,null,0,null,0,null,-472.71731932855232,null,-472.71731932855232,-0.30154770391317087,null,"IluNgsld109"]
[2769,"ImiEgsld109",0.98603092133998871,8348.9641729365176,0,15563.6337890625,0,0,65270.900957904749,17324.076171875,59245.296244331606,0,0,null,98158.611786351583,59245.296244331606,74808.930247230601,null,33235.238220224281,7340.0348784200078,0,0,95963.71653386674,0,null,40575.271319271189,95963.71875,null,-57583.339599571067,-34233.658714122917,36718.422505668394,null,0.4912559180870783,0.6848690763893901,0,0,0.41336435937157778,0.54238539838972044,0,0,1.6197694134946872,"PASS",1,null,"ImiEgsld109",null,36718.422505668394,0,0.41336435937157778,"FAIL",0,1,null,null,2.2886918095148672,null,-509.28926255803293,"NO",0,null,6.8320000000000007,5.3630000000000004,5.5847964346769574,15.4,15.58,17.390432125820322,null,-57785.206621059981,null,-5112.7466300914875,null,0,null,0,null,-509.28926255803293,null,-509.28926255803293,-0.33263725849753645,null,"ImiEgsld109"]
[2785,"IcoEgsld201",0.98603092133998871,8348.9641729365176,0,4229.2880859375,0,0,65270.900957904749,17974.69921875,109159.89959528561,0,0,null,87474.888802884219,109159.89959528561,113389.18768818828,null,33234.557496042507,7339.489407198952,0,0,96614.339460395815,0,null,40574.048663021189,96614.3359375,null,-46900.839599571067,-72815.139018201909,-12545.563657785606,null,0.48740171945327271,0.37169371548939661,0,0,0.46383653033338329,0.35782996150469931,0,0,0.88507168196106123,"FAIL",0,null,"IcoEgsld201",null,-12545.563657785606,12545.563657785606,0.40565752187683085,"FAIL",0,1,null,null,18.288708404477397,null,10323.679189553868,"YES",1,null,6.8320000000000007,5.3630000000000004,5.5847964346769574,15.4,15.58,17.390432125820322,null,-47102.70053819305,null,-7084.3020417983107,null,1886.8676577109634,null,1886.8676577109634,null,10323.679189553868,null,1886.8676577109634,0.15232335398076427,null,"IcoEgsld201"]
[2788,"IelNgsld201",0.98603092133998871,8348.9641729365176,0,4229.2880859375,0,0,65270.900957904749,17974.69921875,60240.414179955893,0,0,null,87474.888802884219,60240.414179955893,64469.7022728585,null,33234.557496042507,7339.489407198952,0,0,96614.339460395815,0,null,40574.048663021189,96614.3359375,null,-46900.839599571067,-23895.653602872204,36373.921757544107,null,0.48740171945327271,0.67353535355541438,0,0,0.46383653033338329,0.62935064436440258,0,0,1.6038126107314679,"PASS",1,null,"IelNgsld201",null,36373.921757544107,0,0.46383653033338329,"FAIL",0,1,null,null,10.092711191175178,null,4772.3917766743616,"YES",1,null,6.8320000000000007,5.3630000000000004,5.5847964346769574,15.4,15.58,17.390432125820322,null,-47102.70053819305,null,-7084.3020417983107,null,0,null,0,null,4772.3917766743616,null,0,0,null,"IelNgsld201"]
[2800,"IteNgsld201",0.98603092133998871,8348.9641729365176,0,4229.2880859375,0,0,65270.900957904749,17974.69921875,82011.233102980157,0,0,null,87474.888802884219,82011.233102980157,86240.521195882786,null,33234.557496042507,7339.489407198952,0,0,96614.339460395815,0,null,40574.048663021189,96614.3359375,null,-46900.839599571067,-45666.472525896468,14603.102834519843,null,0.48740171945327271,0.4947376978477207,0,0,0.46383653033338329,0.47047545751886249,0,0,1.1780622273558912,"PASS",1,null,"IteNgsld201",null,14603.102834519843,0,0.46383653033338329,"FAIL",0,1,null,null,13.740205398564425,null,7242.901240631667,"YES",1,null,6.8320000000000007,5.3630000000000004,5.5847964346769574,15.4,15.58,17.390432125820322,null,-47102.70053819305,null,-7084.3020417983107,null,0,null,0,null,7242.901240631667,null,0,0,null,"IteNgsld201"]
[2807,"IchEgsld202",0.98603092133998871,8348.9641729365176,0,3544.369140625,0,0,65270.900957904749,17974.69921875,25075.821198623893,0,0,null,86789.969768427196,25075.821198623893,28620.190257069487,null,33234.557496042507,7339.489407198952,0,0,96614.339460395815,0,null,40574.048663021189,96614.3359375,null,-46215.920654258567,11953.858323772296,71538.514738876111,null,0.48740171945327271,1.6180546328527738,0,1,0.46749698130084433,1.4176722160851294,0,1,3.8528882133998463,"PASS",1,null,"IchEgsld202",null,71538.514738876111,0,0.46749698130084433,"FAIL",0,1,null,null,4.2012166667162196,null,781.9829776576596,"YES",1,null,6.8320000000000007,5.3630000000000004,5.5847964346769574,15.4,15.58,17.390432125820322,null,-46417.781592880558,null,-6981.2894198615013,null,0,null,0,null,781.9829776576596,null,0,0,null,"IchEgsld202"]
[2819,"IprEgsld202",0.98603092133998871,8348.9641729365176,0,3544.369140625,0,0,65270.900957904749,17974.69921875,35438.980555239534,0,0,null,86789.969768427196,35438.980555239534,38983.34961368511,null,33234.557496042507,7339.489407198952,0,0,96614.339460395815,0,null,40574.048663021189,96614.3359375,null,-46215.920654258567,1590.6989671566553,61175.355382260466,null,0.48740171945327271,1.1448988663705353,0,1,0.46749698130084433,1.0408045737363971,0,1,2.7262165678525956,"PASS",1,null,"IprEgsld202",null,61175.355382260466,0,0.46749698130084433,"FAIL",0,1,null,null,5.9374657403425317,null,1957.9738152829038,"YES",1,null,6.8320000000000007,5.3630000000000004,5.5847964346769574,15.4,15.58,17.390432125820322,null,-46417.781592880558,null,-6981.2894198615013,null,0,null,0,null,1957.9738152829038,null,0,0,null,"IprEgsld202"]
[2822,"IstNgsld202",0.98603092133998871,8348.9641729365176,0,3544.369140625,0,0,65270.900957904749,17974.69921875,46343.279616623906,0,0,null,86789.969768427196,46343.279616623906,49887.648675069497,null,33234.557496042507,7339.489407198952,0,0,96614.339460395815,0,null,40574.048663021189,96614.3359375,null,-46215.920654258567,-9313.6000942277169,50271.056320876094,null,0.48740171945327271,0.87551094783690664,0,0,0.46749698130084433,0.81330849766948765,0,0,2.0847539651216924,"PASS",1,null,"IstNgsld202",null,50271.056320876094,0,0.46749698130084433,"FAIL",0,1,null,null,7.7643780971549505,null,3195.3724266863665,"YES",1,null,6.8320000000000007,5.3630000000000004,5.5847964346769574,15.4,15.58,17.390432125820322,null,-46417.781592880558,null,-6981.2894198615013,null,0,null,0,null,3195.3724266863665,null,0,0,null,"IstNgsld202"]
[2838,"IluNgsld203",0.98603092133998871,8348.9641729365176,0,5038.640625,0,0,65270.900957904749,17974.69921875,634579.80752946995,0,0,null,88284.241123045023,634579.80752946995,639618.4479425333,null,33234.557496042507,7339.489407198952,0,0,96614.339460395815,0,null,40574.048663021189,96614.3359375,null,-47710.192138633567,-599044.39949144877,-537965.47159196995,null,0.48740171945327271,6.3938449004520087E-2,0,0,0.4595842734172404,6.3434769244214206E-2,0,0,0.15224930700779227,"FAIL",0,null,"IluNgsld203",null,-537965.47159196995,537965.47159196995,6.4788929815138452E-2,"FAIL",0,1,null,null,89.240100676475222,null,58380.256149653207,"YES",1,null,6.8320000000000007,5.3630000000000004,5.5847964346769574,15.4,15.58,17.390432125820322,null,-47912.053077255558,null,-6290.225759360038,null,70627.828483945108,null,70627.828483945108,null,58380.256149653207,null,58380.256149653207,0.96585967292200503,null,"IluNgsld203"]
[2841,"ImiEgsld203",0.98603092133998871,8348.9641729365176,0,5038.640625,0,0,65270.900957904749,17974.69921875,119963.21727091109,0,0,null,88284.241123045023,119963.21727091109,125001.85768397458,null,33234.557496042507,7339.489407198952,0,0,96614.339460395815,0,null,40574.048663021189,96614.3359375,null,-47710.192138633567,-84427.809232889907,-23348.881333411089,null,0.48740171945327271,0.33822074454199941,0,0,0.4595842734172404,0.32458756490489249,0,0,0.80536632924171525,"FAIL",0,null,"ImiEgsld203",null,-23348.881333411089,23348.881333411089,0.36345887212515932,"FAIL",0,1,null,null,16.870265216030006,null,9362.9436484127909,"YES",1,null,6.8320000000000007,5.3630000000000004,5.5847964346769574,15.4,15.58,17.390432125820322,null,-47912.053077255558,null,-6290.225759360038,null,3065.402657215373,null,3065.402657215373,null,9362.9436484127909,null,3065.402657215373,0.26827098776846642,null,"ImiEgsld203"]
[2857,"IcoEgsld204",0.98603092133998871,8348.9641729365176,0,3473.625,0,0,65270.900957904749,17974.69921875,345915.30728863511,0,0,null,86719.225731550963,345915.30728863511,349388.93231020449,null,33234.557496042507,7339.489407198952,0,0,96614.339460395815,0,null,40574.048663021189,96614.3359375,null,-46145.176513633567,-308814.88362561393,-249300.97135113511,null,0.48740171945327271,0.1172947476104774,0,0,0.46787835777324177,0.11612860315077868,0,0,0.27930055103599116,"FAIL",0,null,"IcoEgsld204",null,-249300.97135113511,249300.97135113511,0.12074883915397507,"FAIL",0,1,null,null,70.562509086071429,null,45729.60774161922,"YES",1,null,6.8320000000000007,5.3630000000000004,5.5847964346769574,15.4,15.58,17.390432125820322,null,-46347.037452255565,null,-7977.6311638683337,null,42911.722249394217,null,42911.722249394217,null,45729.60774161922,null,42911.722249394217,0.89786288384526591,null,"IcoEgsld204"]
[2860,"IelNgsld204",0.98603092133998871,8348.9641729365176,0,3473.625,0,0,65270.900957904749,17974.69921875,345915.0811088031,0,0,null,86719.225731550963,345915.0811088031,349388.70613037253,null,33234.557496042507,7339.489407198952,0,0,96614.339460395815,0,null,40574.048663021189,96614.3359375,null,-46145.176513633567,-308814.65744578192,-249300.7451713031,null,0.48740171945327271,0.11729482430475226,0,0,0.46787835777324177,0.1161286783276447,0,0,0.27930073365928565,"FAIL",0,null,"IelNgsld204",null,-249300.7451713031,249300.7451713031,0.12074892043173997,"FAIL",0,1,null,null,70.562461343691695,null,45729.575404898649,"YES",1,null,6.8320000000000007,5.3630000000000004,5.5847964346769574,15.4,15.58,17.390432125820322,null,-46347.037452255565,null,-7977.6311638683337,null,42911.683317471579,null,42911.683317471579,null,45729.575404898649,null,42911.683317471579,0.89786267674483466,null,"IelNgsld204"]
[2872,"IteNgsld204",0.98603092133998871,8348.9641729365176,0,3473.625,0,0,65270.900957904749,17974.69921875,345915.19419871905,0,0,null,86719.225731550963,345915.19419871905,349388.81922028854,null,33234.557496042507,7339.489407198952,0,0,96614.339460395815,0,null,40574.048663021189,96614.3359375,null,-46145.176513633567,-308814.77053569787,-249300.85826121905,null,0.48740171945327271,0.11729478595760232,0,0,0.46787835777324177,0.11612864073919954,0,0,0.2793006423476086,"FAIL",0,null,"IteNgsld204",null,-249300.85826121905,249300.85826121905,0.12074887979284386,"FAIL",0,1,null,null,70.562486804138089,null,45729.592649689235,"YES",1,null,6.8320000000000007,5.3630000000000004,5.5847964346769574,15.4,15.58,17.390432125820322,null,-46347.037452255565,null,-7977.6311638683337,null,42911.702783432884,null,42911.702783432884,null,45729.592649689235,null,42911.702783432884,0.89786276007280619,null,"IteNgsld204"]
[2879,"IchEgsld205",0.98603092133998871,8348.9641729365176,0,6714.84912109375,0,0,65270.900957904749,17974.69921875,5753198.7710752236,0,0,null,89960.44958981371,5753198.7710752236,5759913.6199550582,null,33234.557496042507,7339.489407198952,0,0,96614.339460395815,0,null,40574.048663021189,96614.3359375,null,-49386.400634727317,-5719339.5715332963,-5656584.4351377236,null,0.48740171945327271,7.0524329642513367E-3,0,0,0.45102096509912226,7.0442113091338842E-3,0,0,1.6793151042032155E-2,"FAIL",0,null,"IchEgsld205",null,-5656584.4351377236,5656584.4351377236,7.0605989301355809E-3,"FAIL",0,1,null,null,607.10010739893391,null,409135.58977595757,"YES",1,null,6.8320000000000007,5.3630000000000004,5.5847964346769574,15.4,15.58,17.390432125820322,null,-49588.261573349308,null,-5111.4200541492219,null,583064.98760768003,null,583064.98760768003,null,409135.58977595757,null,409135.58977595757,0.99498157521562391,null,"IchEgsld205"]
[2892,"IprNgsld205",0.98603092133998871,8348.9641729365176,0,6714.84912109375,0,0,65270.900957904749,17974.69921875,10498218.044587471,0,0,null,89960.44958981371,10498218.044587471,10504932.893467305,null,33234.557496042507,7339.489407198952,0,0,96614.339460395815,0,null,40574.048663021189,96614.3359375,null,-49386.400634727317,-10464358.845045542,-10401603.708649971,null,0.48740171945327271,3.8648510147814854E-3,0,0,0.45102096509912226,3.8623805666879707E-3,0,0,9.2029271565102523E-3,"FAIL",0,null,"IprNgsld205",null,-10401603.708649971,10401603.708649971,3.867302153634066E-3,"FAIL",0,1,null,null,1107.8131182778964,null,748276.97335842764,"YES",1,null,6.8320000000000007,5.3630000000000004,5.5847964346769574,15.4,15.58,17.390432125820322,null,-49588.261573349308,null,-5111.4200541492219,null,1072168.3742242823,null,1072168.3742242823,null,748276.97335842764,null,748276.97335842764,0.99724981932845846,null,"IprNgsld205"]
[2895,"IteEgsld205",0.98603092133998871,8348.9641729365176,0,6714.84912109375,0,0,65270.900957904749,17974.69921875,3020909.9440377341,0,0,null,89960.44958981371,3020909.9440377341,3027624.7929175668,null,33234.557496042507,7339.489407198952,0,0,96614.339460395815,0,null,40574.048663021189,96614.3359375,null,-49386.400634727317,-2987050.7444958067,-2924295.6081002341,null,0.48740171945327271,1.3431068590144766E-2,0,0,0.45102096509912226,1.3401280355049824E-2,0,0,3.1981865638922601E-2,"FAIL",0,null,"IteEgsld205",null,-2924295.6081002341,2924295.6081002341,1.3460717301517579E-2,"FAIL",0,1,null,null,318.77826402678284,null,213850.33304449957,"YES",1,null,6.8320000000000007,5.3630000000000004,5.5847964346769574,15.4,15.58,17.390432125820322,null,-49588.261573349308,null,-5111.4200541492219,null,301428.25622944004,null,301428.25622944004,null,213850.33304449957,null,213850.33304449957,0.99044261617124529,null,"IteEgsld205"]
[2911,"ImeEgsld206",0.98603092133998871,8348.9641729365176,0,4222.6494140625,0,0,65270.900957904749,17974.69921875,93523.106222169736,0,0,null,87468.250192447769,93523.106222169736,97745.755704635914,null,33234.557496042507,7339.489407198952,0,0,96614.339460395815,0,null,40574.048663021189,96614.3359375,null,-46894.200927696067,-57171.706973211047,3091.2297153302643,null,0.48740171945327271,0.43383983169501567,0,0,0.46387173463372006,0.41509780551516107,0,0,1.0330531121152762,"PASS",1,null,"ImeEgsld206",null,3091.2297153302643,0,0.46387173463372006,"FAIL",0,1,null,null,13.152028128864281,null,6844.5188365321537,"YES",1,null,6.8320000000000007,5.3630000000000004,5.5847964346769574,15.4,15.58,17.390432125820322,null,-47096.061866318058,null,-6183.0967885732061,null,0,null,0,null,6844.5188365321537,null,0,0,null,"ImeEgsld206"]
[2914,"ImiNgsld206",0.98603092133998871,8348.9641729365176,0,4222.6494140625,0,0,65270.900957904749,17974.69921875,93523.106222169736,0,0,null,87468.250192447769,93523.106222169736,97745.755704635914,null,33234.557496042507,7339.489407198952,0,0,96614.339460395815,0,null,40574.048663021189,96614.3359375,null,-46894.200927696067,-57171.706973211047,3091.2297153302643,null,0.48740171945327271,0.43383983169501567,0,0,0.46387173463372006,0.41509780551516107,0,0,1.0330531121152762,"PASS",1,null,"ImiNgsld206",null,3091.2297153302643,0,0.46387173463372006,"FAIL",0,1,null,null,13.152028128864456,null,6844.5188365322738,"YES",1,null,6.8320000000000007,5.3630000000000004,5.5847964346769574,15.4,15.58,17.390432125820322,null,-47096.061866318058,null,-6183.0967885732061,null,0,null,0,null,6844.5188365322738,null,0,0,null,"ImiNgsld206"]
[2930,"IcoNgsld207",0.98603092133998871,8348.9641729365176,0,5627.4013671875,0,0,65270.900957904749,17974.69921875,85930.102140515271,0,0,null,88873.002314936093,85930.102140515271,91557.503745469745,null,33234.557496042507,7339.489407198952,0,0,96614.339460395815,0,null,40574.048663021189,96614.3359375,null,-48298.952880821067,-50983.454844681582,10684.233796984729,null,0.48740171945327271,0.4721750312442709,0,0,0.45653964599142588,0.44315372425601007,0,0,1.1243363330292984,"PASS",1,null,"IcoNgsld207",null,10684.233796984729,0,0.45653964599142588,"FAIL",0,1,null,null,9.0676811457284145,null,4078.1216053916532,"YES",1,null,6.8320000000000007,5.3630000000000004,5.5847964346769574,15.4,15.58,17.390432125820322,null,-48500.813819443058,null,-4999.3289648309537,null,0,null,0,null,4078.1216053916532,null,0,0,null,"IcoNgsld207"]
[2933,"IluEgsld207",0.98603092133998871,8348.9641729365176,0,5627.4013671875,0,0,65270.900957904749,17974.69921875,29815.924234282833,0,0,null,88873.002314936093,29815.924234282833,35443.325839237325,null,33234.557496042507,7339.489407198952,0,0,96614.339460395815,0,null,40574.048663021189,96614.3359375,null,-48298.952880821067,5130.7230615508524,66798.411703217163,null,0.48740171945327271,1.3608180764146325,0,1,0.45653964599142588,1.1447585116374634,0,1,3.2403602577716262,"PASS",1,null,"IluEgsld207",null,66798.411703217163,0,0.45653964599142588,"FAIL",0,1,null,null,3.1462932519548592,null,67.465522184158033,"YES",1,null,6.8320000000000007,5.3630000000000004,5.5847964346769574,15.4,15.58,17.390432125820322,null,-48500.813819443058,null,-4999.3289648309537,null,0,null,0,null,67.465522184158033,null,0,0,null,"IluEgsld207"]
[2945,"ItrEgsld207",0.98603092133998871,8348.9641729365176,0,5627.4013671875,0,0,65270.900957904749,17974.69921875,9770.0146025939885,0,0,null,88873.002314936093,9770.0146025939885,15397.416207548484,null,33234.557496042507,7339.489407198952,0,0,96614.339460395815,0,null,40574.048663021189,96614.3359375,null,-48298.952880821067,25176.632693239699,86844.32133490601,null,0.48740171945327271,4.1529158669065422,0,1,0.45653964599142588,2.6351206424929101,0,1,9.8888630025024113,"PASS",1,null,"ItrEgsld207",null,86844.32133490601,0,0.45653964599142588,"FAIL",0,1,null,null,1.0309702871653084,null,-1365.2784677177071,"NO",0,null,6.8320000000000007,5.3630000000000004,5.5847964346769574,15.4,15.58,17.390432125820322,null,-48500.813819443058,null,-4999.3289648309537,null,0,null,0,null,-1365.2784677177071,null,-1365.2784677177071,-1.9551639494335462,null,"ItrEgsld207"]
[2952,"IchNgsld208",0.98603092133998871,8348.9641729365176,0,5627.4013671875,0,0,65270.900957904749,17974.69921875,3741.5987858104686,0,0,null,88873.002314936093,3741.5987858104686,9369.0003907649607,null,33234.557496042507,7339.489407198952,0,0,96614.339460395815,0,null,40574.048663021189,96614.3359375,null,-48298.952880821067,31205.048510023218,92872.737151689536,null,0.48740171945327271,10.844040471921533,0,1,0.45653964599142588,4.3306700822326247,0,1,25.821671822189334,"PASS",1,null,"IchNgsld208",null,92872.737151689536,0,0.45653964599142588,"FAIL",0,1,null,null,0.39482818734865177,null,-1796.1482617902839,"NO",0,null,6.8320000000000007,5.3630000000000004,5.5847964346769574,15.4,15.58,17.390432125820322,null,-48500.813819443058,null,-4999.3289648309537,null,0,null,0,null,-1796.1482617902839,null,-1796.1482617902839,-6.7164861152066191,null,"IchNgsld208"]
[2964,"IprNgsld208",0.98603092133998871,8348.9641729365176,0,5627.4013671875,0,0,65270.900957904749,17974.69921875,2050.4587879176056,0,0,null,88873.002314936093,2050.4587879176056,7677.860392872095,null,33234.557496042507,7339.489407198952,0,0,96614.339460395815,0,null,40574.048663021189,96614.3359375,null,-48298.952880821067,32896.188507916086,94563.877149582389,null,0.48740171945327271,19.787790372625423,0,1,0.45653964599142588,5.2845516645732333,0,1,47.118399309853523,"PASS",1,null,"IprNgsld208",null,94563.877149582389,0,0.45653964599142588,"FAIL",0,1,null,null,0.21637244494544153,null,-1917.0193517598068,"NO",0,null,6.8320000000000007,5.3630000000000004,5.5847964346769574,15.4,15.58,17.390432125820322,null,-48500.813819443058,null,-4999.3289648309537,null,0,null,0,null,-1917.0193517598068,null,-1917.0193517598068,-13.080749636749236,null,"IprNgsld208"]
[2971,"IwaEgsld208",0.98603092133998871,8348.9641729365176,0,5627.4013671875,0,0,65270.900957904749,17974.69921875,14345.985097466342,0,0,null,88873.002314936093,14345.985097466342,19973.386702420838,null,33234.557496042507,7339.489407198952,0,0,96614.339460395815,0,null,40574.048663021189,96614.3359375,null,-48298.952880821067,20600.662198367347,82268.350840033658,null,0.48740171945327271,2.8282511369809669,0,1,0.45653964599142588,2.031405577357829,0,1,6.73459056879706,"PASS",1,null,"IwaEgsld208",null,82268.350840033658,0,0.45653964599142588,"FAIL",0,1,null,null,1.5138445553829158,null,-1038.2195659883121,"NO",0,null,6.8320000000000007,5.3630000000000004,5.5847964346769574,15.4,15.58,17.390432125820322,null,-48500.813819443058,null,-4999.3289648309537,null,0,null,0,null,-1038.2195659883121,null,-1038.2195659883121,-1.0125489203859726,null,"IwaEgsld208"]
[2983,"ImeEgsld209",0.98603092133998871,8348.9641729365176,0,5627.4013671875,0,0,65270.900957904749,17974.69921875,92169.566765061973,0,0,null,88873.002314936093,92169.566765061973,97796.968370016461,null,33234.557496042507,7339.489407198952,0,0,96614.339460395815,0,null,40574.048663021189,96614.3359375,null,-48298.952880821067,-57222.919469228284,4444.7691724380275,null,0.48740171945327271,0.44021090786336742,0,0,0.45653964599142588,0.41488043482241155,0,0,1.048223826241558,"PASS",1,null,"ImeEgsld209",null,4444.7691724380275,0,0.45653964599142588,"FAIL",0,1,null,null,9.7260941922670714,null,4524.075888025317,"YES",1,null,6.8320000000000007,5.3630000000000004,5.5847964346769574,15.4,15.58,17.390432125820322,null,-48500.813819443058,null,-4999.3289648309537,null,0,null,0,null,4524.075888025317,null,0,0,null,"ImeEgsld209"]
[2986,"ImiNgsld209",0.98603092133998871,8348.9641729365176,0,5627.4013671875,0,0,65270.900957904749,17974.69921875,92169.580428412417,0,0,null,88873.002314936093,92169.580428412417,97796.982033366861,null,33234.557496042507,7339.489407198952,0,0,96614.339460395815,0,null,40574.048663021189,96614.3359375,null,-48298.952880821067,-57222.933132578728,4444.7555090875831,null,0.48740171945327271,0.44021084260587279,0,0,0.45653964599142588,0.41488037685889706,0,0,1.0482236708513586,"PASS",1,null,"ImiNgsld209",null,4444.7555090875831,0,0.45653964599142588,"FAIL",0,1,null,null,9.7260954538863125,null,4524.0767425413478,"YES",1,null,6.8320000000000007,5.3630000000000004,5.5847964346769574,15.4,15.58,17.390432125820322,null,-48500.813819443058,null,-4999.3289648309537,null,0,null,0,null,4524.0767425413478,null,0,0,null,"ImiNgsld209"]
[3002,"IcoNgsld210",0.98957013189792642,8588.5282253098176,0,5788.87353515625,0,0,67143.775390186827,17974.69921875,1272319.8256092034,0,0,null,90907.34851486831,1272319.8256092034,1278108.6989818083,null,34132.737739856522,7365.8334070042802,0,0,98870.814680012743,0,null,41498.571098780129,98870.8125,null,-49408.777045312949,-1236610.1280455797,-1173449.0131092034,null,0.48753894250852892,3.2616461885996366E-2,0,0,0.45649303324746249,3.2468733783411134E-2,0,0,7.7709087377192565E-2,"FAIL",0,null,"IcoNgsld210",null,-1173449.0131092034,1173449.0131092034,3.2821894499462607E-2,"FAIL",0,1,null,null,131.76651987481006,null,88832.308026480445,"YES",1,null,6.8320000000000007,5.3630000000000004,5.5847964346769574,15.4,15.58,17.390432125820322,null,-49615.237598043197,null,-5114.2006677304744,null,120955.85987131183,null,120955.85987131183,null,88832.308026480445,null,88832.308026480445,0.97685884622613872,null,"IcoNgsld210"]
[3005,"IluEgsld210",0.98957013189792642,8588.5282253098176,0,5788.87353515625,0,0,67143.775390186827,17974.69921875,472303.60357129213,0,0,null,90907.34851486831,472303.60357129213,478092.47694389673,null,34132.737739856522,7365.8334070042802,0,0,98870.814680012743,0,null,41498.571098780129,98870.8125,null,-49408.777045312949,-436593.90600766824,-373432.79107129213,null,0.48753894250852892,8.7864184784938029E-2,0,0,0.45649303324746249,8.6800301376715405E-2,0,0,0.20933740871844925,"FAIL",0,null,"IluEgsld210",null,-373432.79107129213,373432.79107129213,8.9371061413949668E-2,"FAIL",0,1,null,null,48.913643994939747,null,31652.638083950846,"YES",1,null,6.8320000000000007,5.3630000000000004,5.5847964346769574,15.4,15.58,17.390432125820322,null,-49615.237598043197,null,-5114.2006677304744,null,38492.413256619759,null,38492.413256619759,null,31652.638083950846,null,31652.638083950846,0.93766096635562524,null,"IluEgsld210"]
[3017,"ItrEgsld210",0.98957013189792642,8588.5282253098176,0,5788.87353515625,0,0,67143.775390186827,17974.69921875,201065.41090876039,0,0,null,90907.34851486831,201065.41090876039,206854.28428136499,null,34132.737739856522,7365.8334070042802,0,0,98870.814680012743,0,null,41498.571098780129,98870.8125,null,-49408.777045312949,-165355.71334513649,-102194.59840876039,null,0.48753894250852892,0.20639338666565271,0,0,0.45649303324746249,0.20061741148045414,0,0,0.49173456564772183,"FAIL",0,null,"ItrEgsld210",null,-102194.59840876039,102194.59840876039,0.21490498588745016,"FAIL",0,1,null,null,20.823136037194804,null,12266.395222921861,"YES",1,null,6.8320000000000007,5.3630000000000004,5.5847964346769574,15.4,15.58,17.390432125820322,null,-49615.237598043197,null,-5114.2006677304744,null,10533.934910374044,null,10533.934910374044,null,12266.395222921861,null,10533.934910374044,0.73301090832155102,null,"ItrEgsld210"]
[3024,"IchNgsld211",0.98603092133998871,8348.9641729365176,0,4222.6494140625,0,0,65270.900957904749,17974.69921875,68711.447574503982,0,0,null,87468.250192447769,68711.447574503982,72934.097056970189,null,33234.557496042507,7339.489407198952,0,0,96614.339460395815,0,null,40574.048663021189,96614.3359375,null,-46894.200927696067,-32360.048325545293,27902.888362996018,null,0.48740171945327271,0.5904991103414996,0,0,0.46387173463372006,0.55631111288567514,0,0,1.4060879132657023,"PASS",1,null,"IchNgsld211",null,27902.888362996018,0,0.46387173463372006,"FAIL",0,1,null,null,9.6627980236765652,null,4481.204323426723,"YES",1,null,6.8320000000000007,5.3630000000000004,5.5847964346769574,15.4,15.58,17.390432125820322,null,-47096.061866318058,null,-6183.0967885732061,null,0,null,0,null,4481.204323426723,null,0,0,null,"IchNgsld211"]
[3036,"IprNgsld211",0.98603092133998871,8348.9641729365176,0,4222.6494140625,0,0,65270.900957904749,17974.69921875,97108.032947473053,0,0,null,87468.250192447769,97108.032947473053,101330.68242993926,null,33234.557496042507,7339.489407198952,0,0,96614.339460395815,0,null,40574.048663021189,96614.3359375,null,-46894.200927696067,-60756.633698514364,-493.69700997305335,null,0.48740171945327271,0.41782381365883703,0,0,0.46387173463372006,0.40041227116440326,0,0,0.99491600236367572,"FAIL",0,null,"IprNgsld211",null,-493.69700997305335,493.69700997305335,0.46126819870426528,"FAIL",0,1,null,null,13.656171880922962,null,7185.983919090133,"YES",1,null,6.8320000000000007,5.3630000000000004,5.5847964346769574,15.4,15.58,17.390432125820322,null,-47096.061866318058,null,-6183.0967885732061,null,64.815958615760778,null,64.815958615760778,null,7185.983919090133,null,64.815958615760778,7.0074670315595387E-3,null,"IprNgsld211"]
[3043,"IwaEgsld211",0.98603092133998871,8348.9641729365176,0,4222.6494140625,0,0,65270.900957904749,17974.69921875,8644.2841337145346,0,0,null,87468.250192447769,8644.2841337145346,12866.933616180733,null,33234.557496042507,7339.489407198952,0,0,96614.339460395815,0,null,40574.048663021189,96614.3359375,null,-46894.200927696067,27707.115115244153,87970.051803785464,null,0.48740171945327271,4.6937430602001875,0,1,0.46387173463372006,3.1533580640922012,0,1,11.176672867644838,"PASS",1,null,"IwaEgsld211",null,87970.051803785464,0,0.46387173463372006,"FAIL",0,1,null,null,1.2156339808293377,null,-1240.2026274539776,"NO",0,null,6.8320000000000007,5.3630000000000004,5.5847964346769574,15.4,15.58,17.390432125820322,null,-47096.061866318058,null,-6183.0967885732061,null,0,null,0,null,-1240.2026274539776,null,-1240.2026274539776,-1.5062529294299098,null,"IwaEgsld211"]
[3056,"ImeNgsld212",0.98603092133998871,8348.9641729365176,0,4222.6494140625,0,0,65270.900957904749,17974.69921875,2859.2420428108426,0,0,null,87468.250192447769,2859.2420428108426,7081.8915252770348,null,33234.557496042507,7339.489407198952,0,0,96614.339460395815,0,null,40574.048663021189,96614.3359375,null,-46894.200927696067,33492.157206147844,93755.093894689155,null,0.48740171945327271,14.19049106564408,0,1,0.46387173463372006,5.7292672317989251,0,1,33.790191418184762,"PASS",1,null,"ImeNgsld212",null,93755.093894689155,0,0.46387173463372006,"FAIL",0,1,null,null,0.40209133954059328,null,-1791.2288060740825,"NO",0,null,6.8320000000000007,5.3630000000000004,5.5847964346769574,15.4,15.58,17.390432125820322,null,-47096.061866318058,null,-6183.0967885732061,null,0,null,0,null,-1791.2288060740825,null,-1791.2288060740825,-6.5770998426602283,null,"ImeNgsld212"]
[3059,"IprEgsld212",0.98603092133998871,8348.9641729365176,0,4222.6494140625,0,0,65270.900957904749,17974.69921875,2859.2548585701711,0,0,null,87468.250192447769,2859.2548585701711,7081.904341036362,null,33234.557496042507,7339.489407198952,0,0,96614.339460395815,0,null,40574.048663021189,96614.3359375,null,-46894.200927696067,33492.144390388516,93755.081078929827,null,0.48740171945327271,14.190427460989284,0,1,0.46387173463372006,5.7292568638375476,0,1,33.790039963703684,"PASS",1,null,"IprEgsld212",null,93755.081078929827,0,0.46387173463372006,"FAIL",0,1,null,null,0.40209314847643091,null,-1791.2275808512713,"NO",0,null,6.8320000000000007,5.3630000000000004,5.5847964346769574,15.4,15.58,17.390432125820322,null,-47096.061866318058,null,-6183.0967885732061,null,0,null,0,null,-1791.2275808512713,null,-1791.2275808512713,-6.577065754818884,null,"IprEgsld212"]
[3075,"IelEgsld213",0.98603092133998871,8348.9641729365176,0,6237.64892578125,0,0,65270.900957904749,17974.69921875,704.30340732833463,0,0,null,89483.249536479649,704.30340732833463,6941.9522338264087,null,33234.557496042507,7339.489407198952,0,0,96614.339460395815,0,null,40574.048663021189,96614.3359375,null,-48909.200439414817,33632.096329911605,95910.032530171666,null,0.48740171945327271,57.608763837921117,0,1,0.4534261894823915,5.8447604817889056,0,1,137.17715253429122,"PASS",1,null,"IelEgsld213",null,95910.032530171666,0,0.4534261894823915,"FAIL",0,1,null,null,8.0006642563807503E-2,null,-2009.3822140945754,"NO",0,null,6.8320000000000007,5.3630000000000004,5.5847964346769574,15.4,15.58,17.390432125820322,null,-49111.061378036808,null,-5388.8467379210251,null,0,null,0,null,-2009.3822140945754,null,-2009.3822140945754,-37.080415924693426,null,"IelEgsld213"]
[3078,"IluNgsld213",0.98603092133998871,8348.9641729365176,0,6237.64892578125,0,0,65270.900957904749,17974.69921875,2355.2306971580601,0,0,null,89483.249536479649,2355.2306971580601,8592.8795236561327,null,33234.557496042507,7339.489407198952,0,0,96614.339460395815,0,null,40574.048663021189,96614.3359375,null,-48909.200439414817,31981.169040081877,94259.105240341945,null,0.48740171945327271,17.227207811098879,0,1,0.4534261894823915,4.7218220716959483,0,1,41.021177268995231,"PASS",1,null,"IluNgsld213",null,94259.105240341945,0,0.4534261894823915,"FAIL",0,1,null,null,0.26754676331401495,null,-1882.3581211579858,"NO",0,null,6.8320000000000007,5.3630000000000004,5.5847964346769574,15.4,15.58,17.390432125820322,null,-49111.061378036808,null,-5388.8467379210251,null,0,null,0,null,-1882.3581211579858,null,-1882.3581211579858,-10.387490500089614,null,"IluNgsld213"]
[3085,"IstEgsld213",0.98603092133998871,8348.9641729365176,0,6237.64892578125,0,0,65270.900957904749,17974.69921875,1467.5609745818101,0,0,null,89483.249536479649,1467.5609745818101,7705.2098010798845,null,33234.557496042507,7339.489407198952,0,0,96614.339460395815,0,null,40574.048663021189,96614.3359375,null,-48909.200439414817,32868.838762658132,95146.774962918193,null,0.48740171945327271,27.647266018764906,0,1,0.4534261894823915,5.2657940779925267,0,1,65.833268675620658,"PASS",1,null,"IstEgsld213",null,95146.774962918193,0,0.4534261894823915,"FAIL",0,1,null,null,0.16671028636070742,null,-1950.6563709867551,"NO",0,null,6.8320000000000007,5.3630000000000004,5.5847964346769574,15.4,15.58,17.390432125820322,null,-49111.061378036808,null,-5388.8467379210251,null,0,null,0,null,-1950.6563709867551,null,-1950.6563709867551,-17.275334366447076,null,"IstEgsld213"]
[3097,"IcoEgsld214",0.98603092133998871,8348.9641729365176,0,6237.64892578125,0,0,65270.900957904749,17974.69921875,26754.502841020836,0,0,null,89483.249536479649,26754.502841020836,32992.151667518912,null,33234.557496042507,7339.489407198952,0,0,96614.339460395815,0,null,40574.048663021189,96614.3359375,null,-48909.200439414817,7581.8968962191066,69859.833096479168,null,0.48740171945327271,1.5165315873786971,0,1,0.4534261894823915,1.2298091058082574,0,1,3.6111430106399847,"PASS",1,null,"IcoEgsld214",null,69859.833096479168,0,0.4534261894823915,"FAIL",0,1,null,null,3.0392269166531256,null,-5.0523159794520609,"NO",0,null,6.8320000000000007,5.3630000000000004,5.5847964346769574,15.4,15.58,17.390432125820322,null,-49111.061378036808,null,-5388.8467379210251,null,0,null,0,null,-5.0523159794520609,null,-5.0523159794520609,-2.4543441866982725E-3,null,"IcoEgsld214"]
[3109,"IstEgsld214",0.98603092133998871,8348.9641729365176,0,6237.64892578125,0,0,65270.900957904749,17974.69921875,29645.317795268984,0,0,null,89483.249536479649,29645.317795268984,35882.966621767067,null,33234.557496042507,7339.489407198952,0,0,96614.339460395815,0,null,40574.048663021189,96614.3359375,null,-48909.200439414817,4691.0819419709514,66969.018142231012,null,0.48740171945327271,1.368649475887767,0,1,0.4534261894823915,1.1307328342842677,0,1,3.2590082725616258,"PASS",1,null,"IstEgsld214",null,66969.018142231012,0,0.4534261894823915,"FAIL",0,1,null,null,3.3676142211632647,null,217.36995462818726,"YES",1,null,6.8320000000000007,5.3630000000000004,5.5847964346769574,15.4,15.58,17.390432125820322,null,-49111.061378036808,null,-5388.8467379210251,null,0,null,0,null,217.36995462818726,null,0,0,null,"IstEgsld214"]
[3116,"IwaNgsld214",0.98603092133998871,8348.9641729365176,0,6237.64892578125,0,0,65270.900957904749,17974.69921875,2083.4602124155426,0,0,null,89483.249536479649,2083.4602124155426,8321.1090389136189,null,33234.557496042507,7339.489407198952,0,0,96614.339460395815,0,null,40574.048663021189,96614.3359375,null,-48909.200439414817,32252.939524824396,94530.87572508445,null,0.48740171945327271,19.474357331729436,0,1,0.4534261894823915,4.8760385171217324,0,1,46.372057100858342,"PASS",1,null,"IwaNgsld214",null,94530.87572508445,0,0.4534261894823915,"FAIL",0,1,null,null,0.23667448696947313,null,-1903.2684356222512,"NO",0,null,6.8320000000000007,5.3630000000000004,5.5847964346769574,15.4,15.58,17.390432125820322,null,-49111.061378036808,null,-5388.8467379210251,null,0,null,0,null,-1903.2684356222512,null,-1903.2684356222512,-11.872896713877905,null,"IwaNgsld214"]
[3128,"ImeNgsld215",0.98603092133998871,8348.9641729365176,0,5627.4013671875,0,0,65270.900957904749,17974.69921875,85032.440511249151,0,0,null,88873.002314936093,85032.440511249151,90659.842116203639,null,33234.557496042507,7339.489407198952,0,0,96614.339460395815,0,null,40574.048663021189,96614.3359375,null,-48298.952880821067,-50085.793215415462,11581.895426250849,null,0.48740171945327271,0.47715963953373242,0,0,0.45653964599142588,0.4475415776416844,0,0,1.1362056099603379,"PASS",1,null,"ImeNgsld215",null,11581.895426250849,0,0.45653964599142588,"FAIL",0,1,null,null,8.9729569538007841,null,4013.9633094994115,"YES",1,null,6.8320000000000007,5.3630000000000004,5.5847964346769574,15.4,15.58,17.390432125820322,null,-48500.813819443058,null,-4999.3289648309537,null,0,null,0,null,4013.9633094994115,null,0,0,null,"ImeNgsld215"]
[3131,"IprEgsld215",0.98603092133998871,8348.9641729365176,0,5627.4013671875,0,0,65270.900957904749,17974.69921875,2782.7148855442847,0,0,null,88873.002314936093,2782.7148855442847,8410.1164904987709,null,33234.557496042507,7339.489407198952,0,0,96614.339460395815,0,null,40574.048663021189,96614.3359375,null,-48298.952880821067,32163.932410289402,93831.621051955721,null,0.48740171945327271,14.580742308094965,0,1,0.45653964599142588,4.8244337466609784,0,1,34.719452014072488,"PASS",1,null,"IprEgsld215",null,93831.621051955721,0,0.45653964599142588,"FAIL",0,1,null,null,0.29364299166163621,null,-1864.6827047102281,"NO",0,null,6.8320000000000007,5.3630000000000004,5.5847964346769574,15.4,15.58,17.390432125820322,null,-48500.813819443058,null,-4999.3289648309537,null,0,null,0,null,-1864.6827047102281,null,-1864.6827047102281,-9.375477406519396,null,"IprEgsld215"]
[3147,"IelEgsld216",0.98983502686023694,8619.9972766249703,0,4359.7294921875,0,0,67389.795529821524,17974.69921875,51761.001330153384,0,0,null,89724.22468928872,51761.001330153384,56120.730737543752,null,34241.037452372584,7367.80514412512,0,0,99167.224486801526,0,null,41608.84065174478,99167.2265625,null,-48115.383589014244,-14511.890170596103,47406.225232346616,null,0.48742560679703495,0.80386467770100001,0,0,0.46374143665031692,0.74141658602886329,0,0,1.9158676226135933,"PASS",1,null,"IelEgsld216",null,47406.225232346616,0,0.46374143665031692,"FAIL",0,1,null,null,7.1264957242292741,null,2820.503206899451,"YES",1,null,6.8320000000000007,5.3630000000000004,5.5847964346769574,15.4,15.58,17.390432125820322,null,-48322.39274648561,null,-6344.097989659087,null,0,null,0,null,2820.503206899451,null,0,0,null,"IelEgsld216"]
[3150,"IluNgsld216",0.98983502686023694,8619.9972766249703,0,4359.7294921875,0,0,67389.795529821524,17974.69921875,51761.001330153384,0,0,null,89724.22468928872,51761.001330153384,56120.730737543752,null,34241.037452372584,7367.80514412512,0,0,99167.224486801526,0,null,41608.84065174478,99167.2265625,null,-48115.383589014244,-14511.890170596103,47406.225232346616,null,0.48742560679703495,0.80386467770100001,0,0,0.46374143665031692,0.74141658602886329,0,0,1.9158676226135933,"PASS",1,null,"IluNgsld216",null,47406.225232346616,0,0.46374143665031692,"FAIL",0,1,null,null,7.1264957242292741,null,2820.503206899451,"YES",1,null,6.8320000000000007,5.3630000000000004,5.5847964346769574,15.4,15.58,17.390432125820322,null,-48322.39274648561,null,-6344.097989659087,null,0,null,0,null,2820.503206899451,null,0,0,null,"IluNgsld216"]
[3157,"IstEgsld216",0.98983502686023694,8619.9972766249703,0,4359.7294921875,0,0,67389.795529821524,17974.69921875,51761.001330153384,0,0,null,89724.22468928872,51761.001330153384,56120.730737543752,null,34241.037452372584,7367.80514412512,0,0,99167.224486801526,0,null,41608.84065174478,99167.2265625,null,-48115.383589014244,-14511.890170596103,47406.225232346616,null,0.48742560679703495,0.80386467770100001,0,0,0.46374143665031692,0.74141658602886329,0,0,1.9158676226135933,"PASS",1,null,"IstEgsld216",null,47406.225232346616,0,0.46374143665031692,"FAIL",0,1,null,null,7.1264957242292741,null,2820.503206899451,"YES",1,null,6.8320000000000007,5.3630000000000004,5.5847964346769574,15.4,15.58,17.390432125820322,null,-48322.39274648561,null,-6344.097989659087,null,0,null,0,null,2820.503206899451,null,0,0,null,"IstEgsld216"]
[3169,"IcoEgsld217",0.98603092133998871,8348.9641729365176,0,5627.4013671875,0,0,65270.900957904749,17974.69921875,87868.801766950972,0,0,null,88873.002314936093,87868.801766950972,93496.203371905445,null,33234.557496042507,7339.489407198952,0,0,96614.339460395815,0,null,40574.048663021189,96614.3359375,null,-48298.952880821067,-52922.154471117283,8745.5341705490282,null,0.48740171945327271,0.46175716348827933,0,0,0.45653964599142588,0.43396466704439146,0,0,1.0995294574944161,"PASS",1,null,"IcoEgsld217",null,8745.5341705490282,0,0.45653964599142588,"FAIL",0,1,null,null,9.2722607589460875,null,4216.6868345188423,"YES",1,null,6.8320000000000007,5.3630000000000004,5.5847964346769574,15.4,15.58,17.390432125820322,null,-48500.813819443058,null,-4999.3289648309537,null,0,null,0,null,4216.6868345188423,null,0,0,null,"IcoEgsld217"]
[3181,"IstEgsld217",0.98603092133998871,8348.9641729365176,0,5627.4013671875,0,0,65270.900957904749,17974.69921875,87868.801766950972,0,0,null,88873.002314936093,87868.801766950972,93496.203371905445,null,33234.557496042507,7339.489407198952,0,0,96614.339460395815,0,null,40574.048663021189,96614.3359375,null,-48298.952880821067,-52922.154471117283,8745.5341705490282,null,0.48740171945327271,0.46175716348827933,0,0,0.45653964599142588,0.43396466704439146,0,0,1.0995294574944161,"PASS",1,null,"IstEgsld217",null,8745.5341705490282,0,0.45653964599142588,"FAIL",0,1,null,null,9.2722607589460875,null,4216.6868345188423,"YES",1,null,6.8320000000000007,5.3630000000000004,5.5847964346769574,15.4,15.58,17.390432125820322,null,-48500.813819443058,null,-4999.3289648309537,null,0,null,0,null,4216.6868345188423,null,0,0,null,"IstEgsld217"]
[3184,"IteNgsld217",0.98603092133998871,8348.9641729365176,0,5627.4013671875,0,0,65270.900957904749,17974.69921875,87868.801766950972,0,0,null,88873.002314936093,87868.801766950972,93496.203371905445,null,33234.557496042507,7339.489407198952,0,0,96614.339460395815,0,null,40574.048663021189,96614.3359375,null,-48298.952880821067,-52922.154471117283,8745.5341705490282,null,0.48740171945327271,0.46175716348827933,0,0,0.45653964599142588,0.43396466704439146,0,0,1.0995294574944161,"PASS",1,null,"IteNgsld217",null,8745.5341705490282,0,0.45653964599142588,"FAIL",0,1,null,null,9.2722607589460875,null,4216.6868345188423,"YES",1,null,6.8320000000000007,5.3630000000000004,5.5847964346769574,15.4,15.58,17.390432125820322,null,-48500.813819443058,null,-4999.3289648309537,null,0,null,0,null,4216.6868345188423,null,0,0,null,"IteNgsld217"]
[3201,"ImiEgsld218",0.98603092133998871,8348.9641729365176,0,5038.640625,0,0,65270.900957904749,17974.69921875,3836360.0302941063,0,0,null,88284.241123045023,3836360.0302941063,3841398.6707071709,null,33234.557496042507,7339.489407198952,0,0,96614.339460395815,0,null,40574.048663021189,96614.3359375,null,-47710.192138633567,-3800824.6222560853,-3739745.6943566063,null,0.48740171945327271,1.0576183763417707E-2,0,0,0.4595842734172404,1.0562311319099118E-2,0,0,2.5183855314563183E-2,"FAIL",0,null,"ImiEgsld218",null,-3739745.6943566063,3739745.6943566063,1.0599198373652152E-2,"FAIL",0,1,null,null,539.5021140062546,null,363350.3265443343,"YES",1,null,6.8320000000000007,5.3630000000000004,5.5847964346769574,15.4,15.58,17.390432125820322,null,-47912.053077255558,null,-6290.225759360038,null,490979.68442652223,null,490979.68442652223,null,363350.3265443343,null,363350.3265443343,0.9943527816731913,null,"ImiEgsld218"]
[3204,"IprNgsld218",0.98603092133998871,8348.9641729365176,0,5038.640625,0,0,65270.900957904749,17974.69921875,3836360.0302941063,0,0,null,88284.241123045023,3836360.0302941063,3841398.6707071709,null,33234.557496042507,7339.489407198952,0,0,96614.339460395815,0,null,40574.048663021189,96614.3359375,null,-47710.192138633567,-3800824.6222560853,-3739745.6943566063,null,0.48740171945327271,1.0576183763417707E-2,0,0,0.4595842734172404,1.0562311319099118E-2,0,0,2.5183855314563183E-2,"FAIL",0,null,"IprNgsld218",null,-3739745.6943566063,3739745.6943566063,1.0599198373652152E-2,"FAIL",0,1,null,null,539.50211400586738,null,363350.32654407201,"YES",1,null,6.8320000000000007,5.3630000000000004,5.5847964346769574,15.4,15.58,17.390432125820322,null,-47912.053077255558,null,-6290.225759360038,null,490979.68442652223,null,490979.68442652223,null,363350.32654407201,null,363350.32654407201,0.99435278167318719,null,"IprNgsld218"]
[3220,"IelNgsld219",0.98603092133998871,8348.9641729365176,0,5038.640625,0,0,65270.900957904749,17974.69921875,31911.397078988961,0,0,null,88284.241123045023,31911.397078988961,36950.037492052434,null,33234.557496042507,7339.489407198952,0,0,96614.339460395815,0,null,40574.048663021189,96614.3359375,null,-47710.192138633567,3624.0109590322318,64702.938858511043,null,0.48740171945327271,1.2714594902438752,0,1,0.4595842734172404,1.0980786809492484,0,1,3.0275808889956943,"PASS",1,null,"IelNgsld219",null,64702.938858511043,0,0.4595842734172404,"FAIL",0,1,null,null,4.4876564743347087,null,975.9934997695234,"YES",1,null,6.8320000000000007,5.3630000000000004,5.5847964346769574,15.4,15.58,17.390432125820322,null,-47912.053077255558,null,-6290.225759360038,null,0,null,0,null,975.9934997695234,null,0,0,null,"IelNgsld219"]
[3223,"ImeTgsld219",0.98603092133998871,8348.9641729365176,0,5038.640625,0,0,65270.900957904749,17974.69921875,31911.350942255365,0,0,null,88284.241123045023,31911.350942255365,36949.991355318853,null,33234.557496042507,7339.489407198952,0,0,96614.339460395815,0,null,40574.048663021189,96614.3359375,null,-47710.192138633567,3624.0570957658274,64702.984995244638,null,0.48740171945327271,1.2714613284922114,0,1,0.4595842734172404,1.0980800520392384,0,1,3.0275852662059592,"PASS",1,null,"ImeTgsld219",null,64702.984995244638,0,0.4595842734172404,"FAIL",0,1,null,null,4.4876501890207745,null,975.98924262018295,"YES",1,null,6.8320000000000007,5.3630000000000004,5.5847964346769574,15.4,15.58,17.390432125820322,null,-47912.053077255558,null,-6290.225759360038,null,0,null,0,null,975.98924262018295,null,0,0,null,"ImeTgsld219"]
[3230,"IstNgsld219",0.98603092133998871,8348.9641729365176,0,5038.640625,0,0,65270.900957904749,17974.69921875,31911.394515837088,0,0,null,88284.241123045023,31911.394515837088,36950.034928900561,null,33234.557496042507,7339.489407198952,0,0,96614.339460395815,0,null,40574.048663021189,96614.3359375,null,-47710.192138633567,3624.0135221840974,64702.941421662908,null,0.48740171945327271,1.2714595923686436,0,1,0.4595842734172404,1.0980787571208246,0,1,3.0275811321737107,"PASS",1,null,"IstNgsld219",null,64702.941421662908,0,0.4595842734172404,"FAIL",0,1,null,null,4.4876564250226441,null,975.993466369629,"YES",1,null,6.8320000000000007,5.3630000000000004,5.5847964346769574,15.4,15.58,17.390432125820322,null,-47912.053077255558,null,-6290.225759360038,null,0,null,0,null,975.993466369629,null,0,0,null,"IstNgsld219"]
[3242,"IcoNgsld220",0.98603092133998871,8348.9641729365176,0,5038.640625,0,0,65270.900957904749,17974.69921875,461668.51640488982,0,0,null,88284.241123045023,461668.51640488982,466707.15681795339,null,33234.557496042507,7339.489407198952,0,0,96614.339460395815,0,null,40574.048663021189,96614.3359375,null,-47710.192138633567,-426133.10836686863,-365054.18046738982,null,0.48740171945327271,8.7885673857467844E-2,0,0,0.4595842734172404,8.6936846911097751E-2,0,0,0.20927209134782729,"FAIL",0,null,"IcoNgsld220",null,-365054.18046738982,365054.18046738982,8.9500573433509062E-2,"FAIL",0,1,null,null,64.923820668452791,null,41910.428790817205,"YES",1,null,6.8320000000000007,5.3630000000000004,5.5847964346769574,15.4,15.58,17.390432125820322,null,-47912.053077255558,null,-6290.225759360038,null,47926.838072153347,null,47926.838072153347,null,41910.428790817205,null,41910.428790817205,0.95307290615063134,null,"IcoNgsld220"]
[3254,"IstNgsld220",0.98603092133998871,8348.9641729365176,0,5038.640625,0,0,65270.900957904749,17974.69921875,528141.46092909051,0,0,null,88284.241123045023,528141.46092909051,533180.10134215385,null,33234.557496042507,7339.489407198952,0,0,96614.339460395815,0,null,40574.048663021189,96614.3359375,null,-47710.192138633567,-492606.05289106932,-431527.12499159051,null,0.48740171945327271,7.6824206513998253E-2,0,0,0.4595842734172404,7.6098204986940976E-2,0,0,0.18293268581402222,"FAIL",0,null,"IstNgsld220",null,-431527.12499159051,431527.12499159051,7.8055331862750182E-2,"FAIL",0,1,null,null,74.271821783269743,null,48241.987913365854,"YES",1,null,6.8320000000000007,5.3630000000000004,5.5847964346769574,15.4,15.58,17.390432125820322,null,-47912.053077255558,null,-6290.225759360038,null,56653.866055538369,null,56653.866055538369,null,48241.987913365854,null,48241.987913365854,0.95897924472004337,null,"IstNgsld220"]
[3261,"IagTgsld221",0.98603092133998871,8348.9641729365176,0,4229.2880859375,0,0,65270.900957904749,17974.69921875,2396.452054363343,0,0,null,87474.888802884219,2396.452054363343,6625.7401472659776,null,33234.557496042507,7339.489407198952,0,0,96614.339460395815,0,null,40574.048663021189,96614.3359375,null,-46900.839599571067,33948.308522720348,94217.883883136659,null,0.48740171945327271,16.930882714363484,0,1,0.46383653033338329,6.1237005683683394,0,1,40.315572248395007,"PASS",1,null,"IagTgsld221",null,94217.883883136659,0,0.46383653033338329,"FAIL",0,1,null,null,0.40150288201931478,null,-1791.6273782973119,"NO",0,null,6.8320000000000007,5.3630000000000004,5.5847964346769574,15.4,15.58,17.390432125820322,null,-47102.70053819305,null,-7084.3020417983107,null,0,null,0,null,-1791.6273782973119,null,-1791.6273782973119,-6.5882051213308737,null,"IagTgsld221"]
[3273,"ImiTgsld221",0.98603092133998871,8348.9641729365176,0,4229.2880859375,0,0,65270.900957904749,17974.69921875,6148.7293432024953,0,0,null,87474.888802884219,6148.7293432024953,10378.017436105129,null,33234.557496042507,7339.489407198952,0,0,96614.339460395815,0,null,40574.048663021189,96614.3359375,null,-46900.839599571067,30196.031233881193,90465.606594297511,null,0.48740171945327271,6.5987696641544904,0,1,0.46383653033338329,3.909614619560672,0,1,15.712894574601576,"PASS",1,null,"ImiTgsld221",null,90465.606594297511,0,0.46383653033338329,"FAIL",0,1,null,null,1.0301614152768719,null,-1365.8263303164915,"NO",0,null,6.8320000000000007,5.3630000000000004,5.5847964346769574,15.4,15.58,17.390432125820322,null,-47102.70053819305,null,-7084.3020417983107,null,0,null,0,null,-1365.8263303164915,null,-1365.8263303164915,-1.9574843130279984,null,"ImiTgsld221"]
[3280,"IteNgsld221",0.98603092133998871,8348.9641729365176,0,4229.2880859375,0,0,65270.900957904749,17974.69921875,2294.5337345969901,0,0,null,87474.888802884219,2294.5337345969901,6523.8218274996234,null,33234.557496042507,7339.489407198952,0,0,96614.339460395815,0,null,40574.048663021189,96614.3359375,null,-46900.839599571067,34050.2268424867,94319.802202903011,null,0.48740171945327271,17.682916599239967,0,1,0.46383653033338329,6.2193679991856365,0,1,42.106304422876249,"PASS",1,null,"IteNgsld221",null,94319.802202903011,0,0.46383653033338329,"FAIL",0,1,null,null,0.38442741969812544,null,-1803.1928774776763,"NO",0,null,6.8320000000000007,5.3630000000000004,5.5847964346769574,15.4,15.58,17.390432125820322,null,-47102.70053819305,null,-7084.3020417983107,null,0,null,0,null,-1803.1928774776763,null,-1803.1928774776763,-6.9252573293562234,null,"IteNgsld221"]
[3292,"IelNgsld222",0.98603092133998871,8348.9641729365176,0,4222.6494140625,0,0,65270.900957904749,17974.69921875,208592.35409958547,0,0,null,87468.250192447769,208592.35409958547,212815.00358205164,null,33234.557496042507,7339.489407198952,0,0,96614.339460395815,0,null,40574.048663021189,96614.3359375,null,-46894.200927696067,-172240.95485062679,-111978.01816208547,null,0.48740171945327271,0.19451359489260311,0,0,0.46387173463372006,0.19065407980231594,0,0,0.46317294972074913,"FAIL",0,null,"IelNgsld222",null,-111978.01816208547,111978.01816208547,0.20343348171001821,"FAIL",0,1,null,null,29.334061826449865,null,17804.883712498882,"YES",1,null,6.8320000000000007,5.3630000000000004,5.5847964346769574,15.4,15.58,17.390432125820322,null,-47096.061866318058,null,-6183.0967885732061,null,14701.248831676719,null,14701.248831676719,null,17804.883712498882,null,14701.248831676719,0.73992911156455488,null,"IelNgsld222"]
[3295,"ImeEgsld222",0.98603092133998871,8348.9641729365176,0,4222.6494140625,0,0,65270.900957904749,17974.69921875,208592.35409958547,0,0,null,87468.250192447769,208592.35409958547,212815.00358205164,null,33234.557496042507,7339.489407198952,0,0,96614.339460395815,0,null,40574.048663021189,96614.3359375,null,-46894.200927696067,-172240.95485062679,-111978.01816208547,null,0.48740171945327271,0.19451359489260311,0,0,0.46387173463372006,0.19065407980231594,0,0,0.46317294972074913,"FAIL",0,null,"ImeEgsld222",null,-111978.01816208547,111978.01816208547,0.20343348171001821,"FAIL",0,1,null,null,29.334061826449865,null,17804.883712498882,"YES",1,null,6.8320000000000007,5.3630000000000004,5.5847964346769574,15.4,15.58,17.390432125820322,null,-47096.061866318058,null,-6183.0967885732061,null,14701.248831676719,null,14701.248831676719,null,17804.883712498882,null,14701.248831676719,0.73992911156455488,null,"ImeEgsld222"]
[3302,"IstNgsld222",0.98603092133998871,8348.9641729365176,0,4222.6494140625,0,0,65270.900957904749,17974.69921875,208592.35409958547,0,0,null,87468.250192447769,208592.35409958547,212815.00358205164,null,33234.557496042507,7339.489407198952,0,0,96614.339460395815,0,null,40574.048663021189,96614.3359375,null,-46894.200927696067,-172240.95485062679,-111978.01816208547,null,0.48740171945327271,0.19451359489260311,0,0,0.46387173463372006,0.19065407980231594,0,0,0.46317294972074913,"FAIL",0,null,"IstNgsld222",null,-111978.01816208547,111978.01816208547,0.20343348171001821,"FAIL",0,1,null,null,29.334061826449865,null,17804.883712498882,"YES",1,null,6.8320000000000007,5.3630000000000004,5.5847964346769574,15.4,15.58,17.390432125820322,null,-47096.061866318058,null,-6183.0967885732061,null,14701.248831676719,null,14701.248831676719,null,17804.883712498882,null,14701.248831676719,0.73992911156455488,null,"IstNgsld222"]
[3314,"IcoNgsld223",0.98603092133998871,8348.9641729365176,0,5870.87158203125,0,0,65270.900957904749,17974.69921875,8387.3670585216896,0,0,null,89116.472290191872,8387.3670585216896,14258.238638732033,null,33234.557496042507,7339.489407198952,0,0,96614.339460395815,0,null,40574.048663021189,96614.3359375,null,-48542.423095664817,26315.810022468249,88226.96887897831,null,0.48740171945327271,4.8375191379990161,0,1,0.45529235911504223,2.8456564436803191,0,1,11.519030377875069,"PASS",1,null,"IcoNgsld223",null,88226.96887897831,0,0.45529235911504223,"FAIL",0,1,null,null,1.0123023185477118,null,-1377.9225983236447,"NO",0,null,6.8320000000000007,5.3630000000000004,5.5847964346769574,15.4,15.58,17.390432125820322,null,-48744.2840342868,null,-5639.3115929258574,null,0,null,0,null,-1377.9225983236447,null,-1377.9225983236447,-2.009660424307794,null,"IcoNgsld223"]
[3326,"IstNgsld223",0.98603092133998871,8348.9641729365176,0,5870.87158203125,0,0,65270.900957904749,17974.69921875,8387.3670585216896,0,0,null,89116.472290191872,8387.3670585216896,14258.238638732033,null,33234.557496042507,7339.489407198952,0,0,96614.339460395815,0,null,40574.048663021189,96614.3359375,null,-48542.423095664817,26315.810022468249,88226.96887897831,null,0.48740171945327271,4.8375191379990161,0,1,0.45529235911504223,2.8456564436803191,0,1,11.519030377875069,"PASS",1,null,"IstNgsld223",null,88226.96887897831,0,0.45529235911504223,"FAIL",0,1,null,null,1.0123023185477118,null,-1377.9225983236447,"NO",0,null,6.8320000000000007,5.3630000000000004,5.5847964346769574,15.4,15.58,17.390432125820322,null,-48744.2840342868,null,-5639.3115929258574,null,0,null,0,null,-1377.9225983236447,null,-1377.9225983236447,-2.009660424307794,null,"IstNgsld223"]
[3333,"IagTgsld224",0.98603092133998871,8348.9641729365176,0,3988.22314453125,0,0,65270.900957904749,17974.69921875,163639.51018698906,0,0,null,87233.823834541588,163639.51018698906,167627.73331154903,null,33234.557496042507,7339.489407198952,0,0,96614.339460395815,0,null,40574.048663021189,96614.3359375,null,-46659.774658164817,-127053.68466849913,-67025.174249489064,null,0.48740171945327271,0.24794775183974624,0,0,0.46511831212111038,0.2420485432609005,0,0,0.59040958890123707,"FAIL",0,null,"IagTgsld224",null,-67025.174249489064,67025.174249489064,0.26302549155637966,"FAIL",0,1,null,null,29.073405836528813,null,17628.337005822126,"YES",1,null,6.8320000000000007,5.3630000000000004,5.5847964346769574,15.4,15.58,17.390432125820322,null,-46861.635596786808,null,-7404.8346865117728,null,10590.973380070052,null,10590.973380070052,null,17628.337005822126,null,10590.973380070052,0.53783375405233447,null,"IagTgsld224"]
[3339,"IelTgsld224",0.98603092133998871,8348.9641729365176,0,3988.22314453125,0,0,65270.900957904749,17974.69921875,163639.51018698906,0,0,null,87233.823834541588,163639.51018698906,167627.73331154903,null,33234.557496042507,7339.489407198952,0,0,96614.339460395815,0,null,40574.048663021189,96614.3359375,null,-46659.774658164817,-127053.68466849913,-67025.174249489064,null,0.48740171945327271,0.24794775183974624,0,0,0.46511831212111038,0.2420485432609005,0,0,0.59040958890123707,"FAIL",0,null,"IelTgsld224",null,-67025.174249489064,67025.174249489064,0.26302549155637966,"FAIL",0,1,null,null,29.073405836528813,null,17628.337005822126,"YES",1,null,6.8320000000000007,5.3630000000000004,5.5847964346769574,15.4,15.58,17.390432125820322,null,-46861.635596786808,null,-7404.8346865117728,null,10590.973380070052,null,10590.973380070052,null,17628.337005822126,null,10590.973380070052,0.53783375405233447,null,"IelTgsld224"]
[3353,"ItrTgsld224",0.98603092133998871,8348.9641729365176,0,3988.22314453125,0,0,65270.900957904749,17974.69921875,163639.51018698906,0,0,null,87233.823834541588,163639.51018698906,167627.73331154903,null,33234.557496042507,7339.489407198952,0,0,96614.339460395815,0,null,40574.048663021189,96614.3359375,null,-46659.774658164817,-127053.68466849913,-67025.174249489064,null,0.48740171945327271,0.24794775183974624,0,0,0.46511831212111038,0.2420485432609005,0,0,0.59040958890123707,"FAIL",0,null,"ItrTgsld224",null,-67025.174249489064,67025.174249489064,0.26302549155637966,"FAIL",0,1,null,null,29.073405836528813,null,17628.337005822126,"YES",1,null,6.8320000000000007,5.3630000000000004,5.5847964346769574,15.4,15.58,17.390432125820322,null,-46861.635596786808,null,-7404.8346865117728,null,10590.973380070052,null,10590.973380070052,null,17628.337005822126,null,10590.973380070052,0.53783375405233447,null,"ItrTgsld224"]
[3365,"IluTgsld225",0.98603092133998871,8348.9641729365176,0,5038.640625,0,0,65270.900957904749,17974.69921875,63186.481454735134,0,0,null,88284.241123045023,63186.481454735134,68225.121867798633,null,33234.557496042507,7339.489407198952,0,0,96614.339460395815,0,null,40574.048663021189,96614.3359375,null,-47710.192138633567,-27651.073416713938,33427.854482764866,null,0.48740171945327271,0.6421317935243348,0,0,0.4595842734172404,0.5947083336194261,0,0,1.5290349092584237,"PASS",1,null,"IluTgsld225",null,33427.854482764866,0,0.4595842734172404,"FAIL",0,1,null,null,8.8858297850326533,null,3954.9506057716262,"YES",1,null,6.8320000000000007,5.3630000000000004,5.5847964346769574,15.4,15.58,17.390432125820322,null,-47912.053077255558,null,-6290.225759360038,null,0,null,0,null,3954.9506057716262,null,0,0,null,"IluTgsld225"]
[3368,"ImeNgsld225",0.98603092133998871,8348.9641729365176,0,5038.640625,0,0,65270.900957904749,17974.69921875,63186.481454735134,0,0,null,88284.241123045023,63186.481454735134,68225.121867798633,null,33234.557496042507,7339.489407198952,0,0,96614.339460395815,0,null,40574.048663021189,96614.3359375,null,-47710.192138633567,-27651.073416713938,33427.854482764866,null,0.48740171945327271,0.6421317935243348,0,0,0.4595842734172404,0.5947083336194261,0,0,1.5290349092584237,"PASS",1,null,"ImeNgsld225",null,33427.854482764866,0,0.4595842734172404,"FAIL",0,1,null,null,8.8858297850326533,null,3954.9506057716262,"YES",1,null,6.8320000000000007,5.3630000000000004,5.5847964346769574,15.4,15.58,17.390432125820322,null,-47912.053077255558,null,-6290.225759360038,null,0,null,0,null,3954.9506057716262,null,0,0,null,"ImeNgsld225"]
[3375,"IteTgsld225",0.98603092133998871,8348.9641729365176,0,5038.640625,0,0,65270.900957904749,17974.69921875,63186.481454735134,0,0,null,88284.241123045023,63186.481454735134,68225.121867798633,null,33234.557496042507,7339.489407198952,0,0,96614.339460395815,0,null,40574.048663021189,96614.3359375,null,-47710.192138633567,-27651.073416713938,33427.854482764866,null,0.48740171945327271,0.6421317935243348,0,0,0.4595842734172404,0.5947083336194261,0,0,1.5290349092584237,"PASS",1,null,"IteTgsld225",null,33427.854482764866,0,0.4595842734172404,"FAIL",0,1,null,null,8.8858297850326533,null,3954.9506057716262,"YES",1,null,6.8320000000000007,5.3630000000000004,5.5847964346769574,15.4,15.58,17.390432125820322,null,-47912.053077255558,null,-6290.225759360038,null,0,null,0,null,3954.9506057716262,null,0,0,null,"IteTgsld225"]
[3387,"IelTgsld226",0.98603092133998871,8348.9641729365176,0,5038.640625,0,0,65270.900957904749,17974.69921875,163909.08141568533,0,0,null,88284.241123045023,163909.08141568533,168947.72182874885,null,33234.557496042507,7339.489407198952,0,0,96614.339460395815,0,null,40574.048663021189,96614.3359375,null,-47710.192138633567,-128373.67337766415,-67294.74547818533,null,0.48740171945327271,0.24753996735618605,0,0,0.4595842734172404,0.2401574177676708,0,0,0.58943857840603131,"FAIL",0,null,"IelTgsld226",null,-67294.74547818533,67294.74547818533,0.26079388761436334,"FAIL",0,1,null,null,23.05031311545142,null,13548.794524419607,"YES",1,null,6.8320000000000007,5.3630000000000004,5.5847964346769574,15.4,15.58,17.390432125820322,null,-47912.053077255558,null,-6290.225759360038,null,8834.9196974279548,null,8834.9196974279548,null,13548.794524419607,null,8834.9196974279548,0.56589240630309112,null,"IelTgsld226"]
[3399,"IteTgsld226",0.98603092133998871,8348.9641729365176,0,5038.640625,0,0,65270.900957904749,17974.69921875,163909.08141568533,0,0,null,88284.241123045023,163909.08141568533,168947.72182874885,null,33234.557496042507,7339.489407198952,0,0,96614.339460395815,0,null,40574.048663021189,96614.3359375,null,-47710.192138633567,-128373.67337766415,-67294.74547818533,null,0.48740171945327271,0.24753996735618605,0,0,0.4595842734172404,0.2401574177676708,0,0,0.58943857840603131,"FAIL",0,null,"IteTgsld226",null,-67294.74547818533,67294.74547818533,0.26079388761436334,"FAIL",0,1,null,null,23.05031311545142,null,13548.794524419607,"YES",1,null,6.8320000000000007,5.3630000000000004,5.5847964346769574,15.4,15.58,17.390432125820322,null,-47912.053077255558,null,-6290.225759360038,null,8834.9196974279548,null,8834.9196974279548,null,13548.794524419607,null,8834.9196974279548,0.56589240630309112,null,"IteTgsld226"]
[3406,"IagNgsld227",0.98603092133998871,8348.9641729365176,0,5038.640625,0,0,65270.900957904749,17974.69921875,169545.7291885422,0,0,null,88284.241123045023,169545.7291885422,174584.36960160563,null,33234.557496042507,7339.489407198952,0,0,96614.339460395815,0,null,40574.048663021189,96614.3359375,null,-47710.192138633567,-134010.32115052102,-72931.393251042202,null,0.48740171945327271,0.2393103551308042,0,0,0.4595842734172404,0.23240367225516617,0,0,0.56984234518854004,"FAIL",0,null,"IagNgsld227",null,-72931.393251042202,72931.393251042202,0.25167564486803212,"FAIL",0,1,null,null,23.842987350999369,null,14085.686179186079,"YES",1,null,6.8320000000000007,5.3630000000000004,5.5847964346769574,15.4,15.58,17.390432125820322,null,-47912.053077255558,null,-6290.225759360038,null,9574.9378085302524,null,9574.9378085302524,null,14085.686179186079,null,9574.9378085302524,0.59290263761305517,null,"IagNgsld227"]
[3418,"ImiNgsld227",0.98603092133998871,8348.9641729365176,0,5038.640625,0,0,65270.900957904749,17974.69921875,169545.7291885422,0,0,null,88284.241123045023,169545.7291885422,174584.36960160563,null,33234.557496042507,7339.489407198952,0,0,96614.339460395815,0,null,40574.048663021189,96614.3359375,null,-47710.192138633567,-134010.32115052102,-72931.393251042202,null,0.48740171945327271,0.2393103551308042,0,0,0.4595842734172404,0.23240367225516617,0,0,0.56984234518854004,"FAIL",0,null,"ImiNgsld227",null,-72931.393251042202,72931.393251042202,0.25167564486803212,"FAIL",0,1,null,null,23.842987350999369,null,14085.686179186079,"YES",1,null,6.8320000000000007,5.3630000000000004,5.5847964346769574,15.4,15.58,17.390432125820322,null,-47912.053077255558,null,-6290.225759360038,null,9574.9378085302524,null,9574.9378085302524,null,14085.686179186079,null,9574.9378085302524,0.59290263761305517,null,"ImiNgsld227"]
[3425,"ItrTgsld227",0.98603092133998871,8348.9641729365176,0,5038.640625,0,0,65270.900957904749,17974.69921875,169545.7291885422,0,0,null,88284.241123045023,169545.7291885422,174584.36960160563,null,33234.557496042507,7339.489407198952,0,0,96614.339460395815,0,null,40574.048663021189,96614.3359375,null,-47710.192138633567,-134010.32115052102,-72931.393251042202,null,0.48740171945327271,0.2393103551308042,0,0,0.4595842734172404,0.23240367225516617,0,0,0.56984234518854004,"FAIL",0,null,"ItrTgsld227",null,-72931.393251042202,72931.393251042202,0.25167564486803212,"FAIL",0,1,null,null,23.842987350999369,null,14085.686179186079,"YES",1,null,6.8320000000000007,5.3630000000000004,5.5847964346769574,15.4,15.58,17.390432125820322,null,-47912.053077255558,null,-6290.225759360038,null,9574.9378085302524,null,9574.9378085302524,null,14085.686179186079,null,9574.9378085302524,0.59290263761305517,null,"ItrTgsld227"]
[3437,"IluTgsld228",0.98603092133998871,8348.9641729365176,0,5038.640625,0,0,65270.900957904749,17974.69921875,110214.57672832378,0,0,null,88284.241123045023,110214.57672832378,115253.21714138731,null,33234.557496042507,7339.489407198952,0,0,96614.339460395815,0,null,40574.048663021189,96614.3359375,null,-47710.192138633567,-74679.168690302584,-13600.24079082378,null,0.48740171945327271,0.36813686417392155,0,0,0.4595842734172404,0.35204265524871337,0,0,0.87660215921939222,"FAIL",0,null,"IluTgsld228",null,-13600.24079082378,13600.24079082378,0.39823580616831156,"FAIL",0,1,null,null,15.499327239137054,null,8434.384189825807,"YES",1,null,6.8320000000000007,5.3630000000000004,5.5847964346769574,15.4,15.58,17.390432125820322,null,-47912.053077255558,null,-6290.225759360038,null,1785.5336906142693,null,1785.5336906142693,null,8434.384189825807,null,1785.5336906142693,0.17008393322051166,null,"IluTgsld228"]
[3440,"ImeNgsld228",0.98603092133998871,8348.9641729365176,0,5038.640625,0,0,65270.900957904749,17974.69921875,110214.57672832378,0,0,null,88284.241123045023,110214.57672832378,115253.21714138731,null,33234.557496042507,7339.489407198952,0,0,96614.339460395815,0,null,40574.048663021189,96614.3359375,null,-47710.192138633567,-74679.168690302584,-13600.24079082378,null,0.48740171945327271,0.36813686417392155,0,0,0.4595842734172404,0.35204265524871337,0,0,0.87660215921939222,"FAIL",0,null,"ImeNgsld228",null,-13600.24079082378,13600.24079082378,0.39823580616831156,"FAIL",0,1,null,null,15.499327239137054,null,8434.384189825807,"YES",1,null,6.8320000000000007,5.3630000000000004,5.5847964346769574,15.4,15.58,17.390432125820322,null,-47912.053077255558,null,-6290.225759360038,null,1785.5336906142693,null,1785.5336906142693,null,8434.384189825807,null,1785.5336906142693,0.17008393322051166,null,"ImeNgsld228"]
[3447,"IteTgsld228",0.98603092133998871,8348.9641729365176,0,5038.640625,0,0,65270.900957904749,17974.69921875,110214.57672832378,0,0,null,88284.241123045023,110214.57672832378,115253.21714138731,null,33234.557496042507,7339.489407198952,0,0,96614.339460395815,0,null,40574.048663021189,96614.3359375,null,-47710.192138633567,-74679.168690302584,-13600.24079082378,null,0.48740171945327271,0.36813686417392155,0,0,0.4595842734172404,0.35204265524871337,0,0,0.87660215921939222,"FAIL",0,null,"IteTgsld228",null,-13600.24079082378,13600.24079082378,0.39823580616831156,"FAIL",0,1,null,null,15.499327239137054,null,8434.384189825807,"YES",1,null,6.8320000000000007,5.3630000000000004,5.5847964346769574,15.4,15.58,17.390432125820322,null,-47912.053077255558,null,-6290.225759360038,null,1785.5336906142693,null,1785.5336906142693,null,8434.384189825807,null,1785.5336906142693,0.17008393322051166,null,"IteTgsld228"]
[3459,"IelTgsld229",0.98603092133998871,8348.9641729365176,0,5038.640625,0,0,65270.900957904749,17974.69921875,112583.21612514753,0,0,null,88284.241123045023,112583.21612514753,117621.85653821097,null,33234.557496042507,7339.489407198952,0,0,96614.339460395815,0,null,40574.048663021189,96614.3359375,null,-47710.192138633567,-77047.808087126352,-15968.880187647534,null,0.48740171945327271,0.36039162904992045,0,0,0.4595842734172404,0.34495330871377605,0,0,0.85815931772728427,"FAIL",0,null,"IelTgsld229",null,-15968.880187647534,15968.880187647534,0.38918785622911573,"FAIL",0,1,null,null,15.832425517138825,null,8659.9972823878579,"YES",1,null,6.8320000000000007,5.3630000000000004,5.5847964346769574,15.4,15.58,17.390432125820322,null,-47912.053077255558,null,-6290.225759360038,null,2096.5050556799979,null,2096.5050556799979,null,8659.9972823878579,null,2096.5050556799979,0.19550440601865224,null,"IelTgsld229"]
[3466,"ImiNgsld229",0.98603092133998871,8348.9641729365176,0,5038.640625,0,0,65270.900957904749,17974.69921875,112583.21612514753,0,0,null,88284.241123045023,112583.21612514753,117621.85653821097,null,33234.557496042507,7339.489407198952,0,0,96614.339460395815,0,null,40574.048663021189,96614.3359375,null,-47710.192138633567,-77047.808087126352,-15968.880187647534,null,0.48740171945327271,0.36039162904992045,0,0,0.4595842734172404,0.34495330871377605,0,0,0.85815931772728427,"FAIL",0,null,"ImiNgsld229",null,-15968.880187647534,15968.880187647534,0.38918785622911573,"FAIL",0,1,null,null,15.832425517138825,null,8659.9972823878579,"YES",1,null,6.8320000000000007,5.3630000000000004,5.5847964346769574,15.4,15.58,17.390432125820322,null,-47912.053077255558,null,-6290.225759360038,null,2096.5050556799979,null,2096.5050556799979,null,8659.9972823878579,null,2096.5050556799979,0.19550440601865224,null,"ImiNgsld229"]
[3478,"IagNgsld230",0.98603092133998871,8348.9641729365176,0,5038.640625,0,0,65270.900957904749,17974.69921875,76370.596463646376,0,0,null,88284.241123045023,76370.596463646376,81409.236876709881,null,33234.557496042507,7339.489407198952,0,0,96614.339460395815,0,null,40574.048663021189,96614.3359375,null,-47710.192138633567,-40835.188425625187,20243.739473853624,null,0.48740171945327271,0.531278404802496,0,0,0.4595842734172404,0.49839612940777445,0,0,1.2650724285424426,"PASS",1,null,"IagNgsld230",null,20243.739473853624,0,0.4595842734172404,"FAIL",0,1,null,null,10.73989352113219,null,5210.7393051846684,"YES",1,null,6.8320000000000007,5.3630000000000004,5.5847964346769574,15.4,15.58,17.390432125820322,null,-47912.053077255558,null,-6290.225759360038,null,0,null,0,null,5210.7393051846684,null,0,0,null,"IagNgsld230"]
[3490,"ImiNgsld230",0.98603092133998871,8348.9641729365176,0,5038.640625,0,0,65270.900957904749,17974.69921875,76370.596463646376,0,0,null,88284.241123045023,76370.596463646376,81409.236876709881,null,33234.557496042507,7339.489407198952,0,0,96614.339460395815,0,null,40574.048663021189,96614.3359375,null,-47710.192138633567,-40835.188425625187,20243.739473853624,null,0.48740171945327271,0.531278404802496,0,0,0.4595842734172404,0.49839612940777445,0,0,1.2650724285424426,"PASS",1,null,"ImiNgsld230",null,20243.739473853624,0,0.4595842734172404,"FAIL",0,1,null,null,10.73989352113219,null,5210.7393051846684,"YES",1,null,6.8320000000000007,5.3630000000000004,5.5847964346769574,15.4,15.58,17.390432125820322,null,-47912.053077255558,null,-6290.225759360038,null,0,null,0,null,5210.7393051846684,null,0,0,null,"ImiNgsld230"]
[3500,"IwaNgsld230",0.98603092133998871,8348.9641729365176,0,5038.640625,0,0,65270.900957904749,17974.69921875,76370.596463646376,0,0,null,88284.241123045023,76370.596463646376,81409.236876709881,null,33234.557496042507,7339.489407198952,0,0,96614.339460395815,0,null,40574.048663021189,96614.3359375,null,-47710.192138633567,-40835.188425625187,20243.739473853624,null,0.48740171945327271,0.531278404802496,0,0,0.4595842734172404,0.49839612940777445,0,0,1.2650724285424426,"PASS",1,null,"IwaNgsld230",null,20243.739473853624,0,0.4595842734172404,"FAIL",0,1,null,null,10.73989352113219,null,5210.7393051846684,"YES",1,null,6.8320000000000007,5.3630000000000004,5.5847964346769574,15.4,15.58,17.390432125820322,null,-47912.053077255558,null,-6290.225759360038,null,0,null,0,null,5210.7393051846684,null,0,0,null,"IwaNgsld230"]
[3510,"IluNgsld231",0.98603092133998871,8348.9641729365176,0,5038.640625,0,0,65270.900957904749,17974.69921875,84213.907814332124,0,0,null,88284.241123045023,84213.907814332124,89252.548227395615,null,33234.557496042507,7339.489407198952,0,0,96614.339460395815,0,null,40574.048663021189,96614.3359375,null,-47710.192138633567,-48678.499776310935,12400.428123167876,null,0.48740171945327271,0.48179748115329718,0,0,0.4595842734172404,0.45459820893070291,0,0,1.1472491711286847,"PASS",1,null,"IluNgsld231",null,12400.428123167876,0,0.4595842734172404,"FAIL",0,1,null,null,11.842888281064729,null,5957.8162950777078,"YES",1,null,6.8320000000000007,5.3630000000000004,5.5847964346769574,15.4,15.58,17.390432125820322,null,-47912.053077255558,null,-6290.225759360038,null,0,null,0,null,5957.8162950777078,null,0,0,null,"IluNgsld231"]
[3513,"ImiTgsld231",0.98603092133998871,8348.9641729365176,0,5038.640625,0,0,65270.900957904749,17974.69921875,84213.907814332124,0,0,null,88284.241123045023,84213.907814332124,89252.548227395615,null,33234.557496042507,7339.489407198952,0,0,96614.339460395815,0,null,40574.048663021189,96614.3359375,null,-47710.192138633567,-48678.499776310935,12400.428123167876,null,0.48740171945327271,0.48179748115329718,0,0,0.4595842734172404,0.45459820893070291,0,0,1.1472491711286847,"PASS",1,null,"ImiTgsld231",null,12400.428123167876,0,0.4595842734172404,"FAIL",0,1,null,null,11.842888281064729,null,5957.8162950777078,"YES",1,null,6.8320000000000007,5.3630000000000004,5.5847964346769574,15.4,15.58,17.390432125820322,null,-47912.053077255558,null,-6290.225759360038,null,0,null,0,null,5957.8162950777078,null,0,0,null,"ImiTgsld231"]
[3520,"IteNgsld231",0.98603092133998871,8348.9641729365176,0,5038.640625,0,0,65270.900957904749,17974.69921875,84213.907814332124,0,0,null,88284.241123045023,84213.907814332124,89252.548227395615,null,33234.557496042507,7339.489407198952,0,0,96614.339460395815,0,null,40574.048663021189,96614.3359375,null,-47710.192138633567,-48678.499776310935,12400.428123167876,null,0.48740171945327271,0.48179748115329718,0,0,0.4595842734172404,0.45459820893070291,0,0,1.1472491711286847,"PASS",1,null,"IteNgsld231",null,12400.428123167876,0,0.4595842734172404,"FAIL",0,1,null,null,11.842888281064729,null,5957.8162950777078,"YES",1,null,6.8320000000000007,5.3630000000000004,5.5847964346769574,15.4,15.58,17.390432125820322,null,-47912.053077255558,null,-6290.225759360038,null,0,null,0,null,5957.8162950777078,null,0,0,null,"IteNgsld231"]
[3532,"IelNgsld232",0.98603092133998871,8348.9641729365176,0,3988.22314453125,0,0,65270.900957904749,17974.69921875,60134.741382238404,0,0,null,87233.823834541588,60134.741382238404,64122.964506798417,null,33234.557496042507,7339.489407198952,0,0,96614.339460395815,0,null,40574.048663021189,96614.3359375,null,-46659.774658164817,-23548.915863748465,36479.594555261596,null,0.48740171945327271,0.6747189350182401,0,0,0.46511831212111038,0.6327537873905158,0,0,1.6066309377367063,"PASS",1,null,"IelNgsld232",null,36479.594555261596,0,0.46511831212111038,"FAIL",0,1,null,null,10.683982488819341,null,5172.869818184884,"YES",1,null,6.8320000000000007,5.3630000000000004,5.5847964346769574,15.4,15.58,17.390432125820322,null,-46861.635596786808,null,-7404.8346865117728,null,0,null,0,null,5172.869818184884,null,0,0,null,"IelNgsld232"]
[3539,"IprTgsld232",0.98603092133998871,8348.9641729365176,0,3988.22314453125,0,0,65270.900957904749,17974.69921875,60134.741382238404,0,0,null,87233.823834541588,60134.741382238404,64122.964506798417,null,33234.557496042507,7339.489407198952,0,0,96614.339460395815,0,null,40574.048663021189,96614.3359375,null,-46659.774658164817,-23548.915863748465,36479.594555261596,null,0.48740171945327271,0.6747189350182401,0,0,0.46511831212111038,0.6327537873905158,0,0,1.6066309377367063,"PASS",1,null,"IprTgsld232",null,36479.594555261596,0,0.46511831212111038,"FAIL",0,1,null,null,10.683982488819341,null,5172.869818184884,"YES",1,null,6.8320000000000007,5.3630000000000004,5.5847964346769574,15.4,15.58,17.390432125820322,null,-46861.635596786808,null,-7404.8346865117728,null,0,null,0,null,5172.869818184884,null,0,0,null,"IprTgsld232"]
[3551,"IchTgsld233",0.98603092133998871,8348.9641729365176,0,3988.22314453125,0,0,65270.900957904749,17974.69921875,48118.146506179983,0,0,null,87233.823834541588,48118.146506179983,52106.369630739988,null,33234.557496042507,7339.489407198952,0,0,96614.339460395815,0,null,40574.048663021189,96614.3359375,null,-46659.774658164817,-11532.320987690044,48496.189431320017,null,0.48740171945327271,0.8432171978571561,0,0,0.46511831212111038,0.77867732745544227,0,0,2.0078565562597364,"PASS",1,null,"IchTgsld233",null,48496.189431320017,0,0.46511831212111038,"FAIL",0,1,null,null,8.5490251449003782,null,3726.8271315065103,"YES",1,null,6.8320000000000007,5.3630000000000004,5.5847964346769574,15.4,15.58,17.390432125820322,null,-46861.635596786808,null,-7404.8346865117728,null,0,null,0,null,3726.8271315065103,null,0,0,null,"IchTgsld233"]
[3563,"IprTgsld233",0.98603092133998871,8348.9641729365176,0,3988.22314453125,0,0,65270.900957904749,17974.69921875,48118.146506179983,0,0,null,87233.823834541588,48118.146506179983,52106.369630739988,null,33234.557496042507,7339.489407198952,0,0,96614.339460395815,0,null,40574.048663021189,96614.3359375,null,-46659.774658164817,-11532.320987690044,48496.189431320017,null,0.48740171945327271,0.8432171978571561,0,0,0.46511831212111038,0.77867732745544227,0,0,2.0078565562597364,"PASS",1,null,"IprTgsld233",null,48496.189431320017,0,0.46511831212111038,"FAIL",0,1,null,null,8.5490251449003782,null,3726.8271315065103,"YES",1,null,6.8320000000000007,5.3630000000000004,5.5847964346769574,15.4,15.58,17.390432125820322,null,-46861.635596786808,null,-7404.8346865117728,null,0,null,0,null,3726.8271315065103,null,0,0,null,"IprTgsld233"]
[3570,"ItrNgsld233",0.98603092133998871,8348.9641729365176,0,3988.22314453125,0,0,65270.900957904749,17974.69921875,48118.146506179983,0,0,null,87233.823834541588,48118.146506179983,52106.369630739988,null,33234.557496042507,7339.489407198952,0,0,96614.339460395815,0,null,40574.048663021189,96614.3359375,null,-46659.774658164817,-11532.320987690044,48496.189431320017,null,0.48740171945327271,0.8432171978571561,0,0,0.46511831212111038,0.77867732745544227,0,0,2.0078565562597364,"PASS",1,null,"ItrNgsld233",null,48496.189431320017,0,0.46511831212111038,"FAIL",0,1,null,null,8.5490251449003782,null,3726.8271315065103,"YES",1,null,6.8320000000000007,5.3630000000000004,5.5847964346769574,15.4,15.58,17.390432125820322,null,-46861.635596786808,null,-7404.8346865117728,null,0,null,0,null,3726.8271315065103,null,0,0,null,"ItrNgsld233"]
[3582,"IluNgsld234",0.98603092133998871,8348.9641729365176,0,3988.22314453125,0,0,65270.900957904749,17974.69921875,114358.76884371563,0,0,null,87233.823834541588,114358.76884371563,118346.99196827567,null,33234.557496042507,7339.489407198952,0,0,96614.339460395815,0,null,40574.048663021189,96614.3359375,null,-46659.774658164817,-77772.9433252257,-17744.432906215632,null,0.48740171945327271,0.35479613039967473,0,0,0.46511831212111038,0.34283971211579778,0,0,0.8448353975333065,"FAIL",0,null,"IluNgsld234",null,-17744.432906215632,17744.432906215632,0.38649954877446774,"FAIL",0,1,null,null,20.317824218091737,null,11698.033619190579,"YES",1,null,6.8320000000000007,5.3630000000000004,5.5847964346769574,15.4,15.58,17.390432125820322,null,-46861.635596786808,null,-7404.8346865117728,null,2803.8840429512416,null,2803.8840429512416,null,11698.033619190579,null,2803.8840429512416,0.20374686699186909,null,"IluNgsld234"]
[3589,"IstTgsld234",0.98603092133998871,8348.9641729365176,0,3988.22314453125,0,0,65270.900957904749,17974.69921875,114358.76884371563,0,0,null,87233.823834541588,114358.76884371563,118346.99196827567,null,33234.557496042507,7339.489407198952,0,0,96614.339460395815,0,null,40574.048663021189,96614.3359375,null,-46659.774658164817,-77772.9433252257,-17744.432906215632,null,0.48740171945327271,0.35479613039967473,0,0,0.46511831212111038,0.34283971211579778,0,0,0.8448353975333065,"FAIL",0,null,"IstTgsld234",null,-17744.432906215632,17744.432906215632,0.38649954877446774,"FAIL",0,1,null,null,20.317824218091737,null,11698.033619190579,"YES",1,null,6.8320000000000007,5.3630000000000004,5.5847964346769574,15.4,15.58,17.390432125820322,null,-46861.635596786808,null,-7404.8346865117728,null,2803.8840429512416,null,2803.8840429512416,null,11698.033619190579,null,2803.8840429512416,0.20374686699186909,null,"IstTgsld234"]
[3592,"IteNgsld234",0.98603092133998871,8348.9641729365176,0,3988.22314453125,0,0,65270.900957904749,17974.69921875,114358.76884371563,0,0,null,87233.823834541588,114358.76884371563,118346.99196827567,null,33234.557496042507,7339.489407198952,0,0,96614.339460395815,0,null,40574.048663021189,96614.3359375,null,-46659.774658164817,-77772.9433252257,-17744.432906215632,null,0.48740171945327271,0.35479613039967473,0,0,0.46511831212111038,0.34283971211579778,0,0,0.8448353975333065,"FAIL",0,null,"IteNgsld234",null,-17744.432906215632,17744.432906215632,0.38649954877446774,"FAIL",0,1,null,null,20.317824218091737,null,11698.033619190579,"YES",1,null,6.8320000000000007,5.3630000000000004,5.5847964346769574,15.4,15.58,17.390432125820322,null,-46861.635596786808,null,-7404.8346865117728,null,2803.8840429512416,null,2803.8840429512416,null,11698.033619190579,null,2803.8840429512416,0.20374686699186909,null,"IteNgsld234"]
[3604,"IelNgsld235",0.98603092133998871,8348.9641729365176,0,3988.22314453125,0,0,65270.900957904749,17974.69921875,231642.16635922913,0,0,null,87233.823834541588,231642.16635922913,235630.38948378913,null,33234.557496042507,7339.489407198952,0,0,96614.339460395815,0,null,40574.048663021189,96614.3359375,null,-46659.774658164817,-195056.3408407392,-135027.83042172913,null,0.48740171945327271,0.17515830256957288,0,0,0.46511831212111038,0.17219361538412123,0,0,0.4170844084909443,"FAIL",0,null,"IelNgsld235",null,-135027.83042172913,135027.83042172913,0.18255082682842019,"FAIL",0,1,null,null,41.15525854871089,null,25811.580013341114,"YES",1,null,6.8320000000000007,5.3630000000000004,5.5847964346769574,15.4,15.58,17.390432125820322,null,-46861.635596786808,null,-7404.8346865117728,null,21336.403427195088,null,21336.403427195088,null,25811.580013341114,null,21336.403427195088,0.765427337119304,null,"IelNgsld235"]
[3611,"IprTgsld235",0.98603092133998871,8348.9641729365176,0,3988.22314453125,0,0,65270.900957904749,17974.69921875,231642.16635922913,0,0,null,87233.823834541588,231642.16635922913,235630.38948378913,null,33234.557496042507,7339.489407198952,0,0,96614.339460395815,0,null,40574.048663021189,96614.3359375,null,-46659.774658164817,-195056.3408407392,-135027.83042172913,null,0.48740171945327271,0.17515830256957288,0,0,0.46511831212111038,0.17219361538412123,0,0,0.4170844084909443,"FAIL",0,null,"IprTgsld235",null,-135027.83042172913,135027.83042172913,0.18255082682842019,"FAIL",0,1,null,null,41.15525854871089,null,25811.580013341114,"YES",1,null,6.8320000000000007,5.3630000000000004,5.5847964346769574,15.4,15.58,17.390432125820322,null,-46861.635596786808,null,-7404.8346865117728,null,21336.403427195088,null,21336.403427195088,null,25811.580013341114,null,21336.403427195088,0.765427337119304,null,"IprTgsld235"]
[3623,"IchTgsld236",0.98603092133998871,8348.9641729365176,0,8862.7919921875,0,0,65270.900957904749,17974.69921875,44825.739785066478,0,0,null,92108.392435579502,44825.739785066478,53688.531510664427,null,33234.557496042507,7339.489407198952,0,0,96614.339460395815,0,null,40574.048663021189,96614.3359375,null,-51534.343505821067,-13114.483114232789,51788.596152433522,null,0.48740171945327271,0.90515067587436171,0,0,0.44050327779737619,0.75573027087716049,0,0,2.1553316554451309,"PASS",1,null,"IchTgsld236",null,51788.596152433522,0,0.44050327779737619,"FAIL",0,1,null,null,3.5838025203564281,null,363.7979429363117,"YES",1,null,6.8320000000000007,5.3630000000000004,5.5847964346769574,15.4,15.58,17.390432125820322,null,-51736.204444443058,null,-4577.5401767041112,null,0,null,0,null,363.7979429363117,null,0,0,null,"IchTgsld236"]
[3635,"IprTgsld236",0.98603092133998871,8348.9641729365176,0,8862.7919921875,0,0,65270.900957904749,17974.69921875,44825.739785066478,0,0,null,92108.392435579502,44825.739785066478,53688.531510664427,null,33234.557496042507,7339.489407198952,0,0,96614.339460395815,0,null,40574.048663021189,96614.3359375,null,-51534.343505821067,-13114.483114232789,51788.596152433522,null,0.48740171945327271,0.90515067587436171,0,0,0.44050327779737619,0.75573027087716049,0,0,2.1553316554451309,"PASS",1,null,"IprTgsld236",null,51788.596152433522,0,0.44050327779737619,"FAIL",0,1,null,null,3.5838025203564281,null,363.7979429363117,"YES",1,null,6.8320000000000007,5.3630000000000004,5.5847964346769574,15.4,15.58,17.390432125820322,null,-51736.204444443058,null,-4577.5401767041112,null,0,null,0,null,363.7979429363117,null,0,0,null,"IprTgsld236"]
[3641,"ItrTgsld236",0.98603092133998871,8348.9641729365176,0,8862.7919921875,0,0,65270.900957904749,17974.69921875,44825.739785066478,0,0,null,92108.392435579502,44825.739785066478,53688.531510664427,null,33234.557496042507,7339.489407198952,0,0,96614.339460395815,0,null,40574.048663021189,96614.3359375,null,-51534.343505821067,-13114.483114232789,51788.596152433522,null,0.48740171945327271,0.90515067587436171,0,0,0.44050327779737619,0.75573027087716049,0,0,2.1553316554451309,"PASS",1,null,"ItrTgsld236",null,51788.596152433522,0,0.44050327779737619,"FAIL",0,1,null,null,3.5838025203564281,null,363.7979429363117,"YES",1,null,6.8320000000000007,5.3630000000000004,5.5847964346769574,15.4,15.58,17.390432125820322,null,-51736.204444443058,null,-4577.5401767041112,null,0,null,0,null,363.7979429363117,null,0,0,null,"ItrTgsld236"]
[3655,"ImeTgsld237",0.98603092133998871,8348.9641729365176,0,7954.20849609375,0,0,65270.900957904749,17974.69921875,34347.06656641938,0,0,null,91199.80898187017,34347.06656641938,42301.274838308011,null,33234.557496042507,7339.489407198952,0,0,96614.339460395815,0,null,40574.048663021189,96614.3359375,null,-50625.760009727317,-1727.2263994919413,62267.26937108062,null,0.48740171945327271,1.181295892752886,0,1,0.4448918177955033,0.95916845539668882,0,0,2.8128846389449285,"PASS",1,null,"ImeTgsld237",null,62267.26937108062,0,0.4448918177955033,"FAIL",0,1,null,null,3.0597071575284489,null,8.8192972513820393,"YES",1,null,6.8320000000000007,5.3630000000000004,5.5847964346769574,15.4,15.58,17.390432125820322,null,-50827.620948349308,null,-4497.1500997373005,null,0,null,0,null,8.8192972513820393,null,0,0,null,"ImeTgsld237"]
[3662,"IstNgsld237",0.98603092133998871,8348.9641729365176,0,7954.20849609375,0,0,65270.900957904749,17974.69921875,34347.06656641938,0,0,null,91199.80898187017,34347.06656641938,42301.274838308011,null,33234.557496042507,7339.489407198952,0,0,96614.339460395815,0,null,40574.048663021189,96614.3359375,null,-50625.760009727317,-1727.2263994919413,62267.26937108062,null,0.48740171945327271,1.181295892752886,0,1,0.4448918177955033,0.95916845539668882,0,0,2.8128846389449285,"PASS",1,null,"IstNgsld237",null,62267.26937108062,0,0.4448918177955033,"FAIL",0,1,null,null,3.0597071575284489,null,8.8192972513820393,"YES",1,null,6.8320000000000007,5.3630000000000004,5.5847964346769574,15.4,15.58,17.390432125820322,null,-50827.620948349308,null,-4497.1500997373005,null,0,null,0,null,8.8192972513820393,null,0,0,null,"IstNgsld237"]
[3665,"ItrTgsld237",0.98603092133998871,8348.9641729365176,0,7954.20849609375,0,0,65270.900957904749,17974.69921875,34347.06656641938,0,0,null,91199.80898187017,34347.06656641938,42301.274838308011,null,33234.557496042507,7339.489407198952,0,0,96614.339460395815,0,null,40574.048663021189,96614.3359375,null,-50625.760009727317,-1727.2263994919413,62267.26937108062,null,0.48740171945327271,1.181295892752886,0,1,0.4448918177955033,0.95916845539668882,0,0,2.8128846389449285,"PASS",1,null,"ItrTgsld237",null,62267.26937108062,0,0.4448918177955033,"FAIL",0,1,null,null,3.0597071575284489,null,8.8192972513820393,"YES",1,null,6.8320000000000007,5.3630000000000004,5.5847964346769574,15.4,15.58,17.390432125820322,null,-50827.620948349308,null,-4497.1500997373005,null,0,null,0,null,8.8192972513820393,null,0,0,null,"ItrTgsld237"]
[3677,"IluEgsld238",0.85000000000000009,-322.73367006795718,0,112.52946472167969,0,0,-2523.0815438243371,17974.69921875,20132.971891833644,0,0,null,15564.147672057201,20132.971891833644,20245.501355638367,null,3005.3871363082603,6326.9476251729247,0,0,14934.842470360749,0,null,9332.3347963798515,14934.8427734375,null,-6231.8123432674911,-10913.166560175472,-5198.1291183961439,null,0.60397137650668342,0.46353488429421802,0,0,0.59960463703193356,0.46095844365731747,0,0,0.74181014376200394,"FAIL",0,null,"IluEgsld238",null,-5198.1291183961439,5198.1291183961439,0.44948514702304976,"FAIL",0,1,null,null,13.039299813998174,null,2195.2432005876349,"YES",1,null,6.8320000000000007,5.3630000000000004,5.5847964346769574,15.4,15.58,17.390432125820322,null,-6278.2418696176383,null,-1080.6623410387401,null,894.74449993589292,null,894.74449993589292,null,2195.2432005876349,null,894.74449993589292,0.32165847009911097,null,"IluEgsld238"]
[3684,"IprNgsld238",0.85000000000000009,-322.73367006795718,0,112.52946472167969,0,0,-2523.0815438243371,17974.69921875,20132.971891833644,0,0,null,15564.147672057201,20132.971891833644,20245.501355638367,null,3005.3871363082603,6326.9476251729247,0,0,14934.842470360749,0,null,9332.3347963798515,14934.8427734375,null,-6231.8123432674911,-10913.166560175472,-5198.1291183961439,null,0.60397137650668342,0.46353488429421802,0,0,0.59960463703193356,0.46095844365731747,0,0,0.74181014376200394,"FAIL",0,null,"IprNgsld238",null,-5198.1291183961439,5198.1291183961439,0.44948514702304976,"FAIL",0,1,null,null,13.039299813998174,null,2195.2432005876349,"YES",1,null,6.8320000000000007,5.3630000000000004,5.5847964346769574,15.4,15.58,17.390432125820322,null,-6278.2418696176383,null,-1080.6623410387401,null,894.74449993589292,null,894.74449993589292,null,2195.2432005876349,null,894.74449993589292,0.32165847009911097,null,"IprNgsld238"]
[3696,"IchNgsld239",0.98603092133998871,8348.9641729365176,0,5627.4013671875,0,0,65270.900957904749,17974.69921875,42663.405282464795,0,0,null,88873.002314936093,42663.405282464795,48290.80688741929,null,33234.557496042507,7339.489407198952,0,0,96614.339460395815,0,null,40574.048663021189,96614.3359375,null,-48298.952880821067,-7716.7579866311062,53950.930655035205,null,0.48740171945327271,0.95102696079671922,0,0,0.45653964599142588,0.84020233825009694,0,0,2.2645715994266808,"PASS",1,null,"IchNgsld239",null,53950.930655035205,0,0.45653964599142588,"FAIL",0,1,null,null,4.5020097234748251,null,985.71519796094412,"YES",1,null,6.8320000000000007,5.3630000000000004,5.5847964346769574,15.4,15.58,17.390432125820322,null,-48500.813819443058,null,-4999.3289648309537,null,0,null,0,null,985.71519796094412,null,0,0,null,"IchNgsld239"]
[3708,"IprNgsld239",0.98603092133998871,8348.9641729365176,0,5627.4013671875,0,0,65270.900957904749,17974.69921875,42663.405282464795,0,0,null,88873.002314936093,42663.405282464795,48290.80688741929,null,33234.557496042507,7339.489407198952,0,0,96614.339460395815,0,null,40574.048663021189,96614.3359375,null,-48298.952880821067,-7716.7579866311062,53950.930655035205,null,0.48740171945327271,0.95102696079671922,0,0,0.45653964599142588,0.84020233825009694,0,0,2.2645715994266808,"PASS",1,null,"IprNgsld239",null,53950.930655035205,0,0.45653964599142588,"FAIL",0,1,null,null,4.5020097234748135,null,985.71519796093594,"YES",1,null,6.8320000000000007,5.3630000000000004,5.5847964346769574,15.4,15.58,17.390432125820322,null,-48500.813819443058,null,-4999.3289648309537,null,0,null,0,null,985.71519796093594,null,0,0,null,"IprNgsld239"]
[3715,"IwaEgsld239",0.98603092133998871,8348.9641729365176,0,5627.4013671875,0,0,65270.900957904749,17974.69921875,42663.405282464795,0,0,null,88873.002314936093,42663.405282464795,48290.80688741929,null,33234.557496042507,7339.489407198952,0,0,96614.339460395815,0,null,40574.048663021189,96614.3359375,null,-48298.952880821067,-7716.7579866311062,53950.930655035205,null,0.48740171945327271,0.95102696079671922,0,0,0.45653964599142588,0.84020233825009694,0,0,2.2645715994266808,"PASS",1,null,"IwaEgsld239",null,53950.930655035205,0,0.45653964599142588,"FAIL",0,1,null,null,4.5020097234748553,null,985.71519796096504,"YES",1,null,6.8320000000000007,5.3630000000000004,5.5847964346769574,15.4,15.58,17.390432125820322,null,-48500.813819443058,null,-4999.3289648309537,null,0,null,0,null,985.71519796096504,null,0,0,null,"IwaEgsld239"]
[3727,"ImeTgsld240",0.98603092133998871,8348.9641729365176,0,5038.640625,0,0,65270.900957904749,17974.69921875,31560.49389913266,0,0,null,88284.241123045023,31560.49389913266,36599.13431219614,null,33234.557496042507,7339.489407198952,0,0,96614.339460395815,0,null,40574.048663021189,96614.3359375,null,-47710.192138633567,3974.9141388885255,65053.842038367336,null,0.48740171945327271,1.2855961251017127,0,1,0.4595842734172404,1.1086067796567034,0,1,3.0612428387933162,"PASS",1,null,"ImeTgsld240",null,65053.842038367336,0,0.4595842734172404,"FAIL",0,1,null,null,4.4383097425571005,null,942.57012444929114,"YES",1,null,6.8320000000000007,5.3630000000000004,5.5847964346769574,15.4,15.58,17.390432125820322,null,-47912.053077255558,null,-6290.225759360038,null,0,null,0,null,942.57012444929114,null,0,0,null,"ImeTgsld240"]
[3734,"IstNgsld240",0.98603092133998871,8348.9641729365176,0,5038.640625,0,0,65270.900957904749,17974.69921875,31560.49389913266,0,0,null,88284.241123045023,31560.49389913266,36599.13431219614,null,33234.557496042507,7339.489407198952,0,0,96614.339460395815,0,null,40574.048663021189,96614.3359375,null,-47710.192138633567,3974.9141388885255,65053.842038367336,null,0.48740171945327271,1.2855961251017127,0,1,0.4595842734172404,1.1086067796567034,0,1,3.0612428387933162,"PASS",1,null,"IstNgsld240",null,65053.842038367336,0,0.4595842734172404,"FAIL",0,1,null,null,4.4383097425571005,null,942.57012444929114,"YES",1,null,6.8320000000000007,5.3630000000000004,5.5847964346769574,15.4,15.58,17.390432125820322,null,-47912.053077255558,null,-6290.225759360038,null,0,null,0,null,942.57012444929114,null,0,0,null,"IstNgsld240"]
[3737,"ItrTgsld240",0.98603092133998871,8348.9641729365176,0,5038.640625,0,0,65270.900957904749,17974.69921875,31560.49389913266,0,0,null,88284.241123045023,31560.49389913266,36599.13431219614,null,33234.557496042507,7339.489407198952,0,0,96614.339460395815,0,null,40574.048663021189,96614.3359375,null,-47710.192138633567,3974.9141388885255,65053.842038367336,null,0.48740171945327271,1.2855961251017127,0,1,0.4595842734172404,1.1086067796567034,0,1,3.0612428387933162,"PASS",1,null,"ItrTgsld240",null,65053.842038367336,0,0.4595842734172404,"FAIL",0,1,null,null,4.4383097425571005,null,942.57012444929114,"YES",1,null,6.8320000000000007,5.3630000000000004,5.5847964346769574,15.4,15.58,17.390432125820322,null,-47912.053077255558,null,-6290.225759360038,null,0,null,0,null,942.57012444929114,null,0,0,null,"ItrTgsld240"]
[3749,"IluEgsld241",0.98603092133998871,8348.9641729365176,0,15563.6337890625,0,0,65270.900957904749,17974.69921875,143866.98771077811,0,0,null,98809.234712880643,143866.98771077811,159430.6217136771,null,33234.557496042507,7339.489407198952,0,0,96614.339460395815,0,null,40574.048663021189,96614.3359375,null,-58235.185302696067,-118856.57283681942,-47252.651773278107,null,0.48740171945327271,0.28202473207118867,0,0,0.41063013075375848,0.25449344850645117,0,0,0.6715531997634363,"FAIL",0,null,"IluEgsld241",null,-47252.651773278107,47252.651773278107,0.27778669608254136,"FAIL",0,1,null,null,5.489199068116557,null,1654.3552231361625,"YES",1,null,6.8320000000000007,5.3630000000000004,5.5847964346769574,15.4,15.58,17.390432125820322,null,-58437.046241318065,null,-5170.4204019218714,null,4180.8422993276226,null,4180.8422993276226,null,1654.3552231361625,null,1654.3552231361625,0.44496707301718563,null,"IluEgsld241"]
[3756,"IprNgsld241",0.98603092133998871,8348.9641729365176,0,15563.6337890625,0,0,65270.900957904749,17974.69921875,143866.98771077811,0,0,null,98809.234712880643,143866.98771077811,159430.6217136771,null,33234.557496042507,7339.489407198952,0,0,96614.339460395815,0,null,40574.048663021189,96614.3359375,null,-58235.185302696067,-118856.57283681942,-47252.651773278107,null,0.48740171945327271,0.28202473207118867,0,0,0.41063013075375848,0.25449344850645117,0,0,0.6715531997634363,"FAIL",0,null,"IprNgsld241",null,-47252.651773278107,47252.651773278107,0.27778669608254136,"FAIL",0,1,null,null,5.489199068116557,null,1654.3552231361625,"YES",1,null,6.8320000000000007,5.3630000000000004,5.5847964346769574,15.4,15.58,17.390432125820322,null,-58437.046241318065,null,-5170.4204019218714,null,4180.8422993276226,null,4180.8422993276226,null,1654.3552231361625,null,1654.3552231361625,0.44496707301718563,null,"IprNgsld241"]
[3768,"IchNgsld242",0.98603092133998871,8348.9641729365176,0,5627.4013671875,0,0,65270.900957904749,17974.69921875,129143.20109060431,0,0,null,88873.002314936093,129143.20109060431,134770.60269555883,null,33234.557496042507,7339.489407198952,0,0,96614.339460395815,0,null,40574.048663021189,96614.3359375,null,-48298.952880821067,-94196.553794770618,-32528.865153104314,null,0.48740171945327271,0.31417874359917125,0,0,0.45653964599142588,0.30106008226629688,0,0,0.74811786545168024,"FAIL",0,null,"IchNgsld242",null,-32528.865153104314,32528.865153104314,0.33421272478705372,"FAIL",0,1,null,null,13.627696562660821,null,7166.6971048401465,"YES",1,null,6.8320000000000007,5.3630000000000004,5.5847964346769574,15.4,15.58,17.390432125820322,null,-48500.813819443058,null,-4999.3289648309537,null,3352.9849284261372,null,3352.9849284261372,null,7166.6971048401465,null,3352.9849284261372,0.36325971287451631,null,"IchNgsld242"]
[3775,"ImeEgsld242",0.98603092133998871,8348.9641729365176,0,5627.4013671875,0,0,65270.900957904749,17974.69921875,356953.28148875607,0,0,null,88873.002314936093,356953.28148875607,362580.6830937104,null,33234.557496042507,7339.489407198952,0,0,96614.339460395815,0,null,40574.048663021189,96614.3359375,null,-48298.952880821067,-322006.63419292239,-260338.94555125607,null,0.48740171945327271,0.11366767240182736,0,0,0.45653964599142588,0.11190350336215128,0,0,0.27066381217885882,"FAIL",0,null,"ImeEgsld242",null,-260338.94555125607,260338.94555125607,0.11618745864949448,"FAIL",0,1,null,null,37.667108985890316,null,23448.997369840523,"YES",1,null,6.8320000000000007,5.3630000000000004,5.5847964346769574,15.4,15.58,17.390432125820322,null,-48500.813819443058,null,-4999.3289648309537,null,26835.014274465397,null,26835.014274465397,null,23448.997369840523,null,23448.997369840523,0.91911547481094635,null,"ImeEgsld242"]
[3787,"IwaEgsld242",0.98603092133998871,8348.9641729365176,0,5627.4013671875,0,0,65270.900957904749,17974.69921875,16246.934594538987,0,0,null,88873.002314936093,16246.934594538987,21874.336199493471,null,33234.557496042507,7339.489407198952,0,0,96614.339460395815,0,null,40574.048663021189,96614.3359375,null,-48298.952880821067,18699.712701294702,80367.401342961006,null,0.48740171945327271,2.4973356313417532,0,1,0.45653964599142588,1.8548699596647678,0,1,5.9466193684299418,"PASS",1,null,"IwaEgsld242",null,80367.401342961006,0,0.45653964599142588,"FAIL",0,1,null,null,1.7144402722733698,null,-902.35269716554239,"NO",0,null,6.8320000000000007,5.3630000000000004,5.5847964346769574,15.4,15.58,17.390432125820322,null,-48500.813819443058,null,-4999.3289648309537,null,0,null,0,null,-902.35269716554239,null,-902.35269716554239,-0.77707341272853137,null,"IwaEgsld242"]
[3796,"IprEgsld243",0.98603092133998871,8348.9641729365176,0,9866.7470703125,0,0,65270.900957904749,17974.69921875,83239.618553047098,0,0,null,93112.347885727489,83239.618553047098,93106.365728792967,null,33234.557496042507,7339.489407198952,0,0,96614.339460395815,0,null,40574.048663021189,96614.3359375,null,-52538.298583946067,-52532.316960338409,13374.717384452902,null,0.48740171945327271,0.48743674428498351,0,0,0.43575368748254512,0.43578168250229182,0,0,1.1606773026708361,"PASS",1,null,"IprEgsld243",null,13374.717384452902,0,0.43575368748254512,"FAIL",0,1,null,null,5.0097369516381347,null,1329.6074294400676,"YES",1,null,6.8320000000000007,5.3630000000000004,5.5847964346769574,15.4,15.58,17.390432125820322,null,-52740.159522568058,null,-4666.368585263891,null,0,null,0,null,1329.6074294400676,null,0,0,null,"IprEgsld243"]
[3807,"IelEgsld301",0.98533076643943773,8329.1060426051008,0,7935.28857421875,0,0,65115.653189292614,16265.5703125,84943.445277835781,0,0,null,89316.512319627727,84943.445277835781,92878.734068932055,null,33145.602319293925,7319.7601768823924,0,0,94718.164543205799,0,null,40465.361419644541,94718.1640625,null,-48851.150656366823,-52413.372432409989,9774.7187846642191,null,0.49723215845671326,0.47638003482539615,0,0,0.45305577299309624,0.43567951178255027,0,0,1.1150732555371725,"PASS",1,null,"IelEgsld301",null,9774.7187846642191,0,0.45305577299309624,"FAIL",0,1,null,null,7.8326171287976996,null,3125.9710160231525,"YES",1,null,6.8320000000000007,5.3630000000000004,5.5847964346769574,15.4,15.58,17.390432125820322,null,-49052.470862434704,null,-4340.0875373554818,null,0,null,0,null,3125.9710160231525,null,0,0,null,"IelEgsld301"]
[3810,"IluNgsld301",0.98533076643943773,8329.1060426051008,0,7935.28857421875,0,0,65115.653189292614,16265.5703125,84943.445277835781,0,0,null,89316.512319627727,84943.445277835781,92878.734068932055,null,33145.602319293925,7319.7601768823924,0,0,94718.164543205799,0,null,40465.361419644541,94718.1640625,null,-48851.150656366823,-52413.372432409989,9774.7187846642191,null,0.49723215845671326,0.47638003482539615,0,0,0.45305577299309624,0.43567951178255027,0,0,1.1150732555371725,"PASS",1,null,"IluNgsld301",null,9774.7187846642191,0,0.45305577299309624,"FAIL",0,1,null,null,7.8326171287976996,null,3125.9710160231525,"YES",1,null,6.8320000000000007,5.3630000000000004,5.5847964346769574,15.4,15.58,17.390432125820322,null,-49052.470862434704,null,-4340.0875373554818,null,0,null,0,null,3125.9710160231525,null,0,0,null,"IluNgsld301"]
[3822,"ItrNgsld301",0.98533076643943773,8329.1060426051008,0,7935.28857421875,0,0,65115.653189292614,16265.5703125,84943.445277835781,0,0,null,89316.512319627727,84943.445277835781,92878.734068932055,null,33145.602319293925,7319.7601768823924,0,0,94718.164543205799,0,null,40465.361419644541,94718.1640625,null,-48851.150656366823,-52413.372432409989,9774.7187846642191,null,0.49723215845671326,0.47638003482539615,0,0,0.45305577299309624,0.43567951178255027,0,0,1.1150732555371725,"PASS",1,null,"ItrNgsld301",null,9774.7187846642191,0,0.45305577299309624,"FAIL",0,1,null,null,7.8326171287976996,null,3125.9710160231525,"YES",1,null,6.8320000000000007,5.3630000000000004,5.5847964346769574,15.4,15.58,17.390432125820322,null,-49052.470862434704,null,-4340.0875373554818,null,0,null,0,null,3125.9710160231525,null,0,0,null,"ItrNgsld301"]
[3829,"IcoEgsld302",0.98533076643943773,8329.1060426051008,0,6698.87744140625,0,0,65115.653189292614,16265.5703125,14587.653900558365,0,0,null,88080.100805651804,14587.653900558365,21286.531177678742,null,33145.602319293925,7319.7601768823924,0,0,94718.164543205799,0,null,40465.361419644541,94718.1640625,null,-47614.739523554323,19178.830077679926,80130.510161941638,null,0.49723215845671326,2.7739458103057726,0,1,0.45941547507694003,1.9009842782544129,0,1,6.4930361460573529,"PASS",1,null,"IcoEgsld302",null,80130.510161941638,0,0.45941547507694003,"FAIL",0,1,null,null,1.5933940891106726,null,-956.61728523247666,"NO",0,null,6.8320000000000007,5.3630000000000004,5.5847964346769574,15.4,15.58,17.390432125820322,null,-47816.059729622204,null,-4928.7464181592213,null,0,null,0,null,-956.61728523247666,null,-956.61728523247666,-0.91750818337468287,null,"IcoEgsld302"]
[3841,"IstEgsld302",0.98533076643943773,8329.1060426051008,0,6698.87744140625,0,0,65115.653189292614,16265.5703125,14587.653900558365,0,0,null,88080.100805651804,14587.653900558365,21286.531177678742,null,33145.602319293925,7319.7601768823924,0,0,94718.164543205799,0,null,40465.361419644541,94718.1640625,null,-47614.739523554323,19178.830077679926,80130.510161941638,null,0.49723215845671326,2.7739458103057726,0,1,0.45941547507694003,1.9009842782544129,0,1,6.4930361460573529,"PASS",1,null,"IstEgsld302",null,80130.510161941638,0,0.45941547507694003,"FAIL",0,1,null,null,1.5933940891106726,null,-956.61728523247666,"NO",0,null,6.8320000000000007,5.3630000000000004,5.5847964346769574,15.4,15.58,17.390432125820322,null,-47816.059729622204,null,-4928.7464181592213,null,0,null,0,null,-956.61728523247666,null,-956.61728523247666,-0.91750818337468287,null,"IstEgsld302"]
[3848,"IwaNgsld302",0.98603092133998871,8348.9641729365176,0,6714.84912109375,0,0,65270.900957904749,16265.5703125,14622.433959118256,0,0,null,88251.320176975685,14622.433959118256,21337.282838950417,null,33216.431977603293,7324.9614414051894,0,0,94905.210047557819,0,null,40541.392413021189,94905.2109375,null,-47709.927978477317,19204.109332809181,80282.776978381749,null,0.49721789257436844,2.7725474791931197,0,1,0.45938567528703689,1.9000259902170435,0,1,6.490383967733294,"PASS",1,null,"IwaNgsld302",null,80282.776978381749,0,0.45938567528703689,"FAIL",0,1,null,null,1.5946037039147893,null,-957.51415332364081,"NO",0,null,6.8320000000000007,5.3630000000000004,5.5847964346769574,15.4,15.58,17.390432125820322,null,-47911.626448193841,null,-4938.5971696539827,null,0,null,0,null,-957.51415332364081,null,-957.51415332364081,-0.91618402260632115,null,"IwaNgsld302"]
[3860,"ImeNgsld303",0.98533076643943773,8329.1060426051008,0,6698.87744140625,0,0,65115.653189292614,16265.5703125,19450.863888097236,0,0,null,88080.100805651804,19450.863888097236,26149.741165217609,null,33145.602319293925,7319.7601768823924,0,0,94718.164543205799,0,null,40465.361419644541,94718.1640625,null,-47614.739523554323,14315.620090141056,75267.300174402772,null,0.49723215845671326,2.0803889047008819,0,1,0.45941547507694003,1.5474478661090783,0,1,4.8696121985852692,"PASS",1,null,"ImeNgsld303",null,75267.300174402772,0,0.45941547507694003,"FAIL",0,1,null,null,2.1245973961863762,null,-609.02842789225951,"NO",0,null,6.8320000000000007,5.3630000000000004,5.5847964346769574,15.4,15.58,17.390432125820322,null,-47816.059729622204,null,-4928.7464181592213,null,0,null,0,null,-609.02842789225951,null,-609.02842789225951,-0.43808243891048182,null,"ImeNgsld303"]
[3872,"IwaNgsld303",0.98603092133998871,8348.9641729365176,0,6714.84912109375,0,0,65270.900957904749,16265.5703125,19497.237299510412,0,0,null,88251.320176975685,19497.237299510412,26212.086179342572,null,33216.431977603293,7324.9614414051894,0,0,94905.210047557819,0,null,40541.392413021189,94905.2109375,null,-47709.927978477317,14329.305992417027,75407.973637989591,null,0.49721789257436844,2.0793403593666682,0,1,0.45938567528703689,1.5466678906244331,0,1,4.8676235242765973,"PASS",1,null,"IwaNgsld303",null,75407.973637989591,0,0.45938567528703689,"FAIL",0,1,null,null,2.1262102705410495,null,-609.09657595016665,"NO",0,null,6.8320000000000007,5.3630000000000004,5.5847964346769574,15.4,15.58,17.390432125820322,null,-47911.626448193841,null,-4938.5971696539827,null,0,null,0,null,-609.09657595016665,null,-609.09657595016665,-0.43708935196369064,null,"IwaNgsld303"]
[3879,"IelTgsld304",0.98533076643943773,8329.1060426051008,0,5552.87646484375,0,0,65115.653189292614,16265.5703125,44625.607042668526,0,0,null,86934.100022572689,44625.607042668526,50178.483536709784,null,33145.602319293925,7319.7601768823924,0,0,94718.164543205799,0,null,40465.361419644541,94718.1640625,null,-46468.738546991823,-9713.1220878677341,50092.557019831474,null,0.49723215845671326,0.906774475492374,0,0,0.46547167837677472,0.80642854448932133,0,0,2.122507016474549,"PASS",1,null,"IelTgsld304",null,50092.557019831474,0,0.46547167837677472,"FAIL",0,1,null,null,5.88038709497261,null,1848.54409174798,"YES",1,null,6.8320000000000007,5.3630000000000004,5.5847964346769574,15.4,15.58,17.390432125820322,null,-46670.058753059697,null,-5656.1908117328303,null,0,null,0,null,1848.54409174798,null,0,0,null,"IelTgsld304"]
[3882,"IluNgsld304",0.98533076643943773,8329.1060426051008,0,5552.87646484375,0,0,65115.653189292614,16265.5703125,44625.607042668526,0,0,null,86934.100022572689,44625.607042668526,50178.483536709784,null,33145.602319293925,7319.7601768823924,0,0,94718.164543205799,0,null,40465.361419644541,94718.1640625,null,-46468.738546991823,-9713.1220878677341,50092.557019831474,null,0.49723215845671326,0.906774475492374,0,0,0.46547167837677472,0.80642854448932133,0,0,2.122507016474549,"PASS",1,null,"IluNgsld304",null,50092.557019831474,0,0.46547167837677472,"FAIL",0,1,null,null,5.88038709497261,null,1848.54409174798,"YES",1,null,6.8320000000000007,5.3630000000000004,5.5847964346769574,15.4,15.58,17.390432125820322,null,-46670.058753059697,null,-5656.1908117328303,null,0,null,0,null,1848.54409174798,null,0,0,null,"IluNgsld304"]
[3898,"IagNgsld305",0.98533076643943773,8329.1060426051008,0,6222.8125,0,0,65115.653189292614,16265.5703125,62465.594083199285,0,0,null,87604.035796427037,62465.594083199285,68688.406351094891,null,33145.602319293925,7319.7601768823924,0,0,94718.164543205799,0,null,40465.361419644541,94718.1640625,null,-47138.674582148073,-28223.045163554736,32252.569979300715,null,0.49723215845671326,0.64780239447891663,0,0,0.46191206782774841,0.5891148657034373,0,0,1.5163253540235735,"PASS",1,null,"IagNgsld305",null,32252.569979300715,0,0.46191206782774841,"FAIL",0,1,null,null,7.3450367125300629,null,2806.9264666115232,"YES",1,null,6.8320000000000007,5.3630000000000004,5.5847964346769574,15.4,15.58,17.390432125820322,null,-47339.994788215954,null,-5194.5115688695732,null,0,null,0,null,2806.9264666115232,null,0,0,null,"IagNgsld305"]
[3901,"IcoTgsld305",0.98533076643943773,8329.1060426051008,0,6222.8125,0,0,65115.653189292614,16265.5703125,62465.594083199285,0,0,null,87604.035796427037,62465.594083199285,68688.406351094891,null,33145.602319293925,7319.7601768823924,0,0,94718.164543205799,0,null,40465.361419644541,94718.1640625,null,-47138.674582148073,-28223.045163554736,32252.569979300715,null,0.49723215845671326,0.64780239447891663,0,0,0.46191206782774841,0.5891148657034373,0,0,1.5163253540235735,"PASS",1,null,"IcoTgsld305",null,32252.569979300715,0,0.46191206782774841,"FAIL",0,1,null,null,7.3450367125300629,null,2806.9264666115232,"YES",1,null,6.8320000000000007,5.3630000000000004,5.5847964346769574,15.4,15.58,17.390432125820322,null,-47339.994788215954,null,-5194.5115688695732,null,0,null,0,null,2806.9264666115232,null,0,0,null,"IcoTgsld305"]
[3913,"IstTgsld305",0.98533076643943773,8329.1060426051008,0,6222.8125,0,0,65115.653189292614,16265.5703125,62465.594083199285,0,0,null,87604.035796427037,62465.594083199285,68688.406351094891,null,33145.602319293925,7319.7601768823924,0,0,94718.164543205799,0,null,40465.361419644541,94718.1640625,null,-47138.674582148073,-28223.045163554736,32252.569979300715,null,0.49723215845671326,0.64780239447891663,0,0,0.46191206782774841,0.5891148657034373,0,0,1.5163253540235735,"PASS",1,null,"IstTgsld305",null,32252.569979300715,0,0.46191206782774841,"FAIL",0,1,null,null,7.3450367125300629,null,2806.9264666115232,"YES",1,null,6.8320000000000007,5.3630000000000004,5.5847964346769574,15.4,15.58,17.390432125820322,null,-47339.994788215954,null,-5194.5115688695732,null,0,null,0,null,2806.9264666115232,null,0,0,null,"IstTgsld305"]
[3920,"IwaNgsld305",0.98603092133998871,8348.9641729365176,0,6237.64892578125,0,0,65270.900957904749,16265.5703125,62614.526065141494,0,0,null,87774.120123641609,62614.526065141494,68852.174891639545,null,33216.431977603293,7324.9614414051894,0,0,94905.210047557819,0,null,40541.392413021189,94905.2109375,null,-47232.727783164817,-28310.782577901547,32290.684872358506,null,0.49721789257436844,0.64747583285775645,0,0,0.46188321024928725,0.588817890188161,0,0,1.5157059695503348,"PASS",1,null,"IwaNgsld305",null,32290.684872358506,0,0.46188321024928725,"FAIL",0,1,null,null,7.3506126495847912,null,2815.0026252366342,"YES",1,null,6.8320000000000007,5.3630000000000004,5.5847964346769574,15.4,15.58,17.390432125820322,null,-47434.426252881341,null,-5204.8733219256119,null,0,null,0,null,2815.0026252366342,null,0,0,null,"IwaNgsld305"]
[3932,"ImeNgsld306",0.98533076643943773,8329.1060426051008,0,5026.65576171875,0,0,65115.653189292614,16265.5703125,25169.618184608014,0,0,null,86407.879284259296,25169.618184608014,30196.273940335908,null,33145.602319293925,7319.7601768823924,0,0,94718.164543205799,0,null,40465.361419644541,94718.1640625,null,-45942.517843866823,10269.087473317777,69548.545877891986,null,0.49723215845671326,1.6077066057517844,0,1,0.46830638322045248,1.3400779676184837,0,1,3.7631943149786449,"PASS",1,null,"ImeNgsld306",null,69548.545877891986,0,0.46830638322045248,"FAIL",0,1,null,null,3.6638465301581382,null,398.16757505528022,"YES",1,null,6.8320000000000007,5.3630000000000004,5.5847964346769574,15.4,15.58,17.390432125820322,null,-46143.838049934697,null,-6058.0822589551017,null,0,null,0,null,398.16757505528022,null,0,0,null,"ImeNgsld306"]
[3944,"IwaNgsld306",0.98603092133998871,8348.9641729365176,0,5038.640625,0,0,65270.900957904749,16265.5703125,25229.62925923731,0,0,null,86575.111710207013,25229.62925923731,30268.269672300794,null,33216.431977603293,7324.9614414051894,0,0,94905.210047557819,0,null,40541.392413021189,94905.2109375,null,-46033.719482383567,10273.122528783879,69675.581678262693,null,0.49721789257436844,1.6068960822394087,0,1,0.46827998861845016,1.3394023698108286,0,1,3.7616569772919832,"PASS",1,null,"IwaNgsld306",null,69675.581678262693,0,0.46827998861845016,"FAIL",0,1,null,null,3.6666279155248716,null,400.50077988148638,"YES",1,null,6.8320000000000007,5.3630000000000004,5.5847964346769574,15.4,15.58,17.390432125820322,null,-46235.417952100091,null,-6070.1055020148715,null,0,null,0,null,400.50077988148638,null,0,0,null,"IwaNgsld306"]
[3947,"IchTgsld307",0.98533076643943773,8329.1060426051008,0,5026.65576171875,0,0,65115.653189292614,16265.5703125,34979.348888760032,0,0,null,86407.879284259296,34979.348888760032,40006.004644487955,null,33145.602319293925,7319.7601768823924,0,0,94718.164543205799,0,null,40465.361419644541,94718.1640625,null,-45942.517843866823,459.35676916575903,59738.815173739968,null,0.49723215845671326,1.1568357532420319,0,1,0.46830638322045248,1.0114821955648665,0,1,2.7078309651708792,"PASS",1,null,"IchTgsld307",null,59738.815173739968,0,0.46830638322045248,"FAIL",0,1,null,null,5.0918119147231291,null,1332.5459001352347,"YES",1,null,6.8320000000000007,5.3630000000000004,5.5847964346769574,15.4,15.58,17.390432125820322,null,-46143.838049934697,null,-6058.0822589551017,null,0,null,0,null,1332.5459001352347,null,0,0,null,"IchTgsld307"]
[3955,"ImeTgsld307",0.98533076643943773,8329.1060426051008,0,5026.65576171875,0,0,65115.653189292614,16265.5703125,34979.348888760032,0,0,null,86407.879284259296,34979.348888760032,40006.004644487955,null,33145.602319293925,7319.7601768823924,0,0,94718.164543205799,0,null,40465.361419644541,94718.1640625,null,-45942.517843866823,459.35676916575903,59738.815173739968,null,0.49723215845671326,1.1568357532420319,0,1,0.46830638322045248,1.0114821955648665,0,1,2.7078309651708792,"PASS",1,null,"ImeTgsld307",null,59738.815173739968,0,0.46830638322045248,"FAIL",0,1,null,null,5.0918119147231291,null,1332.5459001352347,"YES",1,null,6.8320000000000007,5.3630000000000004,5.5847964346769574,15.4,15.58,17.390432125820322,null,-46143.838049934697,null,-6058.0822589551017,null,0,null,0,null,1332.5459001352347,null,0,0,null,"ImeTgsld307"]
[3971,"IchEgsld401",0.98533076643943773,8329.1060426051008,0,6698.87744140625,0,0,65115.653189292614,17974.69921875,55294.561334712947,0,0,null,89789.2302184898,55294.561334712947,61993.438611833299,null,33163.714967274122,7334.2778267456633,0,0,96427.29395604381,0,null,40497.994232144541,96427.296875,null,-49291.235617304323,-21495.444543974656,41132.735540287053,null,0.48739706907567037,0.73240465706924085,0,0,0.45103398592512955,0.65326258764895251,0,0,1.7438839290414019,"PASS",1,null,"IchEgsld401",null,41132.735540287053,0,0.45103398592512955,"FAIL",0,1,null,null,5.8440668830425109,null,1891.8863609787143,"YES",1,null,6.8320000000000007,5.3630000000000004,5.5847964346769574,15.4,15.58,17.390432125820322,null,-49492.718175673195,null,-5101.571706507495,null,0,null,0,null,1891.8863609787143,null,0,0,null,"IchEgsld401"]
[3974,"IcoNgsld401",0.98533076643943773,8329.1060426051008,0,6698.87744140625,0,0,65115.653189292614,17974.69921875,55294.561334712947,0,0,null,89789.2302184898,55294.561334712947,61993.438611833299,null,33163.714967274122,7334.2778267456633,0,0,96427.29395604381,0,null,40497.994232144541,96427.296875,null,-49291.235617304323,-21495.444543974656,41132.735540287053,null,0.48739706907567037,0.73240465706924085,0,0,0.45103398592512955,0.65326258764895251,0,0,1.7438839290414019,"PASS",1,null,"IcoNgsld401",null,41132.735540287053,0,0.45103398592512955,"FAIL",0,1,null,null,5.8440668830425109,null,1891.8863609787143,"YES",1,null,6.8320000000000007,5.3630000000000004,5.5847964346769574,15.4,15.58,17.390432125820322,null,-49492.718175673195,null,-5101.571706507495,null,0,null,0,null,1891.8863609787143,null,0,0,null,"IcoNgsld401"]
[3986,"IstNgsld401",0.98533076643943773,8329.1060426051008,0,6698.87744140625,0,0,65115.653189292614,17974.69921875,55294.561334712947,0,0,null,89789.2302184898,55294.561334712947,61993.438611833299,null,33163.714967274122,7334.2778267456633,0,0,96427.29395604381,0,null,40497.994232144541,96427.296875,null,-49291.235617304323,-21495.444543974656,41132.735540287053,null,0.48739706907567037,0.73240465706924085,0,0,0.45103398592512955,0.65326258764895251,0,0,1.7438839290414019,"PASS",1,null,"IstNgsld401",null,41132.735540287053,0,0.45103398592512955,"FAIL",0,1,null,null,5.8440668830425109,null,1891.8863609787143,"YES",1,null,6.8320000000000007,5.3630000000000004,5.5847964346769574,15.4,15.58,17.390432125820322,null,-49492.718175673195,null,-5101.571706507495,null,0,null,0,null,1891.8863609787143,null,0,0,null,"IstNgsld401"]
[3993,"IagEgsld402",0.98533076643943773,8329.1060426051008,0,6650.1953125,0,0,65115.653189292614,17974.69921875,119221.38083225986,0,0,null,89740.548416725331,119221.38083225986,125871.57630761575,null,33163.714967274122,7334.2778267456633,0,0,96427.29395604381,0,null,40497.994232144541,96427.296875,null,-49242.553488398073,-85373.581912615322,-22794.083957259863,null,0.48739706907567037,0.33968734424510433,0,0,0.45127866121630655,0.32174058252491744,0,0,0.80880875730394108,"FAIL",0,null,"IagEgsld402",null,-22794.083957259863,22794.083957259863,0.35987138917461614,"FAIL",0,1,null,null,10.637172279272439,null,5133.2448034686386,"YES",1,null,6.8320000000000007,5.3630000000000004,5.5847964346769574,15.4,15.58,17.390432125820322,null,-49444.036046766945,null,-4374.7326254968848,null,2016.7856576639692,null,2016.7856576639692,null,5133.2448034686386,null,2016.7856576639692,0.28036478933620551,null,"IagEgsld402"]
[4005,"ImiEgsld402",0.98533076643943773,8329.1060426051008,0,6650.1953125,0,0,65115.653189292614,17974.69921875,121085.04123781108,0,0,null,89740.548416725331,121085.04123781108,127735.23671316703,null,33163.714967274122,7334.2778267456633,0,0,96427.29395604381,0,null,40497.994232144541,96427.296875,null,-49242.553488398073,-87237.242318166536,-24657.744362811078,null,0.48739706907567037,0.33445910261207629,0,0,0.45127866121630655,0.3170463791030253,0,0,0.79636011095389347,"FAIL",0,null,"ImiEgsld402",null,-24657.744362811078,24657.744362811078,0.35400873120235576,"FAIL",0,1,null,null,10.80345154103968,null,5245.6918799222813,"YES",1,null,6.8320000000000007,5.3630000000000004,5.5847964346769574,15.4,15.58,17.390432125820322,null,-49444.036046766945,null,-4374.7326254968848,null,2181.679477644605,null,2181.679477644605,null,5245.6918799222813,null,2181.679477644605,0.29861961917135121,null,"ImiEgsld402"]
[4017,"IagEgsld403",0.98533076643943773,8329.1060426051008,0,5614.0166015625,0,0,65115.653189292614,17974.69921875,8455.9504130591995,0,0,null,88704.36958664337,8455.9504130591995,14069.967058333177,null,33163.714967274122,7334.2778267456633,0,0,96427.29395604381,0,null,40497.994232144541,96427.296875,null,-48206.374777460573,26428.027217522842,87971.346461940804,null,0.48739706907567037,4.7892894652740932,0,1,0.45655016414985516,2.8783290102996317,0,1,11.403484193341487,"PASS",1,null,"IagEgsld403",null,87971.346461940804,0,0.45655016414985516,"FAIL",0,1,null,null,0.89370703663549034,null,-1455.8160897405191,"NO",0,null,6.8320000000000007,5.3630000000000004,5.5847964346769574,15.4,15.58,17.390432125820322,null,-48407.857335829445,null,-4989.7472690942923,null,0,null,0,null,-1455.8160897405191,null,-1455.8160897405191,-2.4088028517574576,null,"IagEgsld403"]
[4024,"IelNgsld403",0.98533076643943773,8329.1060426051008,0,5614.0166015625,0,0,65115.653189292614,17974.69921875,8455.9504130591995,0,0,null,88704.36958664337,8455.9504130591995,14069.967058333177,null,33163.714967274122,7334.2778267456633,0,0,96427.29395604381,0,null,40497.994232144541,96427.296875,null,-48206.374777460573,26428.027217522842,87971.346461940804,null,0.48739706907567037,4.7892894652740932,0,1,0.45655016414985516,2.8783290102996317,0,1,11.403484193341487,"PASS",1,null,"IelNgsld403",null,87971.346461940804,0,0.45655016414985516,"FAIL",0,1,null,null,0.89370703663549034,null,-1455.8160897405191,"NO",0,null,6.8320000000000007,5.3630000000000004,5.5847964346769574,15.4,15.58,17.390432125820322,null,-48407.857335829445,null,-4989.7472690942923,null,0,null,0,null,-1455.8160897405191,null,-1455.8160897405191,-2.4088028517574576,null,"IelNgsld403"]
[4027,"ImeEgsld403",0.98533076643943773,8329.1060426051008,0,5614.0166015625,0,0,65115.653189292614,17974.69921875,8455.9504130591995,0,0,null,88704.36958664337,8455.9504130591995,14069.967058333177,null,33163.714967274122,7334.2778267456633,0,0,96427.29395604381,0,null,40497.994232144541,96427.296875,null,-48206.374777460573,26428.027217522842,87971.346461940804,null,0.48739706907567037,4.7892894652740932,0,1,0.45655016414985516,2.8783290102996317,0,1,11.403484193341487,"PASS",1,null,"ImeEgsld403",null,87971.346461940804,0,0.45655016414985516,"FAIL",0,1,null,null,0.89370703663549034,null,-1455.8160897405191,"NO",0,null,6.8320000000000007,5.3630000000000004,5.5847964346769574,15.4,15.58,17.390432125820322,null,-48407.857335829445,null,-4989.7472690942923,null,0,null,0,null,-1455.8160897405191,null,-1455.8160897405191,-2.4088028517574576,null,"ImeEgsld403"]
[4043,"IchEgsld404",0.98533076643943773,8329.1060426051008,0,6698.87744140625,0,0,65115.653189292614,17974.69921875,8571.4970979826667,0,0,null,89789.2302184898,8571.4970979826667,15270.37437510304,null,33163.714967274122,7334.2778267456633,0,0,96427.29395604381,0,null,40497.994232144541,96427.296875,null,-49291.235617304323,25227.619692755623,87855.799777017339,null,0.48739706907567037,4.7247282206600634,0,1,0.45103398592512955,2.6520629292806577,0,1,11.249761362888931,"PASS",1,null,"IchEgsld404",null,87855.799777017339,0,0.45103398592512955,"FAIL",0,1,null,null,0.90591918247771452,null,-1447.5575728179106,"NO",0,null,6.8320000000000007,5.3630000000000004,5.5847964346769574,15.4,15.58,17.390432125820322,null,-49492.718175673195,null,-5101.571706507495,null,0,null,0,null,-1447.5575728179106,null,-1447.5575728179106,-2.3628508525303351,null,"IchEgsld404"]
[4046,"IcoNgsld404",0.98533076643943773,8329.1060426051008,0,6698.87744140625,0,0,65115.653189292614,17974.69921875,8571.4970979826667,0,0,null,89789.2302184898,8571.4970979826667,15270.37437510304,null,33163.714967274122,7334.2778267456633,0,0,96427.29395604381,0,null,40497.994232144541,96427.296875,null,-49291.235617304323,25227.619692755623,87855.799777017339,null,0.48739706907567037,4.7247282206600634,0,1,0.45103398592512955,2.6520629292806577,0,1,11.249761362888931,"PASS",1,null,"IcoNgsld404",null,87855.799777017339,0,0.45103398592512955,"FAIL",0,1,null,null,0.90591918247771452,null,-1447.5575728179106,"NO",0,null,6.8320000000000007,5.3630000000000004,5.5847964346769574,15.4,15.58,17.390432125820322,null,-49492.718175673195,null,-5101.571706507495,null,0,null,0,null,-1447.5575728179106,null,-1447.5575728179106,-2.3628508525303351,null,"IcoNgsld404"]
[4058,"IstNgsld404",0.98533076643943773,8329.1060426051008,0,6698.87744140625,0,0,65115.653189292614,17974.69921875,8571.4970979826667,0,0,null,89789.2302184898,8571.4970979826667,15270.37437510304,null,33163.714967274122,7334.2778267456633,0,0,96427.29395604381,0,null,40497.994232144541,96427.296875,null,-49291.235617304323,25227.619692755623,87855.799777017339,null,0.48739706907567037,4.7247282206600634,0,1,0.45103398592512955,2.6520629292806577,0,1,11.249761362888931,"PASS",1,null,"IstNgsld404",null,87855.799777017339,0,0.45103398592512955,"FAIL",0,1,null,null,0.90591918247771452,null,-1447.5575728179106,"NO",0,null,6.8320000000000007,5.3630000000000004,5.5847964346769574,15.4,15.58,17.390432125820322,null,-49492.718175673195,null,-5101.571706507495,null,0,null,0,null,-1447.5575728179106,null,-1447.5575728179106,-2.3628508525303351,null,"IstNgsld404"]
[4065,"IagEgsld405",0.98533076643943773,8329.1060426051008,0,4212.60595703125,0,0,65115.653189292614,17974.69921875,3429963.0746564451,0,0,null,87302.958713250235,3429963.0746564451,3434175.6804283257,null,33163.714967274122,7334.2778267456633,0,0,96427.29395604381,0,null,40497.994232144541,96427.296875,null,-46804.964132929323,-3393677.6863813316,-3333535.7777814451,null,0.48739706907567037,1.1807122511428476E-2,0,0,0.46387883057518514,1.1792639048946394E-2,0,0,2.8113217191021344E-2,"FAIL",0,null,"IagEgsld405",null,-3333535.7777814451,3333535.7777814451,1.1838615426158446E-2,"FAIL",0,1,null,null,483.10895234033245,null,324644.34805267712,"YES",1,null,6.8320000000000007,5.3630000000000004,5.5847964346769574,15.4,15.58,17.390432125820322,null,-47006.446691298202,null,-6171.331488484092,null,437649.63662355021,null,437649.63662355021,null,324644.34805267712,null,324644.34805267712,0.99369402889273584,null,"IagEgsld405"]
[4077,"ImiEgsld405",0.98533076643943773,8329.1060426051008,0,4212.60595703125,0,0,65115.653189292614,17974.69921875,1376434.697459541,0,0,null,87302.958713250235,1376434.697459541,1380647.3032314216,null,33163.714967274122,7334.2778267456633,0,0,96427.29395604381,0,null,40497.994232144541,96427.296875,null,-46804.964132929323,-1340149.3091844278,-1280007.400584541,null,0.48739706907567037,2.9422386915188135E-2,0,0,0.46387883057518514,2.9332613863024645E-2,0,0,7.0055845768036806E-2,"FAIL",0,null,"ImiEgsld405",null,-1280007.400584541,1280007.400584541,2.9618728452591853E-2,"FAIL",0,1,null,null,193.87027939568392,null,129045.43316523479,"YES",1,null,6.8320000000000007,5.3630000000000004,5.5847964346769574,15.4,15.58,17.390432125820322,null,-47006.446691298202,null,-6171.331488484092,null,168048.22599327363,null,168048.22599327363,null,129045.43316523479,null,129045.43316523479,0.98428603340019427,null,"ImiEgsld405"]
[4084,"IteNgsld405",0.98533076643943773,8329.1060426051008,0,4212.60595703125,0,0,65115.653189292614,17974.69921875,2728499.0290018125,0,0,null,87302.958713250235,2728499.0290018125,2732711.6347736926,null,33163.714967274122,7334.2778267456633,0,0,96427.29395604381,0,null,40497.994232144541,96427.296875,null,-46804.964132929323,-2692213.640726699,-2632071.7321268125,null,0.48739706907567037,1.4842590670431805E-2,0,0,0.46387883057518514,1.481971010554667E-2,0,0,3.534078475016967E-2,"FAIL",0,null,"IteNgsld405",null,-2632071.7321268125,2632071.7321268125,1.4892392127404546E-2,"FAIL",0,1,null,null,384.30800069580732,null,257829.77331144238,"YES",1,null,6.8320000000000007,5.3630000000000004,5.5847964346769574,15.4,15.58,17.390432125820322,null,-47006.446691298202,null,-6171.331488484092,null,345556.58433612314,null,345556.58433612314,null,257829.77331144238,null,257829.77331144238,0.99207283978058491,null,"IteNgsld405"]
[4098,"IluNgsld406",0.98533076643943773,8329.1060426051008,0,6698.87744140625,0,0,65115.653189292614,17974.69921875,26303.211760242611,0,0,null,89789.2302184898,26303.211760242611,33002.089037362995,null,33163.714967274122,7334.2778267456633,0,0,96427.29395604381,0,null,40497.994232144541,96427.296875,null,-49291.235617304323,7495.9050304956763,70124.085114757385,null,0.48739706907567037,1.5396596659483763,0,1,0.45103398592512955,1.2271342576130351,0,1,3.6659894523128225,"PASS",1,null,"IluNgsld406",null,70124.085114757385,0,0.45103398592512955,"FAIL",0,1,null,null,2.7799790789038075,null,-180.21638900199176,"NO",0,null,6.8320000000000007,5.3630000000000004,5.5847964346769574,15.4,15.58,17.390432125820322,null,-49492.718175673195,null,-5101.571706507495,null,0,null,0,null,-180.21638900199176,null,-180.21638900199176,-9.5861158897656618E-2,null,"IluNgsld406"]
[4100,"ImeNgsld406",0.98533076643943773,8329.1060426051008,0,6698.87744140625,0,0,65115.653189292614,17974.69921875,25294.320210834489,0,0,null,89789.2302184898,25294.320210834489,31993.197487954872,null,33163.714967274122,7334.2778267456633,0,0,96427.29395604381,0,null,40497.994232144541,96427.296875,null,-49291.235617304323,8504.7965799038029,71132.976664165515,null,0.48739706907567037,1.6010706709879383,0,1,0.45103398592512955,1.2658314017982553,0,1,3.8122114400092335,"PASS",1,null,"ImeNgsld406",null,71132.976664165515,0,0.45103398592512955,"FAIL",0,1,null,null,2.6733497443705101,null,-252.32494183674459,"NO",0,null,6.8320000000000007,5.3630000000000004,5.5847964346769574,15.4,15.58,17.390432125820322,null,-49492.718175673195,null,-5101.571706507495,null,0,null,0,null,-252.32494183674459,null,-252.32494183674459,-0.13957072079101057,null,"ImeNgsld406"]
[4116,"IchNgsld407",0.98533076643943773,8329.1060426051008,0,6698.87744140625,0,0,65115.653189292614,17974.69921875,11096.16744143574,0,0,null,89789.2302184898,11096.16744143574,17795.04471855611,null,33163.714967274122,7334.2778267456633,0,0,96427.29395604381,0,null,40497.994232144541,96427.296875,null,-49291.235617304323,22702.949349302551,85331.12943356426,null,0.48739706907567037,3.6497281107092308,0,1,0.45103398592512955,2.275801746990409,0,1,8.6901443569531427,"PASS",1,null,"IchNgsld407",null,85331.12943356426,0,0.45103398592512955,"FAIL",0,1,null,null,1.1727508684800558,null,-1267.1114806397993,"NO",0,null,6.8320000000000007,5.3630000000000004,5.5847964346769574,15.4,15.58,17.390432125820322,null,-49492.718175673195,null,-5101.571706507495,null,0,null,0,null,-1267.1114806397993,null,-1267.1114806397993,-1.5977137830365848,null,"IchNgsld407"]
[4119,"IelEgsld407",0.98533076643943773,8329.1060426051008,0,6698.87744140625,0,0,65115.653189292614,17974.69921875,11096.16744143574,0,0,null,89789.2302184898,11096.16744143574,17795.04471855611,null,33163.714967274122,7334.2778267456633,0,0,96427.29395604381,0,null,40497.994232144541,96427.296875,null,-49291.235617304323,22702.949349302551,85331.12943356426,null,0.48739706907567037,3.6497281107092308,0,1,0.45103398592512955,2.275801746990409,0,1,8.6901443569531427,"PASS",1,null,"IelEgsld407",null,85331.12943356426,0,0.45103398592512955,"FAIL",0,1,null,null,1.1727508684800558,null,-1267.1114806397993,"NO",0,null,6.8320000000000007,5.3630000000000004,5.5847964346769574,15.4,15.58,17.390432125820322,null,-49492.718175673195,null,-5101.571706507495,null,0,null,0,null,-1267.1114806397993,null,-1267.1114806397993,-1.5977137830365848,null,"IelEgsld407"]
[4131,"IteEgsld407",0.98533076643943773,8329.1060426051008,0,6698.87744140625,0,0,65115.653189292614,17974.69921875,11096.16744143574,0,0,null,89789.2302184898,11096.16744143574,17795.04471855611,null,33163.714967274122,7334.2778267456633,0,0,96427.29395604381,0,null,40497.994232144541,96427.296875,null,-49291.235617304323,22702.949349302551,85331.12943356426,null,0.48739706907567037,3.6497281107092308,0,1,0.45103398592512955,2.275801746990409,0,1,8.6901443569531427,"PASS",1,null,"IteEgsld407",null,85331.12943356426,0,0.45103398592512955,"FAIL",0,1,null,null,1.1727508684800558,null,-1267.1114806397993,"NO",0,null,6.8320000000000007,5.3630000000000004,5.5847964346769574,15.4,15.58,17.390432125820322,null,-49492.718175673195,null,-5101.571706507495,null,0,null,0,null,-1267.1114806397993,null,-1267.1114806397993,-1.5977137830365848,null,"IteEgsld407"]
[4138,"IagNgsld408",0.98533076643943773,8329.1060426051008,0,7935.28857421875,0,0,65115.653189292614,17974.69921875,6034.3872645821302,0,0,null,91025.641732465738,6034.3872645821302,13969.676055678425,null,33163.714967274122,7334.2778267456633,0,0,96427.29395604381,0,null,40497.994232144541,96427.296875,null,-50527.646750116823,26528.318393343659,90392.909610417875,null,0.48739706907567037,6.7112023899826641,0,1,0.44490754248065767,2.8989931262156459,0,1,15.979633498327921,"PASS",1,null,"IagNgsld408",null,90392.909610417875,0,0.44490754248065767,"FAIL",0,1,null,null,0.53840020433136326,null,-1696.0938857324868,"NO",0,null,6.8320000000000007,5.3630000000000004,5.5847964346769574,15.4,15.58,17.390432125820322,null,-50729.129308485695,null,-4488.4357102031918,null,0,null,0,null,-1696.0938857324868,null,-1696.0938857324868,-4.6583765582001675,null,"IagNgsld408"]
[4150,"ImiNgsld408",0.98533076643943773,8329.1060426051008,0,7935.28857421875,0,0,65115.653189292614,17974.69921875,6128.6746209117109,0,0,null,91025.641732465738,6128.6746209117109,14063.963412008012,null,33163.714967274122,7334.2778267456633,0,0,96427.29395604381,0,null,40497.994232144541,96427.296875,null,-50527.646750116823,26434.03103701408,90298.622254088288,null,0.48739706907567037,6.6079530627977761,0,1,0.44490754248065767,2.8795577512721775,0,1,15.733792840947938,"PASS",1,null,"ImiNgsld408",null,90298.622254088288,0,0.44490754248065767,"FAIL",0,1,null,null,0.54681270752404088,null,-1690.4048937342077,"NO",0,null,6.8320000000000007,5.3630000000000004,5.5847964346769574,15.4,15.58,17.390432125820322,null,-50729.129308485695,null,-4488.4357102031918,null,0,null,0,null,-1690.4048937342077,null,-1690.4048937342077,-4.5713246111509331,null,"ImiNgsld408"]
[4157,"ItrEgsld408",0.98533076643943773,8329.1060426051008,0,7935.28857421875,0,0,65115.653189292614,17974.69921875,6225.9552266485862,0,0,null,91025.641732465738,6225.9552266485862,14161.244017744879,null,33163.714967274122,7334.2778267456633,0,0,96427.29395604381,0,null,40497.994232144541,96427.296875,null,-50527.646750116823,26336.750431277207,90201.341648351416,null,0.48739706907567037,6.5047037374768424,0,1,0.44490754248065767,2.8597766412060608,0,1,15.487952188006103,"PASS",1,null,"ItrEgsld408",null,90201.341648351416,0,0.44490754248065767,"FAIL",0,1,null,null,0.5554922743101367,null,-1684.5352988153488,"NO",0,null,6.8320000000000007,5.3630000000000004,5.5847964346769574,15.4,15.58,17.390432125820322,null,-50729.129308485695,null,-4488.4357102031918,null,0,null,0,null,-1684.5352988153488,null,-1684.5352988153488,-4.4842726641017006,null,"ItrEgsld408"]
[4169,"IstNgsld409",0.98533076643943773,8329.1060426051008,0,5026.65576171875,0,0,65115.653189292614,17974.69921875,84205.413529049532,0,0,null,88117.008697097321,84205.413529049532,89232.069284777448,null,33163.714967274122,7334.2778267456633,0,0,96427.29395604381,0,null,40497.994232144541,96427.296875,null,-47619.013937616823,-48734.075058623741,12221.883345950468,null,0.48739706907567037,0.48094288163757282,0,0,0.45959338694436086,0.45385021947859677,0,0,1.1451436770360863,"PASS",1,null,"IstNgsld409",null,12221.883345950468,0,0.45959338694436086,"FAIL",0,1,null,null,11.860299473355477,null,5960.3899064948428,"YES",1,null,6.8320000000000007,5.3630000000000004,5.5847964346769574,15.4,15.58,17.390432125820322,null,-47820.496495985702,null,-6278.2055780287565,null,0,null,0,null,5960.3899064948428,null,0,0,null,"IstNgsld409"]
[4172,"IwaNgsld409",0.98983502686023694,8619.9972766249703,0,5202.2099609375,0,0,67389.795529821524,17974.69921875,87146.250948349931,0,0,null,90566.705153628995,87146.250948349931,92348.460820080567,null,34241.037452372584,7367.80514412512,0,0,99167.224486801526,0,null,41608.84065174478,99167.2265625,null,-48957.864057764244,-50739.620257542651,12020.975614150069,null,0.48742560679703495,0.47745990445883457,0,0,0.45942756540832907,0.45056344461026315,0,0,1.137940249676084,"PASS",1,null,"IwaNgsld409",null,12020.975614150069,0,0.45942756540832907,"FAIL",0,1,null,null,11.998365680643195,null,6190.9543169628105,"YES",1,null,6.8320000000000007,5.3630000000000004,5.5847964346769574,15.4,15.58,17.390432125820322,null,-49164.87321523561,null,-6454.7046534508463,null,0,null,0,null,6190.9543169628105,null,0,0,null,"IwaNgsld409"]
[4188,"IprNgsld410",0.98533076643943773,8329.1060426051008,0,11745.408203125,0,0,65115.653189292614,17974.69921875,1685.9342932700545,0,0,null,94835.761052370945,1685.9342932700545,13431.342404271616,null,33163.714967274122,7334.2778267456633,0,0,96427.29395604381,0,null,40497.994232144541,96427.296875,null,-54337.766379023073,27066.651735749489,94741.362581729947,null,0.48739706907567037,24.021098801895914,0,1,0.42703294591782504,3.0151858790745694,0,1,57.195169028781471,"PASS",1,null,"IprNgsld410",null,94741.362581729947,0,0.42703294591782504,"FAIL",0,1,null,null,0.10162657900939694,null,-1991.4639560438659,"NO",0,null,6.8320000000000007,5.3630000000000004,5.5847964346769574,15.4,15.58,17.390432125820322,null,-54539.248937391945,null,-4825.5492628237034,null,0,null,0,null,-1991.4639560438659,null,-1991.4639560438659,-28.9771095791493,null,"IprNgsld410"]
[4191,"IteTgsld410",0.98533076643943773,8329.1060426051008,0,11745.408203125,0,0,65115.653189292614,17974.69921875,1685.9342932700545,0,0,null,94835.761052370945,1685.9342932700545,13431.342404271616,null,33163.714967274122,7334.2778267456633,0,0,96427.29395604381,0,null,40497.994232144541,96427.296875,null,-54337.766379023073,27066.651735749489,94741.362581729947,null,0.48739706907567037,24.021098801895914,0,1,0.42703294591782504,3.0151858790745694,0,1,57.195169028781471,"PASS",1,null,"IteTgsld410",null,94741.362581729947,0,0.42703294591782504,"FAIL",0,1,null,null,0.10162657900939694,null,-1991.4639560438659,"NO",0,null,6.8320000000000007,5.3630000000000004,5.5847964346769574,15.4,15.58,17.390432125820322,null,-54539.248937391945,null,-4825.5492628237034,null,0,null,0,null,-1991.4639560438659,null,-1991.4639560438659,-28.9771095791493,null,"IteTgsld410"]
[4203,"IcoTgsld412",0.98533076643943773,8329.1060426051008,0,6698.87744140625,0,0,65115.653189292614,17974.69921875,2274.2619063422831,0,0,null,89789.2302184898,2274.2619063422831,8973.1391834626556,null,33163.714967274122,7334.2778267456633,0,0,96427.29395604381,0,null,40497.994232144541,96427.296875,null,-49291.235617304323,31524.854884396009,94153.03496865771,null,0.48739706907567037,17.807093421917202,0,1,0.45103398592512955,4.5132469989230657,0,1,42.399380918306342,"PASS",1,null,"IcoTgsld412",null,94153.03496865771,0,0.45103398592512955,"FAIL",0,1,null,null,0.24036609796133249,null,-1897.6407508592758,"NO",0,null,6.8320000000000007,5.3630000000000004,5.5847964346769574,15.4,15.58,17.390432125820322,null,-49492.718175673195,null,-5101.571706507495,null,0,null,0,null,-1897.6407508592758,null,-1897.6407508592758,-11.674296088164853,null,"IcoTgsld412"]
[4210,"ImeNgsld412",0.98533076643943773,8329.1060426051008,0,6698.87744140625,0,0,65115.653189292614,17974.69921875,2274.2619063422831,0,0,null,89789.2302184898,2274.2619063422831,8973.1391834626556,null,33163.714967274122,7334.2778267456633,0,0,96427.29395604381,0,null,40497.994232144541,96427.296875,null,-49291.235617304323,31524.854884396009,94153.03496865771,null,0.48739706907567037,17.807093421917202,0,1,0.45103398592512955,4.5132469989230657,0,1,42.399380918306342,"PASS",1,null,"ImeNgsld412",null,94153.03496865771,0,0.45103398592512955,"FAIL",0,1,null,null,0.24036609796133249,null,-1897.6407508592758,"NO",0,null,6.8320000000000007,5.3630000000000004,5.5847964346769574,15.4,15.58,17.390432125820322,null,-49492.718175673195,null,-5101.571706507495,null,0,null,0,null,-1897.6407508592758,null,-1897.6407508592758,-11.674296088164853,null,"ImeNgsld412"]
[4222,"IwaNgsld412",0.98533076643943773,8329.1060426051008,0,6698.87744140625,0,0,65115.653189292614,17974.69921875,2274.2619063422831,0,0,null,89789.2302184898,2274.2619063422831,8973.1391834626556,null,33163.714967274122,7334.2778267456633,0,0,96427.29395604381,0,null,40497.994232144541,96427.296875,null,-49291.235617304323,31524.854884396009,94153.03496865771,null,0.48739706907567037,17.807093421917202,0,1,0.45103398592512955,4.5132469989230657,0,1,42.399380918306342,"PASS",1,null,"IwaNgsld412",null,94153.03496865771,0,0.45103398592512955,"FAIL",0,1,null,null,0.24036609796133249,null,-1897.6407508592758,"NO",0,null,6.8320000000000007,5.3630000000000004,5.5847964346769574,15.4,15.58,17.390432125820322,null,-49492.718175673195,null,-5101.571706507495,null,0,null,0,null,-1897.6407508592758,null,-1897.6407508592758,-11.674296088164853,null,"IwaNgsld412"]
[4229,"IelTgsld413",0.98533076643943773,8329.1060426051008,0,6222.8125,0,0,65115.653189292614,17974.69921875,79779.647755328013,0,0,null,89313.165209265033,79779.647755328013,86002.460023223583,null,33163.714967274122,7334.2778267456633,0,0,96427.29395604381,0,null,40497.994232144541,96427.296875,null,-48815.170675898073,-45504.466023183471,16647.649119671987,null,0.48739706907567037,0.50762312659421238,0,0,0.45343812722168703,0.4708934385355053,0,0,1.2086703763186293,"PASS",1,null,"IelTgsld413",null,16647.649119671987,0,0.45343812722168703,"FAIL",0,1,null,null,9.0769549460021981,null,4078.1410226729085,"YES",1,null,6.8320000000000007,5.3630000000000004,5.5847964346769574,15.4,15.58,17.390432125820322,null,-49016.653234266945,null,-5378.4875438146046,null,0,null,0,null,4078.1410226729085,null,0,0,null,"IelTgsld413"]
[4241,"IteTgsld413",0.98533076643943773,8329.1060426051008,0,6222.8125,0,0,65115.653189292614,17974.69921875,79779.647755328013,0,0,null,89313.165209265033,79779.647755328013,86002.460023223583,null,33163.714967274122,7334.2778267456633,0,0,96427.29395604381,0,null,40497.994232144541,96427.296875,null,-48815.170675898073,-45504.466023183471,16647.649119671987,null,0.48739706907567037,0.50762312659421238,0,0,0.45343812722168703,0.4708934385355053,0,0,1.2086703763186293,"PASS",1,null,"IteTgsld413",null,16647.649119671987,0,0.45343812722168703,"FAIL",0,1,null,null,9.0769549460021981,null,4078.1410226729085,"YES",1,null,6.8320000000000007,5.3630000000000004,5.5847964346769574,15.4,15.58,17.390432125820322,null,-49016.653234266945,null,-5378.4875438146046,null,0,null,0,null,4078.1410226729085,null,0,0,null,"IteTgsld413"]
[4253,"IelTgsld414",0.98533076643943773,8329.1060426051008,0,5026.65576171875,0,0,65115.653189292614,17974.69921875,79952.134702183394,0,0,null,88117.008697097321,79952.134702183394,84978.790457911324,null,33163.714967274122,7334.2778267456633,0,0,96427.29395604381,0,null,40497.994232144541,96427.296875,null,-47619.013937616823,-44480.796231757602,16475.162172816606,null,0.48739706907567037,0.50652799181656616,0,0,0.45959338694436086,0.47656590557555123,0,0,1.2060628178870463,"PASS",1,null,"IelTgsld414",null,16475.162172816606,0,0.45959338694436086,"FAIL",0,1,null,null,11.26122675264291,null,5555.264364612447,"YES",1,null,6.8320000000000007,5.3630000000000004,5.5847964346769574,15.4,15.58,17.390432125820322,null,-47820.496495985702,null,-6278.2055780287565,null,0,null,0,null,5555.264364612447,null,0,0,null,"IelTgsld414"]
[4261,"IprTgsld414",0.98533076643943773,8329.1060426051008,0,5026.65576171875,0,0,65115.653189292614,17974.69921875,79952.134702183394,0,0,null,88117.008697097321,79952.134702183394,84978.790457911324,null,33163.714967274122,7334.2778267456633,0,0,96427.29395604381,0,null,40497.994232144541,96427.296875,null,-47619.013937616823,-44480.796231757602,16475.162172816606,null,0.48739706907567037,0.50652799181656616,0,0,0.45959338694436086,0.47656590557555123,0,0,1.2060628178870463,"PASS",1,null,"IprTgsld414",null,16475.162172816606,0,0.45959338694436086,"FAIL",0,1,null,null,11.26122675264291,null,5555.264364612447,"YES",1,null,6.8320000000000007,5.3630000000000004,5.5847964346769574,15.4,15.58,17.390432125820322,null,-47820.496495985702,null,-6278.2055780287565,null,0,null,0,null,5555.264364612447,null,0,0,null,"IprTgsld414"]
[4264,"IstNgsld414",0.98533076643943773,8329.1060426051008,0,5026.65576171875,0,0,65115.653189292614,17974.69921875,79952.134702183394,0,0,null,88117.008697097321,79952.134702183394,84978.790457911324,null,33163.714967274122,7334.2778267456633,0,0,96427.29395604381,0,null,40497.994232144541,96427.296875,null,-47619.013937616823,-44480.796231757602,16475.162172816606,null,0.48739706907567037,0.50652799181656616,0,0,0.45959338694436086,0.47656590557555123,0,0,1.2060628178870463,"PASS",1,null,"IstNgsld414",null,16475.162172816606,0,0.45959338694436086,"FAIL",0,1,null,null,11.26122675264291,null,5555.264364612447,"YES",1,null,6.8320000000000007,5.3630000000000004,5.5847964346769574,15.4,15.58,17.390432125820322,null,-47820.496495985702,null,-6278.2055780287565,null,0,null,0,null,5555.264364612447,null,0,0,null,"IstNgsld414"]
[4280,"IluNgsld415",0.98533076643943773,8329.1060426051008,0,5026.65576171875,0,0,65115.653189292614,17974.69921875,12738.322665414484,0,0,null,88117.008697097321,12738.322665414484,17764.978421142387,null,33163.714967274122,7334.2778267456633,0,0,96427.29395604381,0,null,40497.994232144541,96427.296875,null,-47619.013937616823,22733.01580501131,83688.974209585518,null,0.48739706907567037,3.1792250279622514,0,1,0.45959338694436086,2.2796534427697459,0,1,7.5698582464712922,"PASS",1,null,"IluNgsld415",null,83688.974209585518,0,0.45959338694436086,"FAIL",0,1,null,null,1.7941876542235817,null,-846.86214217794304,"NO",0,null,6.8320000000000007,5.3630000000000004,5.5847964346769574,15.4,15.58,17.390432125820322,null,-47820.496495985702,null,-6278.2055780287565,null,0,null,0,null,-846.86214217794304,null,-846.86214217794304,-0.69796681408840622,null,"IluNgsld415"]
[4283,"ImiTgsld415",0.98533076643943773,8329.1060426051008,0,5026.65576171875,0,0,65115.653189292614,17974.69921875,12441.04703046621,0,0,null,88117.008697097321,12441.04703046621,17467.702786194113,null,33163.714967274122,7334.2778267456633,0,0,96427.29395604381,0,null,40497.994232144541,96427.296875,null,-47619.013937616823,23030.291439959583,83986.249844533784,null,0.48739706907567037,3.2551917963955272,0,1,0.45959338694436086,2.3184499252107336,0,1,7.7507380720340002,"PASS",1,null,"ImiTgsld415",null,83986.249844533784,0,0.45959338694436086,"FAIL",0,1,null,null,1.752316627067573,null,-875.17760702764281,"NO",0,null,6.8320000000000007,5.3630000000000004,5.5847964346769574,15.4,15.58,17.390432125820322,null,-47820.496495985702,null,-6278.2055780287565,null,0,null,0,null,-875.17760702764281,null,-875.17760702764281,-0.73853917041060402,null,"ImiTgsld415"]
[4295,"IagTgsld416",0.98533076643943773,8329.1060426051008,0,5026.65576171875,0,0,65115.653189292614,17974.69921875,20522.203495368507,0,0,null,88117.008697097321,20522.203495368507,25548.859251096408,null,33163.714967274122,7334.2778267456633,0,0,96427.29395604381,0,null,40497.994232144541,96427.296875,null,-47619.013937616823,14949.134975057284,75905.093379631493,null,0.48739706907567037,1.9733745570393653,0,1,0.45959338694436086,1.5851194695086197,0,1,4.6986814499116489,"PASS",1,null,"IagTgsld416",null,75905.093379631493,0,0.45959338694436086,"FAIL",0,1,null,null,2.8905442720768431,null,-105.44619458506193,"NO",0,null,6.8320000000000007,5.3630000000000004,5.5847964346769574,15.4,15.58,17.390432125820322,null,-47820.496495985702,null,-6278.2055780287565,null,0,null,0,null,-105.44619458506193,null,-105.44619458506193,-5.3943758809786684E-2,null,"IagTgsld416"]
[4302,"IelNgsld416",0.98533076643943773,8329.1060426051008,0,5026.65576171875,0,0,65115.653189292614,17974.69921875,20522.203495368507,0,0,null,88117.008697097321,20522.203495368507,25548.859251096408,null,33163.714967274122,7334.2778267456633,0,0,96427.29395604381,0,null,40497.994232144541,96427.296875,null,-47619.013937616823,14949.134975057284,75905.093379631493,null,0.48739706907567037,1.9733745570393653,0,1,0.45959338694436086,1.5851194695086197,0,1,4.6986814499116489,"PASS",1,null,"IelNgsld416",null,75905.093379631493,0,0.45959338694436086,"FAIL",0,1,null,null,2.8905442720768431,null,-105.44619458506193,"NO",0,null,6.8320000000000007,5.3630000000000004,5.5847964346769574,15.4,15.58,17.390432125820322,null,-47820.496495985702,null,-6278.2055780287565,null,0,null,0,null,-105.44619458506193,null,-105.44619458506193,-5.3943758809786684E-2,null,"IelNgsld416"]
[4314,"IteNgsld416",0.98533076643943773,8329.1060426051008,0,5026.65576171875,0,0,65115.653189292614,17974.69921875,20522.203495368507,0,0,null,88117.008697097321,20522.203495368507,25548.859251096408,null,33163.714967274122,7334.2778267456633,0,0,96427.29395604381,0,null,40497.994232144541,96427.296875,null,-47619.013937616823,14949.134975057284,75905.093379631493,null,0.48739706907567037,1.9733745570393653,0,1,0.45959338694436086,1.5851194695086197,0,1,4.6986814499116489,"PASS",1,null,"IteNgsld416",null,75905.093379631493,0,0.45959338694436086,"FAIL",0,1,null,null,2.8905442720768431,null,-105.44619458506193,"NO",0,null,6.8320000000000007,5.3630000000000004,5.5847964346769574,15.4,15.58,17.390432125820322,null,-47820.496495985702,null,-6278.2055780287565,null,0,null,0,null,-105.44619458506193,null,-105.44619458506193,-5.3943758809786684E-2,null,"IteNgsld416"]
[4317,"IwaTgsld416",0.98983502686023694,8619.9972766249703,0,5202.2099609375,0,0,67389.795529821524,17974.69921875,21238.933806818553,0,0,null,90566.705153628995,21238.933806818553,26441.143678549222,null,34241.037452372584,7367.80514412512,0,0,99167.224486801526,0,null,41608.84065174478,99167.2265625,null,-48957.864057764244,15167.696883988727,77928.292755681439,null,0.48742560679703495,1.9590833056971375,0,1,0.45942756540832907,1.5736399687249969,0,1,4.6691245174775826,"PASS",1,null,"IwaTgsld416",null,77928.292755681439,0,0.45942756540832907,"FAIL",0,1,null,null,2.9241933315175723,null,-86.728490796072293,"NO",0,null,6.8320000000000007,5.3630000000000004,5.5847964346769574,15.4,15.58,17.390432125820322,null,-49164.87321523561,null,-6454.7046534508463,null,0,null,0,null,-86.728490796072293,null,-86.728490796072293,-4.2870975143575067E-2,null,"IwaTgsld416"]
[4333,"IprTgsld417",0.98533076643943773,8329.1060426051008,0,5026.65576171875,0,0,65115.653189292614,17974.69921875,33147.594971160564,0,0,null,88117.008697097321,33147.594971160564,38174.250726888458,null,33163.714967274122,7334.2778267456633,0,0,96427.29395604381,0,null,40497.994232144541,96427.296875,null,-47619.013937616823,2323.743499265227,63279.701903839436,null,0.48739706907567037,1.2217475888485743,0,1,0.45959338694436086,1.0608720133245155,0,1,2.9090284516537244,"PASS",1,null,"IprTgsld417",null,63279.701903839436,0,0.45959338694436086,"FAIL",0,1,null,null,4.6688255619097383,null,1097.1242885208392,"YES",1,null,6.8320000000000007,5.3630000000000004,5.5847964346769574,15.4,15.58,17.390432125820322,null,-47820.496495985702,null,-6278.2055780287565,null,0,null,0,null,1097.1242885208392,null,0,0,null,"IprTgsld417"]
[4336,"IstNgsld417",0.98533076643943773,8329.1060426051008,0,5026.65576171875,0,0,65115.653189292614,17974.69921875,33147.594971160564,0,0,null,88117.008697097321,33147.594971160564,38174.250726888458,null,33163.714967274122,7334.2778267456633,0,0,96427.29395604381,0,null,40497.994232144541,96427.296875,null,-47619.013937616823,2323.743499265227,63279.701903839436,null,0.48739706907567037,1.2217475888485743,0,1,0.45959338694436086,1.0608720133245155,0,1,2.9090284516537244,"PASS",1,null,"IstNgsld417",null,63279.701903839436,0,0.45959338694436086,"FAIL",0,1,null,null,4.6688255619097383,null,1097.1242885208392,"YES",1,null,6.8320000000000007,5.3630000000000004,5.5847964346769574,15.4,15.58,17.390432125820322,null,-47820.496495985702,null,-6278.2055780287565,null,0,null,0,null,1097.1242885208392,null,0,0,null,"IstNgsld417"]
[4352,"IluNgsld418",0.98533076643943773,8329.1060426051008,0,5856.9072265625,0,0,65115.653189292614,17974.69921875,11186.317046934546,0,0,null,88947.260360936853,11186.317046934546,17043.224466501957,null,33163.714967274122,7334.2778267456633,0,0,96427.29395604381,0,null,40497.994232144541,96427.296875,null,-48449.265402460573,23454.769958647496,85240.97982806545,null,0.48739706907567037,3.6203152531996623,0,1,0.45530345058982247,2.3761932356379702,0,1,8.6201112010699319,"PASS",1,null,"IluNgsld418",null,85240.97982806545,0,0.45530345058982247,"FAIL",0,1,null,null,1.3522392700409589,null,-1145.7316657527606,"NO",0,null,6.8320000000000007,5.3630000000000004,5.5847964346769574,15.4,15.58,17.390432125820322,null,-48650.747960829445,null,-5628.4902407641603,null,0,null,0,null,-1145.7316657527606,null,-1145.7316657527606,-1.2529083148328402,null,"IluNgsld418"]
[4355,"ImiTgsld418",0.98533076643943773,8329.1060426051008,0,5856.9072265625,0,0,65115.653189292614,17974.69921875,10926.482715035396,0,0,null,88947.260360936853,10926.482715035396,16783.390134602811,null,33163.714967274122,7334.2778267456633,0,0,96427.29395604381,0,null,40497.994232144541,96427.296875,null,-48449.265402460573,23714.604290546646,85500.814159964604,null,0.48739706907567037,3.7064072024218042,0,1,0.45530345058982247,2.4129805940914015,0,1,8.8250994752694876,"PASS",1,null,"ImiTgsld418",null,85500.814159964604,0,0.45530345058982247,"FAIL",0,1,null,null,1.3208296274048452,null,-1166.972573664829,"NO",0,null,6.8320000000000007,5.3630000000000004,5.5847964346769574,15.4,15.58,17.390432125820322,null,-48650.747960829445,null,-5628.4902407641603,null,0,null,0,null,-1166.972573664829,null,-1166.972573664829,-1.3064830103065197,null,"ImiTgsld418"]
[4367,"IagTgsld419",0.98533076643943773,8329.1060426051008,0,6698.87744140625,0,0,65115.653189292614,17974.69921875,232889.02102587995,0,0,null,89789.2302184898,232889.02102587995,239587.8983030004,null,33163.714967274122,7334.2778267456633,0,0,96427.29395604381,0,null,40497.994232144541,96427.296875,null,-49291.235617304323,-199089.90423514164,-136461.72415087995,null,0.48739706907567037,0.17389396053858708,0,0,0.45103398592512955,0.16903188554689969,0,0,0.41404827265036442,"FAIL",0,null,"IagTgsld419",null,-136461.72415087995,136461.72415087995,0.17899590483974573,"FAIL",0,1,null,null,24.613974557708268,null,14585.11834245958,"YES",1,null,6.8320000000000007,5.3630000000000004,5.5847964346769574,15.4,15.58,17.390432125820322,null,-49492.718175673195,null,-5101.571706507495,null,14066.094904675145,null,14066.094904675145,null,14585.11834245958,null,14066.094904675145,0.84504865542888996,null,"IagTgsld419"]
[4374,"IelNgsld419",0.98533076643943773,8329.1060426051008,0,6698.87744140625,0,0,65115.653189292614,17974.69921875,232889.02102587995,0,0,null,89789.2302184898,232889.02102587995,239587.8983030004,null,33163.714967274122,7334.2778267456633,0,0,96427.29395604381,0,null,40497.994232144541,96427.296875,null,-49291.235617304323,-199089.90423514164,-136461.72415087995,null,0.48739706907567037,0.17389396053858708,0,0,0.45103398592512955,0.16903188554689969,0,0,0.41404827265036442,"FAIL",0,null,"IelNgsld419",null,-136461.72415087995,136461.72415087995,0.17899590483974573,"FAIL",0,1,null,null,24.613974557708268,null,14585.11834245958,"YES",1,null,6.8320000000000007,5.3630000000000004,5.5847964346769574,15.4,15.58,17.390432125820322,null,-49492.718175673195,null,-5101.571706507495,null,14066.094904675145,null,14066.094904675145,null,14585.11834245958,null,14066.094904675145,0.84504865542888996,null,"IelNgsld419"]
[4386,"IteNgsld419",0.98533076643943773,8329.1060426051008,0,6698.87744140625,0,0,65115.653189292614,17974.69921875,232889.02102587995,0,0,null,89789.2302184898,232889.02102587995,239587.8983030004,null,33163.714967274122,7334.2778267456633,0,0,96427.29395604381,0,null,40497.994232144541,96427.296875,null,-49291.235617304323,-199089.90423514164,-136461.72415087995,null,0.48739706907567037,0.17389396053858708,0,0,0.45103398592512955,0.16903188554689969,0,0,0.41404827265036442,"FAIL",0,null,"IteNgsld419",null,-136461.72415087995,136461.72415087995,0.17899590483974573,"FAIL",0,1,null,null,24.613974557708268,null,14585.11834245958,"YES",1,null,6.8320000000000007,5.3630000000000004,5.5847964346769574,15.4,15.58,17.390432125820322,null,-49492.718175673195,null,-5101.571706507495,null,14066.094904675145,null,14066.094904675145,null,14585.11834245958,null,14066.094904675145,0.84504865542888996,null,"IteNgsld419"]
[4393,"IchEgsld501",0.98983502686023694,8619.9972766249703,0,4359.7294921875,0,0,67389.795529821524,17324.076171875,22402.903360993485,0,0,null,89073.601762759587,22402.903360993485,26762.632768383854,null,34241.720802787029,7368.3527197731655,0,0,98516.601560272466,0,null,41610.07502674478,98516.6015625,null,-47463.526167139244,14847.442173563795,76113.698201506515,null,0.49118372458841913,1.8573518957008761,0,1,0.46714261542174867,1.5547825677322715,0,1,4.3974925916982199,"PASS",1,null,"IchEgsld501",null,76113.698201506515,0,0.46714261542174867,"FAIL",0,1,null,null,3.1221205615746159,null,47.357478315831202,"YES",1,null,6.8320000000000007,5.3630000000000004,5.5847964346769574,15.4,15.58,17.390432125820322,null,-47670.541465779766,null,-6258.5184443501803,null,0,null,0,null,47.357478315831202,null,0,0,null,"IchEgsld501"]
[4404,"ImiNgsld501",0.98983502686023694,8619.9972766249703,0,4359.7294921875,0,0,67389.795529821524,17324.076171875,22402.903360993485,0,0,null,89073.601762759587,22402.903360993485,26762.632768383854,null,34241.720802787029,7368.3527197731655,0,0,98516.601560272466,0,null,41610.07502674478,98516.6015625,null,-47463.526167139244,14847.442173563795,76113.698201506515,null,0.49118372458841913,1.8573518957008761,0,1,0.46714261542174867,1.5547825677322715,0,1,4.3974925916982199,"PASS",1,null,"ImiNgsld501",null,76113.698201506515,0,0.46714261542174867,"FAIL",0,1,null,null,3.1221205615746159,null,47.357478315831202,"YES",1,null,6.8320000000000007,5.3630000000000004,5.5847964346769574,15.4,15.58,17.390432125820322,null,-47670.541465779766,null,-6258.5184443501803,null,0,null,0,null,47.357478315831202,null,0,0,null,"ImiNgsld501"]
[4409,"IteEgsld501",0.98983502686023694,8619.9972766249703,0,4359.7294921875,0,0,67389.795529821524,17324.076171875,22402.903360993485,0,0,null,89073.601762759587,22402.903360993485,26762.632768383854,null,34241.720802787029,7368.3527197731655,0,0,98516.601560272466,0,null,41610.07502674478,98516.6015625,null,-47463.526167139244,14847.442173563795,76113.698201506515,null,0.49118372458841913,1.8573518957008761,0,1,0.46714261542174867,1.5547825677322715,0,1,4.3974925916982199,"PASS",1,null,"IteEgsld501",null,76113.698201506515,0,0.46714261542174867,"FAIL",0,1,null,null,3.1221205615746159,null,47.357478315831202,"YES",1,null,6.8320000000000007,5.3630000000000004,5.5847964346769574,15.4,15.58,17.390432125820322,null,-47670.541465779766,null,-6258.5184443501803,null,0,null,0,null,47.357478315831202,null,0,0,null,"IteEgsld501"]
[4425,"ImeTgsld502",0.98983502686023694,8619.9972766249703,0,6932.8330078125,0,0,67389.795529821524,17324.076171875,22529.686421216924,0,0,null,91646.705474254937,22529.686421216924,29462.519540102632,null,34241.720802787029,7368.3527197731655,0,0,98516.601560272466,0,null,41610.07502674478,98516.6015625,null,-50036.629682764244,12147.555597715356,75986.915141283069,null,0.49118372458841913,1.8468998746276044,0,1,0.45402696320217423,1.4123053911589913,0,1,4.3727462389234049,"PASS",1,null,"ImeTgsld502",null,75986.915141283069,0,0.45402696320217423,"FAIL",0,1,null,null,2.3560128174877586,null,-476.2552300124313,"NO",0,null,6.8320000000000007,5.3630000000000004,5.5847964346769574,15.4,15.58,17.390432125820322,null,-50243.644981404759,null,-5178.9751526504306,null,0,null,0,null,-476.2552300124313,null,-476.2552300124313,-0.29576159722474887,null,"ImeTgsld502"]
[4428,"ImiNgsld502",0.98983502686023694,8619.9972766249703,0,6932.8330078125,0,0,67389.795529821524,17324.076171875,22881.707274184791,0,0,null,91646.705474254937,22881.707274184791,29814.540393070503,null,34241.720802787029,7368.3527197731655,0,0,98516.601560272466,0,null,41610.07502674478,98516.6015625,null,-50036.629682764244,11795.534744747489,75634.894288315205,null,0.49118372458841913,1.8184864672964935,0,1,0.45402696320217423,1.3956302741273494,0,1,4.3054742542592841,"PASS",1,null,"ImiNgsld502",null,75634.894288315205,0,0.45402696320217423,"FAIL",0,1,null,null,2.3928249714082797,null,-451.09517679211626,"NO",0,null,6.8320000000000007,5.3630000000000004,5.5847964346769574,15.4,15.58,17.390432125820322,null,-50243.644981404759,null,-5178.9751526504306,null,0,null,0,null,-451.09517679211626,null,-451.09517679211626,-0.27582709473029188,null,"ImiNgsld502"]
[4440,"IagNgsld601",0.98983502686023694,8619.9972766249703,0,6932.8330078125,0,0,67389.795529821524,17324.076171875,35623.982231852548,0,0,null,91646.705474254937,35623.982231852548,42556.815350738289,null,34241.720802787029,7368.3527197731655,0,0,98516.601560272466,0,null,41610.07502674478,98516.6015625,null,-50036.629682764244,-946.74021292026737,62892.619330647452,null,0.49118372458841913,1.1680354755381579,0,1,0.45402696320217423,0.97775349946680556,0,0,2.765457295630839,"PASS",1,null,"IagNgsld601",null,62892.619330647452,0,0.45402696320217423,"FAIL",0,1,null,null,3.7253318556279038,null,459.63512700336213,"YES",1,null,6.8320000000000007,5.3630000000000004,5.5847964346769574,15.4,15.58,17.390432125820322,null,-50243.644981404759,null,-5178.9751526504306,null,0,null,0,null,459.63512700336213,null,0,0,null,"IagNgsld601"]
[4447,"IluTgsld601",0.98983502686023694,8619.9972766249703,0,6932.8330078125,0,0,67389.795529821524,17324.076171875,35623.982231852548,0,0,null,91646.705474254937,35623.982231852548,42556.815350738289,null,34241.720802787029,7368.3527197731655,0,0,98516.601560272466,0,null,41610.07502674478,98516.6015625,null,-50036.629682764244,-946.74021292026737,62892.619330647452,null,0.49118372458841913,1.1680354755381579,0,1,0.45402696320217423,0.97775349946680556,0,0,2.765457295630839,"PASS",1,null,"IluTgsld601",null,62892.619330647452,0,0.45402696320217423,"FAIL",0,1,null,null,3.7253318556279038,null,459.63512700336213,"YES",1,null,6.8320000000000007,5.3630000000000004,5.5847964346769574,15.4,15.58,17.390432125820322,null,-50243.644981404759,null,-5178.9751526504306,null,0,null,0,null,459.63512700336213,null,0,0,null,"IluTgsld601"]
[4459,"ItrTgsld601",0.98983502686023694,8619.9972766249703,0,6932.8330078125,0,0,67389.795529821524,17324.076171875,35623.982231852548,0,0,null,91646.705474254937,35623.982231852548,42556.815350738289,null,34241.720802787029,7368.3527197731655,0,0,98516.601560272466,0,null,41610.07502674478,98516.6015625,null,-50036.629682764244,-946.74021292026737,62892.619330647452,null,0.49118372458841913,1.1680354755381579,0,1,0.45402696320217423,0.97775349946680556,0,0,2.765457295630839,"PASS",1,null,"ItrTgsld601",null,62892.619330647452,0,0.45402696320217423,"FAIL",0,1,null,null,3.7253318556279038,null,459.63512700336213,"YES",1,null,6.8320000000000007,5.3630000000000004,5.5847964346769574,15.4,15.58,17.390432125820322,null,-50243.644981404759,null,-5178.9751526504306,null,0,null,0,null,459.63512700336213,null,0,0,null,"ItrTgsld601"]
[4466,"IchNgsld602",0.98983502686023694,8619.9972766249703,0,4359.7294921875,0,0,67389.795529821524,17324.076171875,22024.723118983467,0,0,null,89073.601762759587,22024.723118983467,26384.452526373836,null,34241.720802787029,7368.3527197731655,0,0,98516.601560272466,0,null,41610.07502674478,98516.6015625,null,-47463.526167139244,15225.622415573813,76491.878443516529,null,0.49118372458841913,1.889243955620054,0,1,0.46714261542174867,1.5770679665011282,0,1,4.4730006833814375,"PASS",1,null,"IchNgsld602",null,76491.878443516529,0,0.46714261542174867,"FAIL",0,1,null,null,3.0694166354605774,null,11.335853805303174,"YES",1,null,6.8320000000000007,5.3630000000000004,5.5847964346769574,15.4,15.58,17.390432125820322,null,-47670.541465779766,null,-6258.5184443501803,null,0,null,0,null,11.335853805303174,null,0,0,null,"IchNgsld602"]
[4478,"IprNgsld602",0.98983502686023694,8619.9972766249703,0,4359.7294921875,0,0,67389.795529821524,17324.076171875,22024.723118983467,0,0,null,89073.601762759587,22024.723118983467,26384.452526373836,null,34241.720802787029,7368.3527197731655,0,0,98516.601560272466,0,null,41610.07502674478,98516.6015625,null,-47463.526167139244,15225.622415573813,76491.878443516529,null,0.49118372458841913,1.889243955620054,0,1,0.46714261542174867,1.5770679665011282,0,1,4.4730006833814375,"PASS",1,null,"IprNgsld602",null,76491.878443516529,0,0.46714261542174867,"FAIL",0,1,null,null,3.0694166354605774,null,11.335853805303174,"YES",1,null,6.8320000000000007,5.3630000000000004,5.5847964346769574,15.4,15.58,17.390432125820322,null,-47670.541465779766,null,-6258.5184443501803,null,0,null,0,null,11.335853805303174,null,0,0,null,"IprNgsld602"]
[4481,"IteEgsld602",0.98983502686023694,8619.9972766249703,0,4359.7294921875,0,0,67389.795529821524,17324.076171875,22024.723118983467,0,0,null,89073.601762759587,22024.723118983467,26384.452526373836,null,34241.720802787029,7368.3527197731655,0,0,98516.601560272466,0,null,41610.07502674478,98516.6015625,null,-47463.526167139244,15225.622415573813,76491.878443516529,null,0.49118372458841913,1.889243955620054,0,1,0.46714261542174867,1.5770679665011282,0,1,4.4730006833814375,"PASS",1,null,"IteEgsld602",null,76491.878443516529,0,0.46714261542174867,"FAIL",0,1,null,null,3.0694166354605774,null,11.335853805303174,"YES",1,null,6.8320000000000007,5.3630000000000004,5.5847964346769574,15.4,15.58,17.390432125820322,null,-47670.541465779766,null,-6258.5184443501803,null,0,null,0,null,11.335853805303174,null,0,0,null,"IteEgsld602"]
[4497,"ImeTgsld603",0.98983502686023694,8619.9972766249703,0,5202.2099609375,0,0,67389.795529821524,17324.076171875,2458413.8524320279,0,0,null,89916.082227099861,2458413.8524320279,2463616.0623037592,null,34241.720802787029,7368.3527197731655,0,0,98516.601560272466,0,null,41610.07502674478,98516.6015625,null,-48306.006635889244,-2422005.9873662204,-2359897.2508695279,null,0.49118372458841913,1.6925577841819146E-2,0,0,0.4627656616851496,1.6889837528631789E-2,0,0,4.0073237248090171E-2,"FAIL",0,null,"ImeTgsld603",null,-2359897.2508695279,2359897.2508695279,1.6984998193203569E-2,"FAIL",0,1,null,null,342.61026564455557,null,232077.78461375055,"YES",1,null,6.8320000000000007,5.3630000000000004,5.5847964346769574,15.4,15.58,17.390432125820322,null,-48513.021934529766,null,-6369.1251081419405,null,309823.63567110855,null,309823.63567110855,null,232077.78461375055,null,232077.78461375055,0.99108949369708277,null,"ImeTgsld603"]
[4500,"ImiNgsld603",0.98983502686023694,8619.9972766249703,0,5202.2099609375,0,0,67389.795529821524,17324.076171875,2458413.8524320279,0,0,null,89916.082227099861,2458413.8524320279,2463616.0623037592,null,34241.720802787029,7368.3527197731655,0,0,98516.601560272466,0,null,41610.07502674478,98516.6015625,null,-48306.006635889244,-2422005.9873662204,-2359897.2508695279,null,0.49118372458841913,1.6925577841819146E-2,0,0,0.4627656616851496,1.6889837528631789E-2,0,0,4.0073237248090171E-2,"FAIL",0,null,"ImiNgsld603",null,-2359897.2508695279,2359897.2508695279,1.6984998193203569E-2,"FAIL",0,1,null,null,342.61026564455557,null,232077.78461375055,"YES",1,null,6.8320000000000007,5.3630000000000004,5.5847964346769574,15.4,15.58,17.390432125820322,null,-48513.021934529766,null,-6369.1251081419405,null,309823.63567110855,null,309823.63567110855,null,232077.78461375055,null,232077.78461375055,0.99108949369708277,null,"ImiNgsld603"]
[4512,"IagNgsld604",0.98983502686023694,8619.9972766249703,0,5202.2099609375,0,0,67389.795529821524,17324.076171875,576278.72428839165,0,0,null,89916.082227099861,576278.72428839165,581480.93416012207,null,34241.720802787029,7368.3527197731655,0,0,98516.601560272466,0,null,41610.07502674478,98516.6015625,null,-48306.006635889244,-539870.8592225844,-477762.12272589165,null,0.49118372458841913,7.2204773962679783E-2,0,0,0.4627656616851496,7.1558795096974048E-2,0,0,0.17095304305074183,"FAIL",0,null,"IagNgsld604",null,-477762.12272589165,477762.12272589165,7.3298701104026101E-2,"FAIL",0,1,null,null,80.311541565764429,null,52804.11669169354,"YES",1,null,6.8320000000000007,5.3630000000000004,5.5847964346769574,15.4,15.58,17.390432125820322,null,-48513.021934529766,null,-6369.1251081419405,null,62723.916388453741,null,62723.916388453741,null,52804.11669169354,null,52804.11669169354,0.9619876437190531,null,"IagNgsld604"]
[4519,"IluTgsld604",0.98983502686023694,8619.9972766249703,0,5202.2099609375,0,0,67389.795529821524,17324.076171875,576278.72428839165,0,0,null,89916.082227099861,576278.72428839165,581480.93416012207,null,34241.720802787029,7368.3527197731655,0,0,98516.601560272466,0,null,41610.07502674478,98516.6015625,null,-48306.006635889244,-539870.8592225844,-477762.12272589165,null,0.49118372458841913,7.2204773962679783E-2,0,0,0.4627656616851496,7.1558795096974048E-2,0,0,0.17095304305074183,"FAIL",0,null,"IluTgsld604",null,-477762.12272589165,477762.12272589165,7.3298701104026101E-2,"FAIL",0,1,null,null,80.311541565764429,null,52804.11669169354,"YES",1,null,6.8320000000000007,5.3630000000000004,5.5847964346769574,15.4,15.58,17.390432125820322,null,-48513.021934529766,null,-6369.1251081419405,null,62723.916388453741,null,62723.916388453741,null,52804.11669169354,null,52804.11669169354,0.9619876437190531,null,"IluTgsld604"]
[4531,"ItrTgsld604",0.98983502686023694,8619.9972766249703,0,5202.2099609375,0,0,67389.795529821524,17324.076171875,576278.72428839165,0,0,null,89916.082227099861,576278.72428839165,581480.93416012207,null,34241.720802787029,7368.3527197731655,0,0,98516.601560272466,0,null,41610.07502674478,98516.6015625,null,-48306.006635889244,-539870.8592225844,-477762.12272589165,null,0.49118372458841913,7.2204773962679783E-2,0,0,0.4627656616851496,7.1558795096974048E-2,0,0,0.17095304305074183,"FAIL",0,null,"ItrTgsld604",null,-477762.12272589165,477762.12272589165,7.3298701104026101E-2,"FAIL",0,1,null,null,80.311541565764429,null,52804.11669169354,"YES",1,null,6.8320000000000007,5.3630000000000004,5.5847964346769574,15.4,15.58,17.390432125820322,null,-48513.021934529766,null,-6369.1251081419405,null,62723.916388453741,null,62723.916388453741,null,52804.11669169354,null,52804.11669169354,0.9619876437190531,null,"ItrTgsld604"]
[4538,"IchNgsld605",0.98983502686023694,8619.9972766249703,0,5202.2099609375,0,0,67389.795529821524,17324.076171875,820195.06355028215,0,0,null,89916.082227099861,820195.06355028215,825397.27342201292,null,34241.720802787029,7368.3527197731655,0,0,98516.601560272466,0,null,41610.07502674478,98516.6015625,null,-48306.006635889244,-783787.19848447491,-721678.46198778215,null,0.49118372458841913,5.0731925703907714E-2,0,0,0.4627656616851496,5.0412178913235982E-2,0,0,0.12011362411285767,"FAIL",0,null,"IchNgsld605",null,-721678.46198778215,721678.46198778215,5.126953520361243E-2,"FAIL",0,1,null,null,114.30428980521066,null,76037.186852591505,"YES",1,null,6.8320000000000007,5.3630000000000004,5.5847964346769574,15.4,15.58,17.390432125820322,null,-48513.021934529766,null,-6369.1251081419405,null,94746.940696762744,null,94746.940696762744,null,76037.186852591505,null,76037.186852591505,0.97329207034423337,null,"IchNgsld605"]
[4545,"ImeTgsld605",0.98983502686023694,8619.9972766249703,0,5202.2099609375,0,0,67389.795529821524,17324.076171875,820195.06355028215,0,0,null,89916.082227099861,820195.06355028215,825397.27342201292,null,34241.720802787029,7368.3527197731655,0,0,98516.601560272466,0,null,41610.07502674478,98516.6015625,null,-48306.006635889244,-783787.19848447491,-721678.46198778215,null,0.49118372458841913,5.0731925703907714E-2,0,0,0.4627656616851496,5.0412178913235982E-2,0,0,0.12011362411285767,"FAIL",0,null,"ImeTgsld605",null,-721678.46198778215,721678.46198778215,5.126953520361243E-2,"FAIL",0,1,null,null,114.30428980521066,null,76037.186852591505,"YES",1,null,6.8320000000000007,5.3630000000000004,5.5847964346769574,15.4,15.58,17.390432125820322,null,-48513.021934529766,null,-6369.1251081419405,null,94746.940696762744,null,94746.940696762744,null,76037.186852591505,null,76037.186852591505,0.97329207034423337,null,"ImeTgsld605"]
[4554,"IteNgsld605",0.98983502686023694,8619.9972766249703,0,5202.2099609375,0,0,67389.795529821524,17324.076171875,820195.06355028215,0,0,null,89916.082227099861,820195.06355028215,825397.27342201292,null,34241.720802787029,7368.3527197731655,0,0,98516.601560272466,0,null,41610.07502674478,98516.6015625,null,-48306.006635889244,-783787.19848447491,-721678.46198778215,null,0.49118372458841913,5.0731925703907714E-2,0,0,0.4627656616851496,5.0412178913235982E-2,0,0,0.12011362411285767,"FAIL",0,null,"IteNgsld605",null,-721678.46198778215,721678.46198778215,5.126953520361243E-2,"FAIL",0,1,null,null,114.30428980521066,null,76037.186852591505,"YES",1,null,6.8320000000000007,5.3630000000000004,5.5847964346769574,15.4,15.58,17.390432125820322,null,-48513.021934529766,null,-6369.1251081419405,null,94746.940696762744,null,94746.940696762744,null,76037.186852591505,null,76037.186852591505,0.97329207034423337,null,"IteNgsld605"]
[4570,"ImeNgsld606",0.98983502686023694,8619.9972766249703,0,5434.7861328125,0,0,67389.795529821524,17324.076171875,4839.6432366343452,0,0,null,90148.658406698552,4839.6432366343452,10274.429287963714,null,34241.720802787029,7368.3527197731655,0,0,98516.601560272466,0,null,41610.07502674478,98516.6015625,null,-48538.582807764244,31335.645657297937,93676.958325865649,null,0.49118372458841913,8.5977566924296394,0,1,0.46157176408694561,4.0498672510690472,0,1,20.3561702269219,"PASS",1,null,"ImeNgsld606",null,93676.958325865649,0,0.46157176408694561,"FAIL",0,1,null,null,0.64560092738072172,null,-1645.2727853737708,"NO",0,null,6.8320000000000007,5.3630000000000004,5.5847964346769574,15.4,15.58,17.390432125820322,null,-48745.598106404759,null,-6170.5796781505642,null,0,null,0,null,-1645.2727853737708,null,-1645.2727853737708,-3.7286656539599639,null,"ImeNgsld606"]
[4573,"IprTgsld606",0.98983502686023694,8619.9972766249703,0,5434.7861328125,0,0,67389.795529821524,17324.076171875,4839.6432366343452,0,0,null,90148.658406698552,4839.6432366343452,10274.429287963714,null,34241.720802787029,7368.3527197731655,0,0,98516.601560272466,0,null,41610.07502674478,98516.6015625,null,-48538.582807764244,31335.645657297937,93676.958325865649,null,0.49118372458841913,8.5977566924296394,0,1,0.46157176408694561,4.0498672510690472,0,1,20.3561702269219,"PASS",1,null,"IprTgsld606",null,93676.958325865649,0,0.46157176408694561,"FAIL",0,1,null,null,0.64560092738072172,null,-1645.2727853737708,"NO",0,null,6.8320000000000007,5.3630000000000004,5.5847964346769574,15.4,15.58,17.390432125820322,null,-48745.598106404759,null,-6170.5796781505642,null,0,null,0,null,-1645.2727853737708,null,-1645.2727853737708,-3.7286656539599639,null,"IprTgsld606"]
[4580,"ItrNgsld606",0.98983502686023694,8619.9972766249703,0,5434.7861328125,0,0,67389.795529821524,17324.076171875,4839.6432366343452,0,0,null,90148.658406698552,4839.6432366343452,10274.429287963714,null,34241.720802787029,7368.3527197731655,0,0,98516.601560272466,0,null,41610.07502674478,98516.6015625,null,-48538.582807764244,31335.645657297937,93676.958325865649,null,0.49118372458841913,8.5977566924296394,0,1,0.46157176408694561,4.0498672510690472,0,1,20.3561702269219,"PASS",1,null,"ItrNgsld606",null,93676.958325865649,0,0.46157176408694561,"FAIL",0,1,null,null,0.64560092738072172,null,-1645.2727853737708,"NO",0,null,6.8320000000000007,5.3630000000000004,5.5847964346769574,15.4,15.58,17.390432125820322,null,-48745.598106404759,null,-6170.5796781505642,null,0,null,0,null,-1645.2727853737708,null,-1645.2727853737708,-3.7286656539599639,null,"ItrNgsld606"]
[4592,"IluNgsld607",0.98983502686023694,8619.9972766249703,0,5434.7861328125,0,0,67389.795529821524,17324.076171875,4082.9538494602948,0,0,null,90148.658406698552,4082.9538494602948,9517.7399007896547,null,34241.720802787029,7368.3527197731655,0,0,98516.601560272466,0,null,41610.07502674478,98516.6015625,null,-48538.582807764244,32092.335044471984,94433.647713039711,null,0.49118372458841913,10.19116957010058,0,1,0.46157176408694561,4.3718440621665815,0,1,24.128757070208476,"PASS",1,null,"IluNgsld607",null,94433.647713039711,0,0.46157176408694561,"FAIL",0,1,null,null,0.5446597324063841,null,-1714.2632020486501,"NO",0,null,6.8320000000000007,5.3630000000000004,5.5847964346769574,15.4,15.58,17.390432125820322,null,-48745.598106404759,null,-6170.5796781505642,null,0,null,0,null,-1714.2632020486501,null,-1714.2632020486501,-4.6050241092398707,null,"IluNgsld607"]
[4604,"ItrNgsld607",0.98983502686023694,8619.9972766249703,0,5434.7861328125,0,0,67389.795529821524,17324.076171875,4082.9538494602948,0,0,null,90148.658406698552,4082.9538494602948,9517.7399007896547,null,34241.720802787029,7368.3527197731655,0,0,98516.601560272466,0,null,41610.07502674478,98516.6015625,null,-48538.582807764244,32092.335044471984,94433.647713039711,null,0.49118372458841913,10.19116957010058,0,1,0.46157176408694561,4.3718440621665815,0,1,24.128757070208476,"PASS",1,null,"ItrNgsld607",null,94433.647713039711,0,0.46157176408694561,"FAIL",0,1,null,null,0.5446597324063841,null,-1714.2632020486501,"NO",0,null,6.8320000000000007,5.3630000000000004,5.5847964346769574,15.4,15.58,17.390432125820322,null,-48745.598106404759,null,-6170.5796781505642,null,0,null,0,null,-1714.2632020486501,null,-1714.2632020486501,-4.6050241092398707,null,"ItrNgsld607"]
[4611,"IcoEgsld608",0.98983502686023694,8619.9972766249703,0,10187.0517578125,0,0,67389.795529821524,17324.076171875,89320.795406214776,0,0,null,94900.923872669693,89320.795406214776,99507.84692351523,null,34241.720802787029,7368.3527197731655,0,0,98516.601560272466,0,null,41610.07502674478,98516.6015625,null,-53290.848432764244,-57897.772137282496,9195.8061562852236,null,0.49118372458841913,0.46584980392874586,0,0,0.43845806247078695,0.41815873031757328,0,0,1.1029525780022935,"PASS",1,null,"IcoEgsld608",null,9195.8061562852236,0,0.43845806247078695,"FAIL",0,1,null,null,5.3273227010758593,null,1554.5500025890422,"YES",1,null,6.8320000000000007,5.3630000000000004,5.5847964346769574,15.4,15.58,17.390432125820322,null,-53497.863731404766,null,-4733.4090938449253,null,0,null,0,null,1554.5500025890422,null,0,0,null,"IcoEgsld608"]
[4623,"IstEgsld608",0.98983502686023694,8619.9972766249703,0,10187.0517578125,0,0,67389.795529821524,17324.076171875,89320.795406214776,0,0,null,94900.923872669693,89320.795406214776,99507.84692351523,null,34241.720802787029,7368.3527197731655,0,0,98516.601560272466,0,null,41610.07502674478,98516.6015625,null,-53290.848432764244,-57897.772137282496,9195.8061562852236,null,0.49118372458841913,0.46584980392874586,0,0,0.43845806247078695,0.41815873031757328,0,0,1.1029525780022935,"PASS",1,null,"IstEgsld608",null,9195.8061562852236,0,0.43845806247078695,"FAIL",0,1,null,null,5.3273227010758593,null,1554.5500025890422,"YES",1,null,6.8320000000000007,5.3630000000000004,5.5847964346769574,15.4,15.58,17.390432125820322,null,-53497.863731404766,null,-4733.4090938449253,null,0,null,0,null,1554.5500025890422,null,0,0,null,"IstEgsld608"]
[4626,"IteNgsld608",0.98983502686023694,8619.9972766249703,0,10187.0517578125,0,0,67389.795529821524,17324.076171875,89320.795406214776,0,0,null,94900.923872669693,89320.795406214776,99507.84692351523,null,34241.720802787029,7368.3527197731655,0,0,98516.601560272466,0,null,41610.07502674478,98516.6015625,null,-53290.848432764244,-57897.772137282496,9195.8061562852236,null,0.49118372458841913,0.46584980392874586,0,0,0.43845806247078695,0.41815873031757328,0,0,1.1029525780022935,"PASS",1,null,"IteNgsld608",null,9195.8061562852236,0,0.43845806247078695,"FAIL",0,1,null,null,5.3273227010758593,null,1554.5500025890422,"YES",1,null,6.8320000000000007,5.3630000000000004,5.5847964346769574,15.4,15.58,17.390432125820322,null,-53497.863731404766,null,-4733.4090938449253,null,0,null,0,null,1554.5500025890422,null,0,0,null,"IteNgsld608"]
[4642,"ImeNgsld609",0.98983502686023694,8619.9972766249703,0,5434.7861328125,0,0,67389.795529821524,17324.076171875,28428.011443718457,0,0,null,90148.658406698552,28428.011443718457,33862.797495047802,null,34241.720802787029,7368.3527197731655,0,0,98516.601560272466,0,null,41610.07502674478,98516.6015625,null,-48538.582807764244,7747.2774502138273,70088.590118781547,null,0.49118372458841913,1.4636998127401231,0,1,0.46157176408694561,1.2287843298447136,0,1,3.465476357976792,"PASS",1,null,"ImeNgsld609",null,70088.590118781547,0,0.46157176408694561,"FAIL",0,1,null,null,3.7922528905949662,null,505.37373835887018,"YES",1,null,6.8320000000000007,5.3630000000000004,5.5847964346769574,15.4,15.58,17.390432125820322,null,-48745.598106404759,null,-6170.5796781505642,null,0,null,0,null,505.37373835887018,null,0,0,null,"ImeNgsld609"]
[4645,"IprTgsld609",0.98983502686023694,8619.9972766249703,0,5434.7861328125,0,0,67389.795529821524,17324.076171875,28428.011443718457,0,0,null,90148.658406698552,28428.011443718457,33862.797495047802,null,34241.720802787029,7368.3527197731655,0,0,98516.601560272466,0,null,41610.07502674478,98516.6015625,null,-48538.582807764244,7747.2774502138273,70088.590118781547,null,0.49118372458841913,1.4636998127401231,0,1,0.46157176408694561,1.2287843298447136,0,1,3.465476357976792,"PASS",1,null,"IprTgsld609",null,70088.590118781547,0,0.46157176408694561,"FAIL",0,1,null,null,3.7922528905949662,null,505.37373835887018,"YES",1,null,6.8320000000000007,5.3630000000000004,5.5847964346769574,15.4,15.58,17.390432125820322,null,-48745.598106404759,null,-6170.5796781505642,null,0,null,0,null,505.37373835887018,null,0,0,null,"IprTgsld609"]
[4652,"ItrNgsld609",0.98983502686023694,8619.9972766249703,0,5434.7861328125,0,0,67389.795529821524,17324.076171875,28428.011443718457,0,0,null,90148.658406698552,28428.011443718457,33862.797495047802,null,34241.720802787029,7368.3527197731655,0,0,98516.601560272466,0,null,41610.07502674478,98516.6015625,null,-48538.582807764244,7747.2774502138273,70088.590118781547,null,0.49118372458841913,1.4636998127401231,0,1,0.46157176408694561,1.2287843298447136,0,1,3.465476357976792,"PASS",1,null,"ItrNgsld609",null,70088.590118781547,0,0.46157176408694561,"FAIL",0,1,null,null,3.7922528905949662,null,505.37373835887018,"YES",1,null,6.8320000000000007,5.3630000000000004,5.5847964346769574,15.4,15.58,17.390432125820322,null,-48745.598106404759,null,-6170.5796781505642,null,0,null,0,null,505.37373835887018,null,0,0,null,"ItrNgsld609"]
[4664,"IluNgsld610",0.98983502686023694,8619.9972766249703,0,5434.7861328125,0,0,67389.795529821524,17324.076171875,33727.391051495011,0,0,null,90148.658406698552,33727.391051495011,39162.177102824404,null,34241.720802787029,7368.3527197731655,0,0,98516.601560272466,0,null,41610.07502674478,98516.6015625,null,-48538.582807764244,2447.897842437269,64789.210511004989,null,0.49118372458841913,1.2337175728539003,0,1,0.46157176408694561,1.0625066842151503,0,1,2.9209671572901907,"PASS",1,null,"IluNgsld610",null,64789.210511004989,0,0.46157176408694561,"FAIL",0,1,null,null,4.4991817371907228,null,988.53936462802926,"YES",1,null,6.8320000000000007,5.3630000000000004,5.5847964346769574,15.4,15.58,17.390432125820322,null,-48745.598106404759,null,-6170.5796781505642,null,0,null,0,null,988.53936462802926,null,0,0,null,"IluNgsld610"]
[4676,"ItrNgsld610",0.98983502686023694,8619.9972766249703,0,5434.7861328125,0,0,67389.795529821524,17324.076171875,33727.391051495011,0,0,null,90148.658406698552,33727.391051495011,39162.177102824404,null,34241.720802787029,7368.3527197731655,0,0,98516.601560272466,0,null,41610.07502674478,98516.6015625,null,-48538.582807764244,2447.897842437269,64789.210511004989,null,0.49118372458841913,1.2337175728539003,0,1,0.46157176408694561,1.0625066842151503,0,1,2.9209671572901907,"PASS",1,null,"ItrNgsld610",null,64789.210511004989,0,0.46157176408694561,"FAIL",0,1,null,null,4.4991817371907228,null,988.53936462802926,"YES",1,null,6.8320000000000007,5.3630000000000004,5.5847964346769574,15.4,15.58,17.390432125820322,null,-48745.598106404759,null,-6170.5796781505642,null,0,null,0,null,988.53936462802926,null,0,0,null,"ItrNgsld610"]
[4683,"IcoTgsld611",0.98983502686023694,8619.9972766249703,0,5434.7861328125,0,0,67389.795529821524,17324.076171875,18478.6330656955,0,0,null,90148.658406698552,18478.6330656955,23913.41911702486,null,34241.720802787029,7368.3527197731655,0,0,98516.601560272466,0,null,41610.07502674478,98516.6015625,null,-48538.582807764244,17696.655828236781,80037.968496804504,null,0.49118372458841913,2.2517939979008212,0,1,0.46157176408694561,1.740030343688405,0,1,5.3313792861329281,"PASS",1,null,"IcoTgsld611",null,80037.968496804504,0,0.46157176408694561,"FAIL",0,1,null,null,2.4650210594667872,null,-401.7512176808832,"NO",0,null,6.8320000000000007,5.3630000000000004,5.5847964346769574,15.4,15.58,17.390432125820322,null,-48745.598106404759,null,-6170.5796781505642,null,0,null,0,null,-401.7512176808832,null,-401.7512176808832,-0.23846038545824111,null,"IcoTgsld611"]
[4695,"IstTgsld611",0.98983502686023694,8619.9972766249703,0,5434.7861328125,0,0,67389.795529821524,17324.076171875,18478.6330656955,0,0,null,90148.658406698552,18478.6330656955,23913.41911702486,null,34241.720802787029,7368.3527197731655,0,0,98516.601560272466,0,null,41610.07502674478,98516.6015625,null,-48538.582807764244,17696.655828236781,80037.968496804504,null,0.49118372458841913,2.2517939979008212,0,1,0.46157176408694561,1.740030343688405,0,1,5.3313792861329281,"PASS",1,null,"IstTgsld611",null,80037.968496804504,0,0.46157176408694561,"FAIL",0,1,null,null,2.4650210594667872,null,-401.7512176808832,"NO",0,null,6.8320000000000007,5.3630000000000004,5.5847964346769574,15.4,15.58,17.390432125820322,null,-48745.598106404759,null,-6170.5796781505642,null,0,null,0,null,-401.7512176808832,null,-401.7512176808832,-0.23846038545824111,null,"IstTgsld611"]
[4700,"ItrNgsld611",0.98983502686023694,8619.9972766249703,0,5434.7861328125,0,0,67389.795529821524,17324.076171875,18478.6330656955,0,0,null,90148.658406698552,18478.6330656955,23913.41911702486,null,34241.720802787029,7368.3527197731655,0,0,98516.601560272466,0,null,41610.07502674478,98516.6015625,null,-48538.582807764244,17696.655828236781,80037.968496804504,null,0.49118372458841913,2.2517939979008212,0,1,0.46157176408694561,1.740030343688405,0,1,5.3313792861329281,"PASS",1,null,"ItrNgsld611",null,80037.968496804504,0,0.46157176408694561,"FAIL",0,1,null,null,2.4650210594667872,null,-401.7512176808832,"NO",0,null,6.8320000000000007,5.3630000000000004,5.5847964346769574,15.4,15.58,17.390432125820322,null,-48745.598106404759,null,-6170.5796781505642,null,0,null,0,null,-401.7512176808832,null,-401.7512176808832,-0.23846038545824111,null,"ItrNgsld611"]
[4715,"ImiTgsld701",0.98533076643943773,8329.1060426051008,0,5026.65576171875,0,0,65115.653189292614,17486.732421875,8955.2809613873324,0,0,null,87629.041460671317,8955.2809613873324,13981.936717115232,null,33164.220385108958,7334.6828241912654,0,0,95939.32671961782,0,null,40498.904388394541,95939.328125,null,-47130.136984491823,26516.967665288459,86984.047163612675,null,0.4902873456831397,4.5223488311549902,0,1,0.46216304268421976,2.8965160685835034,0,1,10.713156688066356,"PASS",1,null,"ImiTgsld701",null,86984.047163612675,0,0.46216304268421976,"FAIL",0,1,null,null,1.2731340902663637,null,-1189.7840599586573,"NO",0,null,6.8320000000000007,5.3630000000000004,5.5847964346769574,15.4,15.58,17.390432125820322,null,-47331.62407100125,null,-6214.0230243043407,null,0,null,0,null,-1189.7840599586573,null,-1189.7840599586573,-1.3948361982346382,null,"ImiTgsld701"]
[4718,"IprNgsld701",0.98533076643943773,8329.1060426051008,0,5026.65576171875,0,0,65115.653189292614,17486.732421875,8955.2809613873324,0,0,null,87629.041460671317,8955.2809613873324,13981.936717115232,null,33164.220385108958,7334.6828241912654,0,0,95939.32671961782,0,null,40498.904388394541,95939.328125,null,-47130.136984491823,26516.967665288459,86984.047163612675,null,0.4902873456831397,4.5223488311549902,0,1,0.46216304268421976,2.8965160685835034,0,1,10.713156688066356,"PASS",1,null,"IprNgsld701",null,86984.047163612675,0,0.46216304268421976,"FAIL",0,1,null,null,1.2731340902663637,null,-1189.7840599586573,"NO",0,null,6.8320000000000007,5.3630000000000004,5.5847964346769574,15.4,15.58,17.390432125820322,null,-47331.62407100125,null,-6214.0230243043407,null,0,null,0,null,-1189.7840599586573,null,-1189.7840599586573,-1.3948361982346382,null,"IprNgsld701"]
[4725,"IwaTgsld701",0.98533076643943773,8329.1060426051008,0,5026.65576171875,0,0,65115.653189292614,17486.732421875,8955.2809613873324,0,0,null,87629.041460671317,8955.2809613873324,13981.936717115232,null,33164.220385108958,7334.6828241912654,0,0,95939.32671961782,0,null,40498.904388394541,95939.328125,null,-47130.136984491823,26516.967665288459,86984.047163612675,null,0.4902873456831397,4.5223488311549902,0,1,0.46216304268421976,2.8965160685835034,0,1,10.713156688066356,"PASS",1,null,"IwaTgsld701",null,86984.047163612675,0,0.46216304268421976,"FAIL",0,1,null,null,1.2731340902663637,null,-1189.7840599586573,"NO",0,null,6.8320000000000007,5.3630000000000004,5.5847964346769574,15.4,15.58,17.390432125820322,null,-47331.62407100125,null,-6214.0230243043407,null,0,null,0,null,-1189.7840599586573,null,-1189.7840599586573,-1.3948361982346382,null,"IwaTgsld701"]
[4737,"IluTgsld703",0.98533076643943773,8329.1060426051008,0,6698.87744140625,0,0,65115.653189292614,17486.732421875,50060.866183997459,0,0,null,89301.26298206381,50060.866183997459,56759.743461117869,null,33164.220385108958,7334.6828241912654,0,0,95939.32671961782,0,null,40498.904388394541,95939.328125,null,-48802.358664179323,-16260.839237009168,45878.461941002541,null,0.4902873456831397,0.80899328108990032,0,0,0.4535087523292009,0.71351457567663545,0,0,1.9164536181291272,"PASS",1,null,"IluTgsld703",null,45878.461941002541,0,0.4535087523292009,"FAIL",0,1,null,null,5.340358534119507,null,1535.2311359363975,"YES",1,null,6.8320000000000007,5.3630000000000004,5.5847964346769574,15.4,15.58,17.390432125820322,null,-49003.845750688743,null,-5051.1800969268706,null,0,null,0,null,1535.2311359363975,null,0,0,null,"IluTgsld703"]
[4749,"ItrTgsld703",0.98533076643943773,8329.1060426051008,0,6698.87744140625,0,0,65115.653189292614,17486.732421875,49664.065407862159,0,0,null,89301.26298206381,49664.065407862159,56362.942684982554,null,33164.220385108958,7334.6828241912654,0,0,95939.32671961782,0,null,40498.904388394541,95939.328125,null,-48802.358664179323,-15864.038460873868,46275.262717137841,null,0.4902873456831397,0.81545689133180166,0,0,0.4535087523292009,0.71853778992166695,0,0,1.9317654996043105,"PASS",1,null,"ItrTgsld703",null,46275.262717137841,0,0.4535087523292009,"FAIL",0,1,null,null,5.2980288198554151,null,1506.870489456247,"YES",1,null,6.8320000000000007,5.3630000000000004,5.5847964346769574,15.4,15.58,17.390432125820322,null,-49003.845750688743,null,-5051.1800969268706,null,0,null,0,null,1506.870489456247,null,0,0,null,"ItrTgsld703"]
[4756,"IchNgsld704",0.98533076643943773,8329.1060426051008,0,3465.36279296875,0,0,65115.653189292614,17486.732421875,24079.366435830783,0,0,null,86067.748536282335,24079.366435830783,27544.729267169721,null,33164.220385108958,7334.6828241912654,0,0,95939.32671961782,0,null,40498.904388394541,95939.328125,null,-45568.844015741823,12954.175159595008,71859.961689169213,null,0.4902873456831397,1.6818924408297977,0,1,0.47054680922091124,1.4702959703103817,0,1,3.9842961973550746,"PASS",1,null,"IchNgsld704",null,71859.961689169213,0,0.47054680922091124,"FAIL",0,1,null,null,4.9655847493742149,null,1284.135020501343,"YES",1,null,6.8320000000000007,5.3630000000000004,5.5847964346769574,15.4,15.58,17.390432125820322,null,-45770.331102251243,null,-7878.3637499600618,null,0,null,0,null,1284.135020501343,null,0,0,null,"IchNgsld704"]
[4768,"IprNgsld704",0.98533076643943773,8329.1060426051008,0,3465.36279296875,0,0,65115.653189292614,17486.732421875,24079.366435830783,0,0,null,86067.748536282335,24079.366435830783,27544.729267169721,null,33164.220385108958,7334.6828241912654,0,0,95939.32671961782,0,null,40498.904388394541,95939.328125,null,-45568.844015741823,12954.175159595008,71859.961689169213,null,0.4902873456831397,1.6818924408297977,0,1,0.47054680922091124,1.4702959703103817,0,1,3.9842961973550746,"PASS",1,null,"IprNgsld704",null,71859.961689169213,0,0.47054680922091124,"FAIL",0,1,null,null,4.9655847493742149,null,1284.135020501343,"YES",1,null,6.8320000000000007,5.3630000000000004,5.5847964346769574,15.4,15.58,17.390432125820322,null,-45770.331102251243,null,-7878.3637499600618,null,0,null,0,null,1284.135020501343,null,0,0,null,"IprNgsld704"]
[4775,"IwaTgsld704",0.98533076643943773,8329.1060426051008,0,3465.36279296875,0,0,65115.653189292614,17486.732421875,24079.366435830783,0,0,null,86067.748536282335,24079.366435830783,27544.729267169721,null,33164.220385108958,7334.6828241912654,0,0,95939.32671961782,0,null,40498.904388394541,95939.328125,null,-45568.844015741823,12954.175159595008,71859.961689169213,null,0.4902873456831397,1.6818924408297977,0,1,0.47054680922091124,1.4702959703103817,0,1,3.9842961973550746,"PASS",1,null,"IwaTgsld704",null,71859.961689169213,0,0.47054680922091124,"FAIL",0,1,null,null,4.9655847493742149,null,1284.135020501343,"YES",1,null,6.8320000000000007,5.3630000000000004,5.5847964346769574,15.4,15.58,17.390432125820322,null,-45770.331102251243,null,-7878.3637499600618,null,0,null,0,null,1284.135020501343,null,0,0,null,"IwaTgsld704"]
[4787,"IelEgsld801",0.98957013189792642,8588.5282253098176,0,4343.8134765625,0,0,67143.775390186827,17486.732421875,370.88294864864872,0,0,null,88974.32142171853,370.88294864864872,4714.6964645295693,null,34133.245332241226,7366.2401469431052,0,0,98382.847443586739,0,null,41499.485161280129,98382.84375,null,-47474.836127344199,36784.788736068978,98011.96080135135,null,0.49036081945103821,111.89375330542397,0,1,0.46642092415248332,8.8021542467438021,0,1,265.26655945890286,"PASS",1,null,"IelEgsld801",null,98011.96080135135,0,0.46642092415248332,"FAIL",0,1,null,null,5.165664628886877E-2,null,-2051.6398623683917,"NO",0,null,6.8320000000000007,5.3630000000000004,5.5847964346769574,15.4,15.58,17.390432125820322,null,-47681.301227649063,null,-6259.9310603189779,null,0,null,0,null,-2051.6398623683917,null,-2051.6398623683917,-58.076246941822234,null,"IelEgsld801"]
[4790,"IluNgsld801",0.98957013189792642,8588.5282253098176,0,4343.8134765625,0,0,67143.775390186827,17486.732421875,625.16863957135706,0,0,null,88974.32142171853,625.16863957135706,4968.9821554522769,null,34133.245332241226,7366.2401469431052,0,0,98382.847443586739,0,null,41499.485161280129,98382.84375,null,-47474.836127344199,36530.503045146274,97757.675110428638,null,0.49036081945103821,66.381265045114844,0,1,0.46642092415248332,8.3517074908631432,0,1,157.37008788133642,"PASS",1,null,"IluNgsld801",null,97757.675110428638,0,0.46642092415248332,"FAIL",0,1,null,null,8.7073602636338981E-2,null,-2027.419110831544,"NO",0,null,6.8320000000000007,5.3630000000000004,5.5847964346769574,15.4,15.58,17.390432125820322,null,-47681.301227649063,null,-6259.9310603189779,null,0,null,0,null,-2027.419110831544,null,-2027.419110831544,-34.047140579365426,null,"IluNgsld801"]
[4797,"IstEgsld801",0.98957013189792642,8588.5282253098176,0,4343.8134765625,0,0,67143.775390186827,17486.732421875,1197.8568247930414,0,0,null,88974.32142171853,1197.8568247930414,5541.6703406739634,null,34133.245332241226,7366.2401469431052,0,0,98382.847443586739,0,null,41499.485161280129,98382.84375,null,-47474.836127344199,35957.814859924591,97184.986925206962,null,0.49036081945103821,34.644779160856864,0,1,0.46642092415248332,7.4886239896171718,0,1,82.132389876392793,"PASS",1,null,"IstEgsld801",null,97184.986925206962,0,0.46642092415248332,"FAIL",0,1,null,null,0.16683771568183517,null,-1972.8704719062239,"NO",0,null,6.8320000000000007,5.3630000000000004,5.5847964346769574,15.4,15.58,17.390432125820322,null,-47681.301227649063,null,-6259.9310603189779,null,0,null,0,null,-1972.8704719062239,null,-1972.8704719062239,-17.291312488162021,null,"IstEgsld801"]
[4809,"IcoEgsld802",0.98957013189792642,8588.5282253098176,0,6857.32568359375,0,0,67143.775390186827,17486.732421875,563770.39887198433,0,0,null,91487.833407768878,563770.39887198433,570627.72437391547,null,34133.245332241226,7366.2401469431052,0,0,98382.847443586739,0,null,41499.485161280129,98382.84375,null,-49988.348334375449,-529128.23939429794,-465387.55512198433,null,0.49036081945103821,7.3610613902954203E-2,0,0,0.4536066007427183,7.2726023246769453E-2,0,0,0.17450870770591814,"FAIL",0,null,"IcoEgsld802",null,-465387.55512198433,465387.55512198433,7.4522031336842542E-2,"FAIL",0,1,null,null,49.740254648752021,null,31929.122759485828,"YES",1,null,6.8320000000000007,5.3630000000000004,5.5847964346769574,15.4,15.58,17.390432125820322,null,-50194.81343468032,null,-4441.1602595654986,null,41176.778509073629,null,41176.778509073629,null,31929.122759485828,null,31929.122759485828,0.93864766447422798,null,"IcoEgsld802"]
[4821,"IstEgsld802",0.98957013189792642,8588.5282253098176,0,6857.32568359375,0,0,67143.775390186827,17486.732421875,563770.39887198433,0,0,null,91487.833407768878,563770.39887198433,570627.72437391547,null,34133.245332241226,7366.2401469431052,0,0,98382.847443586739,0,null,41499.485161280129,98382.84375,null,-49988.348334375449,-529128.23939429794,-465387.55512198433,null,0.49036081945103821,7.3610613902954203E-2,0,0,0.4536066007427183,7.2726023246769453E-2,0,0,0.17450870770591814,"FAIL",0,null,"IstEgsld802",null,-465387.55512198433,465387.55512198433,7.4522031336842542E-2,"FAIL",0,1,null,null,49.740254648752021,null,31929.122759485828,"YES",1,null,6.8320000000000007,5.3630000000000004,5.5847964346769574,15.4,15.58,17.390432125820322,null,-50194.81343468032,null,-4441.1602595654986,null,41176.778509073629,null,41176.778509073629,null,31929.122759485828,null,31929.122759485828,0.93864766447422798,null,"IstEgsld802"]
[4828,"IwaNgsld802",0.98957013189792642,8588.5282253098176,0,6857.32568359375,0,0,67143.775390186827,17486.732421875,563770.39887198433,0,0,null,91487.833407768878,563770.39887198433,570627.72437391547,null,34133.245332241226,7366.2401469431052,0,0,98382.847443586739,0,null,41499.485161280129,98382.84375,null,-49988.348334375449,-529128.23939429794,-465387.55512198433,null,0.49036081945103821,7.3610613902954203E-2,0,0,0.4536066007427183,7.2726023246769453E-2,0,0,0.17450870770591814,"FAIL",0,null,"IwaNgsld802",null,-465387.55512198433,465387.55512198433,7.4522031336842542E-2,"FAIL",0,1,null,null,49.740254648752021,null,31929.122759485828,"YES",1,null,6.8320000000000007,5.3630000000000004,5.5847964346769574,15.4,15.58,17.390432125820322,null,-50194.81343468032,null,-4441.1602595654986,null,41176.778509073629,null,41176.778509073629,null,31929.122759485828,null,31929.122759485828,0.93864766447422798,null,"IwaNgsld802"]
[4840,"ImeNgsld803",0.98957013189792642,8588.5282253098176,0,6907.5234375,0,0,67143.775390186827,17486.732421875,5399.8457619339215,0,0,null,91538.03137594118,5399.8457619339215,12307.369232037523,null,34133.245332241226,7366.2401469431052,0,0,98382.847443586739,0,null,41499.485161280129,98382.84375,null,-50038.546088281699,29192.115961846208,92982.997988066083,null,0.49036081945103821,7.6853093571356643,0,1,0.45335785131907974,3.3719216908832883,0,1,18.219565537139488,"PASS",1,null,"ImeNgsld803",null,92982.997988066083,0,0.45335785131907974,"FAIL",0,1,null,null,0.56434908761724012,null,-1701.0226011219647,"NO",0,null,6.8320000000000007,5.3630000000000004,5.5847964346769574,15.4,15.58,17.390432125820322,null,-50245.01118858657,null,-5179.1159774860998,null,0,null,0,null,-1701.0226011219647,null,-1701.0226011219647,-4.407434616811722,null,"ImeNgsld803"]
[4847,"IteEgsld803",0.98957013189792642,8588.5282253098176,0,6907.5234375,0,0,67143.775390186827,17486.732421875,1025.736645844104,0,0,null,91538.03137594118,1025.736645844104,7933.2601159477044,null,34133.245332241226,7366.2401469431052,0,0,98382.847443586739,0,null,41499.485161280129,98382.84375,null,-50038.546088281699,33566.225077936026,97357.10710415589,null,0.49036081945103821,40.458226124044906,0,1,0.45335785131907974,5.2310758408650164,0,1,95.914330592174878,"PASS",1,null,"IteEgsld803",null,97357.10710415589,0,0.45335785131907974,"FAIL",0,1,null,null,0.1072018597566296,null,-2013.6539100673299,"NO",0,null,6.8320000000000007,5.3630000000000004,5.5847964346769574,15.4,15.58,17.390432125820322,null,-50245.01118858657,null,-5179.1159774860998,null,0,null,0,null,-2013.6539100673299,null,-2013.6539100673299,-27.466677716930679,null,"IteEgsld803"]
[4851,"IwaEgsld803",0.98957013189792642,8588.5282253098176,0,6907.5234375,0,0,67143.775390186827,17486.732421875,304.69655775958159,0,0,null,91538.03137594118,304.69655775958159,7212.2200278631844,null,34133.245332241226,7366.2401469431052,0,0,98382.847443586739,0,null,41499.485161280129,98382.84375,null,-50038.546088281699,34287.265166020545,98078.147192240416,null,0.49036081945103821,136.19938953831232,0,1,0.45335785131907974,5.754051483254357,0,1,322.88793963871495,"PASS",1,null,"IwaEgsld803",null,98078.147192240416,0,0.45335785131907974,"FAIL",0,1,null,null,3.184446830123238E-2,null,-2065.1889046896586,"NO",0,null,6.8320000000000007,5.3630000000000004,5.5847964346769574,15.4,15.58,17.390432125820322,null,-50245.01118858657,null,-5179.1159774860998,null,0,null,0,null,-2065.1889046896586,null,-2065.1889046896586,-94.830797471015586,null,"IwaEgsld803"]
[4863,"ImeEgsld804",0.98957013189792642,8588.5282253098176,0,5788.87353515625,0,0,67143.775390186827,17486.732421875,7120.6811306121599,0,0,null,90419.381278442263,7120.6811306121599,12909.554503216801,null,34133.245332241226,7366.2401469431052,0,0,98382.847443586739,0,null,41499.485161280129,98382.84375,null,-48919.896185937949,28589.930495511719,91262.162619387847,null,0.49036081945103821,5.8280218423026682,0,1,0.45896670097662573,3.2146333654190364,0,1,13.816493386713708,"PASS",1,null,"ImeEgsld804",null,91262.162619387847,0,0.45896670097662573,"FAIL",0,1,null,null,0.74419714702825357,null,-1578.0291084389182,"NO",0,null,6.8320000000000007,5.3630000000000004,5.5847964346769574,15.4,15.58,17.390432125820322,null,-49126.361286242827,null,-5063.8086575076786,null,0,null,0,null,-1578.0291084389182,null,-1578.0291084389182,-3.1006348983379244,null,"ImeEgsld804"]
[4870,"IstNgsld804",0.98957013189792642,8588.5282253098176,0,5788.87353515625,0,0,67143.775390186827,17486.732421875,2115.2881834353639,0,0,null,90419.381278442263,2115.2881834353639,7904.1615560400032,null,34133.245332241226,7366.2401469431052,0,0,98382.847443586739,0,null,41499.485161280129,98382.84375,null,-48919.896185937949,33595.323442688517,96267.555566564639,null,0.49036081945103821,19.618832784231934,0,1,0.45896670097662573,5.2503335127453115,0,1,46.510373631558771,"PASS",1,null,"IstNgsld804",null,96267.555566564639,0,0.45896670097662573,"FAIL",0,1,null,null,0.22107315707298622,null,-1935.7802392634587,"NO",0,null,6.8320000000000007,5.3630000000000004,5.5847964346769574,15.4,15.58,17.390432125820322,null,-49126.361286242827,null,-5063.8086575076786,null,0,null,0,null,-1935.7802392634587,null,-1935.7802392634587,-12.803940888852818,null,"IstNgsld804"]
[4882,"IcoNgsld805",0.98957013189792642,8588.5282253098176,0,5013.09326171875,0,0,67143.775390186827,17486.732421875,194234.23810778733,0,0,null,89643.601060067216,194234.23810778733,199247.33126201684,null,34133.245332241226,7366.2401469431052,0,0,98382.847443586739,0,null,41499.485161280129,98382.84375,null,-48144.115912500449,-157747.84620822594,-95851.394357787329,null,0.49036081945103821,0.21365689986258046,0,0,0.46293862210113862,0.20828125965872504,0,0,0.50651648601419041,"FAIL",0,null,"IcoNgsld805",null,-95851.394357787329,95851.394357787329,0.2237229369165917,"FAIL",0,1,null,null,27.971054823009631,null,17041.72320537499,"YES",1,null,6.8320000000000007,5.3630000000000004,5.5847964346769574,15.4,15.58,17.390432125820322,null,-48350.58101280532,null,-6545.913926531156,null,12976.78257553716,null,12976.78257553716,null,17041.72320537499,null,12976.78257553716,0.67839369867219235,null,"IcoNgsld805"]
[4889,"ImiTgsld805",0.98957013189792642,8588.5282253098176,0,5013.09326171875,0,0,67143.775390186827,17486.732421875,194234.23810778733,0,0,null,89643.601060067216,194234.23810778733,199247.33126201684,null,34133.245332241226,7366.2401469431052,0,0,98382.847443586739,0,null,41499.485161280129,98382.84375,null,-48144.115912500449,-157747.84620822594,-95851.394357787329,null,0.49036081945103821,0.21365689986258046,0,0,0.46293862210113862,0.20828125965872504,0,0,0.50651648601419041,"FAIL",0,null,"ImiTgsld805",null,-95851.394357787329,95851.394357787329,0.2237229369165917,"FAIL",0,1,null,null,27.971054823009631,null,17041.72320537499,"YES",1,null,6.8320000000000007,5.3630000000000004,5.5847964346769574,15.4,15.58,17.390432125820322,null,-48350.58101280532,null,-6545.913926531156,null,12976.78257553716,null,12976.78257553716,null,17041.72320537499,null,12976.78257553716,0.67839369867219235,null,"ImiTgsld805"]
[4901,"IagTgsld806",0.98957013189792642,8588.5282253098176,0,5013.09326171875,0,0,67143.775390186827,17486.732421875,193947.98032062565,0,0,null,89643.601060067216,193947.98032062565,198961.07347485513,null,34133.245332241226,7366.2401469431052,0,0,98382.847443586739,0,null,41499.485161280129,98382.84375,null,-48144.115912500449,-157461.58842106425,-95565.136570625647,null,0.49036081945103821,0.21397224705653103,0,0,0.46293862210113862,0.20858092698270778,0,0,0.50726407971538623,"FAIL",0,null,"IagTgsld806",null,-95565.136570625647,95565.136570625647,0.22406872207593992,"FAIL",0,1,null,null,27.929829981708213,null,17013.530589710579,"YES",1,null,6.8320000000000007,5.3630000000000004,5.5847964346769574,15.4,15.58,17.390432125820322,null,-48350.58101280532,null,-6545.913926531156,null,12938.027739580517,null,12938.027739580517,null,17013.530589710579,null,12938.027739580517,0.6773660215900168,null,"IagTgsld806"]
[4913,"ImiTgsld806",0.98957013189792642,8588.5282253098176,0,5013.09326171875,0,0,67143.775390186827,17486.732421875,193947.98032062565,0,0,null,89643.601060067216,193947.98032062565,198961.07347485513,null,34133.245332241226,7366.2401469431052,0,0,98382.847443586739,0,null,41499.485161280129,98382.84375,null,-48144.115912500449,-157461.58842106425,-95565.136570625647,null,0.49036081945103821,0.21397224705653103,0,0,0.46293862210113862,0.20858092698270778,0,0,0.50726407971538623,"FAIL",0,null,"ImiTgsld806",null,-95565.136570625647,95565.136570625647,0.22406872207593992,"FAIL",0,1,null,null,27.929829981708213,null,17013.530589710579,"YES",1,null,6.8320000000000007,5.3630000000000004,5.5847964346769574,15.4,15.58,17.390432125820322,null,-48350.58101280532,null,-6545.913926531156,null,12938.027739580517,null,12938.027739580517,null,17013.530589710579,null,12938.027739580517,0.6773660215900168,null,"ImiTgsld806"]
[4920,"IteNgsld806",0.98957013189792642,8588.5282253098176,0,5013.09326171875,0,0,67143.775390186827,17486.732421875,193947.98032062565,0,0,null,89643.601060067216,193947.98032062565,198961.07347485513,null,34133.245332241226,7366.2401469431052,0,0,98382.847443586739,0,null,41499.485161280129,98382.84375,null,-48144.115912500449,-157461.58842106425,-95565.136570625647,null,0.49036081945103821,0.21397224705653103,0,0,0.46293862210113862,0.20858092698270778,0,0,0.50726407971538623,"FAIL",0,null,"IteNgsld806",null,-95565.136570625647,95565.136570625647,0.22406872207593992,"FAIL",0,1,null,null,27.929829981708213,null,17013.530589710579,"YES",1,null,6.8320000000000007,5.3630000000000004,5.5847964346769574,15.4,15.58,17.390432125820322,null,-48350.58101280532,null,-6545.913926531156,null,12938.027739580517,null,12938.027739580517,null,17013.530589710579,null,12938.027739580517,0.6773660215900168,null,"IteNgsld806"]
[4932,"IelNgsld807",0.98957013189792642,8588.5282253098176,0,4343.8134765625,0,0,67143.775390186827,17486.732421875,109813.94583912299,0,0,null,88974.32142171853,109813.94583912299,114157.75935500389,null,34133.245332241226,7366.2401469431052,0,0,98382.847443586739,0,null,41499.485161280129,98382.84375,null,-47474.836127344199,-72658.274154405357,-11431.102089122985,null,0.49036081945103821,0.37790723977878654,0,0,0.46642092415248332,0.36352750272997014,0,0,0.8959048233648802,"FAIL",0,null,"IelNgsld807",null,-11431.102089122985,11431.102089122985,0.41331915911703221,"FAIL",0,1,null,null,15.294906027967148,null,8372.8289221776886,"YES",1,null,6.8320000000000007,5.3630000000000004,5.5847964346769574,15.4,15.58,17.390432125820322,null,-47681.301227649063,null,-6259.9310603189779,null,1500.7541568493036,null,1500.7541568493036,null,8372.8289221776886,null,1500.7541568493036,0.14347834665842699,null,"IelNgsld807"]
[4935,"ImeEgsld807",0.98957013189792642,8588.5282253098176,0,4343.8134765625,0,0,67143.775390186827,17486.732421875,109813.93558651549,0,0,null,88974.32142171853,109813.93558651549,114157.74910239648,null,34133.245332241226,7366.2401469431052,0,0,98382.847443586739,0,null,41499.485161280129,98382.84375,null,-47474.836127344199,-72658.263901797865,-11431.091836515494,null,0.49036081945103821,0.3779072750615089,0,0,0.46642092415248332,0.36352753537869376,0,0,0.8959049070096422,"FAIL",0,null,"ImeEgsld807",null,-11431.091836515494,11431.091836515494,0.41331920132191913,"FAIL",0,1,null,null,15.294905097131247,null,8372.8282856027981,"YES",1,null,6.8320000000000007,5.3630000000000004,5.5847964346769574,15.4,15.58,17.390432125820322,null,-47681.301227649063,null,-6259.9310603189779,null,1500.7528108160698,null,1500.7528108160698,null,8372.8282856027981,null,1500.7528108160698,0.14347822670401641,null,"ImeEgsld807"]
[4942,"IstNgsld807",0.98957013189792642,8588.5282253098176,0,4343.8134765625,0,0,67143.775390186827,17486.732421875,109813.96634433792,0,0,null,88974.32142171853,109813.96634433792,114157.77986021881,null,34133.245332241226,7366.2401469431052,0,0,98382.847443586739,0,null,41499.485161280129,98382.84375,null,-47474.836127344199,-72658.294659620296,-11431.122594337925,null,0.49036081945103821,0.37790716921336176,0,0,0.46642092415248332,0.36352743743254062,0,0,0.89590465607540348,"FAIL",0,null,"IstNgsld807",null,-11431.122594337925,11431.122594337925,0.41331907470728441,"FAIL",0,1,null,null,15.294909030763451,null,8372.8309757133575,"YES",1,null,6.8320000000000007,5.3630000000000004,5.5847964346769574,15.4,15.58,17.390432125820322,null,-47681.301227649063,null,-6259.9310603189779,null,1500.7568489157657,null,1500.7568489157657,null,8372.8309757133575,null,1500.7568489157657,0.14347857586253537,null,"IstNgsld807"]
[4954,"IcoNgsld808",0.98957013189792642,8588.5282253098176,0,10149.8623046875,0,0,67143.775390186827,17486.732421875,185357.17161622469,0,0,null,94780.3699575543,185357.17161622469,195507.03366794143,null,34133.245332241226,7366.2401469431052,0,0,98382.847443586739,0,null,41499.485161280129,98382.84375,null,-53280.884955469199,-154007.54875963205,-86974.327866224688,null,0.49036081945103821,0.22388928790520882,0,0,0.4378489460440127,0.21226594424253695,0,0,0.53077441186736551,"FAIL",0,null,"IcoNgsld808",null,-86974.327866224688,86974.327866224688,0.22832689125409908,"FAIL",0,1,null,null,11.048664100436206,null,5468.9325601342061,"YES",1,null,6.8320000000000007,5.3630000000000004,5.5847964346769574,15.4,15.58,17.390432125820322,null,-53487.350055774063,null,-4732.4788599183903,null,7695.3553981140976,null,7695.3553981140976,null,5468.9325601342061,null,5468.9325601342061,0.72379640066828588,null,"IcoNgsld808"]
[4961,"ImiEgsld808",0.98957013189792642,8588.5282253098176,0,10149.8623046875,0,0,67143.775390186827,17486.732421875,185357.17161622469,0,0,null,94780.3699575543,185357.17161622469,195507.03366794143,null,34133.245332241226,7366.2401469431052,0,0,98382.847443586739,0,null,41499.485161280129,98382.84375,null,-53280.884955469199,-154007.54875963205,-86974.327866224688,null,0.49036081945103821,0.22388928790520882,0,0,0.4378489460440127,0.21226594424253695,0,0,0.53077441186736551,"FAIL",0,null,"ImiEgsld808",null,-86974.327866224688,86974.327866224688,0.22832689125409908,"FAIL",0,1,null,null,11.048664100436206,null,5468.9325601342061,"YES",1,null,6.8320000000000007,5.3630000000000004,5.5847964346769574,15.4,15.58,17.390432125820322,null,-53487.350055774063,null,-4732.4788599183903,null,7695.3553981140976,null,7695.3553981140976,null,5468.9325601342061,null,5468.9325601342061,0.72379640066828588,null,"ImiEgsld808"]
[4973,"IagEgsld809",0.98957013189792642,8588.5282253098176,0,4798.55029296875,0,0,67143.775390186827,17486.732421875,39068.783114205391,0,0,null,89429.058102824594,39068.783114205391,43867.333311192408,null,34133.245332241226,7366.2401469431052,0,0,98382.847443586739,0,null,41499.485161280129,98382.84375,null,-47929.572943750449,-2367.8482458940125,59314.060635794609,null,0.49036081945103821,1.0622159651087504,0,1,0.46404922561680984,0.94602251693952355,0,0,2.5181957539452529,"PASS",1,null,"IagEgsld809",null,59314.060635794609,0,0.46404922561680984,"FAIL",0,1,null,null,4.9258405816396138,null,1281.689994799211,"YES",1,null,6.8320000000000007,5.3630000000000004,5.5847964346769574,15.4,15.58,17.390432125820322,null,-48136.038044055327,null,-5833.860581548076,null,0,null,0,null,1281.689994799211,null,0,0,null,"IagEgsld809"]
[4985,"ImiEgsld809",0.98957013189792642,8588.5282253098176,0,4798.55029296875,0,0,67143.775390186827,17486.732421875,39068.783114205391,0,0,null,89429.058102824594,39068.783114205391,43867.333311192408,null,34133.245332241226,7366.2401469431052,0,0,98382.847443586739,0,null,41499.485161280129,98382.84375,null,-47929.572943750449,-2367.8482458940125,59314.060635794609,null,0.49036081945103821,1.0622159651087504,0,1,0.46404922561680984,0.94602251693952355,0,0,2.5181957539452529,"PASS",1,null,"ImiEgsld809",null,59314.060635794609,0,0.46404922561680984,"FAIL",0,1,null,null,4.9258405816395756,null,1281.6899947991842,"YES",1,null,6.8320000000000007,5.3630000000000004,5.5847964346769574,15.4,15.58,17.390432125820322,null,-48136.038044055327,null,-5833.860581548076,null,0,null,0,null,1281.6899947991842,null,0,0,null,"ImiEgsld809"]
[4992,"IteNgsld809",0.98957013189792642,8588.5282253098176,0,4798.55029296875,0,0,67143.775390186827,17486.732421875,39068.783114205391,0,0,null,89429.058102824594,39068.783114205391,43867.333311192408,null,34133.245332241226,7366.2401469431052,0,0,98382.847443586739,0,null,41499.485161280129,98382.84375,null,-47929.572943750449,-2367.8482458940125,59314.060635794609,null,0.49036081945103821,1.0622159651087504,0,1,0.46404922561680984,0.94602251693952355,0,0,2.5181957539452529,"PASS",1,null,"IteNgsld809",null,59314.060635794609,0,0.46404922561680984,"FAIL",0,1,null,null,4.9258405816395756,null,1281.6899947991842,"YES",1,null,6.8320000000000007,5.3630000000000004,5.5847964346769574,15.4,15.58,17.390432125820322,null,-48136.038044055327,null,-5833.860581548076,null,0,null,0,null,1281.6899947991842,null,0,0,null,"IteNgsld809"]
[5002,"IcoNgsld901",0.98957013189792642,8588.5282253098176,0,10149.8623046875,0,0,67143.775390186827,17486.732421875,83662.67829536178,0,0,null,94780.3699575543,83662.67829536178,93812.54034707848,null,34133.245332241226,7366.2401469431052,0,0,98382.847443586739,0,null,41499.485161280129,98382.84375,null,-53280.884955469199,-52313.055438769152,14720.16545463822,null,0.49036081945103821,0.49603342860684918,0,0,0.4378489460440127,0.44236607276424544,0,0,1.1759466198616104,"PASS",1,null,"IcoNgsld901",null,14720.16545463822,0,0.4378489460440127,"FAIL",0,1,null,null,4.9869168388345395,null,1323.4584865861834,"YES",1,null,6.8320000000000007,5.3630000000000004,5.5847964346769574,15.4,15.58,17.390432125820322,null,-53487.350055774063,null,-4732.4788599183903,null,0,null,0,null,1323.4584865861834,null,0,0,null,"IcoNgsld901"]
[5006,"IluNgsld901",0.98957013189792642,8588.5282253098176,0,10149.8623046875,0,0,67143.775390186827,17486.732421875,87009.185187611278,0,0,null,94780.3699575543,87009.185187611278,97159.047239327992,null,34133.245332241226,7366.2401469431052,0,0,98382.847443586739,0,null,41499.485161280129,98382.84375,null,-53280.884955469199,-55659.562331018649,11373.658562388722,null,0.49036081945103821,0.47695522112749306,0,0,0.4378489460440127,0.42712939486741619,0,0,1.130717906826326,"PASS",1,null,"IluNgsld901",null,11373.658562388722,0,0.4378489460440127,"FAIL",0,1,null,null,5.1863935123879221,null,1459.8754869668055,"YES",1,null,6.8320000000000007,5.3630000000000004,5.5847964346769574,15.4,15.58,17.390432125820322,null,-53487.350055774063,null,-4732.4788599183903,null,0,null,0,null,1459.8754869668055,null,0,0,null,"IluNgsld901"]
[5007,"ImeEgsld901",0.98957013189792642,8588.5282253098176,0,10149.8623046875,0,0,67143.775390186827,17486.732421875,83662.67829536178,0,0,null,94780.3699575543,83662.67829536178,93812.54034707848,null,34133.245332241226,7366.2401469431052,0,0,98382.847443586739,0,null,41499.485161280129,98382.84375,null,-53280.884955469199,-52313.055438769152,14720.16545463822,null,0.49036081945103821,0.49603342860684918,0,0,0.4378489460440127,0.44236607276424544,0,0,1.1759466198616104,"PASS",1,null,"ImeEgsld901",null,14720.16545463822,0,0.4378489460440127,"FAIL",0,1,null,null,4.9869168388345395,null,1323.4584865861834,"YES",1,null,6.8320000000000007,5.3630000000000004,5.5847964346769574,15.4,15.58,17.390432125820322,null,-53487.350055774063,null,-4732.4788599183903,null,0,null,0,null,1323.4584865861834,null,0,0,null,"ImeEgsld901"]
[5008,"ImeNgsld901",0.98957013189792642,8588.5282253098176,0,10149.8623046875,0,0,67143.775390186827,17486.732421875,83662.67829536178,0,0,null,94780.3699575543,83662.67829536178,93812.54034707848,null,34133.245332241226,7366.2401469431052,0,0,98382.847443586739,0,null,41499.485161280129,98382.84375,null,-53280.884955469199,-52313.055438769152,14720.16545463822,null,0.49036081945103821,0.49603342860684918,0,0,0.4378489460440127,0.44236607276424544,0,0,1.1759466198616104,"PASS",1,null,"ImeNgsld901",null,14720.16545463822,0,0.4378489460440127,"FAIL",0,1,null,null,4.9869168388345395,null,1323.4584865861834,"YES",1,null,6.8320000000000007,5.3630000000000004,5.5847964346769574,15.4,15.58,17.390432125820322,null,-53487.350055774063,null,-4732.4788599183903,null,0,null,0,null,1323.4584865861834,null,0,0,null,"ImeNgsld901"]
[5009,"ImiEgsld901",0.98957013189792642,8588.5282253098176,0,10149.8623046875,0,0,67143.775390186827,17486.732421875,84969.906427185968,0,0,null,94780.3699575543,84969.906427185968,95119.768478902668,null,34133.245332241226,7366.2401469431052,0,0,98382.847443586739,0,null,41499.485161280129,98382.84375,null,-53280.884955469199,-53620.283570593339,13412.937322814032,null,0.49036081945103821,0.48840215208242765,0,0,0.4378489460440127,0.43628664907985798,0,0,1.1578551499795766,"PASS",1,null,"ImiEgsld901",null,13412.937322814032,0,0.4378489460440127,"FAIL",0,1,null,null,5.06483741444133,null,1376.7463773598643,"YES",1,null,6.8320000000000007,5.3630000000000004,5.5847964346769574,15.4,15.58,17.390432125820322,null,-53487.350055774063,null,-4732.4788599183903,null,0,null,0,null,1376.7463773598643,null,0,0,null,"ImiEgsld901"]
[5010,"ImiNgsld901",0.98957013189792642,8588.5282253098176,0,10149.8623046875,0,0,67143.775390186827,17486.732421875,84969.906427185968,0,0,null,94780.3699575543,84969.906427185968,95119.768478902668,null,34133.245332241226,7366.2401469431052,0,0,98382.847443586739,0,null,41499.485161280129,98382.84375,null,-53280.884955469199,-53620.283570593339,13412.937322814032,null,0.49036081945103821,0.48840215208242765,0,0,0.4378489460440127,0.43628664907985798,0,0,1.1578551499795766,"PASS",1,null,"ImiNgsld901",null,13412.937322814032,0,0.4378489460440127,"FAIL",0,1,null,null,5.06483741444133,null,1376.7463773598643,"YES",1,null,6.8320000000000007,5.3630000000000004,5.5847964346769574,15.4,15.58,17.390432125820322,null,-53487.350055774063,null,-4732.4788599183903,null,0,null,0,null,1376.7463773598643,null,0,0,null,"ImiNgsld901"]
[5011,"IprEgsld901",0.98957013189792642,8588.5282253098176,0,10149.8623046875,0,0,67143.775390186827,17486.732421875,83662.67829536178,0,0,null,94780.3699575543,83662.67829536178,93812.54034707848,null,34133.245332241226,7366.2401469431052,0,0,98382.847443586739,0,null,41499.485161280129,98382.84375,null,-53280.884955469199,-52313.055438769152,14720.16545463822,null,0.49036081945103821,0.49603342860684918,0,0,0.4378489460440127,0.44236607276424544,0,0,1.1759466198616104,"PASS",1,null,"IprEgsld901",null,14720.16545463822,0,0.4378489460440127,"FAIL",0,1,null,null,4.9869168388345395,null,1323.4584865861834,"YES",1,null,6.8320000000000007,5.3630000000000004,5.5847964346769574,15.4,15.58,17.390432125820322,null,-53487.350055774063,null,-4732.4788599183903,null,0,null,0,null,1323.4584865861834,null,0,0,null,"IprEgsld901"]
[5012,"IprNgsld901",0.98957013189792642,8588.5282253098176,0,10149.8623046875,0,0,67143.775390186827,17486.732421875,83662.67829536178,0,0,null,94780.3699575543,83662.67829536178,93812.54034707848,null,34133.245332241226,7366.2401469431052,0,0,98382.847443586739,0,null,41499.485161280129,98382.84375,null,-53280.884955469199,-52313.055438769152,14720.16545463822,null,0.49036081945103821,0.49603342860684918,0,0,0.4378489460440127,0.44236607276424544,0,0,1.1759466198616104,"PASS",1,null,"IprNgsld901",null,14720.16545463822,0,0.4378489460440127,"FAIL",0,1,null,null,4.9869168388345395,null,1323.4584865861834,"YES",1,null,6.8320000000000007,5.3630000000000004,5.5847964346769574,15.4,15.58,17.390432125820322,null,-53487.350055774063,null,-4732.4788599183903,null,0,null,0,null,1323.4584865861834,null,0,0,null,"IprNgsld901"]
[5013,"IstEgsld901",0.98957013189792642,8588.5282253098176,0,10149.8623046875,0,0,67143.775390186827,17486.732421875,83662.67829536178,0,0,null,94780.3699575543,83662.67829536178,93812.54034707848,null,34133.245332241226,7366.2401469431052,0,0,98382.847443586739,0,null,41499.485161280129,98382.84375,null,-53280.884955469199,-52313.055438769152,14720.16545463822,null,0.49036081945103821,0.49603342860684918,0,0,0.4378489460440127,0.44236607276424544,0,0,1.1759466198616104,"PASS",1,null,"IstEgsld901",null,14720.16545463822,0,0.4378489460440127,"FAIL",0,1,null,null,4.9869168388345395,null,1323.4584865861834,"YES",1,null,6.8320000000000007,5.3630000000000004,5.5847964346769574,15.4,15.58,17.390432125820322,null,-53487.350055774063,null,-4732.4788599183903,null,0,null,0,null,1323.4584865861834,null,0,0,null,"IstEgsld901"]
[5014,"IstNgsld901",0.98957013189792642,8588.5282253098176,0,10149.8623046875,0,0,67143.775390186827,17486.732421875,83662.67829536178,0,0,null,94780.3699575543,83662.67829536178,93812.54034707848,null,34133.245332241226,7366.2401469431052,0,0,98382.847443586739,0,null,41499.485161280129,98382.84375,null,-53280.884955469199,-52313.055438769152,14720.16545463822,null,0.49036081945103821,0.49603342860684918,0,0,0.4378489460440127,0.44236607276424544,0,0,1.1759466198616104,"PASS",1,null,"IstNgsld901",null,14720.16545463822,0,0.4378489460440127,"FAIL",0,1,null,null,4.9869168388345395,null,1323.4584865861834,"YES",1,null,6.8320000000000007,5.3630000000000004,5.5847964346769574,15.4,15.58,17.390432125820322,null,-53487.350055774063,null,-4732.4788599183903,null,0,null,0,null,1323.4584865861834,null,0,0,null,"IstNgsld901"]
[5015,"IteEgsld901",0.98957013189792642,8588.5282253098176,0,10149.8623046875,0,0,67143.775390186827,17486.732421875,83662.67829536178,0,0,null,94780.3699575543,83662.67829536178,93812.54034707848,null,34133.245332241226,7366.2401469431052,0,0,98382.847443586739,0,null,41499.485161280129,98382.84375,null,-53280.884955469199,-52313.055438769152,14720.16545463822,null,0.49036081945103821,0.49603342860684918,0,0,0.4378489460440127,0.44236607276424544,0,0,1.1759466198616104,"PASS",1,null,"IteEgsld901",null,14720.16545463822,0,0.4378489460440127,"FAIL",0,1,null,null,4.9869168388345395,null,1323.4584865861834,"YES",1,null,6.8320000000000007,5.3630000000000004,5.5847964346769574,15.4,15.58,17.390432125820322,null,-53487.350055774063,null,-4732.4788599183903,null,0,null,0,null,1323.4584865861834,null,0,0,null,"IteEgsld901"]
[5016,"IteNgsld901",0.98957013189792642,8588.5282253098176,0,10149.8623046875,0,0,67143.775390186827,17486.732421875,83662.67829536178,0,0,null,94780.3699575543,83662.67829536178,93812.54034707848,null,34133.245332241226,7366.2401469431052,0,0,98382.847443586739,0,null,41499.485161280129,98382.84375,null,-53280.884955469199,-52313.055438769152,14720.16545463822,null,0.49036081945103821,0.49603342860684918,0,0,0.4378489460440127,0.44236607276424544,0,0,1.1759466198616104,"PASS",1,null,"IteNgsld901",null,14720.16545463822,0,0.4378489460440127,"FAIL",0,1,null,null,4.9869168388345395,null,1323.4584865861834,"YES",1,null,6.8320000000000007,5.3630000000000004,5.5847964346769574,15.4,15.58,17.390432125820322,null,-53487.350055774063,null,-4732.4788599183903,null,0,null,0,null,1323.4584865861834,null,0,0,null,"IteNgsld901"]
[5017,"ItrEgsld901",0.98957013189792642,8588.5282253098176,0,10149.8623046875,0,0,67143.775390186827,17486.732421875,86318.633199324177,0,0,null,94780.3699575543,86318.633199324177,96468.495251040862,null,34133.245332241226,7366.2401469431052,0,0,98382.847443586739,0,null,41499.485161280129,98382.84375,null,-53280.884955469199,-54969.010342731548,12064.210550675823,null,0.49036081945103821,0.48077087904590504,0,0,0.4378489460440127,0.43018692210820636,0,0,1.139763688366306,"PASS",1,null,"ItrEgsld901",null,12064.210550675823,0,0.4378489460440127,"FAIL",0,1,null,null,5.1452316591150007,null,1431.7259472057244,"YES",1,null,6.8320000000000007,5.3630000000000004,5.5847964346769574,15.4,15.58,17.390432125820322,null,-53487.350055774063,null,-4732.4788599183903,null,0,null,0,null,1431.7259472057244,null,0,0,null,"ItrEgsld901"]
[5018,"ItrNgsld901",0.98957013189792642,8588.5282253098176,0,10149.8623046875,0,0,67143.775390186827,17486.732421875,86318.633199324177,0,0,null,94780.3699575543,86318.633199324177,96468.495251040862,null,34133.245332241226,7366.2401469431052,0,0,98382.847443586739,0,null,41499.485161280129,98382.84375,null,-53280.884955469199,-54969.010342731548,12064.210550675823,null,0.49036081945103821,0.48077087904590504,0,0,0.4378489460440127,0.43018692210820636,0,0,1.139763688366306,"PASS",1,null,"ItrNgsld901",null,12064.210550675823,0,0.4378489460440127,"FAIL",0,1,null,null,5.1452316591150007,null,1431.7259472057244,"YES",1,null,6.8320000000000007,5.3630000000000004,5.5847964346769574,15.4,15.58,17.390432125820322,null,-53487.350055774063,null,-4732.4788599183903,null,0,null,0,null,1431.7259472057244,null,0,0,null,"ItrNgsld901"]
[5019,"IwaEgsld901",0.98957013189792642,8588.5282253098176,0,10149.8623046875,0,0,67143.775390186827,17486.732421875,83662.67829536178,0,0,null,94780.3699575543,83662.67829536178,93812.54034707848,null,34133.245332241226,7366.2401469431052,0,0,98382.847443586739,0,null,41499.485161280129,98382.84375,null,-53280.884955469199,-52313.055438769152,14720.16545463822,null,0.49036081945103821,0.49603342860684918,0,0,0.4378489460440127,0.44236607276424544,0,0,1.1759466198616104,"PASS",1,null,"IwaEgsld901",null,14720.16545463822,0,0.4378489460440127,"FAIL",0,1,null,null,4.9869168388345395,null,1323.4584865861834,"YES",1,null,6.8320000000000007,5.3630000000000004,5.5847964346769574,15.4,15.58,17.390432125820322,null,-53487.350055774063,null,-4732.4788599183903,null,0,null,0,null,1323.4584865861834,null,0,0,null,"IwaEgsld901"]
[5020,"IwaNgsld901",0.98957013189792642,8588.5282253098176,0,10149.8623046875,0,0,67143.775390186827,17486.732421875,83662.67829536178,0,0,null,94780.3699575543,83662.67829536178,93812.54034707848,null,34133.245332241226,7366.2401469431052,0,0,98382.847443586739,0,null,41499.485161280129,98382.84375,null,-53280.884955469199,-52313.055438769152,14720.16545463822,null,0.49036081945103821,0.49603342860684918,0,0,0.4378489460440127,0.44236607276424544,0,0,1.1759466198616104,"PASS",1,null,"IwaNgsld901",null,14720.16545463822,0,0.4378489460440127,"FAIL",0,1,null,null,4.9869168388345395,null,1323.4584865861834,"YES",1,null,6.8320000000000007,5.3630000000000004,5.5847964346769574,15.4,15.58,17.390432125820322,null,-53487.350055774063,null,-4732.4788599183903,null,0,null,0,null,1323.4584865861834,null,0,0,null,"IwaNgsld901"]
[5021,"IagEgsld1001",0.98533076643943773,8329.1060426051008,0,9843.2783203125,0,0,65115.653189292614,17486.732421875,7617.4927218456487,0,0,null,92445.664498228565,7617.4927218456487,17460.7715151308,null,33164.220385108958,7334.6828241912654,0,0,95939.32671961782,0,null,40498.904388394541,95939.328125,null,-51946.759543085573,23038.133346236391,88321.835403154357,null,0.4902873456831397,5.3165662071787354,0,1,0.43808333096522473,2.3194224522280247,0,1,12.594607127075111,"PASS",1,null,"IagEgsld1001",null,88321.835403154357,0,0.43808333096522473,"FAIL",0,1,null,null,0.46346615274708591,null,-1732.2565651835753,"NO",0,null,6.8320000000000007,5.3630000000000004,5.5847964346769574,15.4,15.58,17.390432125820322,null,-52148.246629594985,null,-4613.997038533922,null,0,null,0,null,-1732.2565651835753,null,-1732.2565651835753,-5.5785766371600118,null,"IagEgsld1001"]
[5022,"IagNgsld1001",0.98533076643943773,8329.1060426051008,0,9843.2783203125,0,0,65115.653189292614,17486.732421875,7617.4927218456487,0,0,null,92445.664498228565,7617.4927218456487,17460.7715151308,null,33164.220385108958,7334.6828241912654,0,0,95939.32671961782,0,null,40498.904388394541,95939.328125,null,-51946.759543085573,23038.133346236391,88321.835403154357,null,0.4902873456831397,5.3165662071787354,0,1,0.43808333096522473,2.3194224522280247,0,1,12.594607127075111,"PASS",1,null,"IagNgsld1001",null,88321.835403154357,0,0.43808333096522473,"FAIL",0,1,null,null,0.46346615274708591,null,-1732.2565651835753,"NO",0,null,6.8320000000000007,5.3630000000000004,5.5847964346769574,15.4,15.58,17.390432125820322,null,-52148.246629594985,null,-4613.997038533922,null,0,null,0,null,-1732.2565651835753,null,-1732.2565651835753,-5.5785766371600118,null,"IagNgsld1001"]
[5023,"IchEgsld1001",0.98533076643943773,8329.1060426051008,0,9843.2783203125,0,0,65115.653189292614,17486.732421875,7617.4927218456487,0,0,null,92445.664498228565,7617.4927218456487,17460.7715151308,null,33164.220385108958,7334.6828241912654,0,0,95939.32671961782,0,null,40498.904388394541,95939.328125,null,-51946.759543085573,23038.133346236391,88321.835403154357,null,0.4902873456831397,5.3165662071787354,0,1,0.43808333096522473,2.3194224522280247,0,1,12.594607127075111,"PASS",1,null,"IchEgsld1001",null,88321.835403154357,0,0.43808333096522473,"FAIL",0,1,null,null,0.46346615274708591,null,-1732.2565651835753,"NO",0,null,6.8320000000000007,5.3630000000000004,5.5847964346769574,15.4,15.58,17.390432125820322,null,-52148.246629594985,null,-4613.997038533922,null,0,null,0,null,-1732.2565651835753,null,-1732.2565651835753,-5.5785766371600118,null,"IchEgsld1001"]
[5024,"IchNgsld1001",0.98533076643943773,8329.1060426051008,0,9843.2783203125,0,0,65115.653189292614,17486.732421875,7617.4927218456487,0,0,null,92445.664498228565,7617.4927218456487,17460.7715151308,null,33164.220385108958,7334.6828241912654,0,0,95939.32671961782,0,null,40498.904388394541,95939.328125,null,-51946.759543085573,23038.133346236391,88321.835403154357,null,0.4902873456831397,5.3165662071787354,0,1,0.43808333096522473,2.3194224522280247,0,1,12.594607127075111,"PASS",1,null,"IchNgsld1001",null,88321.835403154357,0,0.43808333096522473,"FAIL",0,1,null,null,0.46346615274708591,null,-1732.2565651835753,"NO",0,null,6.8320000000000007,5.3630000000000004,5.5847964346769574,15.4,15.58,17.390432125820322,null,-52148.246629594985,null,-4613.997038533922,null,0,null,0,null,-1732.2565651835753,null,-1732.2565651835753,-5.5785766371600118,null,"IchNgsld1001"]
[5025,"IcoEgsld1001",0.98533076643943773,8329.1060426051008,0,9843.2783203125,0,0,65115.653189292614,17486.732421875,7617.4927218456487,0,0,null,92445.664498228565,7617.4927218456487,17460.7715151308,null,33164.220385108958,7334.6828241912654,0,0,95939.32671961782,0,null,40498.904388394541,95939.328125,null,-51946.759543085573,23038.133346236391,88321.835403154357,null,0.4902873456831397,5.3165662071787354,0,1,0.43808333096522473,2.3194224522280247,0,1,12.594607127075111,"PASS",1,null,"IcoEgsld1001",null,88321.835403154357,0,0.43808333096522473,"FAIL",0,1,null,null,0.46346615274708591,null,-1732.2565651835753,"NO",0,null,6.8320000000000007,5.3630000000000004,5.5847964346769574,15.4,15.58,17.390432125820322,null,-52148.246629594985,null,-4613.997038533922,null,0,null,0,null,-1732.2565651835753,null,-1732.2565651835753,-5.5785766371600118,null,"IcoEgsld1001"]
[5026,"IcoNgsld1001",0.98533076643943773,8329.1060426051008,0,9843.2783203125,0,0,65115.653189292614,17486.732421875,7617.4927218456487,0,0,null,92445.664498228565,7617.4927218456487,17460.7715151308,null,33164.220385108958,7334.6828241912654,0,0,95939.32671961782,0,null,40498.904388394541,95939.328125,null,-51946.759543085573,23038.133346236391,88321.835403154357,null,0.4902873456831397,5.3165662071787354,0,1,0.43808333096522473,2.3194224522280247,0,1,12.594607127075111,"PASS",1,null,"IcoNgsld1001",null,88321.835403154357,0,0.43808333096522473,"FAIL",0,1,null,null,0.46346615274708591,null,-1732.2565651835753,"NO",0,null,6.8320000000000007,5.3630000000000004,5.5847964346769574,15.4,15.58,17.390432125820322,null,-52148.246629594985,null,-4613.997038533922,null,0,null,0,null,-1732.2565651835753,null,-1732.2565651835753,-5.5785766371600118,null,"IcoNgsld1001"]
[5027,"IelEgsld1001",0.98533076643943773,8329.1060426051008,0,9843.2783203125,0,0,65115.653189292614,17486.732421875,7617.4927218456487,0,0,null,92445.664498228565,7617.4927218456487,17460.7715151308,null,33164.220385108958,7334.6828241912654,0,0,95939.32671961782,0,null,40498.904388394541,95939.328125,null,-51946.759543085573,23038.133346236391,88321.835403154357,null,0.4902873456831397,5.3165662071787354,0,1,0.43808333096522473,2.3194224522280247,0,1,12.594607127075111,"PASS",1,null,"IelEgsld1001",null,88321.835403154357,0,0.43808333096522473,"FAIL",0,1,null,null,0.46346615274708591,null,-1732.2565651835753,"NO",0,null,6.8320000000000007,5.3630000000000004,5.5847964346769574,15.4,15.58,17.390432125820322,null,-52148.246629594985,null,-4613.997038533922,null,0,null,0,null,-1732.2565651835753,null,-1732.2565651835753,-5.5785766371600118,null,"IelEgsld1001"]
[5028,"IelNgsld1001",0.98533076643943773,8329.1060426051008,0,9843.2783203125,0,0,65115.653189292614,17486.732421875,7617.4927218456487,0,0,null,92445.664498228565,7617.4927218456487,17460.7715151308,null,33164.220385108958,7334.6828241912654,0,0,95939.32671961782,0,null,40498.904388394541,95939.328125,null,-51946.759543085573,23038.133346236391,88321.835403154357,null,0.4902873456831397,5.3165662071787354,0,1,0.43808333096522473,2.3194224522280247,0,1,12.594607127075111,"PASS",1,null,"IelNgsld1001",null,88321.835403154357,0,0.43808333096522473,"FAIL",0,1,null,null,0.46346615274708591,null,-1732.2565651835753,"NO",0,null,6.8320000000000007,5.3630000000000004,5.5847964346769574,15.4,15.58,17.390432125820322,null,-52148.246629594985,null,-4613.997038533922,null,0,null,0,null,-1732.2565651835753,null,-1732.2565651835753,-5.5785766371600118,null,"IelNgsld1001"]
[5029,"IluEgsld1001",0.98533076643943773,8329.1060426051008,0,9843.2783203125,0,0,65115.653189292614,17486.732421875,7617.4927218456487,0,0,null,92445.664498228565,7617.4927218456487,17460.7715151308,null,33164.220385108958,7334.6828241912654,0,0,95939.32671961782,0,null,40498.904388394541,95939.328125,null,-51946.759543085573,23038.133346236391,88321.835403154357,null,0.4902873456831397,5.3165662071787354,0,1,0.43808333096522473,2.3194224522280247,0,1,12.594607127075111,"PASS",1,null,"IluEgsld1001",null,88321.835403154357,0,0.43808333096522473,"FAIL",0,1,null,null,0.46346615274708591,null,-1732.2565651835753,"NO",0,null,6.8320000000000007,5.3630000000000004,5.5847964346769574,15.4,15.58,17.390432125820322,null,-52148.246629594985,null,-4613.997038533922,null,0,null,0,null,-1732.2565651835753,null,-1732.2565651835753,-5.5785766371600118,null,"IluEgsld1001"]
[5030,"IluNgsld1001",0.98533076643943773,8329.1060426051008,0,9843.2783203125,0,0,65115.653189292614,17486.732421875,7617.4927218456487,0,0,null,92445.664498228565,7617.4927218456487,17460.7715151308,null,33164.220385108958,7334.6828241912654,0,0,95939.32671961782,0,null,40498.904388394541,95939.328125,null,-51946.759543085573,23038.133346236391,88321.835403154357,null,0.4902873456831397,5.3165662071787354,0,1,0.43808333096522473,2.3194224522280247,0,1,12.594607127075111,"PASS",1,null,"IluNgsld1001",null,88321.835403154357,0,0.43808333096522473,"FAIL",0,1,null,null,0.46346615274708591,null,-1732.2565651835753,"NO",0,null,6.8320000000000007,5.3630000000000004,5.5847964346769574,15.4,15.58,17.390432125820322,null,-52148.246629594985,null,-4613.997038533922,null,0,null,0,null,-1732.2565651835753,null,-1732.2565651835753,-5.5785766371600118,null,"IluNgsld1001"]
[5031,"ImeEgsld1001",0.98533076643943773,8329.1060426051008,0,9843.2783203125,0,0,65115.653189292614,17486.732421875,7617.4927218456487,0,0,null,92445.664498228565,7617.4927218456487,17460.7715151308,null,33164.220385108958,7334.6828241912654,0,0,95939.32671961782,0,null,40498.904388394541,95939.328125,null,-51946.759543085573,23038.133346236391,88321.835403154357,null,0.4902873456831397,5.3165662071787354,0,1,0.43808333096522473,2.3194224522280247,0,1,12.594607127075111,"PASS",1,null,"ImeEgsld1001",null,88321.835403154357,0,0.43808333096522473,"FAIL",0,1,null,null,0.46346615274708591,null,-1732.2565651835753,"NO",0,null,6.8320000000000007,5.3630000000000004,5.5847964346769574,15.4,15.58,17.390432125820322,null,-52148.246629594985,null,-4613.997038533922,null,0,null,0,null,-1732.2565651835753,null,-1732.2565651835753,-5.5785766371600118,null,"ImeEgsld1001"]
[5032,"ImeNgsld1001",0.98533076643943773,8329.1060426051008,0,9843.2783203125,0,0,65115.653189292614,17486.732421875,7617.4927218456487,0,0,null,92445.664498228565,7617.4927218456487,17460.7715151308,null,33164.220385108958,7334.6828241912654,0,0,95939.32671961782,0,null,40498.904388394541,95939.328125,null,-51946.759543085573,23038.133346236391,88321.835403154357,null,0.4902873456831397,5.3165662071787354,0,1,0.43808333096522473,2.3194224522280247,0,1,12.594607127075111,"PASS",1,null,"ImeNgsld1001",null,88321.835403154357,0,0.43808333096522473,"FAIL",0,1,null,null,0.46346615274708591,null,-1732.2565651835753,"NO",0,null,6.8320000000000007,5.3630000000000004,5.5847964346769574,15.4,15.58,17.390432125820322,null,-52148.246629594985,null,-4613.997038533922,null,0,null,0,null,-1732.2565651835753,null,-1732.2565651835753,-5.5785766371600118,null,"ImeNgsld1001"]
[5033,"ImiEgsld1001",0.98533076643943773,8329.1060426051008,0,9843.2783203125,0,0,65115.653189292614,17486.732421875,7617.4927218456487,0,0,null,92445.664498228565,7617.4927218456487,17460.7715151308,null,33164.220385108958,7334.6828241912654,0,0,95939.32671961782,0,null,40498.904388394541,95939.328125,null,-51946.759543085573,23038.133346236391,88321.835403154357,null,0.4902873456831397,5.3165662071787354,0,1,0.43808333096522473,2.3194224522280247,0,1,12.594607127075111,"PASS",1,null,"ImiEgsld1001",null,88321.835403154357,0,0.43808333096522473,"FAIL",0,1,null,null,0.46346615274708591,null,-1732.2565651835753,"NO",0,null,6.8320000000000007,5.3630000000000004,5.5847964346769574,15.4,15.58,17.390432125820322,null,-52148.246629594985,null,-4613.997038533922,null,0,null,0,null,-1732.2565651835753,null,-1732.2565651835753,-5.5785766371600118,null,"ImiEgsld1001"]
[5034,"ImiNgsld1001",0.98533076643943773,8329.1060426051008,0,9843.2783203125,0,0,65115.653189292614,17486.732421875,7617.4927218456487,0,0,null,92445.664498228565,7617.4927218456487,17460.7715151308,null,33164.220385108958,7334.6828241912654,0,0,95939.32671961782,0,null,40498.904388394541,95939.328125,null,-51946.759543085573,23038.133346236391,88321.835403154357,null,0.4902873456831397,5.3165662071787354,0,1,0.43808333096522473,2.3194224522280247,0,1,12.594607127075111,"PASS",1,null,"ImiNgsld1001",null,88321.835403154357,0,0.43808333096522473,"FAIL",0,1,null,null,0.46346615274708591,null,-1732.2565651835753,"NO",0,null,6.8320000000000007,5.3630000000000004,5.5847964346769574,15.4,15.58,17.390432125820322,null,-52148.246629594985,null,-4613.997038533922,null,0,null,0,null,-1732.2565651835753,null,-1732.2565651835753,-5.5785766371600118,null,"ImiNgsld1001"]
[5035,"IprEgsld1001",0.98533076643943773,8329.1060426051008,0,9843.2783203125,0,0,65115.653189292614,17486.732421875,7617.4927218456487,0,0,null,92445.664498228565,7617.4927218456487,17460.7715151308,null,33164.220385108958,7334.6828241912654,0,0,95939.32671961782,0,null,40498.904388394541,95939.328125,null,-51946.759543085573,23038.133346236391,88321.835403154357,null,0.4902873456831397,5.3165662071787354,0,1,0.43808333096522473,2.3194224522280247,0,1,12.594607127075111,"PASS",1,null,"IprEgsld1001",null,88321.835403154357,0,0.43808333096522473,"FAIL",0,1,null,null,0.46346615274708591,null,-1732.2565651835753,"NO",0,null,6.8320000000000007,5.3630000000000004,5.5847964346769574,15.4,15.58,17.390432125820322,null,-52148.246629594985,null,-4613.997038533922,null,0,null,0,null,-1732.2565651835753,null,-1732.2565651835753,-5.5785766371600118,null,"IprEgsld1001"]
[5036,"IprNgsld1001",0.98533076643943773,8329.1060426051008,0,9843.2783203125,0,0,65115.653189292614,17486.732421875,7617.4927218456487,0,0,null,92445.664498228565,7617.4927218456487,17460.7715151308,null,33164.220385108958,7334.6828241912654,0,0,95939.32671961782,0,null,40498.904388394541,95939.328125,null,-51946.759543085573,23038.133346236391,88321.835403154357,null,0.4902873456831397,5.3165662071787354,0,1,0.43808333096522473,2.3194224522280247,0,1,12.594607127075111,"PASS",1,null,"IprNgsld1001",null,88321.835403154357,0,0.43808333096522473,"FAIL",0,1,null,null,0.46346615274708591,null,-1732.2565651835753,"NO",0,null,6.8320000000000007,5.3630000000000004,5.5847964346769574,15.4,15.58,17.390432125820322,null,-52148.246629594985,null,-4613.997038533922,null,0,null,0,null,-1732.2565651835753,null,-1732.2565651835753,-5.5785766371600118,null,"IprNgsld1001"]
[5037,"IstEgsld1001",0.98533076643943773,8329.1060426051008,0,9843.2783203125,0,0,65115.653189292614,17486.732421875,7617.4927218456487,0,0,null,92445.664498228565,7617.4927218456487,17460.7715151308,null,33164.220385108958,7334.6828241912654,0,0,95939.32671961782,0,null,40498.904388394541,95939.328125,null,-51946.759543085573,23038.133346236391,88321.835403154357,null,0.4902873456831397,5.3165662071787354,0,1,0.43808333096522473,2.3194224522280247,0,1,12.594607127075111,"PASS",1,null,"IstEgsld1001",null,88321.835403154357,0,0.43808333096522473,"FAIL",0,1,null,null,0.46346615274708591,null,-1732.2565651835753,"NO",0,null,6.8320000000000007,5.3630000000000004,5.5847964346769574,15.4,15.58,17.390432125820322,null,-52148.246629594985,null,-4613.997038533922,null,0,null,0,null,-1732.2565651835753,null,-1732.2565651835753,-5.5785766371600118,null,"IstEgsld1001"]
[5038,"IstNgsld1001",0.98533076643943773,8329.1060426051008,0,9843.2783203125,0,0,65115.653189292614,17486.732421875,7617.4927218456487,0,0,null,92445.664498228565,7617.4927218456487,17460.7715151308,null,33164.220385108958,7334.6828241912654,0,0,95939.32671961782,0,null,40498.904388394541,95939.328125,null,-51946.759543085573,23038.133346236391,88321.835403154357,null,0.4902873456831397,5.3165662071787354,0,1,0.43808333096522473,2.3194224522280247,0,1,12.594607127075111,"PASS",1,null,"IstNgsld1001",null,88321.835403154357,0,0.43808333096522473,"FAIL",0,1,null,null,0.46346615274708591,null,-1732.2565651835753,"NO",0,null,6.8320000000000007,5.3630000000000004,5.5847964346769574,15.4,15.58,17.390432125820322,null,-52148.246629594985,null,-4613.997038533922,null,0,null,0,null,-1732.2565651835753,null,-1732.2565651835753,-5.5785766371600118,null,"IstNgsld1001"]
[5039,"IteEgsld1001",0.98533076643943773,8329.1060426051008,0,9843.2783203125,0,0,65115.653189292614,17486.732421875,7617.4927218456487,0,0,null,92445.664498228565,7617.4927218456487,17460.7715151308,null,33164.220385108958,7334.6828241912654,0,0,95939.32671961782,0,null,40498.904388394541,95939.328125,null,-51946.759543085573,23038.133346236391,88321.835403154357,null,0.4902873456831397,5.3165662071787354,0,1,0.43808333096522473,2.3194224522280247,0,1,12.594607127075111,"PASS",1,null,"IteEgsld1001",null,88321.835403154357,0,0.43808333096522473,"FAIL",0,1,null,null,0.46346615274708591,null,-1732.2565651835753,"NO",0,null,6.8320000000000007,5.3630000000000004,5.5847964346769574,15.4,15.58,17.390432125820322,null,-52148.246629594985,null,-4613.997038533922,null,0,null,0,null,-1732.2565651835753,null,-1732.2565651835753,-5.5785766371600118,null,"IteEgsld1001"]
[5040,"IteNgsld1001",0.98533076643943773,8329.1060426051008,0,9843.2783203125,0,0,65115.653189292614,17486.732421875,7617.4927218456487,0,0,null,92445.664498228565,7617.4927218456487,17460.7715151308,null,33164.220385108958,7334.6828241912654,0,0,95939.32671961782,0,null,40498.904388394541,95939.328125,null,-51946.759543085573,23038.133346236391,88321.835403154357,null,0.4902873456831397,5.3165662071787354,0,1,0.43808333096522473,2.3194224522280247,0,1,12.594607127075111,"PASS",1,null,"IteNgsld1001",null,88321.835403154357,0,0.43808333096522473,"FAIL",0,1,null,null,0.46346615274708591,null,-1732.2565651835753,"NO",0,null,6.8320000000000007,5.3630000000000004,5.5847964346769574,15.4,15.58,17.390432125820322,null,-52148.246629594985,null,-4613.997038533922,null,0,null,0,null,-1732.2565651835753,null,-1732.2565651835753,-5.5785766371600118,null,"IteNgsld1001"]
[5041,"ItrEgsld1001",0.98533076643943773,8329.1060426051008,0,9843.2783203125,0,0,65115.653189292614,17486.732421875,7617.4927218456487,0,0,null,92445.664498228565,7617.4927218456487,17460.7715151308,null,33164.220385108958,7334.6828241912654,0,0,95939.32671961782,0,null,40498.904388394541,95939.328125,null,-51946.759543085573,23038.133346236391,88321.835403154357,null,0.4902873456831397,5.3165662071787354,0,1,0.43808333096522473,2.3194224522280247,0,1,12.594607127075111,"PASS",1,null,"ItrEgsld1001",null,88321.835403154357,0,0.43808333096522473,"FAIL",0,1,null,null,0.46346615274708591,null,-1732.2565651835753,"NO",0,null,6.8320000000000007,5.3630000000000004,5.5847964346769574,15.4,15.58,17.390432125820322,null,-52148.246629594985,null,-4613.997038533922,null,0,null,0,null,-1732.2565651835753,null,-1732.2565651835753,-5.5785766371600118,null,"ItrEgsld1001"]
[5042,"ItrNgsld1001",0.98533076643943773,8329.1060426051008,0,9843.2783203125,0,0,65115.653189292614,17486.732421875,7617.4927218456487,0,0,null,92445.664498228565,7617.4927218456487,17460.7715151308,null,33164.220385108958,7334.6828241912654,0,0,95939.32671961782,0,null,40498.904388394541,95939.328125,null,-51946.759543085573,23038.133346236391,88321.835403154357,null,0.4902873456831397,5.3165662071787354,0,1,0.43808333096522473,2.3194224522280247,0,1,12.594607127075111,"PASS",1,null,"ItrNgsld1001",null,88321.835403154357,0,0.43808333096522473,"FAIL",0,1,null,null,0.46346615274708591,null,-1732.2565651835753,"NO",0,null,6.8320000000000007,5.3630000000000004,5.5847964346769574,15.4,15.58,17.390432125820322,null,-52148.246629594985,null,-4613.997038533922,null,0,null,0,null,-1732.2565651835753,null,-1732.2565651835753,-5.5785766371600118,null,"ItrNgsld1001"]
[5043,"IwaEgsld1001",0.98533076643943773,8329.1060426051008,0,9843.2783203125,0,0,65115.653189292614,17486.732421875,7617.4927218456487,0,0,null,92445.664498228565,7617.4927218456487,17460.7715151308,null,33164.220385108958,7334.6828241912654,0,0,95939.32671961782,0,null,40498.904388394541,95939.328125,null,-51946.759543085573,23038.133346236391,88321.835403154357,null,0.4902873456831397,5.3165662071787354,0,1,0.43808333096522473,2.3194224522280247,0,1,12.594607127075111,"PASS",1,null,"IwaEgsld1001",null,88321.835403154357,0,0.43808333096522473,"FAIL",0,1,null,null,0.46346615274708591,null,-1732.2565651835753,"NO",0,null,6.8320000000000007,5.3630000000000004,5.5847964346769574,15.4,15.58,17.390432125820322,null,-52148.246629594985,null,-4613.997038533922,null,0,null,0,null,-1732.2565651835753,null,-1732.2565651835753,-5.5785766371600118,null,"IwaEgsld1001"]
[5044,"IwaNgsld1001",0.98533076643943773,8329.1060426051008,0,9843.2783203125,0,0,65115.653189292614,17486.732421875,7617.4927218456487,0,0,null,92445.664498228565,7617.4927218456487,17460.7715151308,null,33164.220385108958,7334.6828241912654,0,0,95939.32671961782,0,null,40498.904388394541,95939.328125,null,-51946.759543085573,23038.133346236391,88321.835403154357,null,0.4902873456831397,5.3165662071787354,0,1,0.43808333096522473,2.3194224522280247,0,1,12.594607127075111,"PASS",1,null,"IwaNgsld1001",null,88321.835403154357,0,0.43808333096522473,"FAIL",0,1,null,null,0.46346615274708591,null,-1732.2565651835753,"NO",0,null,6.8320000000000007,5.3630000000000004,5.5847964346769574,15.4,15.58,17.390432125820322,null,-52148.246629594985,null,-4613.997038533922,null,0,null,0,null,-1732.2565651835753,null,-1732.2565651835753,-5.5785766371600118,null,"IwaNgsld1001"]
[5045,"IagEgsld1002",0.98533076643943773,8329.1060426051008,0,4212.60595703125,0,0,65115.653189292614,17486.732421875,29440.221354933743,0,0,null,86814.991476824216,29440.221354933743,33652.827126814584,null,33164.220385108958,7334.6828241912654,0,0,95939.32671961782,0,null,40498.904388394541,95939.328125,null,-46316.087179804323,6846.0770764295448,66499.106770066253,null,0.4902873456831397,1.3756317895893648,0,1,0.46649666902956499,1.2034324490173067,0,1,3.258784197589669,"PASS",1,null,"IagEgsld1002",null,66499.106770066253,0,0.46649666902956499,"FAIL",0,1,null,null,4.1853906411584347,null,761.40979842787044,"YES",1,null,6.8320000000000007,5.3630000000000004,5.5847964346769574,15.4,15.58,17.390432125820322,null,-46517.57426631375,null,-6107.1489347596771,null,0,null,0,null,761.40979842787044,null,0,0,null,"IagEgsld1002"]
[5046,"IagNgsld1002",0.98533076643943773,8329.1060426051008,0,4212.60595703125,0,0,65115.653189292614,17486.732421875,29440.221354933743,0,0,null,86814.991476824216,29440.221354933743,33652.827126814584,null,33164.220385108958,7334.6828241912654,0,0,95939.32671961782,0,null,40498.904388394541,95939.328125,null,-46316.087179804323,6846.0770764295448,66499.106770066253,null,0.4902873456831397,1.3756317895893648,0,1,0.46649666902956499,1.2034324490173067,0,1,3.258784197589669,"PASS",1,null,"IagNgsld1002",null,66499.106770066253,0,0.46649666902956499,"FAIL",0,1,null,null,4.1853906411584347,null,761.40979842787044,"YES",1,null,6.8320000000000007,5.3630000000000004,5.5847964346769574,15.4,15.58,17.390432125820322,null,-46517.57426631375,null,-6107.1489347596771,null,0,null,0,null,761.40979842787044,null,0,0,null,"IagNgsld1002"]
[5047,"IchEgsld1002",0.98533076643943773,8329.1060426051008,0,4212.60595703125,0,0,65115.653189292614,17486.732421875,2027.2932490923106,0,0,null,86814.991476824216,2027.2932490923106,6239.8990209731464,null,33164.220385108958,7334.6828241912654,0,0,95939.32671961782,0,null,40498.904388394541,95939.328125,null,-46316.087179804323,34259.005182270979,93912.034875907688,null,0.4902873456831397,19.976835816193489,0,1,0.46649666902956499,6.4903138737642934,0,1,47.323853205724113,"PASS",1,null,"IchEgsld1002",null,93912.034875907688,0,0.46649666902956499,"FAIL",0,1,null,null,0.28821161905310799,null,-1849.6760177017052,"NO",0,null,6.8320000000000007,5.3630000000000004,5.5847964346769574,15.4,15.58,17.390432125820322,null,-46517.57426631375,null,-6107.1489347596771,null,0,null,0,null,-1849.6760177017052,null,-1849.6760177017052,-9.5788504106581183,null,"IchEgsld1002"]
[5048,"IchNgsld1002",0.98533076643943773,8329.1060426051008,0,4212.60595703125,0,0,65115.653189292614,17486.732421875,2027.2932490923106,0,0,null,86814.991476824216,2027.2932490923106,6239.8990209731464,null,33164.220385108958,7334.6828241912654,0,0,95939.32671961782,0,null,40498.904388394541,95939.328125,null,-46316.087179804323,34259.005182270979,93912.034875907688,null,0.4902873456831397,19.976835816193489,0,1,0.46649666902956499,6.4903138737642934,0,1,47.323853205724113,"PASS",1,null,"IchNgsld1002",null,93912.034875907688,0,0.46649666902956499,"FAIL",0,1,null,null,0.28821161905310799,null,-1849.6760177017052,"NO",0,null,6.8320000000000007,5.3630000000000004,5.5847964346769574,15.4,15.58,17.390432125820322,null,-46517.57426631375,null,-6107.1489347596771,null,0,null,0,null,-1849.6760177017052,null,-1849.6760177017052,-9.5788504106581183,null,"IchNgsld1002"]
[5049,"IcoEgsld1002",0.98533076643943773,8329.1060426051008,0,4212.60595703125,0,0,65115.653189292614,17486.732421875,108822.21111928487,0,0,null,86814.991476824216,108822.21111928487,113034.81689116571,null,33164.220385108958,7334.6828241912654,0,0,95939.32671961782,0,null,40498.904388394541,95939.328125,null,-46316.087179804323,-72535.912687921576,-12882.882994284868,null,0.4902873456831397,0.3721566026994424,0,0,0.46649666902956499,0.3582869901143067,0,0,0.88161531674665783,"FAIL",0,null,"IcoEgsld1002",null,-12882.882994284868,12882.882994284868,0.40621632673836622,"FAIL",0,1,null,null,15.470789550903783,null,8322.5571964454157,"YES",1,null,6.8320000000000007,5.3630000000000004,5.5847964346769574,15.4,15.58,17.390432125820322,null,-46517.57426631375,null,-6107.1489347596771,null,1691.3539967658151,null,1691.3539967658151,null,8322.5571964454157,null,1691.3539967658151,0.16317410755299125,null,"IcoEgsld1002"]
[5050,"IcoNgsld1002",0.98533076643943773,8329.1060426051008,0,4212.60595703125,0,0,65115.653189292614,17486.732421875,108822.21111928487,0,0,null,86814.991476824216,108822.21111928487,113034.81689116571,null,33164.220385108958,7334.6828241912654,0,0,95939.32671961782,0,null,40498.904388394541,95939.328125,null,-46316.087179804323,-72535.912687921576,-12882.882994284868,null,0.4902873456831397,0.3721566026994424,0,0,0.46649666902956499,0.3582869901143067,0,0,0.88161531674665783,"FAIL",0,null,"IcoNgsld1002",null,-12882.882994284868,12882.882994284868,0.40621632673836622,"FAIL",0,1,null,null,15.470789550903783,null,8322.5571964454157,"YES",1,null,6.8320000000000007,5.3630000000000004,5.5847964346769574,15.4,15.58,17.390432125820322,null,-46517.57426631375,null,-6107.1489347596771,null,1691.3539967658151,null,1691.3539967658151,null,8322.5571964454157,null,1691.3539967658151,0.16317410755299125,null,"IcoNgsld1002"]
[5051,"IelEgsld1002",0.98533076643943773,8329.1060426051008,0,4212.60595703125,0,0,65115.653189292614,17486.732421875,5282.4531856110871,0,0,null,86814.991476824216,5282.4531856110871,9495.0589574919231,null,33164.220385108958,7334.6828241912654,0,0,95939.32671961782,0,null,40498.904388394541,95939.328125,null,-46316.087179804323,31003.845245752203,90656.874939388916,null,0.4902873456831397,7.6666849596906612,0,1,0.46649666902956499,4.2652608877930884,0,1,18.161888947038818,"PASS",1,null,"IelEgsld1002",null,90656.874939388916,0,0.46649666902956499,"FAIL",0,1,null,null,0.75098384364580351,null,-1539.6214923953592,"NO",0,null,6.8320000000000007,5.3630000000000004,5.5847964346769574,15.4,15.58,17.390432125820322,null,-46517.57426631375,null,-6107.1489347596771,null,0,null,0,null,-1539.6214923953592,null,-1539.6214923953592,-3.0599376809155814,null,"IelEgsld1002"]
[5052,"IelNgsld1002",0.98533076643943773,8329.1060426051008,0,4212.60595703125,0,0,65115.653189292614,17486.732421875,5282.4531856110871,0,0,null,86814.991476824216,5282.4531856110871,9495.0589574919231,null,33164.220385108958,7334.6828241912654,0,0,95939.32671961782,0,null,40498.904388394541,95939.328125,null,-46316.087179804323,31003.845245752203,90656.874939388916,null,0.4902873456831397,7.6666849596906612,0,1,0.46649666902956499,4.2652608877930884,0,1,18.161888947038818,"PASS",1,null,"IelNgsld1002",null,90656.874939388916,0,0.46649666902956499,"FAIL",0,1,null,null,0.75098384364580351,null,-1539.6214923953592,"NO",0,null,6.8320000000000007,5.3630000000000004,5.5847964346769574,15.4,15.58,17.390432125820322,null,-46517.57426631375,null,-6107.1489347596771,null,0,null,0,null,-1539.6214923953592,null,-1539.6214923953592,-3.0599376809155814,null,"IelNgsld1002"]
[5053,"IluEgsld1002",0.98533076643943773,8329.1060426051008,0,4212.60595703125,0,0,65115.653189292614,17486.732421875,4531.8348025579708,0,0,null,86814.991476824216,4531.8348025579708,8744.4405744388077,null,33164.220385108958,7334.6828241912654,0,0,95939.32671961782,0,null,40498.904388394541,95939.328125,null,-46316.087179804323,31754.463628805323,91407.493322442024,null,0.4902873456831397,8.9365358961308878,0,1,0.46649666902956499,4.6313887304894976,0,1,21.170085032854143,"PASS",1,null,"IluEgsld1002",null,91407.493322442024,0,0.46649666902956499,"FAIL",0,1,null,null,0.64427163210294502,null,-1611.1180134396636,"NO",0,null,6.8320000000000007,5.3630000000000004,5.5847964346769574,15.4,15.58,17.390432125820322,null,-46517.57426631375,null,-6107.1489347596771,null,0,null,0,null,-1611.1180134396636,null,-1611.1180134396636,-3.7323946184382617,null,"IluEgsld1002"]
[5054,"IluNgsld1002",0.98533076643943773,8329.1060426051008,0,4212.60595703125,0,0,65115.653189292614,17486.732421875,4531.8348025579708,0,0,null,86814.991476824216,4531.8348025579708,8744.4405744388077,null,33164.220385108958,7334.6828241912654,0,0,95939.32671961782,0,null,40498.904388394541,95939.328125,null,-46316.087179804323,31754.463628805323,91407.493322442024,null,0.4902873456831397,8.9365358961308878,0,1,0.46649666902956499,4.6313887304894976,0,1,21.170085032854143,"PASS",1,null,"IluNgsld1002",null,91407.493322442024,0,0.46649666902956499,"FAIL",0,1,null,null,0.64427163210294502,null,-1611.1180134396636,"NO",0,null,6.8320000000000007,5.3630000000000004,5.5847964346769574,15.4,15.58,17.390432125820322,null,-46517.57426631375,null,-6107.1489347596771,null,0,null,0,null,-1611.1180134396636,null,-1611.1180134396636,-3.7323946184382617,null,"IluNgsld1002"]
[5055,"ImeEgsld1002",0.98533076643943773,8329.1060426051008,0,4212.60595703125,0,0,65115.653189292614,17486.732421875,27793.360397159358,0,0,null,86814.991476824216,27793.360397159358,32005.966169040184,null,33164.220385108958,7334.6828241912654,0,0,95939.32671961782,0,null,40498.904388394541,95939.328125,null,-46316.087179804323,8492.9380342039331,68145.967727840645,null,0.4902873456831397,1.4571431381335869,0,1,0.46649666902956499,1.2653548385390943,0,1,3.451879396879463,"PASS",1,null,"ImeEgsld1002",null,68145.967727840645,0,0.46649666902956499,"FAIL",0,1,null,null,3.9512634736178236,null,604.54604573178983,"YES",1,null,6.8320000000000007,5.3630000000000004,5.5847964346769574,15.4,15.58,17.390432125820322,null,-46517.57426631375,null,-6107.1489347596771,null,0,null,0,null,604.54604573178983,null,0,0,null,"ImeEgsld1002"]
[5056,"ImeNgsld1002",0.98533076643943773,8329.1060426051008,0,4212.60595703125,0,0,65115.653189292614,17486.732421875,27793.360397159358,0,0,null,86814.991476824216,27793.360397159358,32005.966169040184,null,33164.220385108958,7334.6828241912654,0,0,95939.32671961782,0,null,40498.904388394541,95939.328125,null,-46316.087179804323,8492.9380342039331,68145.967727840645,null,0.4902873456831397,1.4571431381335869,0,1,0.46649666902956499,1.2653548385390943,0,1,3.451879396879463,"PASS",1,null,"ImeNgsld1002",null,68145.967727840645,0,0.46649666902956499,"FAIL",0,1,null,null,3.9512634736178236,null,604.54604573178983,"YES",1,null,6.8320000000000007,5.3630000000000004,5.5847964346769574,15.4,15.58,17.390432125820322,null,-46517.57426631375,null,-6107.1489347596771,null,0,null,0,null,604.54604573178983,null,0,0,null,"ImeNgsld1002"]
[5057,"ImiEgsld1002",0.98533076643943773,8329.1060426051008,0,4212.60595703125,0,0,65115.653189292614,17486.732421875,108822.21111928487,0,0,null,86814.991476824216,108822.21111928487,113034.81689116571,null,33164.220385108958,7334.6828241912654,0,0,95939.32671961782,0,null,40498.904388394541,95939.328125,null,-46316.087179804323,-72535.912687921576,-12882.882994284868,null,0.4902873456831397,0.3721566026994424,0,0,0.46649666902956499,0.3582869901143067,0,0,0.88161531674665783,"FAIL",0,null,"ImiEgsld1002",null,-12882.882994284868,12882.882994284868,0.40621632673836622,"FAIL",0,1,null,null,15.470789550903783,null,8322.5571964454157,"YES",1,null,6.8320000000000007,5.3630000000000004,5.5847964346769574,15.4,15.58,17.390432125820322,null,-46517.57426631375,null,-6107.1489347596771,null,1691.3539967658151,null,1691.3539967658151,null,8322.5571964454157,null,1691.3539967658151,0.16317410755299125,null,"ImiEgsld1002"]
[5058,"ImiNgsld1002",0.98533076643943773,8329.1060426051008,0,4212.60595703125,0,0,65115.653189292614,17486.732421875,108822.21111928487,0,0,null,86814.991476824216,108822.21111928487,113034.81689116571,null,33164.220385108958,7334.6828241912654,0,0,95939.32671961782,0,null,40498.904388394541,95939.328125,null,-46316.087179804323,-72535.912687921576,-12882.882994284868,null,0.4902873456831397,0.3721566026994424,0,0,0.46649666902956499,0.3582869901143067,0,0,0.88161531674665783,"FAIL",0,null,"ImiNgsld1002",null,-12882.882994284868,12882.882994284868,0.40621632673836622,"FAIL",0,1,null,null,15.470789550903783,null,8322.5571964454157,"YES",1,null,6.8320000000000007,5.3630000000000004,5.5847964346769574,15.4,15.58,17.390432125820322,null,-46517.57426631375,null,-6107.1489347596771,null,1691.3539967658151,null,1691.3539967658151,null,8322.5571964454157,null,1691.3539967658151,0.16317410755299125,null,"ImiNgsld1002"]
[5059,"IprEgsld1002",0.98533076643943773,8329.1060426051008,0,4212.60595703125,0,0,65115.653189292614,17486.732421875,251.2954739021265,0,0,null,86814.991476824216,251.2954739021265,4463.9012457829622,null,33164.220385108958,7334.6828241912654,0,0,95939.32671961782,0,null,40498.904388394541,95939.328125,null,-46316.087179804323,36035.002957461169,95688.032651097878,null,0.4902873456831397,161.16050066292831,0,1,0.46649666902956499,9.0725355420597751,0,1,381.77897371269825,"PASS",1,null,"IprEgsld1002",null,95688.032651097878,0,0.46649666902956499,"FAIL",0,1,null,null,3.5725605338888917E-2,null,-2018.8400836686183,"NO",0,null,6.8320000000000007,5.3630000000000004,5.5847964346769574,15.4,15.58,17.390432125820322,null,-46517.57426631375,null,-6107.1489347596771,null,0,null,0,null,-2018.8400836686183,null,-2018.8400836686183,-84.343483354710216,null,"IprEgsld1002"]
[5060,"IprNgsld1002",0.98533076643943773,8329.1060426051008,0,4212.60595703125,0,0,65115.653189292614,17486.732421875,251.2954739021265,0,0,null,86814.991476824216,251.2954739021265,4463.9012457829622,null,33164.220385108958,7334.6828241912654,0,0,95939.32671961782,0,null,40498.904388394541,95939.328125,null,-46316.087179804323,36035.002957461169,95688.032651097878,null,0.4902873456831397,161.16050066292831,0,1,0.46649666902956499,9.0725355420597751,0,1,381.77897371269825,"PASS",1,null,"IprNgsld1002",null,95688.032651097878,0,0.46649666902956499,"FAIL",0,1,null,null,3.5725605338888917E-2,null,-2018.8400836686183,"NO",0,null,6.8320000000000007,5.3630000000000004,5.5847964346769574,15.4,15.58,17.390432125820322,null,-46517.57426631375,null,-6107.1489347596771,null,0,null,0,null,-2018.8400836686183,null,-2018.8400836686183,-84.343483354710216,null,"IprNgsld1002"]
[5061,"IstEgsld1002",0.98533076643943773,8329.1060426051008,0,4212.60595703125,0,0,65115.653189292614,17486.732421875,18206.139469611971,0,0,null,86814.991476824216,18206.139469611971,22418.745241492801,null,33164.220385108958,7334.6828241912654,0,0,95939.32671961782,0,null,40498.904388394541,95939.328125,null,-46316.087179804323,18080.15896175132,77733.188655388032,null,0.4902873456831397,2.2244641405714605,0,1,0.46649666902956499,1.8064750554803226,0,1,5.269614037898215,"PASS",1,null,"IstEgsld1002",null,77733.188655388032,0,0.46649666902956499,"FAIL",0,1,null,null,2.5882890762064146,null,-308.63836192370798,"NO",0,null,6.8320000000000007,5.3630000000000004,5.5847964346769574,15.4,15.58,17.390432125820322,null,-46517.57426631375,null,-6107.1489347596771,null,0,null,0,null,-308.63836192370798,null,-308.63836192370798,-0.17797800585905693,null,"IstEgsld1002"]
[5062,"IstNgsld1002",0.98533076643943773,8329.1060426051008,0,4212.60595703125,0,0,65115.653189292614,17486.732421875,18206.139469611971,0,0,null,86814.991476824216,18206.139469611971,22418.745241492801,null,33164.220385108958,7334.6828241912654,0,0,95939.32671961782,0,null,40498.904388394541,95939.328125,null,-46316.087179804323,18080.15896175132,77733.188655388032,null,0.4902873456831397,2.2244641405714605,0,1,0.46649666902956499,1.8064750554803226,0,1,5.269614037898215,"PASS",1,null,"IstNgsld1002",null,77733.188655388032,0,0.46649666902956499,"FAIL",0,1,null,null,2.5882890762064146,null,-308.63836192370798,"NO",0,null,6.8320000000000007,5.3630000000000004,5.5847964346769574,15.4,15.58,17.390432125820322,null,-46517.57426631375,null,-6107.1489347596771,null,0,null,0,null,-308.63836192370798,null,-308.63836192370798,-0.17797800585905693,null,"IstNgsld1002"]
[5063,"IteEgsld1002",0.98533076643943773,8329.1060426051008,0,4212.60595703125,0,0,65115.653189292614,17486.732421875,68466.584550479412,0,0,null,86814.991476824216,68466.584550479412,72679.190322360286,null,33164.220385108958,7334.6828241912654,0,0,95939.32671961782,0,null,40498.904388394541,95939.328125,null,-46316.087179804323,-32180.286119116121,27472.743574520588,null,0.4902873456831397,0.59151343176079263,0,0,0.46649666902956499,0.55722833600092703,0,0,1.4012576902279292,"PASS",1,null,"IteEgsld1002",null,27472.743574520588,0,0.46649666902956499,"FAIL",0,1,null,null,9.7336022332653425,null,4478.6772143881408,"YES",1,null,6.8320000000000007,5.3630000000000004,5.5847964346769574,15.4,15.58,17.390432125820322,null,-46517.57426631375,null,-6107.1489347596771,null,0,null,0,null,4478.6772143881408,null,0,0,null,"IteEgsld1002"]
[5064,"IteNgsld1002",0.98533076643943773,8329.1060426051008,0,4212.60595703125,0,0,65115.653189292614,17486.732421875,68466.584550479412,0,0,null,86814.991476824216,68466.584550479412,72679.190322360286,null,33164.220385108958,7334.6828241912654,0,0,95939.32671961782,0,null,40498.904388394541,95939.328125,null,-46316.087179804323,-32180.286119116121,27472.743574520588,null,0.4902873456831397,0.59151343176079263,0,0,0.46649666902956499,0.55722833600092703,0,0,1.4012576902279292,"PASS",1,null,"IteNgsld1002",null,27472.743574520588,0,0.46649666902956499,"FAIL",0,1,null,null,9.7336022332653425,null,4478.6772143881408,"YES",1,null,6.8320000000000007,5.3630000000000004,5.5847964346769574,15.4,15.58,17.390432125820322,null,-46517.57426631375,null,-6107.1489347596771,null,0,null,0,null,4478.6772143881408,null,0,0,null,"IteNgsld1002"]
[5065,"ItrEgsld1002",0.98533076643943773,8329.1060426051008,0,4212.60595703125,0,0,65115.653189292614,17486.732421875,6217.3144490973773,0,0,null,86814.991476824216,6217.3144490973773,10429.920220978211,null,33164.220385108958,7334.6828241912654,0,0,95939.32671961782,0,null,40498.904388394541,95939.328125,null,-46316.087179804323,30068.983982265912,89722.013675902621,null,0.4902873456831397,6.5138903171085589,0,1,0.46649666902956499,3.8829543094688779,0,1,15.430991774740999,"PASS",1,null,"ItrEgsld1002",null,89722.013675902621,0,0.46649666902956499,"FAIL",0,1,null,null,0.88388905483683167,null,-1450.5758237560135,"NO",0,null,6.8320000000000007,5.3630000000000004,5.5847964346769574,15.4,15.58,17.390432125820322,null,-46517.57426631375,null,-6107.1489347596771,null,0,null,0,null,-1450.5758237560135,null,-1450.5758237560135,-2.449468672444707,null,"ItrEgsld1002"]
[5066,"ItrNgsld1002",0.98533076643943773,8329.1060426051008,0,4212.60595703125,0,0,65115.653189292614,17486.732421875,6217.3144490973773,0,0,null,86814.991476824216,6217.3144490973773,10429.920220978211,null,33164.220385108958,7334.6828241912654,0,0,95939.32671961782,0,null,40498.904388394541,95939.328125,null,-46316.087179804323,30068.983982265912,89722.013675902621,null,0.4902873456831397,6.5138903171085589,0,1,0.46649666902956499,3.8829543094688779,0,1,15.430991774740999,"PASS",1,null,"ItrNgsld1002",null,89722.013675902621,0,0.46649666902956499,"FAIL",0,1,null,null,0.88388905483683167,null,-1450.5758237560135,"NO",0,null,6.8320000000000007,5.3630000000000004,5.5847964346769574,15.4,15.58,17.390432125820322,null,-46517.57426631375,null,-6107.1489347596771,null,0,null,0,null,-1450.5758237560135,null,-1450.5758237560135,-2.449468672444707,null,"ItrNgsld1002"]
[5067,"IwaEgsld1002",0.98533076643943773,8329.1060426051008,0,4212.60595703125,0,0,65115.653189292614,17486.732421875,8517.4991082585457,0,0,null,86814.991476824216,8517.4991082585457,12730.104880139384,null,33164.220385108958,7334.6828241912654,0,0,95939.32671961782,0,null,40498.904388394541,95939.328125,null,-46316.087179804323,27768.799323104744,87421.829016741453,null,0.4902873456831397,4.7547882158422423,0,1,0.46649666902956499,3.1813487933277007,0,1,11.263790803567854,"PASS",1,null,"IwaEgsld1002",null,87421.829016741453,0,0.46649666902956499,"FAIL",0,1,null,null,1.2108964552758008,null,-1231.4828900692426,"NO",0,null,6.8320000000000007,5.3630000000000004,5.5847964346769574,15.4,15.58,17.390432125820322,null,-46517.57426631375,null,-6107.1489347596771,null,0,null,0,null,-1231.4828900692426,null,-1231.4828900692426,-1.5179259475839877,null,"IwaEgsld1002"]
[5068,"IwaNgsld1002",0.98533076643943773,8329.1060426051008,0,4212.60595703125,0,0,65115.653189292614,17486.732421875,8517.4991082585457,0,0,null,86814.991476824216,8517.4991082585457,12730.104880139384,null,33164.220385108958,7334.6828241912654,0,0,95939.32671961782,0,null,40498.904388394541,95939.328125,null,-46316.087179804323,27768.799323104744,87421.829016741453,null,0.4902873456831397,4.7547882158422423,0,1,0.46649666902956499,3.1813487933277007,0,1,11.263790803567854,"PASS",1,null,"IwaNgsld1002",null,87421.829016741453,0,0.46649666902956499,"FAIL",0,1,null,null,1.2108964552758008,null,-1231.4828900692426,"NO",0,null,6.8320000000000007,5.3630000000000004,5.5847964346769574,15.4,15.58,17.390432125820322,null,-46517.57426631375,null,-6107.1489347596771,null,0,null,0,null,-1231.4828900692426,null,-1231.4828900692426,-1.5179259475839877,null,"IwaNgsld1002"]
[5069,"IagTgsld1003",0.98533076643943773,8329.1060426051008,0,5026.65576171875,0,0,65115.653189292614,17486.732421875,6077.7091787976151,0,0,null,87629.041460671317,6077.7091787976151,11104.364934525514,null,33164.220385108958,7334.6828241912654,0,0,95939.32671961782,0,null,40498.904388394541,95939.328125,null,-47130.136984491823,29394.539447878175,89861.61894620239,null,0.4902873456831397,6.6635146890010706,0,1,0.46216304268421976,3.6471157608146205,0,1,15.785442393276899,"PASS",1,null,"IagTgsld1003",null,89861.61894620239,0,0.46216304268421976,"FAIL",0,1,null,null,0.86404195813176332,null,-1463.8732556686898,"NO",0,null,6.8320000000000007,5.3630000000000004,5.5847964346769574,15.4,15.58,17.390432125820322,null,-47331.62407100125,null,-6214.0230243043407,null,0,null,0,null,-1463.8732556686898,null,-1463.8732556686898,-2.528703179147533,null,"IagTgsld1003"]
[5070,"IagNgsld1003",0.98533076643943773,8329.1060426051008,0,5026.65576171875,0,0,65115.653189292614,17486.732421875,6077.7091787976151,0,0,null,87629.041460671317,6077.7091787976151,11104.364934525514,null,33164.220385108958,7334.6828241912654,0,0,95939.32671961782,0,null,40498.904388394541,95939.328125,null,-47130.136984491823,29394.539447878175,89861.61894620239,null,0.4902873456831397,6.6635146890010706,0,1,0.46216304268421976,3.6471157608146205,0,1,15.785442393276899,"PASS",1,null,"IagNgsld1003",null,89861.61894620239,0,0.46216304268421976,"FAIL",0,1,null,null,0.86404195813176332,null,-1463.8732556686898,"NO",0,null,6.8320000000000007,5.3630000000000004,5.5847964346769574,15.4,15.58,17.390432125820322,null,-47331.62407100125,null,-6214.0230243043407,null,0,null,0,null,-1463.8732556686898,null,-1463.8732556686898,-2.528703179147533,null,"IagNgsld1003"]
[5071,"IchTgsld1003",0.98533076643943773,8329.1060426051008,0,5026.65576171875,0,0,65115.653189292614,17486.732421875,6077.7091787976151,0,0,null,87629.041460671317,6077.7091787976151,11104.364934525514,null,33164.220385108958,7334.6828241912654,0,0,95939.32671961782,0,null,40498.904388394541,95939.328125,null,-47130.136984491823,29394.539447878175,89861.61894620239,null,0.4902873456831397,6.6635146890010706,0,1,0.46216304268421976,3.6471157608146205,0,1,15.785442393276899,"PASS",1,null,"IchTgsld1003",null,89861.61894620239,0,0.46216304268421976,"FAIL",0,1,null,null,0.86404195813176332,null,-1463.8732556686898,"NO",0,null,6.8320000000000007,5.3630000000000004,5.5847964346769574,15.4,15.58,17.390432125820322,null,-47331.62407100125,null,-6214.0230243043407,null,0,null,0,null,-1463.8732556686898,null,-1463.8732556686898,-2.528703179147533,null,"IchTgsld1003"]
[5072,"IchNgsld1003",0.98533076643943773,8329.1060426051008,0,5026.65576171875,0,0,65115.653189292614,17486.732421875,6077.7091787976151,0,0,null,87629.041460671317,6077.7091787976151,11104.364934525514,null,33164.220385108958,7334.6828241912654,0,0,95939.32671961782,0,null,40498.904388394541,95939.328125,null,-47130.136984491823,29394.539447878175,89861.61894620239,null,0.4902873456831397,6.6635146890010706,0,1,0.46216304268421976,3.6471157608146205,0,1,15.785442393276899,"PASS",1,null,"IchNgsld1003",null,89861.61894620239,0,0.46216304268421976,"FAIL",0,1,null,null,0.86404195813176332,null,-1463.8732556686898,"NO",0,null,6.8320000000000007,5.3630000000000004,5.5847964346769574,15.4,15.58,17.390432125820322,null,-47331.62407100125,null,-6214.0230243043407,null,0,null,0,null,-1463.8732556686898,null,-1463.8732556686898,-2.528703179147533,null,"IchNgsld1003"]
[5073,"IcoTgsld1003",0.98533076643943773,8329.1060426051008,0,5026.65576171875,0,0,65115.653189292614,17486.732421875,6077.7091787976151,0,0,null,87629.041460671317,6077.7091787976151,11104.364934525514,null,33164.220385108958,7334.6828241912654,0,0,95939.32671961782,0,null,40498.904388394541,95939.328125,null,-47130.136984491823,29394.539447878175,89861.61894620239,null,0.4902873456831397,6.6635146890010706,0,1,0.46216304268421976,3.6471157608146205,0,1,15.785442393276899,"PASS",1,null,"IcoTgsld1003",null,89861.61894620239,0,0.46216304268421976,"FAIL",0,1,null,null,0.86404195813176332,null,-1463.8732556686898,"NO",0,null,6.8320000000000007,5.3630000000000004,5.5847964346769574,15.4,15.58,17.390432125820322,null,-47331.62407100125,null,-6214.0230243043407,null,0,null,0,null,-1463.8732556686898,null,-1463.8732556686898,-2.528703179147533,null,"IcoTgsld1003"]
[5074,"IcoNgsld1003",0.98533076643943773,8329.1060426051008,0,5026.65576171875,0,0,65115.653189292614,17486.732421875,6077.7091787976151,0,0,null,87629.041460671317,6077.7091787976151,11104.364934525514,null,33164.220385108958,7334.6828241912654,0,0,95939.32671961782,0,null,40498.904388394541,95939.328125,null,-47130.136984491823,29394.539447878175,89861.61894620239,null,0.4902873456831397,6.6635146890010706,0,1,0.46216304268421976,3.6471157608146205,0,1,15.785442393276899,"PASS",1,null,"IcoNgsld1003",null,89861.61894620239,0,0.46216304268421976,"FAIL",0,1,null,null,0.86404195813176332,null,-1463.8732556686898,"NO",0,null,6.8320000000000007,5.3630000000000004,5.5847964346769574,15.4,15.58,17.390432125820322,null,-47331.62407100125,null,-6214.0230243043407,null,0,null,0,null,-1463.8732556686898,null,-1463.8732556686898,-2.528703179147533,null,"IcoNgsld1003"]
[5075,"IelTgsld1003",0.98533076643943773,8329.1060426051008,0,5026.65576171875,0,0,65115.653189292614,17486.732421875,6077.7091787976151,0,0,null,87629.041460671317,6077.7091787976151,11104.364934525514,null,33164.220385108958,7334.6828241912654,0,0,95939.32671961782,0,null,40498.904388394541,95939.328125,null,-47130.136984491823,29394.539447878175,89861.61894620239,null,0.4902873456831397,6.6635146890010706,0,1,0.46216304268421976,3.6471157608146205,0,1,15.785442393276899,"PASS",1,null,"IelTgsld1003",null,89861.61894620239,0,0.46216304268421976,"FAIL",0,1,null,null,0.86404195813176332,null,-1463.8732556686898,"NO",0,null,6.8320000000000007,5.3630000000000004,5.5847964346769574,15.4,15.58,17.390432125820322,null,-47331.62407100125,null,-6214.0230243043407,null,0,null,0,null,-1463.8732556686898,null,-1463.8732556686898,-2.528703179147533,null,"IelTgsld1003"]
[5076,"IelNgsld1003",0.98533076643943773,8329.1060426051008,0,5026.65576171875,0,0,65115.653189292614,17486.732421875,6077.7091787976151,0,0,null,87629.041460671317,6077.7091787976151,11104.364934525514,null,33164.220385108958,7334.6828241912654,0,0,95939.32671961782,0,null,40498.904388394541,95939.328125,null,-47130.136984491823,29394.539447878175,89861.61894620239,null,0.4902873456831397,6.6635146890010706,0,1,0.46216304268421976,3.6471157608146205,0,1,15.785442393276899,"PASS",1,null,"IelNgsld1003",null,89861.61894620239,0,0.46216304268421976,"FAIL",0,1,null,null,0.86404195813176332,null,-1463.8732556686898,"NO",0,null,6.8320000000000007,5.3630000000000004,5.5847964346769574,15.4,15.58,17.390432125820322,null,-47331.62407100125,null,-6214.0230243043407,null,0,null,0,null,-1463.8732556686898,null,-1463.8732556686898,-2.528703179147533,null,"IelNgsld1003"]
[5077,"IluTgsld1003",0.98533076643943773,8329.1060426051008,0,5026.65576171875,0,0,65115.653189292614,17486.732421875,6077.7091787976151,0,0,null,87629.041460671317,6077.7091787976151,11104.364934525514,null,33164.220385108958,7334.6828241912654,0,0,95939.32671961782,0,null,40498.904388394541,95939.328125,null,-47130.136984491823,29394.539447878175,89861.61894620239,null,0.4902873456831397,6.6635146890010706,0,1,0.46216304268421976,3.6471157608146205,0,1,15.785442393276899,"PASS",1,null,"IluTgsld1003",null,89861.61894620239,0,0.46216304268421976,"FAIL",0,1,null,null,0.86404195813176332,null,-1463.8732556686898,"NO",0,null,6.8320000000000007,5.3630000000000004,5.5847964346769574,15.4,15.58,17.390432125820322,null,-47331.62407100125,null,-6214.0230243043407,null,0,null,0,null,-1463.8732556686898,null,-1463.8732556686898,-2.528703179147533,null,"IluTgsld1003"]
[5078,"IluNgsld1003",0.98533076643943773,8329.1060426051008,0,5026.65576171875,0,0,65115.653189292614,17486.732421875,6077.7091787976151,0,0,null,87629.041460671317,6077.7091787976151,11104.364934525514,null,33164.220385108958,7334.6828241912654,0,0,95939.32671961782,0,null,40498.904388394541,95939.328125,null,-47130.136984491823,29394.539447878175,89861.61894620239,null,0.4902873456831397,6.6635146890010706,0,1,0.46216304268421976,3.6471157608146205,0,1,15.785442393276899,"PASS",1,null,"IluNgsld1003",null,89861.61894620239,0,0.46216304268421976,"FAIL",0,1,null,null,0.86404195813176332,null,-1463.8732556686898,"NO",0,null,6.8320000000000007,5.3630000000000004,5.5847964346769574,15.4,15.58,17.390432125820322,null,-47331.62407100125,null,-6214.0230243043407,null,0,null,0,null,-1463.8732556686898,null,-1463.8732556686898,-2.528703179147533,null,"IluNgsld1003"]
[5079,"ImeTgsld1003",0.98533076643943773,8329.1060426051008,0,5026.65576171875,0,0,65115.653189292614,17486.732421875,6077.7091787976151,0,0,null,87629.041460671317,6077.7091787976151,11104.364934525514,null,33164.220385108958,7334.6828241912654,0,0,95939.32671961782,0,null,40498.904388394541,95939.328125,null,-47130.136984491823,29394.539447878175,89861.61894620239,null,0.4902873456831397,6.6635146890010706,0,1,0.46216304268421976,3.6471157608146205,0,1,15.785442393276899,"PASS",1,null,"ImeTgsld1003",null,89861.61894620239,0,0.46216304268421976,"FAIL",0,1,null,null,0.86404195813176332,null,-1463.8732556686898,"NO",0,null,6.8320000000000007,5.3630000000000004,5.5847964346769574,15.4,15.58,17.390432125820322,null,-47331.62407100125,null,-6214.0230243043407,null,0,null,0,null,-1463.8732556686898,null,-1463.8732556686898,-2.528703179147533,null,"ImeTgsld1003"]
[5080,"ImeNgsld1003",0.98533076643943773,8329.1060426051008,0,5026.65576171875,0,0,65115.653189292614,17486.732421875,6077.7091787976151,0,0,null,87629.041460671317,6077.7091787976151,11104.364934525514,null,33164.220385108958,7334.6828241912654,0,0,95939.32671961782,0,null,40498.904388394541,95939.328125,null,-47130.136984491823,29394.539447878175,89861.61894620239,null,0.4902873456831397,6.6635146890010706,0,1,0.46216304268421976,3.6471157608146205,0,1,15.785442393276899,"PASS",1,null,"ImeNgsld1003",null,89861.61894620239,0,0.46216304268421976,"FAIL",0,1,null,null,0.86404195813176332,null,-1463.8732556686898,"NO",0,null,6.8320000000000007,5.3630000000000004,5.5847964346769574,15.4,15.58,17.390432125820322,null,-47331.62407100125,null,-6214.0230243043407,null,0,null,0,null,-1463.8732556686898,null,-1463.8732556686898,-2.528703179147533,null,"ImeNgsld1003"]
[5081,"ImiTgsld1003",0.98533076643943773,8329.1060426051008,0,5026.65576171875,0,0,65115.653189292614,17486.732421875,6077.7091787976151,0,0,null,87629.041460671317,6077.7091787976151,11104.364934525514,null,33164.220385108958,7334.6828241912654,0,0,95939.32671961782,0,null,40498.904388394541,95939.328125,null,-47130.136984491823,29394.539447878175,89861.61894620239,null,0.4902873456831397,6.6635146890010706,0,1,0.46216304268421976,3.6471157608146205,0,1,15.785442393276899,"PASS",1,null,"ImiTgsld1003",null,89861.61894620239,0,0.46216304268421976,"FAIL",0,1,null,null,0.86404195813176332,null,-1463.8732556686898,"NO",0,null,6.8320000000000007,5.3630000000000004,5.5847964346769574,15.4,15.58,17.390432125820322,null,-47331.62407100125,null,-6214.0230243043407,null,0,null,0,null,-1463.8732556686898,null,-1463.8732556686898,-2.528703179147533,null,"ImiTgsld1003"]
[5082,"ImiNgsld1003",0.98533076643943773,8329.1060426051008,0,5026.65576171875,0,0,65115.653189292614,17486.732421875,6077.7091787976151,0,0,null,87629.041460671317,6077.7091787976151,11104.364934525514,null,33164.220385108958,7334.6828241912654,0,0,95939.32671961782,0,null,40498.904388394541,95939.328125,null,-47130.136984491823,29394.539447878175,89861.61894620239,null,0.4902873456831397,6.6635146890010706,0,1,0.46216304268421976,3.6471157608146205,0,1,15.785442393276899,"PASS",1,null,"ImiNgsld1003",null,89861.61894620239,0,0.46216304268421976,"FAIL",0,1,null,null,0.86404195813176332,null,-1463.8732556686898,"NO",0,null,6.8320000000000007,5.3630000000000004,5.5847964346769574,15.4,15.58,17.390432125820322,null,-47331.62407100125,null,-6214.0230243043407,null,0,null,0,null,-1463.8732556686898,null,-1463.8732556686898,-2.528703179147533,null,"ImiNgsld1003"]
[5083,"IprTgsld1003",0.98533076643943773,8329.1060426051008,0,5026.65576171875,0,0,65115.653189292614,17486.732421875,6077.7091787976151,0,0,null,87629.041460671317,6077.7091787976151,11104.364934525514,null,33164.220385108958,7334.6828241912654,0,0,95939.32671961782,0,null,40498.904388394541,95939.328125,null,-47130.136984491823,29394.539447878175,89861.61894620239,null,0.4902873456831397,6.6635146890010706,0,1,0.46216304268421976,3.6471157608146205,0,1,15.785442393276899,"PASS",1,null,"IprTgsld1003",null,89861.61894620239,0,0.46216304268421976,"FAIL",0,1,null,null,0.86404195813176332,null,-1463.8732556686898,"NO",0,null,6.8320000000000007,5.3630000000000004,5.5847964346769574,15.4,15.58,17.390432125820322,null,-47331.62407100125,null,-6214.0230243043407,null,0,null,0,null,-1463.8732556686898,null,-1463.8732556686898,-2.528703179147533,null,"IprTgsld1003"]
[5084,"IprNgsld1003",0.98533076643943773,8329.1060426051008,0,5026.65576171875,0,0,65115.653189292614,17486.732421875,6077.7091787976151,0,0,null,87629.041460671317,6077.7091787976151,11104.364934525514,null,33164.220385108958,7334.6828241912654,0,0,95939.32671961782,0,null,40498.904388394541,95939.328125,null,-47130.136984491823,29394.539447878175,89861.61894620239,null,0.4902873456831397,6.6635146890010706,0,1,0.46216304268421976,3.6471157608146205,0,1,15.785442393276899,"PASS",1,null,"IprNgsld1003",null,89861.61894620239,0,0.46216304268421976,"FAIL",0,1,null,null,0.86404195813176332,null,-1463.8732556686898,"NO",0,null,6.8320000000000007,5.3630000000000004,5.5847964346769574,15.4,15.58,17.390432125820322,null,-47331.62407100125,null,-6214.0230243043407,null,0,null,0,null,-1463.8732556686898,null,-1463.8732556686898,-2.528703179147533,null,"IprNgsld1003"]
[5085,"IstTgsld1003",0.98533076643943773,8329.1060426051008,0,5026.65576171875,0,0,65115.653189292614,17486.732421875,6077.7091787976151,0,0,null,87629.041460671317,6077.7091787976151,11104.364934525514,null,33164.220385108958,7334.6828241912654,0,0,95939.32671961782,0,null,40498.904388394541,95939.328125,null,-47130.136984491823,29394.539447878175,89861.61894620239,null,0.4902873456831397,6.6635146890010706,0,1,0.46216304268421976,3.6471157608146205,0,1,15.785442393276899,"PASS",1,null,"IstTgsld1003",null,89861.61894620239,0,0.46216304268421976,"FAIL",0,1,null,null,0.86404195813176332,null,-1463.8732556686898,"NO",0,null,6.8320000000000007,5.3630000000000004,5.5847964346769574,15.4,15.58,17.390432125820322,null,-47331.62407100125,null,-6214.0230243043407,null,0,null,0,null,-1463.8732556686898,null,-1463.8732556686898,-2.528703179147533,null,"IstTgsld1003"]
[5086,"IstNgsld1003",0.98533076643943773,8329.1060426051008,0,5026.65576171875,0,0,65115.653189292614,17486.732421875,6077.7091787976151,0,0,null,87629.041460671317,6077.7091787976151,11104.364934525514,null,33164.220385108958,7334.6828241912654,0,0,95939.32671961782,0,null,40498.904388394541,95939.328125,null,-47130.136984491823,29394.539447878175,89861.61894620239,null,0.4902873456831397,6.6635146890010706,0,1,0.46216304268421976,3.6471157608146205,0,1,15.785442393276899,"PASS",1,null,"IstNgsld1003",null,89861.61894620239,0,0.46216304268421976,"FAIL",0,1,null,null,0.86404195813176332,null,-1463.8732556686898,"NO",0,null,6.8320000000000007,5.3630000000000004,5.5847964346769574,15.4,15.58,17.390432125820322,null,-47331.62407100125,null,-6214.0230243043407,null,0,null,0,null,-1463.8732556686898,null,-1463.8732556686898,-2.528703179147533,null,"IstNgsld1003"]
[5087,"IteTgsld1003",0.98533076643943773,8329.1060426051008,0,5026.65576171875,0,0,65115.653189292614,17486.732421875,6077.7091787976151,0,0,null,87629.041460671317,6077.7091787976151,11104.364934525514,null,33164.220385108958,7334.6828241912654,0,0,95939.32671961782,0,null,40498.904388394541,95939.328125,null,-47130.136984491823,29394.539447878175,89861.61894620239,null,0.4902873456831397,6.6635146890010706,0,1,0.46216304268421976,3.6471157608146205,0,1,15.785442393276899,"PASS",1,null,"IteTgsld1003",null,89861.61894620239,0,0.46216304268421976,"FAIL",0,1,null,null,0.86404195813176332,null,-1463.8732556686898,"NO",0,null,6.8320000000000007,5.3630000000000004,5.5847964346769574,15.4,15.58,17.390432125820322,null,-47331.62407100125,null,-6214.0230243043407,null,0,null,0,null,-1463.8732556686898,null,-1463.8732556686898,-2.528703179147533,null,"IteTgsld1003"]
[5088,"IteNgsld1003",0.98533076643943773,8329.1060426051008,0,5026.65576171875,0,0,65115.653189292614,17486.732421875,6077.7091787976151,0,0,null,87629.041460671317,6077.7091787976151,11104.364934525514,null,33164.220385108958,7334.6828241912654,0,0,95939.32671961782,0,null,40498.904388394541,95939.328125,null,-47130.136984491823,29394.539447878175,89861.61894620239,null,0.4902873456831397,6.6635146890010706,0,1,0.46216304268421976,3.6471157608146205,0,1,15.785442393276899,"PASS",1,null,"IteNgsld1003",null,89861.61894620239,0,0.46216304268421976,"FAIL",0,1,null,null,0.86404195813176332,null,-1463.8732556686898,"NO",0,null,6.8320000000000007,5.3630000000000004,5.5847964346769574,15.4,15.58,17.390432125820322,null,-47331.62407100125,null,-6214.0230243043407,null,0,null,0,null,-1463.8732556686898,null,-1463.8732556686898,-2.528703179147533,null,"IteNgsld1003"]
[5089,"ItrTgsld1003",0.98533076643943773,8329.1060426051008,0,5026.65576171875,0,0,65115.653189292614,17486.732421875,6077.7091787976151,0,0,null,87629.041460671317,6077.7091787976151,11104.364934525514,null,33164.220385108958,7334.6828241912654,0,0,95939.32671961782,0,null,40498.904388394541,95939.328125,null,-47130.136984491823,29394.539447878175,89861.61894620239,null,0.4902873456831397,6.6635146890010706,0,1,0.46216304268421976,3.6471157608146205,0,1,15.785442393276899,"PASS",1,null,"ItrTgsld1003",null,89861.61894620239,0,0.46216304268421976,"FAIL",0,1,null,null,0.86404195813176332,null,-1463.8732556686898,"NO",0,null,6.8320000000000007,5.3630000000000004,5.5847964346769574,15.4,15.58,17.390432125820322,null,-47331.62407100125,null,-6214.0230243043407,null,0,null,0,null,-1463.8732556686898,null,-1463.8732556686898,-2.528703179147533,null,"ItrTgsld1003"]
[5090,"ItrNgsld1003",0.98533076643943773,8329.1060426051008,0,5026.65576171875,0,0,65115.653189292614,17486.732421875,6077.7091787976151,0,0,null,87629.041460671317,6077.7091787976151,11104.364934525514,null,33164.220385108958,7334.6828241912654,0,0,95939.32671961782,0,null,40498.904388394541,95939.328125,null,-47130.136984491823,29394.539447878175,89861.61894620239,null,0.4902873456831397,6.6635146890010706,0,1,0.46216304268421976,3.6471157608146205,0,1,15.785442393276899,"PASS",1,null,"ItrNgsld1003",null,89861.61894620239,0,0.46216304268421976,"FAIL",0,1,null,null,0.86404195813176332,null,-1463.8732556686898,"NO",0,null,6.8320000000000007,5.3630000000000004,5.5847964346769574,15.4,15.58,17.390432125820322,null,-47331.62407100125,null,-6214.0230243043407,null,0,null,0,null,-1463.8732556686898,null,-1463.8732556686898,-2.528703179147533,null,"ItrNgsld1003"]
[5091,"IwaTgsld1003",0.98533076643943773,8329.1060426051008,0,5026.65576171875,0,0,65115.653189292614,17486.732421875,6077.7091787976151,0,0,null,87629.041460671317,6077.7091787976151,11104.364934525514,null,33164.220385108958,7334.6828241912654,0,0,95939.32671961782,0,null,40498.904388394541,95939.328125,null,-47130.136984491823,29394.539447878175,89861.61894620239,null,0.4902873456831397,6.6635146890010706,0,1,0.46216304268421976,3.6471157608146205,0,1,15.785442393276899,"PASS",1,null,"IwaTgsld1003",null,89861.61894620239,0,0.46216304268421976,"FAIL",0,1,null,null,0.86404195813176332,null,-1463.8732556686898,"NO",0,null,6.8320000000000007,5.3630000000000004,5.5847964346769574,15.4,15.58,17.390432125820322,null,-47331.62407100125,null,-6214.0230243043407,null,0,null,0,null,-1463.8732556686898,null,-1463.8732556686898,-2.528703179147533,null,"IwaTgsld1003"]
[5092,"IwaNgsld1003",0.98533076643943773,8329.1060426051008,0,5026.65576171875,0,0,65115.653189292614,17486.732421875,6077.7091787976151,0,0,null,87629.041460671317,6077.7091787976151,11104.364934525514,null,33164.220385108958,7334.6828241912654,0,0,95939.32671961782,0,null,40498.904388394541,95939.328125,null,-47130.136984491823,29394.539447878175,89861.61894620239,null,0.4902873456831397,6.6635146890010706,0,1,0.46216304268421976,3.6471157608146205,0,1,15.785442393276899,"PASS",1,null,"IwaNgsld1003",null,89861.61894620239,0,0.46216304268421976,"FAIL",0,1,null,null,0.86404195813176332,null,-1463.8732556686898,"NO",0,null,6.8320000000000007,5.3630000000000004,5.5847964346769574,15.4,15.58,17.390432125820322,null,-47331.62407100125,null,-6214.0230243043407,null,0,null,0,null,-1463.8732556686898,null,-1463.8732556686898,-2.528703179147533,null,"IwaNgsld1003"]
[5093,"IagEgsld1004",0.98533076643943773,8329.1060426051008,0,9843.2783203125,0,0,65115.653189292614,17486.732421875,2152.9976270188295,0,0,null,92445.664498228565,2152.9976270188295,11996.276420303979,null,33164.220385108958,7334.6828241912654,0,0,95939.32671961782,0,null,40498.904388394541,95939.328125,null,-51946.759543085573,28502.628441063214,93786.330497981166,null,0.4902873456831397,18.81047330482745,0,1,0.43808333096522473,3.375956385648486,0,1,44.560814615408283,"PASS",1,null,"IagEgsld1004",null,93786.330497981166,0,0.43808333096522473,"FAIL",0,1,null,null,0.13099343252276716,null,-1955.0112292889885,"NO",0,null,6.8320000000000007,5.3630000000000004,5.5847964346769574,15.4,15.58,17.390432125820322,null,-52148.246629594985,null,-4613.997038533922,null,0,null,0,null,-1955.0112292889885,null,-1955.0112292889885,-22.275576079331259,null,"IagEgsld1004"]
[5094,"IagNgsld1004",0.98533076643943773,8329.1060426051008,0,9843.2783203125,0,0,65115.653189292614,17486.732421875,2152.9976270188295,0,0,null,92445.664498228565,2152.9976270188295,11996.276420303979,null,33164.220385108958,7334.6828241912654,0,0,95939.32671961782,0,null,40498.904388394541,95939.328125,null,-51946.759543085573,28502.628441063214,93786.330497981166,null,0.4902873456831397,18.81047330482745,0,1,0.43808333096522473,3.375956385648486,0,1,44.560814615408283,"PASS",1,null,"IagNgsld1004",null,93786.330497981166,0,0.43808333096522473,"FAIL",0,1,null,null,0.13099343252276716,null,-1955.0112292889885,"NO",0,null,6.8320000000000007,5.3630000000000004,5.5847964346769574,15.4,15.58,17.390432125820322,null,-52148.246629594985,null,-4613.997038533922,null,0,null,0,null,-1955.0112292889885,null,-1955.0112292889885,-22.275576079331259,null,"IagNgsld1004"]
[5095,"IchEgsld1004",0.98533076643943773,8329.1060426051008,0,9843.2783203125,0,0,65115.653189292614,17486.732421875,2152.9976270188295,0,0,null,92445.664498228565,2152.9976270188295,11996.276420303979,null,33164.220385108958,7334.6828241912654,0,0,95939.32671961782,0,null,40498.904388394541,95939.328125,null,-51946.759543085573,28502.628441063214,93786.330497981166,null,0.4902873456831397,18.81047330482745,0,1,0.43808333096522473,3.375956385648486,0,1,44.560814615408283,"PASS",1,null,"IchEgsld1004",null,93786.330497981166,0,0.43808333096522473,"FAIL",0,1,null,null,0.13099343252276716,null,-1955.0112292889885,"NO",0,null,6.8320000000000007,5.3630000000000004,5.5847964346769574,15.4,15.58,17.390432125820322,null,-52148.246629594985,null,-4613.997038533922,null,0,null,0,null,-1955.0112292889885,null,-1955.0112292889885,-22.275576079331259,null,"IchEgsld1004"]
[5096,"IchNgsld1004",0.98533076643943773,8329.1060426051008,0,9843.2783203125,0,0,65115.653189292614,17486.732421875,2152.9976270188295,0,0,null,92445.664498228565,2152.9976270188295,11996.276420303979,null,33164.220385108958,7334.6828241912654,0,0,95939.32671961782,0,null,40498.904388394541,95939.328125,null,-51946.759543085573,28502.628441063214,93786.330497981166,null,0.4902873456831397,18.81047330482745,0,1,0.43808333096522473,3.375956385648486,0,1,44.560814615408283,"PASS",1,null,"IchNgsld1004",null,93786.330497981166,0,0.43808333096522473,"FAIL",0,1,null,null,0.13099343252276716,null,-1955.0112292889885,"NO",0,null,6.8320000000000007,5.3630000000000004,5.5847964346769574,15.4,15.58,17.390432125820322,null,-52148.246629594985,null,-4613.997038533922,null,0,null,0,null,-1955.0112292889885,null,-1955.0112292889885,-22.275576079331259,null,"IchNgsld1004"]
[5097,"IcoEgsld1004",0.98533076643943773,8329.1060426051008,0,9843.2783203125,0,0,65115.653189292614,17486.732421875,2152.9976270188295,0,0,null,92445.664498228565,2152.9976270188295,11996.276420303979,null,33164.220385108958,7334.6828241912654,0,0,95939.32671961782,0,null,40498.904388394541,95939.328125,null,-51946.759543085573,28502.628441063214,93786.330497981166,null,0.4902873456831397,18.81047330482745,0,1,0.43808333096522473,3.375956385648486,0,1,44.560814615408283,"PASS",1,null,"IcoEgsld1004",null,93786.330497981166,0,0.43808333096522473,"FAIL",0,1,null,null,0.13099343252276716,null,-1955.0112292889885,"NO",0,null,6.8320000000000007,5.3630000000000004,5.5847964346769574,15.4,15.58,17.390432125820322,null,-52148.246629594985,null,-4613.997038533922,null,0,null,0,null,-1955.0112292889885,null,-1955.0112292889885,-22.275576079331259,null,"IcoEgsld1004"]
[5098,"IcoNgsld1004",0.98533076643943773,8329.1060426051008,0,9843.2783203125,0,0,65115.653189292614,17486.732421875,2152.9976270188295,0,0,null,92445.664498228565,2152.9976270188295,11996.276420303979,null,33164.220385108958,7334.6828241912654,0,0,95939.32671961782,0,null,40498.904388394541,95939.328125,null,-51946.759543085573,28502.628441063214,93786.330497981166,null,0.4902873456831397,18.81047330482745,0,1,0.43808333096522473,3.375956385648486,0,1,44.560814615408283,"PASS",1,null,"IcoNgsld1004",null,93786.330497981166,0,0.43808333096522473,"FAIL",0,1,null,null,0.13099343252276716,null,-1955.0112292889885,"NO",0,null,6.8320000000000007,5.3630000000000004,5.5847964346769574,15.4,15.58,17.390432125820322,null,-52148.246629594985,null,-4613.997038533922,null,0,null,0,null,-1955.0112292889885,null,-1955.0112292889885,-22.275576079331259,null,"IcoNgsld1004"]
[5099,"IelEgsld1004",0.98533076643943773,8329.1060426051008,0,9843.2783203125,0,0,65115.653189292614,17486.732421875,2152.9976270188295,0,0,null,92445.664498228565,2152.9976270188295,11996.276420303979,null,33164.220385108958,7334.6828241912654,0,0,95939.32671961782,0,null,40498.904388394541,95939.328125,null,-51946.759543085573,28502.628441063214,93786.330497981166,null,0.4902873456831397,18.81047330482745,0,1,0.43808333096522473,3.375956385648486,0,1,44.560814615408283,"PASS",1,null,"IelEgsld1004",null,93786.330497981166,0,0.43808333096522473,"FAIL",0,1,null,null,0.13099343252276716,null,-1955.0112292889885,"NO",0,null,6.8320000000000007,5.3630000000000004,5.5847964346769574,15.4,15.58,17.390432125820322,null,-52148.246629594985,null,-4613.997038533922,null,0,null,0,null,-1955.0112292889885,null,-1955.0112292889885,-22.275576079331259,null,"IelEgsld1004"]
[5100,"IelNgsld1004",0.98533076643943773,8329.1060426051008,0,9843.2783203125,0,0,65115.653189292614,17486.732421875,2152.9976270188295,0,0,null,92445.664498228565,2152.9976270188295,11996.276420303979,null,33164.220385108958,7334.6828241912654,0,0,95939.32671961782,0,null,40498.904388394541,95939.328125,null,-51946.759543085573,28502.628441063214,93786.330497981166,null,0.4902873456831397,18.81047330482745,0,1,0.43808333096522473,3.375956385648486,0,1,44.560814615408283,"PASS",1,null,"IelNgsld1004",null,93786.330497981166,0,0.43808333096522473,"FAIL",0,1,null,null,0.13099343252276716,null,-1955.0112292889885,"NO",0,null,6.8320000000000007,5.3630000000000004,5.5847964346769574,15.4,15.58,17.390432125820322,null,-52148.246629594985,null,-4613.997038533922,null,0,null,0,null,-1955.0112292889885,null,-1955.0112292889885,-22.275576079331259,null,"IelNgsld1004"]
[5101,"IluEgsld1004",0.98533076643943773,8329.1060426051008,0,9843.2783203125,0,0,65115.653189292614,17486.732421875,2239.1159899001495,0,0,null,92445.664498228565,2239.1159899001495,12082.394783185307,null,33164.220385108958,7334.6828241912654,0,0,95939.32671961782,0,null,40498.904388394541,95939.328125,null,-51946.759543085573,28416.510078181891,93700.21213509985,null,0.4902873456831397,18.08700601981791,0,1,0.43808333096522473,3.3518939498740594,0,1,42.846966641186945,"PASS",1,null,"IluEgsld1004",null,93700.21213509985,0,0.43808333096522473,"FAIL",0,1,null,null,0.13623306714382072,null,-1951.5007065331356,"NO",0,null,6.8320000000000007,5.3630000000000004,5.5847964346769574,15.4,15.58,17.390432125820322,null,-52148.246629594985,null,-4613.997038533922,null,0,null,0,null,-1951.5007065331356,null,-1951.5007065331356,-21.38037848298351,null,"IluEgsld1004"]
[5102,"IluNgsld1004",0.98533076643943773,8329.1060426051008,0,9843.2783203125,0,0,65115.653189292614,17486.732421875,2239.1159899001495,0,0,null,92445.664498228565,2239.1159899001495,12082.394783185307,null,33164.220385108958,7334.6828241912654,0,0,95939.32671961782,0,null,40498.904388394541,95939.328125,null,-51946.759543085573,28416.510078181891,93700.21213509985,null,0.4902873456831397,18.08700601981791,0,1,0.43808333096522473,3.3518939498740594,0,1,42.846966641186945,"PASS",1,null,"IluNgsld1004",null,93700.21213509985,0,0.43808333096522473,"FAIL",0,1,null,null,0.13623306714382072,null,-1951.5007065331356,"NO",0,null,6.8320000000000007,5.3630000000000004,5.5847964346769574,15.4,15.58,17.390432125820322,null,-52148.246629594985,null,-4613.997038533922,null,0,null,0,null,-1951.5007065331356,null,-1951.5007065331356,-21.38037848298351,null,"IluNgsld1004"]
[5103,"ImeEgsld1004",0.98533076643943773,8329.1060426051008,0,9843.2783203125,0,0,65115.653189292614,17486.732421875,2152.9976270188295,0,0,null,92445.664498228565,2152.9976270188295,11996.276420303979,null,33164.220385108958,7334.6828241912654,0,0,95939.32671961782,0,null,40498.904388394541,95939.328125,null,-51946.759543085573,28502.628441063214,93786.330497981166,null,0.4902873456831397,18.81047330482745,0,1,0.43808333096522473,3.375956385648486,0,1,44.560814615408283,"PASS",1,null,"ImeEgsld1004",null,93786.330497981166,0,0.43808333096522473,"FAIL",0,1,null,null,0.13099343252276716,null,-1955.0112292889885,"NO",0,null,6.8320000000000007,5.3630000000000004,5.5847964346769574,15.4,15.58,17.390432125820322,null,-52148.246629594985,null,-4613.997038533922,null,0,null,0,null,-1955.0112292889885,null,-1955.0112292889885,-22.275576079331259,null,"ImeEgsld1004"]
[5104,"ImeNgsld1004",0.98533076643943773,8329.1060426051008,0,9843.2783203125,0,0,65115.653189292614,17486.732421875,2152.9976270188295,0,0,null,92445.664498228565,2152.9976270188295,11996.276420303979,null,33164.220385108958,7334.6828241912654,0,0,95939.32671961782,0,null,40498.904388394541,95939.328125,null,-51946.759543085573,28502.628441063214,93786.330497981166,null,0.4902873456831397,18.81047330482745,0,1,0.43808333096522473,3.375956385648486,0,1,44.560814615408283,"PASS",1,null,"ImeNgsld1004",null,93786.330497981166,0,0.43808333096522473,"FAIL",0,1,null,null,0.13099343252276716,null,-1955.0112292889885,"NO",0,null,6.8320000000000007,5.3630000000000004,5.5847964346769574,15.4,15.58,17.390432125820322,null,-52148.246629594985,null,-4613.997038533922,null,0,null,0,null,-1955.0112292889885,null,-1955.0112292889885,-22.275576079331259,null,"ImeNgsld1004"]
[5105,"ImiEgsld1004",0.98533076643943773,8329.1060426051008,0,9843.2783203125,0,0,65115.653189292614,17486.732421875,2186.6376008218381,0,0,null,92445.664498228565,2186.6376008218381,12029.916394106986,null,33164.220385108958,7334.6828241912654,0,0,95939.32671961782,0,null,40498.904388394541,95939.328125,null,-51946.759543085573,28468.988467260206,93752.690524178164,null,0.4902873456831397,18.521086609492677,0,1,0.43808333096522473,3.3665159967781202,0,1,43.875275943732802,"PASS",1,null,"ImiEgsld1004",null,93752.690524178164,0,0.43808333096522473,"FAIL",0,1,null,null,0.13304016573666005,null,-1953.6399307076599,"NO",0,null,6.8320000000000007,5.3630000000000004,5.5847964346769574,15.4,15.58,17.390432125820322,null,-52148.246629594985,null,-4613.997038533922,null,0,null,0,null,-1953.6399307076599,null,-1953.6399307076599,-21.917497040792217,null,"ImiEgsld1004"]
[5106,"ImiNgsld1004",0.98533076643943773,8329.1060426051008,0,9843.2783203125,0,0,65115.653189292614,17486.732421875,2186.6376008218381,0,0,null,92445.664498228565,2186.6376008218381,12029.916394106986,null,33164.220385108958,7334.6828241912654,0,0,95939.32671961782,0,null,40498.904388394541,95939.328125,null,-51946.759543085573,28468.988467260206,93752.690524178164,null,0.4902873456831397,18.521086609492677,0,1,0.43808333096522473,3.3665159967781202,0,1,43.875275943732802,"PASS",1,null,"ImiNgsld1004",null,93752.690524178164,0,0.43808333096522473,"FAIL",0,1,null,null,0.13304016573666005,null,-1953.6399307076599,"NO",0,null,6.8320000000000007,5.3630000000000004,5.5847964346769574,15.4,15.58,17.390432125820322,null,-52148.246629594985,null,-4613.997038533922,null,0,null,0,null,-1953.6399307076599,null,-1953.6399307076599,-21.917497040792217,null,"ImiNgsld1004"]
[5107,"IprEgsld1004",0.98533076643943773,8329.1060426051008,0,9843.2783203125,0,0,65115.653189292614,17486.732421875,2152.9976270188295,0,0,null,92445.664498228565,2152.9976270188295,11996.276420303979,null,33164.220385108958,7334.6828241912654,0,0,95939.32671961782,0,null,40498.904388394541,95939.328125,null,-51946.759543085573,28502.628441063214,93786.330497981166,null,0.4902873456831397,18.81047330482745,0,1,0.43808333096522473,3.375956385648486,0,1,44.560814615408283,"PASS",1,null,"IprEgsld1004",null,93786.330497981166,0,0.43808333096522473,"FAIL",0,1,null,null,0.13099343252276716,null,-1955.0112292889885,"NO",0,null,6.8320000000000007,5.3630000000000004,5.5847964346769574,15.4,15.58,17.390432125820322,null,-52148.246629594985,null,-4613.997038533922,null,0,null,0,null,-1955.0112292889885,null,-1955.0112292889885,-22.275576079331259,null,"IprEgsld1004"]
[5108,"IprNgsld1004",0.98533076643943773,8329.1060426051008,0,9843.2783203125,0,0,65115.653189292614,17486.732421875,2152.9976270188295,0,0,null,92445.664498228565,2152.9976270188295,11996.276420303979,null,33164.220385108958,7334.6828241912654,0,0,95939.32671961782,0,null,40498.904388394541,95939.328125,null,-51946.759543085573,28502.628441063214,93786.330497981166,null,0.4902873456831397,18.81047330482745,0,1,0.43808333096522473,3.375956385648486,0,1,44.560814615408283,"PASS",1,null,"IprNgsld1004",null,93786.330497981166,0,0.43808333096522473,"FAIL",0,1,null,null,0.13099343252276716,null,-1955.0112292889885,"NO",0,null,6.8320000000000007,5.3630000000000004,5.5847964346769574,15.4,15.58,17.390432125820322,null,-52148.246629594985,null,-4613.997038533922,null,0,null,0,null,-1955.0112292889885,null,-1955.0112292889885,-22.275576079331259,null,"IprNgsld1004"]
[5109,"IstEgsld1004",0.98533076643943773,8329.1060426051008,0,9843.2783203125,0,0,65115.653189292614,17486.732421875,2152.9976270188295,0,0,null,92445.664498228565,2152.9976270188295,11996.276420303979,null,33164.220385108958,7334.6828241912654,0,0,95939.32671961782,0,null,40498.904388394541,95939.328125,null,-51946.759543085573,28502.628441063214,93786.330497981166,null,0.4902873456831397,18.81047330482745,0,1,0.43808333096522473,3.375956385648486,0,1,44.560814615408283,"PASS",1,null,"IstEgsld1004",null,93786.330497981166,0,0.43808333096522473,"FAIL",0,1,null,null,0.13099343252276716,null,-1955.0112292889885,"NO",0,null,6.8320000000000007,5.3630000000000004,5.5847964346769574,15.4,15.58,17.390432125820322,null,-52148.246629594985,null,-4613.997038533922,null,0,null,0,null,-1955.0112292889885,null,-1955.0112292889885,-22.275576079331259,null,"IstEgsld1004"]
[5110,"IstNgsld1004",0.98533076643943773,8329.1060426051008,0,9843.2783203125,0,0,65115.653189292614,17486.732421875,2152.9976270188295,0,0,null,92445.664498228565,2152.9976270188295,11996.276420303979,null,33164.220385108958,7334.6828241912654,0,0,95939.32671961782,0,null,40498.904388394541,95939.328125,null,-51946.759543085573,28502.628441063214,93786.330497981166,null,0.4902873456831397,18.81047330482745,0,1,0.43808333096522473,3.375956385648486,0,1,44.560814615408283,"PASS",1,null,"IstNgsld1004",null,93786.330497981166,0,0.43808333096522473,"FAIL",0,1,null,null,0.13099343252276716,null,-1955.0112292889885,"NO",0,null,6.8320000000000007,5.3630000000000004,5.5847964346769574,15.4,15.58,17.390432125820322,null,-52148.246629594985,null,-4613.997038533922,null,0,null,0,null,-1955.0112292889885,null,-1955.0112292889885,-22.275576079331259,null,"IstNgsld1004"]
[5111,"IteEgsld1004",0.98533076643943773,8329.1060426051008,0,9843.2783203125,0,0,65115.653189292614,17486.732421875,2152.9976270188295,0,0,null,92445.664498228565,2152.9976270188295,11996.276420303979,null,33164.220385108958,7334.6828241912654,0,0,95939.32671961782,0,null,40498.904388394541,95939.328125,null,-51946.759543085573,28502.628441063214,93786.330497981166,null,0.4902873456831397,18.81047330482745,0,1,0.43808333096522473,3.375956385648486,0,1,44.560814615408283,"PASS",1,null,"IteEgsld1004",null,93786.330497981166,0,0.43808333096522473,"FAIL",0,1,null,null,0.13099343252276716,null,-1955.0112292889885,"NO",0,null,6.8320000000000007,5.3630000000000004,5.5847964346769574,15.4,15.58,17.390432125820322,null,-52148.246629594985,null,-4613.997038533922,null,0,null,0,null,-1955.0112292889885,null,-1955.0112292889885,-22.275576079331259,null,"IteEgsld1004"]
[5112,"IteNgsld1004",0.98533076643943773,8329.1060426051008,0,9843.2783203125,0,0,65115.653189292614,17486.732421875,2152.9976270188295,0,0,null,92445.664498228565,2152.9976270188295,11996.276420303979,null,33164.220385108958,7334.6828241912654,0,0,95939.32671961782,0,null,40498.904388394541,95939.328125,null,-51946.759543085573,28502.628441063214,93786.330497981166,null,0.4902873456831397,18.81047330482745,0,1,0.43808333096522473,3.375956385648486,0,1,44.560814615408283,"PASS",1,null,"IteNgsld1004",null,93786.330497981166,0,0.43808333096522473,"FAIL",0,1,null,null,0.13099343252276716,null,-1955.0112292889885,"NO",0,null,6.8320000000000007,5.3630000000000004,5.5847964346769574,15.4,15.58,17.390432125820322,null,-52148.246629594985,null,-4613.997038533922,null,0,null,0,null,-1955.0112292889885,null,-1955.0112292889885,-22.275576079331259,null,"IteNgsld1004"]
[5113,"ItrEgsld1004",0.98533076643943773,8329.1060426051008,0,9843.2783203125,0,0,65115.653189292614,17486.732421875,2221.3455103011315,0,0,null,92445.664498228565,2221.3455103011315,12064.624303586283,null,33164.220385108958,7334.6828241912654,0,0,95939.32671961782,0,null,40498.904388394541,95939.328125,null,-51946.759543085573,28434.280557780912,93717.982614698863,null,0.4902873456831397,18.231699751608836,0,1,0.43808333096522473,3.3568310920419875,0,1,43.189736886988918,"PASS",1,null,"ItrEgsld1004",null,93717.982614698863,0,0.43808333096522473,"FAIL",0,1,null,null,0.1351518733449556,null,-1952.2250996843586,"NO",0,null,6.8320000000000007,5.3630000000000004,5.5847964346769574,15.4,15.58,17.390432125820322,null,-52148.246629594985,null,-4613.997038533922,null,0,null,0,null,-1952.2250996843586,null,-1952.2250996843586,-21.559418002253032,null,"ItrEgsld1004"]
[5114,"ItrNgsld1004",0.98533076643943773,8329.1060426051008,0,9843.2783203125,0,0,65115.653189292614,17486.732421875,2221.3455103011315,0,0,null,92445.664498228565,2221.3455103011315,12064.624303586283,null,33164.220385108958,7334.6828241912654,0,0,95939.32671961782,0,null,40498.904388394541,95939.328125,null,-51946.759543085573,28434.280557780912,93717.982614698863,null,0.4902873456831397,18.231699751608836,0,1,0.43808333096522473,3.3568310920419875,0,1,43.189736886988918,"PASS",1,null,"ItrNgsld1004",null,93717.982614698863,0,0.43808333096522473,"FAIL",0,1,null,null,0.1351518733449556,null,-1952.2250996843586,"NO",0,null,6.8320000000000007,5.3630000000000004,5.5847964346769574,15.4,15.58,17.390432125820322,null,-52148.246629594985,null,-4613.997038533922,null,0,null,0,null,-1952.2250996843586,null,-1952.2250996843586,-21.559418002253032,null,"ItrNgsld1004"]
[5115,"IwaEgsld1004",0.98533076643943773,8329.1060426051008,0,9843.2783203125,0,0,65115.653189292614,17486.732421875,2152.9976270188295,0,0,null,92445.664498228565,2152.9976270188295,11996.276420303979,null,33164.220385108958,7334.6828241912654,0,0,95939.32671961782,0,null,40498.904388394541,95939.328125,null,-51946.759543085573,28502.628441063214,93786.330497981166,null,0.4902873456831397,18.81047330482745,0,1,0.43808333096522473,3.375956385648486,0,1,44.560814615408283,"PASS",1,null,"IwaEgsld1004",null,93786.330497981166,0,0.43808333096522473,"FAIL",0,1,null,null,0.13099343252276716,null,-1955.0112292889885,"NO",0,null,6.8320000000000007,5.3630000000000004,5.5847964346769574,15.4,15.58,17.390432125820322,null,-52148.246629594985,null,-4613.997038533922,null,0,null,0,null,-1955.0112292889885,null,-1955.0112292889885,-22.275576079331259,null,"IwaEgsld1004"]
[5116,"IwaNgsld1004",0.98533076643943773,8329.1060426051008,0,9843.2783203125,0,0,65115.653189292614,17486.732421875,2152.9976270188295,0,0,null,92445.664498228565,2152.9976270188295,11996.276420303979,null,33164.220385108958,7334.6828241912654,0,0,95939.32671961782,0,null,40498.904388394541,95939.328125,null,-51946.759543085573,28502.628441063214,93786.330497981166,null,0.4902873456831397,18.81047330482745,0,1,0.43808333096522473,3.375956385648486,0,1,44.560814615408283,"PASS",1,null,"IwaNgsld1004",null,93786.330497981166,0,0.43808333096522473,"FAIL",0,1,null,null,0.13099343252276716,null,-1955.0112292889885,"NO",0,null,6.8320000000000007,5.3630000000000004,5.5847964346769574,15.4,15.58,17.390432125820322,null,-52148.246629594985,null,-4613.997038533922,null,0,null,0,null,-1955.0112292889885,null,-1955.0112292889885,-22.275576079331259,null,"IwaNgsld1004"]
[5117,"IagNgsld2001",0.98603092133998871,8348.9641729365176,0,3544.369140625,0,0,65270.900957904749,17405.404296875,58793.483738351293,0,0,null,86220.674686949598,58793.483738351293,62337.852796796906,null,33235.15033786522,7339.9644579715132,0,0,96045.044378918232,0,null,40575.115069271189,96045.046875,null,-45645.559326133567,-21762.737809705104,37251.563136648707,null,0.49077078304639676,0.69012945805087289,0,0,0.47059612272568463,0.65089048139088734,0,0,1.6336002013833604,"PASS",1,null,"IagNgsld2001",null,37251.563136648707,0,0.47059612272568463,"FAIL",0,1,null,null,9.9576725196866356,null,4628.5127282172925,"YES",1,null,6.8320000000000007,5.3630000000000004,5.5847964346769574,15.4,15.58,17.390432125820322,null,-45847.425570259293,null,-6895.5071974105504,null,0,null,0,null,4628.5127282172925,null,0,0,null,"IagNgsld2001"]
[5118,"IchNgsld2001",0.98603092133998871,8348.9641729365176,0,3544.369140625,0,0,65270.900957904749,17405.404296875,24353.47902692563,0,0,null,86220.674686949598,24353.47902692563,27897.848085371235,null,33235.15033786522,7339.9644579715132,0,0,96045.044378918232,0,null,40575.115069271189,96045.046875,null,-45645.559326133567,12677.266901720559,71691.567848074366,null,0.49077078304639676,1.6660911167727057,0,1,0.47059612272568463,1.4544173738986119,0,1,3.9437916352243114,"PASS",1,null,"IchNgsld2001",null,71691.567848074366,0,0.47059612272568463,"FAIL",0,1,null,null,4.1246742584862215,null,720.3285481541011,"YES",1,null,6.8320000000000007,5.3630000000000004,5.5847964346769574,15.4,15.58,17.390432125820322,null,-45847.425570259293,null,-6895.5071974105504,null,0,null,0,null,720.3285481541011,null,0,0,null,"IchNgsld2001"]
[5119,"IcoNgsld2001",0.98603092133998871,8348.9641729365176,0,3544.369140625,0,0,65270.900957904749,17405.404296875,150850.15872182685,0,0,null,86220.674686949598,150850.15872182685,154394.52778027247,null,33235.15033786522,7339.9644579715132,0,0,96045.044378918232,0,null,40575.115069271189,96045.046875,null,-45645.559326133567,-113819.41279318067,-54805.111846826854,null,0.49077078304639676,0.26897628357218484,0,0,0.47059612272568463,0.26280151007307107,0,0,0.63669171904625266,"FAIL",0,null,"IcoNgsld2001",null,-54805.111846826854,54805.111846826854,0.28771415604503509,"FAIL",0,1,null,null,25.549028585848436,null,15074.922686681059,"YES",1,null,6.8320000000000007,5.3630000000000004,5.5847964346769574,15.4,15.58,17.390432125820322,null,-45847.425570259293,null,-6895.5071974105504,null,8242.7538404649295,null,8242.7538404649295,null,15074.922686681059,null,8242.7538404649295,0.48152047939612935,null,"IcoNgsld2001"]
[5120,"IelNgsld2001",0.98603092133998871,8348.9641729365176,0,3544.369140625,0,0,65270.900957904749,17405.404296875,31051.903256433561,0,0,null,86220.674686949598,31051.903256433561,34596.272314879156,null,33235.15033786522,7339.9644579715132,0,0,96045.044378918232,0,null,40575.115069271189,96045.046875,null,-45645.559326133567,5978.8426722126242,64993.143618566435,null,0.49077078304639676,1.3066868956209483,0,1,0.47059612272568463,1.1728175395196898,0,1,3.0930486315714218,"PASS",1,null,"IelNgsld2001",null,64993.143618566435,0,0.47059612272568463,"FAIL",0,1,null,null,5.2591658312788354,null,1480.4525561956602,"YES",1,null,6.8320000000000007,5.3630000000000004,5.5847964346769574,15.4,15.58,17.390432125820322,null,-45847.425570259293,null,-6895.5071974105504,null,0,null,0,null,1480.4525561956602,null,0,0,null,"IelNgsld2001"]
[5121,"IluNgsld2001",0.98603092133998871,8348.9641729365176,0,3544.369140625,0,0,65270.900957904749,17405.404296875,52341.78608211792,0,0,null,86220.674686949598,52341.78608211792,55886.155140563518,null,33235.15033786522,7339.9644579715132,0,0,96045.044378918232,0,null,40575.115069271189,96045.046875,null,-45645.559326133567,-15311.040153471731,43703.26079288208,null,0.49077078304639676,0.77519546248600979,0,0,0.47059612272568463,0.72603160671105016,0,0,1.8349592947462083,"PASS",1,null,"IluNgsld2001",null,43703.26079288208,0,0.47059612272568463,"FAIL",0,1,null,null,8.8649678903421858,null,3896.3865120495307,"YES",1,null,6.8320000000000007,5.3630000000000004,5.5847964346769574,15.4,15.58,17.390432125820322,null,-45847.425570259293,null,-6895.5071974105504,null,0,null,0,null,3896.3865120495307,null,0,0,null,"IluNgsld2001"]
[5122,"ImeNgsld2001",0.98603092133998871,8348.9641729365176,0,3544.369140625,0,0,65270.900957904749,17405.404296875,135303.31235625705,0,0,null,86220.674686949598,135303.31235625705,138847.68141470267,null,33235.15033786522,7339.9644579715132,0,0,96045.044378918232,0,null,40575.115069271189,96045.046875,null,-45645.559326133567,-98272.566427610873,-39258.265481257054,null,0.49077078304639676,0.29988264413243543,0,0,0.47059612272568463,0.29222753042644317,0,0,0.7098499305184115,"FAIL",0,null,"ImeNgsld2001",null,-39258.265481257054,39258.265481257054,0.32336195308275689,"FAIL",0,1,null,null,22.915906896988552,null,13310.697143012598,"YES",1,null,6.8320000000000007,5.3630000000000004,5.5847964346769574,15.4,15.58,17.390432125820322,null,-45847.425570259293,null,-6895.5071974105504,null,5904.4897028954638,null,5904.4897028954638,null,13310.697143012598,null,5904.4897028954638,0.3845582607895523,null,"ImeNgsld2001"]
[5123,"ImiNgsld2001",0.98603092133998871,8348.9641729365176,0,3544.369140625,0,0,65270.900957904749,17405.404296875,150850.15872182685,0,0,null,86220.674686949598,150850.15872182685,154394.52778027247,null,33235.15033786522,7339.9644579715132,0,0,96045.044378918232,0,null,40575.115069271189,96045.046875,null,-45645.559326133567,-113819.41279318067,-54805.111846826854,null,0.49077078304639676,0.26897628357218484,0,0,0.47059612272568463,0.26280151007307107,0,0,0.63669171904625266,"FAIL",0,null,"ImiNgsld2001",null,-54805.111846826854,54805.111846826854,0.28771415604503509,"FAIL",0,1,null,null,25.549028585848436,null,15074.922686681059,"YES",1,null,6.8320000000000007,5.3630000000000004,5.5847964346769574,15.4,15.58,17.390432125820322,null,-45847.425570259293,null,-6895.5071974105504,null,8242.7538404649295,null,8242.7538404649295,null,15074.922686681059,null,8242.7538404649295,0.48152047939612935,null,"ImiNgsld2001"]
[5124,"IprNgsld2001",0.98603092133998871,8348.9641729365176,0,3544.369140625,0,0,65270.900957904749,17405.404296875,18861.702213767934,0,0,null,86220.674686949598,18861.702213767934,22406.071272213525,null,33235.15033786522,7339.9644579715132,0,0,96045.044378918232,0,null,40575.115069271189,96045.046875,null,-45645.559326133567,18169.043714878255,77183.344661232069,null,0.49077078304639676,2.1511905240267093,0,1,0.47059612272568463,1.8108982350141465,0,1,5.0920667597483735,"PASS",1,null,"IprNgsld2001",null,77183.344661232069,0,0.47059612272568463,"FAIL",0,1,null,null,3.1945487717864278,null,97.13245759918675,"YES",1,null,6.8320000000000007,5.3630000000000004,5.5847964346769574,15.4,15.58,17.390432125820322,null,-45847.425570259293,null,-6895.5071974105504,null,0,null,0,null,97.13245759918675,null,0,0,null,"IprNgsld2001"]
[5125,"IstNgsld2001",0.98603092133998871,8348.9641729365176,0,3544.369140625,0,0,65270.900957904749,17405.404296875,100289.6877248837,0,0,null,86220.674686949598,100289.6877248837,103834.05678332926,null,33235.15033786522,7339.9644579715132,0,0,96045.044378918232,0,null,40575.115069271189,96045.046875,null,-45645.559326133567,-63258.941796237508,-4244.6408498836972,null,0.49077078304639676,0.40457913460232825,0,0,0.47059612272568463,0.3907688507425478,0,0,0.95767619835922047,"FAIL",0,null,"IstNgsld2001",null,-4244.6408498836972,4244.6408498836972,0.44851570968669557,"FAIL",0,1,null,null,16.985757687635214,null,9337.4205727844801,"YES",1,null,6.8320000000000007,5.3630000000000004,5.5847964346769574,15.4,15.58,17.390432125820322,null,-45847.425570259293,null,-6895.5071974105504,null,638.39901950312139,null,638.39901950312139,null,9337.4205727844801,null,638.39901950312139,5.6094994730099053E-2,null,"IstNgsld2001"]
[5126,"IteNgsld2001",0.98603092133998871,8348.9641729365176,0,3544.369140625,0,0,65270.900957904749,17405.404296875,56293.06008838128,0,0,null,86220.674686949598,56293.06008838128,59837.429146826893,null,33235.15033786522,7339.9644579715132,0,0,96045.044378918232,0,null,40575.115069271189,96045.046875,null,-45645.559326133567,-19262.314159735091,39751.98678661872,null,0.49077078304639676,0.72078361001458102,0,0,0.47059612272568463,0.67808920924701666,0,0,1.7061614118011577,"PASS",1,null,"IteNgsld2001",null,39751.98678661872,0,0.47059612272568463,"FAIL",0,1,null,null,9.5341834059802011,null,4344.7695518091004,"YES",1,null,6.8320000000000007,5.3630000000000004,5.5847964346769574,15.4,15.58,17.390432125820322,null,-45847.425570259293,null,-6895.5071974105504,null,0,null,0,null,4344.7695518091004,null,0,0,null,"IteNgsld2001"]
[5127,"ItrNgsld2001",0.98603092133998871,8348.9641729365176,0,3544.369140625,0,0,65270.900957904749,17405.404296875,17151.238188159638,0,0,null,86220.674686949598,17151.238188159638,20695.607246605236,null,33235.15033786522,7339.9644579715132,0,0,96045.044378918232,0,null,40575.115069271189,96045.046875,null,-45645.559326133567,19879.507740486551,78893.808686840362,null,0.49077078304639676,2.3657251228242071,0,1,0.47059612272568463,1.9605665310839655,0,1,5.5998899800309889,"PASS",1,null,"ItrNgsld2001",null,78893.808686840362,0,0.47059612272568463,"FAIL",0,1,null,null,2.9048527000218534,null,-96.967652498182048,"NO",0,null,6.8320000000000007,5.3630000000000004,5.5847964346769574,15.4,15.58,17.390432125820322,null,-45847.425570259293,null,-6895.5071974105504,null,0,null,0,null,-96.967652498182048,null,-96.967652498182048,-4.9821820352862776E-2,null,"ItrNgsld2001"]
[5128,"IwaNgsld2001",0.98603092133998871,8348.9641729365176,0,3544.369140625,0,0,65270.900957904749,17405.404296875,11747.192594089742,0,0,null,86220.674686949598,11747.192594089742,15291.561652535342,null,33235.15033786522,7339.9644579715132,0,0,96045.044378918232,0,null,40575.115069271189,96045.046875,null,-45645.559326133567,25283.553334556447,84297.854280910251,null,0.49077078304639676,3.4540265467074556,0,1,0.47059612272568463,2.6534317274577646,0,1,8.1760000192149977,"PASS",1,null,"IwaNgsld2001",null,84297.854280910251,0,0.47059612272568463,"FAIL",0,1,null,null,1.9895859964054292,null,-710.20816645577634,"NO",0,null,6.8320000000000007,5.3630000000000004,5.5847964346769574,15.4,15.58,17.390432125820322,null,-45847.425570259293,null,-6895.5071974105504,null,0,null,0,null,-710.20816645577634,null,-710.20816645577634,-0.53277001089850917,null,"IwaNgsld2001"]
[]
[null,null,null,null,null,null,null,null,null,null,null,null,null,null,null,null,null,null,null,null,null,null,null,null,null,null,null,null,null,null,null,null,null,null,5128,2548,null,null,5128,2712,null,null,null,null,null,null,null,null,null,null,5128]