{"text_format":"1","workbook":"xlsx","n_sheets":3,"sheets":["INPUTS","OUTPUTS","Module2"],"not_rendered":{"charts":0,"images":0,"macros":1,"external_links":1,"defined_names":70,"comments":0,"pivot_tables":0},"unopened":[{"sheet":"Module2","index":2,"reason":"part_missing"}],"bounds":{"document_bytes":16777216,"sheet_cells":100000,"rows_first":2000,"rows_last":500,"rows_between":2000,"halvings":0,"cell_chars":16384,"cell_head_chars":4096},"cells_cut":0,"cells_raw":0,"read":"whole","date_system":"1900"}

{"sheet":"INPUTS","index":0,"n_rows":5138,"n_cols":45,"rows_kept":1125,"cut":true,"hidden":false,"merged":[[3,43,3,44],[2,0,2,27],[7,36,7,41],[3,32,3,33]],"bounds":{"rows_first":500,"rows_last":125,"rows_between":500,"halvings":2}}
["FPL 000687"]
["20240012-EG"]
["I. Inputs: Batch Runs "]
[null,null,null,null,null,null,null,null,null,null,null,null,null,null,null,null,null,null,null,null,null,null,"adjusted for tax credits",null,null,null,null,null,null,null,null,null,"Screening Step # 4",null,null,null,null,null,null,null,null,null,null,"Maximum Incentive"]
[]
[null,null,"Summer","Winter","Annual",null,null,null,"Billing","Billing","Billing","Billing","Billing","Billing","Billing","Billing","Billing","Billing","Billing","Billing",null,null,null,null,null,null,null,null,null,null,null,null,"Maximum Incentive",null,null,null,null,null,null,null,null,null,null,"Minimum","Conversion Factor to"]
[null,null,"kW","kW","kWh",null,null,"Life","kW","kW","kW","kW","kW","kW","kW","kW","kW","kW","kW","kW","Admin.",null,null,null,null,null,"Kwh pct","External",null,null,"(Based on 2-Yrs.)",null,"that does not violate",null,null,null,null,null,null,null,null,null,null,"Incentive Needed","calculate one-time"]
[null,null,"Reduction ","Reduction ","Reduction ",null,null,"(Years)","per","per","per","per","per","per","per","per","per","per","per","per","Non-","Admin.","Part.","Part.","Rebate","Rebate","for rev","non rec",null,null,"with zero incentive",null,"2-Years Payback",null,null,null,"Energy and Demand Charge",null,null,null,null,null,null,"to get Participant ","incentive payment needed"]
[null,"Measure","at","at","at","Load","Rate","of","month","month","month","month","month","month","month","month","month","month","month","month","rec.","Rec.","Equip.","O&M","Non-rec.","Rec.","loss & bill","credit",null,null,"Years",null,"one-time incentive payment","2 Yrs. Payback ",null,null,null,null,null,null,null,null,null,"Test to 1.00","to make Part. Test = 1.00"]
[null,"Name","Meter","Meter","Meter","Shifting %","Class","Measure","Jan.","Feb.","March","April","May","June","July","Aug.","Sep.","Oct.","Nov.","Dec.","Cost","Cost","Cost","Cost","Cost","Cost","savings","per part",null,null,"to Payback",null,"(Nominal $)"," criterion met",null,null,"Egy yr1","Egy yr2","Egy yr3","Dmd yr1","Dmd yr2","Dmd yr3",null,"(NPV $)","(Nominal $)"]
[1,"IagTgsd101",1,0.90220510041481328,7979.8295151838065,0,"gsd",15,1.05,1.05,1.05,1.05,1.08,1.08,1.08,1.08,1.08,1.08,1.05,1.05,478.78977091102843,0,712.52788142402744,0,0,0,1,0,null,null,1.1039344052384439,null,-694.33707531545099,0,null,null,7.4389999999999992,5.9600000000000009,6.2474711356919013,13.13,13.290000000000001,14.852837601175882,null,0,0]
[2,"IagNgsd101",1,0.90220510041481328,7979.8295151838065,0,"gsd",15,1.05,1.05,1.05,1.05,1.08,1.08,1.08,1.08,1.08,1.08,1.05,1.05,478.78977091102843,0,712.52788142402744,0,0,0,1,0,null,null,1.1039344052384439,null,-694.33707531545099,0,null,null,7.4389999999999992,5.9600000000000009,6.2474711356919013,13.13,13.290000000000001,14.852837601175882,null,0,0]
[3,"IchTgsd101",1,0.90220510041481328,7979.8295151838065,0,"gsd",15,1.05,1.05,1.05,1.05,1.08,1.08,1.08,1.08,1.08,1.08,1.05,1.05,478.78977091102843,0,712.52788142402744,0,0,0,1,0,null,null,1.1039344052384439,null,-694.33707531545099,0,null,null,7.4389999999999992,5.9600000000000009,6.2474711356919013,13.13,13.290000000000001,14.852837601175882,null,0,0]
[4,"IchNgsd101",1,0.90220510041481328,7979.8295151838065,0,"gsd",15,1.05,1.05,1.05,1.05,1.08,1.08,1.08,1.08,1.08,1.08,1.05,1.05,478.78977091102843,0,712.52788142402744,0,0,0,1,0,null,null,1.1039344052384439,null,-694.33707531545099,0,null,null,7.4389999999999992,5.9600000000000009,6.2474711356919013,13.13,13.290000000000001,14.852837601175882,null,0,0]
[5,"IcoTgsd101",1,0.90220510041481328,7979.8295151838065,0,"gsd",15,1.05,1.05,1.05,1.05,1.08,1.08,1.08,1.08,1.08,1.08,1.05,1.05,478.78977091102843,0,712.52788142402744,0,0,0,1,0,null,null,1.1039344052384439,null,-694.33707531545099,0,null,null,7.4389999999999992,5.9600000000000009,6.2474711356919013,13.13,13.290000000000001,14.852837601175882,null,0,0]
[6,"IcoNgsd101",1,0.90220510041481328,7979.8295151838065,0,"gsd",15,1.05,1.05,1.05,1.05,1.08,1.08,1.08,1.08,1.08,1.08,1.05,1.05,478.78977091102843,0,712.52788142402744,0,0,0,1,0,null,null,1.1039344052384439,null,-694.33707531545099,0,null,null,7.4389999999999992,5.9600000000000009,6.2474711356919013,13.13,13.290000000000001,14.852837601175882,null,0,0]
[7,"IelTgsd101",1,0.90220510041481328,7979.8295151838065,0,"gsd",15,1.05,1.05,1.05,1.05,1.08,1.08,1.08,1.08,1.08,1.08,1.05,1.05,478.78977091102843,0,712.52788142402744,0,0,0,1,0,null,null,1.1039344052384439,null,-694.33707531545099,0,null,null,7.4389999999999992,5.9600000000000009,6.2474711356919013,13.13,13.290000000000001,14.852837601175882,null,0,0]
[8,"IelNgsd101",1,0.90220510041481328,7979.8295151838065,0,"gsd",15,1.05,1.05,1.05,1.05,1.08,1.08,1.08,1.08,1.08,1.08,1.05,1.05,478.78977091102843,0,712.52788142402744,0,0,0,1,0,null,null,1.1039344052384439,null,-694.33707531545099,0,null,null,7.4389999999999992,5.9600000000000009,6.2474711356919013,13.13,13.290000000000001,14.852837601175882,null,0,0]
[9,"IluTgsd101",1,0.90220510041481328,7979.8295151838065,0,"gsd",15,1.05,1.05,1.05,1.05,1.08,1.08,1.08,1.08,1.08,1.08,1.05,1.05,478.78977091102843,0,740.94754709100823,0,0,0,1,0,null,null,1.1479655898883026,null,-665.9174096484702,0,null,null,7.4389999999999992,5.9600000000000009,6.2474711356919013,13.13,13.290000000000001,14.852837601175882,null,0,0]
[10,"IluNgsd101",1,0.90220510041481328,7979.8295151838065,0,"gsd",15,1.05,1.05,1.05,1.05,1.08,1.08,1.08,1.08,1.08,1.08,1.05,1.05,478.78977091102843,0,740.94754709100823,0,0,0,1,0,null,null,1.1479655898883026,null,-665.9174096484702,0,null,null,7.4389999999999992,5.9600000000000009,6.2474711356919013,13.13,13.290000000000001,14.852837601175882,null,0,0]
[11,"ImeTgsd101",1,0.90220510041481328,7979.8295151838065,0,"gsd",15,1.05,1.05,1.05,1.05,1.08,1.08,1.08,1.08,1.08,1.08,1.05,1.05,478.78977091102843,0,712.52788142402744,0,0,0,1,0,null,null,1.1039344052384439,null,-694.33707531545099,0,null,null,7.4389999999999992,5.9600000000000009,6.2474711356919013,13.13,13.290000000000001,14.852837601175882,null,0,0]
[12,"ImeNgsd101",1,0.90220510041481328,7979.8295151838065,0,"gsd",15,1.05,1.05,1.05,1.05,1.08,1.08,1.08,1.08,1.08,1.08,1.05,1.05,478.78977091102843,0,712.52788142402744,0,0,0,1,0,null,null,1.1039344052384439,null,-694.33707531545099,0,null,null,7.4389999999999992,5.9600000000000009,6.2474711356919013,13.13,13.290000000000001,14.852837601175882,null,0,0]
[13,"ImiTgsd101",1,0.90220510041481328,7979.8295151838056,0,"gsd",15,1.05,1.05,1.05,1.05,1.08,1.08,1.08,1.08,1.08,1.08,1.05,1.05,478.78977091102843,0,723.66100995539421,0,0,0,1,0,null,null,1.1211831949968951,null,-683.203946784084,0,null,null,7.4389999999999992,5.9600000000000009,6.2474711356919013,13.13,13.290000000000001,14.852837601175882,null,0,0]
[14,"ImiNgsd101",1,0.90220510041481328,7979.8295151838056,0,"gsd",15,1.05,1.05,1.05,1.05,1.08,1.08,1.08,1.08,1.08,1.08,1.05,1.05,478.78977091102843,0,723.66100995539421,0,0,0,1,0,null,null,1.1211831949968951,null,-683.203946784084,0,null,null,7.4389999999999992,5.9600000000000009,6.2474711356919013,13.13,13.290000000000001,14.852837601175882,null,0,0]
[15,"IprTgsd101",1,0.90220510041481328,7979.8295151838065,0,"gsd",15,1.05,1.05,1.05,1.05,1.08,1.08,1.08,1.08,1.08,1.08,1.05,1.05,478.78977091102843,0,712.52788142402744,0,0,0,1,0,null,null,1.1039344052384439,null,-694.33707531545099,0,null,null,7.4389999999999992,5.9600000000000009,6.2474711356919013,13.13,13.290000000000001,14.852837601175882,null,0,0]
[16,"IprNgsd101",1,0.90220510041481328,7979.8295151838065,0,"gsd",15,1.05,1.05,1.05,1.05,1.08,1.08,1.08,1.08,1.08,1.08,1.05,1.05,478.78977091102843,0,712.52788142402744,0,0,0,1,0,null,null,1.1039344052384439,null,-694.33707531545099,0,null,null,7.4389999999999992,5.9600000000000009,6.2474711356919013,13.13,13.290000000000001,14.852837601175882,null,0,0]
[17,"IstTgsd101",1,0.90220510041481328,7979.8295151838065,0,"gsd",15,1.05,1.05,1.05,1.05,1.08,1.08,1.08,1.08,1.08,1.08,1.05,1.05,478.78977091102843,0,712.52788142402744,0,0,0,1,0,null,null,1.1039344052384439,null,-694.33707531545099,0,null,null,7.4389999999999992,5.9600000000000009,6.2474711356919013,13.13,13.290000000000001,14.852837601175882,null,0,0]
[18,"IstNgsd101",1,0.90220510041481328,7979.8295151838065,0,"gsd",15,1.05,1.05,1.05,1.05,1.08,1.08,1.08,1.08,1.08,1.08,1.05,1.05,478.78977091102843,0,712.52788142402744,0,0,0,1,0,null,null,1.1039344052384439,null,-694.33707531545099,0,null,null,7.4389999999999992,5.9600000000000009,6.2474711356919013,13.13,13.290000000000001,14.852837601175882,null,0,0]
[19,"IteTgsd101",1,0.90220510041481328,7979.8295151838065,0,"gsd",15,1.05,1.05,1.05,1.05,1.08,1.08,1.08,1.08,1.08,1.08,1.05,1.05,478.78977091102843,0,712.52788142402744,0,0,0,1,0,null,null,1.1039344052384439,null,-694.33707531545099,0,null,null,7.4389999999999992,5.9600000000000009,6.2474711356919013,13.13,13.290000000000001,14.852837601175882,null,0,0]
[20,"IteNgsd101",1,0.90220510041481328,7979.8295151838065,0,"gsd",15,1.05,1.05,1.05,1.05,1.08,1.08,1.08,1.08,1.08,1.08,1.05,1.05,478.78977091102843,0,712.52788142402744,0,0,0,1,0,null,null,1.1039344052384439,null,-694.33707531545099,0,null,null,7.4389999999999992,5.9600000000000009,6.2474711356919013,13.13,13.290000000000001,14.852837601175882,null,0,0]
[21,"ItrTgsd101",1,0.90220510041481328,7979.8295151838065,0,"gsd",15,1.05,1.05,1.05,1.05,1.08,1.08,1.08,1.08,1.08,1.08,1.05,1.05,478.78977091102843,0,735.1475672809903,0,0,0,1,0,null,null,1.1389795594059995,null,-671.71738945848813,0,null,null,7.4389999999999992,5.9600000000000009,6.2474711356919013,13.13,13.290000000000001,14.852837601175882,null,0,0]
[22,"ItrNgsd101",1,0.90220510041481328,7979.8295151838065,0,"gsd",15,1.05,1.05,1.05,1.05,1.08,1.08,1.08,1.08,1.08,1.08,1.05,1.05,478.78977091102843,0,735.1475672809903,0,0,0,1,0,null,null,1.1389795594059995,null,-671.71738945848813,0,null,null,7.4389999999999992,5.9600000000000009,6.2474711356919013,13.13,13.290000000000001,14.852837601175882,null,0,0]
[23,"IwaTgsd101",1,0.90220510041481328,7979.8295151838065,0,"gsd",15,1.05,1.05,1.05,1.05,1.08,1.08,1.08,1.08,1.08,1.08,1.05,1.05,478.78977091102843,0,712.52788142402744,0,0,0,1,0,null,null,1.1039344052384439,null,-694.33707531545099,0,null,null,7.4389999999999992,5.9600000000000009,6.2474711356919013,13.13,13.290000000000001,14.852837601175882,null,0,0]
[24,"IwaNgsd101",1,0.90220510041481328,7979.8295151838065,0,"gsd",15,1.05,1.05,1.05,1.05,1.08,1.08,1.08,1.08,1.08,1.08,1.05,1.05,478.78977091102843,0,712.52788142402744,0,0,0,1,0,null,null,1.1039344052384439,null,-694.33707531545099,0,null,null,7.4389999999999992,5.9600000000000009,6.2474711356919013,13.13,13.290000000000001,14.852837601175882,null,0,0]
[25,"IagEgsd102",1,0.90220510041481317,7979.8295151838065,0,"gsd",10,1.05,1.05,1.05,1.05,1.08,1.08,1.08,1.08,1.08,1.08,1.05,1.05,401.25136945825528,0,1315.2062511845554,0,0,0,1,0,null,null,2.0376766559163948,null,-91.65870555492296,0,null,null,7.4389999999999992,5.9600000000000009,6.2474711356919013,13.13,13.290000000000001,14.852837601175882,null,0,0]
[26,"IagNgsd102",1,0.90220510041481317,7979.8295151838065,0,"gsd",10,1.05,1.05,1.05,1.05,1.08,1.08,1.08,1.08,1.08,1.08,1.05,1.05,401.25136945825528,0,1315.2062511845554,0,0,0,1,0,null,null,2.0376766559163948,null,-91.65870555492296,0,null,null,7.4389999999999992,5.9600000000000009,6.2474711356919013,13.13,13.290000000000001,14.852837601175882,null,0,0]
[27,"IchEgsd102",1,0.90220510041481317,7979.8295151838065,0,"gsd",10,1.05,1.05,1.05,1.05,1.08,1.08,1.08,1.08,1.08,1.08,1.05,1.05,401.25136945825528,0,1315.2062511845554,0,0,0,1,0,null,null,2.0376766559163948,null,-91.65870555492296,0,null,null,7.4389999999999992,5.9600000000000009,6.2474711356919013,13.13,13.290000000000001,14.852837601175882,null,0,0]
[28,"IchNgsd102",1,0.90220510041481317,7979.8295151838065,0,"gsd",10,1.05,1.05,1.05,1.05,1.08,1.08,1.08,1.08,1.08,1.08,1.05,1.05,401.25136945825528,0,1315.2062511845554,0,0,0,1,0,null,null,2.0376766559163948,null,-91.65870555492296,0,null,null,7.4389999999999992,5.9600000000000009,6.2474711356919013,13.13,13.290000000000001,14.852837601175882,null,0,0]
[29,"IcoEgsd102",1,0.90220510041481317,7979.8295151838065,0,"gsd",10,1.05,1.05,1.05,1.05,1.08,1.08,1.08,1.08,1.08,1.08,1.05,1.05,401.25136945825528,0,1315.2062511845554,0,0,0,1,0,null,null,2.0376766559163948,null,-91.65870555492296,0,null,null,7.4389999999999992,5.9600000000000009,6.2474711356919013,13.13,13.290000000000001,14.852837601175882,null,0,0]
[30,"IcoNgsd102",1,0.90220510041481317,7979.8295151838065,0,"gsd",10,1.05,1.05,1.05,1.05,1.08,1.08,1.08,1.08,1.08,1.08,1.05,1.05,401.25136945825528,0,1315.2062511845554,0,0,0,1,0,null,null,2.0376766559163948,null,-91.65870555492296,0,null,null,7.4389999999999992,5.9600000000000009,6.2474711356919013,13.13,13.290000000000001,14.852837601175882,null,0,0]
[31,"IelEgsd102",1,0.90220510041481317,7979.8295151838065,0,"gsd",10,1.05,1.05,1.05,1.05,1.08,1.08,1.08,1.08,1.08,1.08,1.05,1.05,401.25136945825528,0,1315.2062511845554,0,0,0,1,0,null,null,2.0376766559163948,null,-91.65870555492296,0,null,null,7.4389999999999992,5.9600000000000009,6.2474711356919013,13.13,13.290000000000001,14.852837601175882,null,0,0]
[32,"IelNgsd102",1,0.90220510041481317,7979.8295151838065,0,"gsd",10,1.05,1.05,1.05,1.05,1.08,1.08,1.08,1.08,1.08,1.08,1.05,1.05,401.25136945825528,0,1315.2062511845554,0,0,0,1,0,null,null,2.0376766559163948,null,-91.65870555492296,0,null,null,7.4389999999999992,5.9600000000000009,6.2474711356919013,13.13,13.290000000000001,14.852837601175882,null,0,0]
[33,"IluEgsd102",1,0.90220510041481317,7979.8295151838056,0,"gsd",10,1.05,1.05,1.05,1.05,1.08,1.08,1.08,1.08,1.08,1.08,1.05,1.05,401.25136945825523,0,1367.6719110080714,0,0,0,1,0,null,null,2.1189628041257285,null,-39.193045731406755,0,null,null,7.4389999999999992,5.9600000000000009,6.2474711356919013,13.13,13.290000000000001,14.852837601175882,null,0,0]
[34,"IluNgsd102",1,0.90220510041481317,7979.8295151838056,0,"gsd",10,1.05,1.05,1.05,1.05,1.08,1.08,1.08,1.08,1.08,1.08,1.05,1.05,401.25136945825523,0,1367.6719110080714,0,0,0,1,0,null,null,2.1189628041257285,null,-39.193045731406755,0,null,null,7.4389999999999992,5.9600000000000009,6.2474711356919013,13.13,13.290000000000001,14.852837601175882,null,0,0]
[35,"ImeEgsd102",1,0.90220510041481317,7979.8295151838065,0,"gsd",10,1.05,1.05,1.05,1.05,1.08,1.08,1.08,1.08,1.08,1.08,1.05,1.05,401.25136945825528,0,1315.2062511845554,0,0,0,1,0,null,null,2.0376766559163948,null,-91.65870555492296,0,null,null,7.4389999999999992,5.9600000000000009,6.2474711356919013,13.13,13.290000000000001,14.852837601175882,null,0,0]
[36,"ImeNgsd102",1,0.90220510041481317,7979.8295151838065,0,"gsd",10,1.05,1.05,1.05,1.05,1.08,1.08,1.08,1.08,1.08,1.08,1.05,1.05,401.25136945825528,0,1315.2062511845554,0,0,0,1,0,null,null,2.0376766559163948,null,-91.65870555492296,0,null,null,7.4389999999999992,5.9600000000000009,6.2474711356919013,13.13,13.290000000000001,14.852837601175882,null,0,0]
[37,"ImiEgsd102",1,0.90220510041481305,7979.8295151838056,0,"gsd",10,1.05,1.05,1.05,1.05,1.08,1.08,1.08,1.08,1.08,1.08,1.05,1.05,401.25136945825523,0,1335.7625150807439,0,0,0,1,0,null,null,2.0695249071214015,null,-71.102441658734278,0,null,null,7.4389999999999992,5.9600000000000009,6.2474711356919013,13.13,13.290000000000001,14.852837601175882,null,0,0]
[38,"ImiNgsd102",1,0.90220510041481305,7979.8295151838056,0,"gsd",10,1.05,1.05,1.05,1.05,1.08,1.08,1.08,1.08,1.08,1.08,1.05,1.05,401.25136945825523,0,1335.7625150807439,0,0,0,1,0,null,null,2.0695249071214015,null,-71.102441658734278,0,null,null,7.4389999999999992,5.9600000000000009,6.2474711356919013,13.13,13.290000000000001,14.852837601175882,null,0,0]
[39,"IprEgsd102",1,0.90220510041481317,7979.8295151838065,0,"gsd",10,1.05,1.05,1.05,1.05,1.08,1.08,1.08,1.08,1.08,1.08,1.05,1.05,401.25136945825528,0,1315.2062511845554,0,0,0,1,0,null,null,2.0376766559163948,null,-91.65870555492296,0,null,null,7.4389999999999992,5.9600000000000009,6.2474711356919013,13.13,13.290000000000001,14.852837601175882,null,0,0]
[40,"IprNgsd102",1,0.90220510041481317,7979.8295151838065,0,"gsd",10,1.05,1.05,1.05,1.05,1.08,1.08,1.08,1.08,1.08,1.08,1.05,1.05,401.25136945825528,0,1315.2062511845554,0,0,0,1,0,null,null,2.0376766559163948,null,-91.65870555492296,0,null,null,7.4389999999999992,5.9600000000000009,6.2474711356919013,13.13,13.290000000000001,14.852837601175882,null,0,0]
[41,"IstEgsd102",1,0.90220510041481317,7979.8295151838065,0,"gsd",10,1.05,1.05,1.05,1.05,1.08,1.08,1.08,1.08,1.08,1.08,1.05,1.05,401.25136945825528,0,1315.2062511845554,0,0,0,1,0,null,null,2.0376766559163948,null,-91.65870555492296,0,null,null,7.4389999999999992,5.9600000000000009,6.2474711356919013,13.13,13.290000000000001,14.852837601175882,null,0,0]
[42,"IstNgsd102",1,0.90220510041481317,7979.8295151838065,0,"gsd",10,1.05,1.05,1.05,1.05,1.08,1.08,1.08,1.08,1.08,1.08,1.05,1.05,401.25136945825528,0,1315.2062511845554,0,0,0,1,0,null,null,2.0376766559163948,null,-91.65870555492296,0,null,null,7.4389999999999992,5.9600000000000009,6.2474711356919013,13.13,13.290000000000001,14.852837601175882,null,0,0]
[43,"IteEgsd102",1,0.90220510041481317,7979.8295151838065,0,"gsd",10,1.05,1.05,1.05,1.05,1.08,1.08,1.08,1.08,1.08,1.08,1.05,1.05,401.25136945825528,0,1315.2062511845554,0,0,0,1,0,null,null,2.0376766559163948,null,-91.65870555492296,0,null,null,7.4389999999999992,5.9600000000000009,6.2474711356919013,13.13,13.290000000000001,14.852837601175882,null,0,0]
[44,"IteNgsd102",1,0.90220510041481317,7979.8295151838065,0,"gsd",10,1.05,1.05,1.05,1.05,1.08,1.08,1.08,1.08,1.08,1.08,1.05,1.05,401.25136945825528,0,1315.2062511845554,0,0,0,1,0,null,null,2.0376766559163948,null,-91.65870555492296,0,null,null,7.4389999999999992,5.9600000000000009,6.2474711356919013,13.13,13.290000000000001,14.852837601175882,null,0,0]
[45,"ItrEgsd102",1,0.90220510041481317,7979.8295151838056,0,"gsd",10,1.05,1.05,1.05,1.05,1.08,1.08,1.08,1.08,1.08,1.08,1.05,1.05,401.25136945825528,0,1356.9623658735172,0,0,0,1,0,null,null,2.1023702810165132,null,-49.902590865960974,0,null,null,7.4389999999999992,5.9600000000000009,6.2474711356919013,13.13,13.290000000000001,14.852837601175882,null,0,0]
[46,"ItrNgsd102",1,0.90220510041481317,7979.8295151838056,0,"gsd",10,1.05,1.05,1.05,1.05,1.08,1.08,1.08,1.08,1.08,1.08,1.05,1.05,401.25136945825528,0,1356.9623658735172,0,0,0,1,0,null,null,2.1023702810165132,null,-49.902590865960974,0,null,null,7.4389999999999992,5.9600000000000009,6.2474711356919013,13.13,13.290000000000001,14.852837601175882,null,0,0]
[47,"IwaEgsd102",1,0.90220510041481317,7979.8295151838065,0,"gsd",10,1.05,1.05,1.05,1.05,1.08,1.08,1.08,1.08,1.08,1.08,1.05,1.05,401.25136945825528,0,1315.2062511845554,0,0,0,1,0,null,null,2.0376766559163948,null,-91.65870555492296,0,null,null,7.4389999999999992,5.9600000000000009,6.2474711356919013,13.13,13.290000000000001,14.852837601175882,null,0,0]
[48,"IwaNgsd102",1,0.90220510041481317,7979.8295151838065,0,"gsd",10,1.05,1.05,1.05,1.05,1.08,1.08,1.08,1.08,1.08,1.08,1.05,1.05,401.25136945825528,0,1315.2062511845554,0,0,0,1,0,null,null,2.0376766559163948,null,-91.65870555492296,0,null,null,7.4389999999999992,5.9600000000000009,6.2474711356919013,13.13,13.290000000000001,14.852837601175882,null,0,0]
[49,"IagEgsd103",1,0.9068728176833003,7998.8549944002989,0,"gsd",10,1.05,1.05,1.05,1.05,1.08,1.08,1.08,1.08,1.08,1.08,1.05,1.05,402.20803144905244,0,608.81715199001201,0,0,0,1,0,null,null,0.94159899014723791,null,-800.5970287096842,0,null,null,7.4389999999999992,5.9600000000000009,6.2474711356919013,13.13,13.290000000000001,14.852837601175882,null,0,0]
[50,"IagNgsd103",1,0.9068728176833003,7998.8549944002989,0,"gsd",10,1.05,1.05,1.05,1.05,1.08,1.08,1.08,1.08,1.08,1.08,1.05,1.05,402.20803144905244,0,608.81715199001201,0,0,0,1,0,null,null,0.94159899014723791,null,-800.5970287096842,0,null,null,7.4389999999999992,5.9600000000000009,6.2474711356919013,13.13,13.290000000000001,14.852837601175882,null,0,0]
[51,"IchEgsd103",1,0.9068728176833003,7998.8549944002989,0,"gsd",10,1.05,1.05,1.05,1.05,1.08,1.08,1.08,1.08,1.08,1.08,1.05,1.05,402.20803144905244,0,608.81715199001201,0,0,0,1,0,null,null,0.94159899014723791,null,-800.5970287096842,0,null,null,7.4389999999999992,5.9600000000000009,6.2474711356919013,13.13,13.290000000000001,14.852837601175882,null,0,0]
[52,"IchNgsd103",1,0.9068728176833003,7998.8549944002989,0,"gsd",10,1.05,1.05,1.05,1.05,1.08,1.08,1.08,1.08,1.08,1.08,1.05,1.05,402.20803144905244,0,608.81715199001201,0,0,0,1,0,null,null,0.94159899014723791,null,-800.5970287096842,0,null,null,7.4389999999999992,5.9600000000000009,6.2474711356919013,13.13,13.290000000000001,14.852837601175882,null,0,0]
[53,"IcoEgsd103",1,0.9068728176833003,7998.8549944002989,0,"gsd",10,1.05,1.05,1.05,1.05,1.08,1.08,1.08,1.08,1.08,1.08,1.05,1.05,402.20803144905244,0,608.81715199001201,0,0,0,1,0,null,null,0.94159899014723791,null,-800.5970287096842,0,null,null,7.4389999999999992,5.9600000000000009,6.2474711356919013,13.13,13.290000000000001,14.852837601175882,null,0,0]
[54,"IcoNgsd103",1,0.9068728176833003,7998.8549944002989,0,"gsd",10,1.05,1.05,1.05,1.05,1.08,1.08,1.08,1.08,1.08,1.08,1.05,1.05,402.20803144905244,0,608.81715199001201,0,0,0,1,0,null,null,0.94159899014723791,null,-800.5970287096842,0,null,null,7.4389999999999992,5.9600000000000009,6.2474711356919013,13.13,13.290000000000001,14.852837601175882,null,0,0]
[55,"IelEgsd103",1,0.9068728176833003,7998.8549944002989,0,"gsd",10,1.05,1.05,1.05,1.05,1.08,1.08,1.08,1.08,1.08,1.08,1.05,1.05,402.20803144905244,0,608.81715199001201,0,0,0,1,0,null,null,0.94159899014723791,null,-800.5970287096842,0,null,null,7.4389999999999992,5.9600000000000009,6.2474711356919013,13.13,13.290000000000001,14.852837601175882,null,0,0]
[56,"IelNgsd103",1,0.9068728176833003,7998.8549944002989,0,"gsd",10,1.05,1.05,1.05,1.05,1.08,1.08,1.08,1.08,1.08,1.08,1.05,1.05,402.20803144905244,0,608.81715199001201,0,0,0,1,0,null,null,0.94159899014723791,null,-800.5970287096842,0,null,null,7.4389999999999992,5.9600000000000009,6.2474711356919013,13.13,13.290000000000001,14.852837601175882,null,0,0]
[57,"IluEgsd103",1,0.9068728176833003,7998.8549944002989,0,"gsd",10,1.05,1.05,1.05,1.05,1.08,1.08,1.08,1.08,1.08,1.08,1.05,1.05,402.20803144905244,0,633.1702508534355,0,0,0,1,0,null,null,0.97926358816620374,null,-776.2439298462607,0,null,null,7.4389999999999992,5.9600000000000009,6.2474711356919013,13.13,13.290000000000001,14.852837601175882,null,0,0]
[58,"IluNgsd103",1,0.9068728176833003,7998.8549944002989,0,"gsd",10,1.05,1.05,1.05,1.05,1.08,1.08,1.08,1.08,1.08,1.08,1.05,1.05,402.20803144905244,0,633.1702508534355,0,0,0,1,0,null,null,0.97926358816620374,null,-776.2439298462607,0,null,null,7.4389999999999992,5.9600000000000009,6.2474711356919013,13.13,13.290000000000001,14.852837601175882,null,0,0]
[59,"ImeEgsd103",1,0.9068728176833003,7998.8549944002989,0,"gsd",10,1.05,1.05,1.05,1.05,1.08,1.08,1.08,1.08,1.08,1.08,1.05,1.05,402.20803144905244,0,608.81715199001201,0,0,0,1,0,null,null,0.94159899014723791,null,-800.5970287096842,0,null,null,7.4389999999999992,5.9600000000000009,6.2474711356919013,13.13,13.290000000000001,14.852837601175882,null,0,0]
[60,"ImeNgsd103",1,0.9068728176833003,7998.8549944002989,0,"gsd",10,1.05,1.05,1.05,1.05,1.08,1.08,1.08,1.08,1.08,1.08,1.05,1.05,402.20803144905244,0,608.81715199001201,0,0,0,1,0,null,null,0.94159899014723791,null,-800.5970287096842,0,null,null,7.4389999999999992,5.9600000000000009,6.2474711356919013,13.13,13.290000000000001,14.852837601175882,null,0,0]
[61,"ImiEgsd103",1,0.90687281768330041,7998.8549944002998,0,"gsd",10,1.05,1.05,1.05,1.05,1.08,1.08,1.08,1.08,1.08,1.08,1.05,1.05,402.20803144905244,0,618.33166959957293,0,0,0,1,0,null,null,0.95631418032152471,null,-791.08251110012338,0,null,null,7.4389999999999992,5.9600000000000009,6.2474711356919013,13.13,13.290000000000001,14.852837601175882,null,0,0]
[62,"ImiNgsd103",1,0.90687281768330041,7998.8549944002998,0,"gsd",10,1.05,1.05,1.05,1.05,1.08,1.08,1.08,1.08,1.08,1.08,1.05,1.05,402.20803144905244,0,618.33166959957293,0,0,0,1,0,null,null,0.95631418032152471,null,-791.08251110012338,0,null,null,7.4389999999999992,5.9600000000000009,6.2474711356919013,13.13,13.290000000000001,14.852837601175882,null,0,0]
[63,"IprEgsd103",1,0.9068728176833003,7998.8549944002989,0,"gsd",10,1.05,1.05,1.05,1.05,1.08,1.08,1.08,1.08,1.08,1.08,1.05,1.05,402.20803144905244,0,608.81715199001201,0,0,0,1,0,null,null,0.94159899014723791,null,-800.5970287096842,0,null,null,7.4389999999999992,5.9600000000000009,6.2474711356919013,13.13,13.290000000000001,14.852837601175882,null,0,0]
[64,"IprNgsd103",1,0.9068728176833003,7998.8549944002989,0,"gsd",10,1.05,1.05,1.05,1.05,1.08,1.08,1.08,1.08,1.08,1.08,1.05,1.05,402.20803144905244,0,608.81715199001201,0,0,0,1,0,null,null,0.94159899014723791,null,-800.5970287096842,0,null,null,7.4389999999999992,5.9600000000000009,6.2474711356919013,13.13,13.290000000000001,14.852837601175882,null,0,0]
[65,"IstEgsd103",1,0.9068728176833003,7998.8549944002989,0,"gsd",10,1.05,1.05,1.05,1.05,1.08,1.08,1.08,1.08,1.08,1.08,1.05,1.05,402.20803144905244,0,608.81715199001201,0,0,0,1,0,null,null,0.94159899014723791,null,-800.5970287096842,0,null,null,7.4389999999999992,5.9600000000000009,6.2474711356919013,13.13,13.290000000000001,14.852837601175882,null,0,0]
[66,"IstNgsd103",1,0.9068728176833003,7998.8549944002989,0,"gsd",10,1.05,1.05,1.05,1.05,1.08,1.08,1.08,1.08,1.08,1.08,1.05,1.05,402.20803144905244,0,608.81715199001201,0,0,0,1,0,null,null,0.94159899014723791,null,-800.5970287096842,0,null,null,7.4389999999999992,5.9600000000000009,6.2474711356919013,13.13,13.290000000000001,14.852837601175882,null,0,0]
[67,"IteEgsd103",1,0.9068728176833003,7998.8549944002989,0,"gsd",10,1.05,1.05,1.05,1.05,1.08,1.08,1.08,1.08,1.08,1.08,1.05,1.05,402.20803144905244,0,608.81715199001201,0,0,0,1,0,null,null,0.94159899014723791,null,-800.5970287096842,0,null,null,7.4389999999999992,5.9600000000000009,6.2474711356919013,13.13,13.290000000000001,14.852837601175882,null,0,0]
[68,"IteNgsd103",1,0.9068728176833003,7998.8549944002989,0,"gsd",10,1.05,1.05,1.05,1.05,1.08,1.08,1.08,1.08,1.08,1.08,1.05,1.05,402.20803144905244,0,608.81715199001201,0,0,0,1,0,null,null,0.94159899014723791,null,-800.5970287096842,0,null,null,7.4389999999999992,5.9600000000000009,6.2474711356919013,13.13,13.290000000000001,14.852837601175882,null,0,0]
[69,"ItrEgsd103",1,0.9068728176833003,7998.8549944002998,0,"gsd",10,1.05,1.05,1.05,1.05,1.08,1.08,1.08,1.08,1.08,1.08,1.05,1.05,402.20803144905244,0,628.14594453917448,0,0,0,1,0,null,null,0.97149297635568732,null,-781.26823616052184,0,null,null,7.4389999999999992,5.9600000000000009,6.2474711356919013,13.13,13.290000000000001,14.852837601175882,null,0,0]
[70,"ItrNgsd103",1,0.9068728176833003,7998.8549944002998,0,"gsd",10,1.05,1.05,1.05,1.05,1.08,1.08,1.08,1.08,1.08,1.08,1.05,1.05,402.20803144905244,0,628.14594453917448,0,0,0,1,0,null,null,0.97149297635568732,null,-781.26823616052184,0,null,null,7.4389999999999992,5.9600000000000009,6.2474711356919013,13.13,13.290000000000001,14.852837601175882,null,0,0]
[71,"IwaEgsd103",1,0.90220510041481328,7979.8295151838065,0,"gsd",10,1.05,1.05,1.05,1.05,1.08,1.08,1.08,1.08,1.08,1.08,1.05,1.05,401.25136945825528,0,607.36906497256518,0,0,0,1,0,null,null,0.94100964324468961,null,-799.49589176691325,0,null,null,7.4389999999999992,5.9600000000000009,6.2474711356919013,13.13,13.290000000000001,14.852837601175882,null,0,0]
[72,"IwaNgsd103",1,0.90220510041481328,7979.8295151838065,0,"gsd",10,1.05,1.05,1.05,1.05,1.08,1.08,1.08,1.08,1.08,1.08,1.05,1.05,401.25136945825528,0,607.36906497256518,0,0,0,1,0,null,null,0.94100964324468961,null,-799.49589176691325,0,null,null,7.4389999999999992,5.9600000000000009,6.2474711356919013,13.13,13.290000000000001,14.852837601175882,null,0,0]
[73,"IagEgsd104",1,0.90687281768330053,7998.8549944003007,0,"gsd",15,1.05,1.05,1.05,1.05,1.08,1.08,1.08,1.08,1.08,1.08,1.05,1.05,402.20803144905244,0,104.0028507475906,0,0,0,1,0,null,null,0.16085121602811181,null,-1305.4113299521057,0,null,null,7.4389999999999992,5.9600000000000009,6.2474711356919013,13.13,13.290000000000001,14.852837601175882,null,0,0]
[74,"IagNgsd104",1,0.90687281768330053,7998.8549944003007,0,"gsd",15,1.05,1.05,1.05,1.05,1.08,1.08,1.08,1.08,1.08,1.08,1.05,1.05,402.20803144905244,0,104.0028507475906,0,0,0,1,0,null,null,0.16085121602811181,null,-1305.4113299521057,0,null,null,7.4389999999999992,5.9600000000000009,6.2474711356919013,13.13,13.290000000000001,14.852837601175882,null,0,0]
[75,"IchEgsd104",1,0.90687281768330053,7998.8549944003007,0,"gsd",15,1.05,1.05,1.05,1.05,1.08,1.08,1.08,1.08,1.08,1.08,1.05,1.05,402.20803144905244,0,104.0028507475906,0,0,0,1,0,null,null,0.16085121602811181,null,-1305.4113299521057,0,null,null,7.4389999999999992,5.9600000000000009,6.2474711356919013,13.13,13.290000000000001,14.852837601175882,null,0,0]
[76,"IchNgsd104",1,0.90687281768330053,7998.8549944003007,0,"gsd",15,1.05,1.05,1.05,1.05,1.08,1.08,1.08,1.08,1.08,1.08,1.05,1.05,402.20803144905244,0,104.0028507475906,0,0,0,1,0,null,null,0.16085121602811181,null,-1305.4113299521057,0,null,null,7.4389999999999992,5.9600000000000009,6.2474711356919013,13.13,13.290000000000001,14.852837601175882,null,0,0]
[77,"IcoEgsd104",1,0.90687281768330041,7998.8549944002998,0,"gsd",15,1.05,1.05,1.05,1.05,1.08,1.08,1.08,1.08,1.08,1.08,1.05,1.05,402.20803144905244,0,153.70517389719416,0,0,0,1,0,null,null,0.23772102354366317,null,-1255.709006802502,0,null,null,7.4389999999999992,5.9600000000000009,6.2474711356919013,13.13,13.290000000000001,14.852837601175882,null,0,0]
[78,"IcoNgsd104",1,0.90687281768330041,7998.8549944002998,0,"gsd",15,1.05,1.05,1.05,1.05,1.08,1.08,1.08,1.08,1.08,1.08,1.05,1.05,402.20803144905244,0,153.70517389719416,0,0,0,1,0,null,null,0.23772102354366317,null,-1255.709006802502,0,null,null,7.4389999999999992,5.9600000000000009,6.2474711356919013,13.13,13.290000000000001,14.852837601175882,null,0,0]
[79,"IelEgsd104",1,0.90687281768330053,7998.8549944003007,0,"gsd",15,1.05,1.05,1.05,1.05,1.08,1.08,1.08,1.08,1.08,1.08,1.05,1.05,402.20803144905244,0,104.0028507475906,0,0,0,1,0,null,null,0.16085121602811181,null,-1305.4113299521057,0,null,null,7.4389999999999992,5.9600000000000009,6.2474711356919013,13.13,13.290000000000001,14.852837601175882,null,0,0]
[80,"IelNgsd104",1,0.90687281768330053,7998.8549944003007,0,"gsd",15,1.05,1.05,1.05,1.05,1.08,1.08,1.08,1.08,1.08,1.08,1.05,1.05,402.20803144905244,0,104.0028507475906,0,0,0,1,0,null,null,0.16085121602811181,null,-1305.4113299521057,0,null,null,7.4389999999999992,5.9600000000000009,6.2474711356919013,13.13,13.290000000000001,14.852837601175882,null,0,0]
[81,"IluEgsd104",1,0.90687281768330053,7998.8549944003007,0,"gsd",15,1.05,1.05,1.05,1.05,1.08,1.08,1.08,1.08,1.08,1.08,1.05,1.05,402.20803144905244,0,104.0028507475906,0,0,0,1,0,null,null,0.16085121602811181,null,-1305.4113299521057,0,null,null,7.4389999999999992,5.9600000000000009,6.2474711356919013,13.13,13.290000000000001,14.852837601175882,null,0,0]
[82,"IluNgsd104",1,0.90687281768330053,7998.8549944003007,0,"gsd",15,1.05,1.05,1.05,1.05,1.08,1.08,1.08,1.08,1.08,1.08,1.05,1.05,402.20803144905244,0,104.0028507475906,0,0,0,1,0,null,null,0.16085121602811181,null,-1305.4113299521057,0,null,null,7.4389999999999992,5.9600000000000009,6.2474711356919013,13.13,13.290000000000001,14.852837601175882,null,0,0]
[83,"ImeEgsd104",1,0.90687281768330041,7998.8549944002998,0,"gsd",15,1.05,1.05,1.05,1.05,1.08,1.08,1.08,1.08,1.08,1.08,1.05,1.05,402.20803144905244,0,108.61300311715073,0,0,0,1,0,null,null,0.16798129572677631,null,-1300.8011775825455,0,null,null,7.4389999999999992,5.9600000000000009,6.2474711356919013,13.13,13.290000000000001,14.852837601175882,null,0,0]
[84,"ImeNgsd104",1,0.90687281768330041,7998.8549944002998,0,"gsd",15,1.05,1.05,1.05,1.05,1.08,1.08,1.08,1.08,1.08,1.08,1.05,1.05,402.20803144905244,0,108.61300311715073,0,0,0,1,0,null,null,0.16798129572677631,null,-1300.8011775825455,0,null,null,7.4389999999999992,5.9600000000000009,6.2474711356919013,13.13,13.290000000000001,14.852837601175882,null,0,0]
[85,"ImiEgsd104",1,0.90687281768330041,7998.8549944002998,0,"gsd",15,1.05,1.05,1.05,1.05,1.08,1.08,1.08,1.08,1.08,1.08,1.05,1.05,402.20803144905244,0,143.57427734923604,0,0,0,1,0,null,null,0.22205253929077537,null,-1265.8399033504602,0,null,null,7.4389999999999992,5.9600000000000009,6.2474711356919013,13.13,13.290000000000001,14.852837601175882,null,0,0]
[86,"ImiNgsd104",1,0.90687281768330041,7998.8549944002998,0,"gsd",15,1.05,1.05,1.05,1.05,1.08,1.08,1.08,1.08,1.08,1.08,1.05,1.05,402.20803144905244,0,143.57427734923604,0,0,0,1,0,null,null,0.22205253929077537,null,-1265.8399033504602,0,null,null,7.4389999999999992,5.9600000000000009,6.2474711356919013,13.13,13.290000000000001,14.852837601175882,null,0,0]
[87,"IprEgsd104",1,0.90687281768330053,7998.8549944003007,0,"gsd",15,1.05,1.05,1.05,1.05,1.08,1.08,1.08,1.08,1.08,1.08,1.05,1.05,402.20803144905244,0,104.0028507475906,0,0,0,1,0,null,null,0.16085121602811181,null,-1305.4113299521057,0,null,null,7.4389999999999992,5.9600000000000009,6.2474711356919013,13.13,13.290000000000001,14.852837601175882,null,0,0]
[88,"IprNgsd104",1,0.90687281768330053,7998.8549944003007,0,"gsd",15,1.05,1.05,1.05,1.05,1.08,1.08,1.08,1.08,1.08,1.08,1.05,1.05,402.20803144905244,0,104.0028507475906,0,0,0,1,0,null,null,0.16085121602811181,null,-1305.4113299521057,0,null,null,7.4389999999999992,5.9600000000000009,6.2474711356919013,13.13,13.290000000000001,14.852837601175882,null,0,0]
[89,"IstEgsd104",1,0.90687281768330053,7998.8549944003007,0,"gsd",15,1.05,1.05,1.05,1.05,1.08,1.08,1.08,1.08,1.08,1.08,1.05,1.05,402.20803144905244,0,104.0028507475906,0,0,0,1,0,null,null,0.16085121602811181,null,-1305.4113299521057,0,null,null,7.4389999999999992,5.9600000000000009,6.2474711356919013,13.13,13.290000000000001,14.852837601175882,null,0,0]
[90,"IstNgsd104",1,0.90687281768330053,7998.8549944003007,0,"gsd",15,1.05,1.05,1.05,1.05,1.08,1.08,1.08,1.08,1.08,1.08,1.05,1.05,402.20803144905244,0,104.0028507475906,0,0,0,1,0,null,null,0.16085121602811181,null,-1305.4113299521057,0,null,null,7.4389999999999992,5.9600000000000009,6.2474711356919013,13.13,13.290000000000001,14.852837601175882,null,0,0]
[91,"IteEgsd104",1,0.90687281768330053,7998.8549944003007,0,"gsd",15,1.05,1.05,1.05,1.05,1.08,1.08,1.08,1.08,1.08,1.08,1.05,1.05,402.20803144905244,0,104.0028507475906,0,0,0,1,0,null,null,0.16085121602811181,null,-1305.4113299521057,0,null,null,7.4389999999999992,5.9600000000000009,6.2474711356919013,13.13,13.290000000000001,14.852837601175882,null,0,0]
[92,"IteNgsd104",1,0.90687281768330053,7998.8549944003007,0,"gsd",15,1.05,1.05,1.05,1.05,1.08,1.08,1.08,1.08,1.08,1.08,1.05,1.05,402.20803144905244,0,104.0028507475906,0,0,0,1,0,null,null,0.16085121602811181,null,-1305.4113299521057,0,null,null,7.4389999999999992,5.9600000000000009,6.2474711356919013,13.13,13.290000000000001,14.852837601175882,null,0,0]
[93,"ItrEgsd104",1,0.90687281768330053,7998.8549944003007,0,"gsd",15,1.05,1.05,1.05,1.05,1.08,1.08,1.08,1.08,1.08,1.08,1.05,1.05,402.20803144905244,0,104.0028507475906,0,0,0,1,0,null,null,0.16085121602811181,null,-1305.4113299521057,0,null,null,7.4389999999999992,5.9600000000000009,6.2474711356919013,13.13,13.290000000000001,14.852837601175882,null,0,0]
[94,"ItrNgsd104",1,0.90687281768330053,7998.8549944003007,0,"gsd",15,1.05,1.05,1.05,1.05,1.08,1.08,1.08,1.08,1.08,1.08,1.05,1.05,402.20803144905244,0,104.0028507475906,0,0,0,1,0,null,null,0.16085121602811181,null,-1305.4113299521057,0,null,null,7.4389999999999992,5.9600000000000009,6.2474711356919013,13.13,13.290000000000001,14.852837601175882,null,0,0]
[95,"IwaEgsd104",1,0.90220510041481328,7979.8295151838065,0,"gsd",15,1.05,1.05,1.05,1.05,1.08,1.08,1.08,1.08,1.08,1.08,1.05,1.05,401.25136945825528,0,103.75547733267814,0,0,0,1,0,null,null,0.16075053923583693,null,-1303.1094794068001,0,null,null,7.4389999999999992,5.9600000000000009,6.2474711356919013,13.13,13.290000000000001,14.852837601175882,null,0,0]
[96,"IwaNgsd104",1,0.90220510041481328,7979.8295151838065,0,"gsd",15,1.05,1.05,1.05,1.05,1.08,1.08,1.08,1.08,1.08,1.08,1.05,1.05,401.25136945825528,0,103.75547733267814,0,0,0,1,0,null,null,0.16075053923583693,null,-1303.1094794068001,0,null,null,7.4389999999999992,5.9600000000000009,6.2474711356919013,13.13,13.290000000000001,14.852837601175882,null,0,0]
[97,"IagEgsd105",1,0.90687281768330041,7998.8549944002998,0,"gsd",15,1.05,1.05,1.05,1.05,1.08,1.08,1.08,1.08,1.08,1.08,1.05,1.05,402.20803144905238,0,2606.6202277727393,0,0,0,1,0,null,null,4.0314090464528176,null,1197.206047073043,1,null,null,7.4389999999999992,5.9600000000000009,6.2474711356919013,13.13,13.290000000000001,14.852837601175882,null,0,0]
[98,"IagNgsd105",1,0.90687281768330041,7998.8549944002998,0,"gsd",15,1.05,1.05,1.05,1.05,1.08,1.08,1.08,1.08,1.08,1.08,1.05,1.05,402.20803144905238,0,2606.6202277727393,0,0,0,1,0,null,null,4.0314090464528176,null,1197.206047073043,1,null,null,7.4389999999999992,5.9600000000000009,6.2474711356919013,13.13,13.290000000000001,14.852837601175882,null,0,0]
[99,"IchEgsd105",1,0.90687281768330041,7998.8549944002998,0,"gsd",15,1.05,1.05,1.05,1.05,1.08,1.08,1.08,1.08,1.08,1.08,1.05,1.05,402.20803144905238,0,2606.6202277727393,0,0,0,1,0,null,null,4.0314090464528176,null,1197.206047073043,1,null,null,7.4389999999999992,5.9600000000000009,6.2474711356919013,13.13,13.290000000000001,14.852837601175882,null,0,0]
[100,"IchNgsd105",1,0.90687281768330041,7998.8549944002998,0,"gsd",15,1.05,1.05,1.05,1.05,1.08,1.08,1.08,1.08,1.08,1.08,1.05,1.05,402.20803144905238,0,2606.6202277727393,0,0,0,1,0,null,null,4.0314090464528176,null,1197.206047073043,1,null,null,7.4389999999999992,5.9600000000000009,6.2474711356919013,13.13,13.290000000000001,14.852837601175882,null,0,0]
[101,"IcoEgsd105",1,0.90687281768330041,7998.8549944002998,0,"gsd",15,1.05,1.05,1.05,1.05,1.08,1.08,1.08,1.08,1.08,1.08,1.05,1.05,402.20803144905238,0,2606.6202277727393,0,0,0,1,0,null,null,4.0314090464528176,null,1197.206047073043,1,null,null,7.4389999999999992,5.9600000000000009,6.2474711356919013,13.13,13.290000000000001,14.852837601175882,null,0,0]
[102,"IcoNgsd105",1,0.90687281768330041,7998.8549944002998,0,"gsd",15,1.05,1.05,1.05,1.05,1.08,1.08,1.08,1.08,1.08,1.08,1.05,1.05,402.20803144905238,0,2606.6202277727393,0,0,0,1,0,null,null,4.0314090464528176,null,1197.206047073043,1,null,null,7.4389999999999992,5.9600000000000009,6.2474711356919013,13.13,13.290000000000001,14.852837601175882,null,0,0]
[103,"IelEgsd105",1,0.90687281768330041,7998.8549944002998,0,"gsd",15,1.05,1.05,1.05,1.05,1.08,1.08,1.08,1.08,1.08,1.08,1.05,1.05,402.20803144905238,0,2606.6202277727393,0,0,0,1,0,null,null,4.0314090464528176,null,1197.206047073043,1,null,null,7.4389999999999992,5.9600000000000009,6.2474711356919013,13.13,13.290000000000001,14.852837601175882,null,0,0]
[104,"IelNgsd105",1,0.90687281768330041,7998.8549944002998,0,"gsd",15,1.05,1.05,1.05,1.05,1.08,1.08,1.08,1.08,1.08,1.08,1.05,1.05,402.20803144905238,0,2606.6202277727393,0,0,0,1,0,null,null,4.0314090464528176,null,1197.206047073043,1,null,null,7.4389999999999992,5.9600000000000009,6.2474711356919013,13.13,13.290000000000001,14.852837601175882,null,0,0]
[105,"IluEgsd105",1,0.9068728176833003,7998.8549944002998,0,"gsd",15,1.05,1.05,1.05,1.05,1.08,1.08,1.08,1.08,1.08,1.08,1.05,1.05,402.20803144905244,0,2710.5895173586428,0,0,0,1,0,null,null,4.1922083566569075,null,1301.1753366589464,1,null,null,7.4389999999999992,5.9600000000000009,6.2474711356919013,13.13,13.290000000000001,14.852837601175882,null,0,0]
[106,"IluNgsd105",1,0.9068728176833003,7998.8549944002998,0,"gsd",15,1.05,1.05,1.05,1.05,1.08,1.08,1.08,1.08,1.08,1.08,1.05,1.05,402.20803144905244,0,2710.5895173586428,0,0,0,1,0,null,null,4.1922083566569075,null,1301.1753366589464,1,null,null,7.4389999999999992,5.9600000000000009,6.2474711356919013,13.13,13.290000000000001,14.852837601175882,null,0,0]
[107,"ImeEgsd105",1,0.90687281768330041,7998.8549944002998,0,"gsd",15,1.05,1.05,1.05,1.05,1.08,1.08,1.08,1.08,1.08,1.08,1.05,1.05,402.20803144905238,0,2606.6202277727393,0,0,0,1,0,null,null,4.0314090464528176,null,1197.206047073043,1,null,null,7.4389999999999992,5.9600000000000009,6.2474711356919013,13.13,13.290000000000001,14.852837601175882,null,0,0]
[108,"ImeNgsd105",1,0.90687281768330041,7998.8549944002998,0,"gsd",15,1.05,1.05,1.05,1.05,1.08,1.08,1.08,1.08,1.08,1.08,1.05,1.05,402.20803144905238,0,2606.6202277727393,0,0,0,1,0,null,null,4.0314090464528176,null,1197.206047073043,1,null,null,7.4389999999999992,5.9600000000000009,6.2474711356919013,13.13,13.290000000000001,14.852837601175882,null,0,0]
[109,"ImiEgsd105",1,0.90687281768330041,7998.8549944003007,0,"gsd",15,1.05,1.05,1.05,1.05,1.08,1.08,1.08,1.08,1.08,1.08,1.05,1.05,402.20803144905244,0,2647.3496352095358,0,0,0,1,0,null,null,4.0944013074074039,null,1237.9354545098392,1,null,null,7.4389999999999992,5.9600000000000009,6.2474711356919013,13.13,13.290000000000001,14.852837601175882,null,0,0]
[110,"ImiNgsd105",1,0.90687281768330041,7998.8549944003007,0,"gsd",15,1.05,1.05,1.05,1.05,1.08,1.08,1.08,1.08,1.08,1.08,1.05,1.05,402.20803144905244,0,2647.3496352095358,0,0,0,1,0,null,null,4.0944013074074039,null,1237.9354545098392,1,null,null,7.4389999999999992,5.9600000000000009,6.2474711356919013,13.13,13.290000000000001,14.852837601175882,null,0,0]
[111,"IprEgsd105",1,0.90687281768330041,7998.8549944002998,0,"gsd",15,1.05,1.05,1.05,1.05,1.08,1.08,1.08,1.08,1.08,1.08,1.05,1.05,402.20803144905238,0,2606.6202277727393,0,0,0,1,0,null,null,4.0314090464528176,null,1197.206047073043,1,null,null,7.4389999999999992,5.9600000000000009,6.2474711356919013,13.13,13.290000000000001,14.852837601175882,null,0,0]
[112,"IprNgsd105",1,0.90687281768330041,7998.8549944002998,0,"gsd",15,1.05,1.05,1.05,1.05,1.08,1.08,1.08,1.08,1.08,1.08,1.05,1.05,402.20803144905238,0,2606.6202277727393,0,0,0,1,0,null,null,4.0314090464528176,null,1197.206047073043,1,null,null,7.4389999999999992,5.9600000000000009,6.2474711356919013,13.13,13.290000000000001,14.852837601175882,null,0,0]
[113,"IstEgsd105",1,0.90687281768330041,7998.8549944002998,0,"gsd",15,1.05,1.05,1.05,1.05,1.08,1.08,1.08,1.08,1.08,1.08,1.05,1.05,402.20803144905238,0,2606.6202277727393,0,0,0,1,0,null,null,4.0314090464528176,null,1197.206047073043,1,null,null,7.4389999999999992,5.9600000000000009,6.2474711356919013,13.13,13.290000000000001,14.852837601175882,null,0,0]
[114,"IstNgsd105",1,0.90687281768330041,7998.8549944002998,0,"gsd",15,1.05,1.05,1.05,1.05,1.08,1.08,1.08,1.08,1.08,1.08,1.05,1.05,402.20803144905238,0,2606.6202277727393,0,0,0,1,0,null,null,4.0314090464528176,null,1197.206047073043,1,null,null,7.4389999999999992,5.9600000000000009,6.2474711356919013,13.13,13.290000000000001,14.852837601175882,null,0,0]
[115,"IteEgsd105",1,0.90687281768330041,7998.8549944002998,0,"gsd",15,1.05,1.05,1.05,1.05,1.08,1.08,1.08,1.08,1.08,1.08,1.05,1.05,402.20803144905238,0,2606.6202277727393,0,0,0,1,0,null,null,4.0314090464528176,null,1197.206047073043,1,null,null,7.4389999999999992,5.9600000000000009,6.2474711356919013,13.13,13.290000000000001,14.852837601175882,null,0,0]
[116,"IteNgsd105",1,0.90687281768330041,7998.8549944002998,0,"gsd",15,1.05,1.05,1.05,1.05,1.08,1.08,1.08,1.08,1.08,1.08,1.05,1.05,402.20803144905238,0,2606.6202277727393,0,0,0,1,0,null,null,4.0314090464528176,null,1197.206047073043,1,null,null,7.4389999999999992,5.9600000000000009,6.2474711356919013,13.13,13.290000000000001,14.852837601175882,null,0,0]
[117,"ItrEgsd105",1,0.90687281768330041,7998.8549944003007,0,"gsd",15,1.05,1.05,1.05,1.05,1.08,1.08,1.08,1.08,1.08,1.08,1.05,1.05,402.2080314490525,0,2689.3704087067008,0,0,0,1,0,null,null,4.1593908001652977,null,1279.9562280070043,1,null,null,7.4389999999999992,5.9600000000000009,6.2474711356919013,13.13,13.290000000000001,14.852837601175882,null,0,0]
[118,"ItrNgsd105",1,0.90687281768330041,7998.8549944003007,0,"gsd",15,1.05,1.05,1.05,1.05,1.08,1.08,1.08,1.08,1.08,1.08,1.05,1.05,402.2080314490525,0,2689.3704087067008,0,0,0,1,0,null,null,4.1593908001652977,null,1279.9562280070043,1,null,null,7.4389999999999992,5.9600000000000009,6.2474711356919013,13.13,13.290000000000001,14.852837601175882,null,0,0]
[119,"IwaEgsd105",1,0.90220510041481328,7979.8295151838065,0,"gsd",15,1.05,1.05,1.05,1.05,1.08,1.08,1.08,1.08,1.08,1.08,1.05,1.05,401.25136945825528,0,2600.4203155348632,0,0,0,1,0,null,null,4.0288857871255539,null,1193.5553587953848,1,null,null,7.4389999999999992,5.9600000000000009,6.2474711356919013,13.13,13.290000000000001,14.852837601175882,null,0,0]
[120,"IwaNgsd105",1,0.90220510041481328,7979.8295151838065,0,"gsd",15,1.05,1.05,1.05,1.05,1.08,1.08,1.08,1.08,1.08,1.08,1.05,1.05,401.25136945825528,0,2600.4203155348632,0,0,0,1,0,null,null,4.0288857871255539,null,1193.5553587953848,1,null,null,7.4389999999999992,5.9600000000000009,6.2474711356919013,13.13,13.290000000000001,14.852837601175882,null,0,0]
[121,"IagEgsd106",1,0.90687281768330041,7998.8549944002998,0,"gsd",10,1.05,1.05,1.05,1.05,1.08,1.08,1.08,1.08,1.08,1.08,1.05,1.05,402.20803144905244,0,2324.9256165058005,0,0,0,1,0,null,null,3.5957390581289346,null,915.51143580610403,1,null,null,7.4389999999999992,5.9600000000000009,6.2474711356919013,13.13,13.290000000000001,14.852837601175882,null,0,0]
[122,"IagNgsd106",1,0.90687281768330041,7998.8549944002998,0,"gsd",10,1.05,1.05,1.05,1.05,1.08,1.08,1.08,1.08,1.08,1.08,1.05,1.05,402.20803144905244,0,2324.9256165058005,0,0,0,1,0,null,null,3.5957390581289346,null,915.51143580610403,1,null,null,7.4389999999999992,5.9600000000000009,6.2474711356919013,13.13,13.290000000000001,14.852837601175882,null,0,0]
[123,"IchEgsd106",1,0.90687281768330041,7998.8549944002998,0,"gsd",10,1.05,1.05,1.05,1.05,1.08,1.08,1.08,1.08,1.08,1.08,1.05,1.05,402.20803144905244,0,2324.9256165058005,0,0,0,1,0,null,null,3.5957390581289346,null,915.51143580610403,1,null,null,7.4389999999999992,5.9600000000000009,6.2474711356919013,13.13,13.290000000000001,14.852837601175882,null,0,0]
[124,"IchNgsd106",1,0.90687281768330041,7998.8549944002998,0,"gsd",10,1.05,1.05,1.05,1.05,1.08,1.08,1.08,1.08,1.08,1.08,1.05,1.05,402.20803144905244,0,2324.9256165058005,0,0,0,1,0,null,null,3.5957390581289346,null,915.51143580610403,1,null,null,7.4389999999999992,5.9600000000000009,6.2474711356919013,13.13,13.290000000000001,14.852837601175882,null,0,0]
[125,"IcoEgsd106",1,0.90687281768330041,7998.8549944002998,0,"gsd",10,1.05,1.05,1.05,1.05,1.08,1.08,1.08,1.08,1.08,1.08,1.05,1.05,402.20803144905244,0,2324.9256165058005,0,0,0,1,0,null,null,3.5957390581289346,null,915.51143580610403,1,null,null,7.4389999999999992,5.9600000000000009,6.2474711356919013,13.13,13.290000000000001,14.852837601175882,null,0,0]
[126,"IcoNgsd106",1,0.90687281768330041,7998.8549944002998,0,"gsd",10,1.05,1.05,1.05,1.05,1.08,1.08,1.08,1.08,1.08,1.08,1.05,1.05,402.20803144905244,0,2324.9256165058005,0,0,0,1,0,null,null,3.5957390581289346,null,915.51143580610403,1,null,null,7.4389999999999992,5.9600000000000009,6.2474711356919013,13.13,13.290000000000001,14.852837601175882,null,0,0]
[127,"IelEgsd106",1,0.90687281768330041,7998.8549944002998,0,"gsd",10,1.05,1.05,1.05,1.05,1.08,1.08,1.08,1.08,1.08,1.08,1.05,1.05,402.20803144905244,0,2324.9256165058005,0,0,0,1,0,null,null,3.5957390581289346,null,915.51143580610403,1,null,null,7.4389999999999992,5.9600000000000009,6.2474711356919013,13.13,13.290000000000001,14.852837601175882,null,0,0]
[128,"IelNgsd106",1,0.90687281768330041,7998.8549944002998,0,"gsd",10,1.05,1.05,1.05,1.05,1.08,1.08,1.08,1.08,1.08,1.08,1.05,1.05,402.20803144905244,0,2324.9256165058005,0,0,0,1,0,null,null,3.5957390581289346,null,915.51143580610403,1,null,null,7.4389999999999992,5.9600000000000009,6.2474711356919013,13.13,13.290000000000001,14.852837601175882,null,0,0]
[129,"IluEgsd106",1,0.90687281768330041,7998.8549944002998,0,"gsd",10,1.05,1.05,1.05,1.05,1.08,1.08,1.08,1.08,1.08,1.08,1.05,1.05,402.2080314490525,0,2417.9261931527881,0,0,0,1,0,null,null,3.7395741139707104,null,1008.5120124530916,1,null,null,7.4389999999999992,5.9600000000000009,6.2474711356919013,13.13,13.290000000000001,14.852837601175882,null,0,0]
[130,"IluNgsd106",1,0.90687281768330041,7998.8549944002998,0,"gsd",10,1.05,1.05,1.05,1.05,1.08,1.08,1.08,1.08,1.08,1.08,1.05,1.05,402.2080314490525,0,2417.9261931527881,0,0,0,1,0,null,null,3.7395741139707104,null,1008.5120124530916,1,null,null,7.4389999999999992,5.9600000000000009,6.2474711356919013,13.13,13.290000000000001,14.852837601175882,null,0,0]
[131,"ImeEgsd106",1,0.90687281768330041,7998.8549944002998,0,"gsd",10,1.05,1.05,1.05,1.05,1.08,1.08,1.08,1.08,1.08,1.08,1.05,1.05,402.20803144905244,0,2324.9256165058005,0,0,0,1,0,null,null,3.5957390581289346,null,915.51143580610403,1,null,null,7.4389999999999992,5.9600000000000009,6.2474711356919013,13.13,13.290000000000001,14.852837601175882,null,0,0]
[132,"ImeNgsd106",1,0.90687281768330041,7998.8549944002998,0,"gsd",10,1.05,1.05,1.05,1.05,1.08,1.08,1.08,1.08,1.08,1.08,1.05,1.05,402.20803144905244,0,2324.9256165058005,0,0,0,1,0,null,null,3.5957390581289346,null,915.51143580610403,1,null,null,7.4389999999999992,5.9600000000000009,6.2474711356919013,13.13,13.290000000000001,14.852837601175882,null,0,0]
[133,"ImiEgsd106",1,0.90687281768330041,7998.8549944002998,0,"gsd",10,1.05,1.05,1.05,1.05,1.08,1.08,1.08,1.08,1.08,1.08,1.05,1.05,402.20803144905244,0,2361.2539342378923,0,0,0,1,0,null,null,3.6519245765205826,null,951.83975353819585,1,null,null,7.4389999999999992,5.9600000000000009,6.2474711356919013,13.13,13.290000000000001,14.852837601175882,null,0,0]
[134,"ImiNgsd106",1,0.90687281768330041,7998.8549944002998,0,"gsd",10,1.05,1.05,1.05,1.05,1.08,1.08,1.08,1.08,1.08,1.08,1.05,1.05,402.20803144905244,0,2361.2539342378923,0,0,0,1,0,null,null,3.6519245765205826,null,951.83975353819585,1,null,null,7.4389999999999992,5.9600000000000009,6.2474711356919013,13.13,13.290000000000001,14.852837601175882,null,0,0]
[135,"IprEgsd106",1,0.90687281768330041,7998.8549944002998,0,"gsd",10,1.05,1.05,1.05,1.05,1.08,1.08,1.08,1.08,1.08,1.08,1.05,1.05,402.20803144905244,0,2324.9256165058005,0,0,0,1,0,null,null,3.5957390581289346,null,915.51143580610403,1,null,null,7.4389999999999992,5.9600000000000009,6.2474711356919013,13.13,13.290000000000001,14.852837601175882,null,0,0]
[136,"IprNgsd106",1,0.90687281768330041,7998.8549944002998,0,"gsd",10,1.05,1.05,1.05,1.05,1.08,1.08,1.08,1.08,1.08,1.08,1.05,1.05,402.20803144905244,0,2324.9256165058005,0,0,0,1,0,null,null,3.5957390581289346,null,915.51143580610403,1,null,null,7.4389999999999992,5.9600000000000009,6.2474711356919013,13.13,13.290000000000001,14.852837601175882,null,0,0]
[137,"IstEgsd106",1,0.90687281768330041,7998.8549944002998,0,"gsd",10,1.05,1.05,1.05,1.05,1.08,1.08,1.08,1.08,1.08,1.08,1.05,1.05,402.20803144905244,0,2324.9256165058005,0,0,0,1,0,null,null,3.5957390581289346,null,915.51143580610403,1,null,null,7.4389999999999992,5.9600000000000009,6.2474711356919013,13.13,13.290000000000001,14.852837601175882,null,0,0]
[138,"IstNgsd106",1,0.90687281768330041,7998.8549944002998,0,"gsd",10,1.05,1.05,1.05,1.05,1.08,1.08,1.08,1.08,1.08,1.08,1.05,1.05,402.20803144905244,0,2324.9256165058005,0,0,0,1,0,null,null,3.5957390581289346,null,915.51143580610403,1,null,null,7.4389999999999992,5.9600000000000009,6.2474711356919013,13.13,13.290000000000001,14.852837601175882,null,0,0]
[139,"IteEgsd106",1,0.90687281768330041,7998.8549944002998,0,"gsd",10,1.05,1.05,1.05,1.05,1.08,1.08,1.08,1.08,1.08,1.08,1.05,1.05,402.20803144905244,0,2324.9256165058005,0,0,0,1,0,null,null,3.5957390581289346,null,915.51143580610403,1,null,null,7.4389999999999992,5.9600000000000009,6.2474711356919013,13.13,13.290000000000001,14.852837601175882,null,0,0]
[140,"IteNgsd106",1,0.90687281768330041,7998.8549944002998,0,"gsd",10,1.05,1.05,1.05,1.05,1.08,1.08,1.08,1.08,1.08,1.08,1.05,1.05,402.20803144905244,0,2324.9256165058005,0,0,0,1,0,null,null,3.5957390581289346,null,915.51143580610403,1,null,null,7.4389999999999992,5.9600000000000009,6.2474711356919013,13.13,13.290000000000001,14.852837601175882,null,0,0]
[141,"ItrEgsd106",1,0.9068728176833003,7998.8549944002998,0,"gsd",10,1.05,1.05,1.05,1.05,1.08,1.08,1.08,1.08,1.08,1.08,1.05,1.05,402.20803144905244,0,2398.7355755975095,0,0,0,1,0,null,null,3.7098938297486121,null,989.32139489781309,1,null,null,7.4389999999999992,5.9600000000000009,6.2474711356919013,13.13,13.290000000000001,14.852837601175882,null,0,0]
[142,"ItrNgsd106",1,0.9068728176833003,7998.8549944002998,0,"gsd",10,1.05,1.05,1.05,1.05,1.08,1.08,1.08,1.08,1.08,1.08,1.05,1.05,402.20803144905244,0,2398.7355755975095,0,0,0,1,0,null,null,3.7098938297486121,null,989.32139489781309,1,null,null,7.4389999999999992,5.9600000000000009,6.2474711356919013,13.13,13.290000000000001,14.852837601175882,null,0,0]
[143,"IwaEgsd106",1,0.90220510041481328,7979.8295151838056,0,"gsd",10,1.05,1.05,1.05,1.05,1.08,1.08,1.08,1.08,1.08,1.08,1.05,1.05,401.25136945825528,0,2319.3957220361935,0,0,0,1,0,null,null,3.5934884846911403,null,912.53076529671546,1,null,null,7.4389999999999992,5.9600000000000009,6.2474711356919013,13.13,13.290000000000001,14.852837601175882,null,0,0]
[144,"IwaNgsd106",1,0.90220510041481328,7979.8295151838056,0,"gsd",10,1.05,1.05,1.05,1.05,1.08,1.08,1.08,1.08,1.08,1.08,1.05,1.05,401.25136945825528,0,2319.3957220361935,0,0,0,1,0,null,null,3.5934884846911403,null,912.53076529671546,1,null,null,7.4389999999999992,5.9600000000000009,6.2474711356919013,13.13,13.290000000000001,14.852837601175882,null,0,0]
[145,"IagEgsd107",1,0.90687281768330041,7998.8549944002998,0,"gsd",13,1.05,1.05,1.05,1.05,1.08,1.08,1.08,1.08,1.08,1.08,1.05,1.05,402.20803144905238,0,310.83946216189918,0,0,0,1,0,null,null,0.48074552878949856,null,-1098.574718537797,0,null,null,7.4389999999999992,5.9600000000000009,6.2474711356919013,13.13,13.290000000000001,14.852837601175882,null,0,0]
[146,"IagNgsd107",1,0.90687281768330041,7998.8549944002998,0,"gsd",13,1.05,1.05,1.05,1.05,1.08,1.08,1.08,1.08,1.08,1.08,1.05,1.05,402.20803144905238,0,310.83946216189918,0,0,0,1,0,null,null,0.48074552878949856,null,-1098.574718537797,0,null,null,7.4389999999999992,5.9600000000000009,6.2474711356919013,13.13,13.290000000000001,14.852837601175882,null,0,0]
[147,"IchEgsd107",1,0.90687281768330041,7998.8549944002998,0,"gsd",13,1.05,1.05,1.05,1.05,1.08,1.08,1.08,1.08,1.08,1.08,1.05,1.05,402.20803144905238,0,310.83946216189918,0,0,0,1,0,null,null,0.48074552878949856,null,-1098.574718537797,0,null,null,7.4389999999999992,5.9600000000000009,6.2474711356919013,13.13,13.290000000000001,14.852837601175882,null,0,0]
[148,"IchNgsd107",1,0.90687281768330041,7998.8549944002998,0,"gsd",13,1.05,1.05,1.05,1.05,1.08,1.08,1.08,1.08,1.08,1.08,1.05,1.05,402.20803144905238,0,310.83946216189918,0,0,0,1,0,null,null,0.48074552878949856,null,-1098.574718537797,0,null,null,7.4389999999999992,5.9600000000000009,6.2474711356919013,13.13,13.290000000000001,14.852837601175882,null,0,0]
[149,"IcoEgsd107",1,0.90687281768330041,7998.8549944002998,0,"gsd",13,1.05,1.05,1.05,1.05,1.08,1.08,1.08,1.08,1.08,1.08,1.05,1.05,402.20803144905238,0,310.83946216189918,0,0,0,1,0,null,null,0.48074552878949856,null,-1098.574718537797,0,null,null,7.4389999999999992,5.9600000000000009,6.2474711356919013,13.13,13.290000000000001,14.852837601175882,null,0,0]
[150,"IcoNgsd107",1,0.90687281768330041,7998.8549944002998,0,"gsd",13,1.05,1.05,1.05,1.05,1.08,1.08,1.08,1.08,1.08,1.08,1.05,1.05,402.20803144905238,0,310.83946216189918,0,0,0,1,0,null,null,0.48074552878949856,null,-1098.574718537797,0,null,null,7.4389999999999992,5.9600000000000009,6.2474711356919013,13.13,13.290000000000001,14.852837601175882,null,0,0]
[151,"IelEgsd107",1,0.90687281768330041,7998.8549944002998,0,"gsd",13,1.05,1.05,1.05,1.05,1.08,1.08,1.08,1.08,1.08,1.08,1.05,1.05,402.20803144905238,0,310.83946216189918,0,0,0,1,0,null,null,0.48074552878949856,null,-1098.574718537797,0,null,null,7.4389999999999992,5.9600000000000009,6.2474711356919013,13.13,13.290000000000001,14.852837601175882,null,0,0]
[152,"IelNgsd107",1,0.90687281768330041,7998.8549944002998,0,"gsd",13,1.05,1.05,1.05,1.05,1.08,1.08,1.08,1.08,1.08,1.08,1.05,1.05,402.20803144905238,0,310.83946216189918,0,0,0,1,0,null,null,0.48074552878949856,null,-1098.574718537797,0,null,null,7.4389999999999992,5.9600000000000009,6.2474711356919013,13.13,13.290000000000001,14.852837601175882,null,0,0]
[153,"IluEgsd107",1,0.90687281768330041,7998.8549944002998,0,"gsd",13,1.05,1.05,1.05,1.05,1.08,1.08,1.08,1.08,1.08,1.08,1.05,1.05,402.20803144905244,0,323.27304064837324,0,0,0,1,0,null,null,0.49997534994107556,null,-1086.141140051323,0,null,null,7.4389999999999992,5.9600000000000009,6.2474711356919013,13.13,13.290000000000001,14.852837601175882,null,0,0]
[154,"IluNgsd107",1,0.90687281768330041,7998.8549944002998,0,"gsd",13,1.05,1.05,1.05,1.05,1.08,1.08,1.08,1.08,1.08,1.08,1.05,1.05,402.20803144905244,0,323.27304064837324,0,0,0,1,0,null,null,0.49997534994107556,null,-1086.141140051323,0,null,null,7.4389999999999992,5.9600000000000009,6.2474711356919013,13.13,13.290000000000001,14.852837601175882,null,0,0]
[155,"ImeEgsd107",1,0.90687281768330041,7998.8549944002998,0,"gsd",13,1.05,1.05,1.05,1.05,1.08,1.08,1.08,1.08,1.08,1.08,1.05,1.05,402.20803144905238,0,310.83946216189918,0,0,0,1,0,null,null,0.48074552878949856,null,-1098.574718537797,0,null,null,7.4389999999999992,5.9600000000000009,6.2474711356919013,13.13,13.290000000000001,14.852837601175882,null,0,0]
[156,"ImeNgsd107",1,0.90687281768330041,7998.8549944002998,0,"gsd",13,1.05,1.05,1.05,1.05,1.08,1.08,1.08,1.08,1.08,1.08,1.05,1.05,402.20803144905238,0,310.83946216189918,0,0,0,1,0,null,null,0.48074552878949856,null,-1098.574718537797,0,null,null,7.4389999999999992,5.9600000000000009,6.2474711356919013,13.13,13.290000000000001,14.852837601175882,null,0,0]
[157,"ImiEgsd107",1,0.90687281768330041,7998.8549944003007,0,"gsd",13,1.05,1.05,1.05,1.05,1.08,1.08,1.08,1.08,1.08,1.08,1.05,1.05,402.20803144905244,0,315.69644399873715,0,0,0,1,0,null,null,0.48825735590833291,null,-1093.7177367009592,0,null,null,7.4389999999999992,5.9600000000000009,6.2474711356919013,13.13,13.290000000000001,14.852837601175882,null,0,0]
[158,"ImiNgsd107",1,0.90687281768330041,7998.8549944003007,0,"gsd",13,1.05,1.05,1.05,1.05,1.08,1.08,1.08,1.08,1.08,1.08,1.05,1.05,402.20803144905244,0,315.69644399873715,0,0,0,1,0,null,null,0.48825735590833291,null,-1093.7177367009592,0,null,null,7.4389999999999992,5.9600000000000009,6.2474711356919013,13.13,13.290000000000001,14.852837601175882,null,0,0]
[159,"IprEgsd107",1,0.90687281768330041,7998.8549944002998,0,"gsd",13,1.05,1.05,1.05,1.05,1.08,1.08,1.08,1.08,1.08,1.08,1.05,1.05,402.20803144905238,0,310.83946216189918,0,0,0,1,0,null,null,0.48074552878949856,null,-1098.574718537797,0,null,null,7.4389999999999992,5.9600000000000009,6.2474711356919013,13.13,13.290000000000001,14.852837601175882,null,0,0]
[160,"IprNgsd107",1,0.90687281768330041,7998.8549944002998,0,"gsd",13,1.05,1.05,1.05,1.05,1.08,1.08,1.08,1.08,1.08,1.08,1.05,1.05,402.20803144905238,0,310.83946216189918,0,0,0,1,0,null,null,0.48074552878949856,null,-1098.574718537797,0,null,null,7.4389999999999992,5.9600000000000009,6.2474711356919013,13.13,13.290000000000001,14.852837601175882,null,0,0]
[161,"IstEgsd107",1,0.90687281768330041,7998.8549944002998,0,"gsd",13,1.05,1.05,1.05,1.05,1.08,1.08,1.08,1.08,1.08,1.08,1.05,1.05,402.20803144905238,0,310.83946216189918,0,0,0,1,0,null,null,0.48074552878949856,null,-1098.574718537797,0,null,null,7.4389999999999992,5.9600000000000009,6.2474711356919013,13.13,13.290000000000001,14.852837601175882,null,0,0]
[162,"IstNgsd107",1,0.90687281768330041,7998.8549944002998,0,"gsd",13,1.05,1.05,1.05,1.05,1.08,1.08,1.08,1.08,1.08,1.08,1.05,1.05,402.20803144905238,0,310.83946216189918,0,0,0,1,0,null,null,0.48074552878949856,null,-1098.574718537797,0,null,null,7.4389999999999992,5.9600000000000009,6.2474711356919013,13.13,13.290000000000001,14.852837601175882,null,0,0]
[163,"IteEgsd107",1,0.90687281768330041,7998.8549944002998,0,"gsd",13,1.05,1.05,1.05,1.05,1.08,1.08,1.08,1.08,1.08,1.08,1.05,1.05,402.20803144905238,0,310.83946216189918,0,0,0,1,0,null,null,0.48074552878949856,null,-1098.574718537797,0,null,null,7.4389999999999992,5.9600000000000009,6.2474711356919013,13.13,13.290000000000001,14.852837601175882,null,0,0]
[164,"IteNgsd107",1,0.90687281768330041,7998.8549944002998,0,"gsd",13,1.05,1.05,1.05,1.05,1.08,1.08,1.08,1.08,1.08,1.08,1.05,1.05,402.20803144905238,0,310.83946216189918,0,0,0,1,0,null,null,0.48074552878949856,null,-1098.574718537797,0,null,null,7.4389999999999992,5.9600000000000009,6.2474711356919013,13.13,13.290000000000001,14.852837601175882,null,0,0]
[165,"ItrEgsd107",1,0.90687281768330041,7998.8549944003007,0,"gsd",13,1.05,1.05,1.05,1.05,1.08,1.08,1.08,1.08,1.08,1.08,1.05,1.05,402.2080314490525,0,320.70742123827409,0,0,0,1,0,null,null,0.49600735291971176,null,-1088.7067594614223,0,null,null,7.4389999999999992,5.9600000000000009,6.2474711356919013,13.13,13.290000000000001,14.852837601175882,null,0,0]
[166,"ItrNgsd107",1,0.90687281768330041,7998.8549944003007,0,"gsd",13,1.05,1.05,1.05,1.05,1.08,1.08,1.08,1.08,1.08,1.08,1.05,1.05,402.2080314490525,0,320.70742123827409,0,0,0,1,0,null,null,0.49600735291971176,null,-1088.7067594614223,0,null,null,7.4389999999999992,5.9600000000000009,6.2474711356919013,13.13,13.290000000000001,14.852837601175882,null,0,0]
[167,"IwaEgsd107",1,0.90220510041481328,7979.8295151838065,0,"gsd",13,1.05,1.05,1.05,1.05,1.08,1.08,1.08,1.08,1.08,1.08,1.05,1.05,401.25136945825528,0,310.10012262753241,0,0,0,1,0,null,null,0.48044463011472222,null,-1096.7648341119459,0,null,null,7.4389999999999992,5.9600000000000009,6.2474711356919013,13.13,13.290000000000001,14.852837601175882,null,0,0]
[168,"IwaNgsd107",1,0.90220510041481328,7979.8295151838065,0,"gsd",13,1.05,1.05,1.05,1.05,1.08,1.08,1.08,1.08,1.08,1.08,1.05,1.05,401.25136945825528,0,310.10012262753241,0,0,0,1,0,null,null,0.48044463011472222,null,-1096.7648341119459,0,null,null,7.4389999999999992,5.9600000000000009,6.2474711356919013,13.13,13.290000000000001,14.852837601175882,null,0,0]
[169,"IagEgsd108",1,0.90687281768330019,7998.8549944002989,0,"gsd",5,1.05,1.05,1.05,1.05,1.08,1.08,1.08,1.08,1.08,1.08,1.05,1.05,402.20803144905238,0,99.097661604567904,0,0,0,1,0,null,null,0.15326483130085117,null,-1310.3165190951281,0,null,null,7.4389999999999992,5.9600000000000009,6.2474711356919013,13.13,13.290000000000001,14.852837601175882,null,0,0]
[170,"IagNgsd108",1,0.90687281768330019,7998.8549944002989,0,"gsd",5,1.05,1.05,1.05,1.05,1.08,1.08,1.08,1.08,1.08,1.08,1.05,1.05,402.20803144905238,0,99.097661604567904,0,0,0,1,0,null,null,0.15326483130085117,null,-1310.3165190951281,0,null,null,7.4389999999999992,5.9600000000000009,6.2474711356919013,13.13,13.290000000000001,14.852837601175882,null,0,0]
[171,"IchEgsd108",1,0.90687281768330019,7998.8549944002989,0,"gsd",5,1.05,1.05,1.05,1.05,1.08,1.08,1.08,1.08,1.08,1.08,1.05,1.05,402.20803144905238,0,99.097661604567904,0,0,0,1,0,null,null,0.15326483130085117,null,-1310.3165190951281,0,null,null,7.4389999999999992,5.9600000000000009,6.2474711356919013,13.13,13.290000000000001,14.852837601175882,null,0,0]
[172,"IchNgsd108",1,0.90687281768330019,7998.8549944002989,0,"gsd",5,1.05,1.05,1.05,1.05,1.08,1.08,1.08,1.08,1.08,1.08,1.05,1.05,402.20803144905238,0,99.097661604567904,0,0,0,1,0,null,null,0.15326483130085117,null,-1310.3165190951281,0,null,null,7.4389999999999992,5.9600000000000009,6.2474711356919013,13.13,13.290000000000001,14.852837601175882,null,0,0]
[173,"IcoEgsd108",1,0.90687281768330019,7998.8549944002989,0,"gsd",5,1.05,1.05,1.05,1.05,1.08,1.08,1.08,1.08,1.08,1.08,1.05,1.05,402.20803144905238,0,99.097661604567904,0,0,0,1,0,null,null,0.15326483130085117,null,-1310.3165190951281,0,null,null,7.4389999999999992,5.9600000000000009,6.2474711356919013,13.13,13.290000000000001,14.852837601175882,null,0,0]
[174,"IcoNgsd108",1,0.90687281768330019,7998.8549944002989,0,"gsd",5,1.05,1.05,1.05,1.05,1.08,1.08,1.08,1.08,1.08,1.08,1.05,1.05,402.20803144905238,0,99.097661604567904,0,0,0,1,0,null,null,0.15326483130085117,null,-1310.3165190951281,0,null,null,7.4389999999999992,5.9600000000000009,6.2474711356919013,13.13,13.290000000000001,14.852837601175882,null,0,0]
[175,"IelEgsd108",1,0.90687281768330019,7998.8549944002989,0,"gsd",5,1.05,1.05,1.05,1.05,1.08,1.08,1.08,1.08,1.08,1.08,1.05,1.05,402.20803144905238,0,99.097661604567904,0,0,0,1,0,null,null,0.15326483130085117,null,-1310.3165190951281,0,null,null,7.4389999999999992,5.9600000000000009,6.2474711356919013,13.13,13.290000000000001,14.852837601175882,null,0,0]
[176,"IelNgsd108",1,0.90687281768330019,7998.8549944002989,0,"gsd",5,1.05,1.05,1.05,1.05,1.08,1.08,1.08,1.08,1.08,1.08,1.05,1.05,402.20803144905238,0,99.097661604567904,0,0,0,1,0,null,null,0.15326483130085117,null,-1310.3165190951281,0,null,null,7.4389999999999992,5.9600000000000009,6.2474711356919013,13.13,13.290000000000001,14.852837601175882,null,0,0]
[177,"IluEgsd108",1,0.9068728176833003,7998.8549944002998,0,"gsd",5,1.05,1.05,1.05,1.05,1.08,1.08,1.08,1.08,1.08,1.08,1.05,1.05,402.20803144905244,0,103.06156806875063,0,0,0,1,0,null,null,0.15939542455288522,null,-1306.3526126309457,0,null,null,7.4389999999999992,5.9600000000000009,6.2474711356919013,13.13,13.290000000000001,14.852837601175882,null,0,0]
[178,"IluNgsd108",1,0.9068728176833003,7998.8549944002998,0,"gsd",5,1.05,1.05,1.05,1.05,1.08,1.08,1.08,1.08,1.08,1.08,1.05,1.05,402.20803144905244,0,103.06156806875063,0,0,0,1,0,null,null,0.15939542455288522,null,-1306.3526126309457,0,null,null,7.4389999999999992,5.9600000000000009,6.2474711356919013,13.13,13.290000000000001,14.852837601175882,null,0,0]
[179,"ImeEgsd108",1,0.90687281768330019,7998.8549944002989,0,"gsd",5,1.05,1.05,1.05,1.05,1.08,1.08,1.08,1.08,1.08,1.08,1.05,1.05,402.20803144905238,0,99.097661604567904,0,0,0,1,0,null,null,0.15326483130085117,null,-1310.3165190951281,0,null,null,7.4389999999999992,5.9600000000000009,6.2474711356919013,13.13,13.290000000000001,14.852837601175882,null,0,0]
[180,"ImeNgsd108",1,0.90687281768330019,7998.8549944002989,0,"gsd",5,1.05,1.05,1.05,1.05,1.08,1.08,1.08,1.08,1.08,1.08,1.05,1.05,402.20803144905238,0,99.097661604567904,0,0,0,1,0,null,null,0.15326483130085117,null,-1310.3165190951281,0,null,null,7.4389999999999992,5.9600000000000009,6.2474711356919013,13.13,13.290000000000001,14.852837601175882,null,0,0]
[181,"ImiEgsd108",1,0.90687281768330041,7998.8549944002998,0,"gsd",5,1.05,1.05,1.05,1.05,1.08,1.08,1.08,1.08,1.08,1.08,1.05,1.05,402.20803144905244,0,100.6460625671393,0,0,0,1,0,null,null,0.15565959428992698,null,-1308.768118132557,0,null,null,7.4389999999999992,5.9600000000000009,6.2474711356919013,13.13,13.290000000000001,14.852837601175882,null,0,0]
[182,"ImiNgsd108",1,0.90687281768330041,7998.8549944002998,0,"gsd",5,1.05,1.05,1.05,1.05,1.08,1.08,1.08,1.08,1.08,1.08,1.05,1.05,402.20803144905244,0,100.6460625671393,0,0,0,1,0,null,null,0.15565959428992698,null,-1308.768118132557,0,null,null,7.4389999999999992,5.9600000000000009,6.2474711356919013,13.13,13.290000000000001,14.852837601175882,null,0,0]
[183,"IprEgsd108",1,0.90687281768330019,7998.8549944002989,0,"gsd",5,1.05,1.05,1.05,1.05,1.08,1.08,1.08,1.08,1.08,1.08,1.05,1.05,402.20803144905238,0,99.097661604567904,0,0,0,1,0,null,null,0.15326483130085117,null,-1310.3165190951281,0,null,null,7.4389999999999992,5.9600000000000009,6.2474711356919013,13.13,13.290000000000001,14.852837601175882,null,0,0]
[184,"IprNgsd108",1,0.90687281768330019,7998.8549944002989,0,"gsd",5,1.05,1.05,1.05,1.05,1.08,1.08,1.08,1.08,1.08,1.08,1.05,1.05,402.20803144905238,0,99.097661604567904,0,0,0,1,0,null,null,0.15326483130085117,null,-1310.3165190951281,0,null,null,7.4389999999999992,5.9600000000000009,6.2474711356919013,13.13,13.290000000000001,14.852837601175882,null,0,0]
[185,"IstEgsd108",1,0.90687281768330019,7998.8549944002989,0,"gsd",5,1.05,1.05,1.05,1.05,1.08,1.08,1.08,1.08,1.08,1.08,1.05,1.05,402.20803144905238,0,99.097661604567904,0,0,0,1,0,null,null,0.15326483130085117,null,-1310.3165190951281,0,null,null,7.4389999999999992,5.9600000000000009,6.2474711356919013,13.13,13.290000000000001,14.852837601175882,null,0,0]
[186,"IstNgsd108",1,0.90687281768330019,7998.8549944002989,0,"gsd",5,1.05,1.05,1.05,1.05,1.08,1.08,1.08,1.08,1.08,1.08,1.05,1.05,402.20803144905238,0,99.097661604567904,0,0,0,1,0,null,null,0.15326483130085117,null,-1310.3165190951281,0,null,null,7.4389999999999992,5.9600000000000009,6.2474711356919013,13.13,13.290000000000001,14.852837601175882,null,0,0]
[187,"IteEgsd108",1,0.90687281768330019,7998.8549944002989,0,"gsd",5,1.05,1.05,1.05,1.05,1.08,1.08,1.08,1.08,1.08,1.08,1.05,1.05,402.20803144905238,0,99.097661604567904,0,0,0,1,0,null,null,0.15326483130085117,null,-1310.3165190951281,0,null,null,7.4389999999999992,5.9600000000000009,6.2474711356919013,13.13,13.290000000000001,14.852837601175882,null,0,0]
[188,"IteNgsd108",1,0.90687281768330019,7998.8549944002989,0,"gsd",5,1.05,1.05,1.05,1.05,1.08,1.08,1.08,1.08,1.08,1.08,1.05,1.05,402.20803144905238,0,99.097661604567904,0,0,0,1,0,null,null,0.15326483130085117,null,-1310.3165190951281,0,null,null,7.4389999999999992,5.9600000000000009,6.2474711356919013,13.13,13.290000000000001,14.852837601175882,null,0,0]
[189,"ItrEgsd108",1,0.90687281768330041,7998.8549944002998,0,"gsd",5,1.05,1.05,1.05,1.05,1.08,1.08,1.08,1.08,1.08,1.08,1.05,1.05,402.20803144905244,0,102.24361911582405,0,0,0,1,0,null,null,0.15813038150087821,null,-1307.1705615838721,0,null,null,7.4389999999999992,5.9600000000000009,6.2474711356919013,13.13,13.290000000000001,14.852837601175882,null,0,0]
[190,"ItrNgsd108",1,0.90687281768330041,7998.8549944002998,0,"gsd",5,1.05,1.05,1.05,1.05,1.08,1.08,1.08,1.08,1.08,1.08,1.05,1.05,402.20803144905244,0,102.24361911582405,0,0,0,1,0,null,null,0.15813038150087821,null,-1307.1705615838721,0,null,null,7.4389999999999992,5.9600000000000009,6.2474711356919013,13.13,13.290000000000001,14.852837601175882,null,0,0]
[191,"IwaEgsd108",1,0.90220510041481328,7979.8295151838065,0,"gsd",5,1.05,1.05,1.05,1.05,1.08,1.08,1.08,1.08,1.08,1.08,1.05,1.05,401.25136945825528,0,98.861955306281388,0,0,0,1,0,null,null,0.15316890282753939,null,-1308.0030014331969,0,null,null,7.4389999999999992,5.9600000000000009,6.2474711356919013,13.13,13.290000000000001,14.852837601175882,null,0,0]
[192,"IwaNgsd108",1,0.90220510041481328,7979.8295151838065,0,"gsd",5,1.05,1.05,1.05,1.05,1.08,1.08,1.08,1.08,1.08,1.08,1.05,1.05,401.25136945825528,0,98.861955306281388,0,0,0,1,0,null,null,0.15316890282753939,null,-1308.0030014331969,0,null,null,7.4389999999999992,5.9600000000000009,6.2474711356919013,13.13,13.290000000000001,14.852837601175882,null,0,0]
[193,"IagEgsd109",1,0.9068728176833003,7998.8549944002989,0,"gsd",3,1.05,1.05,1.05,1.05,1.08,1.08,1.08,1.08,1.08,1.08,1.05,1.05,402.20803144905238,0,1507.5092839758818,0,0,0,1,0,null,null,2.3315197589120538,null,98.095103276185597,1,null,null,7.4389999999999992,5.9600000000000009,6.2474711356919013,13.13,13.290000000000001,14.852837601175882,null,0,0]
[194,"IagNgsd109",1,0.9068728176833003,7998.8549944002989,0,"gsd",3,1.05,1.05,1.05,1.05,1.08,1.08,1.08,1.08,1.08,1.08,1.05,1.05,402.20803144905238,0,1507.5092839758818,0,0,0,1,0,null,null,2.3315197589120538,null,98.095103276185597,1,null,null,7.4389999999999992,5.9600000000000009,6.2474711356919013,13.13,13.290000000000001,14.852837601175882,null,0,0]
[195,"IchEgsd109",1,0.9068728176833003,7998.8549944002989,0,"gsd",3,1.05,1.05,1.05,1.05,1.08,1.08,1.08,1.08,1.08,1.08,1.05,1.05,402.20803144905238,0,1507.5092839758818,0,0,0,1,0,null,null,2.3315197589120538,null,98.095103276185597,1,null,null,7.4389999999999992,5.9600000000000009,6.2474711356919013,13.13,13.290000000000001,14.852837601175882,null,0,0]
[196,"IchNgsd109",1,0.9068728176833003,7998.8549944002989,0,"gsd",3,1.05,1.05,1.05,1.05,1.08,1.08,1.08,1.08,1.08,1.08,1.05,1.05,402.20803144905238,0,1507.5092839758818,0,0,0,1,0,null,null,2.3315197589120538,null,98.095103276185597,1,null,null,7.4389999999999992,5.9600000000000009,6.2474711356919013,13.13,13.290000000000001,14.852837601175882,null,0,0]
[197,"IcoEgsd109",1,0.9068728176833003,7998.8549944002989,0,"gsd",3,1.05,1.05,1.05,1.05,1.08,1.08,1.08,1.08,1.08,1.08,1.05,1.05,402.20803144905238,0,1507.5092839758818,0,0,0,1,0,null,null,2.3315197589120538,null,98.095103276185597,1,null,null,7.4389999999999992,5.9600000000000009,6.2474711356919013,13.13,13.290000000000001,14.852837601175882,null,0,0]
[198,"IcoNgsd109",1,0.9068728176833003,7998.8549944002989,0,"gsd",3,1.05,1.05,1.05,1.05,1.08,1.08,1.08,1.08,1.08,1.08,1.05,1.05,402.20803144905238,0,1507.5092839758818,0,0,0,1,0,null,null,2.3315197589120538,null,98.095103276185597,1,null,null,7.4389999999999992,5.9600000000000009,6.2474711356919013,13.13,13.290000000000001,14.852837601175882,null,0,0]
[199,"IelEgsd109",1,0.9068728176833003,7998.8549944002989,0,"gsd",3,1.05,1.05,1.05,1.05,1.08,1.08,1.08,1.08,1.08,1.08,1.05,1.05,402.20803144905238,0,1507.5092839758818,0,0,0,1,0,null,null,2.3315197589120538,null,98.095103276185597,1,null,null,7.4389999999999992,5.9600000000000009,6.2474711356919013,13.13,13.290000000000001,14.852837601175882,null,0,0]
[200,"IelNgsd109",1,0.9068728176833003,7998.8549944002989,0,"gsd",3,1.05,1.05,1.05,1.05,1.08,1.08,1.08,1.08,1.08,1.08,1.05,1.05,402.20803144905238,0,1507.5092839758818,0,0,0,1,0,null,null,2.3315197589120538,null,98.095103276185597,1,null,null,7.4389999999999992,5.9600000000000009,6.2474711356919013,13.13,13.290000000000001,14.852837601175882,null,0,0]
[201,"IluEgsd109",1,0.90687281768330041,7998.8549944002998,0,"gsd",3,1.05,1.05,1.05,1.05,1.08,1.08,1.08,1.08,1.08,1.08,1.05,1.05,402.20803144905244,0,1567.6369383487956,0,0,0,1,0,null,null,2.4245134245017952,null,158.22275764909935,1,null,null,7.4389999999999992,5.9600000000000009,6.2474711356919013,13.13,13.290000000000001,14.852837601175882,null,0,0]
[202,"IluNgsd109",1,0.90687281768330041,7998.8549944002998,0,"gsd",3,1.05,1.05,1.05,1.05,1.08,1.08,1.08,1.08,1.08,1.08,1.05,1.05,402.20803144905244,0,1567.6369383487956,0,0,0,1,0,null,null,2.4245134245017952,null,158.22275764909935,1,null,null,7.4389999999999992,5.9600000000000009,6.2474711356919013,13.13,13.290000000000001,14.852837601175882,null,0,0]
[203,"ImeEgsd109",1,0.9068728176833003,7998.8549944002989,0,"gsd",3,1.05,1.05,1.05,1.05,1.08,1.08,1.08,1.08,1.08,1.08,1.05,1.05,402.20803144905238,0,1507.5092839758818,0,0,0,1,0,null,null,2.3315197589120538,null,98.095103276185597,1,null,null,7.4389999999999992,5.9600000000000009,6.2474711356919013,13.13,13.290000000000001,14.852837601175882,null,0,0]
[204,"ImeNgsd109",1,0.9068728176833003,7998.8549944002989,0,"gsd",3,1.05,1.05,1.05,1.05,1.08,1.08,1.08,1.08,1.08,1.08,1.05,1.05,402.20803144905238,0,1507.5092839758818,0,0,0,1,0,null,null,2.3315197589120538,null,98.095103276185597,1,null,null,7.4389999999999992,5.9600000000000009,6.2474711356919013,13.13,13.290000000000001,14.852837601175882,null,0,0]
[205,"ImiEgsd109",1,0.9068728176833003,7998.8549944002989,0,"gsd",3,1.05,1.05,1.05,1.05,1.08,1.08,1.08,1.08,1.08,1.08,1.05,1.05,402.20803144905238,0,1531.064995119315,0,0,0,1,0,null,null,2.3679511139623473,null,121.6508144196188,1,null,null,7.4389999999999992,5.9600000000000009,6.2474711356919013,13.13,13.290000000000001,14.852837601175882,null,0,0]
[206,"ImiNgsd109",1,0.9068728176833003,7998.8549944002989,0,"gsd",3,1.05,1.05,1.05,1.05,1.08,1.08,1.08,1.08,1.08,1.08,1.05,1.05,402.20803144905238,0,1531.064995119315,0,0,0,1,0,null,null,2.3679511139623473,null,121.6508144196188,1,null,null,7.4389999999999992,5.9600000000000009,6.2474711356919013,13.13,13.290000000000001,14.852837601175882,null,0,0]
[207,"IprEgsd109",1,0.9068728176833003,7998.8549944002989,0,"gsd",3,1.05,1.05,1.05,1.05,1.08,1.08,1.08,1.08,1.08,1.08,1.05,1.05,402.20803144905238,0,1507.5092839758818,0,0,0,1,0,null,null,2.3315197589120538,null,98.095103276185597,1,null,null,7.4389999999999992,5.9600000000000009,6.2474711356919013,13.13,13.290000000000001,14.852837601175882,null,0,0]
[208,"IprNgsd109",1,0.9068728176833003,7998.8549944002989,0,"gsd",3,1.05,1.05,1.05,1.05,1.08,1.08,1.08,1.08,1.08,1.08,1.05,1.05,402.20803144905238,0,1507.5092839758818,0,0,0,1,0,null,null,2.3315197589120538,null,98.095103276185597,1,null,null,7.4389999999999992,5.9600000000000009,6.2474711356919013,13.13,13.290000000000001,14.852837601175882,null,0,0]
[209,"IstEgsd109",1,0.9068728176833003,7998.8549944002989,0,"gsd",3,1.05,1.05,1.05,1.05,1.08,1.08,1.08,1.08,1.08,1.08,1.05,1.05,402.20803144905238,0,1507.5092839758818,0,0,0,1,0,null,null,2.3315197589120538,null,98.095103276185597,1,null,null,7.4389999999999992,5.9600000000000009,6.2474711356919013,13.13,13.290000000000001,14.852837601175882,null,0,0]
[210,"IstNgsd109",1,0.9068728176833003,7998.8549944002989,0,"gsd",3,1.05,1.05,1.05,1.05,1.08,1.08,1.08,1.08,1.08,1.08,1.05,1.05,402.20803144905238,0,1507.5092839758818,0,0,0,1,0,null,null,2.3315197589120538,null,98.095103276185597,1,null,null,7.4389999999999992,5.9600000000000009,6.2474711356919013,13.13,13.290000000000001,14.852837601175882,null,0,0]
[211,"IteEgsd109",1,0.9068728176833003,7998.8549944002989,0,"gsd",3,1.05,1.05,1.05,1.05,1.08,1.08,1.08,1.08,1.08,1.08,1.05,1.05,402.20803144905238,0,1507.5092839758818,0,0,0,1,0,null,null,2.3315197589120538,null,98.095103276185597,1,null,null,7.4389999999999992,5.9600000000000009,6.2474711356919013,13.13,13.290000000000001,14.852837601175882,null,0,0]
[212,"IteNgsd109",1,0.9068728176833003,7998.8549944002989,0,"gsd",3,1.05,1.05,1.05,1.05,1.08,1.08,1.08,1.08,1.08,1.08,1.05,1.05,402.20803144905238,0,1507.5092839758818,0,0,0,1,0,null,null,2.3315197589120538,null,98.095103276185597,1,null,null,7.4389999999999992,5.9600000000000009,6.2474711356919013,13.13,13.290000000000001,14.852837601175882,null,0,0]
[213,"ItrEgsd109",1,0.90687281768330041,7998.8549944003007,0,"gsd",3,1.05,1.05,1.05,1.05,1.08,1.08,1.08,1.08,1.08,1.08,1.05,1.05,402.2080314490525,0,1555.3662682157387,0,0,0,1,0,null,null,2.4055355580472275,null,145.95208751604233,1,null,null,7.4389999999999992,5.9600000000000009,6.2474711356919013,13.13,13.290000000000001,14.852837601175882,null,0,0]
[214,"ItrNgsd109",1,0.90687281768330041,7998.8549944003007,0,"gsd",3,1.05,1.05,1.05,1.05,1.08,1.08,1.08,1.08,1.08,1.08,1.05,1.05,402.2080314490525,0,1555.3662682157387,0,0,0,1,0,null,null,2.4055355580472275,null,145.95208751604233,1,null,null,7.4389999999999992,5.9600000000000009,6.2474711356919013,13.13,13.290000000000001,14.852837601175882,null,0,0]
[215,"IwaEgsd109",1,0.90220510041481317,7979.8295151838056,0,"gsd",3,1.05,1.05,1.05,1.05,1.08,1.08,1.08,1.08,1.08,1.08,1.05,1.05,401.25136945825523,0,1503.9236349584871,0,0,0,1,0,null,null,2.3300604604606718,null,97.058678219008954,1,null,null,7.4389999999999992,5.9600000000000009,6.2474711356919013,13.13,13.290000000000001,14.852837601175882,null,0,0]
[216,"IwaNgsd109",1,0.90220510041481317,7979.8295151838056,0,"gsd",3,1.05,1.05,1.05,1.05,1.08,1.08,1.08,1.08,1.08,1.08,1.05,1.05,401.25136945825523,0,1503.9236349584871,0,0,0,1,0,null,null,2.3300604604606718,null,97.058678219008954,1,null,null,7.4389999999999992,5.9600000000000009,6.2474711356919013,13.13,13.290000000000001,14.852837601175882,null,0,0]
[217,"IagEgsd201",1,0.90687281768330053,7998.8549944003007,0,"gsd",20,1.0900000000000001,1.0900000000000001,1.0900000000000001,1.0900000000000001,1.1200000000000001,1.1200000000000001,1.1200000000000001,1.1200000000000001,1.1200000000000001,1.1200000000000001,1.0900000000000001,1.0900000000000001,479.93129966401807,0,12218.709016480105,0,0,0,1,0,null,null,18.712880122412837,null,10796.613235780409,1,null,null,7.4389999999999992,5.9600000000000009,6.2474711356919013,13.13,13.290000000000001,14.852837601175882,null,34337.106013410506,5164.341480654748]
[218,"IagNgsd201",1,0.90687281768330053,7998.8549944003007,0,"gsd",20,1.0900000000000001,1.0900000000000001,1.0900000000000001,1.0900000000000001,1.1200000000000001,1.1200000000000001,1.1200000000000001,1.1200000000000001,1.1200000000000001,1.1200000000000001,1.0900000000000001,1.0900000000000001,479.93129966401807,0,12218.709016480105,0,0,0,1,0,null,null,18.712880122412837,null,10796.613235780409,1,null,null,7.4389999999999992,5.9600000000000009,6.2474711356919013,13.13,13.290000000000001,14.852837601175882,null,34337.106013410506,5164.341480654748]
[219,"IchEgsd201",1,0.90687281768330041,7998.8549944003007,0,"gsd",20,1.0900000000000001,1.0900000000000001,1.0900000000000001,1.0900000000000001,1.1200000000000001,1.1200000000000001,1.1200000000000001,1.1200000000000001,1.1200000000000001,1.1200000000000001,1.0900000000000001,1.0900000000000001,479.93129966401801,0,7667.6607156624368,0,0,0,1,0,null,null,11.742976741487167,null,6245.5649349627402,1,null,null,7.4389999999999992,5.9600000000000009,6.2474711356919013,13.13,13.290000000000001,14.852837601175882,null,0,0]
[220,"IchNgsd201",1,0.90687281768330041,7998.8549944003007,0,"gsd",20,1.0900000000000001,1.0900000000000001,1.0900000000000001,1.0900000000000001,1.1200000000000001,1.1200000000000001,1.1200000000000001,1.1200000000000001,1.1200000000000001,1.1200000000000001,1.0900000000000001,1.0900000000000001,479.93129966401801,0,7667.6607156624368,0,0,0,1,0,null,null,11.742976741487167,null,6245.5649349627402,1,null,null,7.4389999999999992,5.9600000000000009,6.2474711356919013,13.13,13.290000000000001,14.852837601175882,null,0,0]
[221,"IcoEgsd201",1,0.90687281768330041,7998.8549944003007,0,"gsd",20,1.0900000000000001,1.0900000000000001,1.0900000000000001,1.0900000000000001,1.1200000000000001,1.1200000000000001,1.1200000000000001,1.1200000000000001,1.1200000000000001,1.1200000000000001,1.0900000000000001,1.0900000000000001,479.93129966401807,0,12387.251254651608,0,0,0,1,0,null,null,18.971001556863289,null,10965.155473951912,1,null,null,7.4389999999999992,5.9600000000000009,6.2474711356919013,13.13,13.290000000000001,14.852837601175882,null,35822.344907785606,5387.7231723997502]
[222,"IcoNgsd201",1,0.90687281768330041,7998.8549944003007,0,"gsd",20,1.0900000000000001,1.0900000000000001,1.0900000000000001,1.0900000000000001,1.1200000000000001,1.1200000000000001,1.1200000000000001,1.1200000000000001,1.1200000000000001,1.1200000000000001,1.0900000000000001,1.0900000000000001,479.93129966401807,0,12387.251254651608,0,0,0,1,0,null,null,18.971001556863289,null,10965.155473951912,1,null,null,7.4389999999999992,5.9600000000000009,6.2474711356919013,13.13,13.290000000000001,14.852837601175882,null,35822.344907785606,5387.7231723997502]
[223,"IelEgsd201",1,0.9068728176833003,7998.8549944002998,0,"gsd",20,1.0900000000000001,1.0900000000000001,1.0900000000000001,1.0900000000000001,1.1200000000000001,1.1200000000000001,1.1200000000000001,1.1200000000000001,1.1200000000000001,1.1200000000000001,1.0900000000000001,1.0900000000000001,479.93129966401801,0,6835.9638417721035,0,0,0,1,0,null,null,10.469237930103416,null,5413.8680610724068,1,null,null,7.4389999999999992,5.9600000000000009,6.2474711356919013,13.13,13.290000000000001,14.852837601175882,null,0,0]
[224,"IelNgsd201",1,0.9068728176833003,7998.8549944002998,0,"gsd",20,1.0900000000000001,1.0900000000000001,1.0900000000000001,1.0900000000000001,1.1200000000000001,1.1200000000000001,1.1200000000000001,1.1200000000000001,1.1200000000000001,1.1200000000000001,1.0900000000000001,1.0900000000000001,479.93129966401801,0,6835.9638417721035,0,0,0,1,0,null,null,10.469237930103416,null,5413.8680610724068,1,null,null,7.4389999999999992,5.9600000000000009,6.2474711356919013,13.13,13.290000000000001,14.852837601175882,null,0,0]
[225,"IluEgsd201",1,0.9068728176833003,7998.8549944002989,0,"gsd",20,1.0900000000000001,1.0900000000000001,1.0900000000000001,1.0900000000000001,1.1200000000000001,1.1200000000000001,1.1200000000000001,1.1200000000000001,1.1200000000000001,1.1200000000000001,1.0900000000000001,1.0900000000000001,479.93129966401801,0,22736.077944541612,0,0,0,1,0,null,null,34.820168027260628,null,21313.982163841916,1,null,null,7.4389999999999992,5.9600000000000009,6.2474711356919013,13.13,13.290000000000001,14.852837601175882,null,127019.08699283967,19103.821374341333]
[226,"IluNgsd201",1,0.9068728176833003,7998.8549944002989,0,"gsd",20,1.0900000000000001,1.0900000000000001,1.0900000000000001,1.0900000000000001,1.1200000000000001,1.1200000000000001,1.1200000000000001,1.1200000000000001,1.1200000000000001,1.1200000000000001,1.0900000000000001,1.0900000000000001,479.93129966401801,0,22736.077944541612,0,0,0,1,0,null,null,34.820168027260628,null,21313.982163841916,1,null,null,7.4389999999999992,5.9600000000000009,6.2474711356919013,13.13,13.290000000000001,14.852837601175882,null,127019.08699283967,19103.821374341333]
[227,"ImeEgsd201",1,0.9068728176833003,7998.8549944002998,0,"gsd",20,1.0900000000000001,1.0900000000000001,1.0900000000000001,1.0900000000000001,1.1200000000000001,1.1200000000000001,1.1200000000000001,1.1200000000000001,1.1200000000000001,1.1200000000000001,1.0900000000000001,1.0900000000000001,479.93129966401796,0,21193.506443435577,0,0,0,1,0,null,null,32.457728956036789,null,19771.410662735881,1,null,null,7.4389999999999992,5.9600000000000009,6.2474711356919013,13.13,13.290000000000001,14.852837601175882,null,113425.51131146401,17059.331464960782]
[228,"ImeNgsd201",1,0.9068728176833003,7998.8549944002998,0,"gsd",20,1.0900000000000001,1.0900000000000001,1.0900000000000001,1.0900000000000001,1.1200000000000001,1.1200000000000001,1.1200000000000001,1.1200000000000001,1.1200000000000001,1.1200000000000001,1.0900000000000001,1.0900000000000001,479.93129966401796,0,21193.506443435577,0,0,0,1,0,null,null,32.457728956036789,null,19771.410662735881,1,null,null,7.4389999999999992,5.9600000000000009,6.2474711356919013,13.13,13.290000000000001,14.852837601175882,null,113425.51131146401,17059.331464960782]
[229,"ImiEgsd201",1,0.90687281768330041,7998.8549944003007,0,"gsd",20,1.0900000000000001,1.0900000000000001,1.0900000000000001,1.0900000000000001,1.1200000000000001,1.1200000000000001,1.1200000000000001,1.1200000000000001,1.1200000000000001,1.1200000000000001,1.0900000000000001,1.0900000000000001,479.93129966401807,0,12387.251254651608,0,0,0,1,0,null,null,18.971001556863289,null,10965.155473951912,1,null,null,7.4389999999999992,5.9600000000000009,6.2474711356919013,13.13,13.290000000000001,14.852837601175882,null,35822.344907785606,5387.7231723997502]
[230,"ImiNgsd201",1,0.90687281768330041,7998.8549944003007,0,"gsd",20,1.0900000000000001,1.0900000000000001,1.0900000000000001,1.0900000000000001,1.1200000000000001,1.1200000000000001,1.1200000000000001,1.1200000000000001,1.1200000000000001,1.1200000000000001,1.0900000000000001,1.0900000000000001,479.93129966401807,0,12387.251254651608,0,0,0,1,0,null,null,18.971001556863289,null,10965.155473951912,1,null,null,7.4389999999999992,5.9600000000000009,6.2474711356919013,13.13,13.290000000000001,14.852837601175882,null,35822.344907785606,5387.7231723997502]
[231,"IprEgsd201",1,0.90687281768330041,7998.8549944002998,0,"gsd",20,1.0900000000000001,1.0900000000000001,1.0900000000000001,1.0900000000000001,1.1200000000000001,1.1200000000000001,1.1200000000000001,1.1200000000000001,1.1200000000000001,1.1200000000000001,1.0900000000000001,1.0900000000000001,479.93129966401807,0,10836.499618597783,0,0,0,1,0,null,null,16.596034657662148,null,9414.4038378980877,1,null,null,7.4389999999999992,5.9600000000000009,6.2474711356919013,13.13,13.290000000000001,14.852837601175882,null,22156.696151726501,3332.3933870820538]
[232,"IprNgsd201",1,0.90687281768330041,7998.8549944002998,0,"gsd",20,1.0900000000000001,1.0900000000000001,1.0900000000000001,1.0900000000000001,1.1200000000000001,1.1200000000000001,1.1200000000000001,1.1200000000000001,1.1200000000000001,1.1200000000000001,1.0900000000000001,1.0900000000000001,479.93129966401807,0,10836.499618597783,0,0,0,1,0,null,null,16.596034657662148,null,9414.4038378980877,1,null,null,7.4389999999999992,5.9600000000000009,6.2474711356919013,13.13,13.290000000000001,14.852837601175882,null,22156.696151726501,3332.3933870820538]
[233,"IstEgsd201",1,0.90687281768330041,7998.8549944002998,0,"gsd",20,1.0900000000000001,1.0900000000000001,1.0900000000000001,1.0900000000000001,1.1200000000000001,1.1200000000000001,1.1200000000000001,1.1200000000000001,1.1200000000000001,1.1200000000000001,1.0900000000000001,1.0900000000000001,479.93129966401801,0,14170.818502886088,0,0,0,1,0,null,null,21.702524180199177,null,12748.722722186392,1,null,null,7.4389999999999992,5.9600000000000009,6.2474711356919013,13.13,13.290000000000001,14.852837601175882,null,51539.636564959015,7751.6224840362165]
[234,"IstNgsd201",1,0.90687281768330041,7998.8549944002998,0,"gsd",20,1.0900000000000001,1.0900000000000001,1.0900000000000001,1.0900000000000001,1.1200000000000001,1.1200000000000001,1.1200000000000001,1.1200000000000001,1.1200000000000001,1.1200000000000001,1.0900000000000001,1.0900000000000001,479.93129966401801,0,14170.818502886088,0,0,0,1,0,null,null,21.702524180199177,null,12748.722722186392,1,null,null,7.4389999999999992,5.9600000000000009,6.2474711356919013,13.13,13.290000000000001,14.852837601175882,null,51539.636564959015,7751.6224840362165]
[235,"IteEgsd201",1,0.90687281768330041,7998.8549944002998,0,"gsd",20,1.0900000000000001,1.0900000000000001,1.0900000000000001,1.0900000000000001,1.1200000000000001,1.1200000000000001,1.1200000000000001,1.1200000000000001,1.1200000000000001,1.1200000000000001,1.0900000000000001,1.0900000000000001,479.93129966401801,0,9306.4733057294088,0,0,0,1,0,null,null,14.252808467544469,null,7884.3775250297131,1,null,null,7.4389999999999992,5.9600000000000009,6.2474711356919013,13.13,13.290000000000001,14.852837601175882,null,8673.6784154801571,1304.5315238106991]
[236,"IteNgsd201",1,0.90687281768330041,7998.8549944002998,0,"gsd",20,1.0900000000000001,1.0900000000000001,1.0900000000000001,1.0900000000000001,1.1200000000000001,1.1200000000000001,1.1200000000000001,1.1200000000000001,1.1200000000000001,1.1200000000000001,1.0900000000000001,1.0900000000000001,479.93129966401801,0,9306.4733057294088,0,0,0,1,0,null,null,14.252808467544469,null,7884.3775250297131,1,null,null,7.4389999999999992,5.9600000000000009,6.2474711356919013,13.13,13.290000000000001,14.852837601175882,null,8673.6784154801571,1304.5315238106991]
[237,"ItrEgsd201",1,0.90687281768330041,7998.8549944002998,0,"gsd",20,1.0900000000000001,1.0900000000000001,1.0900000000000001,1.0900000000000001,1.1200000000000001,1.1200000000000001,1.1200000000000001,1.1200000000000001,1.1200000000000001,1.1200000000000001,1.0900000000000001,1.0900000000000001,479.93129966401801,0,8594.0186710704802,0,0,0,1,0,null,null,13.161688435710648,null,7171.9228903707835,1,null,null,7.4389999999999992,5.9600000000000009,6.2474711356919013,13.13,13.290000000000001,14.852837601175882,null,2395.3261853182339,360.2598999958293]
[238,"ItrNgsd201",1,0.90687281768330041,7998.8549944002998,0,"gsd",20,1.0900000000000001,1.0900000000000001,1.0900000000000001,1.0900000000000001,1.1200000000000001,1.1200000000000001,1.1200000000000001,1.1200000000000001,1.1200000000000001,1.1200000000000001,1.0900000000000001,1.0900000000000001,479.93129966401801,0,8594.0186710704802,0,0,0,1,0,null,null,13.161688435710648,null,7171.9228903707835,1,null,null,7.4389999999999992,5.9600000000000009,6.2474711356919013,13.13,13.290000000000001,14.852837601175882,null,2395.3261853182339,360.2598999958293]
[239,"IwaEgsd201",1,0.9068728176833003,7998.8549944002998,0,"gsd",20,1.0900000000000001,1.0900000000000001,1.0900000000000001,1.0900000000000001,1.1200000000000001,1.1200000000000001,1.1200000000000001,1.1200000000000001,1.1200000000000001,1.1200000000000001,1.0900000000000001,1.0900000000000001,479.93129966401801,0,964.63491241278496,0,0,0,1,0,null,null,1.4773326260186783,null,-457.46086828691136,0,null,null,7.4389999999999992,5.9600000000000009,6.2474711356919013,13.13,13.290000000000001,14.852837601175882,null,0,0]
[240,"IwaNgsd201",1,0.9068728176833003,7998.8549944002998,0,"gsd",20,1.0900000000000001,1.0900000000000001,1.0900000000000001,1.0900000000000001,1.1200000000000001,1.1200000000000001,1.1200000000000001,1.1200000000000001,1.1200000000000001,1.1200000000000001,1.0900000000000001,1.0900000000000001,479.93129966401801,0,964.63491241278496,0,0,0,1,0,null,null,1.4773326260186783,null,-457.46086828691136,0,null,null,7.4389999999999992,5.9600000000000009,6.2474711356919013,13.13,13.290000000000001,14.852837601175882,null,0,0]
[241,"IagEgsd202",1,0.9068728176833003,7998.8549944002998,0,"gsd",20,1.0900000000000001,1.0900000000000001,1.0900000000000001,1.0900000000000001,1.1200000000000001,1.1200000000000001,1.1200000000000001,1.1200000000000001,1.1200000000000001,1.1200000000000001,1.0900000000000001,1.0900000000000001,402.20803144905244,0,4534.498190862817,0,0,0,1,0,null,null,6.9445569860503893,null,3112.4024101631203,1,null,null,7.4389999999999992,5.9600000000000009,6.2474711356919013,13.13,13.290000000000001,14.852837601175882,null,0,0]
[242,"IagNgsd202",1,0.9068728176833003,7998.8549944002998,0,"gsd",20,1.0900000000000001,1.0900000000000001,1.0900000000000001,1.0900000000000001,1.1200000000000001,1.1200000000000001,1.1200000000000001,1.1200000000000001,1.1200000000000001,1.1200000000000001,1.0900000000000001,1.0900000000000001,402.20803144905244,0,4534.498190862817,0,0,0,1,0,null,null,6.9445569860503893,null,3112.4024101631203,1,null,null,7.4389999999999992,5.9600000000000009,6.2474711356919013,13.13,13.290000000000001,14.852837601175882,null,0,0]
[243,"IchEgsd202",1,0.90687281768330041,7998.8549944002998,0,"gsd",20,1.0900000000000001,1.0900000000000001,1.0900000000000001,1.0900000000000001,1.1200000000000001,1.1200000000000001,1.1200000000000001,1.1200000000000001,1.1200000000000001,1.1200000000000001,1.0900000000000001,1.0900000000000001,402.20803144905244,0,2845.5550427554012,0,0,0,1,0,null,null,4.3579506087746003,null,1423.4592620557048,1,null,null,7.4389999999999992,5.9600000000000009,6.2474711356919013,13.13,13.290000000000001,14.852837601175882,null,0,0]
[244,"IchNgsd202",1,0.90687281768330041,7998.8549944002998,0,"gsd",20,1.0900000000000001,1.0900000000000001,1.0900000000000001,1.0900000000000001,1.1200000000000001,1.1200000000000001,1.1200000000000001,1.1200000000000001,1.1200000000000001,1.1200000000000001,1.0900000000000001,1.0900000000000001,402.20803144905244,0,2845.5550427554012,0,0,0,1,0,null,null,4.3579506087746003,null,1423.4592620557048,1,null,null,7.4389999999999992,5.9600000000000009,6.2474711356919013,13.13,13.290000000000001,14.852837601175882,null,0,0]
[245,"IcoEgsd202",1,0.90687281768330041,7998.8549944002998,0,"gsd",20,1.0900000000000001,1.0900000000000001,1.0900000000000001,1.0900000000000001,1.1200000000000001,1.1200000000000001,1.1200000000000001,1.1200000000000001,1.1200000000000001,1.1200000000000001,1.0900000000000001,1.0900000000000001,402.20803144905244,0,4597.0435566565402,0,0,0,1,0,null,null,7.0403448414393512,null,3174.9477759568435,1,null,null,7.4389999999999992,5.9600000000000009,6.2474711356919013,13.13,13.290000000000001,14.852837601175882,null,0,0]
[246,"IcoNgsd202",1,0.90687281768330041,7998.8549944002998,0,"gsd",20,1.0900000000000001,1.0900000000000001,1.0900000000000001,1.0900000000000001,1.1200000000000001,1.1200000000000001,1.1200000000000001,1.1200000000000001,1.1200000000000001,1.1200000000000001,1.0900000000000001,1.0900000000000001,402.20803144905244,0,4597.0435566565402,0,0,0,1,0,null,null,7.0403448414393512,null,3174.9477759568435,1,null,null,7.4389999999999992,5.9600000000000009,6.2474711356919013,13.13,13.290000000000001,14.852837601175882,null,0,0]
[247,"IelEgsd202",1,0.9068728176833003,7998.8549944002989,0,"gsd",20,1.0900000000000001,1.0900000000000001,1.0900000000000001,1.0900000000000001,1.1200000000000001,1.1200000000000001,1.1200000000000001,1.1200000000000001,1.1200000000000001,1.1200000000000001,1.0900000000000001,1.0900000000000001,402.20803144905244,0,2536.9029270563333,0,0,0,1,0,null,null,3.8852517309458845,null,1114.8071463566371,1,null,null,7.4389999999999992,5.9600000000000009,6.2474711356919013,13.13,13.290000000000001,14.852837601175882,null,0,0]
[248,"IelNgsd202",1,0.9068728176833003,7998.8549944002989,0,"gsd",20,1.0900000000000001,1.0900000000000001,1.0900000000000001,1.0900000000000001,1.1200000000000001,1.1200000000000001,1.1200000000000001,1.1200000000000001,1.1200000000000001,1.1200000000000001,1.0900000000000001,1.0900000000000001,402.20803144905244,0,2536.9029270563333,0,0,0,1,0,null,null,3.8852517309458845,null,1114.8071463566371,1,null,null,7.4389999999999992,5.9600000000000009,6.2474711356919013,13.13,13.290000000000001,14.852837601175882,null,0,0]
[249,"IluEgsd202",1,0.9068728176833003,7998.8549944002998,0,"gsd",20,1.0900000000000001,1.0900000000000001,1.0900000000000001,1.0900000000000001,1.1200000000000001,1.1200000000000001,1.1200000000000001,1.1200000000000001,1.1200000000000001,1.1200000000000001,1.0900000000000001,1.0900000000000001,402.20803144905244,0,8437.6111024022848,0,0,0,1,0,null,null,12.922151175368462,null,7015.5153217025882,1,null,null,7.4389999999999992,5.9600000000000009,6.2474711356919013,13.13,13.290000000000001,14.852837601175882,null,1017.0222194226953,152.96134835768896]
[250,"IluNgsd202",1,0.9068728176833003,7998.8549944002998,0,"gsd",20,1.0900000000000001,1.0900000000000001,1.0900000000000001,1.0900000000000001,1.1200000000000001,1.1200000000000001,1.1200000000000001,1.1200000000000001,1.1200000000000001,1.1200000000000001,1.0900000000000001,1.0900000000000001,402.20803144905244,0,8437.6111024022848,0,0,0,1,0,null,null,12.922151175368462,null,7015.5153217025882,1,null,null,7.4389999999999992,5.9600000000000009,6.2474711356919013,13.13,13.290000000000001,14.852837601175882,null,1017.0222194226953,152.96134835768896]
[251,"ImeEgsd202",1,0.9068728176833003,7998.8549944002989,0,"gsd",20,1.0900000000000001,1.0900000000000001,1.0900000000000001,1.0900000000000001,1.1200000000000001,1.1200000000000001,1.1200000000000001,1.1200000000000001,1.1200000000000001,1.1200000000000001,1.0900000000000001,1.0900000000000001,402.20803144905238,0,7865.1466466090988,0,0,0,1,0,null,null,12.045425269124877,null,6443.0508659094021,1,null,null,7.4389999999999992,5.9600000000000009,6.2474711356919013,13.13,13.290000000000001,14.852837601175882,null,0,0]
[252,"ImeNgsd202",1,0.9068728176833003,7998.8549944002989,0,"gsd",20,1.0900000000000001,1.0900000000000001,1.0900000000000001,1.0900000000000001,1.1200000000000001,1.1200000000000001,1.1200000000000001,1.1200000000000001,1.1200000000000001,1.1200000000000001,1.0900000000000001,1.0900000000000001,402.20803144905238,0,7865.1466466090988,0,0,0,1,0,null,null,12.045425269124877,null,6443.0508659094021,1,null,null,7.4389999999999992,5.9600000000000009,6.2474711356919013,13.13,13.290000000000001,14.852837601175882,null,0,0]
[253,"ImiEgsd202",1,0.90687281768330041,7998.8549944002998,0,"gsd",20,1.0900000000000001,1.0900000000000001,1.0900000000000001,1.0900000000000001,1.1200000000000001,1.1200000000000001,1.1200000000000001,1.1200000000000001,1.1200000000000001,1.1200000000000001,1.0900000000000001,1.0900000000000001,402.20803144905244,0,4597.0435566565402,0,0,0,1,0,null,null,7.0403448414393512,null,3174.9477759568435,1,null,null,7.4389999999999992,5.9600000000000009,6.2474711356919013,13.13,13.290000000000001,14.852837601175882,null,0,0]
[254,"ImiNgsd202",1,0.90687281768330041,7998.8549944002998,0,"gsd",20,1.0900000000000001,1.0900000000000001,1.0900000000000001,1.0900000000000001,1.1200000000000001,1.1200000000000001,1.1200000000000001,1.1200000000000001,1.1200000000000001,1.1200000000000001,1.0900000000000001,1.0900000000000001,402.20803144905244,0,4597.0435566565402,0,0,0,1,0,null,null,7.0403448414393512,null,3174.9477759568435,1,null,null,7.4389999999999992,5.9600000000000009,6.2474711356919013,13.13,13.290000000000001,14.852837601175882,null,0,0]
[255,"IprEgsd202",1,0.9068728176833003,7998.8549944002998,0,"gsd",20,1.0900000000000001,1.0900000000000001,1.0900000000000001,1.0900000000000001,1.1200000000000001,1.1200000000000001,1.1200000000000001,1.1200000000000001,1.1200000000000001,1.1200000000000001,1.0900000000000001,1.0900000000000001,402.20803144905244,0,4021.5458803806459,0,0,0,1,0,null,null,6.1589735760828503,null,2599.4500996809493,1,null,null,7.4389999999999992,5.9600000000000009,6.2474711356919013,13.13,13.290000000000001,14.852837601175882,null,0,0]
[256,"IprNgsd202",1,0.9068728176833003,7998.8549944002998,0,"gsd",20,1.0900000000000001,1.0900000000000001,1.0900000000000001,1.0900000000000001,1.1200000000000001,1.1200000000000001,1.1200000000000001,1.1200000000000001,1.1200000000000001,1.1200000000000001,1.0900000000000001,1.0900000000000001,402.20803144905244,0,4021.5458803806459,0,0,0,1,0,null,null,6.1589735760828503,null,2599.4500996809493,1,null,null,7.4389999999999992,5.9600000000000009,6.2474711356919013,13.13,13.290000000000001,14.852837601175882,null,0,0]
[257,"IstEgsd202",1,0.90687281768330041,7998.8549944002998,0,"gsd",20,1.0900000000000001,1.0900000000000001,1.0900000000000001,1.0900000000000001,1.1200000000000001,1.1200000000000001,1.1200000000000001,1.1200000000000001,1.1200000000000001,1.1200000000000001,1.0900000000000001,1.0900000000000001,402.20803144905238,0,5258.9444917841083,0,0,0,1,0,null,null,8.0540421833802469,null,3836.8487110844117,1,null,null,7.4389999999999992,5.9600000000000009,6.2474711356919013,13.13,13.290000000000001,14.852837601175882,null,0,0]
[258,"IstNgsd202",1,0.90687281768330041,7998.8549944002998,0,"gsd",20,1.0900000000000001,1.0900000000000001,1.0900000000000001,1.0900000000000001,1.1200000000000001,1.1200000000000001,1.1200000000000001,1.1200000000000001,1.1200000000000001,1.1200000000000001,1.0900000000000001,1.0900000000000001,402.20803144905238,0,5258.9444917841083,0,0,0,1,0,null,null,8.0540421833802469,null,3836.8487110844117,1,null,null,7.4389999999999992,5.9600000000000009,6.2474711356919013,13.13,13.290000000000001,14.852837601175882,null,0,0]
[259,"IteEgsd202",1,0.90687281768330041,7998.8549944002998,0,"gsd",20,1.0900000000000001,1.0900000000000001,1.0900000000000001,1.0900000000000001,1.1200000000000001,1.1200000000000001,1.1200000000000001,1.1200000000000001,1.1200000000000001,1.1200000000000001,1.0900000000000001,1.0900000000000001,402.20803144905238,0,3453.736737098739,0,0,0,1,0,null,null,5.2893772532378405,null,2031.6409563990426,1,null,null,7.4389999999999992,5.9600000000000009,6.2474711356919013,13.13,13.290000000000001,14.852837601175882,null,0,0]
[260,"IteNgsd202",1,0.90687281768330041,7998.8549944002998,0,"gsd",20,1.0900000000000001,1.0900000000000001,1.0900000000000001,1.0900000000000001,1.1200000000000001,1.1200000000000001,1.1200000000000001,1.1200000000000001,1.1200000000000001,1.1200000000000001,1.0900000000000001,1.0900000000000001,402.20803144905238,0,3453.736737098739,0,0,0,1,0,null,null,5.2893772532378405,null,2031.6409563990426,1,null,null,7.4389999999999992,5.9600000000000009,6.2474711356919013,13.13,13.290000000000001,14.852837601175882,null,0,0]
[261,"ItrEgsd202",1,0.9068728176833003,7998.8549944002998,0,"gsd",20,1.0900000000000001,1.0900000000000001,1.0900000000000001,1.0900000000000001,1.1200000000000001,1.1200000000000001,1.1200000000000001,1.1200000000000001,1.1200000000000001,1.1200000000000001,1.0900000000000001,1.0900000000000001,402.20803144905238,0,3189.3361725738082,0,0,0,1,0,null,null,4.8844493626088017,null,1767.2403918741115,1,null,null,7.4389999999999992,5.9600000000000009,6.2474711356919013,13.13,13.290000000000001,14.852837601175882,null,0,0]
[262,"ItrNgsd202",1,0.9068728176833003,7998.8549944002998,0,"gsd",20,1.0900000000000001,1.0900000000000001,1.0900000000000001,1.0900000000000001,1.1200000000000001,1.1200000000000001,1.1200000000000001,1.1200000000000001,1.1200000000000001,1.1200000000000001,1.0900000000000001,1.0900000000000001,402.20803144905238,0,3189.3361725738082,0,0,0,1,0,null,null,4.8844493626088017,null,1767.2403918741115,1,null,null,7.4389999999999992,5.9600000000000009,6.2474711356919013,13.13,13.290000000000001,14.852837601175882,null,0,0]
[263,"IwaEgsd202",1,0.90687281768330041,7998.8549944003007,0,"gsd",20,1.0900000000000001,1.0900000000000001,1.0900000000000001,1.0900000000000001,1.1200000000000001,1.1200000000000001,1.1200000000000001,1.1200000000000001,1.1200000000000001,1.1200000000000001,1.0900000000000001,1.0900000000000001,402.2080314490525,0,357.98670648326555,0,0,0,1,0,null,null,0.54825450993255076,null,-1064.1090742164308,0,null,null,7.4389999999999992,5.9600000000000009,6.2474711356919013,13.13,13.290000000000001,14.852837601175882,null,0,0]
[264,"IwaNgsd202",1,0.90687281768330041,7998.8549944003007,0,"gsd",20,1.0900000000000001,1.0900000000000001,1.0900000000000001,1.0900000000000001,1.1200000000000001,1.1200000000000001,1.1200000000000001,1.1200000000000001,1.1200000000000001,1.1200000000000001,1.0900000000000001,1.0900000000000001,402.2080314490525,0,357.98670648326555,0,0,0,1,0,null,null,0.54825450993255076,null,-1064.1090742164308,0,null,null,7.4389999999999992,5.9600000000000009,6.2474711356919013,13.13,13.290000000000001,14.852837601175882,null,0,0]
[265,"IagEgsd203",1,0.90687281768330041,7998.8549944003007,0,"gsd",15,1.0900000000000001,1.0900000000000001,1.0900000000000001,1.0900000000000001,1.1200000000000001,1.1200000000000001,1.1200000000000001,1.1200000000000001,1.1200000000000001,1.1200000000000001,1.0900000000000001,1.0900000000000001,479.93129966401807,0,28918.852290208673,0,0,0,1,0,null,null,44.289050132428123,null,27496.756509508978,1,null,null,7.4389999999999992,5.9600000000000009,6.2474711356919013,13.13,13.290000000000001,14.852837601175882,null,230271.92584628367,30231.691329949314]
[266,"IagNgsd203",1,0.90687281768330041,7998.8549944003007,0,"gsd",15,1.0900000000000001,1.0900000000000001,1.0900000000000001,1.0900000000000001,1.1200000000000001,1.1200000000000001,1.1200000000000001,1.1200000000000001,1.1200000000000001,1.1200000000000001,1.0900000000000001,1.0900000000000001,479.93129966401807,0,28918.852290208673,0,0,0,1,0,null,null,44.289050132428123,null,27496.756509508978,1,null,null,7.4389999999999992,5.9600000000000009,6.2474711356919013,13.13,13.290000000000001,14.852837601175882,null,230271.92584628367,30231.691329949314]
[267,"IchEgsd203",1,0.90687281768330041,7998.8549944003007,0,"gsd",15,1.0900000000000001,1.0900000000000001,1.0900000000000001,1.0900000000000001,1.1200000000000001,1.1200000000000001,1.1200000000000001,1.1200000000000001,1.1200000000000001,1.1200000000000001,1.0900000000000001,1.0900000000000001,479.93129966401807,0,43811.382150941543,0,0,0,1,0,null,null,67.09687096091929,null,42389.286370241847,1,null,null,7.4389999999999992,5.9600000000000009,6.2474711356919013,13.13,13.290000000000001,14.852837601175882,null,386623.69752275094,50758.633478203177]
[268,"IchNgsd203",1,0.90687281768330041,7998.8549944003007,0,"gsd",15,1.0900000000000001,1.0900000000000001,1.0900000000000001,1.0900000000000001,1.1200000000000001,1.1200000000000001,1.1200000000000001,1.1200000000000001,1.1200000000000001,1.1200000000000001,1.0900000000000001,1.0900000000000001,479.93129966401807,0,43811.382150941543,0,0,0,1,0,null,null,67.09687096091929,null,42389.286370241847,1,null,null,7.4389999999999992,5.9600000000000009,6.2474711356919013,13.13,13.290000000000001,14.852837601175882,null,386623.69752275094,50758.633478203177]
[269,"IcoEgsd203",1,0.90687281768330041,7998.8549944003007,0,"gsd",15,1.0900000000000001,1.0900000000000001,1.0900000000000001,1.0900000000000001,1.1200000000000001,1.1200000000000001,1.1200000000000001,1.1200000000000001,1.1200000000000001,1.1200000000000001,1.0900000000000001,1.0900000000000001,479.93129966401807,0,11426.515713510531,0,0,0,1,0,null,null,17.499640794734798,null,10004.419932810835,1,null,null,7.4389999999999992,5.9600000000000009,6.2474711356919013,13.13,13.290000000000001,14.852837601175882,null,46625.662583411089,6121.3395167285871]
[270,"IcoNgsd203",1,0.90687281768330041,7998.8549944003007,0,"gsd",15,1.0900000000000001,1.0900000000000001,1.0900000000000001,1.0900000000000001,1.1200000000000001,1.1200000000000001,1.1200000000000001,1.1200000000000001,1.1200000000000001,1.1200000000000001,1.0900000000000001,1.0900000000000001,479.93129966401807,0,11426.515713510531,0,0,0,1,0,null,null,17.499640794734798,null,10004.419932810835,1,null,null,7.4389999999999992,5.9600000000000009,6.2474711356919013,13.13,13.290000000000001,14.852837601175882,null,46625.662583411089,6121.3395167285871]
[271,"IelEgsd203",1,0.90687281768330041,7998.8549944003007,0,"gsd",15,1.0900000000000001,1.0900000000000001,1.0900000000000001,1.0900000000000001,1.1200000000000001,1.1200000000000001,1.1200000000000001,1.1200000000000001,1.1200000000000001,1.1200000000000001,1.0900000000000001,1.0900000000000001,479.93129966401807,0,30633.500819811885,0,0,0,1,0,null,null,46.915024148444054,null,29211.405039112189,1,null,null,7.4389999999999992,5.9600000000000009,6.2474711356919013,13.13,13.290000000000001,14.852837601175882,null,248273.45402876864,32595.056475223497]
[272,"IelNgsd203",1,0.90687281768330041,7998.8549944003007,0,"gsd",15,1.0900000000000001,1.0900000000000001,1.0900000000000001,1.0900000000000001,1.1200000000000001,1.1200000000000001,1.1200000000000001,1.1200000000000001,1.1200000000000001,1.1200000000000001,1.0900000000000001,1.0900000000000001,479.93129966401807,0,30633.500819811885,0,0,0,1,0,null,null,46.915024148444054,null,29211.405039112189,1,null,null,7.4389999999999992,5.9600000000000009,6.2474711356919013,13.13,13.290000000000001,14.852837601175882,null,248273.45402876864,32595.056475223497]
[273,"IluEgsd203",1,0.90687281768330041,7998.8549944003007,0,"gsd",15,1.0900000000000001,1.0900000000000001,1.0900000000000001,1.0900000000000001,1.1200000000000001,1.1200000000000001,1.1200000000000001,1.1200000000000001,1.1200000000000001,1.1200000000000001,1.0900000000000001,1.0900000000000001,479.93129966401807,0,60443.828214750945,0,0,0,1,0,null,null,92.569363096935717,null,59021.73243405125,1,null,null,7.4389999999999992,5.9600000000000009,6.2474711356919013,13.13,13.290000000000001,14.852837601175882,null,561242.25284196995,73683.765343458319]
[274,"IluNgsd203",1,0.90687281768330041,7998.8549944003007,0,"gsd",15,1.0900000000000001,1.0900000000000001,1.0900000000000001,1.0900000000000001,1.1200000000000001,1.1200000000000001,1.1200000000000001,1.1200000000000001,1.1200000000000001,1.1200000000000001,1.0900000000000001,1.0900000000000001,479.93129966401807,0,60443.828214750945,0,0,0,1,0,null,null,92.569363096935717,null,59021.73243405125,1,null,null,7.4389999999999992,5.9600000000000009,6.2474711356919013,13.13,13.290000000000001,14.852837601175882,null,561242.25284196995,73683.765343458319]
[275,"ImeEgsd203",1,0.90687281768330041,7998.8549944003007,0,"gsd",15,1.0900000000000001,1.0900000000000001,1.0900000000000001,1.0900000000000001,1.1200000000000001,1.1200000000000001,1.1200000000000001,1.1200000000000001,1.1200000000000001,1.1200000000000001,1.0900000000000001,1.0900000000000001,479.93129966401807,0,21796.132022520072,0,0,0,1,0,null,null,33.380646443055909,null,20374.036241820377,1,null,null,7.4389999999999992,5.9600000000000009,6.2474711356919013,13.13,13.290000000000001,14.852837601175882,null,155492.85189163359,20414.17721732776]
[276,"ImeNgsd203",1,0.90687281768330041,7998.8549944003007,0,"gsd",15,1.0900000000000001,1.0900000000000001,1.0900000000000001,1.0900000000000001,1.1200000000000001,1.1200000000000001,1.1200000000000001,1.1200000000000001,1.1200000000000001,1.1200000000000001,1.0900000000000001,1.0900000000000001,479.93129966401807,0,21796.132022520072,0,0,0,1,0,null,null,33.380646443055909,null,20374.036241820377,1,null,null,7.4389999999999992,5.9600000000000009,6.2474711356919013,13.13,13.290000000000001,14.852837601175882,null,155492.85189163359,20414.17721732776]
[277,"ImiEgsd203",1,0.90687281768330041,7998.8549944003007,0,"gsd",15,1.0900000000000001,1.0900000000000001,1.0900000000000001,1.0900000000000001,1.1200000000000001,1.1200000000000001,1.1200000000000001,1.1200000000000001,1.1200000000000001,1.1200000000000001,1.0900000000000001,1.0900000000000001,479.93129966401807,0,11426.515713510531,0,0,0,1,0,null,null,17.499640794734798,null,10004.419932810835,1,null,null,7.4389999999999992,5.9600000000000009,6.2474711356919013,13.13,13.290000000000001,14.852837601175882,null,46625.662583411089,6121.3395167285871]
[278,"ImiNgsd203",1,0.90687281768330041,7998.8549944003007,0,"gsd",15,1.0900000000000001,1.0900000000000001,1.0900000000000001,1.0900000000000001,1.1200000000000001,1.1200000000000001,1.1200000000000001,1.1200000000000001,1.1200000000000001,1.1200000000000001,1.0900000000000001,1.0900000000000001,479.93129966401807,0,11426.515713510531,0,0,0,1,0,null,null,17.499640794734798,null,10004.419932810835,1,null,null,7.4389999999999992,5.9600000000000009,6.2474711356919013,13.13,13.290000000000001,14.852837601175882,null,46625.662583411089,6121.3395167285871]
[279,"IprEgsd203",1,0.90687281768330041,7998.8549944003007,0,"gsd",15,1.0900000000000001,1.0900000000000001,1.0900000000000001,1.0900000000000001,1.1200000000000001,1.1200000000000001,1.1200000000000001,1.1200000000000001,1.1200000000000001,1.1200000000000001,1.0900000000000001,1.0900000000000001,479.93129966401807,0,79945.339639975631,0,0,0,1,0,null,null,122.43581175480061,null,78523.243859275943,1,null,null,7.4389999999999992,5.9600000000000009,6.2474711356919013,13.13,13.290000000000001,14.852837601175882,null,765982.14867712825,100563.43515586232]
[280,"IprNgsd203",1,0.90687281768330041,7998.8549944003007,0,"gsd",15,1.0900000000000001,1.0900000000000001,1.0900000000000001,1.0900000000000001,1.1200000000000001,1.1200000000000001,1.1200000000000001,1.1200000000000001,1.1200000000000001,1.1200000000000001,1.0900000000000001,1.0900000000000001,479.93129966401807,0,79945.339639975631,0,0,0,1,0,null,null,122.43581175480061,null,78523.243859275943,1,null,null,7.4389999999999992,5.9600000000000009,6.2474711356919013,13.13,13.290000000000001,14.852837601175882,null,765982.14867712825,100563.43515586232]
[281,"IstEgsd203",1,0.90687281768330041,7998.8549944003007,0,"gsd",15,1.0900000000000001,1.0900000000000001,1.0900000000000001,1.0900000000000001,1.1200000000000001,1.1200000000000001,1.1200000000000001,1.1200000000000001,1.1200000000000001,1.1200000000000001,1.0900000000000001,1.0900000000000001,479.93129966401807,0,19661.80322882102,0,0,0,1,0,null,null,30.111934600877195,null,18239.707448121324,1,null,null,7.4389999999999992,5.9600000000000009,6.2474711356919013,13.13,13.290000000000001,14.852837601175882,null,133085.22464175173,17472.34890731833]
[282,"IstNgsd203",1,0.90687281768330041,7998.8549944003007,0,"gsd",15,1.0900000000000001,1.0900000000000001,1.0900000000000001,1.0900000000000001,1.1200000000000001,1.1200000000000001,1.1200000000000001,1.1200000000000001,1.1200000000000001,1.1200000000000001,1.0900000000000001,1.0900000000000001,479.93129966401807,0,19661.80322882102,0,0,0,1,0,null,null,30.111934600877195,null,18239.707448121324,1,null,null,7.4389999999999992,5.9600000000000009,6.2474711356919013,13.13,13.290000000000001,14.852837601175882,null,133085.22464175173,17472.34890731833]
[283,"IteEgsd203",1,0.90687281768330041,7998.8549944003007,0,"gsd",15,1.0900000000000001,1.0900000000000001,1.0900000000000001,1.0900000000000001,1.1200000000000001,1.1200000000000001,1.1200000000000001,1.1200000000000001,1.1200000000000001,1.1200000000000001,1.0900000000000001,1.0900000000000001,479.93129966401807,0,23004.63746786095,0,0,0,1,0,null,null,35.231465338525581,null,21582.541687161254,1,null,null,7.4389999999999992,5.9600000000000009,6.2474711356919013,13.13,13.290000000000001,14.852837601175882,null,168180.53564721532,22079.904107746908]
[284,"IteNgsd203",1,0.90687281768330041,7998.8549944003007,0,"gsd",15,1.0900000000000001,1.0900000000000001,1.0900000000000001,1.0900000000000001,1.1200000000000001,1.1200000000000001,1.1200000000000001,1.1200000000000001,1.1200000000000001,1.1200000000000001,1.0900000000000001,1.0900000000000001,479.93129966401807,0,23004.63746786095,0,0,0,1,0,null,null,35.231465338525581,null,21582.541687161254,1,null,null,7.4389999999999992,5.9600000000000009,6.2474711356919013,13.13,13.290000000000001,14.852837601175882,null,168180.53564721532,22079.904107746908]
[285,"ItrEgsd203",1,0.90687281768330041,7998.8549944003007,0,"gsd",15,1.0900000000000001,1.0900000000000001,1.0900000000000001,1.0900000000000001,1.1200000000000001,1.1200000000000001,1.1200000000000001,1.1200000000000001,1.1200000000000001,1.1200000000000001,1.0900000000000001,1.0900000000000001,479.93129966401807,0,69724.565720019818,0,0,0,1,0,null,null,106.78275733927663,null,68302.46993932013,1,null,null,7.4389999999999992,5.9600000000000009,6.2474711356919013,13.13,13.290000000000001,14.852837601175882,null,658677.62078789494,86475.754456050272]
[286,"ItrNgsd203",1,0.90687281768330041,7998.8549944003007,0,"gsd",15,1.0900000000000001,1.0900000000000001,1.0900000000000001,1.0900000000000001,1.1200000000000001,1.1200000000000001,1.1200000000000001,1.1200000000000001,1.1200000000000001,1.1200000000000001,1.0900000000000001,1.0900000000000001,479.93129966401807,0,69724.565720019818,0,0,0,1,0,null,null,106.78275733927663,null,68302.46993932013,1,null,null,7.4389999999999992,5.9600000000000009,6.2474711356919013,13.13,13.290000000000001,14.852837601175882,null,658677.62078789494,86475.754456050272]
[287,"IwaEgsd203",1,0.90687281768330041,7998.8549944003007,0,"gsd",15,1.0900000000000001,1.0900000000000001,1.0900000000000001,1.0900000000000001,1.1200000000000001,1.1200000000000001,1.1200000000000001,1.1200000000000001,1.1200000000000001,1.1200000000000001,1.0900000000000001,1.0900000000000001,479.93129966401807,0,11426.515713510531,0,0,0,1,0,null,null,17.499640794734798,null,10004.419932810835,1,null,null,7.4389999999999992,5.9600000000000009,6.2474711356919013,13.13,13.290000000000001,14.852837601175882,null,46625.662583411089,6121.3395167285871]
[288,"IwaNgsd203",1,0.90687281768330041,7998.8549944003007,0,"gsd",15,1.0900000000000001,1.0900000000000001,1.0900000000000001,1.0900000000000001,1.1200000000000001,1.1200000000000001,1.1200000000000001,1.1200000000000001,1.1200000000000001,1.1200000000000001,1.0900000000000001,1.0900000000000001,479.93129966401807,0,11426.515713510531,0,0,0,1,0,null,null,17.499640794734798,null,10004.419932810835,1,null,null,7.4389999999999992,5.9600000000000009,6.2474711356919013,13.13,13.290000000000001,14.852837601175882,null,46625.662583411089,6121.3395167285871]
[289,"IagEgsd204",1,0.90687281768330053,7998.8549944003007,0,"gsd",30,1.0900000000000001,1.0900000000000001,1.0900000000000001,1.0900000000000001,1.1200000000000001,1.1200000000000001,1.1200000000000001,1.1200000000000001,1.1200000000000001,1.1200000000000001,1.0900000000000001,1.0900000000000001,479.93129966401807,0,47793.14363878483,0,0,0,1,0,null,null,73.19491497666229,null,46371.047858085134,1,null,null,7.4389999999999992,5.9600000000000009,6.2474711356919013,13.13,13.290000000000001,14.852837601175882,null,272577.4981488242,46918.268423120011]
[290,"IagNgsd204",1,0.90687281768330053,7998.8549944003007,0,"gsd",30,1.0900000000000001,1.0900000000000001,1.0900000000000001,1.0900000000000001,1.1200000000000001,1.1200000000000001,1.1200000000000001,1.1200000000000001,1.1200000000000001,1.1200000000000001,1.0900000000000001,1.0900000000000001,479.93129966401807,0,47793.14363878483,0,0,0,1,0,null,null,73.19491497666229,null,46371.047858085134,1,null,null,7.4389999999999992,5.9600000000000009,6.2474711356919013,13.13,13.290000000000001,14.852837601175882,null,272577.4981488242,46918.268423120011]
[291,"IchEgsd204",1,0.9068728176833003,7998.8549944002998,0,"gsd",30,1.0900000000000001,1.0900000000000001,1.0900000000000001,1.0900000000000001,1.1200000000000001,1.1200000000000001,1.1200000000000001,1.1200000000000001,1.1200000000000001,1.1200000000000001,1.0900000000000001,1.0900000000000001,479.93129966401801,0,47793.164498565791,0,0,0,1,0,null,null,73.194946923292676,null,46371.068717866096,1,null,null,7.4389999999999992,5.9600000000000009,6.2474711356919013,13.13,13.290000000000001,14.852837601175882,null,272577.63951121905,46918.292755571631]
[292,"IchNgsd204",1,0.9068728176833003,7998.8549944002998,0,"gsd",30,1.0900000000000001,1.0900000000000001,1.0900000000000001,1.0900000000000001,1.1200000000000001,1.1200000000000001,1.1200000000000001,1.1200000000000001,1.1200000000000001,1.1200000000000001,1.0900000000000001,1.0900000000000001,479.93129966401801,0,47793.164498565791,0,0,0,1,0,null,null,73.194946923292676,null,46371.068717866096,1,null,null,7.4389999999999992,5.9600000000000009,6.2474711356919013,13.13,13.290000000000001,14.852837601175882,null,272577.63951121905,46918.292755571631]
[293,"IcoEgsd204",1,0.9068728176833003,7998.8549944002998,0,"gsd",30,1.0900000000000001,1.0900000000000001,1.0900000000000001,1.0900000000000001,1.1200000000000001,1.1200000000000001,1.1200000000000001,1.1200000000000001,1.1200000000000001,1.1200000000000001,1.0900000000000001,1.0900000000000001,479.93129966401801,0,47793.179806716958,0,0,0,1,0,null,null,73.194970367635051,null,46371.084026017263,1,null,null,7.4389999999999992,5.9600000000000009,6.2474711356919013,13.13,13.290000000000001,14.852837601175882,null,272577.75260113511,46918.312221532964]
[294,"IcoNgsd204",1,0.9068728176833003,7998.8549944002998,0,"gsd",30,1.0900000000000001,1.0900000000000001,1.0900000000000001,1.0900000000000001,1.1200000000000001,1.1200000000000001,1.1200000000000001,1.1200000000000001,1.1200000000000001,1.1200000000000001,1.0900000000000001,1.0900000000000001,479.93129966401801,0,47793.179806716958,0,0,0,1,0,null,null,73.194970367635051,null,46371.084026017263,1,null,null,7.4389999999999992,5.9600000000000009,6.2474711356919013,13.13,13.290000000000001,14.852837601175882,null,272577.75260113511,46918.312221532964]
[295,"IelEgsd204",1,0.90687281768330041,7998.8549944002998,0,"gsd",30,1.0900000000000001,1.0900000000000001,1.0900000000000001,1.0900000000000001,1.1200000000000001,1.1200000000000001,1.1200000000000001,1.1200000000000001,1.1200000000000001,1.1200000000000001,1.0900000000000001,1.0900000000000001,479.93129966401801,0,47793.147469996387,0,0,0,1,0,null,null,73.19492084414,null,46371.051689296692,1,null,null,7.4389999999999992,5.9600000000000009,6.2474711356919013,13.13,13.290000000000001,14.852837601175882,null,272577.5264213031,46918.273289610326]
[296,"IelNgsd204",1,0.90687281768330041,7998.8549944002998,0,"gsd",30,1.0900000000000001,1.0900000000000001,1.0900000000000001,1.0900000000000001,1.1200000000000001,1.1200000000000001,1.1200000000000001,1.1200000000000001,1.1200000000000001,1.1200000000000001,1.0900000000000001,1.0900000000000001,479.93129966401801,0,47793.147469996387,0,0,0,1,0,null,null,73.19492084414,null,46371.051689296692,1,null,null,7.4389999999999992,5.9600000000000009,6.2474711356919013,13.13,13.290000000000001,14.852837601175882,null,272577.5264213031,46918.273289610326]
[297,"IluEgsd204",1,0.90687281768330019,7998.8549944002989,0,"gsd",30,1.0900000000000001,1.0900000000000001,1.0900000000000001,1.0900000000000001,1.1200000000000001,1.1200000000000001,1.1200000000000001,1.1200000000000001,1.1200000000000001,1.1200000000000001,1.0900000000000001,1.0900000000000001,479.93129966401796,0,47793.15544810643,0,0,0,1,0,null,null,73.19493306256804,null,46371.059667406735,1,null,null,7.4389999999999992,5.9600000000000009,6.2474711356919013,13.13,13.290000000000001,14.852837601175882,null,272577.58296626114,46918.283022590993]
[298,"IluNgsd204",1,0.90687281768330019,7998.8549944002989,0,"gsd",30,1.0900000000000001,1.0900000000000001,1.0900000000000001,1.0900000000000001,1.1200000000000001,1.1200000000000001,1.1200000000000001,1.1200000000000001,1.1200000000000001,1.1200000000000001,1.0900000000000001,1.0900000000000001,479.93129966401796,0,47793.15544810643,0,0,0,1,0,null,null,73.19493306256804,null,46371.059667406735,1,null,null,7.4389999999999992,5.9600000000000009,6.2474711356919013,13.13,13.290000000000001,14.852837601175882,null,272577.58296626114,46918.283022590993]
[299,"ImeEgsd204",1,0.90687281768330041,7998.8549944002998,0,"gsd",30,1.0900000000000001,1.0900000000000001,1.0900000000000001,1.0900000000000001,1.1200000000000001,1.1200000000000001,1.1200000000000001,1.1200000000000001,1.1200000000000001,1.1200000000000001,1.0900000000000001,1.0900000000000001,479.93129966401801,0,47793.151377306975,0,0,0,1,0,null,null,73.194926828162906,null,46371.055596607279,1,null,null,7.4389999999999992,5.9600000000000009,6.2474711356919013,13.13,13.290000000000001,14.852837601175882,null,272577.55469378218,46918.27815610067]
[300,"ImeNgsd204",1,0.90687281768330041,7998.8549944002998,0,"gsd",30,1.0900000000000001,1.0900000000000001,1.0900000000000001,1.0900000000000001,1.1200000000000001,1.1200000000000001,1.1200000000000001,1.1200000000000001,1.1200000000000001,1.1200000000000001,1.0900000000000001,1.0900000000000001,479.93129966401801,0,47793.151377306975,0,0,0,1,0,null,null,73.194926828162906,null,46371.055596607279,1,null,null,7.4389999999999992,5.9600000000000009,6.2474711356919013,13.13,13.290000000000001,14.852837601175882,null,272577.55469378218,46918.27815610067]
[301,"ImiEgsd204",1,0.9068728176833003,7998.8549944002998,0,"gsd",30,1.0900000000000001,1.0900000000000001,1.0900000000000001,1.0900000000000001,1.1200000000000001,1.1200000000000001,1.1200000000000001,1.1200000000000001,1.1200000000000001,1.1200000000000001,1.0900000000000001,1.0900000000000001,479.93129966401801,0,47793.179806716958,0,0,0,1,0,null,null,73.194970367635051,null,46371.084026017263,1,null,null,7.4389999999999992,5.9600000000000009,6.2474711356919013,13.13,13.290000000000001,14.852837601175882,null,272577.75260113511,46918.312221532964]
[302,"ImiNgsd204",1,0.9068728176833003,7998.8549944002998,0,"gsd",30,1.0900000000000001,1.0900000000000001,1.0900000000000001,1.0900000000000001,1.1200000000000001,1.1200000000000001,1.1200000000000001,1.1200000000000001,1.1200000000000001,1.1200000000000001,1.0900000000000001,1.0900000000000001,479.93129966401801,0,47793.179806716958,0,0,0,1,0,null,null,73.194970367635051,null,46371.084026017263,1,null,null,7.4389999999999992,5.9600000000000009,6.2474711356919013,13.13,13.290000000000001,14.852837601175882,null,272577.75260113511,46918.312221532964]
[303,"IprEgsd204",1,0.90687281768330041,7998.8549944002998,0,"gsd",30,1.0900000000000001,1.0900000000000001,1.0900000000000001,1.0900000000000001,1.1200000000000001,1.1200000000000001,1.1200000000000001,1.1200000000000001,1.1200000000000001,1.1200000000000001,1.0900000000000001,1.0900000000000001,479.93129966401807,0,47793.157853964018,0,0,0,1,0,null,null,73.194936747124615,null,46371.062073264322,1,null,null,7.4389999999999992,5.9600000000000009,6.2474711356919013,13.13,13.290000000000001,14.852837601175882,null,272577.58296626114,46918.283022590993]
[304,"IprNgsd204",1,0.90687281768330041,7998.8549944002998,0,"gsd",30,1.0900000000000001,1.0900000000000001,1.0900000000000001,1.0900000000000001,1.1200000000000001,1.1200000000000001,1.1200000000000001,1.1200000000000001,1.1200000000000001,1.1200000000000001,1.0900000000000001,1.0900000000000001,479.93129966401807,0,47793.157853964018,0,0,0,1,0,null,null,73.194936747124615,null,46371.062073264322,1,null,null,7.4389999999999992,5.9600000000000009,6.2474711356919013,13.13,13.290000000000001,14.852837601175882,null,272577.58296626114,46918.283022590993]
[305,"IstEgsd204",1,0.90687281768330041,7998.8549944002998,0,"gsd",30,1.0900000000000001,1.0900000000000001,1.0900000000000001,1.0900000000000001,1.1200000000000001,1.1200000000000001,1.1200000000000001,1.1200000000000001,1.1200000000000001,1.1200000000000001,1.0900000000000001,1.0900000000000001,479.93129966401807,0,47793.156092368205,0,0,0,1,0,null,null,73.194934049251103,null,46371.060311668509,1,null,null,7.4389999999999992,5.9600000000000009,6.2474711356919013,13.13,13.290000000000001,14.852837601175882,null,272577.58296626114,46918.283022590993]
[306,"IstNgsd204",1,0.90687281768330041,7998.8549944002998,0,"gsd",30,1.0900000000000001,1.0900000000000001,1.0900000000000001,1.0900000000000001,1.1200000000000001,1.1200000000000001,1.1200000000000001,1.1200000000000001,1.1200000000000001,1.1200000000000001,1.0900000000000001,1.0900000000000001,479.93129966401807,0,47793.156092368205,0,0,0,1,0,null,null,73.194934049251103,null,46371.060311668509,1,null,null,7.4389999999999992,5.9600000000000009,6.2474711356919013,13.13,13.290000000000001,14.852837601175882,null,272577.58296626114,46918.283022590993]
[307,"IteEgsd204",1,0.9068728176833003,7998.8549944002998,0,"gsd",30,1.0900000000000001,1.0900000000000001,1.0900000000000001,1.0900000000000001,1.1200000000000001,1.1200000000000001,1.1200000000000001,1.1200000000000001,1.1200000000000001,1.1200000000000001,1.0900000000000001,1.0900000000000001,479.93129966401801,0,47793.164714786973,0,0,0,1,0,null,null,73.194947254434126,null,46371.068934087278,1,null,null,7.4389999999999992,5.9600000000000009,6.2474711356919013,13.13,13.290000000000001,14.852837601175882,null,272577.63951121905,46918.292755571631]
[308,"IteNgsd204",1,0.9068728176833003,7998.8549944002998,0,"gsd",30,1.0900000000000001,1.0900000000000001,1.0900000000000001,1.0900000000000001,1.1200000000000001,1.1200000000000001,1.1200000000000001,1.1200000000000001,1.1200000000000001,1.1200000000000001,1.0900000000000001,1.0900000000000001,479.93129966401801,0,47793.164714786973,0,0,0,1,0,null,null,73.194947254434126,null,46371.068934087278,1,null,null,7.4389999999999992,5.9600000000000009,6.2474711356919013,13.13,13.290000000000001,14.852837601175882,null,272577.63951121905,46918.292755571631]
[309,"ItrEgsd204",1,0.90687281768330019,7998.8549944002989,0,"gsd",30,1.0900000000000001,1.0900000000000001,1.0900000000000001,1.0900000000000001,1.1200000000000001,1.1200000000000001,1.1200000000000001,1.1200000000000001,1.1200000000000001,1.1200000000000001,1.0900000000000001,1.0900000000000001,479.93129966401796,0,47793.161880366933,0,0,0,1,0,null,null,73.194942913536707,null,46371.066099667238,1,null,null,7.4389999999999992,5.9600000000000009,6.2474711356919013,13.13,13.290000000000001,14.852837601175882,null,272577.61123874015,46918.287889081323]
[310,"ItrNgsd204",1,0.90687281768330019,7998.8549944002989,0,"gsd",30,1.0900000000000001,1.0900000000000001,1.0900000000000001,1.0900000000000001,1.1200000000000001,1.1200000000000001,1.1200000000000001,1.1200000000000001,1.1200000000000001,1.1200000000000001,1.0900000000000001,1.0900000000000001,479.93129966401796,0,47793.161880366933,0,0,0,1,0,null,null,73.194942913536707,null,46371.066099667238,1,null,null,7.4389999999999992,5.9600000000000009,6.2474711356919013,13.13,13.290000000000001,14.852837601175882,null,272577.61123874015,46918.287889081323]
[311,"IwaEgsd204",1,0.9068728176833003,7998.8549944002998,0,"gsd",30,1.0900000000000001,1.0900000000000001,1.0900000000000001,1.0900000000000001,1.1200000000000001,1.1200000000000001,1.1200000000000001,1.1200000000000001,1.1200000000000001,1.1200000000000001,1.0900000000000001,1.0900000000000001,479.93129966401801,0,47793.179806716136,0,0,0,1,0,null,null,73.1949703676338,null,46371.08402601644,1,null,null,7.4389999999999992,5.9600000000000009,6.2474711356919013,13.13,13.290000000000001,14.852837601175882,null,272577.75260113511,46918.312221532964]
[312,"IwaNgsd204",1,0.9068728176833003,7998.8549944002998,0,"gsd",30,1.0900000000000001,1.0900000000000001,1.0900000000000001,1.0900000000000001,1.1200000000000001,1.1200000000000001,1.1200000000000001,1.1200000000000001,1.1200000000000001,1.1200000000000001,1.0900000000000001,1.0900000000000001,479.93129966401801,0,47793.179806716136,0,0,0,1,0,null,null,73.1949703676338,null,46371.08402601644,1,null,null,7.4389999999999992,5.9600000000000009,6.2474711356919013,13.13,13.290000000000001,14.852837601175882,null,272577.75260113511,46918.312221532964]
[313,"IagEgsd205",1,0.90687281768330041,7998.8549944002998,0,"gsd",10,1.0900000000000001,1.0900000000000001,1.0900000000000001,1.0900000000000001,1.1200000000000001,1.1200000000000001,1.1200000000000001,1.1200000000000001,1.1200000000000001,1.1200000000000001,1.0900000000000001,1.0900000000000001,479.93129966401807,0,271422.77023074258,0,0,0,1,0,null,null,415.68235686524673,null,270000.67445004289,1,null,null,7.4389999999999992,5.9600000000000009,6.2474711356919013,13.13,13.290000000000001,14.852837601175882,null,3724212.0944171585,383881.42236346606]
[314,"IagNgsd205",1,0.90687281768330041,7998.8549944002998,0,"gsd",10,1.0900000000000001,1.0900000000000001,1.0900000000000001,1.0900000000000001,1.1200000000000001,1.1200000000000001,1.1200000000000001,1.1200000000000001,1.1200000000000001,1.1200000000000001,1.0900000000000001,1.0900000000000001,479.93129966401807,0,271422.77023074258,0,0,0,1,0,null,null,415.68235686524673,null,270000.67445004289,1,null,null,7.4389999999999992,5.9600000000000009,6.2474711356919013,13.13,13.290000000000001,14.852837601175882,null,3724212.0944171585,383881.42236346606]
[315,"IchEgsd205",1,0.90687281768330041,7998.8549944002998,0,"gsd",10,1.0900000000000001,1.0900000000000001,1.0900000000000001,1.0900000000000001,1.1200000000000001,1.1200000000000001,1.1200000000000001,1.1200000000000001,1.1200000000000001,1.1200000000000001,1.0900000000000001,1.0900000000000001,479.93129966401807,0,411199.16184105538,0,0,0,1,0,null,null,629.74906854643768,null,409777.06606035569,1,null,null,7.4389999999999992,5.9600000000000009,6.2474711356919013,13.13,13.290000000000001,14.852837601175882,null,5679861.2163877236,585464.29346560582]
[316,"IchNgsd205",1,0.90687281768330041,7998.8549944002998,0,"gsd",10,1.0900000000000001,1.0900000000000001,1.0900000000000001,1.0900000000000001,1.1200000000000001,1.1200000000000001,1.1200000000000001,1.1200000000000001,1.1200000000000001,1.1200000000000001,1.0900000000000001,1.0900000000000001,479.93129966401807,0,411199.16184105538,0,0,0,1,0,null,null,629.74906854643768,null,409777.06606035569,1,null,null,7.4389999999999992,5.9600000000000009,6.2474711356919013,13.13,13.290000000000001,14.852837601175882,null,5679861.2163877236,585464.29346560582]
[317,"IcoEgsd205",1,0.9068728176833003,7998.8549944002998,0,"gsd",10,1.0900000000000001,1.0900000000000001,1.0900000000000001,1.0900000000000001,1.1200000000000001,1.1200000000000001,1.1200000000000001,1.1200000000000001,1.1200000000000001,1.1200000000000001,1.0900000000000001,1.0900000000000001,479.93129966401801,0,107245.47348675066,0,0,0,1,0,null,null,164.24580422712268,null,105823.37770605097,1,null,null,7.4389999999999992,5.9600000000000009,6.2474711356919013,13.13,13.290000000000001,14.852837601175882,null,1427162.9560373481,147107.98730538107]
[318,"IcoNgsd205",1,0.9068728176833003,7998.8549944002998,0,"gsd",10,1.0900000000000001,1.0900000000000001,1.0900000000000001,1.0900000000000001,1.1200000000000001,1.1200000000000001,1.1200000000000001,1.1200000000000001,1.1200000000000001,1.1200000000000001,1.0900000000000001,1.0900000000000001,479.93129966401801,0,107245.47348675066,0,0,0,1,0,null,null,164.24580422712268,null,105823.37770605097,1,null,null,7.4389999999999992,5.9600000000000009,6.2474711356919013,13.13,13.290000000000001,14.852837601175882,null,1427162.9560373481,147107.98730538107]
[319,"IelEgsd205",1,0.90687281768330041,7998.8549944002998,0,"gsd",10,1.0900000000000001,1.0900000000000001,1.0900000000000001,1.0900000000000001,1.1200000000000001,1.1200000000000001,1.1200000000000001,1.1200000000000001,1.1200000000000001,1.1200000000000001,1.0900000000000001,1.0900000000000001,479.93129966401807,0,287515.89872240578,0,0,0,1,0,null,null,440.32888735000597,null,286093.80294170609,1,null,null,7.4389999999999992,5.9600000000000009,6.2474711356919013,13.13,13.290000000000001,14.852837601175882,null,3949375.3652203428,407090.62593957549]
[320,"IelNgsd205",1,0.90687281768330041,7998.8549944002998,0,"gsd",10,1.0900000000000001,1.0900000000000001,1.0900000000000001,1.0900000000000001,1.1200000000000001,1.1200000000000001,1.1200000000000001,1.1200000000000001,1.1200000000000001,1.1200000000000001,1.0900000000000001,1.0900000000000001,479.93129966401807,0,287515.89872240578,0,0,0,1,0,null,null,440.32888735000597,null,286093.80294170609,1,null,null,7.4389999999999992,5.9600000000000009,6.2474711356919013,13.13,13.290000000000001,14.852837601175882,null,3949375.3652203428,407090.62593957549]
[321,"IluEgsd205",1,0.90687281768330041,7998.8549944002998,0,"gsd",10,1.0900000000000001,1.0900000000000001,1.0900000000000001,1.0900000000000001,1.1200000000000001,1.1200000000000001,1.1200000000000001,1.1200000000000001,1.1200000000000001,1.1200000000000001,1.0900000000000001,1.0900000000000001,479.93129966401807,0,567305.78503777739,0,0,0,1,0,null,null,868.82543269054872,null,565883.68925707764,1,null,null,7.4389999999999992,5.9600000000000009,6.2474711356919013,13.13,13.290000000000001,14.852837601175882,null,7863991.7264905479,810598.39044751588]
[322,"IluNgsd205",1,0.90687281768330041,7998.8549944002998,0,"gsd",10,1.0900000000000001,1.0900000000000001,1.0900000000000001,1.0900000000000001,1.1200000000000001,1.1200000000000001,1.1200000000000001,1.1200000000000001,1.1200000000000001,1.1200000000000001,1.0900000000000001,1.0900000000000001,479.93129966401807,0,567305.78503777739,0,0,0,1,0,null,null,868.82543269054872,null,565883.68925707764,1,null,null,7.4389999999999992,5.9600000000000009,6.2474711356919013,13.13,13.290000000000001,14.852837601175882,null,7863991.7264905479,810598.39044751588]
[323,"ImeEgsd205",1,0.9068728176833003,7998.8549944002998,0,"gsd",10,1.0900000000000001,1.0900000000000001,1.0900000000000001,1.0900000000000001,1.1200000000000001,1.1200000000000001,1.1200000000000001,1.1200000000000001,1.1200000000000001,1.1200000000000001,1.0900000000000001,1.0900000000000001,479.93129966401801,0,204571.32770351006,0,0,0,1,0,null,null,313.29977059240906,null,203149.23192281037,1,null,null,7.4389999999999992,5.9600000000000009,6.2474711356919013,13.13,13.290000000000001,14.852837601175882,null,2788875.3065918717,287469.50827363774]
[324,"ImeNgsd205",1,0.9068728176833003,7998.8549944002998,0,"gsd",10,1.0900000000000001,1.0900000000000001,1.0900000000000001,1.0900000000000001,1.1200000000000001,1.1200000000000001,1.1200000000000001,1.1200000000000001,1.1200000000000001,1.1200000000000001,1.0900000000000001,1.0900000000000001,479.93129966401801,0,204571.32770351006,0,0,0,1,0,null,null,313.29977059240906,null,203149.23192281037,1,null,null,7.4389999999999992,5.9600000000000009,6.2474711356919013,13.13,13.290000000000001,14.852837601175882,null,2788875.3065918717,287469.50827363774]
[325,"ImiEgsd205",1,0.9068728176833003,7998.8549944002998,0,"gsd",10,1.0900000000000001,1.0900000000000001,1.0900000000000001,1.0900000000000001,1.1200000000000001,1.1200000000000001,1.1200000000000001,1.1200000000000001,1.1200000000000001,1.1200000000000001,1.0900000000000001,1.0900000000000001,479.93129966401801,0,107245.47348675066,0,0,0,1,0,null,null,164.24580422712268,null,105823.37770605097,1,null,null,7.4389999999999992,5.9600000000000009,6.2474711356919013,13.13,13.290000000000001,14.852837601175882,null,1427162.9560373481,147107.98730538107]
[326,"ImiNgsd205",1,0.9068728176833003,7998.8549944002998,0,"gsd",10,1.0900000000000001,1.0900000000000001,1.0900000000000001,1.0900000000000001,1.1200000000000001,1.1200000000000001,1.1200000000000001,1.1200000000000001,1.1200000000000001,1.1200000000000001,1.0900000000000001,1.0900000000000001,479.93129966401801,0,107245.47348675066,0,0,0,1,0,null,null,164.24580422712268,null,105823.37770605097,1,null,null,7.4389999999999992,5.9600000000000009,6.2474711356919013,13.13,13.290000000000001,14.852837601175882,null,1427162.9560373481,147107.98730538107]
[327,"IprEgsd205",1,0.90687281768330041,7998.8549944002998,0,"gsd",10,1.0900000000000001,1.0900000000000001,1.0900000000000001,1.0900000000000001,1.1200000000000001,1.1200000000000001,1.1200000000000001,1.1200000000000001,1.1200000000000001,1.1200000000000001,1.0900000000000001,1.0900000000000001,479.93129966401807,0,750340.54542352539,0,0,0,1,0,null,null,1149.1420786400852,null,748918.44964282564,1,null,null,7.4389999999999992,5.9600000000000009,6.2474711356919013,13.13,13.290000000000001,14.852837601175882,null,10424880.489899971,1074567.6800822082]
[328,"IprNgsd205",1,0.90687281768330041,7998.8549944002998,0,"gsd",10,1.0900000000000001,1.0900000000000001,1.0900000000000001,1.0900000000000001,1.1200000000000001,1.1200000000000001,1.1200000000000001,1.1200000000000001,1.1200000000000001,1.1200000000000001,1.0900000000000001,1.0900000000000001,479.93129966401807,0,750340.54542352539,0,0,0,1,0,null,null,1149.1420786400852,null,748918.44964282564,1,null,null,7.4389999999999992,5.9600000000000009,6.2474711356919013,13.13,13.290000000000001,14.852837601175882,null,10424880.489899971,1074567.6800822082]
[329,"IstEgsd205",1,0.9068728176833003,7998.8549944002998,0,"gsd",10,1.0900000000000001,1.0900000000000001,1.0900000000000001,1.0900000000000001,1.1200000000000001,1.1200000000000001,1.1200000000000001,1.1200000000000001,1.1200000000000001,1.1200000000000001,1.0900000000000001,1.0900000000000001,479.93129966401801,0,184539.2147520477,0,0,0,1,0,null,null,282.62070885571046,null,183117.11897134801,1,null,null,7.4389999999999992,5.9600000000000009,6.2474711356919013,13.13,13.290000000000001,14.852837601175882,null,2508600.6384983771,258579.57517840213]
[330,"IstNgsd205",1,0.9068728176833003,7998.8549944002998,0,"gsd",10,1.0900000000000001,1.0900000000000001,1.0900000000000001,1.0900000000000001,1.1200000000000001,1.1200000000000001,1.1200000000000001,1.1200000000000001,1.1200000000000001,1.1200000000000001,1.0900000000000001,1.0900000000000001,479.93129966401801,0,184539.2147520477,0,0,0,1,0,null,null,282.62070885571046,null,183117.11897134801,1,null,null,7.4389999999999992,5.9600000000000009,6.2474711356919013,13.13,13.290000000000001,14.852837601175882,null,2508600.6384983771,258579.57517840213]
[331,"IteEgsd205",1,0.9068728176833003,7998.8549944002998,0,"gsd",10,1.0900000000000001,1.0900000000000001,1.0900000000000001,1.0900000000000001,1.1200000000000001,1.1200000000000001,1.1200000000000001,1.1200000000000001,1.1200000000000001,1.1200000000000001,1.0900000000000001,1.0900000000000001,479.93129966401801,0,215913.90510959731,0,0,0,1,0,null,null,330.67086036899849,null,214491.80932889762,1,null,null,7.4389999999999992,5.9600000000000009,6.2474711356919013,13.13,13.290000000000001,14.852837601175882,null,2947572.3893502341,303827.56208736583]
[332,"IteNgsd205",1,0.9068728176833003,7998.8549944002998,0,"gsd",10,1.0900000000000001,1.0900000000000001,1.0900000000000001,1.0900000000000001,1.1200000000000001,1.1200000000000001,1.1200000000000001,1.1200000000000001,1.1200000000000001,1.1200000000000001,1.0900000000000001,1.0900000000000001,479.93129966401801,0,215913.90510959731,0,0,0,1,0,null,null,330.67086036899849,null,214491.80932889762,1,null,null,7.4389999999999992,5.9600000000000009,6.2474711356919013,13.13,13.290000000000001,14.852837601175882,null,2947572.3893502341,303827.56208736583]
[333,"ItrEgsd205",1,0.90687281768330041,7998.8549944002998,0,"gsd",10,1.0900000000000001,1.0900000000000001,1.0900000000000001,1.0900000000000001,1.1200000000000001,1.1200000000000001,1.1200000000000001,1.1200000000000001,1.1200000000000001,1.1200000000000001,1.0900000000000001,1.0900000000000001,479.93129966401807,0,654411.75731139502,0,0,0,1,0,null,null,1002.2277106974921,null,652989.66153069527,1,null,null,7.4389999999999992,5.9600000000000009,6.2474711356919013,13.13,13.290000000000001,14.852837601175882,null,9082714.4912660532,936220.94269422803]
[334,"ItrNgsd205",1,0.90687281768330041,7998.8549944002998,0,"gsd",10,1.0900000000000001,1.0900000000000001,1.0900000000000001,1.0900000000000001,1.1200000000000001,1.1200000000000001,1.1200000000000001,1.1200000000000001,1.1200000000000001,1.1200000000000001,1.0900000000000001,1.0900000000000001,479.93129966401807,0,654411.75731139502,0,0,0,1,0,null,null,1002.2277106974921,null,652989.66153069527,1,null,null,7.4389999999999992,5.9600000000000009,6.2474711356919013,13.13,13.290000000000001,14.852837601175882,null,9082714.4912660532,936220.94269422803]
[335,"IwaEgsd205",1,0.90687281768330041,7998.8549944002998,0,"gsd",10,1.0900000000000001,1.0900000000000001,1.0900000000000001,1.0900000000000001,1.1200000000000001,1.1200000000000001,1.1200000000000001,1.1200000000000001,1.1200000000000001,1.1200000000000001,1.0900000000000001,1.0900000000000001,479.93129966401807,0,107245.47348672745,0,0,0,1,0,null,null,164.24580422708712,null,105823.37770602776,1,null,null,7.4389999999999992,5.9600000000000009,6.2474711356919013,13.13,13.290000000000001,14.852837601175882,null,1427162.9560373481,147107.98730538107]
[336,"IwaNgsd205",1,0.90687281768330041,7998.8549944002998,0,"gsd",10,1.0900000000000001,1.0900000000000001,1.0900000000000001,1.0900000000000001,1.1200000000000001,1.1200000000000001,1.1200000000000001,1.1200000000000001,1.1200000000000001,1.1200000000000001,1.0900000000000001,1.0900000000000001,479.93129966401807,0,107245.47348672745,0,0,0,1,0,null,null,164.24580422708712,null,105823.37770602776,1,null,null,7.4389999999999992,5.9600000000000009,6.2474711356919013,13.13,13.290000000000001,14.852837601175882,null,1427162.9560373481,147107.98730538107]
[337,"IagEgsd206",1,0.90687281768330041,7998.8549944002998,0,"gsd",15,1.0900000000000001,1.0900000000000001,1.0900000000000001,1.0900000000000001,1.1200000000000001,1.1200000000000001,1.1200000000000001,1.1200000000000001,1.1200000000000001,1.1200000000000001,1.0900000000000001,1.0900000000000001,402.20803144905244,0,8908.0508990662911,0,0,0,1,0,null,null,13.642626923494742,null,7485.9551183665944,1,null,null,7.4389999999999992,5.9600000000000009,6.2474711356919013,13.13,13.290000000000001,14.852837601175882,null,20185.13117776376,2650.0436515567476]
[338,"IagNgsd206",1,0.90687281768330041,7998.8549944002998,0,"gsd",15,1.0900000000000001,1.0900000000000001,1.0900000000000001,1.0900000000000001,1.1200000000000001,1.1200000000000001,1.1200000000000001,1.1200000000000001,1.1200000000000001,1.1200000000000001,1.0900000000000001,1.0900000000000001,402.20803144905244,0,8908.0508990662911,0,0,0,1,0,null,null,13.642626923494742,null,7485.9551183665944,1,null,null,7.4389999999999992,5.9600000000000009,6.2474711356919013,13.13,13.290000000000001,14.852837601175882,null,20185.13117776376,2650.0436515567476]
[339,"IchEgsd206",1,0.90687281768330041,7998.8549944002998,0,"gsd",15,1.0900000000000001,1.0900000000000001,1.0900000000000001,1.0900000000000001,1.1200000000000001,1.1200000000000001,1.1200000000000001,1.1200000000000001,1.1200000000000001,1.1200000000000001,1.0900000000000001,1.0900000000000001,402.20803144905244,0,8908.0508990662911,0,0,0,1,0,null,null,13.642626923494742,null,7485.9551183665944,1,null,null,7.4389999999999992,5.9600000000000009,6.2474711356919013,13.13,13.290000000000001,14.852837601175882,null,20185.13117776376,2650.0436515567476]
[340,"IchNgsd206",1,0.90687281768330041,7998.8549944002998,0,"gsd",15,1.0900000000000001,1.0900000000000001,1.0900000000000001,1.0900000000000001,1.1200000000000001,1.1200000000000001,1.1200000000000001,1.1200000000000001,1.1200000000000001,1.1200000000000001,1.0900000000000001,1.0900000000000001,402.20803144905244,0,8908.0508990662911,0,0,0,1,0,null,null,13.642626923494742,null,7485.9551183665944,1,null,null,7.4389999999999992,5.9600000000000009,6.2474711356919013,13.13,13.290000000000001,14.852837601175882,null,20185.13117776376,2650.0436515567476]
[341,"IcoEgsd206",1,0.9068728176833003,7998.8549944002989,0,"gsd",15,1.0900000000000001,1.0900000000000001,1.0900000000000001,1.0900000000000001,1.1200000000000001,1.1200000000000001,1.1200000000000001,1.1200000000000001,1.1200000000000001,1.1200000000000001,1.0900000000000001,1.0900000000000001,402.20803144905244,0,8908.0909016300157,0,0,0,1,0,null,null,13.642688187182957,null,7485.995120930319,1,null,null,7.4389999999999992,5.9600000000000009,6.2474711356919013,13.13,13.290000000000001,14.852837601175882,null,20185.551534669736,2650.0988389191807]
[342,"IcoNgsd206",1,0.9068728176833003,7998.8549944002989,0,"gsd",15,1.0900000000000001,1.0900000000000001,1.0900000000000001,1.0900000000000001,1.1200000000000001,1.1200000000000001,1.1200000000000001,1.1200000000000001,1.1200000000000001,1.1200000000000001,1.0900000000000001,1.0900000000000001,402.20803144905244,0,8908.0909016300157,0,0,0,1,0,null,null,13.642688187182957,null,7485.995120930319,1,null,null,7.4389999999999992,5.9600000000000009,6.2474711356919013,13.13,13.290000000000001,14.852837601175882,null,20185.551534669736,2650.0988389191807]
[343,"IelEgsd206",1,0.9068728176833003,7998.8549944002989,0,"gsd",15,1.0900000000000001,1.0900000000000001,1.0900000000000001,1.0900000000000001,1.1200000000000001,1.1200000000000001,1.1200000000000001,1.1200000000000001,1.1200000000000001,1.1200000000000001,1.0900000000000001,1.0900000000000001,402.20803144905244,0,8908.0909016300157,0,0,0,1,0,null,null,13.642688187182957,null,7485.995120930319,1,null,null,7.4389999999999992,5.9600000000000009,6.2474711356919013,13.13,13.290000000000001,14.852837601175882,null,20185.551534669736,2650.0988389191807]
[344,"IelNgsd206",1,0.9068728176833003,7998.8549944002989,0,"gsd",15,1.0900000000000001,1.0900000000000001,1.0900000000000001,1.0900000000000001,1.1200000000000001,1.1200000000000001,1.1200000000000001,1.1200000000000001,1.1200000000000001,1.1200000000000001,1.0900000000000001,1.0900000000000001,402.20803144905244,0,8908.0909016300157,0,0,0,1,0,null,null,13.642688187182957,null,7485.995120930319,1,null,null,7.4389999999999992,5.9600000000000009,6.2474711356919013,13.13,13.290000000000001,14.852837601175882,null,20185.551534669736,2650.0988389191807]
[345,"IluEgsd206",1,0.9068728176833003,7998.8549944002989,0,"gsd",15,1.0900000000000001,1.0900000000000001,1.0900000000000001,1.0900000000000001,1.1200000000000001,1.1200000000000001,1.1200000000000001,1.1200000000000001,1.1200000000000001,1.1200000000000001,1.0900000000000001,1.0900000000000001,402.20803144905244,0,8908.0909016300157,0,0,0,1,0,null,null,13.642688187182957,null,7485.995120930319,1,null,null,7.4389999999999992,5.9600000000000009,6.2474711356919013,13.13,13.290000000000001,14.852837601175882,null,20185.551534669736,2650.0988389191807]
[346,"IluNgsd206",1,0.9068728176833003,7998.8549944002989,0,"gsd",15,1.0900000000000001,1.0900000000000001,1.0900000000000001,1.0900000000000001,1.1200000000000001,1.1200000000000001,1.1200000000000001,1.1200000000000001,1.1200000000000001,1.1200000000000001,1.0900000000000001,1.0900000000000001,402.20803144905244,0,8908.0909016300157,0,0,0,1,0,null,null,13.642688187182957,null,7485.995120930319,1,null,null,7.4389999999999992,5.9600000000000009,6.2474711356919013,13.13,13.290000000000001,14.852837601175882,null,20185.551534669736,2650.0988389191807]
[347,"ImeEgsd206",1,0.9068728176833003,7998.8549944002998,0,"gsd",15,1.0900000000000001,1.0900000000000001,1.0900000000000001,1.0900000000000001,1.1200000000000001,1.1200000000000001,1.1200000000000001,1.1200000000000001,1.1200000000000001,1.1200000000000001,1.0900000000000001,1.0900000000000001,402.20803144905244,0,8908.0909016298956,0,0,0,1,0,null,null,13.642688187182772,null,7485.9951209301989,1,null,null,7.4389999999999992,5.9600000000000009,6.2474711356919013,13.13,13.290000000000001,14.852837601175882,null,20185.551534669736,2650.0988389191807]
[348,"ImeNgsd206",1,0.9068728176833003,7998.8549944002998,0,"gsd",15,1.0900000000000001,1.0900000000000001,1.0900000000000001,1.0900000000000001,1.1200000000000001,1.1200000000000001,1.1200000000000001,1.1200000000000001,1.1200000000000001,1.1200000000000001,1.0900000000000001,1.0900000000000001,402.20803144905244,0,8908.0909016298956,0,0,0,1,0,null,null,13.642688187182772,null,7485.9951209301989,1,null,null,7.4389999999999992,5.9600000000000009,6.2474711356919013,13.13,13.290000000000001,14.852837601175882,null,20185.551534669736,2650.0988389191807]
[349,"ImiEgsd206",1,0.9068728176833003,7998.8549944002989,0,"gsd",15,1.0900000000000001,1.0900000000000001,1.0900000000000001,1.0900000000000001,1.1200000000000001,1.1200000000000001,1.1200000000000001,1.1200000000000001,1.1200000000000001,1.1200000000000001,1.0900000000000001,1.0900000000000001,402.20803144905244,0,8908.0909016300157,0,0,0,1,0,null,null,13.642688187182957,null,7485.995120930319,1,null,null,7.4389999999999992,5.9600000000000009,6.2474711356919013,13.13,13.290000000000001,14.852837601175882,null,20185.551534669736,2650.0988389191807]
[350,"ImiNgsd206",1,0.9068728176833003,7998.8549944002989,0,"gsd",15,1.0900000000000001,1.0900000000000001,1.0900000000000001,1.0900000000000001,1.1200000000000001,1.1200000000000001,1.1200000000000001,1.1200000000000001,1.1200000000000001,1.1200000000000001,1.0900000000000001,1.0900000000000001,402.20803144905244,0,8908.0909016300157,0,0,0,1,0,null,null,13.642688187182957,null,7485.995120930319,1,null,null,7.4389999999999992,5.9600000000000009,6.2474711356919013,13.13,13.290000000000001,14.852837601175882,null,20185.551534669736,2650.0988389191807]
[351,"IprEgsd206",1,0.90687281768330019,7998.8549944002989,0,"gsd",15,1.0900000000000001,1.0900000000000001,1.0900000000000001,1.0900000000000001,1.1200000000000001,1.1200000000000001,1.1200000000000001,1.1200000000000001,1.1200000000000001,1.1200000000000001,1.0900000000000001,1.0900000000000001,402.20803144905244,0,8908.0508990667713,0,0,0,1,0,null,null,13.642626923495477,null,7485.9551183670746,1,null,null,7.4389999999999992,5.9600000000000009,6.2474711356919013,13.13,13.290000000000001,14.852837601175882,null,20185.13117776376,2650.0436515567476]
[352,"IprNgsd206",1,0.90687281768330019,7998.8549944002989,0,"gsd",15,1.0900000000000001,1.0900000000000001,1.0900000000000001,1.0900000000000001,1.1200000000000001,1.1200000000000001,1.1200000000000001,1.1200000000000001,1.1200000000000001,1.1200000000000001,1.0900000000000001,1.0900000000000001,402.20803144905244,0,8908.0508990667713,0,0,0,1,0,null,null,13.642626923495477,null,7485.9551183670746,1,null,null,7.4389999999999992,5.9600000000000009,6.2474711356919013,13.13,13.290000000000001,14.852837601175882,null,20185.13117776376,2650.0436515567476]
[353,"IstEgsd206",1,0.9068728176833003,7998.8549944002989,0,"gsd",15,1.0900000000000001,1.0900000000000001,1.0900000000000001,1.0900000000000001,1.1200000000000001,1.1200000000000001,1.1200000000000001,1.1200000000000001,1.1200000000000001,1.1200000000000001,1.0900000000000001,1.0900000000000001,402.20803144905244,0,8908.0909016300157,0,0,0,1,0,null,null,13.642688187182957,null,7485.995120930319,1,null,null,7.4389999999999992,5.9600000000000009,6.2474711356919013,13.13,13.290000000000001,14.852837601175882,null,20185.551534669736,2650.0988389191807]
[354,"IstNgsd206",1,0.9068728176833003,7998.8549944002989,0,"gsd",15,1.0900000000000001,1.0900000000000001,1.0900000000000001,1.0900000000000001,1.1200000000000001,1.1200000000000001,1.1200000000000001,1.1200000000000001,1.1200000000000001,1.1200000000000001,1.0900000000000001,1.0900000000000001,402.20803144905244,0,8908.0909016300157,0,0,0,1,0,null,null,13.642688187182957,null,7485.995120930319,1,null,null,7.4389999999999992,5.9600000000000009,6.2474711356919013,13.13,13.290000000000001,14.852837601175882,null,20185.551534669736,2650.0988389191807]
[355,"IteEgsd206",1,0.90687281768330041,7998.8549944002998,0,"gsd",15,1.0900000000000001,1.0900000000000001,1.0900000000000001,1.0900000000000001,1.1200000000000001,1.1200000000000001,1.1200000000000001,1.1200000000000001,1.1200000000000001,1.1200000000000001,1.0900000000000001,1.0900000000000001,402.20803144905244,0,8908.0508990662911,0,0,0,1,0,null,null,13.642626923494742,null,7485.9551183665944,1,null,null,7.4389999999999992,5.9600000000000009,6.2474711356919013,13.13,13.290000000000001,14.852837601175882,null,20185.13117776376,2650.0436515567476]
[356,"IteNgsd206",1,0.90687281768330041,7998.8549944002998,0,"gsd",15,1.0900000000000001,1.0900000000000001,1.0900000000000001,1.0900000000000001,1.1200000000000001,1.1200000000000001,1.1200000000000001,1.1200000000000001,1.1200000000000001,1.1200000000000001,1.0900000000000001,1.0900000000000001,402.20803144905244,0,8908.0508990662911,0,0,0,1,0,null,null,13.642626923494742,null,7485.9551183665944,1,null,null,7.4389999999999992,5.9600000000000009,6.2474711356919013,13.13,13.290000000000001,14.852837601175882,null,20185.13117776376,2650.0436515567476]
[357,"ItrEgsd206",1,0.90687281768330019,7998.8549944002989,0,"gsd",15,1.0900000000000001,1.0900000000000001,1.0900000000000001,1.0900000000000001,1.1200000000000001,1.1200000000000001,1.1200000000000001,1.1200000000000001,1.1200000000000001,1.1200000000000001,1.0900000000000001,1.0900000000000001,402.20803144905244,0,8908.0508990667713,0,0,0,1,0,null,null,13.642626923495477,null,7485.9551183670746,1,null,null,7.4389999999999992,5.9600000000000009,6.2474711356919013,13.13,13.290000000000001,14.852837601175882,null,20185.13117776376,2650.0436515567476]
[358,"ItrNgsd206",1,0.90687281768330019,7998.8549944002989,0,"gsd",15,1.0900000000000001,1.0900000000000001,1.0900000000000001,1.0900000000000001,1.1200000000000001,1.1200000000000001,1.1200000000000001,1.1200000000000001,1.1200000000000001,1.1200000000000001,1.0900000000000001,1.0900000000000001,402.20803144905244,0,8908.0508990667713,0,0,0,1,0,null,null,13.642626923495477,null,7485.9551183670746,1,null,null,7.4389999999999992,5.9600000000000009,6.2474711356919013,13.13,13.290000000000001,14.852837601175882,null,20185.13117776376,2650.0436515567476]
[359,"IwaEgsd206",1,0.9068728176833003,7998.8549944002998,0,"gsd",15,1.0900000000000001,1.0900000000000001,1.0900000000000001,1.0900000000000001,1.1200000000000001,1.1200000000000001,1.1200000000000001,1.1200000000000001,1.1200000000000001,1.1200000000000001,1.0900000000000001,1.0900000000000001,402.20803144905238,0,8908.0909016295354,0,0,0,1,0,null,null,13.642688187182221,null,7485.9951209298388,1,null,null,7.4389999999999992,5.9600000000000009,6.2474711356919013,13.13,13.290000000000001,14.852837601175882,null,20185.551534669736,2650.0988389191807]
[360,"IwaNgsd206",1,0.9068728176833003,7998.8549944002998,0,"gsd",15,1.0900000000000001,1.0900000000000001,1.0900000000000001,1.0900000000000001,1.1200000000000001,1.1200000000000001,1.1200000000000001,1.1200000000000001,1.1200000000000001,1.1200000000000001,1.0900000000000001,1.0900000000000001,402.20803144905238,0,8908.0909016295354,0,0,0,1,0,null,null,13.642688187182221,null,7485.9951209298388,1,null,null,7.4389999999999992,5.9600000000000009,6.2474711356919013,13.13,13.290000000000001,14.852837601175882,null,20185.551534669736,2650.0988389191807]
[361,"IagEgsd207",1,0.9068728176833003,7998.8549944002989,0,"gsd",10,1.0900000000000001,1.0900000000000001,1.0900000000000001,1.0900000000000001,1.1200000000000001,1.1200000000000001,1.1200000000000001,1.1200000000000001,1.1200000000000001,1.1200000000000001,1.0900000000000001,1.0900000000000001,402.20803144905244,0,2393.7114323036531,0,0,0,1,0,null,null,3.6659548091318062,null,971.61565160395685,1,null,null,7.4389999999999992,5.9600000000000009,6.2474711356919013,13.13,13.290000000000001,14.852837601175882,null,0,0]
[362,"IagNgsd207",1,0.9068728176833003,7998.8549944002989,0,"gsd",10,1.0900000000000001,1.0900000000000001,1.0900000000000001,1.0900000000000001,1.1200000000000001,1.1200000000000001,1.1200000000000001,1.1200000000000001,1.1200000000000001,1.1200000000000001,1.0900000000000001,1.0900000000000001,402.20803144905244,0,2393.7114323036531,0,0,0,1,0,null,null,3.6659548091318062,null,971.61565160395685,1,null,null,7.4389999999999992,5.9600000000000009,6.2474711356919013,13.13,13.290000000000001,14.852837601175882,null,0,0]
[363,"IchEgsd207",1,0.90687281768330041,7998.8549944002998,0,"gsd",10,1.0900000000000001,1.0900000000000001,1.0900000000000001,1.0900000000000001,1.1200000000000001,1.1200000000000001,1.1200000000000001,1.1200000000000001,1.1200000000000001,1.1200000000000001,1.0900000000000001,1.0900000000000001,402.20803144905244,0,991.52489667286432,0,0,0,1,0,null,null,1.5185144768405412,null,-430.570884026832,0,null,null,7.4389999999999992,5.9600000000000009,6.2474711356919013,13.13,13.290000000000001,14.852837601175882,null,0,0]
[364,"IchNgsd207",1,0.90687281768330041,7998.8549944002998,0,"gsd",10,1.0900000000000001,1.0900000000000001,1.0900000000000001,1.0900000000000001,1.1200000000000001,1.1200000000000001,1.1200000000000001,1.1200000000000001,1.1200000000000001,1.1200000000000001,1.0900000000000001,1.0900000000000001,402.20803144905244,0,991.52489667286432,0,0,0,1,0,null,null,1.5185144768405412,null,-430.570884026832,0,null,null,7.4389999999999992,5.9600000000000009,6.2474711356919013,13.13,13.290000000000001,14.852837601175882,null,0,0]
[365,"IcoEgsd207",1,0.9068728176833003,7998.8549944002998,0,"gsd",10,1.0900000000000001,1.0900000000000001,1.0900000000000001,1.0900000000000001,1.1200000000000001,1.1200000000000001,1.1200000000000001,1.1200000000000001,1.1200000000000001,1.1200000000000001,1.0900000000000001,1.0900000000000001,402.20803144905238,0,6141.6936704893951,0,0,0,1,0,null,null,9.4059672956806182,null,4719.5978897896985,1,null,null,7.4389999999999992,5.9600000000000009,6.2474711356919013,13.13,13.290000000000001,14.852837601175882,null,12592.547453015271,1298.0047604403355]
[366,"IcoNgsd207",1,0.9068728176833003,7998.8549944002998,0,"gsd",10,1.0900000000000001,1.0900000000000001,1.0900000000000001,1.0900000000000001,1.1200000000000001,1.1200000000000001,1.1200000000000001,1.1200000000000001,1.1200000000000001,1.1200000000000001,1.0900000000000001,1.0900000000000001,402.20803144905238,0,6141.6936704893951,0,0,0,1,0,null,null,9.4059672956806182,null,4719.5978897896985,1,null,null,7.4389999999999992,5.9600000000000009,6.2474711356919013,13.13,13.290000000000001,14.852837601175882,null,12592.547453015271,1298.0047604403355]
[367,"IelEgsd207",1,0.90687281768330041,7998.8549944002998,0,"gsd",10,1.0900000000000001,1.0900000000000001,1.0900000000000001,1.0900000000000001,1.1200000000000001,1.1200000000000001,1.1200000000000001,1.1200000000000001,1.1200000000000001,1.1200000000000001,1.0900000000000001,1.0900000000000001,402.20803144905244,0,1264.2438583281148,0,0,0,1,0,null,null,1.9361819431563689,null,-157.85192237158151,0,null,null,7.4389999999999992,5.9600000000000009,6.2474711356919013,13.13,13.290000000000001,14.852837601175882,null,0,0]
[368,"IelNgsd207",1,0.90687281768330041,7998.8549944002998,0,"gsd",10,1.0900000000000001,1.0900000000000001,1.0900000000000001,1.0900000000000001,1.1200000000000001,1.1200000000000001,1.1200000000000001,1.1200000000000001,1.1200000000000001,1.1200000000000001,1.0900000000000001,1.0900000000000001,402.20803144905244,0,1264.2438583281148,0,0,0,1,0,null,null,1.9361819431563689,null,-157.85192237158151,0,null,null,7.4389999999999992,5.9600000000000009,6.2474711356919013,13.13,13.290000000000001,14.852837601175882,null,0,0]
[369,"IluEgsd207",1,0.9068728176833003,7998.8549944002998,0,"gsd",10,1.0900000000000001,1.0900000000000001,1.0900000000000001,1.0900000000000001,1.1200000000000001,1.1200000000000001,1.1200000000000001,1.1200000000000001,1.1200000000000001,1.1200000000000001,1.0900000000000001,1.0900000000000001,402.20803144905244,0,2131.0375872819,0,0,0,1,0,null,null,3.2636713791429552,null,708.94180658220353,1,null,null,7.4389999999999992,5.9600000000000009,6.2474711356919013,13.13,13.290000000000001,14.852837601175882,null,0,0]
[370,"IluNgsd207",1,0.9068728176833003,7998.8549944002998,0,"gsd",10,1.0900000000000001,1.0900000000000001,1.0900000000000001,1.0900000000000001,1.1200000000000001,1.1200000000000001,1.1200000000000001,1.1200000000000001,1.1200000000000001,1.1200000000000001,1.0900000000000001,1.0900000000000001,402.20803144905244,0,2131.0375872819,0,0,0,1,0,null,null,3.2636713791429552,null,708.94180658220353,1,null,null,7.4389999999999992,5.9600000000000009,6.2474711356919013,13.13,13.290000000000001,14.852837601175882,null,0,0]
[371,"ImeEgsd207",1,0.90687281768330053,7998.8549944003007,0,"gsd",10,1.0900000000000001,1.0900000000000001,1.0900000000000001,1.0900000000000001,1.1200000000000001,1.1200000000000001,1.1200000000000001,1.1200000000000001,1.1200000000000001,1.1200000000000001,1.0900000000000001,1.0900000000000001,402.2080314490525,0,5508.7235138000224,0,0,0,1,0,null,null,8.4365772686967961,null,4086.6277331003257,1,null,null,7.4389999999999992,5.9600000000000009,6.2474711356919013,13.13,13.290000000000001,14.852837601175882,null,3736.4897330128588,385.14696719493452]
[372,"ImeNgsd207",1,0.90687281768330053,7998.8549944003007,0,"gsd",10,1.0900000000000001,1.0900000000000001,1.0900000000000001,1.0900000000000001,1.1200000000000001,1.1200000000000001,1.1200000000000001,1.1200000000000001,1.1200000000000001,1.1200000000000001,1.0900000000000001,1.0900000000000001,402.2080314490525,0,5508.7235138000224,0,0,0,1,0,null,null,8.4365772686967961,null,4086.6277331003257,1,null,null,7.4389999999999992,5.9600000000000009,6.2474711356919013,13.13,13.290000000000001,14.852837601175882,null,3736.4897330128588,385.14696719493452]
[373,"ImiEgsd207",1,0.9068728176833003,7998.8549944002998,0,"gsd",10,1.0900000000000001,1.0900000000000001,1.0900000000000001,1.0900000000000001,1.1200000000000001,1.1200000000000001,1.1200000000000001,1.1200000000000001,1.1200000000000001,1.1200000000000001,1.0900000000000001,1.0900000000000001,402.20803144905238,0,6141.6936704893951,0,0,0,1,0,null,null,9.4059672956806182,null,4719.5978897896985,1,null,null,7.4389999999999992,5.9600000000000009,6.2474711356919013,13.13,13.290000000000001,14.852837601175882,null,12592.547453015271,1298.0047604403355]
[374,"ImiNgsd207",1,0.9068728176833003,7998.8549944002998,0,"gsd",10,1.0900000000000001,1.0900000000000001,1.0900000000000001,1.0900000000000001,1.1200000000000001,1.1200000000000001,1.1200000000000001,1.1200000000000001,1.1200000000000001,1.1200000000000001,1.0900000000000001,1.0900000000000001,402.20803144905238,0,6141.6936704893951,0,0,0,1,0,null,null,9.4059672956806182,null,4719.5978897896985,1,null,null,7.4389999999999992,5.9600000000000009,6.2474711356919013,13.13,13.290000000000001,14.852837601175882,null,12592.547453015271,1298.0047604403355]
[375,"IprEgsd207",1,0.90687281768330041,7998.8549944003007,0,"gsd",10,1.0900000000000001,1.0900000000000001,1.0900000000000001,1.0900000000000001,1.1200000000000001,1.1200000000000001,1.1200000000000001,1.1200000000000001,1.1200000000000001,1.1200000000000001,1.0900000000000001,1.0900000000000001,402.2080314490525,0,767.93332083525661,0,0,0,1,0,null,null,1.1760853094557326,null,-654.16245986443982,0,null,null,7.4389999999999992,5.9600000000000009,6.2474711356919013,13.13,13.290000000000001,14.852837601175882,null,0,0]
[376,"IprNgsd207",1,0.90687281768330041,7998.8549944003007,0,"gsd",10,1.0900000000000001,1.0900000000000001,1.0900000000000001,1.0900000000000001,1.1200000000000001,1.1200000000000001,1.1200000000000001,1.1200000000000001,1.1200000000000001,1.1200000000000001,1.0900000000000001,1.0900000000000001,402.2080314490525,0,767.93332083525661,0,0,0,1,0,null,null,1.1760853094557326,null,-654.16245986443982,0,null,null,7.4389999999999992,5.9600000000000009,6.2474711356919013,13.13,13.290000000000001,14.852837601175882,null,0,0]
[377,"IstEgsd207",1,0.9068728176833003,7998.8549944002998,0,"gsd",10,1.0900000000000001,1.0900000000000001,1.0900000000000001,1.0900000000000001,1.1200000000000001,1.1200000000000001,1.1200000000000001,1.1200000000000001,1.1200000000000001,1.1200000000000001,1.0900000000000001,1.0900000000000001,402.20803144905244,0,4083.1837080676828,0,0,0,1,0,null,null,6.2533715422638743,null,2661.0879273679866,1,null,null,7.4389999999999992,5.9600000000000009,6.2474711356919013,13.13,13.290000000000001,14.852837601175882,null,0,0]
[378,"IstNgsd207",1,0.9068728176833003,7998.8549944002998,0,"gsd",10,1.0900000000000001,1.0900000000000001,1.0900000000000001,1.0900000000000001,1.1200000000000001,1.1200000000000001,1.1200000000000001,1.1200000000000001,1.1200000000000001,1.1200000000000001,1.0900000000000001,1.0900000000000001,402.20803144905244,0,4083.1837080676828,0,0,0,1,0,null,null,6.2533715422638743,null,2661.0879273679866,1,null,null,7.4389999999999992,5.9600000000000009,6.2474711356919013,13.13,13.290000000000001,14.852837601175882,null,0,0]
[379,"IteEgsd207",1,0.90687281768330041,7998.8549944002998,0,"gsd",10,1.0900000000000001,1.0900000000000001,1.0900000000000001,1.0900000000000001,1.1200000000000001,1.1200000000000001,1.1200000000000001,1.1200000000000001,1.1200000000000001,1.1200000000000001,1.0900000000000001,1.0900000000000001,402.20803144905244,0,2291.9093721415434,0,0,0,1,0,null,null,3.510045560007466,null,869.81359144184694,1,null,null,7.4389999999999992,5.9600000000000009,6.2474711356919013,13.13,13.290000000000001,14.852837601175882,null,0,0]
[380,"IteNgsd207",1,0.90687281768330041,7998.8549944002998,0,"gsd",10,1.0900000000000001,1.0900000000000001,1.0900000000000001,1.0900000000000001,1.1200000000000001,1.1200000000000001,1.1200000000000001,1.1200000000000001,1.1200000000000001,1.1200000000000001,1.0900000000000001,1.0900000000000001,402.20803144905244,0,2291.9093721415434,0,0,0,1,0,null,null,3.510045560007466,null,869.81359144184694,1,null,null,7.4389999999999992,5.9600000000000009,6.2474711356919013,13.13,13.290000000000001,14.852837601175882,null,0,0]
[381,"ItrEgsd207",1,0.9068728176833003,7998.8549944002989,0,"gsd",10,1.0900000000000001,1.0900000000000001,1.0900000000000001,1.0900000000000001,1.1200000000000001,1.1200000000000001,1.1200000000000001,1.1200000000000001,1.1200000000000001,1.1200000000000001,1.0900000000000001,1.0900000000000001,402.20803144905244,0,698.29359738003461,0,0,0,1,0,null,null,1.0694324875399395,null,-723.80218331966148,0,null,null,7.4389999999999992,5.9600000000000009,6.2474711356919013,13.13,13.290000000000001,14.852837601175882,null,0,0]
[382,"ItrNgsd207",1,0.9068728176833003,7998.8549944002989,0,"gsd",10,1.0900000000000001,1.0900000000000001,1.0900000000000001,1.0900000000000001,1.1200000000000001,1.1200000000000001,1.1200000000000001,1.1200000000000001,1.1200000000000001,1.1200000000000001,1.0900000000000001,1.0900000000000001,402.20803144905244,0,698.29359738003461,0,0,0,1,0,null,null,1.0694324875399395,null,-723.80218331966148,0,null,null,7.4389999999999992,5.9600000000000009,6.2474711356919013,13.13,13.290000000000001,14.852837601175882,null,0,0]
[383,"IwaEgsd207",1,0.90687281768330041,7998.8549944002998,0,"gsd",10,1.0900000000000001,1.0900000000000001,1.0900000000000001,1.0900000000000001,1.1200000000000001,1.1200000000000001,1.1200000000000001,1.1200000000000001,1.1200000000000001,1.1200000000000001,1.0900000000000001,1.0900000000000001,402.20803144905244,0,478.27392034660636,0,0,0,1,0,null,null,0.73247366191070018,null,-943.82186035308996,0,null,null,7.4389999999999992,5.9600000000000009,6.2474711356919013,13.13,13.290000000000001,14.852837601175882,null,0,0]
[384,"IwaNgsd207",1,0.90687281768330041,7998.8549944002998,0,"gsd",10,1.0900000000000001,1.0900000000000001,1.0900000000000001,1.0900000000000001,1.1200000000000001,1.1200000000000001,1.1200000000000001,1.1200000000000001,1.1200000000000001,1.1200000000000001,1.0900000000000001,1.0900000000000001,402.20803144905244,0,478.27392034660636,0,0,0,1,0,null,null,0.73247366191070018,null,-943.82186035308996,0,null,null,7.4389999999999992,5.9600000000000009,6.2474711356919013,13.13,13.290000000000001,14.852837601175882,null,0,0]
[385,"IagEgsd208",1,0.90687281768330041,7998.8549944002998,0,"gsd",10,1.0900000000000001,1.0900000000000001,1.0900000000000001,1.0900000000000001,1.1200000000000001,1.1200000000000001,1.1200000000000001,1.1200000000000001,1.1200000000000001,1.1200000000000001,1.0900000000000001,1.0900000000000001,402.20803144905244,0,405.1407823998623,0,0,0,1,0,null,null,0.62047069649696607,null,-1016.954998299834,0,null,null,7.4389999999999992,5.9600000000000009,6.2474711356919013,13.13,13.290000000000001,14.852837601175882,null,0,0]
[386,"IagNgsd208",1,0.90687281768330041,7998.8549944002998,0,"gsd",10,1.0900000000000001,1.0900000000000001,1.0900000000000001,1.0900000000000001,1.1200000000000001,1.1200000000000001,1.1200000000000001,1.1200000000000001,1.1200000000000001,1.1200000000000001,1.0900000000000001,1.0900000000000001,402.20803144905244,0,405.1407823998623,0,0,0,1,0,null,null,0.62047069649696607,null,-1016.954998299834,0,null,null,7.4389999999999992,5.9600000000000009,6.2474711356919013,13.13,13.290000000000001,14.852837601175882,null,0,0]
[387,"IchEgsd208",1,0.9068728176833003,7998.8549944002989,0,"gsd",10,1.0900000000000001,1.0900000000000001,1.0900000000000001,1.0900000000000001,1.1200000000000001,1.1200000000000001,1.1200000000000001,1.1200000000000001,1.1200000000000001,1.1200000000000001,1.0900000000000001,1.0900000000000001,402.20803144905238,0,267.42380330745743,0,0,0,1,0,null,null,0.40955796282754614,null,-1154.6719773922387,0,null,null,7.4389999999999992,5.9600000000000009,6.2474711356919013,13.13,13.290000000000001,14.852837601175882,null,0,0]
[388,"IchNgsd208",1,0.9068728176833003,7998.8549944002989,0,"gsd",10,1.0900000000000001,1.0900000000000001,1.0900000000000001,1.0900000000000001,1.1200000000000001,1.1200000000000001,1.1200000000000001,1.1200000000000001,1.1200000000000001,1.1200000000000001,1.0900000000000001,1.0900000000000001,402.20803144905238,0,267.42380330745743,0,0,0,1,0,null,null,0.40955796282754614,null,-1154.6719773922387,0,null,null,7.4389999999999992,5.9600000000000009,6.2474711356919013,13.13,13.290000000000001,14.852837601175882,null,0,0]
[389,"IcoEgsd208",1,0.90687281768330053,7998.8549944002998,0,"gsd",10,1.0900000000000001,1.0900000000000001,1.0900000000000001,1.0900000000000001,1.1200000000000001,1.1200000000000001,1.1200000000000001,1.1200000000000001,1.1200000000000001,1.1200000000000001,1.0900000000000001,1.0900000000000001,402.2080314490525,0,1025.3524991094298,0,0,0,1,0,null,null,1.5703212486009872,null,-396.74328159026652,0,null,null,7.4389999999999992,5.9600000000000009,6.2474711356919013,13.13,13.290000000000001,14.852837601175882,null,0,0]
[390,"IcoNgsd208",1,0.90687281768330053,7998.8549944002998,0,"gsd",10,1.0900000000000001,1.0900000000000001,1.0900000000000001,1.0900000000000001,1.1200000000000001,1.1200000000000001,1.1200000000000001,1.1200000000000001,1.1200000000000001,1.1200000000000001,1.0900000000000001,1.0900000000000001,402.2080314490525,0,1025.3524991094298,0,0,0,1,0,null,null,1.5703212486009872,null,-396.74328159026652,0,null,null,7.4389999999999992,5.9600000000000009,6.2474711356919013,13.13,13.290000000000001,14.852837601175882,null,0,0]
[391,"IelEgsd208",1,0.90687281768330041,7998.8549944002998,0,"gsd",10,1.0900000000000001,1.0900000000000001,1.0900000000000001,1.0900000000000001,1.1200000000000001,1.1200000000000001,1.1200000000000001,1.1200000000000001,1.1200000000000001,1.1200000000000001,1.0900000000000001,1.0900000000000001,402.20803144905244,0,382.46384283261335,0,0,0,1,0,null,null,0.58574109854248635,null,-1039.631937867083,0,null,null,7.4389999999999992,5.9600000000000009,6.2474711356919013,13.13,13.290000000000001,14.852837601175882,null,0,0]
[392,"IelNgsd208",1,0.90687281768330041,7998.8549944002998,0,"gsd",10,1.0900000000000001,1.0900000000000001,1.0900000000000001,1.0900000000000001,1.1200000000000001,1.1200000000000001,1.1200000000000001,1.1200000000000001,1.1200000000000001,1.1200000000000001,1.0900000000000001,1.0900000000000001,402.20803144905244,0,382.46384283261335,0,0,0,1,0,null,null,0.58574109854248635,null,-1039.631937867083,0,null,null,7.4389999999999992,5.9600000000000009,6.2474711356919013,13.13,13.290000000000001,14.852837601175882,null,0,0]
[393,"IluEgsd208",1,0.90687281768330041,7998.8549944002998,0,"gsd",10,1.0900000000000001,1.0900000000000001,1.0900000000000001,1.0900000000000001,1.1200000000000001,1.1200000000000001,1.1200000000000001,1.1200000000000001,1.1200000000000001,1.1200000000000001,1.0900000000000001,1.0900000000000001,402.20803144905244,0,193.83627392584577,0,0,0,1,0,null,null,0.29685909963624313,null,-1228.2595067738505,0,null,null,7.4389999999999992,5.9600000000000009,6.2474711356919013,13.13,13.290000000000001,14.852837601175882,null,0,0]
[394,"IluNgsd208",1,0.90687281768330041,7998.8549944002998,0,"gsd",10,1.0900000000000001,1.0900000000000001,1.0900000000000001,1.0900000000000001,1.1200000000000001,1.1200000000000001,1.1200000000000001,1.1200000000000001,1.1200000000000001,1.1200000000000001,1.0900000000000001,1.0900000000000001,402.20803144905244,0,193.83627392584577,0,0,0,1,0,null,null,0.29685909963624313,null,-1228.2595067738505,0,null,null,7.4389999999999992,5.9600000000000009,6.2474711356919013,13.13,13.290000000000001,14.852837601175882,null,0,0]
[395,"ImeEgsd208",1,0.9068728176833003,7998.8549944002998,0,"gsd",10,1.0900000000000001,1.0900000000000001,1.0900000000000001,1.0900000000000001,1.1200000000000001,1.1200000000000001,1.1200000000000001,1.1200000000000001,1.1200000000000001,1.1200000000000001,1.0900000000000001,1.0900000000000001,402.20803144905244,0,537.53603762612317,0,0,0,1,0,null,null,0.82323324174489065,null,-884.55974307357315,0,null,null,7.4389999999999992,5.9600000000000009,6.2474711356919013,13.13,13.290000000000001,14.852837601175882,null,0,0]
[396,"ImeNgsd208",1,0.9068728176833003,7998.8549944002998,0,"gsd",10,1.0900000000000001,1.0900000000000001,1.0900000000000001,1.0900000000000001,1.1200000000000001,1.1200000000000001,1.1200000000000001,1.1200000000000001,1.1200000000000001,1.1200000000000001,1.0900000000000001,1.0900000000000001,402.20803144905244,0,537.53603762612317,0,0,0,1,0,null,null,0.82323324174489065,null,-884.55974307357315,0,null,null,7.4389999999999992,5.9600000000000009,6.2474711356919013,13.13,13.290000000000001,14.852837601175882,null,0,0]
[397,"ImiEgsd208",1,0.90687281768330053,7998.8549944002998,0,"gsd",10,1.0900000000000001,1.0900000000000001,1.0900000000000001,1.0900000000000001,1.1200000000000001,1.1200000000000001,1.1200000000000001,1.1200000000000001,1.1200000000000001,1.1200000000000001,1.0900000000000001,1.0900000000000001,402.2080314490525,0,1025.3524991094298,0,0,0,1,0,null,null,1.5703212486009872,null,-396.74328159026652,0,null,null,7.4389999999999992,5.9600000000000009,6.2474711356919013,13.13,13.290000000000001,14.852837601175882,null,0,0]
[398,"ImiNgsd208",1,0.90687281768330053,7998.8549944002998,0,"gsd",10,1.0900000000000001,1.0900000000000001,1.0900000000000001,1.0900000000000001,1.1200000000000001,1.1200000000000001,1.1200000000000001,1.1200000000000001,1.1200000000000001,1.1200000000000001,1.0900000000000001,1.0900000000000001,402.2080314490525,0,1025.3524991094298,0,0,0,1,0,null,null,1.5703212486009872,null,-396.74328159026652,0,null,null,7.4389999999999992,5.9600000000000009,6.2474711356919013,13.13,13.290000000000001,14.852837601175882,null,0,0]
[399,"IprEgsd208",1,0.90687281768330041,7998.8549944003007,0,"gsd",10,1.0900000000000001,1.0900000000000001,1.0900000000000001,1.0900000000000001,1.1200000000000001,1.1200000000000001,1.1200000000000001,1.1200000000000001,1.1200000000000001,1.1200000000000001,1.0900000000000001,1.0900000000000001,402.20803144905244,0,146.5527133379349,0,0,0,1,0,null,null,0.2244446080685151,null,-1275.5430673617616,0,null,null,7.4389999999999992,5.9600000000000009,6.2474711356919013,13.13,13.290000000000001,14.852837601175882,null,0,0]
[400,"IprNgsd208",1,0.90687281768330041,7998.8549944003007,0,"gsd",10,1.0900000000000001,1.0900000000000001,1.0900000000000001,1.0900000000000001,1.1200000000000001,1.1200000000000001,1.1200000000000001,1.1200000000000001,1.1200000000000001,1.1200000000000001,1.0900000000000001,1.0900000000000001,402.20803144905244,0,146.5527133379349,0,0,0,1,0,null,null,0.2244446080685151,null,-1275.5430673617616,0,null,null,7.4389999999999992,5.9600000000000009,6.2474711356919013,13.13,13.290000000000001,14.852837601175882,null,0,0]
[401,"IstEgsd208",1,0.90687281768330019,7998.8549944002989,0,"gsd",10,1.0900000000000001,1.0900000000000001,1.0900000000000001,1.0900000000000001,1.1200000000000001,1.1200000000000001,1.1200000000000001,1.1200000000000001,1.1200000000000001,1.1200000000000001,1.0900000000000001,1.0900000000000001,402.20803144905238,0,595.88666952922915,0,0,0,1,0,null,null,0.91259688715105736,null,-826.20911117046694,0,null,null,7.4389999999999992,5.9600000000000009,6.2474711356919013,13.13,13.290000000000001,14.852837601175882,null,0,0]
[402,"IstNgsd208",1,0.90687281768330019,7998.8549944002989,0,"gsd",10,1.0900000000000001,1.0900000000000001,1.0900000000000001,1.0900000000000001,1.1200000000000001,1.1200000000000001,1.1200000000000001,1.1200000000000001,1.1200000000000001,1.1200000000000001,1.0900000000000001,1.0900000000000001,402.20803144905238,0,595.88666952922915,0,0,0,1,0,null,null,0.91259688715105736,null,-826.20911117046694,0,null,null,7.4389999999999992,5.9600000000000009,6.2474711356919013,13.13,13.290000000000001,14.852837601175882,null,0,0]
[403,"IteEgsd208",1,0.90687281768330041,7998.8549944003007,0,"gsd",10,1.0900000000000001,1.0900000000000001,1.0900000000000001,1.0900000000000001,1.1200000000000001,1.1200000000000001,1.1200000000000001,1.1200000000000001,1.1200000000000001,1.1200000000000001,1.0900000000000001,1.0900000000000001,402.20803144905244,0,509.2975909457183,0,0,0,1,0,null,null,0.77998622875351409,null,-912.79818975397802,0,null,null,7.4389999999999992,5.9600000000000009,6.2474711356919013,13.13,13.290000000000001,14.852837601175882,null,0,0]
[404,"IteNgsd208",1,0.90687281768330041,7998.8549944003007,0,"gsd",10,1.0900000000000001,1.0900000000000001,1.0900000000000001,1.0900000000000001,1.1200000000000001,1.1200000000000001,1.1200000000000001,1.1200000000000001,1.1200000000000001,1.1200000000000001,1.0900000000000001,1.0900000000000001,402.20803144905244,0,509.2975909457183,0,0,0,1,0,null,null,0.77998622875351409,null,-912.79818975397802,0,null,null,7.4389999999999992,5.9600000000000009,6.2474711356919013,13.13,13.290000000000001,14.852837601175882,null,0,0]
[405,"ItrEgsd208",1,0.9068728176833003,7998.8549944002989,0,"gsd",10,1.0900000000000001,1.0900000000000001,1.0900000000000001,1.0900000000000001,1.1200000000000001,1.1200000000000001,1.1200000000000001,1.1200000000000001,1.1200000000000001,1.1200000000000001,1.0900000000000001,1.0900000000000001,402.20803144905238,0,168.03555994895467,0,0,0,1,0,null,null,0.25734545976880413,null,-1254.0602207507416,0,null,null,7.4389999999999992,5.9600000000000009,6.2474711356919013,13.13,13.290000000000001,14.852837601175882,null,0,0]
[406,"ItrNgsd208",1,0.9068728176833003,7998.8549944002989,0,"gsd",10,1.0900000000000001,1.0900000000000001,1.0900000000000001,1.0900000000000001,1.1200000000000001,1.1200000000000001,1.1200000000000001,1.1200000000000001,1.1200000000000001,1.1200000000000001,1.0900000000000001,1.0900000000000001,402.20803144905238,0,168.03555994895467,0,0,0,1,0,null,null,0.25734545976880413,null,-1254.0602207507416,0,null,null,7.4389999999999992,5.9600000000000009,6.2474711356919013,13.13,13.290000000000001,14.852837601175882,null,0,0]
[407,"IwaEgsd208",1,0.90687281768330053,7998.8549944002998,0,"gsd",10,1.0900000000000001,1.0900000000000001,1.0900000000000001,1.0900000000000001,1.1200000000000001,1.1200000000000001,1.1200000000000001,1.1200000000000001,1.1200000000000001,1.1200000000000001,1.0900000000000001,1.0900000000000001,402.2080314490525,0,1025.3524991094298,0,0,0,1,0,null,null,1.5703212486009872,null,-396.74328159026652,0,null,null,7.4389999999999992,5.9600000000000009,6.2474711356919013,13.13,13.290000000000001,14.852837601175882,null,0,0]
[408,"IwaNgsd208",1,0.90687281768330053,7998.8549944002998,0,"gsd",10,1.0900000000000001,1.0900000000000001,1.0900000000000001,1.0900000000000001,1.1200000000000001,1.1200000000000001,1.1200000000000001,1.1200000000000001,1.1200000000000001,1.1200000000000001,1.0900000000000001,1.0900000000000001,402.2080314490525,0,1025.3524991094298,0,0,0,1,0,null,null,1.5703212486009872,null,-396.74328159026652,0,null,null,7.4389999999999992,5.9600000000000009,6.2474711356919013,13.13,13.290000000000001,14.852837601175882,null,0,0]
[409,"IagEgsd209",1,0.90687281768330041,7998.8549944002998,0,"gsd",10,1.0900000000000001,1.0900000000000001,1.0900000000000001,1.0900000000000001,1.1200000000000001,1.1200000000000001,1.1200000000000001,1.1200000000000001,1.1200000000000001,1.1200000000000001,1.0900000000000001,1.0900000000000001,402.20803144905244,0,6587.6476660820281,0,0,0,1,0,null,null,10.088943185226761,null,5165.5518853823314,1,null,null,7.4389999999999992,5.9600000000000009,6.2474711356919013,13.13,13.290000000000001,14.852837601175882,null,18832.005245886772,1941.1507122766732]
[410,"IagNgsd209",1,0.90687281768330041,7998.8549944002998,0,"gsd",10,1.0900000000000001,1.0900000000000001,1.0900000000000001,1.0900000000000001,1.1200000000000001,1.1200000000000001,1.1200000000000001,1.1200000000000001,1.1200000000000001,1.1200000000000001,1.0900000000000001,1.0900000000000001,402.20803144905244,0,6587.6476660820281,0,0,0,1,0,null,null,10.088943185226761,null,5165.5518853823314,1,null,null,7.4389999999999992,5.9600000000000009,6.2474711356919013,13.13,13.290000000000001,14.852837601175882,null,18832.005245886772,1941.1507122766732]
[411,"IchEgsd209",1,0.90687281768330041,7998.8549944002998,0,"gsd",10,1.0900000000000001,1.0900000000000001,1.0900000000000001,1.0900000000000001,1.1200000000000001,1.1200000000000001,1.1200000000000001,1.1200000000000001,1.1200000000000001,1.1200000000000001,1.0900000000000001,1.0900000000000001,402.20803144905238,0,6587.6487127452046,0,0,0,1,0,null,null,10.088944788185184,null,5165.552932045508,1,null,null,7.4389999999999992,5.9600000000000009,6.2474711356919013,13.13,13.290000000000001,14.852837601175882,null,18832.025740912417,1941.1528248469019]
[412,"IchNgsd209",1,0.90687281768330041,7998.8549944002998,0,"gsd",10,1.0900000000000001,1.0900000000000001,1.0900000000000001,1.0900000000000001,1.1200000000000001,1.1200000000000001,1.1200000000000001,1.1200000000000001,1.1200000000000001,1.1200000000000001,1.0900000000000001,1.0900000000000001,402.20803144905238,0,6587.6487127452046,0,0,0,1,0,null,null,10.088944788185184,null,5165.552932045508,1,null,null,7.4389999999999992,5.9600000000000009,6.2474711356919013,13.13,13.290000000000001,14.852837601175882,null,18832.025740912417,1941.1528248469019]
[413,"IcoEgsd209",1,0.90687281768330041,7998.8549944002998,0,"gsd",10,1.0900000000000001,1.0900000000000001,1.0900000000000001,1.0900000000000001,1.1200000000000001,1.1200000000000001,1.1200000000000001,1.1200000000000001,1.1200000000000001,1.1200000000000001,1.0900000000000001,1.0900000000000001,402.20803144905238,0,6587.6488076390897,0,0,0,1,0,null,null,10.088944933514606,null,5165.553026939393,1,null,null,7.4389999999999992,5.9600000000000009,6.2474711356919013,13.13,13.290000000000001,14.852837601175882,null,18832.025740912417,1941.1528248469019]
[414,"IcoNgsd209",1,0.90687281768330041,7998.8549944002998,0,"gsd",10,1.0900000000000001,1.0900000000000001,1.0900000000000001,1.0900000000000001,1.1200000000000001,1.1200000000000001,1.1200000000000001,1.1200000000000001,1.1200000000000001,1.1200000000000001,1.0900000000000001,1.0900000000000001,402.20803144905238,0,6587.6488076390897,0,0,0,1,0,null,null,10.088944933514606,null,5165.553026939393,1,null,null,7.4389999999999992,5.9600000000000009,6.2474711356919013,13.13,13.290000000000001,14.852837601175882,null,18832.025740912417,1941.1528248469019]
[415,"IelEgsd209",1,0.9068728176833003,7998.8549944002998,0,"gsd",10,1.0900000000000001,1.0900000000000001,1.0900000000000001,1.0900000000000001,1.1200000000000001,1.1200000000000001,1.1200000000000001,1.1200000000000001,1.1200000000000001,1.1200000000000001,1.0900000000000001,1.0900000000000001,402.20803144905244,0,6587.6480784800551,0,0,0,1,0,null,null,10.088943816811884,null,5165.5522977803585,1,null,null,7.4389999999999992,5.9600000000000009,6.2474711356919013,13.13,13.290000000000001,14.852837601175882,null,18832.012077561973,1941.1514164667481]
[416,"IelNgsd209",1,0.9068728176833003,7998.8549944002998,0,"gsd",10,1.0900000000000001,1.0900000000000001,1.0900000000000001,1.0900000000000001,1.1200000000000001,1.1200000000000001,1.1200000000000001,1.1200000000000001,1.1200000000000001,1.1200000000000001,1.0900000000000001,1.0900000000000001,402.20803144905244,0,6587.6480784800551,0,0,0,1,0,null,null,10.088943816811884,null,5165.5522977803585,1,null,null,7.4389999999999992,5.9600000000000009,6.2474711356919013,13.13,13.290000000000001,14.852837601175882,null,18832.012077561973,1941.1514164667481]
[417,"IluEgsd209",1,0.90687281768330041,7998.8549944002998,0,"gsd",10,1.0900000000000001,1.0900000000000001,1.0900000000000001,1.0900000000000001,1.1200000000000001,1.1200000000000001,1.1200000000000001,1.1200000000000001,1.1200000000000001,1.1200000000000001,1.0900000000000001,1.0900000000000001,402.20803144905244,0,6587.6478810256376,0,0,0,1,0,null,null,10.08894351441162,null,5165.552100325941,1,null,null,7.4389999999999992,5.9600000000000009,6.2474711356919013,13.13,13.290000000000001,14.852837601175882,null,18832.012077561973,1941.1514164667481]
[418,"IluNgsd209",1,0.90687281768330041,7998.8549944002998,0,"gsd",10,1.0900000000000001,1.0900000000000001,1.0900000000000001,1.0900000000000001,1.1200000000000001,1.1200000000000001,1.1200000000000001,1.1200000000000001,1.1200000000000001,1.1200000000000001,1.0900000000000001,1.0900000000000001,402.20803144905244,0,6587.6478810256376,0,0,0,1,0,null,null,10.08894351441162,null,5165.552100325941,1,null,null,7.4389999999999992,5.9600000000000009,6.2474711356919013,13.13,13.290000000000001,14.852837601175882,null,18832.012077561973,1941.1514164667481]
[419,"ImeEgsd209",1,0.90687281768330041,7998.8549944002998,0,"gsd",10,1.0900000000000001,1.0900000000000001,1.0900000000000001,1.0900000000000001,1.1200000000000001,1.1200000000000001,1.1200000000000001,1.1200000000000001,1.1200000000000001,1.1200000000000001,1.0900000000000001,1.0900000000000001,402.20803144905244,0,6587.6479531230589,0,0,0,1,0,null,null,10.08894362482839,null,5165.5521724233622,1,null,null,7.4389999999999992,5.9600000000000009,6.2474711356919013,13.13,13.290000000000001,14.852837601175882,null,18832.012077561973,1941.1514164667481]
[420,"ImeNgsd209",1,0.90687281768330041,7998.8549944002998,0,"gsd",10,1.0900000000000001,1.0900000000000001,1.0900000000000001,1.0900000000000001,1.1200000000000001,1.1200000000000001,1.1200000000000001,1.1200000000000001,1.1200000000000001,1.1200000000000001,1.0900000000000001,1.0900000000000001,402.20803144905244,0,6587.6479531230589,0,0,0,1,0,null,null,10.08894362482839,null,5165.5521724233622,1,null,null,7.4389999999999992,5.9600000000000009,6.2474711356919013,13.13,13.290000000000001,14.852837601175882,null,18832.012077561973,1941.1514164667481]
[421,"ImiEgsd209",1,0.90687281768330041,7998.8549944002998,0,"gsd",10,1.0900000000000001,1.0900000000000001,1.0900000000000001,1.0900000000000001,1.1200000000000001,1.1200000000000001,1.1200000000000001,1.1200000000000001,1.1200000000000001,1.1200000000000001,1.0900000000000001,1.0900000000000001,402.20803144905238,0,6587.6488076390897,0,0,0,1,0,null,null,10.088944933514606,null,5165.553026939393,1,null,null,7.4389999999999992,5.9600000000000009,6.2474711356919013,13.13,13.290000000000001,14.852837601175882,null,18832.025740912417,1941.1528248469019]
[422,"ImiNgsd209",1,0.90687281768330041,7998.8549944002998,0,"gsd",10,1.0900000000000001,1.0900000000000001,1.0900000000000001,1.0900000000000001,1.1200000000000001,1.1200000000000001,1.1200000000000001,1.1200000000000001,1.1200000000000001,1.1200000000000001,1.0900000000000001,1.0900000000000001,402.20803144905238,0,6587.6488076390897,0,0,0,1,0,null,null,10.088944933514606,null,5165.553026939393,1,null,null,7.4389999999999992,5.9600000000000009,6.2474711356919013,13.13,13.290000000000001,14.852837601175882,null,18832.025740912417,1941.1528248469019]
[423,"IprEgsd209",1,0.90687281768330041,7998.8549944002998,0,"gsd",10,1.0900000000000001,1.0900000000000001,1.0900000000000001,1.0900000000000001,1.1200000000000001,1.1200000000000001,1.1200000000000001,1.1200000000000001,1.1200000000000001,1.1200000000000001,1.0900000000000001,1.0900000000000001,402.20803144905244,0,6587.6483174674004,0,0,0,1,0,null,null,10.088944182819581,null,5165.5525367677037,1,null,null,7.4389999999999992,5.9600000000000009,6.2474711356919013,13.13,13.290000000000001,14.852837601175882,null,18832.018909237173,1941.1521206568227]
[424,"IprNgsd209",1,0.90687281768330041,7998.8549944002998,0,"gsd",10,1.0900000000000001,1.0900000000000001,1.0900000000000001,1.0900000000000001,1.1200000000000001,1.1200000000000001,1.1200000000000001,1.1200000000000001,1.1200000000000001,1.1200000000000001,1.0900000000000001,1.0900000000000001,402.20803144905244,0,6587.6483174674004,0,0,0,1,0,null,null,10.088944182819581,null,5165.5525367677037,1,null,null,7.4389999999999992,5.9600000000000009,6.2474711356919013,13.13,13.290000000000001,14.852837601175882,null,18832.018909237173,1941.1521206568227]
[425,"IstEgsd209",1,0.90687281768330041,7998.8549944002998,0,"gsd",10,1.0900000000000001,1.0900000000000001,1.0900000000000001,1.0900000000000001,1.1200000000000001,1.1200000000000001,1.1200000000000001,1.1200000000000001,1.1200000000000001,1.1200000000000001,1.0900000000000001,1.0900000000000001,402.20803144905244,0,6587.6492707059051,0,0,0,1,0,null,null,10.088945642698675,null,5165.5534900062084,1,null,null,7.4389999999999992,5.9600000000000009,6.2474711356919013,13.13,13.290000000000001,14.852837601175882,null,18832.032572587632,1941.1535290369782]
[426,"IstNgsd209",1,0.90687281768330041,7998.8549944002998,0,"gsd",10,1.0900000000000001,1.0900000000000001,1.0900000000000001,1.0900000000000001,1.1200000000000001,1.1200000000000001,1.1200000000000001,1.1200000000000001,1.1200000000000001,1.1200000000000001,1.0900000000000001,1.0900000000000001,402.20803144905244,0,6587.6492707059051,0,0,0,1,0,null,null,10.088945642698675,null,5165.5534900062084,1,null,null,7.4389999999999992,5.9600000000000009,6.2474711356919013,13.13,13.290000000000001,14.852837601175882,null,18832.032572587632,1941.1535290369782]
[427,"IteEgsd209",1,0.9068728176833003,7998.8549944002998,0,"gsd",10,1.0900000000000001,1.0900000000000001,1.0900000000000001,1.0900000000000001,1.1200000000000001,1.1200000000000001,1.1200000000000001,1.1200000000000001,1.1200000000000001,1.1200000000000001,1.0900000000000001,1.0900000000000001,402.20803144905244,0,6587.6484277278387,0,0,0,1,0,null,null,10.088944351682786,null,5165.552647028142,1,null,null,7.4389999999999992,5.9600000000000009,6.2474711356919013,13.13,13.290000000000001,14.852837601175882,null,18832.018909237173,1941.1521206568227]
[428,"IteNgsd209",1,0.9068728176833003,7998.8549944002998,0,"gsd",10,1.0900000000000001,1.0900000000000001,1.0900000000000001,1.0900000000000001,1.1200000000000001,1.1200000000000001,1.1200000000000001,1.1200000000000001,1.1200000000000001,1.1200000000000001,1.0900000000000001,1.0900000000000001,402.20803144905244,0,6587.6484277278387,0,0,0,1,0,null,null,10.088944351682786,null,5165.552647028142,1,null,null,7.4389999999999992,5.9600000000000009,6.2474711356919013,13.13,13.290000000000001,14.852837601175882,null,18832.018909237173,1941.1521206568227]
[429,"ItrEgsd209",1,0.9068728176833003,7998.8549944002998,0,"gsd",10,1.0900000000000001,1.0900000000000001,1.0900000000000001,1.0900000000000001,1.1200000000000001,1.1200000000000001,1.1200000000000001,1.1200000000000001,1.1200000000000001,1.1200000000000001,1.0900000000000001,1.0900000000000001,402.20803144905244,0,6587.6486377989841,0,0,0,1,0,null,null,10.088944673405495,null,5165.5528570992874,1,null,null,7.4389999999999992,5.9600000000000009,6.2474711356919013,13.13,13.290000000000001,14.852837601175882,null,18832.018909237173,1941.1521206568227]
[430,"ItrNgsd209",1,0.9068728176833003,7998.8549944002998,0,"gsd",10,1.0900000000000001,1.0900000000000001,1.0900000000000001,1.0900000000000001,1.1200000000000001,1.1200000000000001,1.1200000000000001,1.1200000000000001,1.1200000000000001,1.1200000000000001,1.0900000000000001,1.0900000000000001,402.20803144905244,0,6587.6486377989841,0,0,0,1,0,null,null,10.088944673405495,null,5165.5528570992874,1,null,null,7.4389999999999992,5.9600000000000009,6.2474711356919013,13.13,13.290000000000001,14.852837601175882,null,18832.018909237173,1941.1521206568227]
[431,"IwaEgsd209",1,0.90687281768330041,7998.8549944002998,0,"gsd",10,1.0900000000000001,1.0900000000000001,1.0900000000000001,1.0900000000000001,1.1200000000000001,1.1200000000000001,1.1200000000000001,1.1200000000000001,1.1200000000000001,1.1200000000000001,1.0900000000000001,1.0900000000000001,402.20803144905244,0,6587.6488076388887,0,0,0,1,0,null,null,10.088944933514297,null,5165.553026939192,1,null,null,7.4389999999999992,5.9600000000000009,6.2474711356919013,13.13,13.290000000000001,14.852837601175882,null,18832.025740912417,1941.1528248469019]
[432,"IwaNgsd209",1,0.90687281768330041,7998.8549944002998,0,"gsd",10,1.0900000000000001,1.0900000000000001,1.0900000000000001,1.0900000000000001,1.1200000000000001,1.1200000000000001,1.1200000000000001,1.1200000000000001,1.1200000000000001,1.1200000000000001,1.0900000000000001,1.0900000000000001,402.20803144905244,0,6587.6488076388887,0,0,0,1,0,null,null,10.088944933514297,null,5165.553026939192,1,null,null,7.4389999999999992,5.9600000000000009,6.2474711356919013,13.13,13.290000000000001,14.852837601175882,null,18832.025740912417,1941.1528248469019]
[433,"IagEgsd210",1,0.93046755565175376,8228.3728831277422,0,"gsd",10,1.0900000000000001,1.0900000000000001,1.0900000000000001,1.0900000000000001,1.1200000000000001,1.1200000000000001,1.1200000000000001,1.1200000000000001,1.1200000000000001,1.1200000000000001,1.0900000000000001,1.0900000000000001,413.748925523521,0,5386.0315903658648,0,0,0,1,0,null,null,8.0794139020878131,null,3933.1827077555781,1,null,null,7.4389999999999992,5.9600000000000009,6.2474711356919013,13.13,13.290000000000001,14.852837601175882,null,465.07732972390659,47.938877356381262]
[434,"IagNgsd210",1,0.93046755565175376,8228.3728831277422,0,"gsd",10,1.0900000000000001,1.0900000000000001,1.0900000000000001,1.0900000000000001,1.1200000000000001,1.1200000000000001,1.1200000000000001,1.1200000000000001,1.1200000000000001,1.1200000000000001,1.0900000000000001,1.0900000000000001,413.748925523521,0,5386.0315903658648,0,0,0,1,0,null,null,8.0794139020878131,null,3933.1827077555781,1,null,null,7.4389999999999992,5.9600000000000009,6.2474711356919013,13.13,13.290000000000001,14.852837601175882,null,465.07732972390659,47.938877356381262]
[435,"IchEgsd210",1,0.93046755565175376,8228.372883127744,0,"gsd",10,1.0900000000000001,1.0900000000000001,1.0900000000000001,1.0900000000000001,1.1200000000000001,1.1200000000000001,1.1200000000000001,1.1200000000000001,1.1200000000000001,1.1200000000000001,1.0900000000000001,1.0900000000000001,413.748925523521,0,5174.7887580247416,0,0,0,1,0,null,null,7.7625352786155473,null,3721.9398754144549,1,null,null,7.4389999999999992,5.9600000000000009,6.2474711356919013,13.13,13.290000000000001,14.852837601175882,null,0,0]
[436,"IchNgsd210",1,0.93046755565175376,8228.372883127744,0,"gsd",10,1.0900000000000001,1.0900000000000001,1.0900000000000001,1.0900000000000001,1.1200000000000001,1.1200000000000001,1.1200000000000001,1.1200000000000001,1.1200000000000001,1.1200000000000001,1.0900000000000001,1.0900000000000001,413.748925523521,0,5174.7887580247416,0,0,0,1,0,null,null,7.7625352786155473,null,3721.9398754144549,1,null,null,7.4389999999999992,5.9600000000000009,6.2474711356919013,13.13,13.290000000000001,14.852837601175882,null,0,0]
[437,"IcoEgsd210",1,0.93046755565175376,8228.372883127744,0,"gsd",10,1.0900000000000001,1.0900000000000001,1.0900000000000001,1.0900000000000001,1.1200000000000001,1.1200000000000001,1.1200000000000001,1.1200000000000001,1.1200000000000001,1.1200000000000001,1.0900000000000001,1.0900000000000001,413.748925523521,0,90936.687904975101,0,0,0,1,0,null,null,136.41122004993076,null,89483.839022364817,1,null,null,7.4389999999999992,5.9600000000000009,6.2474711356919013,13.13,13.290000000000001,14.852837601175882,null,1197427.4740467034,123427.49291943308]
[438,"IcoNgsd210",1,0.93046755565175376,8228.372883127744,0,"gsd",10,1.0900000000000001,1.0900000000000001,1.0900000000000001,1.0900000000000001,1.1200000000000001,1.1200000000000001,1.1200000000000001,1.1200000000000001,1.1200000000000001,1.1200000000000001,1.0900000000000001,1.0900000000000001,413.748925523521,0,90936.687904975101,0,0,0,1,0,null,null,136.41122004993076,null,89483.839022364817,1,null,null,7.4389999999999992,5.9600000000000009,6.2474711356919013,13.13,13.290000000000001,14.852837601175882,null,1197427.4740467034,123427.49291943308]
[439,"IelEgsd210",1,0.93046755565175376,8228.3728831277422,0,"gsd",10,1.0900000000000001,1.0900000000000001,1.0900000000000001,1.0900000000000001,1.1200000000000001,1.1200000000000001,1.1200000000000001,1.1200000000000001,1.1200000000000001,1.1200000000000001,1.0900000000000001,1.0900000000000001,413.748925523521,0,15138.151897108928,0,0,0,1,0,null,null,22.708257988719062,null,13685.303014498642,1,null,null,7.4389999999999992,5.9600000000000009,6.2474711356919013,13.13,13.290000000000001,14.852837601175882,null,136909.63814649999,14112.264633298517]
[440,"IelNgsd210",1,0.93046755565175376,8228.3728831277422,0,"gsd",10,1.0900000000000001,1.0900000000000001,1.0900000000000001,1.0900000000000001,1.1200000000000001,1.1200000000000001,1.1200000000000001,1.1200000000000001,1.1200000000000001,1.1200000000000001,1.0900000000000001,1.0900000000000001,413.748925523521,0,15138.151897108928,0,0,0,1,0,null,null,22.708257988719062,null,13685.303014498642,1,null,null,7.4389999999999992,5.9600000000000009,6.2474711356919013,13.13,13.290000000000001,14.852837601175882,null,136909.63814649999,14112.264633298517]
[441,"IluEgsd210",1,0.93046755565175376,8228.3728831277422,0,"gsd",10,1.0900000000000001,1.0900000000000001,1.0900000000000001,1.0900000000000001,1.1200000000000001,1.1200000000000001,1.1200000000000001,1.1200000000000001,1.1200000000000001,1.1200000000000001,1.0900000000000001,1.0900000000000001,413.74892552352094,0,33757.017962445498,0,0,0,1,0,null,null,50.637824090497695,null,32304.169079835214,1,null,null,7.4389999999999992,5.9600000000000009,6.2474711356919013,13.13,13.290000000000001,14.852837601175882,null,397411.25200879213,40964.046304741008]
[442,"IluNgsd210",1,0.93046755565175376,8228.3728831277422,0,"gsd",10,1.0900000000000001,1.0900000000000001,1.0900000000000001,1.0900000000000001,1.1200000000000001,1.1200000000000001,1.1200000000000001,1.1200000000000001,1.1200000000000001,1.1200000000000001,1.0900000000000001,1.0900000000000001,413.74892552352094,0,33757.017962445498,0,0,0,1,0,null,null,50.637824090497695,null,32304.169079835214,1,null,null,7.4389999999999992,5.9600000000000009,6.2474711356919013,13.13,13.290000000000001,14.852837601175882,null,397411.25200879213,40964.046304741008]
[443,"ImeEgsd210",1,0.93046755565175376,8228.3728831277422,0,"gsd",10,1.0900000000000001,1.0900000000000001,1.0900000000000001,1.0900000000000001,1.1200000000000001,1.1200000000000001,1.1200000000000001,1.1200000000000001,1.1200000000000001,1.1200000000000001,1.0900000000000001,1.0900000000000001,413.748925523521,0,125585.48546141207,0,0,0,1,0,null,null,188.38677421653512,null,124132.63657880179,1,null,null,7.4389999999999992,5.9600000000000009,6.2474711356919013,13.13,13.290000000000001,14.852837601175882,null,1682208.175978129,173397.33907045354]
[444,"ImeNgsd210",1,0.93046755565175376,8228.3728831277422,0,"gsd",10,1.0900000000000001,1.0900000000000001,1.0900000000000001,1.0900000000000001,1.1200000000000001,1.1200000000000001,1.1200000000000001,1.1200000000000001,1.1200000000000001,1.1200000000000001,1.0900000000000001,1.0900000000000001,413.748925523521,0,125585.48546141207,0,0,0,1,0,null,null,188.38677421653512,null,124132.63657880179,1,null,null,7.4389999999999992,5.9600000000000009,6.2474711356919013,13.13,13.290000000000001,14.852837601175882,null,1682208.175978129,173397.33907045354]
[445,"ImiEgsd210",1,0.93046755565175376,8228.372883127744,0,"gsd",10,1.0900000000000001,1.0900000000000001,1.0900000000000001,1.0900000000000001,1.1200000000000001,1.1200000000000001,1.1200000000000001,1.1200000000000001,1.1200000000000001,1.1200000000000001,1.0900000000000001,1.0900000000000001,413.748925523521,0,90936.687904975101,0,0,0,1,0,null,null,136.41122004993076,null,89483.839022364817,1,null,null,7.4389999999999992,5.9600000000000009,6.2474711356919013,13.13,13.290000000000001,14.852837601175882,null,1197427.4740467034,123427.49291943308]
[446,"ImiNgsd210",1,0.93046755565175376,8228.372883127744,0,"gsd",10,1.0900000000000001,1.0900000000000001,1.0900000000000001,1.0900000000000001,1.1200000000000001,1.1200000000000001,1.1200000000000001,1.1200000000000001,1.1200000000000001,1.1200000000000001,1.0900000000000001,1.0900000000000001,413.748925523521,0,90936.687904975101,0,0,0,1,0,null,null,136.41122004993076,null,89483.839022364817,1,null,null,7.4389999999999992,5.9600000000000009,6.2474711356919013,13.13,13.290000000000001,14.852837601175882,null,1197427.4740467034,123427.49291943308]
[447,"IprEgsd210",1,0.93046755565175376,8228.3728831277422,0,"gsd",10,1.0900000000000001,1.0900000000000001,1.0900000000000001,1.0900000000000001,1.1200000000000001,1.1200000000000001,1.1200000000000001,1.1200000000000001,1.1200000000000001,1.1200000000000001,1.0900000000000001,1.0900000000000001,413.748925523521,0,9816.4714181728741,0,0,0,1,0,null,null,14.725375132834321,null,8363.6225355625884,1,null,null,7.4389999999999992,5.9600000000000009,6.2474711356919013,13.13,13.290000000000001,14.852837601175882,null,62452.562563580082,6437.4364132186938]
[448,"IprNgsd210",1,0.93046755565175376,8228.3728831277422,0,"gsd",10,1.0900000000000001,1.0900000000000001,1.0900000000000001,1.0900000000000001,1.1200000000000001,1.1200000000000001,1.1200000000000001,1.1200000000000001,1.1200000000000001,1.1200000000000001,1.0900000000000001,1.0900000000000001,413.748925523521,0,9816.4714181728741,0,0,0,1,0,null,null,14.725375132834321,null,8363.6225355625884,1,null,null,7.4389999999999992,5.9600000000000009,6.2474711356919013,13.13,13.290000000000001,14.852837601175882,null,62452.562563580082,6437.4364132186938]
[449,"IstEgsd210",1,0.93046755565175365,8228.3728831277422,0,"gsd",10,1.0900000000000001,1.0900000000000001,1.0900000000000001,1.0900000000000001,1.1200000000000001,1.1200000000000001,1.1200000000000001,1.1200000000000001,1.1200000000000001,1.1200000000000001,1.0900000000000001,1.0900000000000001,413.74892552352094,0,37305.484775597026,0,0,0,1,0,null,null,55.960765781473967,null,35852.635892986735,1,null,null,7.4389999999999992,5.9600000000000009,6.2474711356919013,13.13,13.290000000000001,14.852837601175882,null,447058.78476261487,46081.575867287836]
[450,"IstNgsd210",1,0.93046755565175365,8228.3728831277422,0,"gsd",10,1.0900000000000001,1.0900000000000001,1.0900000000000001,1.0900000000000001,1.1200000000000001,1.1200000000000001,1.1200000000000001,1.1200000000000001,1.1200000000000001,1.1200000000000001,1.0900000000000001,1.0900000000000001,413.74892552352094,0,37305.484775597026,0,0,0,1,0,null,null,55.960765781473967,null,35852.635892986735,1,null,null,7.4389999999999992,5.9600000000000009,6.2474711356919013,13.13,13.290000000000001,14.852837601175882,null,447058.78476261487,46081.575867287836]
[451,"IteEgsd210",1,0.93046755565175365,8228.372883127744,0,"gsd",10,1.0900000000000001,1.0900000000000001,1.0900000000000001,1.0900000000000001,1.1200000000000001,1.1200000000000001,1.1200000000000001,1.1200000000000001,1.1200000000000001,1.1200000000000001,1.0900000000000001,1.0900000000000001,413.748925523521,0,23854.851392583365,0,0,0,1,0,null,null,35.783900398620723,null,22402.002509973077,1,null,null,7.4389999999999992,5.9600000000000009,6.2474711356919013,13.13,13.290000000000001,14.852837601175882,null,258867.33789103798,26683.325050693114]
[452,"IteNgsd210",1,0.93046755565175365,8228.372883127744,0,"gsd",10,1.0900000000000001,1.0900000000000001,1.0900000000000001,1.0900000000000001,1.1200000000000001,1.1200000000000001,1.1200000000000001,1.1200000000000001,1.1200000000000001,1.1200000000000001,1.0900000000000001,1.0900000000000001,413.748925523521,0,23854.851392583365,0,0,0,1,0,null,null,35.783900398620723,null,22402.002509973077,1,null,null,7.4389999999999992,5.9600000000000009,6.2474711356919013,13.13,13.290000000000001,14.852837601175882,null,258867.33789103798,26683.325050693114]
[453,"ItrEgsd210",1,0.93046755565175376,8228.3728831277422,0,"gsd",10,1.0900000000000001,1.0900000000000001,1.0900000000000001,1.0900000000000001,1.1200000000000001,1.1200000000000001,1.1200000000000001,1.1200000000000001,1.1200000000000001,1.1200000000000001,1.0900000000000001,1.0900000000000001,413.748925523521,0,14370.775101416508,0,0,0,1,0,null,null,21.557140575604187,null,12917.926218806222,1,null,null,7.4389999999999992,5.9600000000000009,6.2474711356919013,13.13,13.290000000000001,14.852837601175882,null,126173.05934626039,13005.567958495296]
[454,"ItrNgsd210",1,0.93046755565175376,8228.3728831277422,0,"gsd",10,1.0900000000000001,1.0900000000000001,1.0900000000000001,1.0900000000000001,1.1200000000000001,1.1200000000000001,1.1200000000000001,1.1200000000000001,1.1200000000000001,1.1200000000000001,1.0900000000000001,1.0900000000000001,413.748925523521,0,14370.775101416508,0,0,0,1,0,null,null,21.557140575604187,null,12917.926218806222,1,null,null,7.4389999999999992,5.9600000000000009,6.2474711356919013,13.13,13.290000000000001,14.852837601175882,null,126173.05934626039,13005.567958495296]
[455,"IwaEgsd210",1,0.93046755565175376,8228.3728831277422,0,"gsd",10,1.0900000000000001,1.0900000000000001,1.0900000000000001,1.0900000000000001,1.1200000000000001,1.1200000000000001,1.1200000000000001,1.1200000000000001,1.1200000000000001,1.1200000000000001,1.0900000000000001,1.0900000000000001,413.748925523521,0,7086.0958993521517,0,0,0,1,0,null,null,10.629626054024726,null,5633.2470167418651,1,null,null,7.4389999999999992,5.9600000000000009,6.2474711356919013,13.13,13.290000000000001,14.852837601175882,null,24251.132735299252,2499.7392984968656]
[456,"IwaNgsd210",1,0.93046755565175376,8228.3728831277422,0,"gsd",10,1.0900000000000001,1.0900000000000001,1.0900000000000001,1.0900000000000001,1.1200000000000001,1.1200000000000001,1.1200000000000001,1.1200000000000001,1.1200000000000001,1.1200000000000001,1.0900000000000001,1.0900000000000001,413.748925523521,0,7086.0958993521517,0,0,0,1,0,null,null,10.629626054024726,null,5633.2470167418651,1,null,null,7.4389999999999992,5.9600000000000009,6.2474711356919013,13.13,13.290000000000001,14.852837601175882,null,24251.132735299252,2499.7392984968656]
[457,"IagEgsd211",1,0.90687281768330053,7998.8549944003007,0,"gsd",15,1.0900000000000001,1.0900000000000001,1.0900000000000001,1.0900000000000001,1.1200000000000001,1.1200000000000001,1.1200000000000001,1.1200000000000001,1.1200000000000001,1.1200000000000001,1.0900000000000001,1.0900000000000001,402.2080314490525,0,10429.34543540163,0,0,0,1,0,null,null,15.972480449831163,null,9007.2496547019346,1,null,null,7.4389999999999992,5.9600000000000009,6.2474711356919013,13.13,13.290000000000001,14.852837601175882,null,36156.704598337805,4746.902293485763]
[458,"IagNgsd211",1,0.90687281768330053,7998.8549944003007,0,"gsd",15,1.0900000000000001,1.0900000000000001,1.0900000000000001,1.0900000000000001,1.1200000000000001,1.1200000000000001,1.1200000000000001,1.1200000000000001,1.1200000000000001,1.1200000000000001,1.0900000000000001,1.0900000000000001,402.2080314490525,0,10429.34543540163,0,0,0,1,0,null,null,15.972480449831163,null,9007.2496547019346,1,null,null,7.4389999999999992,5.9600000000000009,6.2474711356919013,13.13,13.290000000000001,14.852837601175882,null,36156.704598337805,4746.902293485763]
[459,"IchEgsd211",1,0.90687281768330041,7998.8549944002998,0,"gsd",15,1.0900000000000001,1.0900000000000001,1.0900000000000001,1.0900000000000001,1.1200000000000001,1.1200000000000001,1.1200000000000001,1.1200000000000001,1.1200000000000001,1.1200000000000001,1.0900000000000001,1.0900000000000001,402.20803144905244,0,6544.7763885244649,0,0,0,1,0,null,null,10.023286078854284,null,5122.6806078247682,1,null,null,7.4389999999999992,5.9600000000000009,6.2474711356919013,13.13,13.290000000000001,14.852837601175882,null,0,0]
[460,"IchNgsd211",1,0.90687281768330041,7998.8549944002998,0,"gsd",15,1.0900000000000001,1.0900000000000001,1.0900000000000001,1.0900000000000001,1.1200000000000001,1.1200000000000001,1.1200000000000001,1.1200000000000001,1.1200000000000001,1.1200000000000001,1.0900000000000001,1.0900000000000001,402.20803144905244,0,6544.7763885244649,0,0,0,1,0,null,null,10.023286078854284,null,5122.6806078247682,1,null,null,7.4389999999999992,5.9600000000000009,6.2474711356919013,13.13,13.290000000000001,14.852837601175882,null,0,0]
[461,"IcoEgsd211",1,0.90687281768330041,7998.8549944002998,0,"gsd",15,1.0900000000000001,1.0900000000000001,1.0900000000000001,1.0900000000000001,1.1200000000000001,1.1200000000000001,1.1200000000000001,1.1200000000000001,1.1200000000000001,1.1200000000000001,1.0900000000000001,1.0900000000000001,402.20803144905244,0,10573.199130529132,0,0,0,1,0,null,null,16.192791527577295,null,9151.1033498294364,1,null,null,7.4389999999999992,5.9600000000000009,6.2474711356919013,13.13,13.290000000000001,14.852837601175882,null,37666.975193194376,4945.181064467517]
[462,"IcoNgsd211",1,0.90687281768330041,7998.8549944002998,0,"gsd",15,1.0900000000000001,1.0900000000000001,1.0900000000000001,1.0900000000000001,1.1200000000000001,1.1200000000000001,1.1200000000000001,1.1200000000000001,1.1200000000000001,1.1200000000000001,1.0900000000000001,1.0900000000000001,402.20803144905244,0,10573.199130529132,0,0,0,1,0,null,null,16.192791527577295,null,9151.1033498294364,1,null,null,7.4389999999999992,5.9600000000000009,6.2474711356919013,13.13,13.290000000000001,14.852837601175882,null,37666.975193194376,4945.181064467517]
[463,"IelEgsd211",1,0.9068728176833003,7998.8549944002998,0,"gsd",15,1.0900000000000001,1.0900000000000001,1.0900000000000001,1.0900000000000001,1.1200000000000001,1.1200000000000001,1.1200000000000001,1.1200000000000001,1.1200000000000001,1.1200000000000001,1.0900000000000001,1.0900000000000001,402.20803144905244,0,5834.8768514817593,0,0,0,1,0,null,null,8.9360791638095574,null,4412.7810707820627,1,null,null,7.4389999999999992,5.9600000000000009,6.2474711356919013,13.13,13.290000000000001,14.852837601175882,null,0,0]
[464,"IelNgsd211",1,0.9068728176833003,7998.8549944002998,0,"gsd",15,1.0900000000000001,1.0900000000000001,1.0900000000000001,1.0900000000000001,1.1200000000000001,1.1200000000000001,1.1200000000000001,1.1200000000000001,1.1200000000000001,1.1200000000000001,1.0900000000000001,1.0900000000000001,402.20803144905244,0,5834.8768514817593,0,0,0,1,0,null,null,8.9360791638095574,null,4412.7810707820627,1,null,null,7.4389999999999992,5.9600000000000009,6.2474711356919013,13.13,13.290000000000001,14.852837601175882,null,0,0]
[465,"IluEgsd211",1,0.90687281768330041,7998.8549944003007,0,"gsd",15,1.0900000000000001,1.0900000000000001,1.0900000000000001,1.0900000000000001,1.1200000000000001,1.1200000000000001,1.1200000000000001,1.1200000000000001,1.1200000000000001,1.1200000000000001,1.0900000000000001,1.0900000000000001,402.20803144905244,0,19406.504198399325,0,0,0,1,0,null,null,29.720945655547055,null,17984.408417699629,1,null,null,7.4389999999999992,5.9600000000000009,6.2474711356919013,13.13,13.290000000000001,14.852837601175882,null,130404.92648328593,17120.460824126374]
[466,"IluNgsd211",1,0.90687281768330041,7998.8549944003007,0,"gsd",15,1.0900000000000001,1.0900000000000001,1.0900000000000001,1.0900000000000001,1.1200000000000001,1.1200000000000001,1.1200000000000001,1.1200000000000001,1.1200000000000001,1.1200000000000001,1.0900000000000001,1.0900000000000001,402.20803144905244,0,19406.504198399325,0,0,0,1,0,null,null,29.720945655547055,null,17984.408417699629,1,null,null,7.4389999999999992,5.9600000000000009,6.2474711356919013,13.13,13.290000000000001,14.852837601175882,null,130404.92648328593,17120.460824126374]
[467,"ImeEgsd211",1,0.90687281768330041,7998.8549944002998,0,"gsd",15,1.0900000000000001,1.0900000000000001,1.0900000000000001,1.0900000000000001,1.1200000000000001,1.1200000000000001,1.1200000000000001,1.1200000000000001,1.1200000000000001,1.1200000000000001,1.0900000000000001,1.0900000000000001,402.2080314490525,0,18089.838898178732,0,0,0,1,0,null,null,27.704480586190133,null,16667.743117479036,1,null,null,7.4389999999999992,5.9600000000000009,6.2474711356919013,13.13,13.290000000000001,14.852837601175882,null,116581.70493559845,15305.652677282811]
[468,"ImeNgsd211",1,0.90687281768330041,7998.8549944002998,0,"gsd",15,1.0900000000000001,1.0900000000000001,1.0900000000000001,1.0900000000000001,1.1200000000000001,1.1200000000000001,1.1200000000000001,1.1200000000000001,1.1200000000000001,1.1200000000000001,1.0900000000000001,1.0900000000000001,402.2080314490525,0,18089.838898178732,0,0,0,1,0,null,null,27.704480586190133,null,16667.743117479036,1,null,null,7.4389999999999992,5.9600000000000009,6.2474711356919013,13.13,13.290000000000001,14.852837601175882,null,116581.70493559845,15305.652677282811]
[469,"ImiEgsd211",1,0.90687281768330041,7998.8549944002998,0,"gsd",15,1.0900000000000001,1.0900000000000001,1.0900000000000001,1.0900000000000001,1.1200000000000001,1.1200000000000001,1.1200000000000001,1.1200000000000001,1.1200000000000001,1.1200000000000001,1.0900000000000001,1.0900000000000001,402.20803144905244,0,10573.199130529132,0,0,0,1,0,null,null,16.192791527577295,null,9151.1033498294364,1,null,null,7.4389999999999992,5.9600000000000009,6.2474711356919013,13.13,13.290000000000001,14.852837601175882,null,37666.975193194376,4945.181064467517]
[470,"ImiNgsd211",1,0.90687281768330041,7998.8549944002998,0,"gsd",15,1.0900000000000001,1.0900000000000001,1.0900000000000001,1.0900000000000001,1.1200000000000001,1.1200000000000001,1.1200000000000001,1.1200000000000001,1.1200000000000001,1.1200000000000001,1.0900000000000001,1.0900000000000001,402.20803144905244,0,10573.199130529132,0,0,0,1,0,null,null,16.192791527577295,null,9151.1033498294364,1,null,null,7.4389999999999992,5.9600000000000009,6.2474711356919013,13.13,13.290000000000001,14.852837601175882,null,37666.975193194376,4945.181064467517]
[471,"IprEgsd211",1,0.90687281768330041,7998.8549944002998,0,"gsd",15,1.0900000000000001,1.0900000000000001,1.0900000000000001,1.0900000000000001,1.1200000000000001,1.1200000000000001,1.1200000000000001,1.1200000000000001,1.1200000000000001,1.1200000000000001,1.0900000000000001,1.0900000000000001,402.20803144905244,0,9249.5559841878749,0,0,0,1,0,null,null,14.165639928424746,null,7827.4602034881782,1,null,null,7.4389999999999992,5.9600000000000009,6.2474711356919013,13.13,13.290000000000001,14.852837601175882,null,23770.478259973053,3120.7528181289745]
[472,"IprNgsd211",1,0.90687281768330041,7998.8549944002998,0,"gsd",15,1.0900000000000001,1.0900000000000001,1.0900000000000001,1.0900000000000001,1.1200000000000001,1.1200000000000001,1.1200000000000001,1.1200000000000001,1.1200000000000001,1.1200000000000001,1.0900000000000001,1.0900000000000001,402.20803144905244,0,9249.5559841878749,0,0,0,1,0,null,null,14.165639928424746,null,7827.4602034881782,1,null,null,7.4389999999999992,5.9600000000000009,6.2474711356919013,13.13,13.290000000000001,14.852837601175882,null,23770.478259973053,3120.7528181289745]
[473,"IstEgsd211",1,0.90687281768330041,7998.8549944002998,0,"gsd",15,1.0900000000000001,1.0900000000000001,1.0900000000000001,1.0900000000000001,1.1200000000000001,1.1200000000000001,1.1200000000000001,1.1200000000000001,1.1200000000000001,1.1200000000000001,1.0900000000000001,1.0900000000000001,402.20803144905244,0,12095.573129519267,0,0,0,1,0,null,null,18.52429824454364,null,10673.477348819571,1,null,null,7.4389999999999992,5.9600000000000009,6.2474711356919013,13.13,13.290000000000001,14.852837601175882,null,53649.877745014412,7043.5270731157116]
[474,"IstNgsd211",1,0.90687281768330041,7998.8549944002998,0,"gsd",15,1.0900000000000001,1.0900000000000001,1.0900000000000001,1.0900000000000001,1.1200000000000001,1.1200000000000001,1.1200000000000001,1.1200000000000001,1.1200000000000001,1.1200000000000001,1.0900000000000001,1.0900000000000001,402.20803144905244,0,12095.573129519267,0,0,0,1,0,null,null,18.52429824454364,null,10673.477348819571,1,null,null,7.4389999999999992,5.9600000000000009,6.2474711356919013,13.13,13.290000000000001,14.852837601175882,null,53649.877745014412,7043.5270731157116]
[475,"IteEgsd211",1,0.9068728176833003,7998.8549944002998,0,"gsd",15,1.0900000000000001,1.0900000000000001,1.0900000000000001,1.0900000000000001,1.1200000000000001,1.1200000000000001,1.1200000000000001,1.1200000000000001,1.1200000000000001,1.1200000000000001,1.0900000000000001,1.0900000000000001,402.20803144905244,0,7943.5956726034537,0,0,0,1,0,null,null,12.165569485438763,null,6521.4998919037571,1,null,null,7.4389999999999992,5.9600000000000009,6.2474711356919013,13.13,13.290000000000001,14.852837601175882,null,10059.63554268096,1320.6985415196939]
[476,"IteNgsd211",1,0.9068728176833003,7998.8549944002998,0,"gsd",15,1.0900000000000001,1.0900000000000001,1.0900000000000001,1.0900000000000001,1.1200000000000001,1.1200000000000001,1.1200000000000001,1.1200000000000001,1.1200000000000001,1.1200000000000001,1.0900000000000001,1.0900000000000001,402.20803144905244,0,7943.5956726034537,0,0,0,1,0,null,null,12.165569485438763,null,6521.4998919037571,1,null,null,7.4389999999999992,5.9600000000000009,6.2474711356919013,13.13,13.290000000000001,14.852837601175882,null,10059.63554268096,1320.6985415196939]
[477,"ItrEgsd211",1,0.90687281768330041,7998.8549944002998,0,"gsd",15,1.0900000000000001,1.0900000000000001,1.0900000000000001,1.0900000000000001,1.1200000000000001,1.1200000000000001,1.1200000000000001,1.1200000000000001,1.1200000000000001,1.1200000000000001,1.0900000000000001,1.0900000000000001,402.20803144905244,0,7335.4729484970276,0,0,0,1,0,null,null,11.234233153542309,null,5913.3771677973309,1,null,null,7.4389999999999992,5.9600000000000009,6.2474711356919013,13.13,13.290000000000001,14.852837601175882,null,3675.1574552128441,482.5000936029208]
[478,"ItrNgsd211",1,0.90687281768330041,7998.8549944002998,0,"gsd",15,1.0900000000000001,1.0900000000000001,1.0900000000000001,1.0900000000000001,1.1200000000000001,1.1200000000000001,1.1200000000000001,1.1200000000000001,1.1200000000000001,1.1200000000000001,1.0900000000000001,1.0900000000000001,402.20803144905244,0,7335.4729484970276,0,0,0,1,0,null,null,11.234233153542309,null,5913.3771677973309,1,null,null,7.4389999999999992,5.9600000000000009,6.2474711356919013,13.13,13.290000000000001,14.852837601175882,null,3675.1574552128441,482.5000936029208]
[479,"IwaEgsd211",1,0.90687281768330041,7998.8549944002998,0,"gsd",15,1.0900000000000001,1.0900000000000001,1.0900000000000001,1.0900000000000001,1.1200000000000001,1.1200000000000001,1.1200000000000001,1.1200000000000001,1.1200000000000001,1.1200000000000001,1.0900000000000001,1.0900000000000001,402.20803144905244,0,823.3694376437644,0,0,0,1,0,null,null,1.2609853923442376,null,-598.72634305593192,0,null,null,7.4389999999999992,5.9600000000000009,6.2474711356919013,13.13,13.290000000000001,14.852837601175882,null,0,0]
[480,"IwaNgsd211",1,0.90687281768330041,7998.8549944002998,0,"gsd",15,1.0900000000000001,1.0900000000000001,1.0900000000000001,1.0900000000000001,1.1200000000000001,1.1200000000000001,1.1200000000000001,1.1200000000000001,1.1200000000000001,1.1200000000000001,1.0900000000000001,1.0900000000000001,402.20803144905244,0,823.3694376437644,0,0,0,1,0,null,null,1.2609853923442376,null,-598.72634305593192,0,null,null,7.4389999999999992,5.9600000000000009,6.2474711356919013,13.13,13.290000000000001,14.852837601175882,null,0,0]
[481,"IagEgsd212",1,0.9068728176833003,7998.8549944002989,0,"gsd",15,1.0900000000000001,1.0900000000000001,1.0900000000000001,1.0900000000000001,1.1200000000000001,1.1200000000000001,1.1200000000000001,1.1200000000000001,1.1200000000000001,1.1200000000000001,1.0900000000000001,1.0900000000000001,402.20803144905244,0,272.34478616321996,0,0,0,1,0,null,null,0.41709441877719938,null,-1149.7509945364761,0,null,null,7.4389999999999992,5.9600000000000009,6.2474711356919013,13.13,13.290000000000001,14.852837601175882,null,0,0]
[482,"IagNgsd212",1,0.9068728176833003,7998.8549944002989,0,"gsd",15,1.0900000000000001,1.0900000000000001,1.0900000000000001,1.0900000000000001,1.1200000000000001,1.1200000000000001,1.1200000000000001,1.1200000000000001,1.1200000000000001,1.1200000000000001,1.0900000000000001,1.0900000000000001,402.20803144905244,0,272.34478616321996,0,0,0,1,0,null,null,0.41709441877719938,null,-1149.7509945364761,0,null,null,7.4389999999999992,5.9600000000000009,6.2474711356919013,13.13,13.290000000000001,14.852837601175882,null,0,0]
[483,"IchEgsd212",1,0.90687281768330041,7998.8549944002998,0,"gsd",15,1.0900000000000001,1.0900000000000001,1.0900000000000001,1.0900000000000001,1.1200000000000001,1.1200000000000001,1.1200000000000001,1.1200000000000001,1.1200000000000001,1.1200000000000001,1.0900000000000001,1.0900000000000001,402.20803144905244,0,272.34415005129239,0,0,0,1,0,null,null,0.41709344457556896,null,-1149.751630648404,0,null,null,7.4389999999999992,5.9600000000000009,6.2474711356919013,13.13,13.290000000000001,14.852837601175882,null,0,0]
[484,"IchNgsd212",1,0.90687281768330041,7998.8549944002998,0,"gsd",15,1.0900000000000001,1.0900000000000001,1.0900000000000001,1.0900000000000001,1.1200000000000001,1.1200000000000001,1.1200000000000001,1.1200000000000001,1.1200000000000001,1.1200000000000001,1.0900000000000001,1.0900000000000001,402.20803144905244,0,272.34415005129239,0,0,0,1,0,null,null,0.41709344457556896,null,-1149.751630648404,0,null,null,7.4389999999999992,5.9600000000000009,6.2474711356919013,13.13,13.290000000000001,14.852837601175882,null,0,0]
[485,"IcoEgsd212",1,0.90687281768330053,7998.8549944003007,0,"gsd",15,1.0900000000000001,1.0900000000000001,1.0900000000000001,1.0900000000000001,1.1200000000000001,1.1200000000000001,1.1200000000000001,1.1200000000000001,1.1200000000000001,1.1200000000000001,1.0900000000000001,1.0900000000000001,402.20803144905244,0,272.34406884515448,0,0,0,1,0,null,null,0.41709332020885209,null,-1149.751711854542,0,null,null,7.4389999999999992,5.9600000000000009,6.2474711356919013,13.13,13.290000000000001,14.852837601175882,null,0,0]
[486,"IcoNgsd212",1,0.90687281768330053,7998.8549944003007,0,"gsd",15,1.0900000000000001,1.0900000000000001,1.0900000000000001,1.0900000000000001,1.1200000000000001,1.1200000000000001,1.1200000000000001,1.1200000000000001,1.1200000000000001,1.1200000000000001,1.0900000000000001,1.0900000000000001,402.20803144905244,0,272.34406884515448,0,0,0,1,0,null,null,0.41709332020885209,null,-1149.751711854542,0,null,null,7.4389999999999992,5.9600000000000009,6.2474711356919013,13.13,13.290000000000001,14.852837601175882,null,0,0]
[487,"IelEgsd212",1,0.90687281768330053,7998.8549944003007,0,"gsd",15,1.0900000000000001,1.0900000000000001,1.0900000000000001,1.0900000000000001,1.1200000000000001,1.1200000000000001,1.1200000000000001,1.1200000000000001,1.1200000000000001,1.1200000000000001,1.0900000000000001,1.0900000000000001,402.20803144905244,0,272.3439289498474,0,0,0,1,0,null,null,0.41709310596002208,null,-1149.751851749849,0,null,null,7.4389999999999992,5.9600000000000009,6.2474711356919013,13.13,13.290000000000001,14.852837601175882,null,0,0]
[488,"IelNgsd212",1,0.90687281768330053,7998.8549944003007,0,"gsd",15,1.0900000000000001,1.0900000000000001,1.0900000000000001,1.0900000000000001,1.1200000000000001,1.1200000000000001,1.1200000000000001,1.1200000000000001,1.1200000000000001,1.1200000000000001,1.0900000000000001,1.0900000000000001,402.20803144905244,0,272.3439289498474,0,0,0,1,0,null,null,0.41709310596002208,null,-1149.751851749849,0,null,null,7.4389999999999992,5.9600000000000009,6.2474711356919013,13.13,13.290000000000001,14.852837601175882,null,0,0]
[489,"IluEgsd212",1,0.90687281768330041,7998.8549944003007,0,"gsd",15,1.0900000000000001,1.0900000000000001,1.0900000000000001,1.0900000000000001,1.1200000000000001,1.1200000000000001,1.1200000000000001,1.1200000000000001,1.1200000000000001,1.1200000000000001,1.0900000000000001,1.0900000000000001,402.20803144905244,0,272.34397731698238,0,0,0,1,0,null,null,0.41709318003400137,null,-1149.7518033827141,0,null,null,7.4389999999999992,5.9600000000000009,6.2474711356919013,13.13,13.290000000000001,14.852837601175882,null,0,0]
[490,"IluNgsd212",1,0.90687281768330041,7998.8549944003007,0,"gsd",15,1.0900000000000001,1.0900000000000001,1.0900000000000001,1.0900000000000001,1.1200000000000001,1.1200000000000001,1.1200000000000001,1.1200000000000001,1.1200000000000001,1.1200000000000001,1.0900000000000001,1.0900000000000001,402.20803144905244,0,272.34397731698238,0,0,0,1,0,null,null,0.41709318003400137,null,-1149.7518033827141,0,null,null,7.4389999999999992,5.9600000000000009,6.2474711356919013,13.13,13.290000000000001,14.852837601175882,null,0,0]
[497,"IstEgsd212",1,0.9068728176833003,7998.8549944002998,0,"gsd",15,1.0900000000000001,1.0900000000000001,1.0900000000000001,1.0900000000000001,1.1200000000000001,1.1200000000000001,1.1200000000000001,1.1200000000000001,1.1200000000000001,1.1200000000000001,1.0900000000000001,1.0900000000000001,402.20803144905238,0,272.34447715527591,0,0,0,1,0,null,null,0.41709394553337253,null,-1149.7513035444204,0,null,null,7.4389999999999992,5.9600000000000009,6.2474711356919013,13.13,13.290000000000001,14.852837601175882,null,0,0]
[504,"IwaNgsd212",1,0.90687281768330041,7998.8549944002998,0,"gsd",15,1.0900000000000001,1.0900000000000001,1.0900000000000001,1.0900000000000001,1.1200000000000001,1.1200000000000001,1.1200000000000001,1.1200000000000001,1.1200000000000001,1.1200000000000001,1.0900000000000001,1.0900000000000001,402.20803144905244,0,272.3443632091504,0,0,0,1,0,null,null,0.41709377102555961,null,-1149.7514174905459,0,null,null,7.4389999999999992,5.9600000000000009,6.2474711356919013,13.13,13.290000000000001,14.852837601175882,null,0,0]
[516,"ImeNgsd213",1,0.90687281768330041,7998.8549944002998,0,"gsd",11,1.0900000000000001,1.0900000000000001,1.0900000000000001,1.0900000000000001,1.1200000000000001,1.1200000000000001,1.1200000000000001,1.1200000000000001,1.1200000000000001,1.1200000000000001,1.0900000000000001,1.0900000000000001,479.93129966401801,0,171.37950374434271,0,0,0,1,0,null,null,0.26246668978539461,null,-1250.7162769553536,0,null,null,7.4389999999999992,5.9600000000000009,6.2474711356919013,13.13,13.290000000000001,14.852837601175882,null,0,0]
[523,"IteEgsd213",1,0.9068728176833003,7998.8549944002998,0,"gsd",11,1.0900000000000001,1.0900000000000001,1.0900000000000001,1.0900000000000001,1.1200000000000001,1.1200000000000001,1.1200000000000001,1.1200000000000001,1.1200000000000001,1.1200000000000001,1.0900000000000001,1.0900000000000001,479.93129966401796,0,74.471623015285132,0,0,0,1,0,null,null,0.11405284732838379,null,-1347.6241576844113,0,null,null,7.4389999999999992,5.9600000000000009,6.2474711356919013,13.13,13.290000000000001,14.852837601175882,null,0,0]
[535,"IelEgsd214",1,0.90687281768330053,7998.8549944003007,0,"gsd",11,1.0900000000000001,1.0900000000000001,1.0900000000000001,1.0900000000000001,1.1200000000000001,1.1200000000000001,1.1200000000000001,1.1200000000000001,1.1200000000000001,1.1200000000000001,1.0900000000000001,1.0900000000000001,479.93129966401807,0,1094.6567479958139,0,0,0,1,0,null,null,1.6764602932116399,null,-327.43903270388245,0,null,null,7.4389999999999992,5.9600000000000009,6.2474711356919013,13.13,13.290000000000001,14.852837601175882,null,0,0]
[538,"IluNgsd214",1,0.90687281768330041,7998.8549944003007,0,"gsd",11,1.0900000000000001,1.0900000000000001,1.0900000000000001,1.0900000000000001,1.1200000000000001,1.1200000000000001,1.1200000000000001,1.1200000000000001,1.1200000000000001,1.1200000000000001,1.0900000000000001,1.0900000000000001,479.93129966401807,0,3660.5951091240172,0,0,0,1,0,null,null,5.6061796185945703,null,2238.499328424321,1,null,null,7.4389999999999992,5.9600000000000009,6.2474711356919013,13.13,13.290000000000001,14.852837601175882,null,0,0]
[545,"IstEgsd214",1,0.9068728176833003,7998.8549944002998,0,"gsd",11,1.0900000000000001,1.0900000000000001,1.0900000000000001,1.0900000000000001,1.1200000000000001,1.1200000000000001,1.1200000000000001,1.1200000000000001,1.1200000000000001,1.1200000000000001,1.0900000000000001,1.0900000000000001,479.93129966401801,0,2280.9420197259292,0,0,0,1,0,null,null,3.4932491250701223,null,858.84623902623275,1,null,null,7.4389999999999992,5.9600000000000009,6.2474711356919013,13.13,13.290000000000001,14.852837601175882,null,0,0]
[557,"IcoEgsd215",1,0.90687281768330053,7998.8549944002998,0,"gsd",10,1.0900000000000001,1.0900000000000001,1.0900000000000001,1.0900000000000001,1.1200000000000001,1.1200000000000001,1.1200000000000001,1.1200000000000001,1.1200000000000001,1.1200000000000001,1.0900000000000001,1.0900000000000001,402.20803144905244,0,9829.3563730385977,0,0,0,1,0,null,null,15.053600772476129,null,8407.2605923389019,1,null,null,7.4389999999999992,5.9600000000000009,6.2474711356919013,13.13,13.290000000000001,14.852837601175882,null,64187.633684362605,6616.2827175809616]
[564,"ImeNgsd215",1,0.90687281768330041,7998.8549944002998,0,"gsd",10,1.0900000000000001,1.0900000000000001,1.0900000000000001,1.0900000000000001,1.1200000000000001,1.1200000000000001,1.1200000000000001,1.1200000000000001,1.1200000000000001,1.1200000000000001,1.0900000000000001,1.0900000000000001,402.20803144905238,0,6077.5353745971533,0,0,0,1,0,null,null,9.3077092474473311,null,4655.4395938974567,1,null,null,7.4389999999999992,5.9600000000000009,6.2474711356919013,13.13,13.290000000000001,14.852837601175882,null,11694.885823749151,1205.4762968868349]
[576,"IwaNgsd215",1,0.90687281768330041,7998.8549944003007,0,"gsd",10,1.0900000000000001,1.0900000000000001,1.0900000000000001,1.0900000000000001,1.1200000000000001,1.1200000000000001,1.1200000000000001,1.1200000000000001,1.1200000000000001,1.1200000000000001,1.0900000000000001,1.0900000000000001,402.2080314490525,0,715.51386894791187,0,0,0,1,0,null,null,1.0958052309361896,null,-706.58191175178445,0,null,null,7.4389999999999992,5.9600000000000009,6.2474711356919013,13.13,13.290000000000001,14.852837601175882,null,0,0]
[588,"ImeNgsd216",1,0.93223348493392488,8258.5220679651866,0,"gsd",15,1.0900000000000001,1.0900000000000001,1.0900000000000001,1.0900000000000001,1.1200000000000001,1.1200000000000001,1.1200000000000001,1.1200000000000001,1.1200000000000001,1.1200000000000001,1.0900000000000001,1.0900000000000001,415.264923037134,0,4930.243549084913,0,0,0,1,0,null,null,7.3758196017438316,null,3473.354977198258,1,null,null,7.4389999999999992,5.9600000000000009,6.2474711356919013,13.13,13.290000000000001,14.852837601175882,null,0,0]
[595,"IteEgsd216",1,0.93223348493392488,8258.5220679651866,0,"gsd",15,1.0900000000000001,1.0900000000000001,1.0900000000000001,1.0900000000000001,1.1200000000000001,1.1200000000000001,1.1200000000000001,1.1200000000000001,1.1200000000000001,1.1200000000000001,1.0900000000000001,1.0900000000000001,415.264923037134,0,4930.243549084913,0,0,0,1,0,null,null,7.3758196017438316,null,3473.354977198258,1,null,null,7.4389999999999992,5.9600000000000009,6.2474711356919013,13.13,13.290000000000001,14.852837601175882,null,0,0]
[607,"IelEgsd217",1,0.90687281768330053,7998.8549944003007,0,"gsd",10,1.0900000000000001,1.0900000000000001,1.0900000000000001,1.0900000000000001,1.1200000000000001,1.1200000000000001,1.1200000000000001,1.1200000000000001,1.1200000000000001,1.1200000000000001,1.0900000000000001,1.0900000000000001,402.20803144905244,0,6280.2588996165841,0,0,0,1,0,null,null,9.61817911922879,null,4858.1631189168875,1,null,null,7.4389999999999992,5.9600000000000009,6.2474711356919013,13.13,13.290000000000001,14.852837601175882,null,14531.247079450972,1497.8405246942857]
[610,"IluNgsd217",1,0.90687281768330053,7998.8549944003007,0,"gsd",10,1.0900000000000001,1.0900000000000001,1.0900000000000001,1.0900000000000001,1.1200000000000001,1.1200000000000001,1.1200000000000001,1.1200000000000001,1.1200000000000001,1.1200000000000001,1.0900000000000001,1.0900000000000001,402.20803144905244,0,6280.2588996165841,0,0,0,1,0,null,null,9.61817911922879,null,4858.1631189168875,1,null,null,7.4389999999999992,5.9600000000000009,6.2474711356919013,13.13,13.290000000000001,14.852837601175882,null,14531.247079450972,1497.8405246942857]
[617,"IstEgsd217",1,0.90687281768330053,7998.8549944003007,0,"gsd",10,1.0900000000000001,1.0900000000000001,1.0900000000000001,1.0900000000000001,1.1200000000000001,1.1200000000000001,1.1200000000000001,1.1200000000000001,1.1200000000000001,1.1200000000000001,1.0900000000000001,1.0900000000000001,402.20803144905244,0,6280.2588996165841,0,0,0,1,0,null,null,9.61817911922879,null,4858.1631189168875,1,null,null,7.4389999999999992,5.9600000000000009,6.2474711356919013,13.13,13.290000000000001,14.852837601175882,null,14531.247079450972,1497.8405246942857]
[629,"IcoEgsd218",1,0.90687281768330041,7998.8549944003007,0,"gsd",15,1.0900000000000001,1.0900000000000001,1.0900000000000001,1.0900000000000001,1.1200000000000001,1.1200000000000001,1.1200000000000001,1.1200000000000001,1.1200000000000001,1.1200000000000001,1.0900000000000001,1.0900000000000001,479.93129966401807,0,365413.8986094321,0,0,0,1,0,null,null,559.62921046070198,null,363991.80282873241,1,null,null,7.4389999999999992,5.9600000000000009,6.2474711356919013,13.13,13.290000000000001,14.852837601175882,null,3763022.4756066063,494035.62128603546]
[636,"ImeNgsd218",1,0.90687281768330041,7998.8549944003007,0,"gsd",15,1.0900000000000001,1.0900000000000001,1.0900000000000001,1.0900000000000001,1.1200000000000001,1.1200000000000001,1.1200000000000001,1.1200000000000001,1.1200000000000001,1.1200000000000001,1.0900000000000001,1.0900000000000001,479.93129966401807,0,365413.8986094321,0,0,0,1,0,null,null,559.62921046070198,null,363991.80282873241,1,null,null,7.4389999999999992,5.9600000000000009,6.2474711356919013,13.13,13.290000000000001,14.852837601175882,null,3763022.4756066063,494035.62128603546]
[648,"IwaNgsd218",1,0.90687281768330041,7998.8549944002998,0,"gsd",15,1.0900000000000001,1.0900000000000001,1.0900000000000001,1.0900000000000001,1.1200000000000001,1.1200000000000001,1.1200000000000001,1.1200000000000001,1.1200000000000001,1.1200000000000001,1.0900000000000001,1.0900000000000001,479.93129966401807,0,365413.89860916982,0,0,0,1,0,null,null,559.62921046030044,null,363991.80282847013,1,null,null,7.4389999999999992,5.9600000000000009,6.2474711356919013,13.13,13.290000000000001,14.852837601175882,null,3763022.4756066063,494035.62128603546]
[660,"ImeNgsd219",1,0.90687281768330041,7998.8549944003007,0,"gsd",15,1.0900000000000001,1.0900000000000001,1.0900000000000001,1.0900000000000001,1.1200000000000001,1.1200000000000001,1.1200000000000001,1.1200000000000001,1.1200000000000001,1.1200000000000001,1.0900000000000001,1.0900000000000001,479.93129966401801,0,3039.5613077179246,0,0,0,1,0,null,null,4.6550700486715808,null,1617.4655270182279,1,null,null,7.4389999999999992,5.9600000000000009,6.2474711356919013,13.13,13.290000000000001,14.852837601175882,null,0,0]
[667,"IteTgsd219",1,0.90687281768330041,7998.8549944003007,0,"gsd",15,1.0900000000000001,1.0900000000000001,1.0900000000000001,1.0900000000000001,1.1200000000000001,1.1200000000000001,1.1200000000000001,1.1200000000000001,1.1200000000000001,1.1200000000000001,1.0900000000000001,1.0900000000000001,479.93129966401801,0,3039.5645422323046,0,0,0,1,0,null,null,4.6550750023110989,null,1617.4687615326079,1,null,null,7.4389999999999992,5.9600000000000009,6.2474711356919013,13.13,13.290000000000001,14.852837601175882,null,0,0]
[679,"IelTgsd220",1,0.90687281768330041,7998.8549944003007,0,"gsd",15,1.0900000000000001,1.0900000000000001,1.0900000000000001,1.0900000000000001,1.1200000000000001,1.1200000000000001,1.1200000000000001,1.1200000000000001,1.1200000000000001,1.1200000000000001,1.0900000000000001,1.0900000000000001,479.93129966401807,0,24267.288216548448,0,0,0,1,0,null,null,37.165207443750909,null,22845.192435848752,1,null,null,7.4389999999999992,5.9600000000000009,6.2474711356919013,13.13,13.290000000000001,14.852837601175882,null,181436.7059813723,23820.265848704366]
[686,"ImiNgsd220",1,0.9068728176833003,7998.8549944002998,0,"gsd",15,1.0900000000000001,1.0900000000000001,1.0900000000000001,1.0900000000000001,1.1200000000000001,1.1200000000000001,1.1200000000000001,1.1200000000000001,1.1200000000000001,1.1200000000000001,1.0900000000000001,1.0900000000000001,479.93129966401801,0,43974.000855914943,0,0,0,1,0,null,null,67.345920539538852,null,42551.905075215247,1,null,null,7.4389999999999992,5.9600000000000009,6.2474711356919013,13.13,13.290000000000001,14.852837601175882,null,388330.96171738982,50982.774931666558]
[689,"IstTgsd220",1,0.90687281768330041,7998.8549944002998,0,"gsd",15,1.0900000000000001,1.0900000000000001,1.0900000000000001,1.0900000000000001,1.1200000000000001,1.1200000000000001,1.1200000000000001,1.1200000000000001,1.1200000000000001,1.1200000000000001,1.0900000000000001,1.0900000000000001,479.93129966401801,0,50305.559978463592,0,0,0,1,0,null,null,77.042665644804785,null,48883.464197763897,1,null,null,7.4389999999999992,5.9600000000000009,6.2474711356919013,13.13,13.290000000000001,14.852837601175882,null,454803.90624159051,59709.802915051587]
[701,"IcoTgsd221",1,0.9068728176833003,7998.8549944002989,0,"gsd",20,1.0900000000000001,1.0900000000000001,1.0900000000000001,1.0900000000000001,1.1200000000000001,1.1200000000000001,1.1200000000000001,1.1200000000000001,1.1200000000000001,1.1200000000000001,1.0900000000000001,1.0900000000000001,479.93129966401801,0,697.74573478125023,0,0,0,1,0,null,null,1.0685934392312533,null,-724.35004591844586,0,null,null,7.4389999999999992,5.9600000000000009,6.2474711356919013,13.13,13.290000000000001,14.852837601175882,null,0,0]
[708,"ImeNgsd221",1,0.9068728176833003,7998.8549944002998,0,"gsd",20,1.0900000000000001,1.0900000000000001,1.0900000000000001,1.0900000000000001,1.1200000000000001,1.1200000000000001,1.1200000000000001,1.1200000000000001,1.1200000000000001,1.1200000000000001,1.0900000000000001,1.0900000000000001,479.93129966401801,0,625.83498866926197,0,0,0,1,0,null,null,0.95846255963571392,null,-796.26079203043435,0,null,null,7.4389999999999992,5.9600000000000009,6.2474711356919013,13.13,13.290000000000001,14.852837601175882,null,0,0]
[720,"IwaNgsd221",1,0.9068728176833003,7998.8549944002998,0,"gsd",20,1.0900000000000001,1.0900000000000001,1.0900000000000001,1.0900000000000001,1.1200000000000001,1.1200000000000001,1.1200000000000001,1.1200000000000001,1.1200000000000001,1.1200000000000001,1.0900000000000001,1.0900000000000001,479.93129966401801,0,54.335722410088557,0,0,0,1,0,null,null,8.321483541782515E-2,null,-1367.7600582896077,0,null,null,7.4389999999999992,5.9600000000000009,6.2474711356919013,13.13,13.290000000000001,14.852837601175882,null,0,0]
[732,"ImeNgsd222",1,0.90687281768330041,7998.8549944002998,0,"gsd",15,1.0900000000000001,1.0900000000000001,1.0900000000000001,1.0900000000000001,1.1200000000000001,1.1200000000000001,1.1200000000000001,1.1200000000000001,1.1200000000000001,1.1200000000000001,1.0900000000000001,1.0900000000000001,402.20803144905244,0,19868.455777596628,0,0,0,1,0,null,null,30.428421749152296,null,18446.359996896932,1,null,null,7.4389999999999992,5.9600000000000009,6.2474711356919013,13.13,13.290000000000001,14.852837601175882,null,135254.79941208547,17757.185691189934]
[739,"IteEgsd222",1,0.90687281768330041,7998.8549944002998,0,"gsd",15,1.0900000000000001,1.0900000000000001,1.0900000000000001,1.0900000000000001,1.1200000000000001,1.1200000000000001,1.1200000000000001,1.1200000000000001,1.1200000000000001,1.1200000000000001,1.0900000000000001,1.0900000000000001,402.20803144905244,0,19868.455777596628,0,0,0,1,0,null,null,30.428421749152296,null,18446.359996896932,1,null,null,7.4389999999999992,5.9600000000000009,6.2474711356919013,13.13,13.290000000000001,14.852837601175882,null,135254.79941208547,17757.185691189934]
[751,"IelTgsd223",1,0.9068728176833003,7998.8549944002998,0,"gsd",12,1.0900000000000001,1.0900000000000001,1.0900000000000001,1.0900000000000001,1.1200000000000001,1.1200000000000001,1.1200000000000001,1.1200000000000001,1.1200000000000001,1.1200000000000001,1.0900000000000001,1.0900000000000001,479.93129966401807,0,685.64946677409705,0,0,0,1,0,null,null,1.0500680767857498,null,-736.44631392559927,0,null,null,7.4389999999999992,5.9600000000000009,6.2474711356919013,13.13,13.290000000000001,14.852837601175882,null,0,0]
[758,"ImiNgsd223",1,0.9068728176833003,7998.8549944002998,0,"gsd",12,1.0900000000000001,1.0900000000000001,1.0900000000000001,1.0900000000000001,1.1200000000000001,1.1200000000000001,1.1200000000000001,1.1200000000000001,1.1200000000000001,1.1200000000000001,1.0900000000000001,1.0900000000000001,479.93129966401807,0,685.64946677409705,0,0,0,1,0,null,null,1.0500680767857498,null,-736.44631392559927,0,null,null,7.4389999999999992,5.9600000000000009,6.2474711356919013,13.13,13.290000000000001,14.852837601175882,null,0,0]
[761,"IstTgsd223",1,0.9068728176833003,7998.8549944002998,0,"gsd",12,1.0900000000000001,1.0900000000000001,1.0900000000000001,1.0900000000000001,1.1200000000000001,1.1200000000000001,1.1200000000000001,1.1200000000000001,1.1200000000000001,1.1200000000000001,1.0900000000000001,1.0900000000000001,479.93129966401807,0,685.64946677409705,0,0,0,1,0,null,null,1.0500680767857498,null,-736.44631392559927,0,null,null,7.4389999999999992,5.9600000000000009,6.2474711356919013,13.13,13.290000000000001,14.852837601175882,null,0,0]
[773,"IcoTgsd224",1,0.9068728176833003,7998.8549944002998,0,"gsd",23,1.0900000000000001,1.0900000000000001,1.0900000000000001,1.0900000000000001,1.1200000000000001,1.1200000000000001,1.1200000000000001,1.1200000000000001,1.1200000000000001,1.1200000000000001,1.0900000000000001,1.0900000000000001,479.93129966401801,0,19691.909070919872,0,0,0,1,0,null,null,30.158041518835574,null,18269.813290220176,1,null,null,7.4389999999999992,5.9600000000000009,6.2474711356919013,13.13,13.290000000000001,14.852837601175882,null,90301.955499489064,14269.050660030918]
[780,"ImeNgsd224",1,0.9068728176833003,7998.8549944002998,0,"gsd",23,1.0900000000000001,1.0900000000000001,1.0900000000000001,1.0900000000000001,1.1200000000000001,1.1200000000000001,1.1200000000000001,1.1200000000000001,1.1200000000000001,1.1200000000000001,1.0900000000000001,1.0900000000000001,479.93129966401801,0,19691.909070919872,0,0,0,1,0,null,null,30.158041518835574,null,18269.813290220176,1,null,null,7.4389999999999992,5.9600000000000009,6.2474711356919013,13.13,13.290000000000001,14.852837601175882,null,90301.955499489064,14269.050660030918]
[792,"IwaNgsd224",1,0.9068728176833003,7998.8549944002998,0,"gsd",23,1.0900000000000001,1.0900000000000001,1.0900000000000001,1.0900000000000001,1.1200000000000001,1.1200000000000001,1.1200000000000001,1.1200000000000001,1.1200000000000001,1.1200000000000001,1.0900000000000001,1.0900000000000001,479.93129966401801,0,19691.909070919872,0,0,0,1,0,null,null,30.158041518835574,null,18269.813290220176,1,null,null,7.4389999999999992,5.9600000000000009,6.2474711356919013,13.13,13.290000000000001,14.852837601175882,null,90301.955499489064,14269.050660030918]
[804,"ImeNgsd225",1,0.9068728176833003,7998.8549944002998,0,"gsd",15,1.0900000000000001,1.0900000000000001,1.0900000000000001,1.0900000000000001,1.1200000000000001,1.1200000000000001,1.1200000000000001,1.1200000000000001,1.1200000000000001,1.1200000000000001,1.0900000000000001,1.0900000000000001,479.93129966401807,0,6018.5226708693681,0,0,0,1,0,null,null,9.2173316429828915,null,4596.4268901696714,1,null,null,7.4389999999999992,5.9600000000000009,6.2474711356919013,13.13,13.290000000000001,14.852837601175882,null,0,0]
[811,"IteTgsd225",1,0.9068728176833003,7998.8549944002998,0,"gsd",15,1.0900000000000001,1.0900000000000001,1.0900000000000001,1.0900000000000001,1.1200000000000001,1.1200000000000001,1.1200000000000001,1.1200000000000001,1.1200000000000001,1.1200000000000001,1.0900000000000001,1.0900000000000001,479.93129966401807,0,6018.5226708693681,0,0,0,1,0,null,null,9.2173316429828915,null,4596.4268901696714,1,null,null,7.4389999999999992,5.9600000000000009,6.2474711356919013,13.13,13.290000000000001,14.852837601175882,null,0,0]
[823,"IelTgsd226",1,0.90687281768330041,7998.8549944002998,0,"gsd",15,1.0900000000000001,1.0900000000000001,1.0900000000000001,1.0900000000000001,1.1200000000000001,1.1200000000000001,1.1200000000000001,1.1200000000000001,1.1200000000000001,1.1200000000000001,1.0900000000000001,1.0900000000000001,479.93129966401807,0,15612.366589517347,0,0,0,1,0,null,null,23.910246493533659,null,14190.270808817651,1,null,null,7.4389999999999992,5.9600000000000009,6.2474711356919013,13.13,13.290000000000001,14.852837601175882,null,90571.52672818533,11890.856556941169]
[830,"ImiNgsd226",1,0.90687281768330041,7998.8549944002998,0,"gsd",15,1.0900000000000001,1.0900000000000001,1.0900000000000001,1.0900000000000001,1.1200000000000001,1.1200000000000001,1.1200000000000001,1.1200000000000001,1.1200000000000001,1.1200000000000001,1.0900000000000001,1.0900000000000001,479.93129966401807,0,15612.366589517347,0,0,0,1,0,null,null,23.910246493533659,null,14190.270808817651,1,null,null,7.4389999999999992,5.9600000000000009,6.2474711356919013,13.13,13.290000000000001,14.852837601175882,null,90571.52672818533,11890.856556941169]
[838,"ItrNgsd226",1,0.90687281768330041,7998.8549944002998,0,"gsd",15,1.0900000000000001,1.0900000000000001,1.0900000000000001,1.0900000000000001,1.1200000000000001,1.1200000000000001,1.1200000000000001,1.1200000000000001,1.1200000000000001,1.1200000000000001,1.0900000000000001,1.0900000000000001,479.93129966401807,0,15612.366589517347,0,0,0,1,0,null,null,23.910246493533659,null,14190.270808817651,1,null,null,7.4389999999999992,5.9600000000000009,6.2474711356919013,13.13,13.290000000000001,14.852837601175882,null,90571.52672818533,11890.856556941169]
[846,"IcoNgsd227",1,0.9068728176833003,7998.8549944002998,0,"gsd",15,1.0900000000000001,1.0900000000000001,1.0900000000000001,1.0900000000000001,1.1200000000000001,1.1200000000000001,1.1200000000000001,1.1200000000000001,1.1200000000000001,1.1200000000000001,1.0900000000000001,1.0900000000000001,479.93129966401801,0,16149.258244283819,0,0,0,1,0,null,null,24.732492866764918,null,14727.162463584124,1,null,null,7.4389999999999992,5.9600000000000009,6.2474711356919013,13.13,13.290000000000001,14.852837601175882,null,96208.174501042202,12630.874668043467]
[853,"ImiTgsd227",1,0.9068728176833003,7998.8549944002998,0,"gsd",15,1.0900000000000001,1.0900000000000001,1.0900000000000001,1.0900000000000001,1.1200000000000001,1.1200000000000001,1.1200000000000001,1.1200000000000001,1.1200000000000001,1.1200000000000001,1.0900000000000001,1.0900000000000001,479.93129966401801,0,16149.258244283819,0,0,0,1,0,null,null,24.732492866764918,null,14727.162463584124,1,null,null,7.4389999999999992,5.9600000000000009,6.2474711356919013,13.13,13.290000000000001,14.852837601175882,null,96208.174501042202,12630.874668043467]
[865,"IagTgsd228",1,0.90687281768330041,7998.8549944002998,0,"gsd",15,1.0900000000000001,1.0900000000000001,1.0900000000000001,1.0900000000000001,1.1200000000000001,1.1200000000000001,1.1200000000000001,1.1200000000000001,1.1200000000000001,1.1200000000000001,1.0900000000000001,1.0900000000000001,479.93129966401807,0,10497.956254923547,0,0,0,1,0,null,null,16.077557511498028,null,9075.8604742238513,1,null,null,7.4389999999999992,5.9600000000000009,6.2474711356919013,13.13,13.290000000000001,14.852837601175882,null,36877.02204082378,4841.470550127483]
[872,"IelNgsd228",1,0.90687281768330041,7998.8549944002998,0,"gsd",15,1.0900000000000001,1.0900000000000001,1.0900000000000001,1.0900000000000001,1.1200000000000001,1.1200000000000001,1.1200000000000001,1.1200000000000001,1.1200000000000001,1.1200000000000001,1.0900000000000001,1.0900000000000001,479.93129966401807,0,10497.956254923547,0,0,0,1,0,null,null,16.077557511498028,null,9075.8604742238513,1,null,null,7.4389999999999992,5.9600000000000009,6.2474711356919013,13.13,13.290000000000001,14.852837601175882,null,36877.02204082378,4841.470550127483]
[884,"IteNgsd228",1,0.90687281768330041,7998.8549944002998,0,"gsd",15,1.0900000000000001,1.0900000000000001,1.0900000000000001,1.0900000000000001,1.1200000000000001,1.1200000000000001,1.1200000000000001,1.1200000000000001,1.1200000000000001,1.1200000000000001,1.0900000000000001,1.0900000000000001,479.93129966401807,0,10497.956254923547,0,0,0,1,0,null,null,16.077557511498028,null,9075.8604742238513,1,null,null,7.4389999999999992,5.9600000000000009,6.2474711356919013,13.13,13.290000000000001,14.852837601175882,null,36877.02204082378,4841.470550127483]
[896,"IelNgsd229",1,0.9068728176833003,7998.8549944002998,0,"gsd",15,1.0900000000000001,1.0900000000000001,1.0900000000000001,1.0900000000000001,1.1200000000000001,1.1200000000000001,1.1200000000000001,1.1200000000000001,1.1200000000000001,1.1200000000000001,1.0900000000000001,1.0900000000000001,479.93129966401801,0,10723.569347485598,0,0,0,1,0,null,null,16.423082619712506,null,9301.4735667859022,1,null,null,7.4389999999999992,5.9600000000000009,6.2474711356919013,13.13,13.290000000000001,14.852837601175882,null,39245.661437647534,5152.4419151932116]
[903,"IprTgsd229",1,0.9068728176833003,7998.8549944002998,0,"gsd",15,1.0900000000000001,1.0900000000000001,1.0900000000000001,1.0900000000000001,1.1200000000000001,1.1200000000000001,1.1200000000000001,1.1200000000000001,1.1200000000000001,1.1200000000000001,1.0900000000000001,1.0900000000000001,479.93129966401801,0,10723.569347485598,0,0,0,1,0,null,null,16.423082619712506,null,9301.4735667859022,1,null,null,7.4389999999999992,5.9600000000000009,6.2474711356919013,13.13,13.290000000000001,14.852837601175882,null,39245.661437647534,5152.4419151932116]
[906,"IstNgsd229",1,0.9068728176833003,7998.8549944002998,0,"gsd",15,1.0900000000000001,1.0900000000000001,1.0900000000000001,1.0900000000000001,1.1200000000000001,1.1200000000000001,1.1200000000000001,1.1200000000000001,1.1200000000000001,1.1200000000000001,1.0900000000000001,1.0900000000000001,479.93129966401801,0,10723.569347485598,0,0,0,1,0,null,null,16.423082619712506,null,9301.4735667859022,1,null,null,7.4389999999999992,5.9600000000000009,6.2474711356919013,13.13,13.290000000000001,14.852837601175882,null,39245.661437647534,5152.4419151932116]
[918,"IcoNgsd230",1,0.9068728176833003,7998.8549944002998,0,"gsd",15,1.0900000000000001,1.0900000000000001,1.0900000000000001,1.0900000000000001,1.1200000000000001,1.1200000000000001,1.1200000000000001,1.1200000000000001,1.1200000000000001,1.1200000000000001,1.0900000000000001,1.0900000000000001,479.93129966401796,0,7274.3113702824103,0,0,0,1,0,null,null,11.140564560593248,null,5852.2155895827136,1,null,null,7.4389999999999992,5.9600000000000009,6.2474711356919013,13.13,13.290000000000001,14.852837601175882,null,3033.0417761463759,398.19870542320518]
[925,"ImiTgsd230",1,0.9068728176833003,7998.8549944002998,0,"gsd",15,1.0900000000000001,1.0900000000000001,1.0900000000000001,1.0900000000000001,1.1200000000000001,1.1200000000000001,1.1200000000000001,1.1200000000000001,1.1200000000000001,1.1200000000000001,1.0900000000000001,1.0900000000000001,479.93129966401796,0,7274.3113702824103,0,0,0,1,0,null,null,11.140564560593248,null,5852.2155895827136,1,null,null,7.4389999999999992,5.9600000000000009,6.2474711356919013,13.13,13.290000000000001,14.852837601175882,null,3033.0417761463759,398.19870542320518]
[937,"IagTgsd231",1,0.90687281768330041,7998.8549944003007,0,"gsd",15,1.0900000000000001,1.0900000000000001,1.0900000000000001,1.0900000000000001,1.1200000000000001,1.1200000000000001,1.1200000000000001,1.1200000000000001,1.1200000000000001,1.1200000000000001,1.0900000000000001,1.0900000000000001,479.93129966401801,0,8021.3883601754496,0,0,0,1,0,null,null,12.284708523365897,null,6599.292579475753,1,null,null,7.4389999999999992,5.9600000000000009,6.2474711356919013,13.13,13.290000000000001,14.852837601175882,null,10876.353126832124,1427.9228756066984]
[944,"IelNgsd231",1,0.90687281768330041,7998.8549944003007,0,"gsd",15,1.0900000000000001,1.0900000000000001,1.0900000000000001,1.0900000000000001,1.1200000000000001,1.1200000000000001,1.1200000000000001,1.1200000000000001,1.1200000000000001,1.1200000000000001,1.0900000000000001,1.0900000000000001,479.93129966401801,0,8021.3883601754496,0,0,0,1,0,null,null,12.284708523365897,null,6599.292579475753,1,null,null,7.4389999999999992,5.9600000000000009,6.2474711356919013,13.13,13.290000000000001,14.852837601175882,null,10876.353126832124,1427.9228756066984]
[956,"IteNgsd231",1,0.90687281768330041,7998.8549944003007,0,"gsd",15,1.0900000000000001,1.0900000000000001,1.0900000000000001,1.0900000000000001,1.1200000000000001,1.1200000000000001,1.1200000000000001,1.1200000000000001,1.1200000000000001,1.1200000000000001,1.0900000000000001,1.0900000000000001,479.93129966401801,0,8021.3883601754496,0,0,0,1,0,null,null,12.284708523365897,null,6599.292579475753,1,null,null,7.4389999999999992,5.9600000000000009,6.2474711356919013,13.13,13.290000000000001,14.852837601175882,null,10876.353126832124,1427.9228756066984]
[968,"IelNgsd232",1,0.90687281768330041,7998.8549944002998,0,"gsd",23,1.0900000000000001,1.0900000000000001,1.0900000000000001,1.0900000000000001,1.1200000000000001,1.1200000000000001,1.1200000000000001,1.1200000000000001,1.1200000000000001,1.1200000000000001,1.0900000000000001,1.0900000000000001,479.93129966401807,0,7236.4418832826259,0,0,0,1,0,null,null,11.082567666685025,null,5814.3461025829292,1,null,null,7.4389999999999992,5.9600000000000009,6.2474711356919013,13.13,13.290000000000001,14.852837601175882,null,0,0]
[975,"IprTgsd232",1,0.90687281768330041,7998.8549944002998,0,"gsd",23,1.0900000000000001,1.0900000000000001,1.0900000000000001,1.0900000000000001,1.1200000000000001,1.1200000000000001,1.1200000000000001,1.1200000000000001,1.1200000000000001,1.1200000000000001,1.0900000000000001,1.0900000000000001,479.93129966401807,0,7236.4418832826259,0,0,0,1,0,null,null,11.082567666685025,null,5814.3461025829292,1,null,null,7.4389999999999992,5.9600000000000009,6.2474711356919013,13.13,13.290000000000001,14.852837601175882,null,0,0]
[978,"IstNgsd232",1,0.90687281768330041,7998.8549944002998,0,"gsd",23,1.0900000000000001,1.0900000000000001,1.0900000000000001,1.0900000000000001,1.1200000000000001,1.1200000000000001,1.1200000000000001,1.1200000000000001,1.1200000000000001,1.1200000000000001,1.0900000000000001,1.0900000000000001,479.93129966401807,0,7236.4418832826259,0,0,0,1,0,null,null,11.082567666685025,null,5814.3461025829292,1,null,null,7.4389999999999992,5.9600000000000009,6.2474711356919013,13.13,13.290000000000001,14.852837601175882,null,0,0]
[994,"IluNgsd233",1,0.9068728176833003,7998.8549944002998,0,"gsd",23,1.0900000000000001,1.0900000000000001,1.0900000000000001,1.0900000000000001,1.1200000000000001,1.1200000000000001,1.1200000000000001,1.1200000000000001,1.1200000000000001,1.1200000000000001,1.0900000000000001,1.0900000000000001,479.93129966401801,0,5790.3991966042522,0,0,0,1,0,null,null,8.8679619001341354,null,4368.3034159045555,1,null,null,7.4389999999999992,5.9600000000000009,6.2474711356919013,13.13,13.290000000000001,14.852837601175882,null,0,0]
[997,"ImiTgsd233",1,0.9068728176833003,7998.8549944002998,0,"gsd",23,1.0900000000000001,1.0900000000000001,1.0900000000000001,1.0900000000000001,1.1200000000000001,1.1200000000000001,1.1200000000000001,1.1200000000000001,1.1200000000000001,1.1200000000000001,1.0900000000000001,1.0900000000000001,479.93129966401801,0,5790.3991966042522,0,0,0,1,0,null,null,8.8679619001341354,null,4368.3034159045555,1,null,null,7.4389999999999992,5.9600000000000009,6.2474711356919013,13.13,13.290000000000001,14.852837601175882,null,0,0]
[1009,"IagTgsd234",1,0.90687281768330053,7998.8549944003007,0,"gsd",23,1.0900000000000001,1.0900000000000001,1.0900000000000001,1.0900000000000001,1.1200000000000001,1.1200000000000001,1.1200000000000001,1.1200000000000001,1.1200000000000001,1.1200000000000001,1.0900000000000001,1.0900000000000001,479.93129966401807,0,13761.605684288319,0,0,0,1,0,null,null,21.075817184505393,null,12339.509903588623,1,null,null,7.4389999999999992,5.9600000000000009,6.2474711356919013,13.13,13.290000000000001,14.852837601175882,null,41021.214156215632,6481.9613229121069]
[1016,"IelNgsd234",1,0.90687281768330053,7998.8549944003007,0,"gsd",23,1.0900000000000001,1.0900000000000001,1.0900000000000001,1.0900000000000001,1.1200000000000001,1.1200000000000001,1.1200000000000001,1.1200000000000001,1.1200000000000001,1.1200000000000001,1.0900000000000001,1.0900000000000001,479.93129966401807,0,13761.605684288319,0,0,0,1,0,null,null,21.075817184505393,null,12339.509903588623,1,null,null,7.4389999999999992,5.9600000000000009,6.2474711356919013,13.13,13.290000000000001,14.852837601175882,null,41021.214156215632,6481.9613229121069]
[1028,"IteNgsd234",1,0.90687281768330053,7998.8549944003007,0,"gsd",23,1.0900000000000001,1.0900000000000001,1.0900000000000001,1.0900000000000001,1.1200000000000001,1.1200000000000001,1.1200000000000001,1.1200000000000001,1.1200000000000001,1.1200000000000001,1.0900000000000001,1.0900000000000001,479.93129966401807,0,13761.605684288319,0,0,0,1,0,null,null,21.075817184505393,null,12339.509903588623,1,null,null,7.4389999999999992,5.9600000000000009,6.2474711356919013,13.13,13.290000000000001,14.852837601175882,null,41021.214156215632,6481.9613229121069]
[1040,"IelNgsd235",1,0.9068728176833003,7998.8549944002989,0,"gsd",23,1.0900000000000001,1.0900000000000001,1.0900000000000001,1.0900000000000001,1.1200000000000001,1.1200000000000001,1.1200000000000001,1.1200000000000001,1.1200000000000001,1.1200000000000001,1.0900000000000001,1.0900000000000001,479.93129966401796,0,27875.152078438859,0,0,0,1,0,null,null,42.690629471109219,null,26453.056297739164,1,null,null,7.4389999999999992,5.9600000000000009,6.2474711356919013,13.13,13.290000000000001,14.852837601175882,null,158304.61167172913,25014.480707155955]
[1047,"IprTgsd235",1,0.9068728176833003,7998.8549944002989,0,"gsd",23,1.0900000000000001,1.0900000000000001,1.0900000000000001,1.0900000000000001,1.1200000000000001,1.1200000000000001,1.1200000000000001,1.1200000000000001,1.1200000000000001,1.1200000000000001,1.0900000000000001,1.0900000000000001,479.93129966401796,0,27875.152078438859,0,0,0,1,0,null,null,42.690629471109219,null,26453.056297739164,1,null,null,7.4389999999999992,5.9600000000000009,6.2474711356919013,13.13,13.290000000000001,14.852837601175882,null,158304.61167172913,25014.480707155955]
[1050,"IstNgsd235",1,0.9068728176833003,7998.8549944002989,0,"gsd",23,1.0900000000000001,1.0900000000000001,1.0900000000000001,1.0900000000000001,1.1200000000000001,1.1200000000000001,1.1200000000000001,1.1200000000000001,1.1200000000000001,1.1200000000000001,1.0900000000000001,1.0900000000000001,479.93129966401796,0,27875.152078438859,0,0,0,1,0,null,null,42.690629471109219,null,26453.056297739164,1,null,null,7.4389999999999992,5.9600000000000009,6.2474711356919013,13.13,13.290000000000001,14.852837601175882,null,158304.61167172913,25014.480707155955]
[1066,"IluNgsd236",1,0.90687281768330041,7998.8549944002998,0,"gsd",7,1.0900000000000001,1.0900000000000001,1.0900000000000001,1.0900000000000001,1.1200000000000001,1.1200000000000001,1.1200000000000001,1.1200000000000001,1.1200000000000001,1.1200000000000001,1.0900000000000001,1.0900000000000001,479.93129966401807,0,2427.3700080340536,0,0,0,1,0,null,null,3.717502717497954,null,1005.2742273343572,1,null,null,7.4389999999999992,5.9600000000000009,6.2474711356919013,13.13,13.290000000000001,14.852837601175882,null,0,0]
[1069,"ImiTgsd236",1,0.90687281768330041,7998.8549944002998,0,"gsd",7,1.0900000000000001,1.0900000000000001,1.0900000000000001,1.0900000000000001,1.1200000000000001,1.1200000000000001,1.1200000000000001,1.1200000000000001,1.1200000000000001,1.1200000000000001,1.0900000000000001,1.0900000000000001,479.93129966401807,0,2427.3700080340536,0,0,0,1,0,null,null,3.717502717497954,null,1005.2742273343572,1,null,null,7.4389999999999992,5.9600000000000009,6.2474711356919013,13.13,13.290000000000001,14.852837601175882,null,0,0]
[1081,"IagTgsd237",1,0.9068728176833003,7998.8549944002998,0,"gsd",8,1.0900000000000001,1.0900000000000001,1.0900000000000001,1.0900000000000001,1.1200000000000001,1.1200000000000001,1.1200000000000001,1.1200000000000001,1.1200000000000001,1.1200000000000001,1.0900000000000001,1.0900000000000001,479.93129966401801,0,2072.3913623491239,0,0,0,1,0,null,null,3.1738550347714742,null,650.2955816494275,1,null,null,7.4389999999999992,5.9600000000000009,6.2474711356919013,13.13,13.290000000000001,14.852837601175882,null,0,0]
[1088,"IelNgsd237",1,0.9068728176833003,7998.8549944002998,0,"gsd",8,1.0900000000000001,1.0900000000000001,1.0900000000000001,1.0900000000000001,1.1200000000000001,1.1200000000000001,1.1200000000000001,1.1200000000000001,1.1200000000000001,1.1200000000000001,1.0900000000000001,1.0900000000000001,479.93129966401801,0,2072.3913623491239,0,0,0,1,0,null,null,3.1738550347714742,null,650.2955816494275,1,null,null,7.4389999999999992,5.9600000000000009,6.2474711356919013,13.13,13.290000000000001,14.852837601175882,null,0,0]
[1100,"IteNgsd237",1,0.9068728176833003,7998.8549944002998,0,"gsd",8,1.0900000000000001,1.0900000000000001,1.0900000000000001,1.0900000000000001,1.1200000000000001,1.1200000000000001,1.1200000000000001,1.1200000000000001,1.1200000000000001,1.1200000000000001,1.0900000000000001,1.0900000000000001,479.93129966401801,0,2072.3913623491239,0,0,0,1,0,null,null,3.1738550347714742,null,650.2955816494275,1,null,null,7.4389999999999992,5.9600000000000009,6.2474711356919013,13.13,13.290000000000001,14.852837601175882,null,0,0]
[1112,"IelNgsd238",1,0,-309.19999999995298,0,"gsd",30,1.0900000000000001,1.0900000000000001,1.0900000000000001,1.0900000000000001,1.1200000000000001,1.1200000000000001,1.1200000000000001,1.1200000000000001,1.1200000000000001,1.1200000000000001,1.0900000000000001,1.0900000000000001,15.547565671722991,0,2781.66,0,0,0,1,0,null,null,17.628082851722922,null,2472.7605079999939,1,null,null,7.4389999999999992,5.9600000000000009,6.2474711356919013,13.13,13.290000000000001,14.852837601175882,null,3075.9250168336439,529.45337223102467]
[1119,"IprEgsd238",1,0,-309.19999999995298,0,"gsd",30,1.0900000000000001,1.0900000000000001,1.0900000000000001,1.0900000000000001,1.1200000000000001,1.1200000000000001,1.1200000000000001,1.1200000000000001,1.1200000000000001,1.1200000000000001,1.0900000000000001,1.0900000000000001,15.547565671722991,0,2781.66,0,0,0,1,0,null,null,17.628082851722922,null,2472.7605079999939,1,null,null,7.4389999999999992,5.9600000000000009,6.2474711356919013,13.13,13.290000000000001,14.852837601175882,null,3075.9250168336439,529.45337223102467]
[1122,"IstNgsd238",1,0,-309.19999999998203,0,"gsd",30,1.0900000000000001,1.0900000000000001,1.0900000000000001,1.0900000000000001,1.1200000000000001,1.1200000000000001,1.1200000000000001,1.1200000000000001,1.1200000000000001,1.1200000000000001,1.0900000000000001,1.0900000000000001,15.547565671724453,0,2781.66,0,0,0,1,0,null,null,17.628082851723114,null,2472.7605079999976,1,null,null,7.4389999999999992,5.9600000000000009,6.2474711356919013,13.13,13.290000000000001,14.852837601175882,null,3075.9250168336439,529.45337223102467]
[1138,"IluNgsd239",1,0.9068728176833003,7998.8549944002989,0,"gsd",10,1.0900000000000001,1.0900000000000001,1.0900000000000001,1.0900000000000001,1.1200000000000001,1.1200000000000001,1.1200000000000001,1.1200000000000001,1.1200000000000001,1.1200000000000001,1.0900000000000001,1.0900000000000001,402.20803144905238,0,3049.287263058683,0,0,0,1,0,null,null,4.6699652913786531,null,1627.1914823589871,1,null,null,7.4389999999999992,5.9600000000000009,6.2474711356919013,13.13,13.290000000000001,14.852837601175882,null,0,0]
[1141,"ImiEgsd239",1,0.9068728176833003,7998.8549944002998,0,"gsd",10,1.0900000000000001,1.0900000000000001,1.0900000000000001,1.0900000000000001,1.1200000000000001,1.1200000000000001,1.1200000000000001,1.1200000000000001,1.1200000000000001,1.1200000000000001,1.0900000000000001,1.0900000000000001,402.20803144905244,0,3049.2872630587067,0,0,0,1,0,null,null,4.6699652913786887,null,1627.1914823590103,1,null,null,7.4389999999999992,5.9600000000000009,6.2474711356919013,13.13,13.290000000000001,14.852837601175882,null,0,0]
[1153,"IagTgsd240",1,0.9068728176833003,7998.8549944002998,0,"gsd",15,1.0900000000000001,1.0900000000000001,1.0900000000000001,1.0900000000000001,1.1200000000000001,1.1200000000000001,1.1200000000000001,1.1200000000000001,1.1200000000000001,1.1200000000000001,1.0900000000000001,1.0900000000000001,479.93129966401801,0,3006.1421895470326,0,0,0,1,0,null,null,4.603888868132362,null,1584.0464088473361,1,null,null,7.4389999999999992,5.9600000000000009,6.2474711356919013,13.13,13.290000000000001,14.852837601175882,null,0,0]
[1160,"IelNgsd240",1,0.9068728176833003,7998.8549944002998,0,"gsd",15,1.0900000000000001,1.0900000000000001,1.0900000000000001,1.0900000000000001,1.1200000000000001,1.1200000000000001,1.1200000000000001,1.1200000000000001,1.1200000000000001,1.1200000000000001,1.0900000000000001,1.0900000000000001,479.93129966401801,0,3006.1421895470326,0,0,0,1,0,null,null,4.603888868132362,null,1584.0464088473361,1,null,null,7.4389999999999992,5.9600000000000009,6.2474711356919013,13.13,13.290000000000001,14.852837601175882,null,0,0]
[1172,"IteNgsd240",1,0.9068728176833003,7998.8549944002998,0,"gsd",15,1.0900000000000001,1.0900000000000001,1.0900000000000001,1.0900000000000001,1.1200000000000001,1.1200000000000001,1.1200000000000001,1.1200000000000001,1.1200000000000001,1.1200000000000001,1.0900000000000001,1.0900000000000001,479.93129966401801,0,3006.1421895470326,0,0,0,1,0,null,null,4.603888868132362,null,1584.0464088473361,1,null,null,7.4389999999999992,5.9600000000000009,6.2474711356919013,13.13,13.290000000000001,14.852837601175882,null,0,0]
[1181,"IcoEgsd241",1,0.90687281768330041,7998.8549944002998,0,"gsd",3,1.0900000000000001,1.0900000000000001,1.0900000000000001,1.0900000000000001,1.1200000000000001,1.1200000000000001,1.1200000000000001,1.1200000000000001,1.1200000000000001,1.1200000000000001,1.0900000000000001,1.0900000000000001,402.20803144905244,0,3717.9272882339042,0,0,0,1,0,null,null,5.6939835096106357,null,2295.831507534208,1,null,null,7.4389999999999992,5.9600000000000009,6.2474711356919013,13.13,13.290000000000001,14.852837601175882,null,70529.433023278107,6240.3362745891272]
[1192,"IprNgsd241",1,0.90687281768330041,7998.8549944002998,0,"gsd",3,1.0900000000000001,1.0900000000000001,1.0900000000000001,1.0900000000000001,1.1200000000000001,1.1200000000000001,1.1200000000000001,1.1200000000000001,1.1200000000000001,1.1200000000000001,1.0900000000000001,1.0900000000000001,402.20803144905244,0,3717.9272882339042,0,0,0,1,0,null,null,5.6939835096106357,null,2295.831507534208,1,null,null,7.4389999999999992,5.9600000000000009,6.2474711356919013,13.13,13.290000000000001,14.852837601175882,null,70529.433023278107,6240.3362745891272]
[1195,"IteEgsd241",1,0.90687281768330041,7998.8549944002998,0,"gsd",3,1.0900000000000001,1.0900000000000001,1.0900000000000001,1.0900000000000001,1.1200000000000001,1.1200000000000001,1.1200000000000001,1.1200000000000001,1.1200000000000001,1.1200000000000001,1.0900000000000001,1.0900000000000001,402.20803144905244,0,3717.9272882339042,0,0,0,1,0,null,null,5.6939835096106357,null,2295.831507534208,1,null,null,7.4389999999999992,5.9600000000000009,6.2474711356919013,13.13,13.290000000000001,14.852837601175882,null,70529.433023278107,6240.3362745891272]
[1211,"ImeEgsd242",1,0.90687281768330041,7998.8549944002998,0,"gsd",10,1.0900000000000001,1.0900000000000001,1.0900000000000001,1.0900000000000001,1.1200000000000001,1.1200000000000001,1.1200000000000001,1.1200000000000001,1.1200000000000001,1.1200000000000001,1.0900000000000001,1.0900000000000001,402.20803144905244,0,25512.569434938268,0,0,0,1,0,null,null,39.072348216723825,null,24090.473654238573,1,null,null,7.4389999999999992,5.9600000000000009,6.2474711356919013,13.13,13.290000000000001,14.852837601175882,null,283615.72680125607,29234.320132391211]
[1214,"ImiNgsd242",1,0.90687281768330041,7998.8549944002998,0,"gsd",10,1.0900000000000001,1.0900000000000001,1.0900000000000001,1.0900000000000001,1.1200000000000001,1.1200000000000001,1.1200000000000001,1.1200000000000001,1.1200000000000001,1.1200000000000001,1.0900000000000001,1.0900000000000001,402.20803144905244,0,14911.65633557175,0,0,0,1,0,null,null,22.837112910849591,null,13489.560554872054,1,null,null,7.4389999999999992,5.9600000000000009,6.2474711356919013,13.13,13.290000000000001,14.852837601175882,null,135295.4668258951,13945.880344009243]
[1226,"IchEgsd243",1,0.90687281768330041,7998.8549944003007,0,"gsd",5,1.0900000000000001,1.0900000000000001,1.0900000000000001,1.0900000000000001,1.1200000000000001,1.1200000000000001,1.1200000000000001,1.1200000000000001,1.1200000000000001,1.1200000000000001,1.0900000000000001,1.0900000000000001,402.2080314490525,0,2400.9370673248841,0,0,0,1,0,null,null,3.6770208261535902,null,978.84128662518742,1,null,null,7.4389999999999992,5.9600000000000009,6.2474711356919013,13.13,13.290000000000001,14.852837601175882,null,0,0]
[1233,"IstEgsd243",1,0.9068728176833003,7998.8549944002998,0,"gsd",5,1.0900000000000001,1.0900000000000001,1.0900000000000001,1.0900000000000001,1.1200000000000001,1.1200000000000001,1.1200000000000001,1.1200000000000001,1.1200000000000001,1.1200000000000001,1.0900000000000001,1.0900000000000001,402.20803144905244,0,4437.2347810642359,0,0,0,1,0,null,null,6.7955986529398205,null,3015.1390003645392,1,null,null,7.4389999999999992,5.9600000000000009,6.2474711356919013,13.13,13.290000000000001,14.852837601175882,null,35514.259257281898,3142.2472974542893]
[1245,"IluEgsd301",1,0.90220510041481305,7979.8295151838056,0,"gsd",8,1,1,1,1,1,1,1,1,1,1,1,1,478.78977091102837,0,5125.2136451669458,0,0,0,1,0,null,null,8.0702133338334576,null,3738.9562884274674,1,null,null,7.4389999999999992,5.9600000000000009,6.2474711356919013,13.13,13.290000000000001,14.852837601175882,null,13555.781215335781,1199.3947721164029]
[1252,"IprNgsd301",1,0.90220510041481305,7979.8295151838056,0,"gsd",8,1,1,1,1,1,1,1,1,1,1,1,1,478.78977091102837,0,5125.2136451669458,0,0,0,1,0,null,null,8.0702133338334576,null,3738.9562884274674,1,null,null,7.4389999999999992,5.9600000000000009,6.2474711356919013,13.13,13.290000000000001,14.852837601175882,null,13555.781215335781,1199.3947721164029]
[1264,"IchNgsd302",1,0.90220510041481317,7979.8295151838065,0,"gsd",10,1,1,1,1,1,1,1,1,1,1,1,1,478.78977091102837,0,1042.6253439113173,0,0,0,1,0,null,null,1.6417284302987776,null,-343.63201282816107,0,null,null,7.4389999999999992,5.9600000000000009,6.2474711356919013,13.13,13.290000000000001,14.852837601175882,null,0,0]
[1267,"IelEgsd302",1,0.90220510041481317,7979.8295151838065,0,"gsd",10,1,1,1,1,1,1,1,1,1,1,1,1,478.78977091102837,0,1042.6253439113173,0,0,0,1,0,null,null,1.6417284302987776,null,-343.63201282816107,0,null,null,7.4389999999999992,5.9600000000000009,6.2474711356919013,13.13,13.290000000000001,14.852837601175882,null,0,0]
[1283,"IwaEgsd302",1,0.90687281768330041,7998.8549944002998,0,"gsd",10,1,1,1,1,1,1,1,1,1,1,1,1,479.93129966401801,0,1045.1111672955674,0,0,0,1,0,null,null,1.6427096084002408,null,-343.69541340412889,0,null,null,7.4389999999999992,5.9600000000000009,6.2474711356919013,13.13,13.290000000000001,14.852837601175882,null,0,0]
[1286,"IagNgsd303",1,0.90220510041481317,7979.8295151838056,0,"gsd",10,1,1,1,1,1,1,1,1,1,1,1,1,478.78977091102843,0,1390.2142012515342,0,0,0,1,0,null,null,2.1890453668023255,null,3.9568445120560227,1,null,null,7.4389999999999992,5.9600000000000009,6.2474711356919013,13.13,13.290000000000001,14.852837601175882,null,0,0]
[1298,"ImiNgsd303",1,0.90220510041481317,7979.8295151838056,0,"gsd",10,1,1,1,1,1,1,1,1,1,1,1,1,478.78977091102843,0,1390.2142012515342,0,0,0,1,0,null,null,2.1890453668023255,null,3.9568445120560227,1,null,null,7.4389999999999992,5.9600000000000009,6.2474711356919013,13.13,13.290000000000001,14.852837601175882,null,0,0]
[1305,"ItrEgsd303",1,0.90220510041481317,7979.8295151838056,0,"gsd",10,1,1,1,1,1,1,1,1,1,1,1,1,478.78977091102843,0,1390.2142012515342,0,0,0,1,0,null,null,2.1890453668023255,null,3.9568445120560227,1,null,null,7.4389999999999992,5.9600000000000009,6.2474711356919013,13.13,13.290000000000001,14.852837601175882,null,0,0]
[1317,"IluTgsd304",1,0.90220510041481317,7979.8295151838056,0,"gsd",13,1,1,1,1,1,1,1,1,1,1,1,1,478.78977091102837,0,3847.7867208917737,0,0,0,1,0,null,null,6.0587639561075557,null,2461.5293641522958,1,null,null,7.4389999999999992,5.9600000000000009,6.2474711356919013,13.13,13.290000000000001,14.852837601175882,null,0,0]
[1324,"IprNgsd304",1,0.90220510041481317,7979.8295151838056,0,"gsd",13,1,1,1,1,1,1,1,1,1,1,1,1,478.78977091102837,0,3847.7867208917737,0,0,0,1,0,null,null,6.0587639561075557,null,2461.5293641522958,1,null,null,7.4389999999999992,5.9600000000000009,6.2474711356919013,13.13,13.290000000000001,14.852837601175882,null,0,0]
[1336,"IchNgsd305",1,0.90220510041481317,7979.8295151838056,0,"gsd",11,1,1,1,1,1,1,1,1,1,1,1,1,478.78977091102837,0,4806.1690957553164,0,0,0,1,0,null,null,7.5678425538023459,null,3419.9117390158381,1,null,null,7.4389999999999992,5.9600000000000009,6.2474711356919013,13.13,13.290000000000001,14.852837601175882,null,0,0]
[1339,"IelTgsd305",1,0.90220510041481317,7979.8295151838056,0,"gsd",11,1,1,1,1,1,1,1,1,1,1,1,1,478.78977091102837,0,4806.1690957553164,0,0,0,1,0,null,null,7.5678425538023459,null,3419.9117390158381,1,null,null,7.4389999999999992,5.9600000000000009,6.2474711356919013,13.13,13.290000000000001,14.852837601175882,null,0,0]
[1355,"IwaTgsd305",1,0.9068728176833003,7998.8549944002998,0,"gsd",11,1,1,1,1,1,1,1,1,1,1,1,1,479.93129966401801,0,4817.6279458558429,0,0,0,1,0,null,null,7.5723654707794008,null,3428.8213651561464,1,null,null,7.4389999999999992,5.9600000000000009,6.2474711356919013,13.13,13.290000000000001,14.852837601175882,null,0,0]
[1358,"IagNgsd306",1,0.90220510041481317,7979.8295151838056,0,"gsd",15,1,1,1,1,1,1,1,1,1,1,1,1,478.78977091102843,0,2397.4102041990741,0,0,0,1,0,null,null,3.7749863978529898,null,1011.1528474595962,1,null,null,7.4389999999999992,5.9600000000000009,6.2474711356919013,13.13,13.290000000000001,14.852837601175882,null,0,0]
[1374,"IstNgsd306",1,0.90220510041481317,7979.8295151838056,0,"gsd",15,1,1,1,1,1,1,1,1,1,1,1,1,478.78977091102843,0,2397.4102041990741,0,0,0,1,0,null,null,3.7749863978529898,null,1011.1528474595962,1,null,null,7.4389999999999992,5.9600000000000009,6.2474711356919013,13.13,13.290000000000001,14.852837601175882,null,0,0]
[1377,"ItrTgsd306",1,0.90220510041481317,7979.8295151838056,0,"gsd",15,1,1,1,1,1,1,1,1,1,1,1,1,478.78977091102843,0,2397.4102041990741,0,0,0,1,0,null,null,3.7749863978529898,null,1011.1528474595962,1,null,null,7.4389999999999992,5.9600000000000009,6.2474711356919013,13.13,13.290000000000001,14.852837601175882,null,0,0]
[1389,"IluTgsd307",1,0.90220510041481328,7979.8295151838065,0,"gsd",15,1,1,1,1,1,1,1,1,1,1,1,1,478.78977091102837,0,3331.7885292790288,0,0,0,1,0,null,null,5.2462679755519028,null,1945.5311725395504,1,null,null,7.4389999999999992,5.9600000000000009,6.2474711356919013,13.13,13.290000000000001,14.852837601175882,null,0,0]
[1396,"IprNgsd307",1,0.90220510041481328,7979.8295151838065,0,"gsd",15,1,1,1,1,1,1,1,1,1,1,1,1,478.78977091102837,0,3331.7885292790288,0,0,0,1,0,null,null,5.2462679755519028,null,1945.5311725395504,1,null,null,7.4389999999999992,5.9600000000000009,6.2474711356919013,13.13,13.290000000000001,14.852837601175882,null,0,0]
[1408,"IchNgsd401",1,0.90220510041481328,7979.8295151838065,0,"gsd",10,1.0900000000000001,1.0900000000000001,1.0900000000000001,1.0900000000000001,1.1200000000000001,1.1200000000000001,1.1200000000000001,1.1200000000000001,1.1200000000000001,1.1200000000000001,1.0900000000000001,1.0900000000000001,478.78977091102843,0,3952.0757346010423,0,0,0,1,0,null,null,6.0631095939871651,null,2532.5291778615638,1,null,null,7.4389999999999992,5.9600000000000009,6.2474711356919013,13.13,13.290000000000001,14.852837601175882,null,0,0]
[1411,"IelEgsd401",1,0.90220510041481328,7979.8295151838065,0,"gsd",10,1.0900000000000001,1.0900000000000001,1.0900000000000001,1.0900000000000001,1.1200000000000001,1.1200000000000001,1.1200000000000001,1.1200000000000001,1.1200000000000001,1.1200000000000001,1.0900000000000001,1.0900000000000001,478.78977091102843,0,3952.0757346010423,0,0,0,1,0,null,null,6.0631095939871651,null,2532.5291778615638,1,null,null,7.4389999999999992,5.9600000000000009,6.2474711356919013,13.13,13.290000000000001,14.852837601175882,null,0,0]
[1427,"IwaEgsd401",1,0.93223348493392499,8258.5220679651884,0,"gsd",10,1.0900000000000001,1.0900000000000001,1.0900000000000001,1.0900000000000001,1.1200000000000001,1.1200000000000001,1.1200000000000001,1.1200000000000001,1.1200000000000001,1.1200000000000001,1.0900000000000001,1.0900000000000001,495.5113240779113,0,4090.1004973062572,0,0,0,1,0,null,null,6.1189357322384277,null,2633.2119254196014,1,null,null,7.4389999999999992,5.9600000000000009,6.2474711356919013,13.13,13.290000000000001,14.852837601175882,null,0,0]
[1430,"IagNgsd402",1,0.90220510041481317,7979.8295151838056,0,"gsd",8,1.0900000000000001,1.0900000000000001,1.0900000000000001,1.0900000000000001,1.1200000000000001,1.1200000000000001,1.1200000000000001,1.1200000000000001,1.1200000000000001,1.1200000000000001,1.0900000000000001,1.0900000000000001,401.25136945825523,0,7193.434177090965,0,0,0,1,0,null,null,11.035866390662235,null,5773.8876203514865,1,null,null,7.4389999999999992,5.9600000000000009,6.2474711356919013,13.13,13.290000000000001,14.852837601175882,null,46012.708957259863,4071.134056945169]
[1446,"IstNgsd402",1,0.90220510041481317,7979.8295151838056,0,"gsd",8,1.0900000000000001,1.0900000000000001,1.0900000000000001,1.0900000000000001,1.1200000000000001,1.1200000000000001,1.1200000000000001,1.1200000000000001,1.1200000000000001,1.1200000000000001,1.0900000000000001,1.0900000000000001,401.25136945825523,0,7193.434177090965,0,0,0,1,0,null,null,11.035866390662235,null,5773.8876203514865,1,null,null,7.4389999999999992,5.9600000000000009,6.2474711356919013,13.13,13.290000000000001,14.852837601175882,null,46012.708957259863,4071.134056945169]
[1449,"ItrEgsd402",1,0.90220510041481328,7979.8295151838065,0,"gsd",8,1.0900000000000001,1.0900000000000001,1.0900000000000001,1.0900000000000001,1.1200000000000001,1.1200000000000001,1.1200000000000001,1.1200000000000001,1.1200000000000001,1.1200000000000001,1.0900000000000001,1.0900000000000001,401.25136945825528,0,7421.7955650794293,0,0,0,1,0,null,null,11.386208898091144,null,6002.2490083399507,1,null,null,7.4389999999999992,5.9600000000000009,6.2474711356919013,13.13,13.290000000000001,14.852837601175882,null,49797.487208826671,4406.0054432887]
[1461,"IluEgsd403",1,0.90220510041481317,7979.8295151838056,0,"gsd",10,1.0900000000000001,1.0900000000000001,1.0900000000000001,1.0900000000000001,1.1200000000000001,1.1200000000000001,1.1200000000000001,1.1200000000000001,1.1200000000000001,1.1200000000000001,1.0900000000000001,1.0900000000000001,401.25136945825528,0,628.54821523708051,0,0,0,1,0,null,null,0.96429243010753307,null,-790.99834150239769,0,null,null,7.4389999999999992,5.9600000000000009,6.2474711356919013,13.13,13.290000000000001,14.852837601175882,null,0,0]
[1468,"IprNgsd403",1,0.90220510041481317,7979.8295151838056,0,"gsd",10,1.0900000000000001,1.0900000000000001,1.0900000000000001,1.0900000000000001,1.1200000000000001,1.1200000000000001,1.1200000000000001,1.1200000000000001,1.1200000000000001,1.1200000000000001,1.0900000000000001,1.0900000000000001,401.25136945825528,0,604.37328388180822,0,0,0,1,0,null,null,0.92720425971878195,null,-815.17327285766999,0,null,null,7.4389999999999992,5.9600000000000009,6.2474711356919013,13.13,13.290000000000001,14.852837601175882,null,0,0]
[1480,"IchNgsd404",1,0.90220510041481317,7979.8295151838056,0,"gsd",10,1.0900000000000001,1.0900000000000001,1.0900000000000001,1.0900000000000001,1.1200000000000001,1.1200000000000001,1.1200000000000001,1.1200000000000001,1.1200000000000001,1.1200000000000001,1.0900000000000001,1.0900000000000001,478.78977091102831,0,612.6318008044168,0,0,0,1,0,null,null,0.93987413159071564,null,-806.91475593506141,0,null,null,7.4389999999999992,5.9600000000000009,6.2474711356919013,13.13,13.290000000000001,14.852837601175882,null,0,0]
[1487,"ImeEgsd404",1,0.90220510041481317,7979.8295151838056,0,"gsd",10,1.0900000000000001,1.0900000000000001,1.0900000000000001,1.0900000000000001,1.1200000000000001,1.1200000000000001,1.1200000000000001,1.1200000000000001,1.1200000000000001,1.1200000000000001,1.0900000000000001,1.0900000000000001,478.78977091102831,0,612.6318008044168,0,0,0,1,0,null,null,0.93987413159071564,null,-806.91475593506141,0,null,null,7.4389999999999992,5.9600000000000009,6.2474711356919013,13.13,13.290000000000001,14.852837601175882,null,0,0]
[1499,"IwaEgsd404",1,0.93223348493392488,8258.5220679651884,0,"gsd",10,1.0900000000000001,1.0900000000000001,1.0900000000000001,1.0900000000000001,1.1200000000000001,1.1200000000000001,1.1200000000000001,1.1200000000000001,1.1200000000000001,1.1200000000000001,1.0900000000000001,1.0900000000000001,495.51132407791124,0,634.02773666449582,0,0,0,1,0,null,null,0.94852803144121522,null,-822.86083522215995,0,null,null,7.4389999999999992,5.9600000000000009,6.2474711356919013,13.13,13.290000000000001,14.852837601175882,null,0,0]
[1502,"IagNgsd405",1,0.90220510041481328,7979.8295151838065,0,"gsd",15,1.0900000000000001,1.0900000000000001,1.0900000000000001,1.0900000000000001,1.1200000000000001,1.1200000000000001,1.1200000000000001,1.1200000000000001,1.1200000000000001,1.1200000000000001,1.0900000000000001,1.0900000000000001,401.25136945825528,0,326704.53742629947,0,0,0,1,0,null,null,501.21646149792201,null,325284.99086956005,1,null,null,7.4389999999999992,5.9600000000000009,6.2474711356919013,13.13,13.290000000000001,14.852837601175882,null,3356754.4027814451,440697.93832826789]
[1518,"IstNgsd405",1,0.90220510041481328,7979.8295151838065,0,"gsd",15,1.0900000000000001,1.0900000000000001,1.0900000000000001,1.0900000000000001,1.1200000000000001,1.1200000000000001,1.1200000000000001,1.1200000000000001,1.1200000000000001,1.1200000000000001,1.0900000000000001,1.0900000000000001,401.25136945825528,0,222125.00912471523,0,0,0,1,0,null,null,340.77491534319046,null,220705.46256797574,1,null,null,7.4389999999999992,5.9600000000000009,6.2474711356919013,13.13,13.290000000000001,14.852837601175882,null,2258808.5751347505,296552.01504025847]
[1521,"ItrEgsd405",1,0.90220510041481317,7979.8295151838047,0,"gsd",15,1.0900000000000001,1.0900000000000001,1.0900000000000001,1.0900000000000001,1.1200000000000001,1.1200000000000001,1.1200000000000001,1.1200000000000001,1.1200000000000001,1.1200000000000001,1.0900000000000001,1.0900000000000001,401.25136945825523,0,812704.63818855491,0,0,0,1,0,null,null,1246.8175257214102,null,811285.09163181542,1,null,null,7.4389999999999992,5.9600000000000009,6.2474711356919013,13.13,13.290000000000001,14.852837601175882,null,8459109.0272004139,1110570.3489335626]
[1532,"IelNgsd406",1,0.90220510041481328,7979.8295151838065,0,"gsd",10,1.0900000000000001,1.0900000000000001,1.0900000000000001,1.0900000000000001,1.1200000000000001,1.1200000000000001,1.1200000000000001,1.1200000000000001,1.1200000000000001,1.1200000000000001,1.0900000000000001,1.0900000000000001,478.78977091102843,0,1807.8644317855831,0,0,0,1,0,null,null,2.7735501334196604,null,388.31787504610475,1,null,null,7.4389999999999992,5.9600000000000009,6.2474711356919013,13.13,13.290000000000001,14.852837601175882,null,0,0]
[1541,"IstEgsd406",1,0.90220510041481328,7979.8295151838065,0,"gsd",10,1.0900000000000001,1.0900000000000001,1.0900000000000001,1.0900000000000001,1.1200000000000001,1.1200000000000001,1.1200000000000001,1.1200000000000001,1.1200000000000001,1.1200000000000001,1.0900000000000001,1.0900000000000001,478.78977091102843,0,1807.8644317855831,0,0,0,1,0,null,null,2.7735501334196604,null,388.31787504610475,1,null,null,7.4389999999999992,5.9600000000000009,6.2474711356919013,13.13,13.290000000000001,14.852837601175882,null,0,0]
[1553,"IcoEgsd407",1,0.90220510041481328,7979.8295151838065,0,"gsd",10,1.0900000000000001,1.0900000000000001,1.0900000000000001,1.0900000000000001,1.1200000000000001,1.1200000000000001,1.1200000000000001,1.1200000000000001,1.1200000000000001,1.1200000000000001,1.0900000000000001,1.0900000000000001,478.78977091102843,0,793.0778929825284,0,0,0,1,0,null,null,1.2167069926373535,null,-626.46866375695004,0,null,null,7.4389999999999992,5.9600000000000009,6.2474711356919013,13.13,13.290000000000001,14.852837601175882,null,0,0]
[1560,"ImeNgsd407",1,0.90220510041481328,7979.8295151838065,0,"gsd",10,1.0900000000000001,1.0900000000000001,1.0900000000000001,1.0900000000000001,1.1200000000000001,1.1200000000000001,1.1200000000000001,1.1200000000000001,1.1200000000000001,1.1200000000000001,1.0900000000000001,1.0900000000000001,478.78977091102843,0,793.0778929825284,0,0,0,1,0,null,null,1.2167069926373535,null,-626.46866375695004,0,null,null,7.4389999999999992,5.9600000000000009,6.2474711356919013,13.13,13.290000000000001,14.852837601175882,null,0,0]
[1572,"IwaNgsd407",1,0.93223348493392499,8258.5220679651884,0,"gsd",10,1.0900000000000001,1.0900000000000001,1.0900000000000001,1.0900000000000001,1.1200000000000001,1.1200000000000001,1.1200000000000001,1.1200000000000001,1.1200000000000001,1.1200000000000001,1.0900000000000001,1.0900000000000001,495.5113240779113,0,820.77584093106782,0,0,0,1,0,null,null,1.2279098336431655,null,-636.11273095558795,0,null,null,7.4389999999999992,5.9600000000000009,6.2474711356919013,13.13,13.290000000000001,14.852837601175882,null,0,0]
[1575,"IchEgsd408",1,0.90220510041481328,7979.8295151838065,0,"gsd",8,1.0900000000000001,1.0900000000000001,1.0900000000000001,1.0900000000000001,1.1200000000000001,1.1200000000000001,1.1200000000000001,1.1200000000000001,1.1200000000000001,1.1200000000000001,1.0900000000000001,1.0900000000000001,478.78977091102843,0,364.09548788984068,0,0,0,1,0,null,null,0.55858009663754093,null,-1055.4510688496377,0,null,null,7.4389999999999992,5.9600000000000009,6.2474711356919013,13.13,13.290000000000001,14.852837601175882,null,0,0]
[1591,"IteEgsd408",1,0.90220510041481328,7979.8295151838065,0,"gsd",8,1.0900000000000001,1.0900000000000001,1.0900000000000001,1.0900000000000001,1.1200000000000001,1.1200000000000001,1.1200000000000001,1.1200000000000001,1.1200000000000001,1.1200000000000001,1.0900000000000001,1.0900000000000001,478.78977091102843,0,364.09548788984068,0,0,0,1,0,null,null,0.55858009663754093,null,-1055.4510688496377,0,null,null,7.4389999999999992,5.9600000000000009,6.2474711356919013,13.13,13.290000000000001,14.852837601175882,null,0,0]
[1594,"ItrNgsd408",1,0.90220510041481317,7979.8295151838056,0,"gsd",8,1.0900000000000001,1.0900000000000001,1.0900000000000001,1.0900000000000001,1.1200000000000001,1.1200000000000001,1.1200000000000001,1.1200000000000001,1.1200000000000001,1.1200000000000001,1.0900000000000001,1.0900000000000001,478.78977091102831,0,375.65407480697843,0,0,0,1,0,null,null,0.57631279811809777,null,-1043.8924819324998,0,null,null,7.4389999999999992,5.9600000000000009,6.2474711356919013,13.13,13.290000000000001,14.852837601175882,null,0,0]
[1606,"IteNgsd409",1,0.90220510041481317,7979.8295151838056,0,"gsd",15,1.0900000000000001,1.0900000000000001,1.0900000000000001,1.0900000000000001,1.1200000000000001,1.1200000000000001,1.1200000000000001,1.1200000000000001,1.1200000000000001,1.1200000000000001,1.0900000000000001,1.0900000000000001,478.78977091102843,0,8020.5782950228204,0,0,0,1,0,null,null,12.304836363361645,null,6601.0317382833418,1,null,null,7.4389999999999992,5.9600000000000009,6.2474711356919013,13.13,13.290000000000001,14.852837601175882,null,10996.731401442084,1443.7269682135825]
[1613,"IcoTgsd410",1,0.90220510041481328,7979.8295151838056,0,"gsd",5,1.0900000000000001,1.0900000000000001,1.0900000000000001,1.0900000000000001,1.1200000000000001,1.1200000000000001,1.1200000000000001,1.1200000000000001,1.1200000000000001,1.1200000000000001,1.0900000000000001,1.0900000000000001,478.78977091102843,0,68.725417578461276,0,0,0,1,0,null,null,0.10543566638224031,null,-1350.8211391610171,0,null,null,7.4389999999999992,5.9600000000000009,6.2474711356919013,13.13,13.290000000000001,14.852837601175882,null,0,0]
[1625,"IstTgsd410",1,0.90220510041481328,7979.8295151838056,0,"gsd",5,1.0900000000000001,1.0900000000000001,1.0900000000000001,1.0900000000000001,1.1200000000000001,1.1200000000000001,1.1200000000000001,1.1200000000000001,1.1200000000000001,1.1200000000000001,1.0900000000000001,1.0900000000000001,478.78977091102843,0,68.725417578461276,0,0,0,1,0,null,null,0.10543566638224031,null,-1350.8211391610171,0,null,null,7.4389999999999992,5.9600000000000009,6.2474711356919013,13.13,13.290000000000001,14.852837601175882,null,0,0]
[1632,"IwaNgsd410",1,0.90220510041481328,7979.8295151838056,0,"gsd",5,1.0900000000000001,1.0900000000000001,1.0900000000000001,1.0900000000000001,1.1200000000000001,1.1200000000000001,1.1200000000000001,1.1200000000000001,1.1200000000000001,1.1200000000000001,1.0900000000000001,1.0900000000000001,478.78977091102843,0,68.725417578461276,0,0,0,1,0,null,null,0.10543566638224031,null,-1350.8211391610171,0,null,null,7.4389999999999992,5.9600000000000009,6.2474711356919013,13.13,13.290000000000001,14.852837601175882,null,0,0]
[1644,"IluNgsd412",1,0.90220510041481328,7979.8295151838065,0,"gsd",10,1.0900000000000001,1.0900000000000001,1.0900000000000001,1.0900000000000001,1.1200000000000001,1.1200000000000001,1.1200000000000001,1.1200000000000001,1.1200000000000001,1.1200000000000001,1.0900000000000001,1.0900000000000001,478.78977091102848,0,169.03948571244001,0,0,0,1,0,null,null,0.25933332162958017,null,-1250.5070710270384,0,null,null,7.4389999999999992,5.9600000000000009,6.2474711356919013,13.13,13.290000000000001,14.852837601175882,null,0,0]
[1647,"ImiTgsd412",1,0.90220510041481317,7979.8295151838056,0,"gsd",10,1.0900000000000001,1.0900000000000001,1.0900000000000001,1.0900000000000001,1.1200000000000001,1.1200000000000001,1.1200000000000001,1.1200000000000001,1.1200000000000001,1.1200000000000001,1.0900000000000001,1.0900000000000001,478.78977091102837,0,165.09992100380288,0,0,0,1,0,null,null,0.25328940592929511,null,-1254.4466357356753,0,null,null,7.4389999999999992,5.9600000000000009,6.2474711356919013,13.13,13.290000000000001,14.852837601175882,null,0,0]
[1663,"IcoTgsd413",1,0.90220510041481317,7979.8295151838056,0,"gsd",11,1.0900000000000001,1.0900000000000001,1.0900000000000001,1.0900000000000001,1.1200000000000001,1.1200000000000001,1.1200000000000001,1.1200000000000001,1.1200000000000001,1.1200000000000001,1.0900000000000001,1.0900000000000001,478.78977091102843,0,6138.330396295235,0,0,0,1,0,null,null,9.4171702204481509,null,4718.7838395557565,1,null,null,7.4389999999999992,5.9600000000000009,6.2474711356919013,13.13,13.290000000000001,14.852837601175882,null,6570.9758803280129,721.01846191211041]
[1666,"IelNgsd413",1,0.90220510041481317,7979.8295151838056,0,"gsd",11,1.0900000000000001,1.0900000000000001,1.0900000000000001,1.0900000000000001,1.1200000000000001,1.1200000000000001,1.1200000000000001,1.1200000000000001,1.1200000000000001,1.1200000000000001,1.0900000000000001,1.0900000000000001,478.78977091102843,0,6138.330396295235,0,0,0,1,0,null,null,9.4171702204481509,null,4718.7838395557565,1,null,null,7.4389999999999992,5.9600000000000009,6.2474711356919013,13.13,13.290000000000001,14.852837601175882,null,6570.9758803280129,721.01846191211041]
[1673,"IprTgsd413",1,0.90220510041481317,7979.8295151838056,0,"gsd",11,1.0900000000000001,1.0900000000000001,1.0900000000000001,1.0900000000000001,1.1200000000000001,1.1200000000000001,1.1200000000000001,1.1200000000000001,1.1200000000000001,1.1200000000000001,1.0900000000000001,1.0900000000000001,478.78977091102843,0,6138.330396295235,0,0,0,1,0,null,null,9.4171702204481509,null,4718.7838395557565,1,null,null,7.4389999999999992,5.9600000000000009,6.2474711356919013,13.13,13.290000000000001,14.852837601175882,null,6570.9758803280129,721.01846191211041]
[1685,"IchTgsd414",1,0.90220510041481317,7979.8295151838056,0,"gsd",15,1.0900000000000001,1.0900000000000001,1.0900000000000001,1.0900000000000001,1.1200000000000001,1.1200000000000001,1.1200000000000001,1.1200000000000001,1.1200000000000001,1.1200000000000001,1.0900000000000001,1.0900000000000001,478.78977091102843,0,7615.4537382347735,0,0,0,1,0,null,null,11.683311182172432,null,6195.9071814952949,1,null,null,7.4389999999999992,5.9600000000000009,6.2474711356919013,13.13,13.290000000000001,14.852837601175882,null,6743.4628271833935,885.3284478216641]
[1697,"IprTgsd414",1,0.90220510041481317,7979.8295151838056,0,"gsd",15,1.0900000000000001,1.0900000000000001,1.0900000000000001,1.0900000000000001,1.1200000000000001,1.1200000000000001,1.1200000000000001,1.1200000000000001,1.1200000000000001,1.1200000000000001,1.0900000000000001,1.0900000000000001,478.78977091102843,0,7615.4537382347735,0,0,0,1,0,null,null,11.683311182172432,null,6195.9071814952949,1,null,null,7.4389999999999992,5.9600000000000009,6.2474711356919013,13.13,13.290000000000001,14.852837601175882,null,6743.4628271833935,885.3284478216641]
[1704,"ItrNgsd414",1,0.90220510041481317,7979.8295151838056,0,"gsd",15,1.0900000000000001,1.0900000000000001,1.0900000000000001,1.0900000000000001,1.1200000000000001,1.1200000000000001,1.1200000000000001,1.1200000000000001,1.1200000000000001,1.1200000000000001,1.0900000000000001,1.0900000000000001,478.78977091102843,0,7615.4537382347735,0,0,0,1,0,null,null,11.683311182172432,null,6195.9071814952949,1,null,null,7.4389999999999992,5.9600000000000009,6.2474711356919013,13.13,13.290000000000001,14.852837601175882,null,6743.4628271833935,885.3284478216641]
[1716,"IluNgsd415",1,0.90220510041481317,7979.8295151838047,0,"gsd",15,1.0900000000000001,1.0900000000000001,1.0900000000000001,1.0900000000000001,1.1200000000000001,1.1200000000000001,1.1200000000000001,1.1200000000000001,1.1200000000000001,1.1200000000000001,1.0900000000000001,1.0900000000000001,478.78977091102831,0,1213.3272314443841,0,0,0,1,0,null,null,1.8614359824151918,null,-206.21932529509394,0,null,null,7.4389999999999992,5.9600000000000009,6.2474711356919013,13.13,13.290000000000001,14.852837601175882,null,0,0]
[1719,"ImiTgsd415",1,0.90220510041481328,7979.8295151838065,0,"gsd",15,1.0900000000000001,1.0900000000000001,1.0900000000000001,1.0900000000000001,1.1200000000000001,1.1200000000000001,1.1200000000000001,1.1200000000000001,1.1200000000000001,1.1200000000000001,1.0900000000000001,1.0900000000000001,478.78977091102843,0,1185.0117665946848,0,0,0,1,0,null,null,1.8179955784053861,null,-234.53479014479359,0,null,null,7.4389999999999992,5.9600000000000009,6.2474711356919013,13.13,13.290000000000001,14.852837601175882,null,0,0]
[1735,"IcoTgsd416",1,0.90220510041481317,7979.8295151838056,0,"gsd",15,1.0900000000000001,1.0900000000000001,1.0900000000000001,1.0900000000000001,1.1200000000000001,1.1200000000000001,1.1200000000000001,1.1200000000000001,1.1200000000000001,1.1200000000000001,1.0900000000000001,1.0900000000000001,478.78977091102831,0,1954.7431790372657,0,0,0,1,0,null,null,2.9988853753072742,null,535.1966222977876,1,null,null,7.4389999999999992,5.9600000000000009,6.2474711356919013,13.13,13.290000000000001,14.852837601175882,null,0,0]
[1738,"IelNgsd416",1,0.90220510041481317,7979.8295151838056,0,"gsd",15,1.0900000000000001,1.0900000000000001,1.0900000000000001,1.0900000000000001,1.1200000000000001,1.1200000000000001,1.1200000000000001,1.1200000000000001,1.1200000000000001,1.1200000000000001,1.0900000000000001,1.0900000000000001,478.78977091102831,0,1954.7431790372657,0,0,0,1,0,null,null,2.9988853753072742,null,535.1966222977876,1,null,null,7.4389999999999992,5.9600000000000009,6.2474711356919013,13.13,13.290000000000001,14.852837601175882,null,0,0]
[1745,"IprTgsd416",1,0.90220510041481317,7979.8295151838056,0,"gsd",15,1.0900000000000001,1.0900000000000001,1.0900000000000001,1.0900000000000001,1.1200000000000001,1.1200000000000001,1.1200000000000001,1.1200000000000001,1.1200000000000001,1.1200000000000001,1.0900000000000001,1.0900000000000001,478.78977091102831,0,1954.7431790372657,0,0,0,1,0,null,null,2.9988853753072742,null,535.1966222977876,1,null,null,7.4389999999999992,5.9600000000000009,6.2474711356919013,13.13,13.290000000000001,14.852837601175882,null,0,0]
[1757,"IchTgsd417",1,0.90220510041481328,7979.8295151838065,0,"gsd",15,1.0900000000000001,1.0900000000000001,1.0900000000000001,1.0900000000000001,1.1200000000000001,1.1200000000000001,1.1200000000000001,1.1200000000000001,1.1200000000000001,1.1200000000000001,1.0900000000000001,1.0900000000000001,478.78977091102837,0,3157.3136621431668,0,0,0,1,0,null,null,4.8438188035127476,null,1737.7671054036882,1,null,null,7.4389999999999992,5.9600000000000009,6.2474711356919013,13.13,13.290000000000001,14.852837601175882,null,0,0]
[1769,"IprTgsd417",1,0.90220510041481328,7979.8295151838065,0,"gsd",15,1.0900000000000001,1.0900000000000001,1.0900000000000001,1.0900000000000001,1.1200000000000001,1.1200000000000001,1.1200000000000001,1.1200000000000001,1.1200000000000001,1.1200000000000001,1.0900000000000001,1.0900000000000001,478.78977091102837,0,3157.3136621431668,0,0,0,1,0,null,null,4.8438188035127476,null,1737.7671054036882,1,null,null,7.4389999999999992,5.9600000000000009,6.2474711356919013,13.13,13.290000000000001,14.852837601175882,null,0,0]
[1776,"ItrNgsd417",1,0.90220510041481317,7979.8295151838056,0,"gsd",15,1.0900000000000001,1.0900000000000001,1.0900000000000001,1.0900000000000001,1.1200000000000001,1.1200000000000001,1.1200000000000001,1.1200000000000001,1.1200000000000001,1.1200000000000001,1.0900000000000001,1.0900000000000001,478.78977091102837,0,3257.6339951955447,0,0,0,1,0,null,null,4.9977260701363386,null,1838.0874384560666,1,null,null,7.4389999999999992,5.9600000000000009,6.2474711356919013,13.13,13.290000000000001,14.852837601175882,null,0,0]
[1788,"IluNgsd418",1,0.90220510041481328,7979.8295151838056,0,"gsd",12,1.0900000000000001,1.0900000000000001,1.0900000000000001,1.0900000000000001,1.1200000000000001,1.1200000000000001,1.1200000000000001,1.1200000000000001,1.1200000000000001,1.1200000000000001,1.0900000000000001,1.0900000000000001,478.78977091102843,0,914.45770786956689,0,0,0,1,0,null,null,1.4029228370643032,null,-505.08884886991132,0,null,null,7.4389999999999992,5.9600000000000009,6.2474711356919013,13.13,13.290000000000001,14.852837601175882,null,0,0]
[1795,"IstTgsd418",1,0.90220510041481317,7979.8295151838056,0,"gsd",12,1.0900000000000001,1.0900000000000001,1.0900000000000001,1.0900000000000001,1.1200000000000001,1.1200000000000001,1.1200000000000001,1.1200000000000001,1.1200000000000001,1.1200000000000001,1.0900000000000001,1.0900000000000001,478.78977091102837,0,879.48042172471526,0,0,0,1,0,null,null,1.349262144952619,null,-540.06613501476295,0,null,null,7.4389999999999992,5.9600000000000009,6.2474711356919013,13.13,13.290000000000001,14.852837601175882,null,0,0]
[1807,"IcoTgsd419",1,0.90220510041481305,7979.8295151838056,0,"gsd",10,1.0900000000000001,1.0900000000000001,1.0900000000000001,1.0900000000000001,1.1200000000000001,1.1200000000000001,1.1200000000000001,1.1200000000000001,1.1200000000000001,1.1200000000000001,1.0900000000000001,1.0900000000000001,478.78977091102837,0,16645.307716081908,0,0,0,1,0,null,null,25.536536161150469,null,15225.76115934243,1,null,null,7.4389999999999992,5.9600000000000009,6.2474711356919013,13.13,13.290000000000001,14.852837601175882,null,159680.34915087995,16459.406178134948]
[1810,"IelNgsd419",1,0.90220510041481305,7979.8295151838056,0,"gsd",10,1.0900000000000001,1.0900000000000001,1.0900000000000001,1.0900000000000001,1.1200000000000001,1.1200000000000001,1.1200000000000001,1.1200000000000001,1.1200000000000001,1.1200000000000001,1.0900000000000001,1.0900000000000001,478.78977091102837,0,16645.307716081908,0,0,0,1,0,null,null,25.536536161150469,null,15225.76115934243,1,null,null,7.4389999999999992,5.9600000000000009,6.2474711356919013,13.13,13.290000000000001,14.852837601175882,null,159680.34915087995,16459.406178134948]
[1817,"IprTgsd419",1,0.90220510041481305,7979.8295151838056,0,"gsd",10,1.0900000000000001,1.0900000000000001,1.0900000000000001,1.0900000000000001,1.1200000000000001,1.1200000000000001,1.1200000000000001,1.1200000000000001,1.1200000000000001,1.1200000000000001,1.0900000000000001,1.0900000000000001,478.78977091102837,0,16645.307716081908,0,0,0,1,0,null,null,25.536536161150469,null,15225.76115934243,1,null,null,7.4389999999999992,5.9600000000000009,6.2474711356919013,13.13,13.290000000000001,14.852837601175882,null,159680.34915087995,16459.406178134948]
[1829,"IchEgsd501",1,0.93223348493392499,8258.5220679651866,0,"gsd",15,1.05,1.05,1.05,1.05,1.08,1.08,1.08,1.08,1.08,1.08,1.05,1.05,415.264923037134,0,2133.8800130808991,0,0,0,1,0,null,null,3.2231202313013063,null,689.67304119424364,1,null,null,7.4389999999999992,5.9600000000000009,6.2474711356919013,13.13,13.290000000000001,14.852837601175882,null,0,0]
[1841,"IprEgsd501",1,0.93223348493392499,8258.5220679651866,0,"gsd",15,1.05,1.05,1.05,1.05,1.08,1.08,1.08,1.08,1.08,1.08,1.05,1.05,415.264923037134,0,2133.8800130808991,0,0,0,1,0,null,null,3.2231202313013063,null,689.67304119424364,1,null,null,7.4389999999999992,5.9600000000000009,6.2474711356919013,13.13,13.290000000000001,14.852837601175882,null,0,0]
[1848,"ItrNgsd501",1,0.93223348493392499,8258.5220679651866,0,"gsd",15,1.05,1.05,1.05,1.05,1.08,1.08,1.08,1.08,1.08,1.08,1.05,1.05,415.264923037134,0,2133.8800130808991,0,0,0,1,0,null,null,3.2231202313013063,null,689.67304119424364,1,null,null,7.4389999999999992,5.9600000000000009,6.2474711356919013,13.13,13.290000000000001,14.852837601175882,null,0,0]
[1860,"IluNgsd502",1,0.93223348493392488,8258.5220679651866,0,"gsd",10,1.05,1.05,1.05,1.05,1.08,1.08,1.08,1.08,1.08,1.08,1.05,1.05,495.5113240779113,0,1674.6774157275827,0,0,0,1,0,null,null,2.5295174173086576,null,230.47044384092729,1,null,null,7.4389999999999992,5.9600000000000009,6.2474711356919013,13.13,13.290000000000001,14.852837601175882,null,0,0]
[1867,"IstTgsd502",1,0.93223348493392488,8258.5220679651884,0,"gsd",10,1.05,1.05,1.05,1.05,1.08,1.08,1.08,1.08,1.08,1.08,1.05,1.05,495.5113240779113,0,1610.2673047526366,0,0,0,1,0,null,null,2.4322291300052039,null,166.06033286598088,1,null,null,7.4389999999999992,5.9600000000000009,6.2474711356919013,13.13,13.290000000000001,14.852837601175882,null,0,0]
[1875,"IagTgsd601",1,0.93223348493392488,8258.5220679651866,0,"gsd",10,1.05,1.05,1.05,1.05,1.08,1.08,1.08,1.08,1.08,1.08,1.05,1.05,495.51132407791124,0,2546.15766176843,0,0,0,1,0,null,null,3.8458452309509163,null,1101.9506898817747,1,null,null,7.4389999999999992,5.9600000000000009,6.2474711356919013,13.13,13.290000000000001,14.852837601175882,null,0,0]
[1883,"IluTgsd601",1,0.93223348493392488,8258.5220679651866,0,"gsd",10,1.05,1.05,1.05,1.05,1.08,1.08,1.08,1.08,1.08,1.08,1.05,1.05,495.51132407791124,0,2546.15766176843,0,0,0,1,0,null,null,3.8458452309509163,null,1101.9506898817747,1,null,null,7.4389999999999992,5.9600000000000009,6.2474711356919013,13.13,13.290000000000001,14.852837601175882,null,0,0]
[1890,"IprNgsd601",1,0.93223348493392488,8258.5220679651866,0,"gsd",10,1.05,1.05,1.05,1.05,1.08,1.08,1.08,1.08,1.08,1.08,1.05,1.05,495.51132407791124,0,2546.15766176843,0,0,0,1,0,null,null,3.8458452309509163,null,1101.9506898817747,1,null,null,7.4389999999999992,5.9600000000000009,6.2474711356919013,13.13,13.290000000000001,14.852837601175882,null,0,0]
[1902,"IchNgsd602",1,0.93223348493392499,8258.5220679651866,0,"gsd",15,1.05,1.05,1.05,1.05,1.08,1.08,1.08,1.08,1.08,1.08,1.05,1.05,415.26492303713405,0,2097.8583885703711,0,0,0,1,0,null,null,3.1687113488840639,null,653.65141668371564,1,null,null,7.4389999999999992,5.9600000000000009,6.2474711356919013,13.13,13.290000000000001,14.852837601175882,null,0,0]
[1914,"IprNgsd602",1,0.93223348493392499,8258.5220679651866,0,"gsd",15,1.05,1.05,1.05,1.05,1.08,1.08,1.08,1.08,1.08,1.08,1.05,1.05,415.26492303713405,0,2097.8583885703711,0,0,0,1,0,null,null,3.1687113488840639,null,653.65141668371564,1,null,null,7.4389999999999992,5.9600000000000009,6.2474711356919013,13.13,13.290000000000001,14.852837601175882,null,0,0]
[1921,"IwaEgsd602",1,0.93046755565175376,8228.3728831277422,0,"gsd",15,1.05,1.05,1.05,1.05,1.08,1.08,1.08,1.08,1.08,1.08,1.05,1.05,413.748925523521,0,2090.1997881816733,0,0,0,1,0,null,null,3.1657355841454247,null,650.03250557138688,1,null,null,7.4389999999999992,5.9600000000000009,6.2474711356919013,13.13,13.290000000000001,14.852837601175882,null,0,0]
[1933,"ImeTgsd603",1,0.93223348493392488,8258.5220679651866,0,"gsd",15,1.05,1.05,1.05,1.05,1.08,1.08,1.08,1.08,1.08,1.08,1.05,1.05,495.51132407791124,0,234164.30714851565,0,0,0,1,0,null,null,353.69360563499521,null,232720.100176629,1,null,null,7.4389999999999992,5.9600000000000009,6.2474711356919013,13.13,13.290000000000001,14.852837601175882,null,2384010.4852445279,312989.38788303192]
[1940,"IstNgsd603",1,0.93223348493392488,8258.5220679651866,0,"gsd",15,1.05,1.05,1.05,1.05,1.08,1.08,1.08,1.08,1.08,1.08,1.05,1.05,495.51132407791124,0,234164.30714851565,0,0,0,1,0,null,null,353.69360563499521,null,232720.100176629,1,null,null,7.4389999999999992,5.9600000000000009,6.2474711356919013,13.13,13.290000000000001,14.852837601175882,null,2384010.4852445279,312989.38788303192]
[1952,"IcoNgsd604",1,0.93223348493392488,8258.5220679651866,0,"gsd",15,1.05,1.05,1.05,1.05,1.08,1.08,1.08,1.08,1.08,1.08,1.05,1.05,495.5113240779113,0,54890.639226458603,0,0,0,1,0,null,null,82.909596001334535,null,53446.432254571948,1,null,null,7.4389999999999992,5.9600000000000009,6.2474711356919013,13.13,13.290000000000001,14.852837601175882,null,501875.35710089165,65889.668600377103]
[1955,"IluTgsd604",1,0.93223348493392488,8258.5220679651866,0,"gsd",15,1.05,1.05,1.05,1.05,1.08,1.08,1.08,1.08,1.08,1.08,1.05,1.05,495.5113240779113,0,54890.639226458603,0,0,0,1,0,null,null,82.909596001334535,null,53446.432254571948,1,null,null,7.4389999999999992,5.9600000000000009,6.2474711356919013,13.13,13.290000000000001,14.852837601175882,null,501875.35710089165,65889.668600377103]
[1962,"IprNgsd604",1,0.93223348493392488,8258.5220679651866,0,"gsd",15,1.05,1.05,1.05,1.05,1.08,1.08,1.08,1.08,1.08,1.08,1.05,1.05,495.5113240779113,0,54890.639226458603,0,0,0,1,0,null,null,82.909596001334535,null,53446.432254571948,1,null,null,7.4389999999999992,5.9600000000000009,6.2474711356919013,13.13,13.290000000000001,14.852837601175882,null,501875.35710089165,65889.668600377103]
[1974,"IchNgsd605",1,0.93223348493392488,8258.5220679651866,0,"gsd",15,1.05,1.05,1.05,1.05,1.08,1.08,1.08,1.08,1.08,1.08,1.05,1.05,495.5113240779113,0,78123.709387356575,0,0,0,1,0,null,null,118.00199951596177,null,76679.50241546992,1,null,null,7.4389999999999992,5.9600000000000009,6.2474711356919013,13.13,13.290000000000001,14.852837601175882,null,745791.69636278215,97912.692908686106]
[1981,"ImeTgsd605",1,0.93223348493392488,8258.5220679651866,0,"gsd",15,1.05,1.05,1.05,1.05,1.08,1.08,1.08,1.08,1.08,1.08,1.05,1.05,495.5113240779113,0,78123.709387356575,0,0,0,1,0,null,null,118.00199951596177,null,76679.50241546992,1,null,null,7.4389999999999992,5.9600000000000009,6.2474711356919013,13.13,13.290000000000001,14.852837601175882,null,745791.69636278215,97912.692908686106]
[1993,"IwaTgsd605",1,0.93046755565175365,8228.3728831277422,0,"gsd",15,1.05,1.05,1.05,1.05,1.08,1.08,1.08,1.08,1.08,1.08,1.05,1.05,493.7023729876646,0,77838.505069305204,0,0,0,1,0,null,null,117.89118279882143,null,76398.337786694916,1,null,null,7.4389999999999992,5.9600000000000009,6.2474711356919013,13.13,13.290000000000001,14.852837601175882,null,743001.6772336025,97546.39989746458]
[2005,"ImeTgsd606",1,0.93223348493392488,8258.5220679651866,0,"gsd",14,1.05,1.05,1.05,1.05,1.08,1.08,1.08,1.08,1.08,1.08,1.05,1.05,495.5113240779113,0,441.24974939129709,0,0,0,1,0,null,null,0.66648592498241965,null,-1002.9572224953585,0,null,null,7.4389999999999992,5.9600000000000009,6.2474711356919013,13.13,13.290000000000001,14.852837601175882,null,0,0]
[2012,"IstNgsd606",1,0.93223348493392488,8258.5220679651866,0,"gsd",14,1.05,1.05,1.05,1.05,1.08,1.08,1.08,1.08,1.08,1.08,1.05,1.05,495.5113240779113,0,441.24974939129709,0,0,0,1,0,null,null,0.66648592498241965,null,-1002.9572224953585,0,null,null,7.4389999999999992,5.9600000000000009,6.2474711356919013,13.13,13.290000000000001,14.852837601175882,null,0,0]
[2024,"IcoNgsd607",1,0.93223348493392499,8258.5220679651866,0,"gsd",14,1.05,1.05,1.05,1.05,1.08,1.08,1.08,1.08,1.08,1.08,1.05,1.05,495.51132407791124,0,372.2593327164177,0,0,0,1,0,null,null,0.56227931243270057,null,-1071.9476391702376,0,null,null,7.4389999999999992,5.9600000000000009,6.2474711356919013,13.13,13.290000000000001,14.852837601175882,null,0,0]
[2027,"IluTgsd607",1,0.93223348493392499,8258.5220679651866,0,"gsd",14,1.05,1.05,1.05,1.05,1.08,1.08,1.08,1.08,1.08,1.08,1.05,1.05,495.51132407791124,0,372.2593327164177,0,0,0,1,0,null,null,0.56227931243270057,null,-1071.9476391702376,0,null,null,7.4389999999999992,5.9600000000000009,6.2474711356919013,13.13,13.290000000000001,14.852837601175882,null,0,0]
[2034,"IprNgsd607",1,0.93223348493392499,8258.5220679651866,0,"gsd",14,1.05,1.05,1.05,1.05,1.08,1.08,1.08,1.08,1.08,1.08,1.05,1.05,495.51132407791124,0,372.2593327164177,0,0,0,1,0,null,null,0.56227931243270057,null,-1071.9476391702376,0,null,null,7.4389999999999992,5.9600000000000009,6.2474711356919013,13.13,13.290000000000001,14.852837601175882,null,0,0]
[2046,"IchNgsd608",1,0.93223348493392488,8258.5220679651866,0,"gsd",5,1.05,1.05,1.05,1.05,1.08,1.08,1.08,1.08,1.08,1.08,1.05,1.05,415.264923037134,0,3641.07253735411,0,0,0,1,0,null,null,5.4996600028310478,null,2196.8655654674549,1,null,null,7.4389999999999992,5.9600000000000009,6.2474711356919013,13.13,13.290000000000001,14.852837601175882,null,14917.428218714776,1319.8712147040965]
[2053,"ImeEgsd608",1,0.93223348493392488,8258.5220679651866,0,"gsd",5,1.05,1.05,1.05,1.05,1.08,1.08,1.08,1.08,1.08,1.08,1.05,1.05,415.264923037134,0,3641.07253735411,0,0,0,1,0,null,null,5.4996600028310478,null,2196.8655654674549,1,null,null,7.4389999999999992,5.9600000000000009,6.2474711356919013,13.13,13.290000000000001,14.852837601175882,null,14917.428218714776,1319.8712147040965]
[2065,"IwaEgsd608",1,0.93046755565175376,8228.3728831277422,0,"gsd",5,1.05,1.05,1.05,1.05,1.08,1.08,1.08,1.08,1.08,1.08,1.05,1.05,413.74892552352094,0,3627.7801627582908,0,0,0,1,0,null,null,5.4944952236798326,null,2187.6128801480049,1,null,null,7.4389999999999992,5.9600000000000009,6.2474711356919013,13.13,13.290000000000001,14.852837601175882,null,14795.584736607751,1309.0906899129247]
[2077,"ImeTgsd609",1,0.93223348493392499,8258.5220679651866,0,"gsd",14,1.05,1.05,1.05,1.05,1.08,1.08,1.08,1.08,1.08,1.08,1.05,1.05,495.51132407791124,0,2591.896273123938,0,0,0,1,0,null,null,3.9149311414556589,null,1147.6893012372827,1,null,null,7.4389999999999992,5.9600000000000009,6.2474711356919013,13.13,13.290000000000001,14.852837601175882,null,0,0]
[2084,"IstNgsd609",1,0.93223348493392499,8258.5220679651866,0,"gsd",14,1.05,1.05,1.05,1.05,1.08,1.08,1.08,1.08,1.08,1.08,1.05,1.05,495.51132407791124,0,2591.896273123938,0,0,0,1,0,null,null,3.9149311414556589,null,1147.6893012372827,1,null,null,7.4389999999999992,5.9600000000000009,6.2474711356919013,13.13,13.290000000000001,14.852837601175882,null,0,0]
[2096,"IcoNgsd610",1,0.93223348493392488,8258.5220679651866,0,"gsd",14,1.05,1.05,1.05,1.05,1.08,1.08,1.08,1.08,1.08,1.08,1.05,1.05,495.51132407791124,0,3075.0618993930975,0,0,0,1,0,null,null,4.6447289255630517,null,1630.8549275064424,1,null,null,7.4389999999999992,5.9600000000000009,6.2474711356919013,13.13,13.290000000000001,14.852837601175882,null,0,0]
[2099,"IluTgsd610",1,0.93223348493392488,8258.5220679651866,0,"gsd",14,1.05,1.05,1.05,1.05,1.08,1.08,1.08,1.08,1.08,1.08,1.05,1.05,495.51132407791124,0,3075.0618993930975,0,0,0,1,0,null,null,4.6447289255630517,null,1630.8549275064424,1,null,null,7.4389999999999992,5.9600000000000009,6.2474711356919013,13.13,13.290000000000001,14.852837601175882,null,0,0]
[2106,"IprNgsd610",1,0.93223348493392488,8258.5220679651866,0,"gsd",14,1.05,1.05,1.05,1.05,1.08,1.08,1.08,1.08,1.08,1.08,1.05,1.05,495.51132407791124,0,3075.0618993930975,0,0,0,1,0,null,null,4.6447289255630517,null,1630.8549275064424,1,null,null,7.4389999999999992,5.9600000000000009,6.2474711356919013,13.13,13.290000000000001,14.852837601175882,null,0,0]
[2118,"IchNgsd611",1,0.93223348493392488,8258.5220679651866,0,"gsd",14,1.05,1.05,1.05,1.05,1.08,1.08,1.08,1.08,1.08,1.08,1.05,1.05,495.5113240779113,0,1684.7713170841846,0,0,0,1,0,null,null,2.5447637561261107,null,240.56434519752921,1,null,null,7.4389999999999992,5.9600000000000009,6.2474711356919013,13.13,13.290000000000001,14.852837601175882,null,0,0]
[2125,"ImeTgsd611",1,0.93223348493392488,8258.5220679651866,0,"gsd",14,1.05,1.05,1.05,1.05,1.08,1.08,1.08,1.08,1.08,1.08,1.05,1.05,495.5113240779113,0,1684.7713170841846,0,0,0,1,0,null,null,2.5447637561261107,null,240.56434519752921,1,null,null,7.4389999999999992,5.9600000000000009,6.2474711356919013,13.13,13.290000000000001,14.852837601175882,null,0,0]
[2137,"IwaTgsd611",1,0.93046755565175376,8228.372883127744,0,"gsd",14,1.05,1.05,1.05,1.05,1.08,1.08,1.08,1.08,1.08,1.08,1.05,1.05,493.7023729876646,0,1678.6207635796261,0,0,0,1,0,null,null,2.5423739460677353,null,238.45348096933949,1,null,null,7.4389999999999992,5.9600000000000009,6.2474711356919013,13.13,13.290000000000001,14.852837601175882,null,0,0]
[2149,"ImeTgsd701",1,0.90220510041481328,7979.8295151838065,0,"gsd",15,1.06,1.06,1.06,1.06,1.0900000000000001,1.0900000000000001,1.0900000000000001,1.0900000000000001,1.0900000000000001,1.0900000000000001,1.06,1.06,478.78977091102843,0,852.99195809837499,0,0,0,1,0,null,null,1.3183010146320022,null,-557.04339864110329,0,null,null,7.4389999999999992,5.9600000000000009,6.2474711356919013,13.13,13.290000000000001,14.852837601175882,null,0,0]
[2156,"IstNgsd701",1,0.90220510041481328,7979.8295151838065,0,"gsd",15,1.06,1.06,1.06,1.06,1.0900000000000001,1.0900000000000001,1.0900000000000001,1.0900000000000001,1.0900000000000001,1.0900000000000001,1.06,1.06,478.78977091102843,0,852.99195809837499,0,0,0,1,0,null,null,1.3183010146320022,null,-557.04339864110329,0,null,null,7.4389999999999992,5.9600000000000009,6.2474711356919013,13.13,13.290000000000001,14.852837601175882,null,0,0]
[2168,"IchNgsd703",1,0.90220510041481305,7979.8295151838056,0,"gsd",10,1.06,1.06,1.06,1.06,1.0900000000000001,1.0900000000000001,1.0900000000000001,1.0900000000000001,1.0900000000000001,1.0900000000000001,1.06,1.06,478.78977091102831,0,3440.4064022148932,0,0,0,1,0,null,null,5.3171559329792135,null,2030.3710454754153,1,null,null,7.4389999999999992,5.9600000000000009,6.2474711356919013,13.13,13.290000000000001,14.852837601175882,null,0,0]
[2175,"ImeTgsd703",1,0.90220510041481305,7979.8295151838056,0,"gsd",10,1.06,1.06,1.06,1.06,1.0900000000000001,1.0900000000000001,1.0900000000000001,1.0900000000000001,1.0900000000000001,1.0900000000000001,1.06,1.06,478.78977091102831,0,3440.4064022148932,0,0,0,1,0,null,null,5.3171559329792135,null,2030.3710454754153,1,null,null,7.4389999999999992,5.9600000000000009,6.2474711356919013,13.13,13.290000000000001,14.852837601175882,null,0,0]
[2178,"ImiNgsd703",1,0.90220510041481305,7979.8295151838056,0,"gsd",10,1.06,1.06,1.06,1.06,1.0900000000000001,1.0900000000000001,1.0900000000000001,1.0900000000000001,1.0900000000000001,1.0900000000000001,1.06,1.06,478.78977091102837,0,3494.1568378089646,0,0,0,1,0,null,null,5.4002273536506893,null,2084.1214810694869,1,null,null,7.4389999999999992,5.9600000000000009,6.2474711356919013,13.13,13.290000000000001,14.852837601175882,null,0,0]
[2190,"IagNgsd704",1,0.90220510041481328,7979.8295151838065,0,"gsd",30,1.06,1.06,1.06,1.06,1.0900000000000001,1.0900000000000001,1.0900000000000001,1.0900000000000001,1.0900000000000001,1.0900000000000001,1.06,1.06,478.78977091102843,0,3326.9110385583754,0,0,0,1,0,null,null,5.1417485898689979,null,1916.875681818897,1,null,null,7.4389999999999992,5.9600000000000009,6.2474711356919013,13.13,13.290000000000001,14.852837601175882,null,0,0]
[2197,"IluTgsd704",1,0.90220510041481328,7979.8295151838065,0,"gsd",30,1.06,1.06,1.06,1.06,1.0900000000000001,1.0900000000000001,1.0900000000000001,1.0900000000000001,1.0900000000000001,1.0900000000000001,1.06,1.06,478.78977091102843,0,3326.9110385583754,0,0,0,1,0,null,null,5.1417485898689979,null,1916.875681818897,1,null,null,7.4389999999999992,5.9600000000000009,6.2474711356919013,13.13,13.290000000000001,14.852837601175882,null,0,0]
[2209,"ItrTgsd704",1,0.90220510041481328,7979.8295151838065,0,"gsd",30,1.06,1.06,1.06,1.06,1.0900000000000001,1.0900000000000001,1.0900000000000001,1.0900000000000001,1.0900000000000001,1.0900000000000001,1.06,1.06,478.78977091102843,0,3326.9110385583754,0,0,0,1,0,null,null,5.1417485898689979,null,1916.875681818897,1,null,null,7.4389999999999992,5.9600000000000009,6.2474711356919013,13.13,13.290000000000001,14.852837601175882,null,0,0]
[2221,"IcoEgsd801",1,0.93046755565175365,8228.3728831277422,0,"gsd",15,1.06,1.06,1.06,1.06,1.0900000000000001,1.0900000000000001,1.0900000000000001,1.0900000000000001,1.0900000000000001,1.0900000000000001,1.06,1.06,413.74892552352094,0,171.61691333178203,0,0,0,1,0,null,null,0.25929801096252036,null,-1271.7207692785041,0,null,null,7.4389999999999992,5.9600000000000009,6.2474711356919013,13.13,13.290000000000001,14.852837601175882,null,0,0]
[2232,"IprNgsd801",1,0.93046755565175376,8228.3728831277422,0,"gsd",15,1.06,1.06,1.06,1.06,1.0900000000000001,1.0900000000000001,1.0900000000000001,1.0900000000000001,1.0900000000000001,1.0900000000000001,1.06,1.06,413.74892552352094,0,21.458297506986941,0,0,0,1,0,null,null,3.2421593852156178E-2,null,-1421.8793851032992,0,null,null,7.4389999999999992,5.9600000000000009,6.2474711356919013,13.13,13.290000000000001,14.852837601175882,null,0,0]
[2241,"IagEgsd802",1,0.93046755565175376,8228.3728831277422,0,"gsd",8,1.06,1.06,1.06,1.06,1.0900000000000001,1.0900000000000001,1.0900000000000001,1.0900000000000001,1.0900000000000001,1.0900000000000001,1.06,1.06,413.748925523521,0,34016.089282415182,0,0,0,1,0,null,null,51.395309007811619,null,32572.751599804891,1,null,null,7.4389999999999992,5.9600000000000009,6.2474711356919013,13.13,13.290000000000001,14.852837601175882,null,489397.96137198433,43301.182501376308]
[2248,"IelNgsd802",1,0.93046755565175376,8228.3728831277422,0,"gsd",8,1.06,1.06,1.06,1.06,1.0900000000000001,1.0900000000000001,1.0900000000000001,1.0900000000000001,1.0900000000000001,1.0900000000000001,1.06,1.06,413.748925523521,0,34016.089282415182,0,0,0,1,0,null,null,51.395309007811619,null,32572.751599804891,1,null,null,7.4389999999999992,5.9600000000000009,6.2474711356919013,13.13,13.290000000000001,14.852837601175882,null,489397.96137198433,43301.182501376308]
[2251,"ImeEgsd802",1,0.93046755565175376,8228.3728831277422,0,"gsd",8,1.06,1.06,1.06,1.06,1.0900000000000001,1.0900000000000001,1.0900000000000001,1.0900000000000001,1.0900000000000001,1.0900000000000001,1.06,1.06,413.748925523521,0,34016.089282415182,0,0,0,1,0,null,null,51.395309007811619,null,32572.751599804891,1,null,null,7.4389999999999992,5.9600000000000009,6.2474711356919013,13.13,13.290000000000001,14.852837601175882,null,489397.96137198433,43301.182501376308]
[2263,"IwaEgsd802",1,0.93046755565175376,8228.3728831277422,0,"gsd",8,1.06,1.06,1.06,1.06,1.0900000000000001,1.0900000000000001,1.0900000000000001,1.0900000000000001,1.0900000000000001,1.0900000000000001,1.06,1.06,413.748925523521,0,34016.089282415182,0,0,0,1,0,null,null,51.395309007811619,null,32572.751599804891,1,null,null,7.4389999999999992,5.9600000000000009,6.2474711356919013,13.13,13.290000000000001,14.852837601175882,null,489397.96137198433,43301.182501376308]
[2270,"IcoNgsd803",1,0.93046755565175354,8228.3728831277422,0,"gsd",10,1.06,1.06,1.06,1.06,1.0900000000000001,1.0900000000000001,1.0900000000000001,1.0900000000000001,1.0900000000000001,1.0900000000000001,1.06,1.06,493.7023729876646,0,279.47937214546607,0,0,0,1,0,null,null,0.4222686674376448,null,-1163.8583104648201,0,null,null,7.4389999999999992,5.9600000000000009,6.2474711356919013,13.13,13.290000000000001,14.852837601175882,null,0,0]
[2282,"IstNgsd803",1,0.93046755565175365,8228.3728831277422,0,"gsd",10,1.06,1.06,1.06,1.06,1.0900000000000001,1.0900000000000001,1.0900000000000001,1.0900000000000001,1.0900000000000001,1.0900000000000001,1.06,1.06,493.7023729876646,0,114.64962352457195,0,0,0,1,0,null,null,0.17322546339037223,null,-1328.6880590857143,0,null,null,7.4389999999999992,5.9600000000000009,6.2474711356919013,13.13,13.290000000000001,14.852837601175882,null,0,0]
[2289,"IagEgsd804",1,0.93046755565175365,8228.3728831277422,0,"gsd",10,1.06,1.06,1.06,1.06,1.0900000000000001,1.0900000000000001,1.0900000000000001,1.0900000000000001,1.0900000000000001,1.0900000000000001,1.06,1.06,413.74892552352094,0,21.827914078139088,0,0,0,1,0,null,null,3.2980051872743298E-2,null,-1421.5097685321471,0,null,null,7.4389999999999992,5.9600000000000009,6.2474711356919013,13.13,13.290000000000001,14.852837601175882,null,0,0]
[2301,"ImiEgsd804",1,0.93046755565175365,8228.3728831277422,0,"gsd",10,1.06,1.06,1.06,1.06,1.0900000000000001,1.0900000000000001,1.0900000000000001,1.0900000000000001,1.0900000000000001,1.0900000000000001,1.06,1.06,413.748925523521,0,368.54442351571197,0,0,0,1,0,null,null,0.55683810012480506,null,-1074.7932590945743,0,null,null,7.4389999999999992,5.9600000000000009,6.2474711356919013,13.13,13.290000000000001,14.852837601175882,null,0,0]
[2313,"IagTgsd805",1,0.93046755565175365,8228.3728831277422,0,"gsd",16,1.06,1.06,1.06,1.06,1.0900000000000001,1.0900000000000001,1.0900000000000001,1.0900000000000001,1.0900000000000001,1.0900000000000001,1.06,1.06,493.7023729876646,0,19128.689728304347,0,0,0,1,0,null,null,28.901762084949205,null,17685.352045694061,1,null,null,7.4389999999999992,5.9600000000000009,6.2474711356919013,13.13,13.290000000000001,14.852837601175882,null,119861.80060778733,16227.41678429507]
[2320,"IelNgsd805",1,0.93046755565175365,8228.3728831277422,0,"gsd",16,1.06,1.06,1.06,1.06,1.0900000000000001,1.0900000000000001,1.0900000000000001,1.0900000000000001,1.0900000000000001,1.0900000000000001,1.06,1.06,493.7023729876646,0,19128.689728304347,0,0,0,1,0,null,null,28.901762084949205,null,17685.352045694061,1,null,null,7.4389999999999992,5.9600000000000009,6.2474711356919013,13.13,13.290000000000001,14.852837601175882,null,119861.80060778733,16227.41678429507]
[2323,"ImeTgsd805",1,0.93046755565175365,8228.3728831277422,0,"gsd",16,1.06,1.06,1.06,1.06,1.0900000000000001,1.0900000000000001,1.0900000000000001,1.0900000000000001,1.0900000000000001,1.0900000000000001,1.06,1.06,493.7023729876646,0,19128.689728304347,0,0,0,1,0,null,null,28.901762084949205,null,17685.352045694061,1,null,null,7.4389999999999992,5.9600000000000009,6.2474711356919013,13.13,13.290000000000001,14.852837601175882,null,119861.80060778733,16227.41678429507]
[2335,"IwaTgsd805",1,0.93046755565175365,8228.3728831277422,0,"gsd",16,1.06,1.06,1.06,1.06,1.0900000000000001,1.0900000000000001,1.0900000000000001,1.0900000000000001,1.0900000000000001,1.0900000000000001,1.06,1.06,493.7023729876646,0,19128.689728304347,0,0,0,1,0,null,null,28.901762084949205,null,17685.352045694061,1,null,null,7.4389999999999992,5.9600000000000009,6.2474711356919013,13.13,13.290000000000001,14.852837601175882,null,119861.80060778733,16227.41678429507]
[2342,"IcoNgsd806",1,0.93046755565175387,8228.372883127744,0,"gsd",16,1.06,1.06,1.06,1.06,1.0900000000000001,1.0900000000000001,1.0900000000000001,1.0900000000000001,1.0900000000000001,1.0900000000000001,1.06,1.06,493.7023729876646,0,19100.497112639936,0,0,0,1,0,null,null,28.859165530660405,null,17657.159430029649,1,null,null,7.4389999999999992,5.9600000000000009,6.2474711356919013,13.13,13.290000000000001,14.852837601175882,null,119575.54282062565,16188.661948338427]
[2354,"IstNgsd806",1,0.93046755565175387,8228.372883127744,0,"gsd",16,1.06,1.06,1.06,1.06,1.0900000000000001,1.0900000000000001,1.0900000000000001,1.0900000000000001,1.0900000000000001,1.0900000000000001,1.06,1.06,493.7023729876646,0,19100.497112639936,0,0,0,1,0,null,null,28.859165530660405,null,17657.159430029649,1,null,null,7.4389999999999992,5.9600000000000009,6.2474711356919013,13.13,13.290000000000001,14.852837601175882,null,119575.54282062565,16188.661948338427]
[2361,"IagEgsd807",1,0.93046755565175376,8228.372883127744,0,"gsd",15,1.06,1.06,1.06,1.06,1.0900000000000001,1.0900000000000001,1.0900000000000001,1.0900000000000001,1.0900000000000001,1.0900000000000001,1.06,1.06,413.748925523521,0,10459.795493043584,0,0,0,1,0,null,null,15.803827919789642,null,9016.4578104332977,1,null,null,7.4389999999999992,5.9600000000000009,6.2474711356919013,13.13,13.290000000000001,14.852837601175882,null,35441.508339122985,4653.0063812096387]
[2373,"ImiEgsd807",1,0.93046755565175387,8228.372883127744,0,"gsd",15,1.06,1.06,1.06,1.06,1.0900000000000001,1.0900000000000001,1.0900000000000001,1.0900000000000001,1.0900000000000001,1.0900000000000001,1.06,1.06,413.74892552352105,0,10459.781497582815,0,0,0,1,0,null,null,15.80380677388351,null,9016.4438149725283,1,null,null,7.4389999999999992,5.9600000000000009,6.2474711356919013,13.13,13.290000000000001,14.852837601175882,null,35441.354550011078,4652.9861907111917]
[2385,"IagEgsd808",1,0.93046755565175365,8228.3728831277422,0,"gsd",5,1.06,1.06,1.06,1.06,1.0900000000000001,1.0900000000000001,1.0900000000000001,1.0900000000000001,1.0900000000000001,1.0900000000000001,1.06,1.06,413.74892552352094,0,1132.5981262826058,0,0,0,1,0,null,null,1.7112558177596005,null,-310.73955632768048,0,null,null,7.4389999999999992,5.9600000000000009,6.2474711356919013,13.13,13.290000000000001,14.852837601175882,null,0,0]
[2392,"IelNgsd808",1,0.93046755565175376,8228.3728831277422,0,"gsd",5,1.06,1.06,1.06,1.06,1.0900000000000001,1.0900000000000001,1.0900000000000001,1.0900000000000001,1.0900000000000001,1.0900000000000001,1.06,1.06,413.74892552352094,0,3372.0538773972567,0,0,0,1,0,null,null,5.0948758271696386,null,1928.7161947869706,1,null,null,7.4389999999999992,5.9600000000000009,6.2474711356919013,13.13,13.290000000000001,14.852837601175882,null,8348.9421518538584,738.70162188124016]
[2395,"ImeEgsd808",1,0.93046755565175376,8228.3728831277422,0,"gsd",5,1.06,1.06,1.06,1.06,1.0900000000000001,1.0900000000000001,1.0900000000000001,1.0900000000000001,1.0900000000000001,1.0900000000000001,1.06,1.06,413.748925523521,0,19903.335674144375,0,0,0,1,0,null,null,30.072183747108891,null,18459.997991534088,1,null,null,7.4389999999999992,5.9600000000000009,6.2474711356919013,13.13,13.290000000000001,14.852837601175882,null,413885.29216796375,36619.937117348163]
[2407,"IwaEgsd808",1,0.93046755565175354,8228.3728831277422,0,"gsd",5,1.06,1.06,1.06,1.06,1.0900000000000001,1.0900000000000001,1.0900000000000001,1.0900000000000001,1.0900000000000001,1.0900000000000001,1.06,1.06,413.748925523521,0,588.77127625354194,0,0,0,1,0,null,null,0.88958143973409476,null,-854.56640635674421,0,null,null,7.4389999999999992,5.9600000000000009,6.2474711356919013,13.13,13.290000000000001,14.852837601175882,null,0,0]
[2414,"IcoNgsd809",1,0.93046755565175376,8228.3728831277422,0,"gsd",13,1.06,1.06,1.06,1.06,1.0900000000000001,1.0900000000000001,1.0900000000000001,1.0900000000000001,1.0900000000000001,1.0900000000000001,1.06,1.06,413.74892552352094,0,3368.6565177285383,0,0,0,1,0,null,null,5.0897427165250031,null,1925.3188351182523,1,null,null,7.4389999999999992,5.9600000000000009,6.2474711356919013,13.13,13.290000000000001,14.852837601175882,null,0,0]
[2426,"IstNgsd809",1,0.93046755565175376,8228.3728831277422,0,"gsd",13,1.06,1.06,1.06,1.06,1.0900000000000001,1.0900000000000001,1.0900000000000001,1.0900000000000001,1.0900000000000001,1.0900000000000001,1.06,1.06,413.74892552352094,0,3368.6565177285383,0,0,0,1,0,null,null,5.0897427165250031,null,1925.3188351182523,1,null,null,7.4389999999999992,5.9600000000000009,6.2474711356919013,13.13,13.290000000000001,14.852837601175882,null,0,0]
[2433,"IagEgsd901",1,0.93046755565175365,8228.3728831277422,0,"gsd",5,1.06,1.06,1.06,1.06,1.0900000000000001,1.0900000000000001,1.0900000000000001,1.0900000000000001,1.0900000000000001,1.0900000000000001,1.06,1.06,413.74892552352094,0,3410.4250095155376,0,0,0,1,0,null,null,5.1528512215727247,null,1967.0873269052515,1,null,null,7.4389999999999992,5.9600000000000009,6.2474711356919013,13.13,13.290000000000001,14.852837601175882,null,9290.2407953617803,821.98628501422343]
[2445,"ImiEgsd901",1,0.93046755565175365,8228.3728831277422,0,"gsd",5,1.06,1.06,1.06,1.06,1.0900000000000001,1.0900000000000001,1.0900000000000001,1.0900000000000001,1.0900000000000001,1.0900000000000001,1.06,1.06,413.748925523521,0,3463.7129002892184,0,0,0,1,0,null,null,5.2333645219097997,null,2020.3752176789324,1,null,null,7.4389999999999992,5.9600000000000009,6.2474711356919013,13.13,13.290000000000001,14.852837601175882,null,10597.468927185968,937.64782914564262]
[2457,"IagEgsd1001",1,0.90220510041481317,7979.8295151838056,0,"gsd",5,1.06,1.06,1.06,1.06,1.0900000000000001,1.0900000000000001,1.0900000000000001,1.0900000000000001,1.0900000000000001,1.0900000000000001,1.06,1.06,401.25136945825523,0,310.51945287345677,0,0,0,1,0,null,null,0.47990852187945404,null,-1099.5159038660213,0,null,null,7.4389999999999992,5.9600000000000009,6.2474711356919013,13.13,13.290000000000001,14.852837601175882,null,0,0]
[2464,"IelNgsd1001",1,0.90220510041481317,7979.8295151838056,0,"gsd",5,1.06,1.06,1.06,1.06,1.0900000000000001,1.0900000000000001,1.0900000000000001,1.0900000000000001,1.0900000000000001,1.0900000000000001,1.06,1.06,401.25136945825523,0,310.51945287345677,0,0,0,1,0,null,null,0.47990852187945404,null,-1099.5159038660213,0,null,null,7.4389999999999992,5.9600000000000009,6.2474711356919013,13.13,13.290000000000001,14.852837601175882,null,0,0]
[2467,"ImeEgsd1001",1,0.90220510041481317,7979.8295151838056,0,"gsd",5,1.06,1.06,1.06,1.06,1.0900000000000001,1.0900000000000001,1.0900000000000001,1.0900000000000001,1.0900000000000001,1.0900000000000001,1.06,1.06,401.25136945825523,0,310.51945287345677,0,0,0,1,0,null,null,0.47990852187945404,null,-1099.5159038660213,0,null,null,7.4389999999999992,5.9600000000000009,6.2474711356919013,13.13,13.290000000000001,14.852837601175882,null,0,0]
[2483,"IchEgsd1002",1,0.90220510041481317,7979.8295151838056,0,"gsd",15,1.06,1.06,1.06,1.06,1.0900000000000001,1.0900000000000001,1.0900000000000001,1.0900000000000001,1.0900000000000001,1.0900000000000001,1.06,1.06,401.25136945825523,0,193.10000035532684,0,0,0,1,0,null,null,0.29843649049327703,null,-1216.9353563841512,0,null,null,7.4389999999999992,5.9600000000000009,6.2474711356919013,13.13,13.290000000000001,14.852837601175882,null,0,0]
[2486,"IcoNgsd1002",1,0.90220510041481328,7979.8295151838056,0,"gsd",15,1.06,1.06,1.06,1.06,1.0900000000000001,1.0900000000000001,1.0900000000000001,1.0900000000000001,1.0900000000000001,1.0900000000000001,1.06,1.06,401.25136945825528,0,10365.333214502449,0,0,0,1,0,null,null,16.019646098587767,null,8955.2978577629692,1,null,null,7.4389999999999992,5.9600000000000009,6.2474711356919013,13.13,13.290000000000001,14.852837601175882,null,36133.461119284868,4743.8507287690472]
[2498,"IstNgsd1002",1,0.90220510041481317,7979.8295151838047,0,"gsd",15,1.06,1.06,1.06,1.06,1.0900000000000001,1.0900000000000001,1.0900000000000001,1.0900000000000001,1.0900000000000001,1.0900000000000001,1.06,1.06,401.25136945825523,0,1734.1376561333238,0,0,0,1,0,null,null,2.6801136984792855,null,324.1022993938459,1,null,null,7.4389999999999992,5.9600000000000009,6.2474711356919013,13.13,13.290000000000001,14.852837601175882,null,0,0]
[2505,"IagTgsd1003",1,0.90220510041481305,7979.8295151838056,0,"gsd",15,1.06,1.06,1.06,1.06,1.0900000000000001,1.0900000000000001,1.0900000000000001,1.0900000000000001,1.0900000000000001,1.0900000000000001,1.06,1.06,478.78977091102831,0,578.90276238834224,0,0,0,1,0,null,null,0.89469553819850312,null,-831.13259435113594,0,null,null,7.4389999999999992,5.9600000000000009,6.2474711356919013,13.13,13.290000000000001,14.852837601175882,null,0,0]
[2517,"ImiTgsd1003",1,0.90220510041481305,7979.8295151838056,0,"gsd",15,1.06,1.06,1.06,1.06,1.0900000000000001,1.0900000000000001,1.0900000000000001,1.0900000000000001,1.0900000000000001,1.0900000000000001,1.06,1.06,478.78977091102831,0,578.90276238834224,0,0,0,1,0,null,null,0.89469553819850312,null,-831.13259435113594,0,null,null,7.4389999999999992,5.9600000000000009,6.2474711356919013,13.13,13.290000000000001,14.852837601175882,null,0,0]
[2529,"IagEgsd1004",1,0.90220510041481317,7979.8295151838056,0,"gsd",5,1.06,1.06,1.06,1.06,1.0900000000000001,1.0900000000000001,1.0900000000000001,1.0900000000000001,1.0900000000000001,1.0900000000000001,1.06,1.06,401.25136945825523,0,87.764788768043402,0,0,0,1,0,null,null,0.13564068099752394,null,-1322.2705679714347,0,null,null,7.4389999999999992,5.9600000000000009,6.2474711356919013,13.13,13.290000000000001,14.852837601175882,null,0,0]
[2536,"IelNgsd1004",1,0.90220510041481317,7979.8295151838056,0,"gsd",5,1.06,1.06,1.06,1.06,1.0900000000000001,1.0900000000000001,1.0900000000000001,1.0900000000000001,1.0900000000000001,1.0900000000000001,1.06,1.06,401.25136945825523,0,87.764788768043402,0,0,0,1,0,null,null,0.13564068099752394,null,-1322.2705679714347,0,null,null,7.4389999999999992,5.9600000000000009,6.2474711356919013,13.13,13.290000000000001,14.852837601175882,null,0,0]
[2539,"ImeEgsd1004",1,0.90220510041481317,7979.8295151838056,0,"gsd",5,1.06,1.06,1.06,1.06,1.0900000000000001,1.0900000000000001,1.0900000000000001,1.0900000000000001,1.0900000000000001,1.0900000000000001,1.06,1.06,401.25136945825523,0,87.764788768043402,0,0,0,1,0,null,null,0.13564068099752394,null,-1322.2705679714347,0,null,null,7.4389999999999992,5.9600000000000009,6.2474711356919013,13.13,13.290000000000001,14.852837601175882,null,0,0]
[2555,"IcoNgsd2001",1,0.9068728176833003,7998.8549944002998,0,"gsd",20,1.0550000000000002,1.0550000000000002,1.0550000000000002,1.0550000000000002,1.085,1.085,1.085,1.085,1.085,1.085,1.0550000000000002,1.0550000000000002,402.20803144905238,0,17118.179170285955,0,0,0,1,0,null,null,26.442432458343443,null,15707.17978958626,1,null,null,7.4389999999999992,5.9600000000000009,6.2474711356919013,13.13,13.290000000000001,14.852837601175882,null,78119.182159326854,11749.217674392043]
[2558,"ImeNgsd2001",1,0.90687281768330041,7998.8549944002998,0,"gsd",20,1.0550000000000002,1.0550000000000002,1.0550000000000002,1.0550000000000002,1.085,1.085,1.085,1.085,1.085,1.085,1.0550000000000002,1.0550000000000002,402.20803144905244,0,15353.953626617496,0,0,0,1,0,null,null,23.717235209519568,null,13942.954245917801,1,null,null,7.4389999999999992,5.9600000000000009,6.2474711356919013,13.13,13.290000000000001,14.852837601175882,null,62572.335793757054,9410.953536822577]
[2569,"IcoTgsld101",1,0.90220510041481328,7979.8295151838065,0,"gsld",15,1.05,1.05,1.05,1.05,1.08,1.08,1.08,1.08,1.08,1.08,1.05,1.05,478.78977091102843,0,712.52788142402744,0,0,0,1,0,null,null,1.1362800564569269,null,-656.53672795263788,0,null,null,6.8320000000000007,5.3630000000000004,5.5847964346769574,15.4,15.58,17.390432125820322,null,0,0]
[2578,"ImiNgsld101",1,0.90220510041481328,7979.8295151838056,0,"gsld",15,1.05,1.05,1.05,1.05,1.08,1.08,1.08,1.08,1.08,1.08,1.05,1.05,478.78977091102843,0,723.66100995539421,0,0,0,1,0,null,null,1.1540342415856284,null,-645.403599421271,0,null,null,6.8320000000000007,5.3630000000000004,5.5847964346769574,15.4,15.58,17.390432125820322,null,0,0]
[2590,"IagNgsld102",1,0.90220510041481317,7979.8295151838065,0,"gsld",10,1.05,1.05,1.05,1.05,1.08,1.08,1.08,1.08,1.08,1.08,1.05,1.05,401.25136945825528,0,1315.2062511845554,0,0,0,1,0,null,null,2.0973812706974515,null,-53.858358192109932,0,null,null,6.8320000000000007,5.3630000000000004,5.5847964346769574,15.4,15.58,17.390432125820322,null,0,0]
[2602,"ImiNgsld102",1,0.90220510041481305,7979.8295151838056,0,"gsld",10,1.05,1.05,1.05,1.05,1.08,1.08,1.08,1.08,1.08,1.08,1.05,1.05,401.25136945825523,0,1335.7625150807439,0,0,0,1,0,null,null,2.1301626864279113,null,-33.30209429592125,0,null,null,6.8320000000000007,5.3630000000000004,5.5847964346769574,15.4,15.58,17.390432125820322,null,0,0]
[2609,"ItrEgsld102",1,0.90220510041481317,7979.8295151838056,0,"gsld",10,1.05,1.05,1.05,1.05,1.08,1.08,1.08,1.08,1.08,1.08,1.05,1.05,401.25136945825528,0,1356.9623658735172,0,0,0,1,0,null,null,2.1639704408803371,null,-12.102243503147946,0,null,null,6.8320000000000007,5.3630000000000004,5.5847964346769574,15.4,15.58,17.390432125820322,null,0,0]
[2612,"IwaNgsld102",1,0.90220510041481317,7979.8295151838065,0,"gsld",10,1.05,1.05,1.05,1.05,1.08,1.08,1.08,1.08,1.08,1.08,1.05,1.05,401.25136945825528,0,1315.2062511845554,0,0,0,1,0,null,null,2.0973812706974515,null,-53.858358192109932,0,null,null,6.8320000000000007,5.3630000000000004,5.5847964346769574,15.4,15.58,17.390432125820322,null,0,0]
[2628,"IprNgsld103",1,0.9068728176833003,7998.8549944002989,0,"gsld",10,1.05,1.05,1.05,1.05,1.08,1.08,1.08,1.08,1.08,1.08,1.05,1.05,402.20803144905244,0,608.81715199001201,0,0,0,1,0,null,null,0.96931361607832278,null,-762.56761457710445,0,null,null,6.8320000000000007,5.3630000000000004,5.5847964346769574,15.4,15.58,17.390432125820322,null,0,0]
[2631,"IteEgsld103",1,0.9068728176833003,7998.8549944002989,0,"gsld",10,1.05,1.05,1.05,1.05,1.08,1.08,1.08,1.08,1.08,1.08,1.05,1.05,402.20803144905244,0,608.81715199001201,0,0,0,1,0,null,null,0.96931361607832278,null,-762.56761457710445,0,null,null,6.8320000000000007,5.3630000000000004,5.5847964346769574,15.4,15.58,17.390432125820322,null,0,0]
[2643,"IelEgsld104",1,0.90687281768330053,7998.8549944003007,0,"gsld",15,1.05,1.05,1.05,1.05,1.08,1.08,1.08,1.08,1.08,1.08,1.05,1.05,402.20803144905244,0,104.0028507475906,0,0,0,1,0,null,null,0.1655856426039965,null,-1267.3819158195261,0,null,null,6.8320000000000007,5.3630000000000004,5.5847964346769574,15.4,15.58,17.390432125820322,null,0,0]
[2650,"ImiNgsld104",1,0.90687281768330041,7998.8549944002998,0,"gsld",15,1.05,1.05,1.05,1.05,1.08,1.08,1.08,1.08,1.08,1.08,1.05,1.05,402.20803144905244,0,143.57427734923604,0,0,0,1,0,null,null,0.22858833969825995,null,-1227.8104892178808,0,null,null,6.8320000000000007,5.3630000000000004,5.5847964346769574,15.4,15.58,17.390432125820322,null,0,0]
[2662,"IagNgsld105",1,0.90687281768330041,7998.8549944002998,0,"gsld",15,1.05,1.05,1.05,1.05,1.08,1.08,1.08,1.08,1.08,1.08,1.05,1.05,402.20803144905238,0,2606.6202277727393,0,0,0,1,0,null,null,4.1500678331196985,null,1235.2354612056229,1,null,null,6.8320000000000007,5.3630000000000004,5.5847964346769574,15.4,15.58,17.390432125820322,null,0,0]
[2669,"IluEgsld105",1,0.9068728176833003,7998.8549944002998,0,"gsld",15,1.05,1.05,1.05,1.05,1.08,1.08,1.08,1.08,1.08,1.08,1.05,1.05,402.20803144905244,0,2710.5895173586428,0,0,0,1,0,null,null,4.31560004212563,null,1339.2047507915263,1,null,null,6.8320000000000007,5.3630000000000004,5.5847964346769574,15.4,15.58,17.390432125820322,null,0,0]
[2681,"ItrEgsld105",1,0.90687281768330041,7998.8549944003007,0,"gsld",15,1.05,1.05,1.05,1.05,1.08,1.08,1.08,1.08,1.08,1.08,1.05,1.05,402.2080314490525,0,2689.3704087067008,0,0,0,1,0,null,null,4.2818165475737056,null,1317.9856421395839,1,null,null,6.8320000000000007,5.3630000000000004,5.5847964346769574,15.4,15.58,17.390432125820322,null,0,0]
[2684,"IwaNgsld105",1,0.90220510041481328,7979.8295151838065,0,"gsld",15,1.05,1.05,1.05,1.05,1.08,1.08,1.08,1.08,1.08,1.08,1.05,1.05,401.25136945825528,0,2600.4203155348632,0,0,0,1,0,null,null,4.1469335025070837,null,1231.3557061581978,1,null,null,6.8320000000000007,5.3630000000000004,5.5847964346769574,15.4,15.58,17.390432125820322,null,0,0]
[2700,"IprNgsld106",1,0.90687281768330041,7998.8549944002998,0,"gsld",10,1.05,1.05,1.05,1.05,1.08,1.08,1.08,1.08,1.08,1.08,1.05,1.05,402.20803144905244,0,2324.9256165058005,0,0,0,1,0,null,null,3.7015745188554292,null,953.540849938684,1,null,null,6.8320000000000007,5.3630000000000004,5.5847964346769574,15.4,15.58,17.390432125820322,null,0,0]
[2703,"IteEgsld106",1,0.90687281768330041,7998.8549944002998,0,"gsld",10,1.05,1.05,1.05,1.05,1.08,1.08,1.08,1.08,1.08,1.08,1.05,1.05,402.20803144905244,0,2324.9256165058005,0,0,0,1,0,null,null,3.7015745188554292,null,953.540849938684,1,null,null,6.8320000000000007,5.3630000000000004,5.5847964346769574,15.4,15.58,17.390432125820322,null,0,0]
[2715,"IelEgsld107",1,0.90687281768330041,7998.8549944002998,0,"gsld",13,1.05,1.05,1.05,1.05,1.08,1.08,1.08,1.08,1.08,1.08,1.05,1.05,402.20803144905238,0,310.83946216189918,0,0,0,1,0,null,null,0.49489558909952408,null,-1060.5453044052176,0,null,null,6.8320000000000007,5.3630000000000004,5.5847964346769574,15.4,15.58,17.390432125820322,null,0,0]
[2722,"ImiNgsld107",1,0.90687281768330041,7998.8549944003007,0,"gsld",13,1.05,1.05,1.05,1.05,1.08,1.08,1.08,1.08,1.08,1.08,1.05,1.05,402.20803144905244,0,315.69644399873715,0,0,0,1,0,null,null,0.50262851615669313,null,-1055.6883225683796,0,null,null,6.8320000000000007,5.3630000000000004,5.5847964346769574,15.4,15.58,17.390432125820322,null,0,0]
[2734,"IagNgsld108",1,0.90687281768330019,7998.8549944002989,0,"gsld",5,1.05,1.05,1.05,1.05,1.08,1.08,1.08,1.08,1.08,1.08,1.05,1.05,402.20803144905238,0,99.097661604567904,0,0,0,1,0,null,null,0.15777596344132819,null,-1272.2871049625487,0,null,null,6.8320000000000007,5.3630000000000004,5.5847964346769574,15.4,15.58,17.390432125820322,null,0,0]
[2741,"IluEgsld108",1,0.9068728176833003,7998.8549944002998,0,"gsld",5,1.05,1.05,1.05,1.05,1.08,1.08,1.08,1.08,1.08,1.08,1.05,1.05,402.20803144905244,0,103.06156806875063,0,0,0,1,0,null,null,0.16408700197898135,null,-1268.3231984983659,0,null,null,6.8320000000000007,5.3630000000000004,5.5847964346769574,15.4,15.58,17.390432125820322,null,0,0]
[2753,"ItrEgsld108",1,0.90687281768330041,7998.8549944002998,0,"gsld",5,1.05,1.05,1.05,1.05,1.08,1.08,1.08,1.08,1.08,1.08,1.05,1.05,402.20803144905244,0,102.24361911582405,0,0,0,1,0,null,null,0.16278472418549739,null,-1269.1411474512925,0,null,null,6.8320000000000007,5.3630000000000004,5.5847964346769574,15.4,15.58,17.390432125820322,null,0,0]
[2756,"IwaNgsld108",1,0.90220510041481328,7979.8295151838065,0,"gsld",5,1.05,1.05,1.05,1.05,1.08,1.08,1.08,1.08,1.08,1.08,1.05,1.05,401.25136945825528,0,98.861955306281388,0,0,0,1,0,null,null,0.15765680345357994,null,-1270.2026540703839,0,null,null,6.8320000000000007,5.3630000000000004,5.5847964346769574,15.4,15.58,17.390432125820322,null,0,0]
[2772,"IprNgsld109",1,0.9068728176833003,7998.8549944002989,0,"gsld",3,1.05,1.05,1.05,1.05,1.08,1.08,1.08,1.08,1.08,1.08,1.05,1.05,402.20803144905238,0,1507.5092839758818,0,0,0,1,0,null,null,2.4001447241523803,null,136.12451740876517,1,null,null,6.8320000000000007,5.3630000000000004,5.5847964346769574,15.4,15.58,17.390432125820322,null,0,0]
[2775,"IteEgsld109",1,0.9068728176833003,7998.8549944002989,0,"gsld",3,1.05,1.05,1.05,1.05,1.08,1.08,1.08,1.08,1.08,1.08,1.05,1.05,402.20803144905238,0,1507.5092839758818,0,0,0,1,0,null,null,2.4001447241523803,null,136.12451740876517,1,null,null,6.8320000000000007,5.3630000000000004,5.5847964346769574,15.4,15.58,17.390432125820322,null,0,0]
[2791,"ImeEgsld201",1,0.9068728176833003,7998.8549944002998,0,"gsld",20,1.0900000000000001,1.0900000000000001,1.0900000000000001,1.0900000000000001,1.1200000000000001,1.1200000000000001,1.1200000000000001,1.1200000000000001,1.1200000000000001,1.1200000000000001,1.0900000000000001,1.0900000000000001,479.93129966401796,0,21193.506443435577,0,0,0,1,0,null,null,33.345700194494711,null,19807.251276868457,1,null,null,6.8320000000000007,5.3630000000000004,5.5847964346769574,15.4,15.58,17.390432125820322,null,90148.730061464012,13558.475950271995]
[2794,"ImiNgsld201",1,0.90687281768330041,7998.8549944003007,0,"gsld",20,1.0900000000000001,1.0900000000000001,1.0900000000000001,1.0900000000000001,1.1200000000000001,1.1200000000000001,1.1200000000000001,1.1200000000000001,1.1200000000000001,1.1200000000000001,1.0900000000000001,1.0900000000000001,479.93129966401807,0,12387.251254651608,0,0,0,1,0,null,null,19.490005944694985,null,11000.996088084492,1,null,null,6.8320000000000007,5.3630000000000004,5.5847964346769574,15.4,15.58,17.390432125820322,null,12545.563657785606,1886.8676577109634]
[2806,"IagNgsld202",1,0.9068728176833003,7998.8549944002998,0,"gsld",20,1.0900000000000001,1.0900000000000001,1.0900000000000001,1.0900000000000001,1.1200000000000001,1.1200000000000001,1.1200000000000001,1.1200000000000001,1.1200000000000001,1.1200000000000001,1.0900000000000001,1.0900000000000001,402.20803144905244,0,4534.498190862817,0,0,0,1,0,null,null,7.1345446119806333,null,3148.2430242956998,1,null,null,6.8320000000000007,5.3630000000000004,5.5847964346769574,15.4,15.58,17.390432125820322,null,0,0]
[2813,"IluEgsld202",1,0.9068728176833003,7998.8549944002998,0,"gsld",20,1.0900000000000001,1.0900000000000001,1.0900000000000001,1.0900000000000001,1.1200000000000001,1.1200000000000001,1.1200000000000001,1.1200000000000001,1.1200000000000001,1.1200000000000001,1.0900000000000001,1.0900000000000001,402.20803144905244,0,8437.6111024022848,0,0,0,1,0,null,null,13.275672476821017,null,7051.3559358351686,1,null,null,6.8320000000000007,5.3630000000000004,5.5847964346769574,15.4,15.58,17.390432125820322,null,0,0]
[2825,"ItrEgsld202",1,0.9068728176833003,7998.8549944002998,0,"gsld",20,1.0900000000000001,1.0900000000000001,1.0900000000000001,1.0900000000000001,1.1200000000000001,1.1200000000000001,1.1200000000000001,1.1200000000000001,1.1200000000000001,1.1200000000000001,1.0900000000000001,1.0900000000000001,402.20803144905238,0,3189.3361725738082,0,0,0,1,0,null,null,5.0180770281665321,null,1803.0810060066917,1,null,null,6.8320000000000007,5.3630000000000004,5.5847964346769574,15.4,15.58,17.390432125820322,null,0,0]
[2828,"IwaNgsld202",1,0.90687281768330041,7998.8549944003007,0,"gsld",20,1.0900000000000001,1.0900000000000001,1.0900000000000001,1.0900000000000001,1.1200000000000001,1.1200000000000001,1.1200000000000001,1.1200000000000001,1.1200000000000001,1.1200000000000001,1.0900000000000001,1.0900000000000001,402.2080314490525,0,357.98670648326555,0,0,0,1,0,null,null,0.56325353333416806,null,-1028.2684600838513,0,null,null,6.8320000000000007,5.3630000000000004,5.5847964346769574,15.4,15.58,17.390432125820322,null,0,0]
[2844,"IprNgsld203",1,0.90687281768330041,7998.8549944003007,0,"gsld",15,1.0900000000000001,1.0900000000000001,1.0900000000000001,1.0900000000000001,1.1200000000000001,1.1200000000000001,1.1200000000000001,1.1200000000000001,1.1200000000000001,1.1200000000000001,1.0900000000000001,1.0900000000000001,479.93129966401807,0,79945.339639975631,0,0,0,1,0,null,null,125.7853831170721,null,78559.084473408511,1,null,null,6.8320000000000007,5.3630000000000004,5.5847964346769574,15.4,15.58,17.390432125820322,null,742705.36742712825,97507.498296349091]
[2847,"IteEgsld203",1,0.90687281768330041,7998.8549944003007,0,"gsld",15,1.0900000000000001,1.0900000000000001,1.0900000000000001,1.0900000000000001,1.1200000000000001,1.1200000000000001,1.1200000000000001,1.1200000000000001,1.1200000000000001,1.1200000000000001,1.0900000000000001,1.0900000000000001,479.93129966401807,0,23004.63746786095,0,0,0,1,0,null,null,36.195319832218345,null,21618.38230129383,1,null,null,6.8320000000000007,5.3630000000000004,5.5847964346769574,15.4,15.58,17.390432125820322,null,144903.75439721532,19023.967248233697]
[2863,"ImeEgsld204",1,0.90687281768330041,7998.8549944002998,0,"gsld",30,1.0900000000000001,1.0900000000000001,1.0900000000000001,1.0900000000000001,1.1200000000000001,1.1200000000000001,1.1200000000000001,1.1200000000000001,1.1200000000000001,1.1200000000000001,1.0900000000000001,1.0900000000000001,479.93129966401801,0,47793.151377306975,0,0,0,1,0,null,null,75.197377150934244,null,46406.896210739862,1,null,null,6.8320000000000007,5.3630000000000004,5.5847964346769574,15.4,15.58,17.390432125820322,null,249300.77344378218,42911.688183961924]
[2866,"ImiNgsld204",1,0.9068728176833003,7998.8549944002998,0,"gsld",30,1.0900000000000001,1.0900000000000001,1.0900000000000001,1.0900000000000001,1.1200000000000001,1.1200000000000001,1.1200000000000001,1.1200000000000001,1.1200000000000001,1.1200000000000001,1.0900000000000001,1.0900000000000001,479.93129966401801,0,47793.179806716958,0,0,0,1,0,null,null,75.197421881549474,null,46406.924640149846,1,null,null,6.8320000000000007,5.3630000000000004,5.5847964346769574,15.4,15.58,17.390432125820322,null,249300.97135113511,42911.722249394217]
[2878,"IagNgsld205",1,0.90687281768330041,7998.8549944002998,0,"gsld",10,1.0900000000000001,1.0900000000000001,1.0900000000000001,1.0900000000000001,1.1200000000000001,1.1200000000000001,1.1200000000000001,1.1200000000000001,1.1200000000000001,1.1200000000000001,1.0900000000000001,1.0900000000000001,479.93129966401807,0,271422.77023074258,0,0,0,1,0,null,null,427.05450116193168,null,270036.51506417542,1,null,null,6.8320000000000007,5.3630000000000004,5.5847964346769574,15.4,15.58,17.390432125820322,null,3700935.3131671585,381482.11650554027]
[2885,"IluEgsld205",1,0.90687281768330041,7998.8549944002998,0,"gsld",10,1.0900000000000001,1.0900000000000001,1.0900000000000001,1.0900000000000001,1.1200000000000001,1.1200000000000001,1.1200000000000001,1.1200000000000001,1.1200000000000001,1.1200000000000001,1.0900000000000001,1.0900000000000001,479.93129966401807,0,567305.78503777739,0,0,0,1,0,null,null,892.59456319610365,null,565919.52987121022,1,null,null,6.8320000000000007,5.3630000000000004,5.5847964346769574,15.4,15.58,17.390432125820322,null,7840714.9452405479,808199.08458959009]
[2897,"ItrEgsld205",1,0.90687281768330041,7998.8549944002998,0,"gsld",10,1.0900000000000001,1.0900000000000001,1.0900000000000001,1.0900000000000001,1.1200000000000001,1.1200000000000001,1.1200000000000001,1.1200000000000001,1.1200000000000001,1.1200000000000001,1.0900000000000001,1.0900000000000001,479.93129966401807,0,654411.75731139502,0,0,0,1,0,null,null,1029.6464306791122,null,653025.50214482786,1,null,null,6.8320000000000007,5.3630000000000004,5.5847964346769574,15.4,15.58,17.390432125820322,null,9059437.7100160532,933821.63683630223]
[2900,"IwaNgsld205",1,0.90687281768330041,7998.8549944002998,0,"gsld",10,1.0900000000000001,1.0900000000000001,1.0900000000000001,1.0900000000000001,1.1200000000000001,1.1200000000000001,1.1200000000000001,1.1200000000000001,1.1200000000000001,1.1200000000000001,1.0900000000000001,1.0900000000000001,479.93129966401807,0,107245.47348672745,0,0,0,1,0,null,null,168.73920394672209,null,105859.21832016033,1,null,null,6.8320000000000007,5.3630000000000004,5.5847964346769574,15.4,15.58,17.390432125820322,null,1403886.1747873481,144708.68144745525]
[2916,"IprNgsld206",1,0.90687281768330019,7998.8549944002989,0,"gsld",15,1.0900000000000001,1.0900000000000001,1.0900000000000001,1.0900000000000001,1.1200000000000001,1.1200000000000001,1.1200000000000001,1.1200000000000001,1.1200000000000001,1.1200000000000001,1.0900000000000001,1.0900000000000001,402.20803144905244,0,8908.0508990667713,0,0,0,1,0,null,null,14.01585883819549,null,7521.7957324996551,1,null,null,6.8320000000000007,5.3630000000000004,5.5847964346769574,15.4,15.58,17.390432125820322,null,0,0]
[2926,"IagNgsld207",1,0.9068728176833003,7998.8549944002989,0,"gsld",10,1.0900000000000001,1.0900000000000001,1.0900000000000001,1.0900000000000001,1.1200000000000001,1.1200000000000001,1.1200000000000001,1.1200000000000001,1.1200000000000001,1.1200000000000001,1.0900000000000001,1.0900000000000001,402.20803144905244,0,2393.7114323036531,0,0,0,1,0,null,null,3.7662471751320492,null,1007.4562657365367,1,null,null,6.8320000000000007,5.3630000000000004,5.5847964346769574,15.4,15.58,17.390432125820322,null,0,0]
[2936,"ImeNgsld207",1,0.90687281768330053,7998.8549944003007,0,"gsld",10,1.0900000000000001,1.0900000000000001,1.0900000000000001,1.0900000000000001,1.1200000000000001,1.1200000000000001,1.1200000000000001,1.1200000000000001,1.1200000000000001,1.1200000000000001,1.0900000000000001,1.0900000000000001,402.2080314490525,0,5508.7235138000224,0,0,0,1,0,null,null,8.667383249478064,null,4122.4683472329061,1,null,null,6.8320000000000007,5.3630000000000004,5.5847964346769574,15.4,15.58,17.390432125820322,null,0,0]
[2939,"IprEgsld207",1,0.90687281768330041,7998.8549944003007,0,"gsld",10,1.0900000000000001,1.0900000000000001,1.0900000000000001,1.0900000000000001,1.1200000000000001,1.1200000000000001,1.1200000000000001,1.1200000000000001,1.1200000000000001,1.1200000000000001,1.0900000000000001,1.0900000000000001,402.2080314490525,0,767.93332083525661,0,0,0,1,0,null,null,1.2082603864669459,null,-618.32184573186021,0,null,null,6.8320000000000007,5.3630000000000004,5.5847964346769574,15.4,15.58,17.390432125820322,null,0,0]
[2951,"IchEgsld208",1,0.9068728176833003,7998.8549944002989,0,"gsld",10,1.0900000000000001,1.0900000000000001,1.0900000000000001,1.0900000000000001,1.1200000000000001,1.1200000000000001,1.1200000000000001,1.1200000000000001,1.1200000000000001,1.1200000000000001,1.0900000000000001,1.0900000000000001,402.20803144905238,0,267.42380330745743,0,0,0,1,0,null,null,0.42076255733151985,null,-1118.8313632596592,0,null,null,6.8320000000000007,5.3630000000000004,5.5847964346769574,15.4,15.58,17.390432125820322,null,0,0]
[2958,"IluNgsld208",1,0.90687281768330041,7998.8549944002998,0,"gsld",10,1.0900000000000001,1.0900000000000001,1.0900000000000001,1.0900000000000001,1.1200000000000001,1.1200000000000001,1.1200000000000001,1.1200000000000001,1.1200000000000001,1.1200000000000001,1.0900000000000001,1.0900000000000001,402.20803144905244,0,193.83627392584577,0,0,0,1,0,null,null,0.3049805040237325,null,-1192.418892641271,0,null,null,6.8320000000000007,5.3630000000000004,5.5847964346769574,15.4,15.58,17.390432125820322,null,0,0]
[2970,"ItrNgsld208",1,0.9068728176833003,7998.8549944002989,0,"gsld",10,1.0900000000000001,1.0900000000000001,1.0900000000000001,1.0900000000000001,1.1200000000000001,1.1200000000000001,1.1200000000000001,1.1200000000000001,1.1200000000000001,1.1200000000000001,1.0900000000000001,1.0900000000000001,402.20803144905238,0,168.03555994895467,0,0,0,1,0,null,null,0.26438585889629534,null,-1218.2196066181621,0,null,null,6.8320000000000007,5.3630000000000004,5.5847964346769574,15.4,15.58,17.390432125820322,null,0,0]
[2977,"IcoEgsld209",1,0.90687281768330041,7998.8549944002998,0,"gsld",10,1.0900000000000001,1.0900000000000001,1.0900000000000001,1.0900000000000001,1.1200000000000001,1.1200000000000001,1.1200000000000001,1.1200000000000001,1.1200000000000001,1.1200000000000001,1.0900000000000001,1.0900000000000001,402.20803144905238,0,6587.6488076390897,0,0,0,1,0,null,null,10.364956016713958,null,5201.3936410719734,1,null,null,6.8320000000000007,5.3630000000000004,5.5847964346769574,15.4,15.58,17.390432125820322,null,0,0]
[2989,"IstEgsld209",1,0.90687281768330041,7998.8549944002998,0,"gsld",10,1.0900000000000001,1.0900000000000001,1.0900000000000001,1.0900000000000001,1.1200000000000001,1.1200000000000001,1.1200000000000001,1.1200000000000001,1.1200000000000001,1.1200000000000001,1.0900000000000001,1.0900000000000001,402.20803144905244,0,6587.6492707059051,0,0,0,1,0,null,null,10.364956745299727,null,5201.3941041387889,1,null,null,6.8320000000000007,5.3630000000000004,5.5847964346769574,15.4,15.58,17.390432125820322,null,0,0]
[2992,"IteNgsld209",1,0.9068728176833003,7998.8549944002998,0,"gsld",10,1.0900000000000001,1.0900000000000001,1.0900000000000001,1.0900000000000001,1.1200000000000001,1.1200000000000001,1.1200000000000001,1.1200000000000001,1.1200000000000001,1.1200000000000001,1.0900000000000001,1.0900000000000001,402.20803144905244,0,6587.6484277278387,0,0,0,1,0,null,null,10.364955418964515,null,5201.3932611607224,1,null,null,6.8320000000000007,5.3630000000000004,5.5847964346769574,15.4,15.58,17.390432125820322,null,0,0]
[3008,"ImeNgsld210",1,0.93046755565175376,8228.3728831277422,0,"gsld",10,1.0900000000000001,1.0900000000000001,1.0900000000000001,1.0900000000000001,1.1200000000000001,1.1200000000000001,1.1200000000000001,1.1200000000000001,1.1200000000000001,1.1200000000000001,1.0900000000000001,1.0900000000000001,413.748925523521,0,125585.48546141207,0,0,0,1,0,null,null,193.8411253551744,null,124171.24058831464,1,null,null,6.8320000000000007,5.3630000000000004,5.5847964346769574,15.4,15.58,17.390432125820322,null,1658229.715040629,170925.70602233231]
[3011,"IprEgsld210",1,0.93046755565175376,8228.3728831277422,0,"gsld",10,1.0900000000000001,1.0900000000000001,1.0900000000000001,1.0900000000000001,1.1200000000000001,1.1200000000000001,1.1200000000000001,1.1200000000000001,1.1200000000000001,1.1200000000000001,1.0900000000000001,1.0900000000000001,413.748925523521,0,9816.4714181728741,0,0,0,1,0,null,null,15.151718048661031,null,8402.2265450754476,1,null,null,6.8320000000000007,5.3630000000000004,5.5847964346769574,15.4,15.58,17.390432125820322,null,38474.101626080082,3965.803365097443]
[3023,"IchEgsld211",1,0.90687281768330041,7998.8549944002998,0,"gsld",15,1.0900000000000001,1.0900000000000001,1.0900000000000001,1.0900000000000001,1.1200000000000001,1.1200000000000001,1.1200000000000001,1.1200000000000001,1.1200000000000001,1.1200000000000001,1.0900000000000001,1.0900000000000001,402.20803144905244,0,6544.7763885244649,0,0,0,1,0,null,null,10.297500881895916,null,5158.5212219573486,1,null,null,6.8320000000000007,5.3630000000000004,5.5847964346769574,15.4,15.58,17.390432125820322,null,0,0]
[3030,"IluNgsld211",1,0.90687281768330041,7998.8549944003007,0,"gsld",15,1.0900000000000001,1.0900000000000001,1.0900000000000001,1.0900000000000001,1.1200000000000001,1.1200000000000001,1.1200000000000001,1.1200000000000001,1.1200000000000001,1.1200000000000001,1.0900000000000001,1.0900000000000001,402.20803144905244,0,19406.504198399325,0,0,0,1,0,null,null,30.534044592864671,null,18020.249031832205,1,null,null,6.8320000000000007,5.3630000000000004,5.5847964346769574,15.4,15.58,17.390432125820322,null,107128.14523328593,14064.523964613159]
[3042,"ItrNgsld211",1,0.90687281768330041,7998.8549944002998,0,"gsld",15,1.0900000000000001,1.0900000000000001,1.0900000000000001,1.0900000000000001,1.1200000000000001,1.1200000000000001,1.1200000000000001,1.1200000000000001,1.1200000000000001,1.1200000000000001,1.0900000000000001,1.0900000000000001,402.20803144905244,0,7335.4729484970276,0,0,0,1,0,null,null,11.541576773916606,null,5949.2177819299113,1,null,null,6.8320000000000007,5.3630000000000004,5.5847964346769574,15.4,15.58,17.390432125820322,null,0,0]
[3049,"IcoEgsld212",1,0.90687281768330053,7998.8549944003007,0,"gsld",15,1.0900000000000001,1.0900000000000001,1.0900000000000001,1.0900000000000001,1.1200000000000001,1.1200000000000001,1.1200000000000001,1.1200000000000001,1.1200000000000001,1.1200000000000001,1.0900000000000001,1.0900000000000001,402.20803144905244,0,272.34406884515448,0,0,0,1,0,null,null,0.42850406532290591,null,-1113.9110977219623,0,null,null,6.8320000000000007,5.3630000000000004,5.5847964346769574,15.4,15.58,17.390432125820322,null,0,0]
[3061,"IstEgsld212",1,0.9068728176833003,7998.8549944002998,0,"gsld",15,1.0900000000000001,1.0900000000000001,1.0900000000000001,1.0900000000000001,1.1200000000000001,1.1200000000000001,1.1200000000000001,1.1200000000000001,1.1200000000000001,1.1200000000000001,1.0900000000000001,1.0900000000000001,402.20803144905238,0,272.34447715527591,0,0,0,1,0,null,null,0.42850470775491373,null,-1113.9106894118408,0,null,null,6.8320000000000007,5.3630000000000004,5.5847964346769574,15.4,15.58,17.390432125820322,null,0,0]
[3064,"IteNgsld212",1,0.90687281768330041,7998.8549944003007,0,"gsld",15,1.0900000000000001,1.0900000000000001,1.0900000000000001,1.0900000000000001,1.1200000000000001,1.1200000000000001,1.1200000000000001,1.1200000000000001,1.1200000000000001,1.1200000000000001,1.0900000000000001,1.0900000000000001,402.20803144905244,0,272.3436315527382,0,0,0,1,0,null,null,0.42850337729037813,null,-1113.9115350143786,0,null,null,6.8320000000000007,5.3630000000000004,5.5847964346769574,15.4,15.58,17.390432125820322,null,0,0]
[3080,"ImeNgsld213",1,0.90687281768330041,7998.8549944002998,0,"gsld",11,1.0900000000000001,1.0900000000000001,1.0900000000000001,1.0900000000000001,1.1200000000000001,1.1200000000000001,1.1200000000000001,1.1200000000000001,1.1200000000000001,1.1200000000000001,1.0900000000000001,1.0900000000000001,479.93129966401801,0,171.37950374434271,0,0,0,1,0,null,null,0.26964719437024603,null,-1214.8756628227741,0,null,null,6.8320000000000007,5.3630000000000004,5.5847964346769574,15.4,15.58,17.390432125820322,null,0,0]
[3083,"IprEgsld213",1,0.90687281768330041,7998.8549944003007,0,"gsld",11,1.0900000000000001,1.0900000000000001,1.0900000000000001,1.0900000000000001,1.1200000000000001,1.1200000000000001,1.1200000000000001,1.1200000000000001,1.1200000000000001,1.1200000000000001,1.0900000000000001,1.0900000000000001,479.93129966401807,0,86.007031281256118,0,0,0,1,0,null,null,0.13532280216951123,null,-1300.2481352858606,0,null,null,6.8320000000000007,5.3630000000000004,5.5847964346769574,15.4,15.58,17.390432125820322,null,0,0]
[3090,"ItrNgsld213",1,0.90687281768330041,7998.8549944003007,0,"gsld",11,1.0900000000000001,1.0900000000000001,1.0900000000000001,1.0900000000000001,1.1200000000000001,1.1200000000000001,1.1200000000000001,1.1200000000000001,1.1200000000000001,1.1200000000000001,1.0900000000000001,1.0900000000000001,479.93129966401807,0,68.552274103355728,0,0,0,1,0,null,null,0.10785962134214744,null,-1317.7028924637609,0,null,null,6.8320000000000007,5.3630000000000004,5.5847964346769574,15.4,15.58,17.390432125820322,null,0,0]
[3102,"IluNgsld214",1,0.90687281768330041,7998.8549944003007,0,"gsld",11,1.0900000000000001,1.0900000000000001,1.0900000000000001,1.0900000000000001,1.1200000000000001,1.1200000000000001,1.1200000000000001,1.1200000000000001,1.1200000000000001,1.1200000000000001,1.0900000000000001,1.0900000000000001,479.93129966401807,0,3660.5951091240172,0,0,0,1,0,null,null,5.7595522179432104,null,2274.3399425569005,1,null,null,6.8320000000000007,5.3630000000000004,5.5847964346769574,15.4,15.58,17.390432125820322,null,0,0]
[3114,"ItrNgsld214",1,0.9068728176833003,7998.8549944002998,0,"gsld",11,1.0900000000000001,1.0900000000000001,1.0900000000000001,1.0900000000000001,1.1200000000000001,1.1200000000000001,1.1200000000000001,1.1200000000000001,1.1200000000000001,1.1200000000000001,1.0900000000000001,1.0900000000000001,479.93129966401796,0,1384.7834730453019,0,0,0,1,0,null,null,2.1788076762900364,null,-1.4716935218148137,0,null,null,6.8320000000000007,5.3630000000000004,5.5847964346769574,15.4,15.58,17.390432125820322,null,0,0]
[3121,"IcoEgsld215",1,0.90687281768330053,7998.8549944002998,0,"gsld",10,1.0900000000000001,1.0900000000000001,1.0900000000000001,1.0900000000000001,1.1200000000000001,1.1200000000000001,1.1200000000000001,1.1200000000000001,1.1200000000000001,1.1200000000000001,1.0900000000000001,1.0900000000000001,402.20803144905244,0,9829.3563730385977,0,0,0,1,0,null,null,15.465433791948694,null,8443.1012064714814,1,null,null,6.8320000000000007,5.3630000000000004,5.5847964346769574,15.4,15.58,17.390432125820322,null,40910.852434362605,4216.9768596551467]
[3133,"IstEgsld215",1,0.9068728176833003,7998.8549944002998,0,"gsld",10,1.0900000000000001,1.0900000000000001,1.0900000000000001,1.0900000000000001,1.1200000000000001,1.1200000000000001,1.1200000000000001,1.1200000000000001,1.1200000000000001,1.1200000000000001,1.0900000000000001,1.0900000000000001,402.20803144905238,0,1946.7074990119711,0,0,0,1,0,null,null,3.0629346211152422,null,560.45233244485439,1,null,null,6.8320000000000007,5.3630000000000004,5.5847964346769574,15.4,15.58,17.390432125820322,null,0,0]
[3136,"IteNgsld215",1,0.90687281768330041,7998.8549944002998,0,"gsld",10,1.0900000000000001,1.0900000000000001,1.0900000000000001,1.0900000000000001,1.1200000000000001,1.1200000000000001,1.1200000000000001,1.1200000000000001,1.1200000000000001,1.1200000000000001,1.0900000000000001,1.0900000000000001,402.20803144905244,0,2625.9371815678396,0,0,0,1,0,null,null,4.1316293846816157,null,1239.6820150007229,1,null,null,6.8320000000000007,5.3630000000000004,5.5847964346769574,15.4,15.58,17.390432125820322,null,0,0]
[3152,"ImeNgsld216",1,0.93223348493392488,8258.5220679651866,0,"gsld",15,1.0900000000000001,1.0900000000000001,1.0900000000000001,1.0900000000000001,1.1200000000000001,1.1200000000000001,1.1200000000000001,1.1200000000000001,1.1200000000000001,1.1200000000000001,1.0900000000000001,1.0900000000000001,415.264923037134,0,4930.243549084913,0,0,0,1,0,null,null,7.590883655044375,null,3512.321982896558,1,null,null,6.8320000000000007,5.3630000000000004,5.5847964346769574,15.4,15.58,17.390432125820322,null,0,0]
[3155,"IprEgsld216",1,0.93223348493392488,8258.5220679651866,0,"gsld",15,1.0900000000000001,1.0900000000000001,1.0900000000000001,1.0900000000000001,1.1200000000000001,1.1200000000000001,1.1200000000000001,1.1200000000000001,1.1200000000000001,1.1200000000000001,1.0900000000000001,1.0900000000000001,415.264923037134,0,4930.243549084913,0,0,0,1,0,null,null,7.590883655044375,null,3512.321982896558,1,null,null,6.8320000000000007,5.3630000000000004,5.5847964346769574,15.4,15.58,17.390432125820322,null,0,0]
[3162,"ItrNgsld216",1,0.93223348493392488,8258.5220679651866,0,"gsld",15,1.0900000000000001,1.0900000000000001,1.0900000000000001,1.0900000000000001,1.1200000000000001,1.1200000000000001,1.1200000000000001,1.1200000000000001,1.1200000000000001,1.1200000000000001,1.0900000000000001,1.0900000000000001,415.264923037134,0,4930.243549084913,0,0,0,1,0,null,null,7.590883655044375,null,3512.321982896558,1,null,null,6.8320000000000007,5.3630000000000004,5.5847964346769574,15.4,15.58,17.390432125820322,null,0,0]
[3174,"IluNgsld217",1,0.90687281768330053,7998.8549944003007,0,"gsld",10,1.0900000000000001,1.0900000000000001,1.0900000000000001,1.0900000000000001,1.1200000000000001,1.1200000000000001,1.1200000000000001,1.1200000000000001,1.1200000000000001,1.1200000000000001,1.0900000000000001,1.0900000000000001,402.20803144905244,0,6280.2588996165841,0,0,0,1,0,null,null,9.8813110973095686,null,4894.0037330494679,1,null,null,6.8320000000000007,5.3630000000000004,5.5847964346769574,15.4,15.58,17.390432125820322,null,0,0]
[3186,"ItrNgsld217",1,0.90687281768330053,7998.8549944003007,0,"gsld",10,1.0900000000000001,1.0900000000000001,1.0900000000000001,1.0900000000000001,1.1200000000000001,1.1200000000000001,1.1200000000000001,1.1200000000000001,1.1200000000000001,1.1200000000000001,1.0900000000000001,1.0900000000000001,402.20803144905244,0,6280.2588996165841,0,0,0,1,0,null,null,9.8813110973095686,null,4894.0037330494679,1,null,null,6.8320000000000007,5.3630000000000004,5.5847964346769574,15.4,15.58,17.390432125820322,null,0,0]
[3193,"IcoEgsld218",1,0.90687281768330041,7998.8549944003007,0,"gsld",15,1.0900000000000001,1.0900000000000001,1.0900000000000001,1.0900000000000001,1.1200000000000001,1.1200000000000001,1.1200000000000001,1.1200000000000001,1.1200000000000001,1.1200000000000001,1.0900000000000001,1.0900000000000001,479.93129966401807,0,365413.8986094321,0,0,0,1,0,null,null,574.93942035749126,null,364027.64344286494,1,null,null,6.8320000000000007,5.3630000000000004,5.5847964346769574,15.4,15.58,17.390432125820322,null,3739745.6943566063,490979.68442652223]
[3205,"IstEgsld218",1,0.90687281768330041,7998.8549944003007,0,"gsld",15,1.0900000000000001,1.0900000000000001,1.0900000000000001,1.0900000000000001,1.1200000000000001,1.1200000000000001,1.1200000000000001,1.1200000000000001,1.1200000000000001,1.1200000000000001,1.0900000000000001,1.0900000000000001,479.93129966401807,0,365413.8986094321,0,0,0,1,0,null,null,574.93942035749126,null,364027.64344286494,1,null,null,6.8320000000000007,5.3630000000000004,5.5847964346769574,15.4,15.58,17.390432125820322,null,3739745.6943566063,490979.68442652223]
[3208,"IteNgsld218",1,0.90687281768330041,7998.8549944003007,0,"gsld",15,1.0900000000000001,1.0900000000000001,1.0900000000000001,1.0900000000000001,1.1200000000000001,1.1200000000000001,1.1200000000000001,1.1200000000000001,1.1200000000000001,1.1200000000000001,1.0900000000000001,1.0900000000000001,479.93129966401807,0,365413.8986094321,0,0,0,1,0,null,null,574.93942035749126,null,364027.64344286494,1,null,null,6.8320000000000007,5.3630000000000004,5.5847964346769574,15.4,15.58,17.390432125820322,null,3739745.6943566063,490979.68442652223]
[3224,"ImeNgsld219",1,0.90687281768330041,7998.8549944003007,0,"gsld",15,1.0900000000000001,1.0900000000000001,1.0900000000000001,1.0900000000000001,1.1200000000000001,1.1200000000000001,1.1200000000000001,1.1200000000000001,1.1200000000000001,1.1200000000000001,1.0900000000000001,1.0900000000000001,479.93129966401801,0,3039.5613077179246,0,0,0,1,0,null,null,4.7824224066207792,null,1653.3061411508081,1,null,null,6.8320000000000007,5.3630000000000004,5.5847964346769574,15.4,15.58,17.390432125820322,null,0,0]
[3227,"IprTgsld219",1,0.90687281768330041,7998.8549944003007,0,"gsld",15,1.0900000000000001,1.0900000000000001,1.0900000000000001,1.0900000000000001,1.1200000000000001,1.1200000000000001,1.1200000000000001,1.1200000000000001,1.1200000000000001,1.1200000000000001,1.0900000000000001,1.0900000000000001,479.93129966401807,0,3039.5651361953683,0,0,0,1,0,null,null,4.7824284303177729,null,1653.3099696282518,1,null,null,6.8320000000000007,5.3630000000000004,5.5847964346769574,15.4,15.58,17.390432125820322,null,0,0]
[3234,"ItrNgsld219",1,0.90687281768330041,7998.8549944003007,0,"gsld",15,1.0900000000000001,1.0900000000000001,1.0900000000000001,1.0900000000000001,1.1200000000000001,1.1200000000000001,1.1200000000000001,1.1200000000000001,1.1200000000000001,1.1200000000000001,1.0900000000000001,1.0900000000000001,479.93129966401807,0,3039.5650495698383,0,0,0,1,0,null,null,4.7824282940218295,null,1653.3098830027213,1,null,null,6.8320000000000007,5.3630000000000004,5.5847964346769574,15.4,15.58,17.390432125820322,null,0,0]
[3246,"IluNgsld220",1,0.90687281768330041,7998.8549944003007,0,"gsld",15,1.0900000000000001,1.0900000000000001,1.0900000000000001,1.0900000000000001,1.1200000000000001,1.1200000000000001,1.1200000000000001,1.1200000000000001,1.1200000000000001,1.1200000000000001,1.0900000000000001,1.0900000000000001,479.93129966401807,0,80711.774676215879,0,0,0,1,0,null,null,126.99128611406957,null,79325.519509648759,1,null,null,6.8320000000000007,5.3630000000000004,5.5847964346769574,15.4,15.58,17.390432125820322,null,750751.94184705988,98563.90824833441]
[3258,"ItrNgsld220",1,0.90687281768330041,7998.8549944002998,0,"gsld",15,1.0900000000000001,1.0900000000000001,1.0900000000000001,1.0900000000000001,1.1200000000000001,1.1200000000000001,1.1200000000000001,1.1200000000000001,1.1200000000000001,1.1200000000000001,1.0900000000000001,1.0900000000000001,479.93129966401801,0,30508.278341936497,0,0,0,1,0,null,null,48.001490728095753,null,29122.023175369377,1,null,null,6.8320000000000007,5.3630000000000004,5.5847964346769574,15.4,15.58,17.390432125820322,null,223682.0219342949,29366.523158757394]
[3269,"IluTgsld221",1,0.90687281768330053,7998.8549944003007,0,"gsld",20,1.0900000000000001,1.0900000000000001,1.0900000000000001,1.0900000000000001,1.1200000000000001,1.1200000000000001,1.1200000000000001,1.1200000000000001,1.1200000000000001,1.1200000000000001,1.0900000000000001,1.0900000000000001,479.93129966401807,0,242.10285113254085,0,0,0,1,0,null,null,0.38092276573698486,null,-1144.1523154345759,0,null,null,6.8320000000000007,5.3630000000000004,5.5847964346769574,15.4,15.58,17.390432125820322,null,0,0]
[3278,"IstNgsld221",1,0.90687281768330041,7998.8549944002989,0,"gsld",20,1.0900000000000001,1.0900000000000001,1.0900000000000001,1.0900000000000001,1.1200000000000001,1.1200000000000001,1.1200000000000001,1.1200000000000001,1.1200000000000001,1.1200000000000001,1.0900000000000001,1.0900000000000001,479.93129966401801,0,463.88211007519681,0,0,0,1,0,null,null,0.72986854768189013,null,-922.37305649191978,0,null,null,6.8320000000000007,5.3630000000000004,5.5847964346769574,15.4,15.58,17.390432125820322,null,0,0]
[3285,"IagEgsld222",1,0.90687281768330041,7998.8549944002998,0,"gsld",15,1.0900000000000001,1.0900000000000001,1.0900000000000001,1.0900000000000001,1.1200000000000001,1.1200000000000001,1.1200000000000001,1.1200000000000001,1.1200000000000001,1.1200000000000001,1.0900000000000001,1.0900000000000001,402.20803144905244,0,19868.455777596628,0,0,0,1,0,null,null,31.260875658096822,null,18482.200611029508,1,null,null,6.8320000000000007,5.3630000000000004,5.5847964346769574,15.4,15.58,17.390432125820322,null,111978.01816208547,14701.248831676719]
[3297,"ImiEgsld222",1,0.90687281768330041,7998.8549944002998,0,"gsld",15,1.0900000000000001,1.0900000000000001,1.0900000000000001,1.0900000000000001,1.1200000000000001,1.1200000000000001,1.1200000000000001,1.1200000000000001,1.1200000000000001,1.1200000000000001,1.0900000000000001,1.0900000000000001,402.20803144905244,0,19868.455777596628,0,0,0,1,0,null,null,31.260875658096822,null,18482.200611029508,1,null,null,6.8320000000000007,5.3630000000000004,5.5847964346769574,15.4,15.58,17.390432125820322,null,111978.01816208547,14701.248831676719]
[3300,"IprNgsld222",1,0.90687281768330041,7998.8549944002998,0,"gsld",15,1.0900000000000001,1.0900000000000001,1.0900000000000001,1.0900000000000001,1.1200000000000001,1.1200000000000001,1.1200000000000001,1.1200000000000001,1.1200000000000001,1.1200000000000001,1.0900000000000001,1.0900000000000001,402.20803144905244,0,19868.455777596628,0,0,0,1,0,null,null,31.260875658096822,null,18482.200611029508,1,null,null,6.8320000000000007,5.3630000000000004,5.5847964346769574,15.4,15.58,17.390432125820322,null,111978.01816208547,14701.248831676719]
[3307,"IwaEgsld222",1,0.90687281768330041,7998.8549944002998,0,"gsld",15,1.0900000000000001,1.0900000000000001,1.0900000000000001,1.0900000000000001,1.1200000000000001,1.1200000000000001,1.1200000000000001,1.1200000000000001,1.1200000000000001,1.1200000000000001,1.0900000000000001,1.0900000000000001,402.20803144905244,0,19868.455777596628,0,0,0,1,0,null,null,31.260875658096822,null,18482.200611029508,1,null,null,6.8320000000000007,5.3630000000000004,5.5847964346769574,15.4,15.58,17.390432125820322,null,111978.01816208547,14701.248831676719]
[3319,"ImeTgsld223",1,0.9068728176833003,7998.8549944002998,0,"gsld",12,1.0900000000000001,1.0900000000000001,1.0900000000000001,1.0900000000000001,1.1200000000000001,1.1200000000000001,1.1200000000000001,1.1200000000000001,1.1200000000000001,1.1200000000000001,1.0900000000000001,1.0900000000000001,479.93129966401807,0,685.64946677409705,0,0,0,1,0,null,null,1.0787956027279229,null,-700.60569979301965,0,null,null,6.8320000000000007,5.3630000000000004,5.5847964346769574,15.4,15.58,17.390432125820322,null,0,0]
[3331,"IwaTgsld223",1,0.9068728176833003,7998.8549944002998,0,"gsld",12,1.0900000000000001,1.0900000000000001,1.0900000000000001,1.0900000000000001,1.1200000000000001,1.1200000000000001,1.1200000000000001,1.1200000000000001,1.1200000000000001,1.1200000000000001,1.0900000000000001,1.0900000000000001,479.93129966401807,0,685.64946677409705,0,0,0,1,0,null,null,1.0787956027279229,null,-700.60569979301965,0,null,null,6.8320000000000007,5.3630000000000004,5.5847964346769574,15.4,15.58,17.390432125820322,null,0,0]
[3338,"IcoNgsld224",1,0.9068728176833003,7998.8549944002998,0,"gsld",23,1.0900000000000001,1.0900000000000001,1.0900000000000001,1.0900000000000001,1.1200000000000001,1.1200000000000001,1.1200000000000001,1.1200000000000001,1.1200000000000001,1.1200000000000001,1.0900000000000001,1.0900000000000001,479.93129966401801,0,19691.909070919872,0,0,0,1,0,null,null,30.983098426335726,null,18305.653904352752,1,null,null,6.8320000000000007,5.3630000000000004,5.5847964346769574,15.4,15.58,17.390432125820322,null,67025.174249489064,10590.973380070052]
[3350,"IstNgsld224",1,0.9068728176833003,7998.8549944002998,0,"gsld",23,1.0900000000000001,1.0900000000000001,1.0900000000000001,1.0900000000000001,1.1200000000000001,1.1200000000000001,1.1200000000000001,1.1200000000000001,1.1200000000000001,1.1200000000000001,1.0900000000000001,1.0900000000000001,479.93129966401801,0,19691.909070919872,0,0,0,1,0,null,null,30.983098426335726,null,18305.653904352752,1,null,null,6.8320000000000007,5.3630000000000004,5.5847964346769574,15.4,15.58,17.390432125820322,null,67025.174249489064,10590.973380070052]
[3357,"IagTgsld225",1,0.9068728176833003,7998.8549944002998,0,"gsld",15,1.0900000000000001,1.0900000000000001,1.0900000000000001,1.0900000000000001,1.1200000000000001,1.1200000000000001,1.1200000000000001,1.1200000000000001,1.1200000000000001,1.1200000000000001,1.0900000000000001,1.0900000000000001,479.93129966401807,0,6018.5226708693681,0,0,0,1,0,null,null,9.469497326089769,null,4632.2675043022518,1,null,null,6.8320000000000007,5.3630000000000004,5.5847964346769574,15.4,15.58,17.390432125820322,null,0,0]
[3369,"ImiTgsld225",1,0.9068728176833003,7998.8549944002998,0,"gsld",15,1.0900000000000001,1.0900000000000001,1.0900000000000001,1.0900000000000001,1.1200000000000001,1.1200000000000001,1.1200000000000001,1.1200000000000001,1.1200000000000001,1.1200000000000001,1.0900000000000001,1.0900000000000001,479.93129966401807,0,6018.5226708693681,0,0,0,1,0,null,null,9.469497326089769,null,4632.2675043022518,1,null,null,6.8320000000000007,5.3630000000000004,5.5847964346769574,15.4,15.58,17.390432125820322,null,0,0]
[3372,"IprNgsld225",1,0.9068728176833003,7998.8549944002998,0,"gsld",15,1.0900000000000001,1.0900000000000001,1.0900000000000001,1.0900000000000001,1.1200000000000001,1.1200000000000001,1.1200000000000001,1.1200000000000001,1.1200000000000001,1.1200000000000001,1.0900000000000001,1.0900000000000001,479.93129966401807,0,6018.5226708693681,0,0,0,1,0,null,null,9.469497326089769,null,4632.2675043022518,1,null,null,6.8320000000000007,5.3630000000000004,5.5847964346769574,15.4,15.58,17.390432125820322,null,0,0]
[3379,"IwaTgsld225",1,0.9068728176833003,7998.8549944002998,0,"gsld",15,1.0900000000000001,1.0900000000000001,1.0900000000000001,1.0900000000000001,1.1200000000000001,1.1200000000000001,1.1200000000000001,1.1200000000000001,1.1200000000000001,1.1200000000000001,1.0900000000000001,1.0900000000000001,479.93129966401807,0,6018.5226708693681,0,0,0,1,0,null,null,9.469497326089769,null,4632.2675043022518,1,null,null,6.8320000000000007,5.3630000000000004,5.5847964346769574,15.4,15.58,17.390432125820322,null,0,0]
[3391,"ImeTgsld226",1,0.90687281768330041,7998.8549944002998,0,"gsld",15,1.0900000000000001,1.0900000000000001,1.0900000000000001,1.0900000000000001,1.1200000000000001,1.1200000000000001,1.1200000000000001,1.1200000000000001,1.1200000000000001,1.1200000000000001,1.0900000000000001,1.0900000000000001,479.93129966401807,0,15612.366589517347,0,0,0,1,0,null,null,24.564377631896878,null,14226.111422950231,1,null,null,6.8320000000000007,5.3630000000000004,5.5847964346769574,15.4,15.58,17.390432125820322,null,67294.74547818533,8834.9196974279548]
[3403,"IwaTgsld226",1,0.90687281768330041,7998.8549944002998,0,"gsld",15,1.0900000000000001,1.0900000000000001,1.0900000000000001,1.0900000000000001,1.1200000000000001,1.1200000000000001,1.1200000000000001,1.1200000000000001,1.1200000000000001,1.1200000000000001,1.0900000000000001,1.0900000000000001,479.93129966401807,0,15612.366589517347,0,0,0,1,0,null,null,24.564377631896878,null,14226.111422950231,1,null,null,6.8320000000000007,5.3630000000000004,5.5847964346769574,15.4,15.58,17.390432125820322,null,67294.74547818533,8834.9196974279548]
[3410,"IcoNgsld227",1,0.9068728176833003,7998.8549944002998,0,"gsld",15,1.0900000000000001,1.0900000000000001,1.0900000000000001,1.0900000000000001,1.1200000000000001,1.1200000000000001,1.1200000000000001,1.1200000000000001,1.1200000000000001,1.1200000000000001,1.0900000000000001,1.0900000000000001,479.93129966401801,0,16149.258244283819,0,0,0,1,0,null,null,25.409118836215818,null,14763.003077716703,1,null,null,6.8320000000000007,5.3630000000000004,5.5847964346769574,15.4,15.58,17.390432125820322,null,72931.393251042202,9574.9378085302524]
[3422,"IstNgsld227",1,0.9068728176833003,7998.8549944002998,0,"gsld",15,1.0900000000000001,1.0900000000000001,1.0900000000000001,1.0900000000000001,1.1200000000000001,1.1200000000000001,1.1200000000000001,1.1200000000000001,1.1200000000000001,1.1200000000000001,1.0900000000000001,1.0900000000000001,479.93129966401801,0,16149.258244283819,0,0,0,1,0,null,null,25.409118836215818,null,14763.003077716703,1,null,null,6.8320000000000007,5.3630000000000004,5.5847964346769574,15.4,15.58,17.390432125820322,null,72931.393251042202,9574.9378085302524]
[3429,"IagTgsld228",1,0.90687281768330041,7998.8549944002998,0,"gsld",15,1.0900000000000001,1.0900000000000001,1.0900000000000001,1.0900000000000001,1.1200000000000001,1.1200000000000001,1.1200000000000001,1.1200000000000001,1.1200000000000001,1.1200000000000001,1.0900000000000001,1.0900000000000001,479.93129966401807,0,10497.956254923547,0,0,0,1,0,null,null,16.517403708815174,null,9111.7010883564308,1,null,null,6.8320000000000007,5.3630000000000004,5.5847964346769574,15.4,15.58,17.390432125820322,null,13600.24079082378,1785.5336906142693]
[3441,"ImiTgsld228",1,0.90687281768330041,7998.8549944002998,0,"gsld",15,1.0900000000000001,1.0900000000000001,1.0900000000000001,1.0900000000000001,1.1200000000000001,1.1200000000000001,1.1200000000000001,1.1200000000000001,1.1200000000000001,1.1200000000000001,1.0900000000000001,1.0900000000000001,479.93129966401807,0,10497.956254923547,0,0,0,1,0,null,null,16.517403708815174,null,9111.7010883564308,1,null,null,6.8320000000000007,5.3630000000000004,5.5847964346769574,15.4,15.58,17.390432125820322,null,13600.24079082378,1785.5336906142693]
[3444,"IprNgsld228",1,0.90687281768330041,7998.8549944002998,0,"gsld",15,1.0900000000000001,1.0900000000000001,1.0900000000000001,1.0900000000000001,1.1200000000000001,1.1200000000000001,1.1200000000000001,1.1200000000000001,1.1200000000000001,1.1200000000000001,1.0900000000000001,1.0900000000000001,479.93129966401807,0,10497.956254923547,0,0,0,1,0,null,null,16.517403708815174,null,9111.7010883564308,1,null,null,6.8320000000000007,5.3630000000000004,5.5847964346769574,15.4,15.58,17.390432125820322,null,13600.24079082378,1785.5336906142693]
[3451,"IwaTgsld228",1,0.90687281768330041,7998.8549944002998,0,"gsld",15,1.0900000000000001,1.0900000000000001,1.0900000000000001,1.0900000000000001,1.1200000000000001,1.1200000000000001,1.1200000000000001,1.1200000000000001,1.1200000000000001,1.1200000000000001,1.0900000000000001,1.0900000000000001,479.93129966401807,0,10497.956254923547,0,0,0,1,0,null,null,16.517403708815174,null,9111.7010883564308,1,null,null,6.8320000000000007,5.3630000000000004,5.5847964346769574,15.4,15.58,17.390432125820322,null,13600.24079082378,1785.5336906142693]
[3463,"ImeTgsld229",1,0.9068728176833003,7998.8549944002998,0,"gsld",15,1.0900000000000001,1.0900000000000001,1.0900000000000001,1.0900000000000001,1.1200000000000001,1.1200000000000001,1.1200000000000001,1.1200000000000001,1.1200000000000001,1.1200000000000001,1.0900000000000001,1.0900000000000001,479.93129966401801,0,10723.569347485598,0,0,0,1,0,null,null,16.872381615118975,null,9337.3141809184817,1,null,null,6.8320000000000007,5.3630000000000004,5.5847964346769574,15.4,15.58,17.390432125820322,null,15968.880187647534,2096.5050556799979]
[3470,"IstNgsld229",1,0.9068728176833003,7998.8549944002998,0,"gsld",15,1.0900000000000001,1.0900000000000001,1.0900000000000001,1.0900000000000001,1.1200000000000001,1.1200000000000001,1.1200000000000001,1.1200000000000001,1.1200000000000001,1.1200000000000001,1.0900000000000001,1.0900000000000001,479.93129966401801,0,10723.569347485598,0,0,0,1,0,null,null,16.872381615118975,null,9337.3141809184817,1,null,null,6.8320000000000007,5.3630000000000004,5.5847964346769574,15.4,15.58,17.390432125820322,null,15968.880187647534,2096.5050556799979]
[3482,"IcoNgsld230",1,0.9068728176833003,7998.8549944002998,0,"gsld",15,1.0900000000000001,1.0900000000000001,1.0900000000000001,1.0900000000000001,1.1200000000000001,1.1200000000000001,1.1200000000000001,1.1200000000000001,1.1200000000000001,1.1200000000000001,1.0900000000000001,1.0900000000000001,479.93129966401796,0,7274.3113702824103,0,0,0,1,0,null,null,11.445345616698237,null,5888.056203715294,1,null,null,6.8320000000000007,5.3630000000000004,5.5847964346769574,15.4,15.58,17.390432125820322,null,0,0]
[3494,"IstNgsld230",1,0.9068728176833003,7998.8549944002998,0,"gsld",15,1.0900000000000001,1.0900000000000001,1.0900000000000001,1.0900000000000001,1.1200000000000001,1.1200000000000001,1.1200000000000001,1.1200000000000001,1.1200000000000001,1.1200000000000001,1.0900000000000001,1.0900000000000001,479.93129966401796,0,7274.3113702824103,0,0,0,1,0,null,null,11.445345616698237,null,5888.056203715294,1,null,null,6.8320000000000007,5.3630000000000004,5.5847964346769574,15.4,15.58,17.390432125820322,null,0,0]
[3501,"IagTgsld231",1,0.90687281768330041,7998.8549944003007,0,"gsld",15,1.0900000000000001,1.0900000000000001,1.0900000000000001,1.0900000000000001,1.1200000000000001,1.1200000000000001,1.1200000000000001,1.1200000000000001,1.1200000000000001,1.1200000000000001,1.0900000000000001,1.0900000000000001,479.93129966401801,0,8021.3883601754496,0,0,0,1,0,null,null,12.620790812313563,null,6635.1331936083334,1,null,null,6.8320000000000007,5.3630000000000004,5.5847964346769574,15.4,15.58,17.390432125820322,null,0,0]
[3513,"ImiTgsld231",1,0.90687281768330041,7998.8549944003007,0,"gsld",15,1.0900000000000001,1.0900000000000001,1.0900000000000001,1.0900000000000001,1.1200000000000001,1.1200000000000001,1.1200000000000001,1.1200000000000001,1.1200000000000001,1.1200000000000001,1.0900000000000001,1.0900000000000001,479.93129966401801,0,8021.3883601754496,0,0,0,1,0,null,null,12.620790812313563,null,6635.1331936083334,1,null,null,6.8320000000000007,5.3630000000000004,5.5847964346769574,15.4,15.58,17.390432125820322,null,0,0]
[3516,"IprNgsld231",1,0.90687281768330041,7998.8549944003007,0,"gsld",15,1.0900000000000001,1.0900000000000001,1.0900000000000001,1.0900000000000001,1.1200000000000001,1.1200000000000001,1.1200000000000001,1.1200000000000001,1.1200000000000001,1.1200000000000001,1.0900000000000001,1.0900000000000001,479.93129966401801,0,8021.3883601754496,0,0,0,1,0,null,null,12.620790812313563,null,6635.1331936083334,1,null,null,6.8320000000000007,5.3630000000000004,5.5847964346769574,15.4,15.58,17.390432125820322,null,0,0]
[3523,"IwaTgsld231",1,0.90687281768330041,7998.8549944003007,0,"gsld",15,1.0900000000000001,1.0900000000000001,1.0900000000000001,1.0900000000000001,1.1200000000000001,1.1200000000000001,1.1200000000000001,1.1200000000000001,1.1200000000000001,1.1200000000000001,1.0900000000000001,1.0900000000000001,479.93129966401801,0,8021.3883601754496,0,0,0,1,0,null,null,12.620790812313563,null,6635.1331936083334,1,null,null,6.8320000000000007,5.3630000000000004,5.5847964346769574,15.4,15.58,17.390432125820322,null,0,0]
[3535,"ImeTgsld232",1,0.90687281768330041,7998.8549944002998,0,"gsld",23,1.0900000000000001,1.0900000000000001,1.0900000000000001,1.0900000000000001,1.1200000000000001,1.1200000000000001,1.1200000000000001,1.1200000000000001,1.1200000000000001,1.1200000000000001,1.0900000000000001,1.0900000000000001,479.93129966401807,0,7236.4418832826259,0,0,0,1,0,null,null,11.385762056828877,null,5850.1867167155096,1,null,null,6.8320000000000007,5.3630000000000004,5.5847964346769574,15.4,15.58,17.390432125820322,null,0,0]
[3542,"IstNgsld232",1,0.90687281768330041,7998.8549944002998,0,"gsld",23,1.0900000000000001,1.0900000000000001,1.0900000000000001,1.0900000000000001,1.1200000000000001,1.1200000000000001,1.1200000000000001,1.1200000000000001,1.1200000000000001,1.1200000000000001,1.0900000000000001,1.0900000000000001,479.93129966401807,0,7236.4418832826259,0,0,0,1,0,null,null,11.385762056828877,null,5850.1867167155096,1,null,null,6.8320000000000007,5.3630000000000004,5.5847964346769574,15.4,15.58,17.390432125820322,null,0,0]
[3554,"IcoNgsld233",1,0.9068728176833003,7998.8549944002998,0,"gsld",23,1.0900000000000001,1.0900000000000001,1.0900000000000001,1.0900000000000001,1.1200000000000001,1.1200000000000001,1.1200000000000001,1.1200000000000001,1.1200000000000001,1.1200000000000001,1.0900000000000001,1.0900000000000001,479.93129966401801,0,5790.3991966042522,0,0,0,1,0,null,null,9.1105696045032722,null,4404.144030037136,1,null,null,6.8320000000000007,5.3630000000000004,5.5847964346769574,15.4,15.58,17.390432125820322,null,0,0]
[3566,"IstNgsld233",1,0.9068728176833003,7998.8549944002998,0,"gsld",23,1.0900000000000001,1.0900000000000001,1.0900000000000001,1.0900000000000001,1.1200000000000001,1.1200000000000001,1.1200000000000001,1.1200000000000001,1.1200000000000001,1.1200000000000001,1.0900000000000001,1.0900000000000001,479.93129966401801,0,5790.3991966042522,0,0,0,1,0,null,null,9.1105696045032722,null,4404.144030037136,1,null,null,6.8320000000000007,5.3630000000000004,5.5847964346769574,15.4,15.58,17.390432125820322,null,0,0]
[3573,"IagTgsld234",1,0.90687281768330053,7998.8549944003007,0,"gsld",23,1.0900000000000001,1.0900000000000001,1.0900000000000001,1.0900000000000001,1.1200000000000001,1.1200000000000001,1.1200000000000001,1.1200000000000001,1.1200000000000001,1.1200000000000001,1.0900000000000001,1.0900000000000001,479.93129966401807,0,13761.605684288319,0,0,0,1,0,null,null,21.652404644219121,null,12375.350517721203,1,null,null,6.8320000000000007,5.3630000000000004,5.5847964346769574,15.4,15.58,17.390432125820322,null,17744.432906215632,2803.8840429512416]
[3585,"ImiTgsld234",1,0.90687281768330053,7998.8549944003007,0,"gsld",23,1.0900000000000001,1.0900000000000001,1.0900000000000001,1.0900000000000001,1.1200000000000001,1.1200000000000001,1.1200000000000001,1.1200000000000001,1.1200000000000001,1.1200000000000001,1.0900000000000001,1.0900000000000001,479.93129966401807,0,13761.605684288319,0,0,0,1,0,null,null,21.652404644219121,null,12375.350517721203,1,null,null,6.8320000000000007,5.3630000000000004,5.5847964346769574,15.4,15.58,17.390432125820322,null,17744.432906215632,2803.8840429512416]
[3592,"IteNgsld234",1,0.90687281768330053,7998.8549944003007,0,"gsld",23,1.0900000000000001,1.0900000000000001,1.0900000000000001,1.0900000000000001,1.1200000000000001,1.1200000000000001,1.1200000000000001,1.1200000000000001,1.1200000000000001,1.1200000000000001,1.0900000000000001,1.0900000000000001,479.93129966401807,0,13761.605684288319,0,0,0,1,0,null,null,21.652404644219121,null,12375.350517721203,1,null,null,6.8320000000000007,5.3630000000000004,5.5847964346769574,15.4,15.58,17.390432125820322,null,17744.432906215632,2803.8840429512416]
[3595,"IwaTgsld234",1,0.90687281768330053,7998.8549944003007,0,"gsld",23,1.0900000000000001,1.0900000000000001,1.0900000000000001,1.0900000000000001,1.1200000000000001,1.1200000000000001,1.1200000000000001,1.1200000000000001,1.1200000000000001,1.1200000000000001,1.0900000000000001,1.0900000000000001,479.93129966401807,0,13761.605684288319,0,0,0,1,0,null,null,21.652404644219121,null,12375.350517721203,1,null,null,6.8320000000000007,5.3630000000000004,5.5847964346769574,15.4,15.58,17.390432125820322,null,17744.432906215632,2803.8840429512416]
[3607,"ImeTgsld235",1,0.9068728176833003,7998.8549944002989,0,"gsld",23,1.0900000000000001,1.0900000000000001,1.0900000000000001,1.0900000000000001,1.1200000000000001,1.1200000000000001,1.1200000000000001,1.1200000000000001,1.1200000000000001,1.1200000000000001,1.0900000000000001,1.0900000000000001,479.93129966401796,0,27875.152078438859,0,0,0,1,0,null,null,43.858550097144224,null,26488.89691187174,1,null,null,6.8320000000000007,5.3630000000000004,5.5847964346769574,15.4,15.58,17.390432125820322,null,135027.83042172913,21336.403427195088]
[3616,"IteNgsld235",1,0.9068728176833003,7998.8549944002989,0,"gsld",23,1.0900000000000001,1.0900000000000001,1.0900000000000001,1.0900000000000001,1.1200000000000001,1.1200000000000001,1.1200000000000001,1.1200000000000001,1.1200000000000001,1.1200000000000001,1.0900000000000001,1.0900000000000001,479.93129966401796,0,27875.152078438859,0,0,0,1,0,null,null,43.858550097144224,null,26488.89691187174,1,null,null,6.8320000000000007,5.3630000000000004,5.5847964346769574,15.4,15.58,17.390432125820322,null,135027.83042172913,21336.403427195088]
[3627,"IelTgsld236",1,0.90687281768330041,7998.8549944002998,0,"gsld",7,1.0900000000000001,1.0900000000000001,1.0900000000000001,1.0900000000000001,1.1200000000000001,1.1200000000000001,1.1200000000000001,1.1200000000000001,1.1200000000000001,1.1200000000000001,1.0900000000000001,1.0900000000000001,479.93129966401807,0,2427.3700080340536,0,0,0,1,0,null,null,3.8192053195653539,null,1041.1148414669372,1,null,null,6.8320000000000007,5.3630000000000004,5.5847964346769574,15.4,15.58,17.390432125820322,null,0,0]
[3639,"IteTgsld236",1,0.90687281768330041,7998.8549944002998,0,"gsld",7,1.0900000000000001,1.0900000000000001,1.0900000000000001,1.0900000000000001,1.1200000000000001,1.1200000000000001,1.1200000000000001,1.1200000000000001,1.1200000000000001,1.1200000000000001,1.0900000000000001,1.0900000000000001,479.93129966401807,0,2427.3700080340536,0,0,0,1,0,null,null,3.8192053195653539,null,1041.1148414669372,1,null,null,6.8320000000000007,5.3630000000000004,5.5847964346769574,15.4,15.58,17.390432125820322,null,0,0]
[3646,"IagNgsld237",1,0.9068728176833003,7998.8549944002998,0,"gsld",8,1.0900000000000001,1.0900000000000001,1.0900000000000001,1.0900000000000001,1.1200000000000001,1.1200000000000001,1.1200000000000001,1.1200000000000001,1.1200000000000001,1.1200000000000001,1.0900000000000001,1.0900000000000001,479.93129966401801,0,2072.3913623491239,0,0,0,1,0,null,null,3.260684645978384,null,686.13619578200723,1,null,null,6.8320000000000007,5.3630000000000004,5.5847964346769574,15.4,15.58,17.390432125820322,null,0,0]
[3658,"ImiNgsld237",1,0.9068728176833003,7998.8549944002998,0,"gsld",8,1.0900000000000001,1.0900000000000001,1.0900000000000001,1.0900000000000001,1.1200000000000001,1.1200000000000001,1.1200000000000001,1.1200000000000001,1.1200000000000001,1.1200000000000001,1.0900000000000001,1.0900000000000001,479.93129966401801,0,2072.3913623491239,0,0,0,1,0,null,null,3.260684645978384,null,686.13619578200723,1,null,null,6.8320000000000007,5.3630000000000004,5.5847964346769574,15.4,15.58,17.390432125820322,null,0,0]
[3665,"ItrTgsld237",1,0.9068728176833003,7998.8549944002998,0,"gsld",8,1.0900000000000001,1.0900000000000001,1.0900000000000001,1.0900000000000001,1.1200000000000001,1.1200000000000001,1.1200000000000001,1.1200000000000001,1.1200000000000001,1.1200000000000001,1.0900000000000001,1.0900000000000001,479.93129966401801,0,2072.3913623491239,0,0,0,1,0,null,null,3.260684645978384,null,686.13619578200723,1,null,null,6.8320000000000007,5.3630000000000004,5.5847964346769574,15.4,15.58,17.390432125820322,null,0,0]
[3668,"IwaNgsld237",1,0.9068728176833003,7998.8549944002998,0,"gsld",8,1.0900000000000001,1.0900000000000001,1.0900000000000001,1.0900000000000001,1.1200000000000001,1.1200000000000001,1.1200000000000001,1.1200000000000001,1.1200000000000001,1.1200000000000001,1.0900000000000001,1.0900000000000001,479.93129966401801,0,2072.3913623491239,0,0,0,1,0,null,null,3.260684645978384,null,686.13619578200723,1,null,null,6.8320000000000007,5.3630000000000004,5.5847964346769574,15.4,15.58,17.390432125820322,null,0,0]
[3680,"ImeNgsld238",1,0,-309.19999999998203,0,"gsld",30,1.0900000000000001,1.0900000000000001,1.0900000000000001,1.0900000000000001,1.1200000000000001,1.1200000000000001,1.1200000000000001,1.1200000000000001,1.1200000000000001,1.1200000000000001,1.0900000000000001,1.0900000000000001,15.547565671724453,0,2781.66,0,0,0,1,0,null,null,14.639668253831474,null,2408.5721399999975,1,null,null,6.8320000000000007,5.3630000000000004,5.5847964346769574,15.4,15.58,17.390432125820322,null,5198.1291183961439,894.74449993589292]
[3687,"IteEgsld238",1,0,-309.19999999995298,0,"gsld",30,1.0900000000000001,1.0900000000000001,1.0900000000000001,1.0900000000000001,1.1200000000000001,1.1200000000000001,1.1200000000000001,1.1200000000000001,1.1200000000000001,1.1200000000000001,1.0900000000000001,1.0900000000000001,15.547565671722991,0,2781.66,0,0,0,1,0,null,null,14.639668253831355,null,2408.5721399999939,1,null,null,6.8320000000000007,5.3630000000000004,5.5847964346769574,15.4,15.58,17.390432125820322,null,5198.1291183961439,894.74449993589292]
[3699,"IelEgsld239",1,0.90687281768330053,7998.8549944003007,0,"gsld",10,1.0900000000000001,1.0900000000000001,1.0900000000000001,1.0900000000000001,1.1200000000000001,1.1200000000000001,1.1200000000000001,1.1200000000000001,1.1200000000000001,1.1200000000000001,1.0900000000000001,1.0900000000000001,402.20803144905244,0,3049.2872630586889,0,0,0,1,0,null,null,4.7977251500230453,null,1663.032096491572,1,null,null,6.8320000000000007,5.3630000000000004,5.5847964346769574,15.4,15.58,17.390432125820322,null,0,0]
[3711,"IteEgsld239",1,0.9068728176833003,7998.8549944002989,0,"gsld",10,1.0900000000000001,1.0900000000000001,1.0900000000000001,1.0900000000000001,1.1200000000000001,1.1200000000000001,1.1200000000000001,1.1200000000000001,1.1200000000000001,1.1200000000000001,1.0900000000000001,1.0900000000000001,402.20803144905238,0,3049.2872630586776,0,0,0,1,0,null,null,4.7977251500230285,null,1663.0320964915611,1,null,null,6.8320000000000007,5.3630000000000004,5.5847964346769574,15.4,15.58,17.390432125820322,null,0,0]
[3718,"IagNgsld240",1,0.9068728176833003,7998.8549944002998,0,"gsld",15,1.0900000000000001,1.0900000000000001,1.0900000000000001,1.0900000000000001,1.1200000000000001,1.1200000000000001,1.1200000000000001,1.1200000000000001,1.1200000000000001,1.1200000000000001,1.0900000000000001,1.0900000000000001,479.93129966401801,0,3006.1421895470326,0,0,0,1,0,null,null,4.7298410228716969,null,1619.8870229799163,1,null,null,6.8320000000000007,5.3630000000000004,5.5847964346769574,15.4,15.58,17.390432125820322,null,0,0]
[3730,"ImiNgsld240",1,0.9068728176833003,7998.8549944002998,0,"gsld",15,1.0900000000000001,1.0900000000000001,1.0900000000000001,1.0900000000000001,1.1200000000000001,1.1200000000000001,1.1200000000000001,1.1200000000000001,1.1200000000000001,1.1200000000000001,1.0900000000000001,1.0900000000000001,479.93129966401801,0,3006.1421895470326,0,0,0,1,0,null,null,4.7298410228716969,null,1619.8870229799163,1,null,null,6.8320000000000007,5.3630000000000004,5.5847964346769574,15.4,15.58,17.390432125820322,null,0,0]
[3737,"ItrTgsld240",1,0.9068728176833003,7998.8549944002998,0,"gsld",15,1.0900000000000001,1.0900000000000001,1.0900000000000001,1.0900000000000001,1.1200000000000001,1.1200000000000001,1.1200000000000001,1.1200000000000001,1.1200000000000001,1.1200000000000001,1.0900000000000001,1.0900000000000001,479.93129966401801,0,3006.1421895470326,0,0,0,1,0,null,null,4.7298410228716969,null,1619.8870229799163,1,null,null,6.8320000000000007,5.3630000000000004,5.5847964346769574,15.4,15.58,17.390432125820322,null,0,0]
[3740,"IwaNgsld240",1,0.9068728176833003,7998.8549944002998,0,"gsld",15,1.0900000000000001,1.0900000000000001,1.0900000000000001,1.0900000000000001,1.1200000000000001,1.1200000000000001,1.1200000000000001,1.1200000000000001,1.1200000000000001,1.1200000000000001,1.0900000000000001,1.0900000000000001,479.93129966401801,0,3006.1421895470326,0,0,0,1,0,null,null,4.7298410228716969,null,1619.8870229799163,1,null,null,6.8320000000000007,5.3630000000000004,5.5847964346769574,15.4,15.58,17.390432125820322,null,0,0]
[3752,"ImeNgsld241",1,0.90687281768330041,7998.8549944002998,0,"gsld",3,1.0900000000000001,1.0900000000000001,1.0900000000000001,1.0900000000000001,1.1200000000000001,1.1200000000000001,1.1200000000000001,1.1200000000000001,1.1200000000000001,1.1200000000000001,1.0900000000000001,1.0900000000000001,402.20803144905244,0,3717.9272882339042,0,0,0,1,0,null,null,5.8497582280339815,null,2331.6721216667875,1,null,null,6.8320000000000007,5.3630000000000004,5.5847964346769574,15.4,15.58,17.390432125820322,null,47252.651773278107,4180.8422993276226]
[3759,"IteEgsld241",1,0.90687281768330041,7998.8549944002998,0,"gsld",3,1.0900000000000001,1.0900000000000001,1.0900000000000001,1.0900000000000001,1.1200000000000001,1.1200000000000001,1.1200000000000001,1.1200000000000001,1.1200000000000001,1.1200000000000001,1.0900000000000001,1.0900000000000001,402.20803144905244,0,3717.9272882339042,0,0,0,1,0,null,null,5.8497582280339815,null,2331.6721216667875,1,null,null,6.8320000000000007,5.3630000000000004,5.5847964346769574,15.4,15.58,17.390432125820322,null,47252.651773278107,4180.8422993276226]
[3771,"IelEgsld242",1,0.90687281768330041,7998.8549944003007,0,"gsld",10,1.0900000000000001,1.0900000000000001,1.0900000000000001,1.0900000000000001,1.1200000000000001,1.1200000000000001,1.1200000000000001,1.1200000000000001,1.1200000000000001,1.1200000000000001,1.0900000000000001,1.0900000000000001,402.2080314490525,0,8229.0786594083929,0,0,0,1,0,null,null,12.947569133305922,null,6842.8234928412767,1,null,null,6.8320000000000007,5.3630000000000004,5.5847964346769574,15.4,15.58,17.390432125820322,null,18520.938672368939,1909.0868352298307]
[3778,"ImiNgsld242",1,0.90687281768330041,7998.8549944002998,0,"gsld",10,1.0900000000000001,1.0900000000000001,1.0900000000000001,1.0900000000000001,1.1200000000000001,1.1200000000000001,1.1200000000000001,1.1200000000000001,1.1200000000000001,1.1200000000000001,1.0900000000000001,1.0900000000000001,402.20803144905244,0,14911.65633557175,0,0,0,1,0,null,null,23.461885502355223,null,13525.401169004634,1,null,null,6.8320000000000007,5.3630000000000004,5.5847964346769574,15.4,15.58,17.390432125820322,null,112018.6855758951,11546.574486083427]
[3790,"IchEgsld243",1,0.90687281768330041,7998.8549944003007,0,"gsld",5,1.0900000000000001,1.0900000000000001,1.0900000000000001,1.0900000000000001,1.1200000000000001,1.1200000000000001,1.1200000000000001,1.1200000000000001,1.1200000000000001,1.1200000000000001,1.0900000000000001,1.0900000000000001,402.2080314490525,0,2400.9370673248841,0,0,0,1,0,null,null,3.7776159337551616,null,1014.6819007577675,1,null,null,6.8320000000000007,5.3630000000000004,5.5847964346769574,15.4,15.58,17.390432125820322,null,0,0]
[3802,"IagNgsld301",1,0.90220510041481305,7979.8295151838056,0,"gsld",8,1,1,1,1,1,1,1,1,1,1,1,1,478.78977091102837,0,5125.2136451669458,0,0,0,1,0,null,null,8.3347885473600378,null,3780.3134357902809,1,null,null,6.8320000000000007,5.3630000000000004,5.5847964346769574,15.4,15.58,17.390432125820322,null,0,0]
[3809,"IluEgsld301",1,0.90220510041481305,7979.8295151838056,0,"gsld",8,1,1,1,1,1,1,1,1,1,1,1,1,478.78977091102837,0,5125.2136451669458,0,0,0,1,0,null,null,8.3347885473600378,null,3780.3134357902809,1,null,null,6.8320000000000007,5.3630000000000004,5.5847964346769574,15.4,15.58,17.390432125820322,null,0,0]
[3812,"ImeNgsld301",1,0.90220510041481305,7979.8295151838056,0,"gsld",8,1,1,1,1,1,1,1,1,1,1,1,1,478.78977091102837,0,5125.2136451669458,0,0,0,1,0,null,null,8.3347885473600378,null,3780.3134357902809,1,null,null,6.8320000000000007,5.3630000000000004,5.5847964346769574,15.4,15.58,17.390432125820322,null,0,0]
[3824,"IwaNgsld301",1,0.90687281768330041,7998.8549944002998,0,"gsld",8,1,1,1,1,1,1,1,1,1,1,1,1,479.93129966401807,0,5137.4331600702008,0,0,0,1,0,null,null,8.3408203602424944,null,3790.212793503084,1,null,null,6.8320000000000007,5.3630000000000004,5.5847964346769574,15.4,15.58,17.390432125820322,null,0,0]
[3831,"IelEgsld302",1,0.90220510041481317,7979.8295151838065,0,"gsld",10,1,1,1,1,1,1,1,1,1,1,1,1,478.78977091102837,0,1042.6253439113173,0,0,0,1,0,null,null,1.6955511276713424,null,-302.27486546534806,0,null,null,6.8320000000000007,5.3630000000000004,5.5847964346769574,15.4,15.58,17.390432125820322,null,0,0]
[3843,"IteEgsld302",1,0.90220510041481317,7979.8295151838065,0,"gsld",10,1,1,1,1,1,1,1,1,1,1,1,1,478.78977091102837,0,1042.6253439113173,0,0,0,1,0,null,null,1.6955511276713424,null,-302.27486546534806,0,null,null,6.8320000000000007,5.3630000000000004,5.5847964346769574,15.4,15.58,17.390432125820322,null,0,0]
[3850,"IagNgsld303",1,0.90220510041481317,7979.8295151838056,0,"gsld",10,1,1,1,1,1,1,1,1,1,1,1,1,478.78977091102843,0,1390.2142012515342,0,0,0,1,0,null,null,2.2608113934714105,null,45.313991874869004,1,null,null,6.8320000000000007,5.3630000000000004,5.5847964346769574,15.4,15.58,17.390432125820322,null,0,0]
[3862,"ImiNgsld303",1,0.90220510041481317,7979.8295151838056,0,"gsld",10,1,1,1,1,1,1,1,1,1,1,1,1,478.78977091102843,0,1390.2142012515342,0,0,0,1,0,null,null,2.2608113934714105,null,45.313991874869004,1,null,null,6.8320000000000007,5.3630000000000004,5.5847964346769574,15.4,15.58,17.390432125820322,null,0,0]
[3874,"IagNgsld304",1,0.90220510041481317,7979.8295151838056,0,"gsld",13,1,1,1,1,1,1,1,1,1,1,1,1,478.78977091102837,0,3847.7867208917737,0,0,0,1,0,null,null,6.2573954793504312,null,2502.8865115151084,1,null,null,6.8320000000000007,5.3630000000000004,5.5847964346769574,15.4,15.58,17.390432125820322,null,0,0]
[3881,"IluTgsld304",1,0.90220510041481317,7979.8295151838056,0,"gsld",13,1,1,1,1,1,1,1,1,1,1,1,1,478.78977091102837,0,3847.7867208917737,0,0,0,1,0,null,null,6.2573954793504312,null,2502.8865115151084,1,null,null,6.8320000000000007,5.3630000000000004,5.5847964346769574,15.4,15.58,17.390432125820322,null,0,0]
[3884,"ImeNgsld304",1,0.90220510041481317,7979.8295151838056,0,"gsld",13,1,1,1,1,1,1,1,1,1,1,1,1,478.78977091102837,0,3847.7867208917737,0,0,0,1,0,null,null,6.2573954793504312,null,2502.8865115151084,1,null,null,6.8320000000000007,5.3630000000000004,5.5847964346769574,15.4,15.58,17.390432125820322,null,0,0]
[3900,"IchNgsld305",1,0.90220510041481317,7979.8295151838056,0,"gsld",11,1,1,1,1,1,1,1,1,1,1,1,1,478.78977091102837,0,4806.1690957553164,0,0,0,1,0,null,null,7.8159479602868966,null,3461.2688863786516,1,null,null,6.8320000000000007,5.3630000000000004,5.5847964346769574,15.4,15.58,17.390432125820322,null,0,0]
[3903,"IelTgsld305",1,0.90220510041481317,7979.8295151838056,0,"gsld",11,1,1,1,1,1,1,1,1,1,1,1,1,478.78977091102837,0,4806.1690957553164,0,0,0,1,0,null,null,7.8159479602868966,null,3461.2688863786516,1,null,null,6.8320000000000007,5.3630000000000004,5.5847964346769574,15.4,15.58,17.390432125820322,null,0,0]
[3915,"IteTgsld305",1,0.90220510041481317,7979.8295151838056,0,"gsld",11,1,1,1,1,1,1,1,1,1,1,1,1,478.78977091102837,0,4806.1690957553164,0,0,0,1,0,null,null,7.8159479602868966,null,3461.2688863786516,1,null,null,6.8320000000000007,5.3630000000000004,5.5847964346769574,15.4,15.58,17.390432125820322,null,0,0]
[3922,"IagNgsld306",1,0.90220510041481317,7979.8295151838056,0,"gsld",15,1,1,1,1,1,1,1,1,1,1,1,1,478.78977091102843,0,2397.4102041990741,0,0,0,1,0,null,null,3.898746178537432,null,1052.5099948224088,1,null,null,6.8320000000000007,5.3630000000000004,5.5847964346769574,15.4,15.58,17.390432125820322,null,0,0]
[3934,"ImiNgsld306",1,0.90220510041481317,7979.8295151838056,0,"gsld",15,1,1,1,1,1,1,1,1,1,1,1,1,478.78977091102843,0,2397.4102041990741,0,0,0,1,0,null,null,3.898746178537432,null,1052.5099948224088,1,null,null,6.8320000000000007,5.3630000000000004,5.5847964346769574,15.4,15.58,17.390432125820322,null,0,0]
[3946,"IagNgsld307",1,0.90220510041481328,7979.8295151838065,0,"gsld",15,1,1,1,1,1,1,1,1,1,1,1,1,478.78977091102837,0,3331.7885292790288,0,0,0,1,0,null,null,5.4182624957004757,null,1986.888319902363,1,null,null,6.8320000000000007,5.3630000000000004,5.5847964346769574,15.4,15.58,17.390432125820322,null,0,0]
[3953,"IluTgsld307",1,0.90220510041481328,7979.8295151838065,0,"gsld",15,1,1,1,1,1,1,1,1,1,1,1,1,478.78977091102837,0,3331.7885292790288,0,0,0,1,0,null,null,5.4182624957004757,null,1986.888319902363,1,null,null,6.8320000000000007,5.3630000000000004,5.5847964346769574,15.4,15.58,17.390432125820322,null,0,0]
[3963,"IteTgsld307",1,0.90220510041481328,7979.8295151838065,0,"gsld",15,1,1,1,1,1,1,1,1,1,1,1,1,478.78977091102837,0,3331.7885292790288,0,0,0,1,0,null,null,5.4182624957004757,null,1986.888319902363,1,null,null,6.8320000000000007,5.3630000000000004,5.5847964346769574,15.4,15.58,17.390432125820322,null,0,0]
[3973,"IcoEgsld401",1,0.90220510041481328,7979.8295151838065,0,"gsld",10,1.0900000000000001,1.0900000000000001,1.0900000000000001,1.0900000000000001,1.1200000000000001,1.1200000000000001,1.1200000000000001,1.1200000000000001,1.1200000000000001,1.1200000000000001,1.0900000000000001,1.0900000000000001,478.78977091102843,0,3952.0757346010423,0,0,0,1,0,null,null,6.2281642240753827,null,2568.1407252243766,1,null,null,6.8320000000000007,5.3630000000000004,5.5847964346769574,15.4,15.58,17.390432125820322,null,0,0]
[3976,"IelNgsld401",1,0.90220510041481328,7979.8295151838065,0,"gsld",10,1.0900000000000001,1.0900000000000001,1.0900000000000001,1.0900000000000001,1.1200000000000001,1.1200000000000001,1.1200000000000001,1.1200000000000001,1.1200000000000001,1.1200000000000001,1.0900000000000001,1.0900000000000001,478.78977091102843,0,3952.0757346010423,0,0,0,1,0,null,null,6.2281642240753827,null,2568.1407252243766,1,null,null,6.8320000000000007,5.3630000000000004,5.5847964346769574,15.4,15.58,17.390432125820322,null,0,0]
[3988,"IteNgsld401",1,0.90220510041481328,7979.8295151838065,0,"gsld",10,1.0900000000000001,1.0900000000000001,1.0900000000000001,1.0900000000000001,1.1200000000000001,1.1200000000000001,1.1200000000000001,1.1200000000000001,1.1200000000000001,1.1200000000000001,1.0900000000000001,1.0900000000000001,478.78977091102843,0,3952.0757346010423,0,0,0,1,0,null,null,6.2281642240753827,null,2568.1407252243766,1,null,null,6.8320000000000007,5.3630000000000004,5.5847964346769574,15.4,15.58,17.390432125820322,null,0,0]
[3995,"IchEgsld402",1,0.90220510041481317,7979.8295151838056,0,"gsld",8,1.0900000000000001,1.0900000000000001,1.0900000000000001,1.0900000000000001,1.1200000000000001,1.1200000000000001,1.1200000000000001,1.1200000000000001,1.1200000000000001,1.1200000000000001,1.0900000000000001,1.0900000000000001,401.25136945825523,0,7193.434177090965,0,0,0,1,0,null,null,11.336293228834544,null,5809.4991677143007,1,null,null,6.8320000000000007,5.3630000000000004,5.5847964346769574,15.4,15.58,17.390432125820322,null,22794.083957259863,2016.7856576639692]
[4007,"IprEgsld402",1,0.90220510041481317,7979.8295151838056,0,"gsld",8,1.0900000000000001,1.0900000000000001,1.0900000000000001,1.0900000000000001,1.1200000000000001,1.1200000000000001,1.1200000000000001,1.1200000000000001,1.1200000000000001,1.1200000000000001,1.0900000000000001,1.0900000000000001,401.25136945825523,0,7193.434177090965,0,0,0,1,0,null,null,11.336293228834544,null,5809.4991677143007,1,null,null,6.8320000000000007,5.3630000000000004,5.5847964346769574,15.4,15.58,17.390432125820322,null,22794.083957259863,2016.7856576639692]
[4019,"IchEgsld403",1,0.90220510041481317,7979.8295151838056,0,"gsld",10,1.0900000000000001,1.0900000000000001,1.0900000000000001,1.0900000000000001,1.1200000000000001,1.1200000000000001,1.1200000000000001,1.1200000000000001,1.1200000000000001,1.1200000000000001,1.0900000000000001,1.0900000000000001,401.25136945825528,0,604.37328388180822,0,0,0,1,0,null,null,0.95244532682003857,null,-779.561725494857,0,null,null,6.8320000000000007,5.3630000000000004,5.5847964346769574,15.4,15.58,17.390432125820322,null,0,0]
[4026,"IluNgsld403",1,0.90220510041481317,7979.8295151838056,0,"gsld",10,1.0900000000000001,1.0900000000000001,1.0900000000000001,1.0900000000000001,1.1200000000000001,1.1200000000000001,1.1200000000000001,1.1200000000000001,1.1200000000000001,1.1200000000000001,1.0900000000000001,1.0900000000000001,401.25136945825528,0,628.54821523708051,0,0,0,1,0,null,null,0.99054313989284004,null,-755.38679413958471,0,null,null,6.8320000000000007,5.3630000000000004,5.5847964346769574,15.4,15.58,17.390432125820322,null,0,0]
[4029,"ImiEgsld403",1,0.90220510041481317,7979.8295151838056,0,"gsld",10,1.0900000000000001,1.0900000000000001,1.0900000000000001,1.0900000000000001,1.1200000000000001,1.1200000000000001,1.1200000000000001,1.1200000000000001,1.1200000000000001,1.1200000000000001,1.0900000000000001,1.0900000000000001,401.25136945825528,0,613.81935357927648,0,0,0,1,0,null,null,0.96733159856650686,null,-770.11565579738874,0,null,null,6.8320000000000007,5.3630000000000004,5.5847964346769574,15.4,15.58,17.390432125820322,null,0,0]
[4045,"IcoEgsld404",1,0.90220510041481317,7979.8295151838056,0,"gsld",10,1.0900000000000001,1.0900000000000001,1.0900000000000001,1.0900000000000001,1.1200000000000001,1.1200000000000001,1.1200000000000001,1.1200000000000001,1.1200000000000001,1.1200000000000001,1.0900000000000001,1.0900000000000001,478.78977091102831,0,612.6318008044168,0,0,0,1,0,null,null,0.96546010768341806,null,-771.30320857224842,0,null,null,6.8320000000000007,5.3630000000000004,5.5847964346769574,15.4,15.58,17.390432125820322,null,0,0]
[4048,"IelNgsld404",1,0.90220510041481317,7979.8295151838056,0,"gsld",10,1.0900000000000001,1.0900000000000001,1.0900000000000001,1.0900000000000001,1.1200000000000001,1.1200000000000001,1.1200000000000001,1.1200000000000001,1.1200000000000001,1.1200000000000001,1.0900000000000001,1.0900000000000001,478.78977091102831,0,612.6318008044168,0,0,0,1,0,null,null,0.96546010768341806,null,-771.30320857224842,0,null,null,6.8320000000000007,5.3630000000000004,5.5847964346769574,15.4,15.58,17.390432125820322,null,0,0]
[4060,"IteNgsld404",1,0.90220510041481317,7979.8295151838056,0,"gsld",10,1.0900000000000001,1.0900000000000001,1.0900000000000001,1.0900000000000001,1.1200000000000001,1.1200000000000001,1.1200000000000001,1.1200000000000001,1.1200000000000001,1.1200000000000001,1.0900000000000001,1.0900000000000001,478.78977091102831,0,612.6318008044168,0,0,0,1,0,null,null,0.96546010768341806,null,-771.30320857224842,0,null,null,6.8320000000000007,5.3630000000000004,5.5847964346769574,15.4,15.58,17.390432125820322,null,0,0]
[4067,"IchEgsld405",1,0.90220510041481328,7979.8295151838065,0,"gsld",15,1.0900000000000001,1.0900000000000001,1.0900000000000001,1.0900000000000001,1.1200000000000001,1.1200000000000001,1.1200000000000001,1.1200000000000001,1.1200000000000001,1.1200000000000001,1.0900000000000001,1.0900000000000001,401.25136945825528,0,494949.70256742882,0,0,0,1,0,null,null,780.00226646931901,null,493565.76755805209,1,null,null,6.8320000000000007,5.3630000000000004,5.5847964346769574,15.4,15.58,17.390432125820322,null,5099886.1593306856,669548.3334329105]
[4079,"IprEgsld405",1,0.90220510041481328,7979.8295151838065,0,"gsld",15,1.0900000000000001,1.0900000000000001,1.0900000000000001,1.0900000000000001,1.1200000000000001,1.1200000000000001,1.1200000000000001,1.1200000000000001,1.1200000000000001,1.1200000000000001,1.0900000000000001,1.0900000000000001,401.25136945825528,0,903165.34502684348,0,0,0,1,0,null,null,1423.3183947039745,null,901781.41001746687,1,null,null,6.8320000000000007,5.3630000000000004,5.5847964346769574,15.4,15.58,17.390432125820322,null,9385607.9681569729,1232207.5389539441]
[4086,"ItrNgsld405",1,0.90220510041481317,7979.8295151838047,0,"gsld",15,1.0900000000000001,1.0900000000000001,1.0900000000000001,1.0900000000000001,1.1200000000000001,1.1200000000000001,1.1200000000000001,1.1200000000000001,1.1200000000000001,1.1200000000000001,1.0900000000000001,1.0900000000000001,401.25136945825523,0,812704.63818855491,0,0,0,1,0,null,null,1280.7593508369484,null,811320.70317917829,1,null,null,6.8320000000000007,5.3630000000000004,5.5847964346769574,15.4,15.58,17.390432125820322,null,8435890.4022004139,1107522.0472288448]
[4098,"IluNgsld406",1,0.90220510041481317,7979.8295151838056,0,"gsld",10,1.0900000000000001,1.0900000000000001,1.0900000000000001,1.0900000000000001,1.1200000000000001,1.1200000000000001,1.1200000000000001,1.1200000000000001,1.1200000000000001,1.1200000000000001,1.0900000000000001,1.0900000000000001,478.78977091102837,0,1879.9729846203356,0,0,0,1,0,null,null,2.9626913225696536,null,496.03797524367042,1,null,null,6.8320000000000007,5.3630000000000004,5.5847964346769574,15.4,15.58,17.390432125820322,null,0,0]
[4101,"ImiEgsld406",1,0.90220510041481317,7979.8295151838056,0,"gsld",10,1.0900000000000001,1.0900000000000001,1.0900000000000001,1.0900000000000001,1.1200000000000001,1.1200000000000001,1.1200000000000001,1.1200000000000001,1.1200000000000001,1.1200000000000001,1.0900000000000001,1.0900000000000001,478.78977091102843,0,1836.1123135322327,0,0,0,1,0,null,null,2.893570313545661,null,452.1773041555673,1,null,null,6.8320000000000007,5.3630000000000004,5.5847964346769574,15.4,15.58,17.390432125820322,null,0,0]
[4117,"IcoEgsld407",1,0.90220510041481328,7979.8295151838065,0,"gsld",10,1.0900000000000001,1.0900000000000001,1.0900000000000001,1.0900000000000001,1.1200000000000001,1.1200000000000001,1.1200000000000001,1.1200000000000001,1.1200000000000001,1.1200000000000001,1.0900000000000001,1.0900000000000001,478.78977091102843,0,793.0778929825284,0,0,0,1,0,null,null,1.2498291256752694,null,-590.85711639413705,0,null,null,6.8320000000000007,5.3630000000000004,5.5847964346769574,15.4,15.58,17.390432125820322,null,0,0]
[4120,"IelNgsld407",1,0.90220510041481328,7979.8295151838065,0,"gsld",10,1.0900000000000001,1.0900000000000001,1.0900000000000001,1.0900000000000001,1.1200000000000001,1.1200000000000001,1.1200000000000001,1.1200000000000001,1.1200000000000001,1.1200000000000001,1.0900000000000001,1.0900000000000001,478.78977091102843,0,793.0778929825284,0,0,0,1,0,null,null,1.2498291256752694,null,-590.85711639413705,0,null,null,6.8320000000000007,5.3630000000000004,5.5847964346769574,15.4,15.58,17.390432125820322,null,0,0]
[4132,"IteNgsld407",1,0.90220510041481328,7979.8295151838065,0,"gsld",10,1.0900000000000001,1.0900000000000001,1.0900000000000001,1.0900000000000001,1.1200000000000001,1.1200000000000001,1.1200000000000001,1.1200000000000001,1.1200000000000001,1.1200000000000001,1.0900000000000001,1.0900000000000001,478.78977091102843,0,793.0778929825284,0,0,0,1,0,null,null,1.2498291256752694,null,-590.85711639413705,0,null,null,6.8320000000000007,5.3630000000000004,5.5847964346769574,15.4,15.58,17.390432125820322,null,0,0]
[4139,"IchEgsld408",1,0.90220510041481328,7979.8295151838065,0,"gsld",8,1.0900000000000001,1.0900000000000001,1.0900000000000001,1.0900000000000001,1.1200000000000001,1.1200000000000001,1.1200000000000001,1.1200000000000001,1.1200000000000001,1.1200000000000001,1.0900000000000001,1.0900000000000001,478.78977091102843,0,364.09548788984068,0,0,0,1,0,null,null,0.57378619340949799,null,-1019.8395214868248,0,null,null,6.8320000000000007,5.3630000000000004,5.5847964346769574,15.4,15.58,17.390432125820322,null,0,0]
[4151,"IprEgsld408",1,0.90220510041481328,7979.8295151838065,0,"gsld",8,1.0900000000000001,1.0900000000000001,1.0900000000000001,1.0900000000000001,1.1200000000000001,1.1200000000000001,1.1200000000000001,1.1200000000000001,1.1200000000000001,1.1200000000000001,1.0900000000000001,1.0900000000000001,478.78977091102843,0,364.09548788984068,0,0,0,1,0,null,null,0.57378619340949799,null,-1019.8395214868248,0,null,null,6.8320000000000007,5.3630000000000004,5.5847964346769574,15.4,15.58,17.390432125820322,null,0,0]
[4158,"ItrNgsld408",1,0.90220510041481317,7979.8295151838056,0,"gsld",8,1.0900000000000001,1.0900000000000001,1.0900000000000001,1.0900000000000001,1.1200000000000001,1.1200000000000001,1.1200000000000001,1.1200000000000001,1.1200000000000001,1.1200000000000001,1.0900000000000001,1.0900000000000001,478.78977091102831,0,375.65407480697843,0,0,0,1,0,null,null,0.59200162812091062,null,-1008.2809345696869,0,null,null,6.8320000000000007,5.3630000000000004,5.5847964346769574,15.4,15.58,17.390432125820322,null,0,0]
[4170,"IteNgsld409",1,0.90220510041481317,7979.8295151838056,0,"gsld",15,1.0900000000000001,1.0900000000000001,1.0900000000000001,1.0900000000000001,1.1200000000000001,1.1200000000000001,1.1200000000000001,1.1200000000000001,1.1200000000000001,1.1200000000000001,1.0900000000000001,1.0900000000000001,478.78977091102843,0,8020.5782950228204,0,0,0,1,0,null,null,12.639808077589743,null,6636.6432856461561,1,null,null,6.8320000000000007,5.3630000000000004,5.5847964346769574,15.4,15.58,17.390432125820322,null,0,0]
[4173,"IagTgsld410",1,0.90220510041481328,7979.8295151838056,0,"gsld",5,1.0900000000000001,1.0900000000000001,1.0900000000000001,1.0900000000000001,1.1200000000000001,1.1200000000000001,1.1200000000000001,1.1200000000000001,1.1200000000000001,1.1200000000000001,1.0900000000000001,1.0900000000000001,478.78977091102843,0,68.725417578461276,0,0,0,1,0,null,null,0.10830591714103968,null,-1315.2095917982037,0,null,null,6.8320000000000007,5.3630000000000004,5.5847964346769574,15.4,15.58,17.390432125820322,null,0,0]
[4189,"IstTgsld410",1,0.90220510041481328,7979.8295151838056,0,"gsld",5,1.0900000000000001,1.0900000000000001,1.0900000000000001,1.0900000000000001,1.1200000000000001,1.1200000000000001,1.1200000000000001,1.1200000000000001,1.1200000000000001,1.1200000000000001,1.0900000000000001,1.0900000000000001,478.78977091102843,0,68.725417578461276,0,0,0,1,0,null,null,0.10830591714103968,null,-1315.2095917982037,0,null,null,6.8320000000000007,5.3630000000000004,5.5847964346769574,15.4,15.58,17.390432125820322,null,0,0]
[4192,"IteNgsld410",1,0.90220510041481328,7979.8295151838056,0,"gsld",5,1.0900000000000001,1.0900000000000001,1.0900000000000001,1.0900000000000001,1.1200000000000001,1.1200000000000001,1.1200000000000001,1.1200000000000001,1.1200000000000001,1.1200000000000001,1.0900000000000001,1.0900000000000001,478.78977091102843,0,68.725417578461276,0,0,0,1,0,null,null,0.10830591714103968,null,-1315.2095917982037,0,null,null,6.8320000000000007,5.3630000000000004,5.5847964346769574,15.4,15.58,17.390432125820322,null,0,0]
[4204,"IcoNgsld412",1,0.90220510041481317,7979.8295151838056,0,"gsld",10,1.0900000000000001,1.0900000000000001,1.0900000000000001,1.0900000000000001,1.1200000000000001,1.1200000000000001,1.1200000000000001,1.1200000000000001,1.1200000000000001,1.1200000000000001,1.0900000000000001,1.0900000000000001,478.78977091102843,0,162.54862276305144,0,0,0,1,0,null,null,0.25616399708690329,null,-1221.3863866136139,0,null,null,6.8320000000000007,5.3630000000000004,5.5847964346769574,15.4,15.58,17.390432125820322,null,0,0]
[4211,"ImiTgsld412",1,0.90220510041481317,7979.8295151838056,0,"gsld",10,1.0900000000000001,1.0900000000000001,1.0900000000000001,1.0900000000000001,1.1200000000000001,1.1200000000000001,1.1200000000000001,1.1200000000000001,1.1200000000000001,1.1200000000000001,1.0900000000000001,1.0900000000000001,478.78977091102837,0,165.09992100380288,0,0,0,1,0,null,null,0.26018464484141768,null,-1218.8350883728624,0,null,null,6.8320000000000007,5.3630000000000004,5.5847964346769574,15.4,15.58,17.390432125820322,null,0,0]
[4223,"IagTgsld413",1,0.90220510041481317,7979.8295151838056,0,"gsld",11,1.0900000000000001,1.0900000000000001,1.0900000000000001,1.0900000000000001,1.1200000000000001,1.1200000000000001,1.1200000000000001,1.1200000000000001,1.1200000000000001,1.1200000000000001,1.0900000000000001,1.0900000000000001,478.78977091102843,0,6138.330396295235,0,0,0,1,0,null,null,9.6735316671809137,null,4754.3953869185707,1,null,null,6.8320000000000007,5.3630000000000004,5.5847964346769574,15.4,15.58,17.390432125820322,null,0,0]
[4230,"IelNgsld413",1,0.90220510041481317,7979.8295151838056,0,"gsld",11,1.0900000000000001,1.0900000000000001,1.0900000000000001,1.0900000000000001,1.1200000000000001,1.1200000000000001,1.1200000000000001,1.1200000000000001,1.1200000000000001,1.1200000000000001,1.0900000000000001,1.0900000000000001,478.78977091102843,0,6138.330396295235,0,0,0,1,0,null,null,9.6735316671809137,null,4754.3953869185707,1,null,null,6.8320000000000007,5.3630000000000004,5.5847964346769574,15.4,15.58,17.390432125820322,null,0,0]
[4242,"IteNgsld413",1,0.90220510041481317,7979.8295151838056,0,"gsld",11,1.0900000000000001,1.0900000000000001,1.0900000000000001,1.0900000000000001,1.1200000000000001,1.1200000000000001,1.1200000000000001,1.1200000000000001,1.1200000000000001,1.1200000000000001,1.0900000000000001,1.0900000000000001,478.78977091102843,0,6138.330396295235,0,0,0,1,0,null,null,9.6735316671809137,null,4754.3953869185707,1,null,null,6.8320000000000007,5.3630000000000004,5.5847964346769574,15.4,15.58,17.390432125820322,null,0,0]
[4245,"IwaTgsld413",1,0.90220510041481317,7979.8295151838056,0,"gsld",11,1.0900000000000001,1.0900000000000001,1.0900000000000001,1.0900000000000001,1.1200000000000001,1.1200000000000001,1.1200000000000001,1.1200000000000001,1.1200000000000001,1.1200000000000001,1.0900000000000001,1.0900000000000001,478.78977091102843,0,6138.330396295235,0,0,0,1,0,null,null,9.6735316671809137,null,4754.3953869185707,1,null,null,6.8320000000000007,5.3630000000000004,5.5847964346769574,15.4,15.58,17.390432125820322,null,0,0]
[4261,"IprTgsld414",1,0.90220510041481317,7979.8295151838056,0,"gsld",15,1.0900000000000001,1.0900000000000001,1.0900000000000001,1.0900000000000001,1.1200000000000001,1.1200000000000001,1.1200000000000001,1.1200000000000001,1.1200000000000001,1.1200000000000001,1.0900000000000001,1.0900000000000001,478.78977091102843,0,7615.4537382347735,0,0,0,1,0,null,null,12.001363260150933,null,6231.5187288581092,1,null,null,6.8320000000000007,5.3630000000000004,5.5847964346769574,15.4,15.58,17.390432125820322,null,0,0]
[4264,"IstNgsld414",1,0.90220510041481317,7979.8295151838056,0,"gsld",15,1.0900000000000001,1.0900000000000001,1.0900000000000001,1.0900000000000001,1.1200000000000001,1.1200000000000001,1.1200000000000001,1.1200000000000001,1.1200000000000001,1.1200000000000001,1.0900000000000001,1.0900000000000001,478.78977091102843,0,7615.4537382347735,0,0,0,1,0,null,null,12.001363260150933,null,6231.5187288581092,1,null,null,6.8320000000000007,5.3630000000000004,5.5847964346769574,15.4,15.58,17.390432125820322,null,0,0]
[4280,"IluNgsld415",1,0.90220510041481317,7979.8295151838047,0,"gsld",15,1.0900000000000001,1.0900000000000001,1.0900000000000001,1.0900000000000001,1.1200000000000001,1.1200000000000001,1.1200000000000001,1.1200000000000001,1.1200000000000001,1.1200000000000001,1.0900000000000001,1.0900000000000001,478.78977091102831,0,1213.3272314443841,0,0,0,1,0,null,null,1.9121094236169027,null,-170.60777793228095,0,null,null,6.8320000000000007,5.3630000000000004,5.5847964346769574,15.4,15.58,17.390432125820322,null,0,0]
[4283,"ImiTgsld415",1,0.90220510041481328,7979.8295151838065,0,"gsld",15,1.0900000000000001,1.0900000000000001,1.0900000000000001,1.0900000000000001,1.1200000000000001,1.1200000000000001,1.1200000000000001,1.1200000000000001,1.1200000000000001,1.1200000000000001,1.0900000000000001,1.0900000000000001,478.78977091102843,0,1185.0117665946848,0,0,0,1,0,null,null,1.8674864515364435,null,-198.9232427819806,0,null,null,6.8320000000000007,5.3630000000000004,5.5847964346769574,15.4,15.58,17.390432125820322,null,0,0]
[4295,"IagTgsld416",1,0.90220510041481317,7979.8295151838056,0,"gsld",15,1.0900000000000001,1.0900000000000001,1.0900000000000001,1.0900000000000001,1.1200000000000001,1.1200000000000001,1.1200000000000001,1.1200000000000001,1.1200000000000001,1.1200000000000001,1.0900000000000001,1.0900000000000001,478.78977091102831,0,1954.7431790372657,0,0,0,1,0,null,null,3.0805233382412092,null,570.80816966060024,1,null,null,6.8320000000000007,5.3630000000000004,5.5847964346769574,15.4,15.58,17.390432125820322,null,0,0]
[4302,"IelNgsld416",1,0.90220510041481317,7979.8295151838056,0,"gsld",15,1.0900000000000001,1.0900000000000001,1.0900000000000001,1.0900000000000001,1.1200000000000001,1.1200000000000001,1.1200000000000001,1.1200000000000001,1.1200000000000001,1.1200000000000001,1.0900000000000001,1.0900000000000001,478.78977091102831,0,1954.7431790372657,0,0,0,1,0,null,null,3.0805233382412092,null,570.80816966060024,1,null,null,6.8320000000000007,5.3630000000000004,5.5847964346769574,15.4,15.58,17.390432125820322,null,0,0]
[4310,"IprNgsld416",1,0.90220510041481317,7979.8295151838056,0,"gsld",15,1.0900000000000001,1.0900000000000001,1.0900000000000001,1.0900000000000001,1.1200000000000001,1.1200000000000001,1.1200000000000001,1.1200000000000001,1.1200000000000001,1.1200000000000001,1.0900000000000001,1.0900000000000001,478.78977091102831,0,1954.7431790372657,0,0,0,1,0,null,null,3.0805233382412092,null,570.80816966060024,1,null,null,6.8320000000000007,5.3630000000000004,5.5847964346769574,15.4,15.58,17.390432125820322,null,0,0]
[4318,"IwaNgsld416",1,0.93223348493392499,8258.5220679651866,0,"gsld",15,1.0900000000000001,1.0900000000000001,1.0900000000000001,1.0900000000000001,1.1200000000000001,1.1200000000000001,1.1200000000000001,1.1200000000000001,1.1200000000000001,1.1200000000000001,1.0900000000000001,1.0900000000000001,495.51132407791124,0,2023.0118513893894,0,0,0,1,0,null,null,3.1147442197907318,null,605.0902852010347,1,null,null,6.8320000000000007,5.3630000000000004,5.5847964346769574,15.4,15.58,17.390432125820322,null,0,0]
[4334,"IprNgsld417",1,0.90220510041481328,7979.8295151838065,0,"gsld",15,1.0900000000000001,1.0900000000000001,1.0900000000000001,1.0900000000000001,1.1200000000000001,1.1200000000000001,1.1200000000000001,1.1200000000000001,1.1200000000000001,1.1200000000000001,1.0900000000000001,1.0900000000000001,478.78977091102837,0,3157.3136621431668,0,0,0,1,0,null,null,4.9756809624321603,null,1773.3786527665013,1,null,null,6.8320000000000007,5.3630000000000004,5.5847964346769574,15.4,15.58,17.390432125820322,null,0,0]
[4337,"IteTgsld417",1,0.90220510041481328,7979.8295151838065,0,"gsld",15,1.0900000000000001,1.0900000000000001,1.0900000000000001,1.0900000000000001,1.1200000000000001,1.1200000000000001,1.1200000000000001,1.1200000000000001,1.1200000000000001,1.1200000000000001,1.0900000000000001,1.0900000000000001,478.78977091102837,0,3157.3136621431668,0,0,0,1,0,null,null,4.9756809624321603,null,1773.3786527665013,1,null,null,6.8320000000000007,5.3630000000000004,5.5847964346769574,15.4,15.58,17.390432125820322,null,0,0]
[4353,"ImeTgsld418",1,0.90220510041481317,7979.8295151838056,0,"gsld",12,1.0900000000000001,1.0900000000000001,1.0900000000000001,1.0900000000000001,1.1200000000000001,1.1200000000000001,1.1200000000000001,1.1200000000000001,1.1200000000000001,1.1200000000000001,1.0900000000000001,1.0900000000000001,478.78977091102837,0,879.48042172471526,0,0,0,1,0,null,null,1.3859927962421892,null,-504.45458765194996,0,null,null,6.8320000000000007,5.3630000000000004,5.5847964346769574,15.4,15.58,17.390432125820322,null,0,0]
[4356,"ImiNgsld418",1,0.90220510041481328,7979.8295151838065,0,"gsld",12,1.0900000000000001,1.0900000000000001,1.0900000000000001,1.0900000000000001,1.1200000000000001,1.1200000000000001,1.1200000000000001,1.1200000000000001,1.1200000000000001,1.1200000000000001,1.0900000000000001,1.0900000000000001,478.78977091102837,0,893.21679995749855,0,0,0,1,0,null,null,1.4076402608210592,null,-490.7182094191669,0,null,null,6.8320000000000007,5.3630000000000004,5.5847964346769574,15.4,15.58,17.390432125820322,null,0,0]
[4368,"IagNgsld419",1,0.90220510041481305,7979.8295151838056,0,"gsld",10,1.0900000000000001,1.0900000000000001,1.0900000000000001,1.0900000000000001,1.1200000000000001,1.1200000000000001,1.1200000000000001,1.1200000000000001,1.1200000000000001,1.1200000000000001,1.0900000000000001,1.0900000000000001,478.78977091102837,0,16645.307716081908,0,0,0,1,0,null,null,26.231711378499842,null,15261.372706705242,1,null,null,6.8320000000000007,5.3630000000000004,5.5847964346769574,15.4,15.58,17.390432125820322,null,136461.72415087995,14066.094904675145]
[4375,"IluTgsld419",1,0.90220510041481328,7979.8295151838056,0,"gsld",10,1.0900000000000001,1.0900000000000001,1.0900000000000001,1.0900000000000001,1.1200000000000001,1.1200000000000001,1.1200000000000001,1.1200000000000001,1.1200000000000001,1.1200000000000001,1.0900000000000001,1.0900000000000001,478.78977091102843,0,17308.463659591755,0,0,0,1,0,null,null,27.276793608627681,null,15924.52865021509,1,null,null,6.8320000000000007,5.3630000000000004,5.5847964346769574,15.4,15.58,17.390432125820322,null,145740.09553813763,15022.483615913243]
[4387,"ItrTgsld419",1,0.90220510041481317,7979.8295151838056,0,"gsld",10,1.0900000000000001,1.0900000000000001,1.0900000000000001,1.0900000000000001,1.1200000000000001,1.1200000000000001,1.1200000000000001,1.1200000000000001,1.1200000000000001,1.1200000000000001,1.0900000000000001,1.0900000000000001,478.78977091102831,0,22325.24601624229,0,0,0,1,0,null,null,35.182852725892459,null,20941.311006865624,1,null,null,6.8320000000000007,5.3630000000000004,5.5847964346769574,15.4,15.58,17.390432125820322,null,215931.26816160907,22257.594426183761]
[4394,"IchNgsld501",1,0.93223348493392499,8258.5220679651866,0,"gsld",15,1.05,1.05,1.05,1.05,1.08,1.08,1.08,1.08,1.08,1.08,1.05,1.05,415.264923037134,0,2133.8800130808991,0,0,0,1,0,null,null,3.3237129507049139,null,730.82884689254445,1,null,null,6.8320000000000007,5.3630000000000004,5.5847964346769574,15.4,15.58,17.390432125820322,null,0,0]
[4406,"IprNgsld501",1,0.93223348493392499,8258.5220679651866,0,"gsld",15,1.05,1.05,1.05,1.05,1.08,1.08,1.08,1.08,1.08,1.08,1.05,1.05,415.264923037134,0,2133.8800130808991,0,0,0,1,0,null,null,3.3237129507049139,null,730.82884689254445,1,null,null,6.8320000000000007,5.3630000000000004,5.5847964346769574,15.4,15.58,17.390432125820322,null,0,0]
[4409,"IteEgsld501",1,0.93223348493392499,8258.5220679651866,0,"gsld",15,1.05,1.05,1.05,1.05,1.08,1.08,1.08,1.08,1.08,1.08,1.05,1.05,415.264923037134,0,2133.8800130808991,0,0,0,1,0,null,null,3.3237129507049139,null,730.82884689254445,1,null,null,6.8320000000000007,5.3630000000000004,5.5847964346769574,15.4,15.58,17.390432125820322,null,0,0]
[4425,"ImeTgsld502",1,0.93223348493392488,8258.5220679651884,0,"gsld",10,1.05,1.05,1.05,1.05,1.08,1.08,1.08,1.08,1.08,1.08,1.05,1.05,495.5113240779113,0,1610.2673047526366,0,0,0,1,0,null,null,2.508138349904554,null,207.21613856428198,1,null,null,6.8320000000000007,5.3630000000000004,5.5847964346769574,15.4,15.58,17.390432125820322,null,0,0]
[4428,"ImiNgsld502",1,0.93223348493392477,8258.5220679651866,0,"gsld",10,1.05,1.05,1.05,1.05,1.08,1.08,1.08,1.08,1.08,1.08,1.05,1.05,495.51132407791124,0,1635.4273579729515,0,0,0,1,0,null,null,2.5473274299916056,null,232.3761917845969,1,null,null,6.8320000000000007,5.3630000000000004,5.5847964346769574,15.4,15.58,17.390432125820322,null,0,0]
[4440,"IagNgsld601",1,0.93223348493392488,8258.5220679651866,0,"gsld",10,1.05,1.05,1.05,1.05,1.08,1.08,1.08,1.08,1.08,1.08,1.05,1.05,495.51132407791124,0,2546.15766176843,0,0,0,1,0,null,null,3.9658730308541656,null,1143.1064955800753,1,null,null,6.8320000000000007,5.3630000000000004,5.5847964346769574,15.4,15.58,17.390432125820322,null,0,0]
[4447,"IluTgsld601",1,0.93223348493392488,8258.5220679651866,0,"gsld",10,1.05,1.05,1.05,1.05,1.08,1.08,1.08,1.08,1.08,1.08,1.05,1.05,495.51132407791124,0,2546.15766176843,0,0,0,1,0,null,null,3.9658730308541656,null,1143.1064955800753,1,null,null,6.8320000000000007,5.3630000000000004,5.5847964346769574,15.4,15.58,17.390432125820322,null,0,0]
[4459,"ItrTgsld601",1,0.93223348493392488,8258.5220679651866,0,"gsld",10,1.05,1.05,1.05,1.05,1.08,1.08,1.08,1.08,1.08,1.08,1.05,1.05,495.51132407791124,0,2546.15766176843,0,0,0,1,0,null,null,3.9658730308541656,null,1143.1064955800753,1,null,null,6.8320000000000007,5.3630000000000004,5.5847964346769574,15.4,15.58,17.390432125820322,null,0,0]
[4466,"IchNgsld602",1,0.93223348493392499,8258.5220679651866,0,"gsld",15,1.05,1.05,1.05,1.05,1.08,1.08,1.08,1.08,1.08,1.08,1.05,1.05,415.26492303713405,0,2097.8583885703711,0,0,0,1,0,null,null,3.2676059816358274,null,694.80722238201645,1,null,null,6.8320000000000007,5.3630000000000004,5.5847964346769574,15.4,15.58,17.390432125820322,null,0,0]
[4478,"IprNgsld602",1,0.93223348493392499,8258.5220679651866,0,"gsld",15,1.05,1.05,1.05,1.05,1.08,1.08,1.08,1.08,1.08,1.08,1.05,1.05,415.26492303713405,0,2097.8583885703711,0,0,0,1,0,null,null,3.2676059816358274,null,694.80722238201645,1,null,null,6.8320000000000007,5.3630000000000004,5.5847964346769574,15.4,15.58,17.390432125820322,null,0,0]
[4481,"IteEgsld602",1,0.93223348493392499,8258.5220679651866,0,"gsld",15,1.05,1.05,1.05,1.05,1.08,1.08,1.08,1.08,1.08,1.08,1.05,1.05,415.26492303713405,0,2097.8583885703711,0,0,0,1,0,null,null,3.2676059816358274,null,694.80722238201645,1,null,null,6.8320000000000007,5.3630000000000004,5.5847964346769574,15.4,15.58,17.390432125820322,null,0,0]
[4497,"ImeTgsld603",1,0.93223348493392488,8258.5220679651866,0,"gsld",15,1.05,1.05,1.05,1.05,1.08,1.08,1.08,1.08,1.08,1.08,1.05,1.05,495.51132407791124,0,234164.30714851565,0,0,0,1,0,null,null,364.73228836267197,null,232761.25598232727,1,null,null,6.8320000000000007,5.3630000000000004,5.5847964346769574,15.4,15.58,17.390432125820322,null,2359897.2508695279,309823.63567110855]
[4500,"ImiNgsld603",1,0.93223348493392488,8258.5220679651866,0,"gsld",15,1.05,1.05,1.05,1.05,1.08,1.08,1.08,1.08,1.08,1.08,1.05,1.05,495.51132407791124,0,234164.30714851565,0,0,0,1,0,null,null,364.73228836267197,null,232761.25598232727,1,null,null,6.8320000000000007,5.3630000000000004,5.5847964346769574,15.4,15.58,17.390432125820322,null,2359897.2508695279,309823.63567110855]
[4512,"IagNgsld604",1,0.93223348493392488,8258.5220679651866,0,"gsld",15,1.05,1.05,1.05,1.05,1.08,1.08,1.08,1.08,1.08,1.08,1.05,1.05,495.5113240779113,0,54890.639226458603,0,0,0,1,0,null,null,85.497182292852258,null,53487.588060270253,1,null,null,6.8320000000000007,5.3630000000000004,5.5847964346769574,15.4,15.58,17.390432125820322,null,477762.12272589165,62723.916388453741]
[4519,"IluTgsld604",1,0.93223348493392488,8258.5220679651866,0,"gsld",15,1.05,1.05,1.05,1.05,1.08,1.08,1.08,1.08,1.08,1.08,1.05,1.05,495.5113240779113,0,54890.639226458603,0,0,0,1,0,null,null,85.497182292852258,null,53487.588060270253,1,null,null,6.8320000000000007,5.3630000000000004,5.5847964346769574,15.4,15.58,17.390432125820322,null,477762.12272589165,62723.916388453741]
[4531,"ItrTgsld604",1,0.93223348493392488,8258.5220679651866,0,"gsld",15,1.05,1.05,1.05,1.05,1.08,1.08,1.08,1.08,1.08,1.08,1.05,1.05,495.5113240779113,0,54890.639226458603,0,0,0,1,0,null,null,85.497182292852258,null,53487.588060270253,1,null,null,6.8320000000000007,5.3630000000000004,5.5847964346769574,15.4,15.58,17.390432125820322,null,477762.12272589165,62723.916388453741]
[4538,"IchNgsld605",1,0.93223348493392488,8258.5220679651866,0,"gsld",15,1.05,1.05,1.05,1.05,1.08,1.08,1.08,1.08,1.08,1.08,1.05,1.05,495.5113240779113,0,78123.709387356575,0,0,0,1,0,null,null,121.68481032490926,null,76720.658221168225,1,null,null,6.8320000000000007,5.3630000000000004,5.5847964346769574,15.4,15.58,17.390432125820322,null,721678.46198778215,94746.940696762744]
[4550,"IprNgsld605",1,0.93223348493392488,8258.5220679651866,0,"gsld",15,1.05,1.05,1.05,1.05,1.08,1.08,1.08,1.08,1.08,1.08,1.05,1.05,495.5113240779113,0,78123.709387356575,0,0,0,1,0,null,null,121.68481032490926,null,76720.658221168225,1,null,null,6.8320000000000007,5.3630000000000004,5.5847964346769574,15.4,15.58,17.390432125820322,null,721678.46198778215,94746.940696762744]
[4553,"IteTgsld605",1,0.93223348493392488,8258.5220679651866,0,"gsld",15,1.05,1.05,1.05,1.05,1.08,1.08,1.08,1.08,1.08,1.08,1.05,1.05,495.5113240779113,0,78123.709387356575,0,0,0,1,0,null,null,121.68481032490926,null,76720.658221168225,1,null,null,6.8320000000000007,5.3630000000000004,5.5847964346769574,15.4,15.58,17.390432125820322,null,721678.46198778215,94746.940696762744]
[4569,"ImeTgsld606",1,0.93223348493392488,8258.5220679651866,0,"gsld",14,1.05,1.05,1.05,1.05,1.08,1.08,1.08,1.08,1.08,1.08,1.05,1.05,495.5113240779113,0,441.24974939129709,0,0,0,1,0,null,null,0.68728677224437307,null,-961.80141679705741,0,null,null,6.8320000000000007,5.3630000000000004,5.5847964346769574,15.4,15.58,17.390432125820322,null,0,0]
[4572,"ImiNgsld606",1,0.93223348493392488,8258.5220679651866,0,"gsld",14,1.05,1.05,1.05,1.05,1.08,1.08,1.08,1.08,1.08,1.08,1.05,1.05,495.5113240779113,0,441.24974939129709,0,0,0,1,0,null,null,0.68728677224437307,null,-961.80141679705741,0,null,null,6.8320000000000007,5.3630000000000004,5.5847964346769574,15.4,15.58,17.390432125820322,null,0,0]
[4579,"ItrTgsld606",1,0.93223348493392488,8258.5220679651866,0,"gsld",14,1.05,1.05,1.05,1.05,1.08,1.08,1.08,1.08,1.08,1.08,1.05,1.05,495.5113240779113,0,441.24974939129709,0,0,0,1,0,null,null,0.68728677224437307,null,-961.80141679705741,0,null,null,6.8320000000000007,5.3630000000000004,5.5847964346769574,15.4,15.58,17.390432125820322,null,0,0]
[4591,"IluTgsld607",1,0.93223348493392499,8258.5220679651866,0,"gsld",14,1.05,1.05,1.05,1.05,1.08,1.08,1.08,1.08,1.08,1.08,1.05,1.05,495.51132407791124,0,372.2593327164177,0,0,0,1,0,null,null,0.57982789921910172,null,-1030.791833471937,0,null,null,6.8320000000000007,5.3630000000000004,5.5847964346769574,15.4,15.58,17.390432125820322,null,0,0]
[4603,"ItrTgsld607",1,0.93223348493392499,8258.5220679651866,0,"gsld",14,1.05,1.05,1.05,1.05,1.08,1.08,1.08,1.08,1.08,1.08,1.05,1.05,495.51132407791124,0,372.2593327164177,0,0,0,1,0,null,null,0.57982789921910172,null,-1030.791833471937,0,null,null,6.8320000000000007,5.3630000000000004,5.5847964346769574,15.4,15.58,17.390432125820322,null,0,0]
[4610,"IchNgsld608",1,0.93223348493392488,8258.5220679651866,0,"gsld",5,1.05,1.05,1.05,1.05,1.08,1.08,1.08,1.08,1.08,1.08,1.05,1.05,415.264923037134,0,3641.07253735411,0,0,0,1,0,null,null,5.6713029189430122,null,2238.0213711657552,1,null,null,6.8320000000000007,5.3630000000000004,5.5847964346769574,15.4,15.58,17.390432125820322,null,0,0]
[4622,"IprNgsld608",1,0.93223348493392488,8258.5220679651866,0,"gsld",5,1.05,1.05,1.05,1.05,1.08,1.08,1.08,1.08,1.08,1.08,1.05,1.05,415.264923037134,0,3641.07253735411,0,0,0,1,0,null,null,5.6713029189430122,null,2238.0213711657552,1,null,null,6.8320000000000007,5.3630000000000004,5.5847964346769574,15.4,15.58,17.390432125820322,null,0,0]
[4625,"IteEgsld608",1,0.93223348493392488,8258.5220679651866,0,"gsld",5,1.05,1.05,1.05,1.05,1.08,1.08,1.08,1.08,1.08,1.08,1.05,1.05,415.264923037134,0,3641.07253735411,0,0,0,1,0,null,null,5.6713029189430122,null,2238.0213711657552,1,null,null,6.8320000000000007,5.3630000000000004,5.5847964346769574,15.4,15.58,17.390432125820322,null,0,0]
[4641,"ImeTgsld609",1,0.93223348493392499,8258.5220679651866,0,"gsld",14,1.05,1.05,1.05,1.05,1.08,1.08,1.08,1.08,1.08,1.08,1.05,1.05,495.51132407791124,0,2591.896273123938,0,0,0,1,0,null,null,4.0371150941274756,null,1188.8451069355833,1,null,null,6.8320000000000007,5.3630000000000004,5.5847964346769574,15.4,15.58,17.390432125820322,null,0,0]
[4644,"ImiNgsld609",1,0.93223348493392499,8258.5220679651866,0,"gsld",14,1.05,1.05,1.05,1.05,1.08,1.08,1.08,1.08,1.08,1.08,1.05,1.05,495.51132407791124,0,2591.896273123938,0,0,0,1,0,null,null,4.0371150941274756,null,1188.8451069355833,1,null,null,6.8320000000000007,5.3630000000000004,5.5847964346769574,15.4,15.58,17.390432125820322,null,0,0]
[4653,"IwaTgsld609",1,0.93046755565175365,8228.3728831277422,0,"gsld",14,1.05,1.05,1.05,1.05,1.08,1.08,1.08,1.08,1.08,1.08,1.05,1.05,493.70237298766455,0,2582.4341006946825,0,0,0,1,0,null,null,4.0325327117097371,null,1183.0596275972543,1,null,null,6.8320000000000007,5.3630000000000004,5.5847964346769574,15.4,15.58,17.390432125820322,null,0,0]
[4664,"IluNgsld610",1,0.93223348493392488,8258.5220679651866,0,"gsld",14,1.05,1.05,1.05,1.05,1.08,1.08,1.08,1.08,1.08,1.08,1.05,1.05,495.51132407791124,0,3075.0618993930975,0,0,0,1,0,null,null,4.7896896716678734,null,1672.0107332047428,1,null,null,6.8320000000000007,5.3630000000000004,5.5847964346769574,15.4,15.58,17.390432125820322,null,0,0]
[4676,"ItrNgsld610",1,0.93223348493392488,8258.5220679651866,0,"gsld",14,1.05,1.05,1.05,1.05,1.08,1.08,1.08,1.08,1.08,1.08,1.05,1.05,495.51132407791124,0,3075.0618993930975,0,0,0,1,0,null,null,4.7896896716678734,null,1672.0107332047428,1,null,null,6.8320000000000007,5.3630000000000004,5.5847964346769574,15.4,15.58,17.390432125820322,null,0,0]
[4683,"IcoTgsld611",1,0.93223348493392488,8258.5220679651866,0,"gsld",14,1.05,1.05,1.05,1.05,1.08,1.08,1.08,1.08,1.08,1.08,1.05,1.05,495.5113240779113,0,1684.7713170841846,0,0,0,1,0,null,null,2.6241851515746797,null,281.72015089582999,1,null,null,6.8320000000000007,5.3630000000000004,5.5847964346769574,15.4,15.58,17.390432125820322,null,0,0]
[4695,"IstTgsld611",1,0.93223348493392488,8258.5220679651866,0,"gsld",14,1.05,1.05,1.05,1.05,1.08,1.08,1.08,1.08,1.08,1.08,1.05,1.05,495.5113240779113,0,1684.7713170841846,0,0,0,1,0,null,null,2.6241851515746797,null,281.72015089582999,1,null,null,6.8320000000000007,5.3630000000000004,5.5847964346769574,15.4,15.58,17.390432125820322,null,0,0]
[4698,"IteNgsld611",1,0.93223348493392488,8258.5220679651866,0,"gsld",14,1.05,1.05,1.05,1.05,1.08,1.08,1.08,1.08,1.08,1.08,1.05,1.05,495.5113240779113,0,1684.7713170841846,0,0,0,1,0,null,null,2.6241851515746797,null,281.72015089582999,1,null,null,6.8320000000000007,5.3630000000000004,5.5847964346769574,15.4,15.58,17.390432125820322,null,0,0]
[4714,"ImeNgsld701",1,0.90220510041481328,7979.8295151838065,0,"gsld",15,1.06,1.06,1.06,1.06,1.0900000000000001,1.0900000000000001,1.0900000000000001,1.0900000000000001,1.0900000000000001,1.0900000000000001,1.06,1.06,478.78977091102843,0,852.99195809837499,0,0,0,1,0,null,null,1.356236858336352,null,-519.79025127829027,0,null,null,6.8320000000000007,5.3630000000000004,5.5847964346769574,15.4,15.58,17.390432125820322,null,0,0]
[4717,"IprTgsld701",1,0.90220510041481328,7979.8295151838065,0,"gsld",15,1.06,1.06,1.06,1.06,1.0900000000000001,1.0900000000000001,1.0900000000000001,1.0900000000000001,1.0900000000000001,1.0900000000000001,1.06,1.06,478.78977091102843,0,852.99195809837499,0,0,0,1,0,null,null,1.356236858336352,null,-519.79025127829027,0,null,null,6.8320000000000007,5.3630000000000004,5.5847964346769574,15.4,15.58,17.390432125820322,null,0,0]
[4724,"ItrNgsld701",1,0.90220510041481328,7979.8295151838065,0,"gsld",15,1.06,1.06,1.06,1.06,1.0900000000000001,1.0900000000000001,1.0900000000000001,1.0900000000000001,1.0900000000000001,1.0900000000000001,1.06,1.06,478.78977091102843,0,852.99195809837499,0,0,0,1,0,null,null,1.356236858336352,null,-519.79025127829027,0,null,null,6.8320000000000007,5.3630000000000004,5.5847964346769574,15.4,15.58,17.390432125820322,null,0,0]
[4736,"IelNgsld703",1,0.90220510041481305,7979.8295151838056,0,"gsld",10,1.06,1.06,1.06,1.06,1.0900000000000001,1.0900000000000001,1.0900000000000001,1.0900000000000001,1.0900000000000001,1.0900000000000001,1.06,1.06,478.78977091102831,0,3440.4064022148932,0,0,0,1,0,null,null,5.4701640807287317,null,2067.6241928382283,1,null,null,6.8320000000000007,5.3630000000000004,5.5847964346769574,15.4,15.58,17.390432125820322,null,0,0]
[4748,"IteNgsld703",1,0.90220510041481305,7979.8295151838056,0,"gsld",10,1.06,1.06,1.06,1.06,1.0900000000000001,1.0900000000000001,1.0900000000000001,1.0900000000000001,1.0900000000000001,1.0900000000000001,1.06,1.06,478.78977091102831,0,3440.4064022148932,0,0,0,1,0,null,null,5.4701640807287317,null,2067.6241928382283,1,null,null,6.8320000000000007,5.3630000000000004,5.5847964346769574,15.4,15.58,17.390432125820322,null,0,0]
[4755,"IchTgsld704",1,0.90220510041481328,7979.8295151838065,0,"gsld",30,1.06,1.06,1.06,1.06,1.0900000000000001,1.0900000000000001,1.0900000000000001,1.0900000000000001,1.0900000000000001,1.0900000000000001,1.06,1.06,478.78977091102843,0,3326.9110385583754,0,0,0,1,0,null,null,5.2897091608671012,null,1954.12882918171,1,null,null,6.8320000000000007,5.3630000000000004,5.5847964346769574,15.4,15.58,17.390432125820322,null,0,0]
[4767,"IprTgsld704",1,0.90220510041481328,7979.8295151838065,0,"gsld",30,1.06,1.06,1.06,1.06,1.0900000000000001,1.0900000000000001,1.0900000000000001,1.0900000000000001,1.0900000000000001,1.0900000000000001,1.06,1.06,478.78977091102843,0,3326.9110385583754,0,0,0,1,0,null,null,5.2897091608671012,null,1954.12882918171,1,null,null,6.8320000000000007,5.3630000000000004,5.5847964346769574,15.4,15.58,17.390432125820322,null,0,0]
[4774,"ItrNgsld704",1,0.90220510041481328,7979.8295151838065,0,"gsld",30,1.06,1.06,1.06,1.06,1.0900000000000001,1.0900000000000001,1.0900000000000001,1.0900000000000001,1.0900000000000001,1.0900000000000001,1.06,1.06,478.78977091102843,0,3326.9110385583754,0,0,0,1,0,null,null,5.2897091608671012,null,1954.12882918171,1,null,null,6.8320000000000007,5.3630000000000004,5.5847964346769574,15.4,15.58,17.390432125820322,null,0,0]
[4786,"IcoNgsld801",1,0.93046755565175365,8228.3728831277422,0,"gsld",15,1.06,1.06,1.06,1.06,1.0900000000000001,1.0900000000000001,1.0900000000000001,1.0900000000000001,1.0900000000000001,1.0900000000000001,1.06,1.06,413.74892552352094,0,171.61691333178203,0,0,0,1,0,null,null,0.26720383971509964,null,-1231.4751597656461,0,null,null,6.8320000000000007,5.3630000000000004,5.5847964346769574,15.4,15.58,17.390432125820322,null,0,0]
[4789,"IluEgsld801",1,0.93046755565175376,8228.3728831277422,0,"gsld",15,1.06,1.06,1.06,1.06,1.0900000000000001,1.0900000000000001,1.0900000000000001,1.0900000000000001,1.0900000000000001,1.0900000000000001,1.06,1.06,413.748925523521,0,59.547412097810046,0,0,0,1,0,null,null,9.2714038778167321E-2,null,-1343.5446609996181,0,null,null,6.8320000000000007,5.3630000000000004,5.5847964346769574,15.4,15.58,17.390432125820322,null,0,0]
[4796,"IprNgsld801",1,0.93046755565175376,8228.3728831277422,0,"gsld",15,1.06,1.06,1.06,1.06,1.0900000000000001,1.0900000000000001,1.0900000000000001,1.0900000000000001,1.0900000000000001,1.0900000000000001,1.06,1.06,413.74892552352094,0,21.458297506986941,0,0,0,1,0,null,null,3.3410107292461251E-2,null,-1381.6337755904412,0,null,null,6.8320000000000007,5.3630000000000004,5.5847964346769574,15.4,15.58,17.390432125820322,null,0,0]
[4808,"IchNgsld802",1,0.93046755565175376,8228.3728831277422,0,"gsld",8,1.06,1.06,1.06,1.06,1.0900000000000001,1.0900000000000001,1.0900000000000001,1.0900000000000001,1.0900000000000001,1.0900000000000001,1.06,1.06,413.748925523521,0,34016.089282415182,0,0,0,1,0,null,null,52.96231875922998,null,32612.997209317753,1,null,null,6.8320000000000007,5.3630000000000004,5.5847964346769574,15.4,15.58,17.390432125820322,null,465387.55512198433,41176.778509073629]
[4820,"IprNgsld802",1,0.93046755565175376,8228.3728831277422,0,"gsld",8,1.06,1.06,1.06,1.06,1.0900000000000001,1.0900000000000001,1.0900000000000001,1.0900000000000001,1.0900000000000001,1.0900000000000001,1.06,1.06,413.748925523521,0,34016.089282415182,0,0,0,1,0,null,null,52.96231875922998,null,32612.997209317753,1,null,null,6.8320000000000007,5.3630000000000004,5.5847964346769574,15.4,15.58,17.390432125820322,null,465387.55512198433,41176.778509073629]
[4827,"IwaEgsld802",1,0.93046755565175376,8228.3728831277422,0,"gsld",8,1.06,1.06,1.06,1.06,1.0900000000000001,1.0900000000000001,1.0900000000000001,1.0900000000000001,1.0900000000000001,1.0900000000000001,1.06,1.06,413.748925523521,0,34016.089282415182,0,0,0,1,0,null,null,52.96231875922998,null,32612.997209317753,1,null,null,6.8320000000000007,5.3630000000000004,5.5847964346769574,15.4,15.58,17.390432125820322,null,465387.55512198433,41176.778509073629]
[4839,"ImeEgsld803",1,0.93046755565175376,8228.3728831277422,0,"gsld",10,1.06,1.06,1.06,1.06,1.0900000000000001,1.0900000000000001,1.0900000000000001,1.0900000000000001,1.0900000000000001,1.0900000000000001,1.06,1.06,493.7023729876646,0,385.94392180738942,0,0,0,1,0,null,null,0.60090637816255732,null,-1017.1481512900388,0,null,null,6.8320000000000007,5.3630000000000004,5.5847964346769574,15.4,15.58,17.390432125820322,null,0,0]
[4846,"IstNgsld803",1,0.93046755565175365,8228.3728831277422,0,"gsld",10,1.06,1.06,1.06,1.06,1.0900000000000001,1.0900000000000001,1.0900000000000001,1.0900000000000001,1.0900000000000001,1.0900000000000001,1.06,1.06,493.7023729876646,0,114.64962352457195,0,0,0,1,0,null,null,0.17850699580192791,null,-1288.4424495728563,0,null,null,6.8320000000000007,5.3630000000000004,5.5847964346769574,15.4,15.58,17.390432125820322,null,0,0]
[4858,"IcoNgsld804",1,0.93046755565175365,8228.3728831277422,0,"gsld",10,1.06,1.06,1.06,1.06,1.0900000000000001,1.0900000000000001,1.0900000000000001,1.0900000000000001,1.0900000000000001,1.0900000000000001,1.06,1.06,413.748925523521,0,368.54442351571197,0,0,0,1,0,null,null,0.57381573387585838,null,-1034.5476495817163,0,null,null,6.8320000000000007,5.3630000000000004,5.5847964346769574,15.4,15.58,17.390432125820322,null,0,0]
[4861,"IluEgsld804",1,0.93046755565175376,8228.3728831277422,0,"gsld",10,1.06,1.06,1.06,1.06,1.0900000000000001,1.0900000000000001,1.0900000000000001,1.0900000000000001,1.0900000000000001,1.0900000000000001,1.06,1.06,413.748925523521,0,136.80835781924165,0,0,0,1,0,null,null,0.21300766809473218,null,-1266.2837152781865,0,null,null,6.8320000000000007,5.3630000000000004,5.5847964346769574,15.4,15.58,17.390432125820322,null,0,0]
[4868,"IprNgsld804",1,0.93046755565175365,8228.3728831277422,0,"gsld",10,1.06,1.06,1.06,1.06,1.0900000000000001,1.0900000000000001,1.0900000000000001,1.0900000000000001,1.0900000000000001,1.0900000000000001,1.06,1.06,413.748925523521,0,39.783052930449429,0,0,0,1,0,null,null,6.1941357015634614E-2,null,-1363.3090201669788,0,null,null,6.8320000000000007,5.3630000000000004,5.5847964346769574,15.4,15.58,17.390432125820322,null,0,0]
[4880,"IchNgsld805",1,0.93046755565175365,8228.3728831277422,0,"gsld",16,1.06,1.06,1.06,1.06,1.0900000000000001,1.0900000000000001,1.0900000000000001,1.0900000000000001,1.0900000000000001,1.0900000000000001,1.06,1.06,493.7023729876646,0,19128.689728304347,0,0,0,1,0,null,null,29.782958129775107,null,17725.597655206919,1,null,null,6.8320000000000007,5.3630000000000004,5.5847964346769574,15.4,15.58,17.390432125820322,null,95851.394357787329,12976.78257553716]
[4887,"ImeTgsld805",1,0.93046755565175365,8228.3728831277422,0,"gsld",16,1.06,1.06,1.06,1.06,1.0900000000000001,1.0900000000000001,1.0900000000000001,1.0900000000000001,1.0900000000000001,1.0900000000000001,1.06,1.06,493.7023729876646,0,19128.689728304347,0,0,0,1,0,null,null,29.782958129775107,null,17725.597655206919,1,null,null,6.8320000000000007,5.3630000000000004,5.5847964346769574,15.4,15.58,17.390432125820322,null,95851.394357787329,12976.78257553716]
[4899,"IwaTgsld805",1,0.93046755565175365,8228.3728831277422,0,"gsld",16,1.06,1.06,1.06,1.06,1.0900000000000001,1.0900000000000001,1.0900000000000001,1.0900000000000001,1.0900000000000001,1.0900000000000001,1.06,1.06,493.7023729876646,0,19128.689728304347,0,0,0,1,0,null,null,29.782958129775107,null,17725.597655206919,1,null,null,6.8320000000000007,5.3630000000000004,5.5847964346769574,15.4,15.58,17.390432125820322,null,95851.394357787329,12976.78257553716]
[4911,"ImeTgsld806",1,0.93046755565175387,8228.372883127744,0,"gsld",16,1.06,1.06,1.06,1.06,1.0900000000000001,1.0900000000000001,1.0900000000000001,1.0900000000000001,1.0900000000000001,1.0900000000000001,1.06,1.06,493.7023729876646,0,19100.497112639936,0,0,0,1,0,null,null,29.739062834079046,null,17697.405039542507,1,null,null,6.8320000000000007,5.3630000000000004,5.5847964346769574,15.4,15.58,17.390432125820322,null,95565.136570625647,12938.027739580517]
[4918,"IstNgsld806",1,0.93046755565175387,8228.372883127744,0,"gsld",16,1.06,1.06,1.06,1.06,1.0900000000000001,1.0900000000000001,1.0900000000000001,1.0900000000000001,1.0900000000000001,1.0900000000000001,1.06,1.06,493.7023729876646,0,19100.497112639936,0,0,0,1,0,null,null,29.739062834079046,null,17697.405039542507,1,null,null,6.8320000000000007,5.3630000000000004,5.5847964346769574,15.4,15.58,17.390432125820322,null,95565.136570625647,12938.027739580517]
[4930,"IcoNgsld807",1,0.93046755565175387,8228.372883127744,0,"gsld",15,1.06,1.06,1.06,1.06,1.0900000000000001,1.0900000000000001,1.0900000000000001,1.0900000000000001,1.0900000000000001,1.0900000000000001,1.06,1.06,413.74892552352105,0,10459.781497582815,0,0,0,1,0,null,null,16.285654627360621,null,9056.6894244853866,1,null,null,6.8320000000000007,5.3630000000000004,5.5847964346769574,15.4,15.58,17.390432125820322,null,11430.948300011078,1500.7339663508569]
[4933,"IluEgsld807",1,0.93046755565175365,8228.3728831277422,0,"gsld",15,1.06,1.06,1.06,1.06,1.0900000000000001,1.0900000000000001,1.0900000000000001,1.0900000000000001,1.0900000000000001,1.0900000000000001,1.06,1.06,413.748925523521,0,10459.794275410874,0,0,0,1,0,null,null,16.285674522163848,null,9056.7022023134468,1,null,null,6.8320000000000007,5.3630000000000004,5.5847964346769574,15.4,15.58,17.390432125820322,null,11431.081583908061,1500.7514647828436]
[4940,"IprNgsld807",1,0.93046755565175376,8228.3728831277422,0,"gsld",15,1.06,1.06,1.06,1.06,1.0900000000000001,1.0900000000000001,1.0900000000000001,1.0900000000000001,1.0900000000000001,1.0900000000000001,1.06,1.06,413.748925523521,0,10459.794756589408,0,0,0,1,0,null,null,16.285675271348467,null,9056.7026834919816,1,null,null,6.8320000000000007,5.3630000000000004,5.5847964346769574,15.4,15.58,17.390432125820322,null,11431.091836515494,1500.7528108160698]
[4952,"IchNgsld808",1,0.93046755565175365,8228.3728831277422,0,"gsld",5,1.06,1.06,1.06,1.06,1.0900000000000001,1.0900000000000001,1.0900000000000001,1.0900000000000001,1.0900000000000001,1.0900000000000001,1.06,1.06,413.74892552352094,0,1648.5594950797899,0,0,0,1,0,null,null,2.5667716458254732,null,245.46742198236186,1,null,null,6.8320000000000007,5.3630000000000004,5.5847964346769574,15.4,15.58,17.390432125820322,null,0,0]
[4959,"ImeEgsld808",1,0.93046755565175376,8228.3728831277422,0,"gsld",5,1.06,1.06,1.06,1.06,1.0900000000000001,1.0900000000000001,1.0900000000000001,1.0900000000000001,1.0900000000000001,1.0900000000000001,1.06,1.06,413.748925523521,0,19903.335674144375,0,0,0,1,0,null,null,30.989065191892148,null,18500.243601046946,1,null,null,6.8320000000000007,5.3630000000000004,5.5847964346769574,15.4,15.58,17.390432125820322,null,389874.88591796375,34495.533125045484]
[4971,"IwaEgsld808",1,0.93046755565175354,8228.3728831277422,0,"gsld",5,1.06,1.06,1.06,1.06,1.0900000000000001,1.0900000000000001,1.0900000000000001,1.0900000000000001,1.0900000000000001,1.0900000000000001,1.06,1.06,413.748925523521,0,588.77127625354194,0,0,0,1,0,null,null,0.91670420283553344,null,-814.32079684388623,0,null,null,6.8320000000000007,5.3630000000000004,5.5847964346769574,15.4,15.58,17.390432125820322,null,0,0]
[4983,"ImeEgsld809",1,0.93046755565175376,8228.3728831277422,0,"gsld",13,1.06,1.06,1.06,1.06,1.0900000000000001,1.0900000000000001,1.0900000000000001,1.0900000000000001,1.0900000000000001,1.0900000000000001,1.06,1.06,413.74892552352094,0,3368.6565177285424,0,0,0,1,0,null,null,5.2449256821103116,null,1965.5644446311144,1,null,null,6.8320000000000007,5.3630000000000004,5.5847964346769574,15.4,15.58,17.390432125820322,null,0,0]
[4990,"IstNgsld809",1,0.93046755565175376,8228.3728831277422,0,"gsld",13,1.06,1.06,1.06,1.06,1.0900000000000001,1.0900000000000001,1.0900000000000001,1.0900000000000001,1.0900000000000001,1.0900000000000001,1.06,1.06,413.74892552352094,0,3368.6565177285383,0,0,0,1,0,null,null,5.2449256821103054,null,1965.5644446311103,1,null,null,6.8320000000000007,5.3630000000000004,5.5847964346769574,15.4,15.58,17.390432125820322,null,0,0]
[5000,"IchNgsld901",1,0.93046755565175365,8228.3728831277422,0,"gsld",5,1.06,1.06,1.06,1.06,1.0900000000000001,1.0900000000000001,1.0900000000000001,1.0900000000000001,1.0900000000000001,1.0900000000000001,1.06,1.06,413.74892552352094,0,3410.4250095155376,0,0,0,1,0,null,null,5.3099583246856801,null,2007.3329364181095,1,null,null,6.8320000000000007,5.3630000000000004,5.5847964346769574,15.4,15.58,17.390432125820322,null,0,0]
[5004,"IelNgsld901",1,0.93046755565175365,8228.3728831277422,0,"gsld",5,1.06,1.06,1.06,1.06,1.0900000000000001,1.0900000000000001,1.0900000000000001,1.0900000000000001,1.0900000000000001,1.0900000000000001,1.06,1.06,413.74892552352094,0,3410.4250095155376,0,0,0,1,0,null,null,5.3099583246856801,null,2007.3329364181095,1,null,null,6.8320000000000007,5.3630000000000004,5.5847964346769574,15.4,15.58,17.390432125820322,null,0,0]
[5005,"IluEgsld901",1,0.93046755565175376,8228.3728831277422,0,"gsld",5,1.06,1.06,1.06,1.06,1.0900000000000001,1.0900000000000001,1.0900000000000001,1.0900000000000001,1.0900000000000001,1.0900000000000001,1.06,1.06,413.74892552352094,0,3546.8420098961597,0,0,0,1,0,null,null,5.5223566576731082,null,2143.7499367987316,1,null,null,6.8320000000000007,5.3630000000000004,5.5847964346769574,15.4,15.58,17.390432125820322,null,0,0]
[5006,"IluNgsld901",1,0.93046755565175376,8228.3728831277422,0,"gsld",5,1.06,1.06,1.06,1.06,1.0900000000000001,1.0900000000000001,1.0900000000000001,1.0900000000000001,1.0900000000000001,1.0900000000000001,1.06,1.06,413.74892552352094,0,3546.8420098961597,0,0,0,1,0,null,null,5.5223566576731082,null,2143.7499367987316,1,null,null,6.8320000000000007,5.3630000000000004,5.5847964346769574,15.4,15.58,17.390432125820322,null,0,0]
[5007,"ImeEgsld901",1,0.93046755565175365,8228.3728831277422,0,"gsld",5,1.06,1.06,1.06,1.06,1.0900000000000001,1.0900000000000001,1.0900000000000001,1.0900000000000001,1.0900000000000001,1.0900000000000001,1.06,1.06,413.74892552352094,0,3410.4250095155376,0,0,0,1,0,null,null,5.3099583246856801,null,2007.3329364181095,1,null,null,6.8320000000000007,5.3630000000000004,5.5847964346769574,15.4,15.58,17.390432125820322,null,0,0]
[5008,"ImeNgsld901",1,0.93046755565175365,8228.3728831277422,0,"gsld",5,1.06,1.06,1.06,1.06,1.0900000000000001,1.0900000000000001,1.0900000000000001,1.0900000000000001,1.0900000000000001,1.0900000000000001,1.06,1.06,413.74892552352094,0,3410.4250095155376,0,0,0,1,0,null,null,5.3099583246856801,null,2007.3329364181095,1,null,null,6.8320000000000007,5.3630000000000004,5.5847964346769574,15.4,15.58,17.390432125820322,null,0,0]
[5009,"ImiEgsld901",1,0.93046755565175365,8228.3728831277422,0,"gsld",5,1.06,1.06,1.06,1.06,1.0900000000000001,1.0900000000000001,1.0900000000000001,1.0900000000000001,1.0900000000000001,1.0900000000000001,1.06,1.06,413.748925523521,0,3463.7129002892184,0,0,0,1,0,null,null,5.3929264235088947,null,2060.6208271917903,1,null,null,6.8320000000000007,5.3630000000000004,5.5847964346769574,15.4,15.58,17.390432125820322,null,0,0]
[5010,"ImiNgsld901",1,0.93046755565175365,8228.3728831277422,0,"gsld",5,1.06,1.06,1.06,1.06,1.0900000000000001,1.0900000000000001,1.0900000000000001,1.0900000000000001,1.0900000000000001,1.0900000000000001,1.06,1.06,413.748925523521,0,3463.7129002892184,0,0,0,1,0,null,null,5.3929264235088947,null,2060.6208271917903,1,null,null,6.8320000000000007,5.3630000000000004,5.5847964346769574,15.4,15.58,17.390432125820322,null,0,0]
[5011,"IprEgsld901",1,0.93046755565175365,8228.3728831277422,0,"gsld",5,1.06,1.06,1.06,1.06,1.0900000000000001,1.0900000000000001,1.0900000000000001,1.0900000000000001,1.0900000000000001,1.0900000000000001,1.06,1.06,413.74892552352094,0,3410.4250095155376,0,0,0,1,0,null,null,5.3099583246856801,null,2007.3329364181095,1,null,null,6.8320000000000007,5.3630000000000004,5.5847964346769574,15.4,15.58,17.390432125820322,null,0,0]
[5012,"IprNgsld901",1,0.93046755565175365,8228.3728831277422,0,"gsld",5,1.06,1.06,1.06,1.06,1.0900000000000001,1.0900000000000001,1.0900000000000001,1.0900000000000001,1.0900000000000001,1.0900000000000001,1.06,1.06,413.74892552352094,0,3410.4250095155376,0,0,0,1,0,null,null,5.3099583246856801,null,2007.3329364181095,1,null,null,6.8320000000000007,5.3630000000000004,5.5847964346769574,15.4,15.58,17.390432125820322,null,0,0]
[5013,"IstEgsld901",1,0.93046755565175365,8228.3728831277422,0,"gsld",5,1.06,1.06,1.06,1.06,1.0900000000000001,1.0900000000000001,1.0900000000000001,1.0900000000000001,1.0900000000000001,1.0900000000000001,1.06,1.06,413.74892552352094,0,3410.4250095155376,0,0,0,1,0,null,null,5.3099583246856801,null,2007.3329364181095,1,null,null,6.8320000000000007,5.3630000000000004,5.5847964346769574,15.4,15.58,17.390432125820322,null,0,0]
[5014,"IstNgsld901",1,0.93046755565175365,8228.3728831277422,0,"gsld",5,1.06,1.06,1.06,1.06,1.0900000000000001,1.0900000000000001,1.0900000000000001,1.0900000000000001,1.0900000000000001,1.0900000000000001,1.06,1.06,413.74892552352094,0,3410.4250095155376,0,0,0,1,0,null,null,5.3099583246856801,null,2007.3329364181095,1,null,null,6.8320000000000007,5.3630000000000004,5.5847964346769574,15.4,15.58,17.390432125820322,null,0,0]
[5015,"IteEgsld901",1,0.93046755565175365,8228.3728831277422,0,"gsld",5,1.06,1.06,1.06,1.06,1.0900000000000001,1.0900000000000001,1.0900000000000001,1.0900000000000001,1.0900000000000001,1.0900000000000001,1.06,1.06,413.74892552352094,0,3410.4250095155376,0,0,0,1,0,null,null,5.3099583246856801,null,2007.3329364181095,1,null,null,6.8320000000000007,5.3630000000000004,5.5847964346769574,15.4,15.58,17.390432125820322,null,0,0]
[5016,"IteNgsld901",1,0.93046755565175365,8228.3728831277422,0,"gsld",5,1.06,1.06,1.06,1.06,1.0900000000000001,1.0900000000000001,1.0900000000000001,1.0900000000000001,1.0900000000000001,1.0900000000000001,1.06,1.06,413.74892552352094,0,3410.4250095155376,0,0,0,1,0,null,null,5.3099583246856801,null,2007.3329364181095,1,null,null,6.8320000000000007,5.3630000000000004,5.5847964346769574,15.4,15.58,17.390432125820322,null,0,0]
[5017,"ItrEgsld901",1,0.93046755565175376,8228.372883127744,0,"gsld",5,1.06,1.06,1.06,1.06,1.0900000000000001,1.0900000000000001,1.0900000000000001,1.0900000000000001,1.0900000000000001,1.0900000000000001,1.06,1.06,413.748925523521,0,3518.692470135079,0,0,0,1,0,null,null,5.4785284302312567,null,2115.6003970376505,1,null,null,6.8320000000000007,5.3630000000000004,5.5847964346769574,15.4,15.58,17.390432125820322,null,0,0]
[5018,"ItrNgsld901",1,0.93046755565175376,8228.372883127744,0,"gsld",5,1.06,1.06,1.06,1.06,1.0900000000000001,1.0900000000000001,1.0900000000000001,1.0900000000000001,1.0900000000000001,1.0900000000000001,1.06,1.06,413.748925523521,0,3518.692470135079,0,0,0,1,0,null,null,5.4785284302312567,null,2115.6003970376505,1,null,null,6.8320000000000007,5.3630000000000004,5.5847964346769574,15.4,15.58,17.390432125820322,null,0,0]
[5019,"IwaEgsld901",1,0.93046755565175365,8228.3728831277422,0,"gsld",5,1.06,1.06,1.06,1.06,1.0900000000000001,1.0900000000000001,1.0900000000000001,1.0900000000000001,1.0900000000000001,1.0900000000000001,1.06,1.06,413.74892552352094,0,3410.4250095155376,0,0,0,1,0,null,null,5.3099583246856801,null,2007.3329364181095,1,null,null,6.8320000000000007,5.3630000000000004,5.5847964346769574,15.4,15.58,17.390432125820322,null,0,0]
[5020,"IwaNgsld901",1,0.93046755565175365,8228.3728831277422,0,"gsld",5,1.06,1.06,1.06,1.06,1.0900000000000001,1.0900000000000001,1.0900000000000001,1.0900000000000001,1.0900000000000001,1.0900000000000001,1.06,1.06,413.74892552352094,0,3410.4250095155376,0,0,0,1,0,null,null,5.3099583246856801,null,2007.3329364181095,1,null,null,6.8320000000000007,5.3630000000000004,5.5847964346769574,15.4,15.58,17.390432125820322,null,0,0]
[5021,"IagEgsld1001",1,0.90220510041481317,7979.8295151838056,0,"gsld",5,1.06,1.06,1.06,1.06,1.0900000000000001,1.0900000000000001,1.0900000000000001,1.0900000000000001,1.0900000000000001,1.0900000000000001,1.06,1.06,401.25136945825523,0,310.51945287345677,0,0,0,1,0,null,null,0.4937185201092486,null,-1062.2627565032085,0,null,null,6.8320000000000007,5.3630000000000004,5.5847964346769574,15.4,15.58,17.390432125820322,null,0,0]
[5022,"IagNgsld1001",1,0.90220510041481317,7979.8295151838056,0,"gsld",5,1.06,1.06,1.06,1.06,1.0900000000000001,1.0900000000000001,1.0900000000000001,1.0900000000000001,1.0900000000000001,1.0900000000000001,1.06,1.06,401.25136945825523,0,310.51945287345677,0,0,0,1,0,null,null,0.4937185201092486,null,-1062.2627565032085,0,null,null,6.8320000000000007,5.3630000000000004,5.5847964346769574,15.4,15.58,17.390432125820322,null,0,0]
[5023,"IchEgsld1001",1,0.90220510041481317,7979.8295151838056,0,"gsld",5,1.06,1.06,1.06,1.06,1.0900000000000001,1.0900000000000001,1.0900000000000001,1.0900000000000001,1.0900000000000001,1.0900000000000001,1.06,1.06,401.25136945825523,0,310.51945287345677,0,0,0,1,0,null,null,0.4937185201092486,null,-1062.2627565032085,0,null,null,6.8320000000000007,5.3630000000000004,5.5847964346769574,15.4,15.58,17.390432125820322,null,0,0]
[5024,"IchNgsld1001",1,0.90220510041481317,7979.8295151838056,0,"gsld",5,1.06,1.06,1.06,1.06,1.0900000000000001,1.0900000000000001,1.0900000000000001,1.0900000000000001,1.0900000000000001,1.0900000000000001,1.06,1.06,401.25136945825523,0,310.51945287345677,0,0,0,1,0,null,null,0.4937185201092486,null,-1062.2627565032085,0,null,null,6.8320000000000007,5.3630000000000004,5.5847964346769574,15.4,15.58,17.390432125820322,null,0,0]
[5025,"IcoEgsld1001",1,0.90220510041481317,7979.8295151838056,0,"gsld",5,1.06,1.06,1.06,1.06,1.0900000000000001,1.0900000000000001,1.0900000000000001,1.0900000000000001,1.0900000000000001,1.0900000000000001,1.06,1.06,401.25136945825523,0,310.51945287345677,0,0,0,1,0,null,null,0.4937185201092486,null,-1062.2627565032085,0,null,null,6.8320000000000007,5.3630000000000004,5.5847964346769574,15.4,15.58,17.390432125820322,null,0,0]
[5026,"IcoNgsld1001",1,0.90220510041481317,7979.8295151838056,0,"gsld",5,1.06,1.06,1.06,1.06,1.0900000000000001,1.0900000000000001,1.0900000000000001,1.0900000000000001,1.0900000000000001,1.0900000000000001,1.06,1.06,401.25136945825523,0,310.51945287345677,0,0,0,1,0,null,null,0.4937185201092486,null,-1062.2627565032085,0,null,null,6.8320000000000007,5.3630000000000004,5.5847964346769574,15.4,15.58,17.390432125820322,null,0,0]
[5027,"IelEgsld1001",1,0.90220510041481317,7979.8295151838056,0,"gsld",5,1.06,1.06,1.06,1.06,1.0900000000000001,1.0900000000000001,1.0900000000000001,1.0900000000000001,1.0900000000000001,1.0900000000000001,1.06,1.06,401.25136945825523,0,310.51945287345677,0,0,0,1,0,null,null,0.4937185201092486,null,-1062.2627565032085,0,null,null,6.8320000000000007,5.3630000000000004,5.5847964346769574,15.4,15.58,17.390432125820322,null,0,0]
[5028,"IelNgsld1001",1,0.90220510041481317,7979.8295151838056,0,"gsld",5,1.06,1.06,1.06,1.06,1.0900000000000001,1.0900000000000001,1.0900000000000001,1.0900000000000001,1.0900000000000001,1.0900000000000001,1.06,1.06,401.25136945825523,0,310.51945287345677,0,0,0,1,0,null,null,0.4937185201092486,null,-1062.2627565032085,0,null,null,6.8320000000000007,5.3630000000000004,5.5847964346769574,15.4,15.58,17.390432125820322,null,0,0]
[5029,"IluEgsld1001",1,0.90220510041481317,7979.8295151838056,0,"gsld",5,1.06,1.06,1.06,1.06,1.0900000000000001,1.0900000000000001,1.0900000000000001,1.0900000000000001,1.0900000000000001,1.0900000000000001,1.06,1.06,401.25136945825523,0,310.51945287345677,0,0,0,1,0,null,null,0.4937185201092486,null,-1062.2627565032085,0,null,null,6.8320000000000007,5.3630000000000004,5.5847964346769574,15.4,15.58,17.390432125820322,null,0,0]
[5030,"IluNgsld1001",1,0.90220510041481317,7979.8295151838056,0,"gsld",5,1.06,1.06,1.06,1.06,1.0900000000000001,1.0900000000000001,1.0900000000000001,1.0900000000000001,1.0900000000000001,1.0900000000000001,1.06,1.06,401.25136945825523,0,310.51945287345677,0,0,0,1,0,null,null,0.4937185201092486,null,-1062.2627565032085,0,null,null,6.8320000000000007,5.3630000000000004,5.5847964346769574,15.4,15.58,17.390432125820322,null,0,0]
[5031,"ImeEgsld1001",1,0.90220510041481317,7979.8295151838056,0,"gsld",5,1.06,1.06,1.06,1.06,1.0900000000000001,1.0900000000000001,1.0900000000000001,1.0900000000000001,1.0900000000000001,1.0900000000000001,1.06,1.06,401.25136945825523,0,310.51945287345677,0,0,0,1,0,null,null,0.4937185201092486,null,-1062.2627565032085,0,null,null,6.8320000000000007,5.3630000000000004,5.5847964346769574,15.4,15.58,17.390432125820322,null,0,0]
[5032,"ImeNgsld1001",1,0.90220510041481317,7979.8295151838056,0,"gsld",5,1.06,1.06,1.06,1.06,1.0900000000000001,1.0900000000000001,1.0900000000000001,1.0900000000000001,1.0900000000000001,1.0900000000000001,1.06,1.06,401.25136945825523,0,310.51945287345677,0,0,0,1,0,null,null,0.4937185201092486,null,-1062.2627565032085,0,null,null,6.8320000000000007,5.3630000000000004,5.5847964346769574,15.4,15.58,17.390432125820322,null,0,0]
[5033,"ImiEgsld1001",1,0.90220510041481317,7979.8295151838056,0,"gsld",5,1.06,1.06,1.06,1.06,1.0900000000000001,1.0900000000000001,1.0900000000000001,1.0900000000000001,1.0900000000000001,1.0900000000000001,1.06,1.06,401.25136945825523,0,310.51945287345677,0,0,0,1,0,null,null,0.4937185201092486,null,-1062.2627565032085,0,null,null,6.8320000000000007,5.3630000000000004,5.5847964346769574,15.4,15.58,17.390432125820322,null,0,0]
[5034,"ImiNgsld1001",1,0.90220510041481317,7979.8295151838056,0,"gsld",5,1.06,1.06,1.06,1.06,1.0900000000000001,1.0900000000000001,1.0900000000000001,1.0900000000000001,1.0900000000000001,1.0900000000000001,1.06,1.06,401.25136945825523,0,310.51945287345677,0,0,0,1,0,null,null,0.4937185201092486,null,-1062.2627565032085,0,null,null,6.8320000000000007,5.3630000000000004,5.5847964346769574,15.4,15.58,17.390432125820322,null,0,0]
[5035,"IprEgsld1001",1,0.90220510041481317,7979.8295151838056,0,"gsld",5,1.06,1.06,1.06,1.06,1.0900000000000001,1.0900000000000001,1.0900000000000001,1.0900000000000001,1.0900000000000001,1.0900000000000001,1.06,1.06,401.25136945825523,0,310.51945287345677,0,0,0,1,0,null,null,0.4937185201092486,null,-1062.2627565032085,0,null,null,6.8320000000000007,5.3630000000000004,5.5847964346769574,15.4,15.58,17.390432125820322,null,0,0]
[5036,"IprNgsld1001",1,0.90220510041481317,7979.8295151838056,0,"gsld",5,1.06,1.06,1.06,1.06,1.0900000000000001,1.0900000000000001,1.0900000000000001,1.0900000000000001,1.0900000000000001,1.0900000000000001,1.06,1.06,401.25136945825523,0,310.51945287345677,0,0,0,1,0,null,null,0.4937185201092486,null,-1062.2627565032085,0,null,null,6.8320000000000007,5.3630000000000004,5.5847964346769574,15.4,15.58,17.390432125820322,null,0,0]
[5037,"IstEgsld1001",1,0.90220510041481317,7979.8295151838056,0,"gsld",5,1.06,1.06,1.06,1.06,1.0900000000000001,1.0900000000000001,1.0900000000000001,1.0900000000000001,1.0900000000000001,1.0900000000000001,1.06,1.06,401.25136945825523,0,310.51945287345677,0,0,0,1,0,null,null,0.4937185201092486,null,-1062.2627565032085,0,null,null,6.8320000000000007,5.3630000000000004,5.5847964346769574,15.4,15.58,17.390432125820322,null,0,0]
[5038,"IstNgsld1001",1,0.90220510041481317,7979.8295151838056,0,"gsld",5,1.06,1.06,1.06,1.06,1.0900000000000001,1.0900000000000001,1.0900000000000001,1.0900000000000001,1.0900000000000001,1.0900000000000001,1.06,1.06,401.25136945825523,0,310.51945287345677,0,0,0,1,0,null,null,0.4937185201092486,null,-1062.2627565032085,0,null,null,6.8320000000000007,5.3630000000000004,5.5847964346769574,15.4,15.58,17.390432125820322,null,0,0]
[5039,"IteEgsld1001",1,0.90220510041481317,7979.8295151838056,0,"gsld",5,1.06,1.06,1.06,1.06,1.0900000000000001,1.0900000000000001,1.0900000000000001,1.0900000000000001,1.0900000000000001,1.0900000000000001,1.06,1.06,401.25136945825523,0,310.51945287345677,0,0,0,1,0,null,null,0.4937185201092486,null,-1062.2627565032085,0,null,null,6.8320000000000007,5.3630000000000004,5.5847964346769574,15.4,15.58,17.390432125820322,null,0,0]
[5040,"IteNgsld1001",1,0.90220510041481317,7979.8295151838056,0,"gsld",5,1.06,1.06,1.06,1.06,1.0900000000000001,1.0900000000000001,1.0900000000000001,1.0900000000000001,1.0900000000000001,1.0900000000000001,1.06,1.06,401.25136945825523,0,310.51945287345677,0,0,0,1,0,null,null,0.4937185201092486,null,-1062.2627565032085,0,null,null,6.8320000000000007,5.3630000000000004,5.5847964346769574,15.4,15.58,17.390432125820322,null,0,0]
[5041,"ItrEgsld1001",1,0.90220510041481317,7979.8295151838056,0,"gsld",5,1.06,1.06,1.06,1.06,1.0900000000000001,1.0900000000000001,1.0900000000000001,1.0900000000000001,1.0900000000000001,1.0900000000000001,1.06,1.06,401.25136945825523,0,310.51945287345677,0,0,0,1,0,null,null,0.4937185201092486,null,-1062.2627565032085,0,null,null,6.8320000000000007,5.3630000000000004,5.5847964346769574,15.4,15.58,17.390432125820322,null,0,0]
[5042,"ItrNgsld1001",1,0.90220510041481317,7979.8295151838056,0,"gsld",5,1.06,1.06,1.06,1.06,1.0900000000000001,1.0900000000000001,1.0900000000000001,1.0900000000000001,1.0900000000000001,1.0900000000000001,1.06,1.06,401.25136945825523,0,310.51945287345677,0,0,0,1,0,null,null,0.4937185201092486,null,-1062.2627565032085,0,null,null,6.8320000000000007,5.3630000000000004,5.5847964346769574,15.4,15.58,17.390432125820322,null,0,0]
[5043,"IwaEgsld1001",1,0.90220510041481317,7979.8295151838056,0,"gsld",5,1.06,1.06,1.06,1.06,1.0900000000000001,1.0900000000000001,1.0900000000000001,1.0900000000000001,1.0900000000000001,1.0900000000000001,1.06,1.06,401.25136945825523,0,310.51945287345677,0,0,0,1,0,null,null,0.4937185201092486,null,-1062.2627565032085,0,null,null,6.8320000000000007,5.3630000000000004,5.5847964346769574,15.4,15.58,17.390432125820322,null,0,0]
[5044,"IwaNgsld1001",1,0.90220510041481317,7979.8295151838056,0,"gsld",5,1.06,1.06,1.06,1.06,1.0900000000000001,1.0900000000000001,1.0900000000000001,1.0900000000000001,1.0900000000000001,1.0900000000000001,1.06,1.06,401.25136945825523,0,310.51945287345677,0,0,0,1,0,null,null,0.4937185201092486,null,-1062.2627565032085,0,null,null,6.8320000000000007,5.3630000000000004,5.5847964346769574,15.4,15.58,17.390432125820322,null,0,0]
[5045,"IagEgsld1002",1,0.90220510041481328,7979.8295151838065,0,"gsld",15,1.06,1.06,1.06,1.06,1.0900000000000001,1.0900000000000001,1.0900000000000001,1.0900000000000001,1.0900000000000001,1.0900000000000001,1.06,1.06,401.25136945825528,0,2804.1858164849027,0,0,0,1,0,null,null,4.4585885316192266,null,1431.4036071082373,1,null,null,6.8320000000000007,5.3630000000000004,5.5847964346769574,15.4,15.58,17.390432125820322,null,0,0]
[5046,"IagNgsld1002",1,0.90220510041481328,7979.8295151838065,0,"gsld",15,1.06,1.06,1.06,1.06,1.0900000000000001,1.0900000000000001,1.0900000000000001,1.0900000000000001,1.0900000000000001,1.0900000000000001,1.06,1.06,401.25136945825528,0,2804.1858164849027,0,0,0,1,0,null,null,4.4585885316192266,null,1431.4036071082373,1,null,null,6.8320000000000007,5.3630000000000004,5.5847964346769574,15.4,15.58,17.390432125820322,null,0,0]
[5047,"IchEgsld1002",1,0.90220510041481317,7979.8295151838056,0,"gsld",15,1.06,1.06,1.06,1.06,1.0900000000000001,1.0900000000000001,1.0900000000000001,1.0900000000000001,1.0900000000000001,1.0900000000000001,1.06,1.06,401.25136945825523,0,193.10000035532684,0,0,0,1,0,null,null,0.30702439259861508,null,-1179.6822090213384,0,null,null,6.8320000000000007,5.3630000000000004,5.5847964346769574,15.4,15.58,17.390432125820322,null,0,0]
[5048,"IchNgsld1002",1,0.90220510041481317,7979.8295151838056,0,"gsld",15,1.06,1.06,1.06,1.06,1.0900000000000001,1.0900000000000001,1.0900000000000001,1.0900000000000001,1.0900000000000001,1.0900000000000001,1.06,1.06,401.25136945825523,0,193.10000035532684,0,0,0,1,0,null,null,0.30702439259861508,null,-1179.6822090213384,0,null,null,6.8320000000000007,5.3630000000000004,5.5847964346769574,15.4,15.58,17.390432125820322,null,0,0]
[5049,"IcoEgsld1002",1,0.90220510041481328,7979.8295151838056,0,"gsld",15,1.06,1.06,1.06,1.06,1.0900000000000001,1.0900000000000001,1.0900000000000001,1.0900000000000001,1.0900000000000001,1.0900000000000001,1.06,1.06,401.25136945825528,0,10365.333214502449,0,0,0,1,0,null,null,16.480632461982673,null,8992.5510051257825,1,null,null,6.8320000000000007,5.3630000000000004,5.5847964346769574,15.4,15.58,17.390432125820322,null,12882.882994284868,1691.3539967658151]
[5050,"IcoNgsld1002",1,0.90220510041481328,7979.8295151838056,0,"gsld",15,1.06,1.06,1.06,1.06,1.0900000000000001,1.0900000000000001,1.0900000000000001,1.0900000000000001,1.0900000000000001,1.0900000000000001,1.06,1.06,401.25136945825528,0,10365.333214502449,0,0,0,1,0,null,null,16.480632461982673,null,8992.5510051257825,1,null,null,6.8320000000000007,5.3630000000000004,5.5847964346769574,15.4,15.58,17.390432125820322,null,12882.882994284868,1691.3539967658151]
[5051,"IelEgsld1002",1,0.90220510041481328,7979.8295151838065,0,"gsld",15,1.06,1.06,1.06,1.06,1.0900000000000001,1.0900000000000001,1.0900000000000001,1.0900000000000001,1.0900000000000001,1.0900000000000001,1.06,1.06,401.25136945825528,0,503.15452566167301,0,0,0,1,0,null,null,0.80000368897077512,null,-869.62768371499226,0,null,null,6.8320000000000007,5.3630000000000004,5.5847964346769574,15.4,15.58,17.390432125820322,null,0,0]
[5052,"IelNgsld1002",1,0.90220510041481328,7979.8295151838065,0,"gsld",15,1.06,1.06,1.06,1.06,1.0900000000000001,1.0900000000000001,1.0900000000000001,1.0900000000000001,1.0900000000000001,1.0900000000000001,1.06,1.06,401.25136945825528,0,503.15452566167301,0,0,0,1,0,null,null,0.80000368897077512,null,-869.62768371499226,0,null,null,6.8320000000000007,5.3630000000000004,5.5847964346769574,15.4,15.58,17.390432125820322,null,0,0]
[5053,"IluEgsld1002",1,0.90220510041481317,7979.8295151838056,0,"gsld",15,1.06,1.06,1.06,1.06,1.0900000000000001,1.0900000000000001,1.0900000000000001,1.0900000000000001,1.0900000000000001,1.0900000000000001,1.06,1.06,401.25136945825528,0,431.65800461736825,0,0,0,1,0,null,null,0.68632592663960468,null,-941.12420475929684,0,null,null,6.8320000000000007,5.3630000000000004,5.5847964346769574,15.4,15.58,17.390432125820322,null,0,0]
[5054,"IluNgsld1002",1,0.90220510041481317,7979.8295151838056,0,"gsld",15,1.06,1.06,1.06,1.06,1.0900000000000001,1.0900000000000001,1.0900000000000001,1.0900000000000001,1.0900000000000001,1.0900000000000001,1.06,1.06,401.25136945825528,0,431.65800461736825,0,0,0,1,0,null,null,0.68632592663960468,null,-941.12420475929684,0,null,null,6.8320000000000007,5.3630000000000004,5.5847964346769574,15.4,15.58,17.390432125820322,null,0,0]
[5055,"ImeEgsld1002",1,0.90220510041481305,7979.8295151838056,0,"gsld",15,1.06,1.06,1.06,1.06,1.0900000000000001,1.0900000000000001,1.0900000000000001,1.0900000000000001,1.0900000000000001,1.0900000000000001,1.06,1.06,401.25136945825523,0,2647.3220637888221,0,0,0,1,0,null,null,4.2091789080892852,null,1274.5398544121567,1,null,null,6.8320000000000007,5.3630000000000004,5.5847964346769574,15.4,15.58,17.390432125820322,null,0,0]
[5056,"ImeNgsld1002",1,0.90220510041481305,7979.8295151838056,0,"gsld",15,1.06,1.06,1.06,1.06,1.0900000000000001,1.0900000000000001,1.0900000000000001,1.0900000000000001,1.0900000000000001,1.0900000000000001,1.06,1.06,401.25136945825523,0,2647.3220637888221,0,0,0,1,0,null,null,4.2091789080892852,null,1274.5398544121567,1,null,null,6.8320000000000007,5.3630000000000004,5.5847964346769574,15.4,15.58,17.390432125820322,null,0,0]
[5057,"ImiEgsld1002",1,0.90220510041481328,7979.8295151838056,0,"gsld",15,1.06,1.06,1.06,1.06,1.0900000000000001,1.0900000000000001,1.0900000000000001,1.0900000000000001,1.0900000000000001,1.0900000000000001,1.06,1.06,401.25136945825528,0,10365.333214502449,0,0,0,1,0,null,null,16.480632461982673,null,8992.5510051257825,1,null,null,6.8320000000000007,5.3630000000000004,5.5847964346769574,15.4,15.58,17.390432125820322,null,12882.882994284868,1691.3539967658151]
[5058,"ImiNgsld1002",1,0.90220510041481328,7979.8295151838056,0,"gsld",15,1.06,1.06,1.06,1.06,1.0900000000000001,1.0900000000000001,1.0900000000000001,1.0900000000000001,1.0900000000000001,1.0900000000000001,1.06,1.06,401.25136945825528,0,10365.333214502449,0,0,0,1,0,null,null,16.480632461982673,null,8992.5510051257825,1,null,null,6.8320000000000007,5.3630000000000004,5.5847964346769574,15.4,15.58,17.390432125820322,null,12882.882994284868,1691.3539967658151]
[5059,"IprEgsld1002",1,0.90220510041481317,7979.8295151838056,0,"gsld",15,1.06,1.06,1.06,1.06,1.0900000000000001,1.0900000000000001,1.0900000000000001,1.0900000000000001,1.0900000000000001,1.0900000000000001,1.06,1.06,401.25136945825523,0,23.935934388413838,0,0,0,1,0,null,null,3.80575644917669E-2,null,-1348.8462749882515,0,null,null,6.8320000000000007,5.3630000000000004,5.5847964346769574,15.4,15.58,17.390432125820322,null,0,0]
[5060,"IprNgsld1002",1,0.90220510041481317,7979.8295151838056,0,"gsld",15,1.06,1.06,1.06,1.06,1.0900000000000001,1.0900000000000001,1.0900000000000001,1.0900000000000001,1.0900000000000001,1.0900000000000001,1.06,1.06,401.25136945825523,0,23.935934388413838,0,0,0,1,0,null,null,3.80575644917669E-2,null,-1348.8462749882515,0,null,null,6.8320000000000007,5.3630000000000004,5.5847964346769574,15.4,15.58,17.390432125820322,null,0,0]
[5061,"IstEgsld1002",1,0.90220510041481317,7979.8295151838047,0,"gsld",15,1.06,1.06,1.06,1.06,1.0900000000000001,1.0900000000000001,1.0900000000000001,1.0900000000000001,1.0900000000000001,1.0900000000000001,1.06,1.06,401.25136945825523,0,1734.1376561333238,0,0,0,1,0,null,null,2.7572374913360922,null,361.35544675665892,1,null,null,6.8320000000000007,5.3630000000000004,5.5847964346769574,15.4,15.58,17.390432125820322,null,0,0]
[5062,"IstNgsld1002",1,0.90220510041481317,7979.8295151838047,0,"gsld",15,1.06,1.06,1.06,1.06,1.0900000000000001,1.0900000000000001,1.0900000000000001,1.0900000000000001,1.0900000000000001,1.0900000000000001,1.06,1.06,401.25136945825523,0,1734.1376561333238,0,0,0,1,0,null,null,2.7572374913360922,null,361.35544675665892,1,null,null,6.8320000000000007,5.3630000000000004,5.5847964346769574,15.4,15.58,17.390432125820322,null,0,0]
[5063,"IteEgsld1002",1,0.90220510041481317,7979.8295151838056,0,"gsld",15,1.06,1.06,1.06,1.06,1.0900000000000001,1.0900000000000001,1.0900000000000001,1.0900000000000001,1.0900000000000001,1.0900000000000001,1.06,1.06,401.25136945825523,0,6521.453232445172,0,0,0,1,0,null,null,10.368955017438561,null,5148.6710230685076,1,null,null,6.8320000000000007,5.3630000000000004,5.5847964346769574,15.4,15.58,17.390432125820322,null,0,0]
[5064,"IteNgsld1002",1,0.90220510041481317,7979.8295151838056,0,"gsld",15,1.06,1.06,1.06,1.06,1.0900000000000001,1.0900000000000001,1.0900000000000001,1.0900000000000001,1.0900000000000001,1.0900000000000001,1.06,1.06,401.25136945825523,0,6521.453232445172,0,0,0,1,0,null,null,10.368955017438561,null,5148.6710230685076,1,null,null,6.8320000000000007,5.3630000000000004,5.5847964346769574,15.4,15.58,17.390432125820322,null,0,0]
[5065,"ItrEgsld1002",1,0.90220510041481328,7979.8295151838056,0,"gsld",15,1.06,1.06,1.06,1.06,1.0900000000000001,1.0900000000000001,1.0900000000000001,1.0900000000000001,1.0900000000000001,1.0900000000000001,1.06,1.06,401.25136945825523,0,592.20019430101854,0,0,0,1,0,null,null,0.94158417720083865,null,-780.58201507564661,0,null,null,6.8320000000000007,5.3630000000000004,5.5847964346769574,15.4,15.58,17.390432125820322,null,0,0]
[5066,"ItrNgsld1002",1,0.90220510041481328,7979.8295151838056,0,"gsld",15,1.06,1.06,1.06,1.06,1.0900000000000001,1.0900000000000001,1.0900000000000001,1.0900000000000001,1.0900000000000001,1.0900000000000001,1.06,1.06,401.25136945825523,0,592.20019430101854,0,0,0,1,0,null,null,0.94158417720083865,null,-780.58201507564661,0,null,null,6.8320000000000007,5.3630000000000004,5.5847964346769574,15.4,15.58,17.390432125820322,null,0,0]
[5067,"IwaEgsld1002",1,0.90220510041481317,7979.8295151838056,0,"gsld",15,1.06,1.06,1.06,1.06,1.0900000000000001,1.0900000000000001,1.0900000000000001,1.0900000000000001,1.0900000000000001,1.0900000000000001,1.06,1.06,401.25136945825528,0,811.29312798778938,0,0,0,1,0,null,null,1.2899367135242485,null,-561.48908138887577,0,null,null,6.8320000000000007,5.3630000000000004,5.5847964346769574,15.4,15.58,17.390432125820322,null,0,0]
[5068,"IwaNgsld1002",1,0.90220510041481317,7979.8295151838056,0,"gsld",15,1.06,1.06,1.06,1.06,1.0900000000000001,1.0900000000000001,1.0900000000000001,1.0900000000000001,1.0900000000000001,1.0900000000000001,1.06,1.06,401.25136945825528,0,811.29312798778938,0,0,0,1,0,null,null,1.2899367135242485,null,-561.48908138887577,0,null,null,6.8320000000000007,5.3630000000000004,5.5847964346769574,15.4,15.58,17.390432125820322,null,0,0]
[5069,"IagTgsld1003",1,0.90220510041481305,7979.8295151838056,0,"gsld",15,1.06,1.06,1.06,1.06,1.0900000000000001,1.0900000000000001,1.0900000000000001,1.0900000000000001,1.0900000000000001,1.0900000000000001,1.06,1.06,478.78977091102831,0,578.90276238834224,0,0,0,1,0,null,null,0.92044157777775026,null,-793.87944698832291,0,null,null,6.8320000000000007,5.3630000000000004,5.5847964346769574,15.4,15.58,17.390432125820322,null,0,0]
[5070,"IagNgsld1003",1,0.90220510041481305,7979.8295151838056,0,"gsld",15,1.06,1.06,1.06,1.06,1.0900000000000001,1.0900000000000001,1.0900000000000001,1.0900000000000001,1.0900000000000001,1.0900000000000001,1.06,1.06,478.78977091102831,0,578.90276238834224,0,0,0,1,0,null,null,0.92044157777775026,null,-793.87944698832291,0,null,null,6.8320000000000007,5.3630000000000004,5.5847964346769574,15.4,15.58,17.390432125820322,null,0,0]
[5071,"IchTgsld1003",1,0.90220510041481305,7979.8295151838056,0,"gsld",15,1.06,1.06,1.06,1.06,1.0900000000000001,1.0900000000000001,1.0900000000000001,1.0900000000000001,1.0900000000000001,1.0900000000000001,1.06,1.06,478.78977091102831,0,578.90276238834224,0,0,0,1,0,null,null,0.92044157777775026,null,-793.87944698832291,0,null,null,6.8320000000000007,5.3630000000000004,5.5847964346769574,15.4,15.58,17.390432125820322,null,0,0]
[5072,"IchNgsld1003",1,0.90220510041481305,7979.8295151838056,0,"gsld",15,1.06,1.06,1.06,1.06,1.0900000000000001,1.0900000000000001,1.0900000000000001,1.0900000000000001,1.0900000000000001,1.0900000000000001,1.06,1.06,478.78977091102831,0,578.90276238834224,0,0,0,1,0,null,null,0.92044157777775026,null,-793.87944698832291,0,null,null,6.8320000000000007,5.3630000000000004,5.5847964346769574,15.4,15.58,17.390432125820322,null,0,0]
[5073,"IcoTgsld1003",1,0.90220510041481305,7979.8295151838056,0,"gsld",15,1.06,1.06,1.06,1.06,1.0900000000000001,1.0900000000000001,1.0900000000000001,1.0900000000000001,1.0900000000000001,1.0900000000000001,1.06,1.06,478.78977091102831,0,578.90276238834224,0,0,0,1,0,null,null,0.92044157777775026,null,-793.87944698832291,0,null,null,6.8320000000000007,5.3630000000000004,5.5847964346769574,15.4,15.58,17.390432125820322,null,0,0]
[5074,"IcoNgsld1003",1,0.90220510041481305,7979.8295151838056,0,"gsld",15,1.06,1.06,1.06,1.06,1.0900000000000001,1.0900000000000001,1.0900000000000001,1.0900000000000001,1.0900000000000001,1.0900000000000001,1.06,1.06,478.78977091102831,0,578.90276238834224,0,0,0,1,0,null,null,0.92044157777775026,null,-793.87944698832291,0,null,null,6.8320000000000007,5.3630000000000004,5.5847964346769574,15.4,15.58,17.390432125820322,null,0,0]
[5075,"IelTgsld1003",1,0.90220510041481305,7979.8295151838056,0,"gsld",15,1.06,1.06,1.06,1.06,1.0900000000000001,1.0900000000000001,1.0900000000000001,1.0900000000000001,1.0900000000000001,1.0900000000000001,1.06,1.06,478.78977091102831,0,578.90276238834224,0,0,0,1,0,null,null,0.92044157777775026,null,-793.87944698832291,0,null,null,6.8320000000000007,5.3630000000000004,5.5847964346769574,15.4,15.58,17.390432125820322,null,0,0]
[5076,"IelNgsld1003",1,0.90220510041481305,7979.8295151838056,0,"gsld",15,1.06,1.06,1.06,1.06,1.0900000000000001,1.0900000000000001,1.0900000000000001,1.0900000000000001,1.0900000000000001,1.0900000000000001,1.06,1.06,478.78977091102831,0,578.90276238834224,0,0,0,1,0,null,null,0.92044157777775026,null,-793.87944698832291,0,null,null,6.8320000000000007,5.3630000000000004,5.5847964346769574,15.4,15.58,17.390432125820322,null,0,0]
[5077,"IluTgsld1003",1,0.90220510041481305,7979.8295151838056,0,"gsld",15,1.06,1.06,1.06,1.06,1.0900000000000001,1.0900000000000001,1.0900000000000001,1.0900000000000001,1.0900000000000001,1.0900000000000001,1.06,1.06,478.78977091102831,0,578.90276238834224,0,0,0,1,0,null,null,0.92044157777775026,null,-793.87944698832291,0,null,null,6.8320000000000007,5.3630000000000004,5.5847964346769574,15.4,15.58,17.390432125820322,null,0,0]
[5078,"IluNgsld1003",1,0.90220510041481305,7979.8295151838056,0,"gsld",15,1.06,1.06,1.06,1.06,1.0900000000000001,1.0900000000000001,1.0900000000000001,1.0900000000000001,1.0900000000000001,1.0900000000000001,1.06,1.06,478.78977091102831,0,578.90276238834224,0,0,0,1,0,null,null,0.92044157777775026,null,-793.87944698832291,0,null,null,6.8320000000000007,5.3630000000000004,5.5847964346769574,15.4,15.58,17.390432125820322,null,0,0]
[5079,"ImeTgsld1003",1,0.90220510041481305,7979.8295151838056,0,"gsld",15,1.06,1.06,1.06,1.06,1.0900000000000001,1.0900000000000001,1.0900000000000001,1.0900000000000001,1.0900000000000001,1.0900000000000001,1.06,1.06,478.78977091102831,0,578.90276238834224,0,0,0,1,0,null,null,0.92044157777775026,null,-793.87944698832291,0,null,null,6.8320000000000007,5.3630000000000004,5.5847964346769574,15.4,15.58,17.390432125820322,null,0,0]
[5080,"ImeNgsld1003",1,0.90220510041481305,7979.8295151838056,0,"gsld",15,1.06,1.06,1.06,1.06,1.0900000000000001,1.0900000000000001,1.0900000000000001,1.0900000000000001,1.0900000000000001,1.0900000000000001,1.06,1.06,478.78977091102831,0,578.90276238834224,0,0,0,1,0,null,null,0.92044157777775026,null,-793.87944698832291,0,null,null,6.8320000000000007,5.3630000000000004,5.5847964346769574,15.4,15.58,17.390432125820322,null,0,0]
[5081,"ImiTgsld1003",1,0.90220510041481305,7979.8295151838056,0,"gsld",15,1.06,1.06,1.06,1.06,1.0900000000000001,1.0900000000000001,1.0900000000000001,1.0900000000000001,1.0900000000000001,1.0900000000000001,1.06,1.06,478.78977091102831,0,578.90276238834224,0,0,0,1,0,null,null,0.92044157777775026,null,-793.87944698832291,0,null,null,6.8320000000000007,5.3630000000000004,5.5847964346769574,15.4,15.58,17.390432125820322,null,0,0]
[5082,"ImiNgsld1003",1,0.90220510041481305,7979.8295151838056,0,"gsld",15,1.06,1.06,1.06,1.06,1.0900000000000001,1.0900000000000001,1.0900000000000001,1.0900000000000001,1.0900000000000001,1.0900000000000001,1.06,1.06,478.78977091102831,0,578.90276238834224,0,0,0,1,0,null,null,0.92044157777775026,null,-793.87944698832291,0,null,null,6.8320000000000007,5.3630000000000004,5.5847964346769574,15.4,15.58,17.390432125820322,null,0,0]
[5083,"IprTgsld1003",1,0.90220510041481305,7979.8295151838056,0,"gsld",15,1.06,1.06,1.06,1.06,1.0900000000000001,1.0900000000000001,1.0900000000000001,1.0900000000000001,1.0900000000000001,1.0900000000000001,1.06,1.06,478.78977091102831,0,578.90276238834224,0,0,0,1,0,null,null,0.92044157777775026,null,-793.87944698832291,0,null,null,6.8320000000000007,5.3630000000000004,5.5847964346769574,15.4,15.58,17.390432125820322,null,0,0]
[5084,"IprNgsld1003",1,0.90220510041481305,7979.8295151838056,0,"gsld",15,1.06,1.06,1.06,1.06,1.0900000000000001,1.0900000000000001,1.0900000000000001,1.0900000000000001,1.0900000000000001,1.0900000000000001,1.06,1.06,478.78977091102831,0,578.90276238834224,0,0,0,1,0,null,null,0.92044157777775026,null,-793.87944698832291,0,null,null,6.8320000000000007,5.3630000000000004,5.5847964346769574,15.4,15.58,17.390432125820322,null,0,0]
[5085,"IstTgsld1003",1,0.90220510041481305,7979.8295151838056,0,"gsld",15,1.06,1.06,1.06,1.06,1.0900000000000001,1.0900000000000001,1.0900000000000001,1.0900000000000001,1.0900000000000001,1.0900000000000001,1.06,1.06,478.78977091102831,0,578.90276238834224,0,0,0,1,0,null,null,0.92044157777775026,null,-793.87944698832291,0,null,null,6.8320000000000007,5.3630000000000004,5.5847964346769574,15.4,15.58,17.390432125820322,null,0,0]
[5086,"IstNgsld1003",1,0.90220510041481305,7979.8295151838056,0,"gsld",15,1.06,1.06,1.06,1.06,1.0900000000000001,1.0900000000000001,1.0900000000000001,1.0900000000000001,1.0900000000000001,1.0900000000000001,1.06,1.06,478.78977091102831,0,578.90276238834224,0,0,0,1,0,null,null,0.92044157777775026,null,-793.87944698832291,0,null,null,6.8320000000000007,5.3630000000000004,5.5847964346769574,15.4,15.58,17.390432125820322,null,0,0]
[5087,"IteTgsld1003",1,0.90220510041481305,7979.8295151838056,0,"gsld",15,1.06,1.06,1.06,1.06,1.0900000000000001,1.0900000000000001,1.0900000000000001,1.0900000000000001,1.0900000000000001,1.0900000000000001,1.06,1.06,478.78977091102831,0,578.90276238834224,0,0,0,1,0,null,null,0.92044157777775026,null,-793.87944698832291,0,null,null,6.8320000000000007,5.3630000000000004,5.5847964346769574,15.4,15.58,17.390432125820322,null,0,0]
[5088,"IteNgsld1003",1,0.90220510041481305,7979.8295151838056,0,"gsld",15,1.06,1.06,1.06,1.06,1.0900000000000001,1.0900000000000001,1.0900000000000001,1.0900000000000001,1.0900000000000001,1.0900000000000001,1.06,1.06,478.78977091102831,0,578.90276238834224,0,0,0,1,0,null,null,0.92044157777775026,null,-793.87944698832291,0,null,null,6.8320000000000007,5.3630000000000004,5.5847964346769574,15.4,15.58,17.390432125820322,null,0,0]
[5089,"ItrTgsld1003",1,0.90220510041481305,7979.8295151838056,0,"gsld",15,1.06,1.06,1.06,1.06,1.0900000000000001,1.0900000000000001,1.0900000000000001,1.0900000000000001,1.0900000000000001,1.0900000000000001,1.06,1.06,478.78977091102831,0,578.90276238834224,0,0,0,1,0,null,null,0.92044157777775026,null,-793.87944698832291,0,null,null,6.8320000000000007,5.3630000000000004,5.5847964346769574,15.4,15.58,17.390432125820322,null,0,0]
[5090,"ItrNgsld1003",1,0.90220510041481305,7979.8295151838056,0,"gsld",15,1.06,1.06,1.06,1.06,1.0900000000000001,1.0900000000000001,1.0900000000000001,1.0900000000000001,1.0900000000000001,1.0900000000000001,1.06,1.06,478.78977091102831,0,578.90276238834224,0,0,0,1,0,null,null,0.92044157777775026,null,-793.87944698832291,0,null,null,6.8320000000000007,5.3630000000000004,5.5847964346769574,15.4,15.58,17.390432125820322,null,0,0]
[5091,"IwaTgsld1003",1,0.90220510041481305,7979.8295151838056,0,"gsld",15,1.06,1.06,1.06,1.06,1.0900000000000001,1.0900000000000001,1.0900000000000001,1.0900000000000001,1.0900000000000001,1.0900000000000001,1.06,1.06,478.78977091102831,0,578.90276238834224,0,0,0,1,0,null,null,0.92044157777775026,null,-793.87944698832291,0,null,null,6.8320000000000007,5.3630000000000004,5.5847964346769574,15.4,15.58,17.390432125820322,null,0,0]
[5092,"IwaNgsld1003",1,0.90220510041481305,7979.8295151838056,0,"gsld",15,1.06,1.06,1.06,1.06,1.0900000000000001,1.0900000000000001,1.0900000000000001,1.0900000000000001,1.0900000000000001,1.0900000000000001,1.06,1.06,478.78977091102831,0,578.90276238834224,0,0,0,1,0,null,null,0.92044157777775026,null,-793.87944698832291,0,null,null,6.8320000000000007,5.3630000000000004,5.5847964346769574,15.4,15.58,17.390432125820322,null,0,0]
[5093,"IagEgsld1004",1,0.90220510041481317,7979.8295151838056,0,"gsld",5,1.06,1.06,1.06,1.06,1.0900000000000001,1.0900000000000001,1.0900000000000001,1.0900000000000001,1.0900000000000001,1.0900000000000001,1.06,1.06,401.25136945825523,0,87.764788768043402,0,0,0,1,0,null,null,0.1395439198004691,null,-1285.0174206086217,0,null,null,6.8320000000000007,5.3630000000000004,5.5847964346769574,15.4,15.58,17.390432125820322,null,0,0]
[5094,"IagNgsld1004",1,0.90220510041481317,7979.8295151838056,0,"gsld",5,1.06,1.06,1.06,1.06,1.0900000000000001,1.0900000000000001,1.0900000000000001,1.0900000000000001,1.0900000000000001,1.0900000000000001,1.06,1.06,401.25136945825523,0,87.764788768043402,0,0,0,1,0,null,null,0.1395439198004691,null,-1285.0174206086217,0,null,null,6.8320000000000007,5.3630000000000004,5.5847964346769574,15.4,15.58,17.390432125820322,null,0,0]
[5095,"IchEgsld1004",1,0.90220510041481317,7979.8295151838056,0,"gsld",5,1.06,1.06,1.06,1.06,1.0900000000000001,1.0900000000000001,1.0900000000000001,1.0900000000000001,1.0900000000000001,1.0900000000000001,1.06,1.06,401.25136945825523,0,87.764788768043402,0,0,0,1,0,null,null,0.1395439198004691,null,-1285.0174206086217,0,null,null,6.8320000000000007,5.3630000000000004,5.5847964346769574,15.4,15.58,17.390432125820322,null,0,0]
[5096,"IchNgsld1004",1,0.90220510041481317,7979.8295151838056,0,"gsld",5,1.06,1.06,1.06,1.06,1.0900000000000001,1.0900000000000001,1.0900000000000001,1.0900000000000001,1.0900000000000001,1.0900000000000001,1.06,1.06,401.25136945825523,0,87.764788768043402,0,0,0,1,0,null,null,0.1395439198004691,null,-1285.0174206086217,0,null,null,6.8320000000000007,5.3630000000000004,5.5847964346769574,15.4,15.58,17.390432125820322,null,0,0]
[5097,"IcoEgsld1004",1,0.90220510041481317,7979.8295151838056,0,"gsld",5,1.06,1.06,1.06,1.06,1.0900000000000001,1.0900000000000001,1.0900000000000001,1.0900000000000001,1.0900000000000001,1.0900000000000001,1.06,1.06,401.25136945825523,0,87.764788768043402,0,0,0,1,0,null,null,0.1395439198004691,null,-1285.0174206086217,0,null,null,6.8320000000000007,5.3630000000000004,5.5847964346769574,15.4,15.58,17.390432125820322,null,0,0]
[5098,"IcoNgsld1004",1,0.90220510041481317,7979.8295151838056,0,"gsld",5,1.06,1.06,1.06,1.06,1.0900000000000001,1.0900000000000001,1.0900000000000001,1.0900000000000001,1.0900000000000001,1.0900000000000001,1.06,1.06,401.25136945825523,0,87.764788768043402,0,0,0,1,0,null,null,0.1395439198004691,null,-1285.0174206086217,0,null,null,6.8320000000000007,5.3630000000000004,5.5847964346769574,15.4,15.58,17.390432125820322,null,0,0]
[5099,"IelEgsld1004",1,0.90220510041481317,7979.8295151838056,0,"gsld",5,1.06,1.06,1.06,1.06,1.0900000000000001,1.0900000000000001,1.0900000000000001,1.0900000000000001,1.0900000000000001,1.0900000000000001,1.06,1.06,401.25136945825523,0,87.764788768043402,0,0,0,1,0,null,null,0.1395439198004691,null,-1285.0174206086217,0,null,null,6.8320000000000007,5.3630000000000004,5.5847964346769574,15.4,15.58,17.390432125820322,null,0,0]
[5100,"IelNgsld1004",1,0.90220510041481317,7979.8295151838056,0,"gsld",5,1.06,1.06,1.06,1.06,1.0900000000000001,1.0900000000000001,1.0900000000000001,1.0900000000000001,1.0900000000000001,1.0900000000000001,1.06,1.06,401.25136945825523,0,87.764788768043402,0,0,0,1,0,null,null,0.1395439198004691,null,-1285.0174206086217,0,null,null,6.8320000000000007,5.3630000000000004,5.5847964346769574,15.4,15.58,17.390432125820322,null,0,0]
[5101,"IluEgsld1004",1,0.90220510041481317,7979.8295151838065,0,"gsld",5,1.06,1.06,1.06,1.06,1.0900000000000001,1.0900000000000001,1.0900000000000001,1.0900000000000001,1.0900000000000001,1.0900000000000001,1.06,1.06,401.25136945825528,0,91.275311523896605,0,0,0,1,0,null,null,0.14512556721028855,null,-1281.5068978527688,0,null,null,6.8320000000000007,5.3630000000000004,5.5847964346769574,15.4,15.58,17.390432125820322,null,0,0]
[5102,"IluNgsld1004",1,0.90220510041481317,7979.8295151838065,0,"gsld",5,1.06,1.06,1.06,1.06,1.0900000000000001,1.0900000000000001,1.0900000000000001,1.0900000000000001,1.0900000000000001,1.0900000000000001,1.06,1.06,401.25136945825528,0,91.275311523896605,0,0,0,1,0,null,null,0.14512556721028855,null,-1281.5068978527688,0,null,null,6.8320000000000007,5.3630000000000004,5.5847964346769574,15.4,15.58,17.390432125820322,null,0,0]
[5103,"ImeEgsld1004",1,0.90220510041481317,7979.8295151838056,0,"gsld",5,1.06,1.06,1.06,1.06,1.0900000000000001,1.0900000000000001,1.0900000000000001,1.0900000000000001,1.0900000000000001,1.0900000000000001,1.06,1.06,401.25136945825523,0,87.764788768043402,0,0,0,1,0,null,null,0.1395439198004691,null,-1285.0174206086217,0,null,null,6.8320000000000007,5.3630000000000004,5.5847964346769574,15.4,15.58,17.390432125820322,null,0,0]
[5104,"ImeNgsld1004",1,0.90220510041481317,7979.8295151838056,0,"gsld",5,1.06,1.06,1.06,1.06,1.0900000000000001,1.0900000000000001,1.0900000000000001,1.0900000000000001,1.0900000000000001,1.0900000000000001,1.06,1.06,401.25136945825523,0,87.764788768043402,0,0,0,1,0,null,null,0.1395439198004691,null,-1285.0174206086217,0,null,null,6.8320000000000007,5.3630000000000004,5.5847964346769574,15.4,15.58,17.390432125820322,null,0,0]
[5105,"ImiEgsld1004",1,0.90220510041481305,7979.8295151838056,0,"gsld",5,1.06,1.06,1.06,1.06,1.0900000000000001,1.0900000000000001,1.0900000000000001,1.0900000000000001,1.0900000000000001,1.0900000000000001,1.06,1.06,401.25136945825523,0,89.136087349372119,0,0,0,1,0,null,null,0.14172425182133425,null,-1283.6461220272931,0,null,null,6.8320000000000007,5.3630000000000004,5.5847964346769574,15.4,15.58,17.390432125820322,null,0,0]
[5106,"ImiNgsld1004",1,0.90220510041481305,7979.8295151838056,0,"gsld",5,1.06,1.06,1.06,1.06,1.0900000000000001,1.0900000000000001,1.0900000000000001,1.0900000000000001,1.0900000000000001,1.0900000000000001,1.06,1.06,401.25136945825523,0,89.136087349372119,0,0,0,1,0,null,null,0.14172425182133425,null,-1283.6461220272931,0,null,null,6.8320000000000007,5.3630000000000004,5.5847964346769574,15.4,15.58,17.390432125820322,null,0,0]
[5107,"IprEgsld1004",1,0.90220510041481317,7979.8295151838056,0,"gsld",5,1.06,1.06,1.06,1.06,1.0900000000000001,1.0900000000000001,1.0900000000000001,1.0900000000000001,1.0900000000000001,1.0900000000000001,1.06,1.06,401.25136945825523,0,87.764788768043402,0,0,0,1,0,null,null,0.1395439198004691,null,-1285.0174206086217,0,null,null,6.8320000000000007,5.3630000000000004,5.5847964346769574,15.4,15.58,17.390432125820322,null,0,0]
[5108,"IprNgsld1004",1,0.90220510041481317,7979.8295151838056,0,"gsld",5,1.06,1.06,1.06,1.06,1.0900000000000001,1.0900000000000001,1.0900000000000001,1.0900000000000001,1.0900000000000001,1.0900000000000001,1.06,1.06,401.25136945825523,0,87.764788768043402,0,0,0,1,0,null,null,0.1395439198004691,null,-1285.0174206086217,0,null,null,6.8320000000000007,5.3630000000000004,5.5847964346769574,15.4,15.58,17.390432125820322,null,0,0]
[5109,"IstEgsld1004",1,0.90220510041481317,7979.8295151838056,0,"gsld",5,1.06,1.06,1.06,1.06,1.0900000000000001,1.0900000000000001,1.0900000000000001,1.0900000000000001,1.0900000000000001,1.0900000000000001,1.06,1.06,401.25136945825523,0,87.764788768043402,0,0,0,1,0,null,null,0.1395439198004691,null,-1285.0174206086217,0,null,null,6.8320000000000007,5.3630000000000004,5.5847964346769574,15.4,15.58,17.390432125820322,null,0,0]
[5110,"IstNgsld1004",1,0.90220510041481317,7979.8295151838056,0,"gsld",5,1.06,1.06,1.06,1.06,1.0900000000000001,1.0900000000000001,1.0900000000000001,1.0900000000000001,1.0900000000000001,1.0900000000000001,1.06,1.06,401.25136945825523,0,87.764788768043402,0,0,0,1,0,null,null,0.1395439198004691,null,-1285.0174206086217,0,null,null,6.8320000000000007,5.3630000000000004,5.5847964346769574,15.4,15.58,17.390432125820322,null,0,0]
[5111,"IteEgsld1004",1,0.90220510041481317,7979.8295151838056,0,"gsld",5,1.06,1.06,1.06,1.06,1.0900000000000001,1.0900000000000001,1.0900000000000001,1.0900000000000001,1.0900000000000001,1.0900000000000001,1.06,1.06,401.25136945825523,0,87.764788768043402,0,0,0,1,0,null,null,0.1395439198004691,null,-1285.0174206086217,0,null,null,6.8320000000000007,5.3630000000000004,5.5847964346769574,15.4,15.58,17.390432125820322,null,0,0]
[5112,"IteNgsld1004",1,0.90220510041481317,7979.8295151838056,0,"gsld",5,1.06,1.06,1.06,1.06,1.0900000000000001,1.0900000000000001,1.0900000000000001,1.0900000000000001,1.0900000000000001,1.0900000000000001,1.06,1.06,401.25136945825523,0,87.764788768043402,0,0,0,1,0,null,null,0.1395439198004691,null,-1285.0174206086217,0,null,null,6.8320000000000007,5.3630000000000004,5.5847964346769574,15.4,15.58,17.390432125820322,null,0,0]
[5113,"ItrEgsld1004",1,0.90220510041481317,7979.8295151838056,0,"gsld",5,1.06,1.06,1.06,1.06,1.0900000000000001,1.0900000000000001,1.0900000000000001,1.0900000000000001,1.0900000000000001,1.0900000000000001,1.06,1.06,401.25136945825528,0,90.550918372673351,0,0,0,1,0,null,null,0.14397379938611629,null,-1282.2312910039918,0,null,null,6.8320000000000007,5.3630000000000004,5.5847964346769574,15.4,15.58,17.390432125820322,null,0,0]
[5114,"ItrNgsld1004",1,0.90220510041481317,7979.8295151838056,0,"gsld",5,1.06,1.06,1.06,1.06,1.0900000000000001,1.0900000000000001,1.0900000000000001,1.0900000000000001,1.0900000000000001,1.0900000000000001,1.06,1.06,401.25136945825528,0,90.550918372673351,0,0,0,1,0,null,null,0.14397379938611629,null,-1282.2312910039918,0,null,null,6.8320000000000007,5.3630000000000004,5.5847964346769574,15.4,15.58,17.390432125820322,null,0,0]
[5115,"IwaEgsld1004",1,0.90220510041481317,7979.8295151838056,0,"gsld",5,1.06,1.06,1.06,1.06,1.0900000000000001,1.0900000000000001,1.0900000000000001,1.0900000000000001,1.0900000000000001,1.0900000000000001,1.06,1.06,401.25136945825523,0,87.764788768043402,0,0,0,1,0,null,null,0.1395439198004691,null,-1285.0174206086217,0,null,null,6.8320000000000007,5.3630000000000004,5.5847964346769574,15.4,15.58,17.390432125820322,null,0,0]
[5116,"IwaNgsld1004",1,0.90220510041481317,7979.8295151838056,0,"gsld",5,1.06,1.06,1.06,1.06,1.0900000000000001,1.0900000000000001,1.0900000000000001,1.0900000000000001,1.0900000000000001,1.0900000000000001,1.06,1.06,401.25136945825523,0,87.764788768043402,0,0,0,1,0,null,null,0.1395439198004691,null,-1285.0174206086217,0,null,null,6.8320000000000007,5.3630000000000004,5.5847964346769574,15.4,15.58,17.390432125820322,null,0,0]
[5117,"IagNgsld2001",1,0.90687281768330019,7998.8549944002989,0,"gsld",20,1.0550000000000002,1.0550000000000002,1.0550000000000002,1.0550000000000002,1.085,1.085,1.085,1.085,1.085,1.085,1.0550000000000002,1.0550000000000002,402.20803144905238,0,6671.7692118221894,0,0,0,1,0,null,null,10.606511342394537,null,5298.525645255073,1,null,null,6.8320000000000007,5.3630000000000004,5.5847964346769574,15.4,15.58,17.390432125820322,null,0,0]
[5118,"IchNgsld2001",1,0.90687281768330041,7998.8549944002998,0,"gsld",20,1.0550000000000002,1.0550000000000002,1.0550000000000002,1.0550000000000002,1.085,1.085,1.085,1.085,1.085,1.085,1.0550000000000002,1.0550000000000002,402.20803144905244,0,2763.585031758998,0,0,0,1,0,null,null,4.3934367413494364,null,1390.3414651918815,1,null,null,6.8320000000000007,5.3630000000000004,5.5847964346769574,15.4,15.58,17.390432125820322,null,0,0]
[5119,"IcoNgsld2001",1,0.9068728176833003,7998.8549944002998,0,"gsld",20,1.0550000000000002,1.0550000000000002,1.0550000000000002,1.0550000000000002,1.085,1.085,1.085,1.085,1.085,1.085,1.0550000000000002,1.0550000000000002,402.20803144905238,0,17118.179170285955,0,0,0,1,0,null,null,27.213795286721439,null,15744.935603718839,1,null,null,6.8320000000000007,5.3630000000000004,5.5847964346769574,15.4,15.58,17.390432125820322,null,54805.111846826854,8242.7538404649295]
[5120,"IelNgsld2001",1,0.90687281768330053,7998.8549944003007,0,"gsld",20,1.0550000000000002,1.0550000000000002,1.0550000000000002,1.0550000000000002,1.085,1.085,1.085,1.085,1.085,1.085,1.0550000000000002,1.0550000000000002,402.20803144905244,0,3523.7090398005571,0,0,0,1,0,null,null,5.601851429710222,null,2150.4654732334407,1,null,null,6.8320000000000007,5.3630000000000004,5.5847964346769574,15.4,15.58,17.390432125820322,null,0,0]
[5121,"IluNgsld2001",1,0.90687281768330041,7998.8549944003007,0,"gsld",20,1.0550000000000002,1.0550000000000002,1.0550000000000002,1.0550000000000002,1.085,1.085,1.085,1.085,1.085,1.085,1.0550000000000002,1.0550000000000002,402.20803144905244,0,5939.642995654428,0,0,0,1,0,null,null,9.4426064216296144,null,4566.3994290873115,1,null,null,6.8320000000000007,5.3630000000000004,5.5847964346769574,15.4,15.58,17.390432125820322,null,0,0]
[5122,"ImeNgsld2001",1,0.90687281768330041,7998.8549944002998,0,"gsld",20,1.0550000000000002,1.0550000000000002,1.0550000000000002,1.0550000000000002,1.085,1.085,1.085,1.085,1.085,1.085,1.0550000000000002,1.0550000000000002,402.20803144905244,0,15353.953626617496,0,0,0,1,0,null,null,24.409100213291133,null,13980.710060050378,1,null,null,6.8320000000000007,5.3630000000000004,5.5847964346769574,15.4,15.58,17.390432125820322,null,39258.265481257054,5904.4897028954638]
[5123,"ImiNgsld2001",1,0.9068728176833003,7998.8549944002998,0,"gsld",20,1.0550000000000002,1.0550000000000002,1.0550000000000002,1.0550000000000002,1.085,1.085,1.085,1.085,1.085,1.085,1.0550000000000002,1.0550000000000002,402.20803144905238,0,17118.179170285955,0,0,0,1,0,null,null,27.213795286721439,null,15744.935603718839,1,null,null,6.8320000000000007,5.3630000000000004,5.5847964346769574,15.4,15.58,17.390432125820322,null,54805.111846826854,8242.7538404649295]
[5124,"IprNgsld2001",1,0.90687281768330041,7998.8549944002998,0,"gsld",20,1.0550000000000002,1.0550000000000002,1.0550000000000002,1.0550000000000002,1.085,1.085,1.085,1.085,1.085,1.085,1.0550000000000002,1.0550000000000002,402.20803144905244,0,2140.3889412040839,0,0,0,1,0,null,null,3.4027045692452211,null,767.1453746369674,1,null,null,6.8320000000000007,5.3630000000000004,5.5847964346769574,15.4,15.58,17.390432125820322,null,0,0]
[5125,"IstNgsld2001",1,0.90687281768330041,7998.8549944002998,0,"gsld",20,1.0550000000000002,1.0550000000000002,1.0550000000000002,1.0550000000000002,1.085,1.085,1.085,1.085,1.085,1.085,1.0550000000000002,1.0550000000000002,402.20803144905244,0,11380.677056389379,0,0,0,1,0,null,null,18.092544338738477,null,10007.433489822261,1,null,null,6.8320000000000007,5.3630000000000004,5.5847964346769574,15.4,15.58,17.390432125820322,null,4244.6408498836972,638.39901950312139]
[5126,"IteNgsld2001",1,0.90687281768330053,7998.8549944002998,0,"gsld",20,1.0550000000000002,1.0550000000000002,1.0550000000000002,1.0550000000000002,1.085,1.085,1.085,1.085,1.085,1.085,1.0550000000000002,1.0550000000000002,402.20803144905244,0,6388.0260354139973,0,0,0,1,0,null,null,10.155427810672885,null,5014.7824688468809,1,null,null,6.8320000000000007,5.3630000000000004,5.5847964346769574,15.4,15.58,17.390432125820322,null,0,0]
[5127,"ItrNgsld2001",1,0.90687281768330041,7998.8549944002998,0,"gsld",20,1.0550000000000002,1.0550000000000002,1.0550000000000002,1.0550000000000002,1.085,1.085,1.085,1.085,1.085,1.085,1.0550000000000002,1.0550000000000002,402.20803144905244,0,1946.2888311067152,0,0,0,1,0,null,null,3.0941319921752939,null,573.04526453959863,1,null,null,6.8320000000000007,5.3630000000000004,5.5847964346769574,15.4,15.58,17.390432125820322,null,0,0]
[5128,"IwaNgsld2001",1,0.9068728176833003,7998.8549944002989,0,"gsld",20,1.0549999999999999,1.0549999999999999,1.0549999999999999,1.0549999999999999,1.085,1.085,1.085,1.085,1.085,1.085,1.0549999999999999,1.0549999999999999,402.20803144905244,0,1333.0483171491207,0,0,0,1,0,null,null,2.11922679680649,null,-40.195249417995768,0,null,null,6.8320000000000007,5.3630000000000004,5.5847964346769574,15.4,15.58,17.390432125820322,null,0,0]

{"sheet":"OUTPUTS","index":1,"n_rows":5155,"n_cols":81,"rows_kept":1125,"cut":true,"hidden":false,"merged":[[22,60,22,65],[16,46,16,51],[16,54,16,57],[14,67,14,78],[17,28,17,30],[1,0,1,44],[2,0,2,44],[3,0,3,44]],"bounds":{"rows_first":500,"rows_last":125,"rows_between":500,"halvings":2}}
[]
["II. Outputs: Batch Runs"]
[]
["All values are Net Present Value (NPV) dollars unless otherwise noted."]
["FPL 000688"]
["20240012-EG"]
[]
[]
[null,"DSM",null,null,null,"DSM",null,null,null,null,"DSM",null,null,null,"Total DSM Costs",null,null,null,"DSM",null,null,null,"DSM",null,null,"DSM Total",null,null,"DSM Net",null,null,null,"Step 1",null,null,null,"Step 2"]
[null,"Measure",null,null,null,"Utility Costs",null,null,null,null,"Participant",null,null,null,"Accounted",null,null,null,"Utility",null,null,null,"Participant",null,null,"Benefits",null,null,"Benefits"]
[null,null,null,null,null,null,null,null,null,null,"Costs",null,null,null,"for in",null,null,null,"Benefits",null,null,null,"Benefits",null,null,"Accounted for",null,null,"Accounted for"]
[null,null,null,null,null,null,null,null,null,null,null,null,null,null,"Tests",null,null,null,null,null,null,null,null,null,null,"In Tests",null,null,"In Tests"]
[null,"<---------->",null,null,null,"<-------------","--------------","--------------","--------------","----------->","<-------------","----------->",null,null,"<--------","------------","------------",null,"<-----------------","-----------------",null,"----------->","<------------","--------->",null,"<------------","------------->",null,"<----------","------------","----------->"]
[]
["E-RIM :",null,null,null,null,"X","X","X","X","X",null,null,null,null,null,null,null,null,"X","X","X","X",null,null,null,null,null,null,null,null,null,null,"E-RIM","E-TRC",null,null,"E-RIM","E-TRC",null,null,null,null,"PART.",null,null,null,null,null,null,null,null,null,null,null,null,null,null,null,null,null,null,null,null,null,null,null,null,"E-RIM Maximum Incentive Based on 2 Years Payback"]
["Part :",null,null,null,null,null,"X",null,null,null,"X","X","X",null,null,null,null,null,null,null,null,null,"X","X",null,null,null,null,null,null,null,null,"Cut-off","Cut-off",null,null,"Cut-off","Cut-off",null,null,null,null,"Cut-off"]
["E-TRC :",null,null,null,null,"X",null,"X",null,null,"X","X","X",null,null,null,null,null,"X","X",null,"X",null,null,null,null,null,null,null,null,null,null,1.0049999999999999,1.0049999999999999,null,null,1.0049999999999999,1.0049999999999999,null,null,null,null,1.0049999999999999,null,null,null,"Screening Step # 3",null,null,null,null,null,null,null,"Screening Step # 4",null,null,null,null,null,null,null,null,null,null,null,null,null,null,"[A]",null,"[B]",null,"[C]",null,"[D]",null,"[E]","[F]"]
[null,null,null,null,null,null,null,null,null,null,null,null,null,null,null,null,null,null,null,null,null,null,null,null,null,null,null,null,"Formulas"]
["Page :",1,1,1,1,2,2,2,2,2,2,2,2,null,11,10,9,null,11,11,11,11,10,10,null,11,10,null,11,9,10,null,null,null,null,null,null,null,null,null,null,null,null,null,null,null,null,null,null,null,null,null,null,null,null,null,null,null,null,null,null,null,null,null,null,null,null,null,null,null,null,null,null,"Maximum Incentive"]
[null,null,null,null,null,"Utility",null,"Other","Energy ","Demand",null,null,null,null,null,null,null,null,null,null,null,null,null,null,null,"Total ",null,null,null,null,null,null,null,null,null,null,null,null,null,null,null,null,null,null,null,null,null,null,null,null,null,null,null,null,null,null,null,null,null,null,null,null,null,null,null,null,null,"E-RIM",null,null,null,null,null,"that passes E-RIM and",null,"Maximum Incentive",null,"Maximum Incentive"]
[null,null,null,null,null,null,null,null,null,null,null,null,null,null,null,null,null,null,null,null,null,null,null,null,null,null,null,null,null,null,null,null,"E-RIM","E-TRC",null,null,"E-RIM","E-TRC",null,null,null,null,null,null,null,null,null,null,null,null,null,null,null,null,null,null,"Maximum Incentive"]
[null,null,null,null,"Cust.","Program","Utility","Utility","Charge","Charge","Part.","Part.","Other",null,"Total ","Total ","Total ",null,"Avoided gen","Avoided",null,"Env /","Savings in","Part.",null,"E-RIM /","Total ",null,"Net","Net","Net",null,"Accounting","Accounting",null,null,"Accounting","Accounting",null,null,null,null,null,null,null,null,"Net","Incentive ",null,null,null,null,null,null,"(Based on 2-Yrs.)",null,"that does not violate",null,null,null,null,null,null,null,null,null,null,"Maximum",null,"Maximum One-time",null,"Incentive ",null,"has a Part. Test >= 1.00",null,"that does not violate",null,"that can be offered","Percentage of the maximum"]
[null,null,"Cust.","Gen.","kwh","Costs w/o","Incentives","Program","Revenue","Revenue","Equipment","O&M","Part.",null,"E-RIM","Part","E-TRC",null,"Unit $ & Fuel","T&D","Revenue","Other","Part.","Tax",null,"E-TRC","Part",null,"E-RIM","E-TRC","Part",null,"for","for",null,null,"for","for",null,null,null,null,null,null,null,null,"Part","Amount Needed","E-RIM",null,null,null,null,null,"with zero incentive",null,"2-Years Payback",null,null,null,"Energy and Demand Charge",null,null,null,null,null,null,"Incentive",null,"Incentive Payment ",null,"needed to make",null,"Larger of",null,"2-Years Payback",null,"Smaller of","incentive based on the"]
[null,"Measure","kw red at","kwh red.","increase","Incentives","to Part.","Costs","Loss","Loss","Cost","Cost","Costs",null,"Costs","Costs","Costs",null,"Benefits","Benefits","Gains","Benefits","Bills","Credits",null,"Benefits","Benefits",null,"Benefits","Benefits","Benefits",null,"Unrecovered","Participant",null,null,"Admin","Admin",null,null,"Part.","PASS /","PASS",null,"Measure",null,"Benefits","to pass Part. Test","Test","PASS /","PASS","FAIL",null,null,"Years",null,"one-time incentive payment","2 Yrs. Payback ",null,null,null,null,null,null,null,null,null,"for E-RIM = 1.005",null,"for RIM =1.005",null,"Part. Test = 1.00",null,"[A] and [B]",null,"one-time incentive payment",null,"[C] and [D]","participant costs",null,"Measure"]
[null,"Name","meter","per cust.","at meter","(000$)","(000$)","(000$)","(000$)","(000$)","(000$)","(000$)","(000$)",null,"(000$)","(000$)","(000$)",null,"(000$)","(000$)",null,"(000$)","(000$)","(000$)",null,"(000$)","(000$)",null,"(000$)","(000$)","(000$)",null,"Revenue Req.","Cost","Pass RIM?","Pass TRC?","Cost","Cost","Pass RIM","Pass TRC?","Test","FAIL","Cnt.",null,"Name",null,"(000$)","(000$)","w/Incentive","FAIL","Cnt.","Cnt.",null,null,"to Payback",null,"(Nominal $)"," criterion met",null,null,"Egy yr1","Egy yr2","Egy yr3","Dmd yr1","Dmd yr2","Dmd yr3",null,"(NPV 000$)",null,"(Nominal $)",null,"(Nominal $)",null,"(Nominal $)",null,"(Nominal $)",null,"(Nominal $)","(%)",null,"Name"]
[1,"IagTgsd101",0.98533076643943773,8329.1060426051008,0,5026.65576171875,0,0,44867.340505010172,18458.40625,7480.5952446688925,0,0,null,68352.403202238391,7480.5952446688925,12507.251000396789,null,29142.02399897029,7334.8229106418003,0,0,72515.443694524685,0,null,36476.845794644541,72515.4453125,null,-31875.55672208438,23969.594788256898,65034.85006783111,null,0.5760191969904972,4.8761956236891795,0,1,0.53365857602030897,2.916455884351826,0,1,9.6938068349813111,"PASS",1,null,"IagTgsd101",null,65034.85006783111,0,0.53365857602030897,"FAIL",0,1,null,null,1.1039344052384439,null,-694.33707531545099,"NO",0,null,7.4389999999999992,5.9600000000000009,6.2474711356919013,13.13,13.290000000000001,14.852837601175882,null,-32057.033566833856,null,-4208.6691210168901,null,0,null,0,null,-694.33707531545099,null,-694.33707531545099,-0.97447004309189822,null,"IagTgsd101"]
[2,"IagNgsd101",0.98533076643943773,8329.1060426051008,0,5026.65576171875,0,0,44867.340505010172,18458.40625,7480.5952446688925,0,0,null,68352.403202238391,7480.5952446688925,12507.251000396789,null,29142.02399897029,7334.8229106418003,0,0,72515.443694524685,0,null,36476.845794644541,72515.4453125,null,-31875.55672208438,23969.594788256898,65034.85006783111,null,0.5760191969904972,4.8761956236891795,0,1,0.53365857602030897,2.916455884351826,0,1,9.6938068349813111,"PASS",1,null,"IagNgsd101",null,65034.85006783111,0,0.53365857602030897,"FAIL",0,1,null,null,1.1039344052384439,null,-694.33707531545099,"NO",0,null,7.4389999999999992,5.9600000000000009,6.2474711356919013,13.13,13.290000000000001,14.852837601175882,null,-32057.033566833856,null,-4208.6691210168901,null,0,null,0,null,-694.33707531545099,null,-694.33707531545099,-0.97447004309189822,null,"IagNgsd101"]
[3,"IchTgsd101",0.98533076643943773,8329.1060426051008,0,5026.65576171875,0,0,44867.340505010172,18458.40625,7480.5952446688925,0,0,null,68352.403202238391,7480.5952446688925,12507.251000396789,null,29142.02399897029,7334.8229106418003,0,0,72515.443694524685,0,null,36476.845794644541,72515.4453125,null,-31875.55672208438,23969.594788256898,65034.85006783111,null,0.5760191969904972,4.8761956236891795,0,1,0.53365857602030897,2.916455884351826,0,1,9.6938068349813111,"PASS",1,null,"IchTgsd101",null,65034.85006783111,0,0.53365857602030897,"FAIL",0,1,null,null,1.1039344052384439,null,-694.33707531545099,"NO",0,null,7.4389999999999992,5.9600000000000009,6.2474711356919013,13.13,13.290000000000001,14.852837601175882,null,-32057.033566833856,null,-4208.6691210168901,null,0,null,0,null,-694.33707531545099,null,-694.33707531545099,-0.97447004309189822,null,"IchTgsd101"]
[4,"IchNgsd101",0.98533076643943773,8329.1060426051008,0,5026.65576171875,0,0,44867.340505010172,18458.40625,7480.5952446688925,0,0,null,68352.403202238391,7480.5952446688925,12507.251000396789,null,29142.02399897029,7334.8229106418003,0,0,72515.443694524685,0,null,36476.845794644541,72515.4453125,null,-31875.55672208438,23969.594788256898,65034.85006783111,null,0.5760191969904972,4.8761956236891795,0,1,0.53365857602030897,2.916455884351826,0,1,9.6938068349813111,"PASS",1,null,"IchNgsd101",null,65034.85006783111,0,0.53365857602030897,"FAIL",0,1,null,null,1.1039344052384439,null,-694.33707531545099,"NO",0,null,7.4389999999999992,5.9600000000000009,6.2474711356919013,13.13,13.290000000000001,14.852837601175882,null,-32057.033566833856,null,-4208.6691210168901,null,0,null,0,null,-694.33707531545099,null,-694.33707531545099,-0.97447004309189822,null,"IchNgsd101"]
[5,"IcoTgsd101",0.98533076643943773,8329.1060426051008,0,5026.65576171875,0,0,44867.340505010172,18458.40625,7480.5952446688925,0,0,null,68352.403202238391,7480.5952446688925,12507.251000396789,null,29142.02399897029,7334.8229106418003,0,0,72515.443694524685,0,null,36476.845794644541,72515.4453125,null,-31875.55672208438,23969.594788256898,65034.85006783111,null,0.5760191969904972,4.8761956236891795,0,1,0.53365857602030897,2.916455884351826,0,1,9.6938068349813111,"PASS",1,null,"IcoTgsd101",null,65034.85006783111,0,0.53365857602030897,"FAIL",0,1,null,null,1.1039344052384439,null,-694.33707531545099,"NO",0,null,7.4389999999999992,5.9600000000000009,6.2474711356919013,13.13,13.290000000000001,14.852837601175882,null,-32057.033566833856,null,-4208.6691210168901,null,0,null,0,null,-694.33707531545099,null,-694.33707531545099,-0.97447004309189822,null,"IcoTgsd101"]
[6,"IcoNgsd101",0.98533076643943773,8329.1060426051008,0,5026.65576171875,0,0,44867.340505010172,18458.40625,7480.5952446688925,0,0,null,68352.403202238391,7480.5952446688925,12507.251000396789,null,29142.02399897029,7334.8229106418003,0,0,72515.443694524685,0,null,36476.845794644541,72515.4453125,null,-31875.55672208438,23969.594788256898,65034.85006783111,null,0.5760191969904972,4.8761956236891795,0,1,0.53365857602030897,2.916455884351826,0,1,9.6938068349813111,"PASS",1,null,"IcoNgsd101",null,65034.85006783111,0,0.53365857602030897,"FAIL",0,1,null,null,1.1039344052384439,null,-694.33707531545099,"NO",0,null,7.4389999999999992,5.9600000000000009,6.2474711356919013,13.13,13.290000000000001,14.852837601175882,null,-32057.033566833856,null,-4208.6691210168901,null,0,null,0,null,-694.33707531545099,null,-694.33707531545099,-0.97447004309189822,null,"IcoNgsd101"]
[7,"IelTgsd101",0.98533076643943773,8329.1060426051008,0,5026.65576171875,0,0,44867.340505010172,18458.40625,7480.5952446688925,0,0,null,68352.403202238391,7480.5952446688925,12507.251000396789,null,29142.02399897029,7334.8229106418003,0,0,72515.443694524685,0,null,36476.845794644541,72515.4453125,null,-31875.55672208438,23969.594788256898,65034.85006783111,null,0.5760191969904972,4.8761956236891795,0,1,0.53365857602030897,2.916455884351826,0,1,9.6938068349813111,"PASS",1,null,"IelTgsd101",null,65034.85006783111,0,0.53365857602030897,"FAIL",0,1,null,null,1.1039344052384439,null,-694.33707531545099,"NO",0,null,7.4389999999999992,5.9600000000000009,6.2474711356919013,13.13,13.290000000000001,14.852837601175882,null,-32057.033566833856,null,-4208.6691210168901,null,0,null,0,null,-694.33707531545099,null,-694.33707531545099,-0.97447004309189822,null,"IelTgsd101"]
[8,"IelNgsd101",0.98533076643943773,8329.1060426051008,0,5026.65576171875,0,0,44867.340505010172,18458.40625,7480.5952446688925,0,0,null,68352.403202238391,7480.5952446688925,12507.251000396789,null,29142.02399897029,7334.8229106418003,0,0,72515.443694524685,0,null,36476.845794644541,72515.4453125,null,-31875.55672208438,23969.594788256898,65034.85006783111,null,0.5760191969904972,4.8761956236891795,0,1,0.53365857602030897,2.916455884351826,0,1,9.6938068349813111,"PASS",1,null,"IelNgsd101",null,65034.85006783111,0,0.53365857602030897,"FAIL",0,1,null,null,1.1039344052384439,null,-694.33707531545099,"NO",0,null,7.4389999999999992,5.9600000000000009,6.2474711356919013,13.13,13.290000000000001,14.852837601175882,null,-32057.033566833856,null,-4208.6691210168901,null,0,null,0,null,-694.33707531545099,null,-694.33707531545099,-0.97447004309189822,null,"IelNgsd101"]
[9,"IluTgsd101",0.98533076643943773,8329.1060426051008,0,5026.65576171875,0,0,44867.340505010172,18458.40625,7778.9640638878382,0,0,null,68352.403202238391,7778.9640638878382,12805.619819615737,null,29142.02399897029,7334.8229106418003,0,0,72515.443694524685,0,null,36476.845794644541,72515.4453125,null,-31875.55672208438,23671.225969037954,64736.481248612159,null,0.5760191969904972,4.6891649704335858,0,1,0.53365857602030897,2.8485029456913988,0,1,9.3219925837088393,"PASS",1,null,"IluTgsd101",null,64736.481248612159,0,0.53365857602030897,"FAIL",0,1,null,null,1.1479655898883026,null,-665.9174096484702,"NO",0,null,7.4389999999999992,5.9600000000000009,6.2474711356919013,13.13,13.290000000000001,14.852837601175882,null,-32057.033566833856,null,-4208.6691210168901,null,0,null,0,null,-665.9174096484702,null,-665.9174096484702,-0.89873758576148932,null,"IluTgsd101"]
[10,"IluNgsd101",0.98533076643943773,8329.1060426051008,0,5026.65576171875,0,0,44867.340505010172,18458.40625,7778.9640638878382,0,0,null,68352.403202238391,7778.9640638878382,12805.619819615737,null,29142.02399897029,7334.8229106418003,0,0,72515.443694524685,0,null,36476.845794644541,72515.4453125,null,-31875.55672208438,23671.225969037954,64736.481248612159,null,0.5760191969904972,4.6891649704335858,0,1,0.53365857602030897,2.8485029456913988,0,1,9.3219925837088393,"PASS",1,null,"IluNgsd101",null,64736.481248612159,0,0.53365857602030897,"FAIL",0,1,null,null,1.1479655898883026,null,-665.9174096484702,"NO",0,null,7.4389999999999992,5.9600000000000009,6.2474711356919013,13.13,13.290000000000001,14.852837601175882,null,-32057.033566833856,null,-4208.6691210168901,null,0,null,0,null,-665.9174096484702,null,-665.9174096484702,-0.89873758576148932,null,"IluNgsd101"]
[11,"ImeTgsd101",0.98533076643943773,8329.1060426051008,0,5026.65576171875,0,0,44867.340505010172,18458.40625,7480.5952446688925,0,0,null,68352.403202238391,7480.5952446688925,12507.251000396789,null,29142.02399897029,7334.8229106418003,0,0,72515.443694524685,0,null,36476.845794644541,72515.4453125,null,-31875.55672208438,23969.594788256898,65034.85006783111,null,0.5760191969904972,4.8761956236891795,0,1,0.53365857602030897,2.916455884351826,0,1,9.6938068349813111,"PASS",1,null,"ImeTgsd101",null,65034.85006783111,0,0.53365857602030897,"FAIL",0,1,null,null,1.1039344052384439,null,-694.33707531545099,"NO",0,null,7.4389999999999992,5.9600000000000009,6.2474711356919013,13.13,13.290000000000001,14.852837601175882,null,-32057.033566833856,null,-4208.6691210168901,null,0,null,0,null,-694.33707531545099,null,-694.33707531545099,-0.97447004309189822,null,"ImeTgsd101"]
[12,"ImeNgsd101",0.98533076643943773,8329.1060426051008,0,5026.65576171875,0,0,44867.340505010172,18458.40625,7480.5952446688925,0,0,null,68352.403202238391,7480.5952446688925,12507.251000396789,null,29142.02399897029,7334.8229106418003,0,0,72515.443694524685,0,null,36476.845794644541,72515.4453125,null,-31875.55672208438,23969.594788256898,65034.85006783111,null,0.5760191969904972,4.8761956236891795,0,1,0.53365857602030897,2.916455884351826,0,1,9.6938068349813111,"PASS",1,null,"ImeNgsd101",null,65034.85006783111,0,0.53365857602030897,"FAIL",0,1,null,null,1.1039344052384439,null,-694.33707531545099,"NO",0,null,7.4389999999999992,5.9600000000000009,6.2474711356919013,13.13,13.290000000000001,14.852837601175882,null,-32057.033566833856,null,-4208.6691210168901,null,0,null,0,null,-694.33707531545099,null,-694.33707531545099,-0.97447004309189822,null,"ImeNgsd101"]
[13,"ImiTgsd101",0.98533076643943773,8329.1060426051008,0,5026.65576171875,0,0,44867.340505010172,18458.40625,7597.4781736801042,0,0,null,68352.403202238391,7597.4781736801042,12624.133929407995,null,29142.02399897029,7334.8229106418003,0,0,72515.443694524685,0,null,36476.845794644541,72515.4453125,null,-31875.55672208438,23852.711859245686,64917.967138819899,null,0.5760191969904972,4.8011780963071464,0,1,0.53365857602030897,2.8894533265653339,0,1,9.5446730684551095,"PASS",1,null,"ImiTgsd101",null,64917.967138819899,0,0.53365857602030897,"FAIL",0,1,null,null,1.1211831949968951,null,-683.203946784084,"NO",0,null,7.4389999999999992,5.9600000000000009,6.2474711356919013,13.13,13.290000000000001,14.852837601175882,null,-32057.033566833856,null,-4208.6691210168901,null,0,null,0,null,-683.203946784084,null,-683.203946784084,-0.94409390223496503,null,"ImiTgsd101"]
[14,"ImiNgsd101",0.98533076643943773,8329.1060426051008,0,5026.65576171875,0,0,44867.340505010172,18458.40625,7597.4781736801042,0,0,null,68352.403202238391,7597.4781736801042,12624.133929407995,null,29142.02399897029,7334.8229106418003,0,0,72515.443694524685,0,null,36476.845794644541,72515.4453125,null,-31875.55672208438,23852.711859245686,64917.967138819899,null,0.5760191969904972,4.8011780963071464,0,1,0.53365857602030897,2.8894533265653339,0,1,9.5446730684551095,"PASS",1,null,"ImiNgsd101",null,64917.967138819899,0,0.53365857602030897,"FAIL",0,1,null,null,1.1211831949968951,null,-683.203946784084,"NO",0,null,7.4389999999999992,5.9600000000000009,6.2474711356919013,13.13,13.290000000000001,14.852837601175882,null,-32057.033566833856,null,-4208.6691210168901,null,0,null,0,null,-683.203946784084,null,-683.203946784084,-0.94409390223496503,null,"ImiNgsd101"]
[15,"IprTgsd101",0.98533076643943773,8329.1060426051008,0,5026.65576171875,0,0,44867.340505010172,18458.40625,7480.5952446688925,0,0,null,68352.403202238391,7480.5952446688925,12507.251000396789,null,29142.02399897029,7334.8229106418003,0,0,72515.443694524685,0,null,36476.845794644541,72515.4453125,null,-31875.55672208438,23969.594788256898,65034.85006783111,null,0.5760191969904972,4.8761956236891795,0,1,0.53365857602030897,2.916455884351826,0,1,9.6938068349813111,"PASS",1,null,"IprTgsd101",null,65034.85006783111,0,0.53365857602030897,"FAIL",0,1,null,null,1.1039344052384439,null,-694.33707531545099,"NO",0,null,7.4389999999999992,5.9600000000000009,6.2474711356919013,13.13,13.290000000000001,14.852837601175882,null,-32057.033566833856,null,-4208.6691210168901,null,0,null,0,null,-694.33707531545099,null,-694.33707531545099,-0.97447004309189822,null,"IprTgsd101"]
[16,"IprNgsd101",0.98533076643943773,8329.1060426051008,0,5026.65576171875,0,0,44867.340505010172,18458.40625,7480.5952446688925,0,0,null,68352.403202238391,7480.5952446688925,12507.251000396789,null,29142.02399897029,7334.8229106418003,0,0,72515.443694524685,0,null,36476.845794644541,72515.4453125,null,-31875.55672208438,23969.594788256898,65034.85006783111,null,0.5760191969904972,4.8761956236891795,0,1,0.53365857602030897,2.916455884351826,0,1,9.6938068349813111,"PASS",1,null,"IprNgsd101",null,65034.85006783111,0,0.53365857602030897,"FAIL",0,1,null,null,1.1039344052384439,null,-694.33707531545099,"NO",0,null,7.4389999999999992,5.9600000000000009,6.2474711356919013,13.13,13.290000000000001,14.852837601175882,null,-32057.033566833856,null,-4208.6691210168901,null,0,null,0,null,-694.33707531545099,null,-694.33707531545099,-0.97447004309189822,null,"IprNgsd101"]
[17,"IstTgsd101",0.98533076643943773,8329.1060426051008,0,5026.65576171875,0,0,44867.340505010172,18458.40625,7480.5952446688925,0,0,null,68352.403202238391,7480.5952446688925,12507.251000396789,null,29142.02399897029,7334.8229106418003,0,0,72515.443694524685,0,null,36476.845794644541,72515.4453125,null,-31875.55672208438,23969.594788256898,65034.85006783111,null,0.5760191969904972,4.8761956236891795,0,1,0.53365857602030897,2.916455884351826,0,1,9.6938068349813111,"PASS",1,null,"IstTgsd101",null,65034.85006783111,0,0.53365857602030897,"FAIL",0,1,null,null,1.1039344052384439,null,-694.33707531545099,"NO",0,null,7.4389999999999992,5.9600000000000009,6.2474711356919013,13.13,13.290000000000001,14.852837601175882,null,-32057.033566833856,null,-4208.6691210168901,null,0,null,0,null,-694.33707531545099,null,-694.33707531545099,-0.97447004309189822,null,"IstTgsd101"]
[18,"IstNgsd101",0.98533076643943773,8329.1060426051008,0,5026.65576171875,0,0,44867.340505010172,18458.40625,7480.5952446688925,0,0,null,68352.403202238391,7480.5952446688925,12507.251000396789,null,29142.02399897029,7334.8229106418003,0,0,72515.443694524685,0,null,36476.845794644541,72515.4453125,null,-31875.55672208438,23969.594788256898,65034.85006783111,null,0.5760191969904972,4.8761956236891795,0,1,0.53365857602030897,2.916455884351826,0,1,9.6938068349813111,"PASS",1,null,"IstNgsd101",null,65034.85006783111,0,0.53365857602030897,"FAIL",0,1,null,null,1.1039344052384439,null,-694.33707531545099,"NO",0,null,7.4389999999999992,5.9600000000000009,6.2474711356919013,13.13,13.290000000000001,14.852837601175882,null,-32057.033566833856,null,-4208.6691210168901,null,0,null,0,null,-694.33707531545099,null,-694.33707531545099,-0.97447004309189822,null,"IstNgsd101"]
[19,"IteTgsd101",0.98533076643943773,8329.1060426051008,0,5026.65576171875,0,0,44867.340505010172,18458.40625,7480.5952446688925,0,0,null,68352.403202238391,7480.5952446688925,12507.251000396789,null,29142.02399897029,7334.8229106418003,0,0,72515.443694524685,0,null,36476.845794644541,72515.4453125,null,-31875.55672208438,23969.594788256898,65034.85006783111,null,0.5760191969904972,4.8761956236891795,0,1,0.53365857602030897,2.916455884351826,0,1,9.6938068349813111,"PASS",1,null,"IteTgsd101",null,65034.85006783111,0,0.53365857602030897,"FAIL",0,1,null,null,1.1039344052384439,null,-694.33707531545099,"NO",0,null,7.4389999999999992,5.9600000000000009,6.2474711356919013,13.13,13.290000000000001,14.852837601175882,null,-32057.033566833856,null,-4208.6691210168901,null,0,null,0,null,-694.33707531545099,null,-694.33707531545099,-0.97447004309189822,null,"IteTgsd101"]
[20,"IteNgsd101",0.98533076643943773,8329.1060426051008,0,5026.65576171875,0,0,44867.340505010172,18458.40625,7480.5952446688925,0,0,null,68352.403202238391,7480.5952446688925,12507.251000396789,null,29142.02399897029,7334.8229106418003,0,0,72515.443694524685,0,null,36476.845794644541,72515.4453125,null,-31875.55672208438,23969.594788256898,65034.85006783111,null,0.5760191969904972,4.8761956236891795,0,1,0.53365857602030897,2.916455884351826,0,1,9.6938068349813111,"PASS",1,null,"IteNgsd101",null,65034.85006783111,0,0.53365857602030897,"FAIL",0,1,null,null,1.1039344052384439,null,-694.33707531545099,"NO",0,null,7.4389999999999992,5.9600000000000009,6.2474711356919013,13.13,13.290000000000001,14.852837601175882,null,-32057.033566833856,null,-4208.6691210168901,null,0,null,0,null,-694.33707531545099,null,-694.33707531545099,-0.97447004309189822,null,"IteNgsd101"]
[21,"ItrTgsd101",0.98533076643943773,8329.1060426051008,0,5026.65576171875,0,0,44867.340505010172,18458.40625,7718.0719058047398,0,0,null,68352.403202238391,7718.0719058047398,12744.727661532632,null,29142.02399897029,7334.8229106418003,0,0,72515.443694524685,0,null,36476.845794644541,72515.4453125,null,-31875.55672208438,23732.118127121052,64797.37340669526,null,0.5760191969904972,4.7261603985848346,0,1,0.53365857602030897,2.8621126120722038,0,1,9.3955389632948787,"PASS",1,null,"ItrTgsd101",null,64797.37340669526,0,0.53365857602030897,"FAIL",0,1,null,null,1.1389795594059995,null,-671.71738945848813,"NO",0,null,7.4389999999999992,5.9600000000000009,6.2474711356919013,13.13,13.290000000000001,14.852837601175882,null,-32057.033566833856,null,-4208.6691210168901,null,0,null,0,null,-671.71738945848813,null,-671.71738945848813,-0.91371776137802585,null,"ItrTgsd101"]
[22,"ItrNgsd101",0.98533076643943773,8329.1060426051008,0,5026.65576171875,0,0,44867.340505010172,18458.40625,7718.0719058047398,0,0,null,68352.403202238391,7718.0719058047398,12744.727661532632,null,29142.02399897029,7334.8229106418003,0,0,72515.443694524685,0,null,36476.845794644541,72515.4453125,null,-31875.55672208438,23732.118127121052,64797.37340669526,null,0.5760191969904972,4.7261603985848346,0,1,0.53365857602030897,2.8621126120722038,0,1,9.3955389632948787,"PASS",1,null,"ItrNgsd101",null,64797.37340669526,0,0.53365857602030897,"FAIL",0,1,null,null,1.1389795594059995,null,-671.71738945848813,"NO",0,null,7.4389999999999992,5.9600000000000009,6.2474711356919013,13.13,13.290000000000001,14.852837601175882,null,-32057.033566833856,null,-4208.6691210168901,null,0,null,0,null,-671.71738945848813,null,-671.71738945848813,-0.91371776137802585,null,"ItrNgsd101"]
[23,"IwaTgsd101",0.98533076643943773,8329.1060426051008,0,5026.65576171875,0,0,44867.340505010172,18458.40625,7480.5952446688925,0,0,null,68352.403202238391,7480.5952446688925,12507.251000396789,null,29142.02399897029,7334.8229106418003,0,0,72515.443694524685,0,null,36476.845794644541,72515.4453125,null,-31875.55672208438,23969.594788256898,65034.85006783111,null,0.5760191969904972,4.8761956236891795,0,1,0.53365857602030897,2.916455884351826,0,1,9.6938068349813111,"PASS",1,null,"IwaTgsd101",null,65034.85006783111,0,0.53365857602030897,"FAIL",0,1,null,null,1.1039344052384439,null,-694.33707531545099,"NO",0,null,7.4389999999999992,5.9600000000000009,6.2474711356919013,13.13,13.290000000000001,14.852837601175882,null,-32057.033566833856,null,-4208.6691210168901,null,0,null,0,null,-694.33707531545099,null,-694.33707531545099,-0.97447004309189822,null,"IwaTgsd101"]
[24,"IwaNgsd101",0.98533076643943773,8329.1060426051008,0,5026.65576171875,0,0,44867.340505010172,18458.40625,7480.5952446688925,0,0,null,68352.403202238391,7480.5952446688925,12507.251000396789,null,29142.02399897029,7334.8229106418003,0,0,72515.443694524685,0,null,36476.845794644541,72515.4453125,null,-31875.55672208438,23969.594788256898,65034.85006783111,null,0.5760191969904972,4.8761956236891795,0,1,0.53365857602030897,2.916455884351826,0,1,9.6938068349813111,"PASS",1,null,"IwaNgsd101",null,65034.85006783111,0,0.53365857602030897,"FAIL",0,1,null,null,1.1039344052384439,null,-694.33707531545099,"NO",0,null,7.4389999999999992,5.9600000000000009,6.2474711356919013,13.13,13.290000000000001,14.852837601175882,null,-32057.033566833856,null,-4208.6691210168901,null,0,null,0,null,-694.33707531545099,null,-694.33707531545099,-0.97447004309189822,null,"IwaNgsd101"]
[25,"IagEgsd102",0.98533076643943773,8329.1060426051008,0,5614.0166015625,0,0,44867.340505010172,18458.40625,18401.407559134219,0,0,null,68939.764091784498,18401.407559134219,24015.424204408195,null,29142.02399897029,7334.8229106418003,0,0,72515.443694524685,0,null,36476.845794644541,72515.4453125,null,-32462.91756192813,12461.421633947823,54114.037753365781,null,0.5760191969904972,1.9822856309998911,0,1,0.52911185096440949,1.5188924230762493,0,1,3.940755351429857,"PASS",1,null,"IagEgsd102",null,54114.037753365781,0,0.52911185096440949,"FAIL",0,1,null,null,2.0376766559163948,null,-91.65870555492296,"NO",0,null,7.4389999999999992,5.9600000000000009,6.2474711356919013,13.13,13.290000000000001,14.852837601175882,null,-32644.394406677598,null,-3364.8933624953956,null,0,null,0,null,-91.65870555492296,null,-91.65870555492296,-6.9691506919442869E-2,null,"IagEgsd102"]
[26,"IagNgsd102",0.98533076643943773,8329.1060426051008,0,5614.0166015625,0,0,44867.340505010172,18458.40625,18401.407559134219,0,0,null,68939.764091784498,18401.407559134219,24015.424204408195,null,29142.02399897029,7334.8229106418003,0,0,72515.443694524685,0,null,36476.845794644541,72515.4453125,null,-32462.91756192813,12461.421633947823,54114.037753365781,null,0.5760191969904972,1.9822856309998911,0,1,0.52911185096440949,1.5188924230762493,0,1,3.940755351429857,"PASS",1,null,"IagNgsd102",null,54114.037753365781,0,0.52911185096440949,"FAIL",0,1,null,null,2.0376766559163948,null,-91.65870555492296,"NO",0,null,7.4389999999999992,5.9600000000000009,6.2474711356919013,13.13,13.290000000000001,14.852837601175882,null,-32644.394406677598,null,-3364.8933624953956,null,0,null,0,null,-91.65870555492296,null,-91.65870555492296,-6.9691506919442869E-2,null,"IagNgsd102"]
[27,"IchEgsd102",0.98533076643943773,8329.1060426051008,0,5614.0166015625,0,0,44867.340505010172,18458.40625,18401.407559134219,0,0,null,68939.764091784498,18401.407559134219,24015.424204408195,null,29142.02399897029,7334.8229106418003,0,0,72515.443694524685,0,null,36476.845794644541,72515.4453125,null,-32462.91756192813,12461.421633947823,54114.037753365781,null,0.5760191969904972,1.9822856309998911,0,1,0.52911185096440949,1.5188924230762493,0,1,3.940755351429857,"PASS",1,null,"IchEgsd102",null,54114.037753365781,0,0.52911185096440949,"FAIL",0,1,null,null,2.0376766559163948,null,-91.65870555492296,"NO",0,null,7.4389999999999992,5.9600000000000009,6.2474711356919013,13.13,13.290000000000001,14.852837601175882,null,-32644.394406677598,null,-3364.8933624953956,null,0,null,0,null,-91.65870555492296,null,-91.65870555492296,-6.9691506919442869E-2,null,"IchEgsd102"]
[28,"IchNgsd102",0.98533076643943773,8329.1060426051008,0,5614.0166015625,0,0,44867.340505010172,18458.40625,18401.407559134219,0,0,null,68939.764091784498,18401.407559134219,24015.424204408195,null,29142.02399897029,7334.8229106418003,0,0,72515.443694524685,0,null,36476.845794644541,72515.4453125,null,-32462.91756192813,12461.421633947823,54114.037753365781,null,0.5760191969904972,1.9822856309998911,0,1,0.52911185096440949,1.5188924230762493,0,1,3.940755351429857,"PASS",1,null,"IchNgsd102",null,54114.037753365781,0,0.52911185096440949,"FAIL",0,1,null,null,2.0376766559163948,null,-91.65870555492296,"NO",0,null,7.4389999999999992,5.9600000000000009,6.2474711356919013,13.13,13.290000000000001,14.852837601175882,null,-32644.394406677598,null,-3364.8933624953956,null,0,null,0,null,-91.65870555492296,null,-91.65870555492296,-6.9691506919442869E-2,null,"IchNgsd102"]
[29,"IcoEgsd102",0.98533076643943773,8329.1060426051008,0,5614.0166015625,0,0,44867.340505010172,18458.40625,18401.407559134219,0,0,null,68939.764091784498,18401.407559134219,24015.424204408195,null,29142.02399897029,7334.8229106418003,0,0,72515.443694524685,0,null,36476.845794644541,72515.4453125,null,-32462.91756192813,12461.421633947823,54114.037753365781,null,0.5760191969904972,1.9822856309998911,0,1,0.52911185096440949,1.5188924230762493,0,1,3.940755351429857,"PASS",1,null,"IcoEgsd102",null,54114.037753365781,0,0.52911185096440949,"FAIL",0,1,null,null,2.0376766559163948,null,-91.65870555492296,"NO",0,null,7.4389999999999992,5.9600000000000009,6.2474711356919013,13.13,13.290000000000001,14.852837601175882,null,-32644.394406677598,null,-3364.8933624953956,null,0,null,0,null,-91.65870555492296,null,-91.65870555492296,-6.9691506919442869E-2,null,"IcoEgsd102"]
[30,"IcoNgsd102",0.98533076643943773,8329.1060426051008,0,5614.0166015625,0,0,44867.340505010172,18458.40625,18401.407559134219,0,0,null,68939.764091784498,18401.407559134219,24015.424204408195,null,29142.02399897029,7334.8229106418003,0,0,72515.443694524685,0,null,36476.845794644541,72515.4453125,null,-32462.91756192813,12461.421633947823,54114.037753365781,null,0.5760191969904972,1.9822856309998911,0,1,0.52911185096440949,1.5188924230762493,0,1,3.940755351429857,"PASS",1,null,"IcoNgsd102",null,54114.037753365781,0,0.52911185096440949,"FAIL",0,1,null,null,2.0376766559163948,null,-91.65870555492296,"NO",0,null,7.4389999999999992,5.9600000000000009,6.2474711356919013,13.13,13.290000000000001,14.852837601175882,null,-32644.394406677598,null,-3364.8933624953956,null,0,null,0,null,-91.65870555492296,null,-91.65870555492296,-6.9691506919442869E-2,null,"IcoNgsd102"]
[31,"IelEgsd102",0.98533076643943773,8329.1060426051008,0,5614.0166015625,0,0,44867.340505010172,18458.40625,18401.407559134219,0,0,null,68939.764091784498,18401.407559134219,24015.424204408195,null,29142.02399897029,7334.8229106418003,0,0,72515.443694524685,0,null,36476.845794644541,72515.4453125,null,-32462.91756192813,12461.421633947823,54114.037753365781,null,0.5760191969904972,1.9822856309998911,0,1,0.52911185096440949,1.5188924230762493,0,1,3.940755351429857,"PASS",1,null,"IelEgsd102",null,54114.037753365781,0,0.52911185096440949,"FAIL",0,1,null,null,2.0376766559163948,null,-91.65870555492296,"NO",0,null,7.4389999999999992,5.9600000000000009,6.2474711356919013,13.13,13.290000000000001,14.852837601175882,null,-32644.394406677598,null,-3364.8933624953956,null,0,null,0,null,-91.65870555492296,null,-91.65870555492296,-6.9691506919442869E-2,null,"IelEgsd102"]
[32,"IelNgsd102",0.98533076643943773,8329.1060426051008,0,5614.0166015625,0,0,44867.340505010172,18458.40625,18401.407559134219,0,0,null,68939.764091784498,18401.407559134219,24015.424204408195,null,29142.02399897029,7334.8229106418003,0,0,72515.443694524685,0,null,36476.845794644541,72515.4453125,null,-32462.91756192813,12461.421633947823,54114.037753365781,null,0.5760191969904972,1.9822856309998911,0,1,0.52911185096440949,1.5188924230762493,0,1,3.940755351429857,"PASS",1,null,"IelNgsd102",null,54114.037753365781,0,0.52911185096440949,"FAIL",0,1,null,null,2.0376766559163948,null,-91.65870555492296,"NO",0,null,7.4389999999999992,5.9600000000000009,6.2474711356919013,13.13,13.290000000000001,14.852837601175882,null,-32644.394406677598,null,-3364.8933624953956,null,0,null,0,null,-91.65870555492296,null,-91.65870555492296,-6.9691506919442869E-2,null,"IelNgsd102"]
[33,"IluEgsd102",0.98533076643943773,8329.1060426051008,0,5614.0166015625,0,0,44867.340505010172,18458.40625,19135.467645999448,0,0,null,68939.764091784498,19135.467645999448,24749.484291273428,null,29142.02399897029,7334.8229106418003,0,0,72515.443694524685,0,null,36476.845794644541,72515.4453125,null,-32462.91756192813,11727.361547082593,53379.977666500548,null,0.5760191969904972,1.9062427148087266,0,1,0.52911185096440949,1.4738426639431019,0,1,3.7895831266846738,"PASS",1,null,"IluEgsd102",null,53379.977666500548,0,0.52911185096440949,"FAIL",0,1,null,null,2.1189628041257285,null,-39.193045731406755,"NO",0,null,7.4389999999999992,5.9600000000000009,6.2474711356919013,13.13,13.290000000000001,14.852837601175882,null,-32644.394406677598,null,-3364.8933624953956,null,0,null,0,null,-39.193045731406755,null,-39.193045731406755,-2.8656760013824289E-2,null,"IluEgsd102"]
[34,"IluNgsd102",0.98533076643943773,8329.1060426051008,0,5614.0166015625,0,0,44867.340505010172,18458.40625,19135.467645999448,0,0,null,68939.764091784498,19135.467645999448,24749.484291273428,null,29142.02399897029,7334.8229106418003,0,0,72515.443694524685,0,null,36476.845794644541,72515.4453125,null,-32462.91756192813,11727.361547082593,53379.977666500548,null,0.5760191969904972,1.9062427148087266,0,1,0.52911185096440949,1.4738426639431019,0,1,3.7895831266846738,"PASS",1,null,"IluNgsd102",null,53379.977666500548,0,0.52911185096440949,"FAIL",0,1,null,null,2.1189628041257285,null,-39.193045731406755,"NO",0,null,7.4389999999999992,5.9600000000000009,6.2474711356919013,13.13,13.290000000000001,14.852837601175882,null,-32644.394406677598,null,-3364.8933624953956,null,0,null,0,null,-39.193045731406755,null,-39.193045731406755,-2.8656760013824289E-2,null,"IluNgsd102"]
[35,"ImeEgsd102",0.98533076643943773,8329.1060426051008,0,5614.0166015625,0,0,44867.340505010172,18458.40625,18401.407559134219,0,0,null,68939.764091784498,18401.407559134219,24015.424204408195,null,29142.02399897029,7334.8229106418003,0,0,72515.443694524685,0,null,36476.845794644541,72515.4453125,null,-32462.91756192813,12461.421633947823,54114.037753365781,null,0.5760191969904972,1.9822856309998911,0,1,0.52911185096440949,1.5188924230762493,0,1,3.940755351429857,"PASS",1,null,"ImeEgsd102",null,54114.037753365781,0,0.52911185096440949,"FAIL",0,1,null,null,2.0376766559163948,null,-91.65870555492296,"NO",0,null,7.4389999999999992,5.9600000000000009,6.2474711356919013,13.13,13.290000000000001,14.852837601175882,null,-32644.394406677598,null,-3364.8933624953956,null,0,null,0,null,-91.65870555492296,null,-91.65870555492296,-6.9691506919442869E-2,null,"ImeEgsd102"]
[36,"ImeNgsd102",0.98533076643943773,8329.1060426051008,0,5614.0166015625,0,0,44867.340505010172,18458.40625,18401.407559134219,0,0,null,68939.764091784498,18401.407559134219,24015.424204408195,null,29142.02399897029,7334.8229106418003,0,0,72515.443694524685,0,null,36476.845794644541,72515.4453125,null,-32462.91756192813,12461.421633947823,54114.037753365781,null,0.5760191969904972,1.9822856309998911,0,1,0.52911185096440949,1.5188924230762493,0,1,3.940755351429857,"PASS",1,null,"ImeNgsd102",null,54114.037753365781,0,0.52911185096440949,"FAIL",0,1,null,null,2.0376766559163948,null,-91.65870555492296,"NO",0,null,7.4389999999999992,5.9600000000000009,6.2474711356919013,13.13,13.290000000000001,14.852837601175882,null,-32644.394406677598,null,-3364.8933624953956,null,0,null,0,null,-91.65870555492296,null,-91.65870555492296,-6.9691506919442869E-2,null,"ImeNgsd102"]
[37,"ImiEgsd102",0.98533076643943773,8329.1060426051008,0,5614.0166015625,0,0,44867.340505010172,18458.40625,18689.015962262773,0,0,null,68939.764091784498,18689.015962262773,24303.032607536737,null,29142.02399897029,7334.8229106418003,0,0,72515.443694524685,0,null,36476.845794644541,72515.4453125,null,-32462.91756192813,12173.813230819269,53826.429350237231,null,0.5760191969904972,1.9517799047472217,0,1,0.52911185096440949,1.5009174554182929,0,1,3.880110405969186,"PASS",1,null,"ImiEgsd102",null,53826.429350237231,0,0.52911185096440949,"FAIL",0,1,null,null,2.0695249071214015,null,-71.102441658734278,"NO",0,null,7.4389999999999992,5.9600000000000009,6.2474711356919013,13.13,13.290000000000001,14.852837601175882,null,-32644.394406677598,null,-3364.8933624953956,null,0,null,0,null,-71.102441658734278,null,-71.102441658734278,-5.3229852504459815E-2,null,"ImiEgsd102"]
[38,"ImiNgsd102",0.98533076643943773,8329.1060426051008,0,5614.0166015625,0,0,44867.340505010172,18458.40625,18689.015962262773,0,0,null,68939.764091784498,18689.015962262773,24303.032607536737,null,29142.02399897029,7334.8229106418003,0,0,72515.443694524685,0,null,36476.845794644541,72515.4453125,null,-32462.91756192813,12173.813230819269,53826.429350237231,null,0.5760191969904972,1.9517799047472217,0,1,0.52911185096440949,1.5009174554182929,0,1,3.880110405969186,"PASS",1,null,"ImiNgsd102",null,53826.429350237231,0,0.52911185096440949,"FAIL",0,1,null,null,2.0695249071214015,null,-71.102441658734278,"NO",0,null,7.4389999999999992,5.9600000000000009,6.2474711356919013,13.13,13.290000000000001,14.852837601175882,null,-32644.394406677598,null,-3364.8933624953956,null,0,null,0,null,-71.102441658734278,null,-71.102441658734278,-5.3229852504459815E-2,null,"ImiNgsd102"]
[39,"IprEgsd102",0.98533076643943773,8329.1060426051008,0,5614.0166015625,0,0,44867.340505010172,18458.40625,18401.407559134219,0,0,null,68939.764091784498,18401.407559134219,24015.424204408195,null,29142.02399897029,7334.8229106418003,0,0,72515.443694524685,0,null,36476.845794644541,72515.4453125,null,-32462.91756192813,12461.421633947823,54114.037753365781,null,0.5760191969904972,1.9822856309998911,0,1,0.52911185096440949,1.5188924230762493,0,1,3.940755351429857,"PASS",1,null,"IprEgsd102",null,54114.037753365781,0,0.52911185096440949,"FAIL",0,1,null,null,2.0376766559163948,null,-91.65870555492296,"NO",0,null,7.4389999999999992,5.9600000000000009,6.2474711356919013,13.13,13.290000000000001,14.852837601175882,null,-32644.394406677598,null,-3364.8933624953956,null,0,null,0,null,-91.65870555492296,null,-91.65870555492296,-6.9691506919442869E-2,null,"IprEgsd102"]
[40,"IprNgsd102",0.98533076643943773,8329.1060426051008,0,5614.0166015625,0,0,44867.340505010172,18458.40625,18401.407559134219,0,0,null,68939.764091784498,18401.407559134219,24015.424204408195,null,29142.02399897029,7334.8229106418003,0,0,72515.443694524685,0,null,36476.845794644541,72515.4453125,null,-32462.91756192813,12461.421633947823,54114.037753365781,null,0.5760191969904972,1.9822856309998911,0,1,0.52911185096440949,1.5188924230762493,0,1,3.940755351429857,"PASS",1,null,"IprNgsd102",null,54114.037753365781,0,0.52911185096440949,"FAIL",0,1,null,null,2.0376766559163948,null,-91.65870555492296,"NO",0,null,7.4389999999999992,5.9600000000000009,6.2474711356919013,13.13,13.290000000000001,14.852837601175882,null,-32644.394406677598,null,-3364.8933624953956,null,0,null,0,null,-91.65870555492296,null,-91.65870555492296,-6.9691506919442869E-2,null,"IprNgsd102"]
[41,"IstEgsd102",0.98533076643943773,8329.1060426051008,0,5614.0166015625,0,0,44867.340505010172,18458.40625,18401.407559134219,0,0,null,68939.764091784498,18401.407559134219,24015.424204408195,null,29142.02399897029,7334.8229106418003,0,0,72515.443694524685,0,null,36476.845794644541,72515.4453125,null,-32462.91756192813,12461.421633947823,54114.037753365781,null,0.5760191969904972,1.9822856309998911,0,1,0.52911185096440949,1.5188924230762493,0,1,3.940755351429857,"PASS",1,null,"IstEgsd102",null,54114.037753365781,0,0.52911185096440949,"FAIL",0,1,null,null,2.0376766559163948,null,-91.65870555492296,"NO",0,null,7.4389999999999992,5.9600000000000009,6.2474711356919013,13.13,13.290000000000001,14.852837601175882,null,-32644.394406677598,null,-3364.8933624953956,null,0,null,0,null,-91.65870555492296,null,-91.65870555492296,-6.9691506919442869E-2,null,"IstEgsd102"]
[42,"IstNgsd102",0.98533076643943773,8329.1060426051008,0,5614.0166015625,0,0,44867.340505010172,18458.40625,18401.407559134219,0,0,null,68939.764091784498,18401.407559134219,24015.424204408195,null,29142.02399897029,7334.8229106418003,0,0,72515.443694524685,0,null,36476.845794644541,72515.4453125,null,-32462.91756192813,12461.421633947823,54114.037753365781,null,0.5760191969904972,1.9822856309998911,0,1,0.52911185096440949,1.5188924230762493,0,1,3.940755351429857,"PASS",1,null,"IstNgsd102",null,54114.037753365781,0,0.52911185096440949,"FAIL",0,1,null,null,2.0376766559163948,null,-91.65870555492296,"NO",0,null,7.4389999999999992,5.9600000000000009,6.2474711356919013,13.13,13.290000000000001,14.852837601175882,null,-32644.394406677598,null,-3364.8933624953956,null,0,null,0,null,-91.65870555492296,null,-91.65870555492296,-6.9691506919442869E-2,null,"IstNgsd102"]
[43,"IteEgsd102",0.98533076643943773,8329.1060426051008,0,5614.0166015625,0,0,44867.340505010172,18458.40625,18401.407559134219,0,0,null,68939.764091784498,18401.407559134219,24015.424204408195,null,29142.02399897029,7334.8229106418003,0,0,72515.443694524685,0,null,36476.845794644541,72515.4453125,null,-32462.91756192813,12461.421633947823,54114.037753365781,null,0.5760191969904972,1.9822856309998911,0,1,0.52911185096440949,1.5188924230762493,0,1,3.940755351429857,"PASS",1,null,"IteEgsd102",null,54114.037753365781,0,0.52911185096440949,"FAIL",0,1,null,null,2.0376766559163948,null,-91.65870555492296,"NO",0,null,7.4389999999999992,5.9600000000000009,6.2474711356919013,13.13,13.290000000000001,14.852837601175882,null,-32644.394406677598,null,-3364.8933624953956,null,0,null,0,null,-91.65870555492296,null,-91.65870555492296,-6.9691506919442869E-2,null,"IteEgsd102"]
[44,"IteNgsd102",0.98533076643943773,8329.1060426051008,0,5614.0166015625,0,0,44867.340505010172,18458.40625,18401.407559134219,0,0,null,68939.764091784498,18401.407559134219,24015.424204408195,null,29142.02399897029,7334.8229106418003,0,0,72515.443694524685,0,null,36476.845794644541,72515.4453125,null,-32462.91756192813,12461.421633947823,54114.037753365781,null,0.5760191969904972,1.9822856309998911,0,1,0.52911185096440949,1.5188924230762493,0,1,3.940755351429857,"PASS",1,null,"IteNgsd102",null,54114.037753365781,0,0.52911185096440949,"FAIL",0,1,null,null,2.0376766559163948,null,-91.65870555492296,"NO",0,null,7.4389999999999992,5.9600000000000009,6.2474711356919013,13.13,13.290000000000001,14.852837601175882,null,-32644.394406677598,null,-3364.8933624953956,null,0,null,0,null,-91.65870555492296,null,-91.65870555492296,-6.9691506919442869E-2,null,"IteNgsd102"]
[45,"ItrEgsd102",0.98533076643943773,8329.1060426051008,0,5614.0166015625,0,0,44867.340505010172,18458.40625,18985.628513335127,0,0,null,68939.764091784498,18985.628513335127,24599.645158609106,null,29142.02399897029,7334.8229106418003,0,0,72515.443694524685,0,null,36476.845794644541,72515.4453125,null,-32462.91756192813,11877.200679746915,53529.816799164873,null,0.5760191969904972,1.9212872393992084,0,1,0.52911185096440949,1.4828200010313988,0,1,3.8194914253993013,"PASS",1,null,"ItrEgsd102",null,53529.816799164873,0,0.52911185096440949,"FAIL",0,1,null,null,2.1023702810165132,null,-49.902590865960974,"NO",0,null,7.4389999999999992,5.9600000000000009,6.2474711356919013,13.13,13.290000000000001,14.852837601175882,null,-32644.394406677598,null,-3364.8933624953956,null,0,null,0,null,-49.902590865960974,null,-49.902590865960974,-3.6775220979571664E-2,null,"ItrEgsd102"]
[46,"ItrNgsd102",0.98533076643943773,8329.1060426051008,0,5614.0166015625,0,0,44867.340505010172,18458.40625,18985.628513335127,0,0,null,68939.764091784498,18985.628513335127,24599.645158609106,null,29142.02399897029,7334.8229106418003,0,0,72515.443694524685,0,null,36476.845794644541,72515.4453125,null,-32462.91756192813,11877.200679746915,53529.816799164873,null,0.5760191969904972,1.9212872393992084,0,1,0.52911185096440949,1.4828200010313988,0,1,3.8194914253993013,"PASS",1,null,"ItrNgsd102",null,53529.816799164873,0,0.52911185096440949,"FAIL",0,1,null,null,2.1023702810165132,null,-49.902590865960974,"NO",0,null,7.4389999999999992,5.9600000000000009,6.2474711356919013,13.13,13.290000000000001,14.852837601175882,null,-32644.394406677598,null,-3364.8933624953956,null,0,null,0,null,-49.902590865960974,null,-49.902590865960974,-3.6775220979571664E-2,null,"ItrNgsd102"]
[47,"IwaEgsd102",0.98533076643943773,8329.1060426051008,0,5614.0166015625,0,0,44867.340505010172,18458.40625,18401.407559134219,0,0,null,68939.764091784498,18401.407559134219,24015.424204408195,null,29142.02399897029,7334.8229106418003,0,0,72515.443694524685,0,null,36476.845794644541,72515.4453125,null,-32462.91756192813,12461.421633947823,54114.037753365781,null,0.5760191969904972,1.9822856309998911,0,1,0.52911185096440949,1.5188924230762493,0,1,3.940755351429857,"PASS",1,null,"IwaEgsd102",null,54114.037753365781,0,0.52911185096440949,"FAIL",0,1,null,null,2.0376766559163948,null,-91.65870555492296,"NO",0,null,7.4389999999999992,5.9600000000000009,6.2474711356919013,13.13,13.290000000000001,14.852837601175882,null,-32644.394406677598,null,-3364.8933624953956,null,0,null,0,null,-91.65870555492296,null,-91.65870555492296,-6.9691506919442869E-2,null,"IwaEgsd102"]
[48,"IwaNgsd102",0.98533076643943773,8329.1060426051008,0,5614.0166015625,0,0,44867.340505010172,18458.40625,18401.407559134219,0,0,null,68939.764091784498,18401.407559134219,24015.424204408195,null,29142.02399897029,7334.8229106418003,0,0,72515.443694524685,0,null,36476.845794644541,72515.4453125,null,-32462.91756192813,12461.421633947823,54114.037753365781,null,0.5760191969904972,1.9822856309998911,0,1,0.52911185096440949,1.5188924230762493,0,1,3.940755351429857,"PASS",1,null,"IwaNgsd102",null,54114.037753365781,0,0.52911185096440949,"FAIL",0,1,null,null,2.0376766559163948,null,-91.65870555492296,"NO",0,null,7.4389999999999992,5.9600000000000009,6.2474711356919013,13.13,13.290000000000001,14.852837601175882,null,-32644.394406677598,null,-3364.8933624953956,null,0,null,0,null,-91.65870555492296,null,-91.65870555492296,-6.9691506919442869E-2,null,"IwaNgsd102"]
[49,"IagEgsd103",0.98603092133998871,8348.9641729365176,0,5627.4013671875,0,0,44974.312548686328,18458.40625,8518.1254892630041,0,0,null,69060.121095141178,8518.1254892630041,14145.527094217494,null,29202.444463709191,7340.0348784200078,0,0,72644.325674857319,0,null,36542.478350521189,72644.328125,null,-32517.641815352639,22396.951494070687,64126.202635736998,null,0.57608248617711733,4.2899671291039967,0,1,0.52914009217983837,2.5833239526074951,0,1,8.528205908279622,"PASS",1,null,"IagEgsd103",null,64126.202635736998,0,0.52914009217983837,"FAIL",0,1,null,null,0.94159899014723791,null,-800.5970287096842,"NO",0,null,7.4389999999999992,5.9600000000000009,6.2474711356919013,13.13,13.290000000000001,14.852837601175882,null,-32699.445190230846,null,-3370.5678441191258,null,0,null,0,null,-800.5970287096842,null,-800.5970287096842,-1.3150040633592701,null,"IagEgsd103"]
[50,"IagNgsd103",0.98603092133998871,8348.9641729365176,0,5627.4013671875,0,0,44974.312548686328,18458.40625,8518.1254892630041,0,0,null,69060.121095141178,8518.1254892630041,14145.527094217494,null,29202.444463709191,7340.0348784200078,0,0,72644.325674857319,0,null,36542.478350521189,72644.328125,null,-32517.641815352639,22396.951494070687,64126.202635736998,null,0.57608248617711733,4.2899671291039967,0,1,0.52914009217983837,2.5833239526074951,0,1,8.528205908279622,"PASS",1,null,"IagNgsd103",null,64126.202635736998,0,0.52914009217983837,"FAIL",0,1,null,null,0.94159899014723791,null,-800.5970287096842,"NO",0,null,7.4389999999999992,5.9600000000000009,6.2474711356919013,13.13,13.290000000000001,14.852837601175882,null,-32699.445190230846,null,-3370.5678441191258,null,0,null,0,null,-800.5970287096842,null,-800.5970287096842,-1.3150040633592701,null,"IagNgsd103"]
[51,"IchEgsd103",0.98603092133998871,8348.9641729365176,0,5627.4013671875,0,0,44974.312548686328,18458.40625,8518.1254892630041,0,0,null,69060.121095141178,8518.1254892630041,14145.527094217494,null,29202.444463709191,7340.0348784200078,0,0,72644.325674857319,0,null,36542.478350521189,72644.328125,null,-32517.641815352639,22396.951494070687,64126.202635736998,null,0.57608248617711733,4.2899671291039967,0,1,0.52914009217983837,2.5833239526074951,0,1,8.528205908279622,"PASS",1,null,"IchEgsd103",null,64126.202635736998,0,0.52914009217983837,"FAIL",0,1,null,null,0.94159899014723791,null,-800.5970287096842,"NO",0,null,7.4389999999999992,5.9600000000000009,6.2474711356919013,13.13,13.290000000000001,14.852837601175882,null,-32699.445190230846,null,-3370.5678441191258,null,0,null,0,null,-800.5970287096842,null,-800.5970287096842,-1.3150040633592701,null,"IchEgsd103"]
[52,"IchNgsd103",0.98603092133998871,8348.9641729365176,0,5627.4013671875,0,0,44974.312548686328,18458.40625,8518.1254892630041,0,0,null,69060.121095141178,8518.1254892630041,14145.527094217494,null,29202.444463709191,7340.0348784200078,0,0,72644.325674857319,0,null,36542.478350521189,72644.328125,null,-32517.641815352639,22396.951494070687,64126.202635736998,null,0.57608248617711733,4.2899671291039967,0,1,0.52914009217983837,2.5833239526074951,0,1,8.528205908279622,"PASS",1,null,"IchNgsd103",null,64126.202635736998,0,0.52914009217983837,"FAIL",0,1,null,null,0.94159899014723791,null,-800.5970287096842,"NO",0,null,7.4389999999999992,5.9600000000000009,6.2474711356919013,13.13,13.290000000000001,14.852837601175882,null,-32699.445190230846,null,-3370.5678441191258,null,0,null,0,null,-800.5970287096842,null,-800.5970287096842,-1.3150040633592701,null,"IchNgsd103"]
[53,"IcoEgsd103",0.98603092133998871,8348.9641729365176,0,5627.4013671875,0,0,44974.312548686328,18458.40625,8518.1254892630041,0,0,null,69060.121095141178,8518.1254892630041,14145.527094217494,null,29202.444463709191,7340.0348784200078,0,0,72644.325674857319,0,null,36542.478350521189,72644.328125,null,-32517.641815352639,22396.951494070687,64126.202635736998,null,0.57608248617711733,4.2899671291039967,0,1,0.52914009217983837,2.5833239526074951,0,1,8.528205908279622,"PASS",1,null,"IcoEgsd103",null,64126.202635736998,0,0.52914009217983837,"FAIL",0,1,null,null,0.94159899014723791,null,-800.5970287096842,"NO",0,null,7.4389999999999992,5.9600000000000009,6.2474711356919013,13.13,13.290000000000001,14.852837601175882,null,-32699.445190230846,null,-3370.5678441191258,null,0,null,0,null,-800.5970287096842,null,-800.5970287096842,-1.3150040633592701,null,"IcoEgsd103"]
[54,"IcoNgsd103",0.98603092133998871,8348.9641729365176,0,5627.4013671875,0,0,44974.312548686328,18458.40625,8518.1254892630041,0,0,null,69060.121095141178,8518.1254892630041,14145.527094217494,null,29202.444463709191,7340.0348784200078,0,0,72644.325674857319,0,null,36542.478350521189,72644.328125,null,-32517.641815352639,22396.951494070687,64126.202635736998,null,0.57608248617711733,4.2899671291039967,0,1,0.52914009217983837,2.5833239526074951,0,1,8.528205908279622,"PASS",1,null,"IcoNgsd103",null,64126.202635736998,0,0.52914009217983837,"FAIL",0,1,null,null,0.94159899014723791,null,-800.5970287096842,"NO",0,null,7.4389999999999992,5.9600000000000009,6.2474711356919013,13.13,13.290000000000001,14.852837601175882,null,-32699.445190230846,null,-3370.5678441191258,null,0,null,0,null,-800.5970287096842,null,-800.5970287096842,-1.3150040633592701,null,"IcoNgsd103"]
[55,"IelEgsd103",0.98603092133998871,8348.9641729365176,0,5627.4013671875,0,0,44974.312548686328,18458.40625,8518.1254892630041,0,0,null,69060.121095141178,8518.1254892630041,14145.527094217494,null,29202.444463709191,7340.0348784200078,0,0,72644.325674857319,0,null,36542.478350521189,72644.328125,null,-32517.641815352639,22396.951494070687,64126.202635736998,null,0.57608248617711733,4.2899671291039967,0,1,0.52914009217983837,2.5833239526074951,0,1,8.528205908279622,"PASS",1,null,"IelEgsd103",null,64126.202635736998,0,0.52914009217983837,"FAIL",0,1,null,null,0.94159899014723791,null,-800.5970287096842,"NO",0,null,7.4389999999999992,5.9600000000000009,6.2474711356919013,13.13,13.290000000000001,14.852837601175882,null,-32699.445190230846,null,-3370.5678441191258,null,0,null,0,null,-800.5970287096842,null,-800.5970287096842,-1.3150040633592701,null,"IelEgsd103"]
[56,"IelNgsd103",0.98603092133998871,8348.9641729365176,0,5627.4013671875,0,0,44974.312548686328,18458.40625,8518.1254892630041,0,0,null,69060.121095141178,8518.1254892630041,14145.527094217494,null,29202.444463709191,7340.0348784200078,0,0,72644.325674857319,0,null,36542.478350521189,72644.328125,null,-32517.641815352639,22396.951494070687,64126.202635736998,null,0.57608248617711733,4.2899671291039967,0,1,0.52914009217983837,2.5833239526074951,0,1,8.528205908279622,"PASS",1,null,"IelNgsd103",null,64126.202635736998,0,0.52914009217983837,"FAIL",0,1,null,null,0.94159899014723791,null,-800.5970287096842,"NO",0,null,7.4389999999999992,5.9600000000000009,6.2474711356919013,13.13,13.290000000000001,14.852837601175882,null,-32699.445190230846,null,-3370.5678441191258,null,0,null,0,null,-800.5970287096842,null,-800.5970287096842,-1.3150040633592701,null,"IelNgsd103"]
[57,"IluEgsd103",0.98603092133998871,8348.9641729365176,0,5627.4013671875,0,0,44974.312548686328,18458.40625,8858.8561449655826,0,0,null,69060.121095141178,8858.8561449655826,14486.257749920069,null,29202.444463709191,7340.0348784200078,0,0,72644.325674857319,0,null,36542.478350521189,72644.328125,null,-32517.641815352639,22056.220838368106,63785.471980034417,null,0.57608248617711733,4.124965769004838,0,1,0.52914009217983837,2.5225616982070274,0,1,8.2001927716461669,"PASS",1,null,"IluEgsd103",null,63785.471980034417,0,0.52914009217983837,"FAIL",0,1,null,null,0.97926358816620374,null,-776.2439298462607,"NO",0,null,7.4389999999999992,5.9600000000000009,6.2474711356919013,13.13,13.290000000000001,14.852837601175882,null,-32699.445190230846,null,-3370.5678441191258,null,0,null,0,null,-776.2439298462607,null,-776.2439298462607,-1.2259639943600944,null,"IluEgsd103"]
[58,"IluNgsd103",0.98603092133998871,8348.9641729365176,0,5627.4013671875,0,0,44974.312548686328,18458.40625,8858.8561449655826,0,0,null,69060.121095141178,8858.8561449655826,14486.257749920069,null,29202.444463709191,7340.0348784200078,0,0,72644.325674857319,0,null,36542.478350521189,72644.328125,null,-32517.641815352639,22056.220838368106,63785.471980034417,null,0.57608248617711733,4.124965769004838,0,1,0.52914009217983837,2.5225616982070274,0,1,8.2001927716461669,"PASS",1,null,"IluNgsd103",null,63785.471980034417,0,0.52914009217983837,"FAIL",0,1,null,null,0.97926358816620374,null,-776.2439298462607,"NO",0,null,7.4389999999999992,5.9600000000000009,6.2474711356919013,13.13,13.290000000000001,14.852837601175882,null,-32699.445190230846,null,-3370.5678441191258,null,0,null,0,null,-776.2439298462607,null,-776.2439298462607,-1.2259639943600944,null,"IluNgsd103"]
[59,"ImeEgsd103",0.98603092133998871,8348.9641729365176,0,5627.4013671875,0,0,44974.312548686328,18458.40625,8518.1254892630041,0,0,null,69060.121095141178,8518.1254892630041,14145.527094217494,null,29202.444463709191,7340.0348784200078,0,0,72644.325674857319,0,null,36542.478350521189,72644.328125,null,-32517.641815352639,22396.951494070687,64126.202635736998,null,0.57608248617711733,4.2899671291039967,0,1,0.52914009217983837,2.5833239526074951,0,1,8.528205908279622,"PASS",1,null,"ImeEgsd103",null,64126.202635736998,0,0.52914009217983837,"FAIL",0,1,null,null,0.94159899014723791,null,-800.5970287096842,"NO",0,null,7.4389999999999992,5.9600000000000009,6.2474711356919013,13.13,13.290000000000001,14.852837601175882,null,-32699.445190230846,null,-3370.5678441191258,null,0,null,0,null,-800.5970287096842,null,-800.5970287096842,-1.3150040633592701,null,"ImeEgsd103"]
[60,"ImeNgsd103",0.98603092133998871,8348.9641729365176,0,5627.4013671875,0,0,44974.312548686328,18458.40625,8518.1254892630041,0,0,null,69060.121095141178,8518.1254892630041,14145.527094217494,null,29202.444463709191,7340.0348784200078,0,0,72644.325674857319,0,null,36542.478350521189,72644.328125,null,-32517.641815352639,22396.951494070687,64126.202635736998,null,0.57608248617711733,4.2899671291039967,0,1,0.52914009217983837,2.5833239526074951,0,1,8.528205908279622,"PASS",1,null,"ImeNgsd103",null,64126.202635736998,0,0.52914009217983837,"FAIL",0,1,null,null,0.94159899014723791,null,-800.5970287096842,"NO",0,null,7.4389999999999992,5.9600000000000009,6.2474711356919013,13.13,13.290000000000001,14.852837601175882,null,-32699.445190230846,null,-3370.5678441191258,null,0,null,0,null,-800.5970287096842,null,-800.5970287096842,-1.3150040633592701,null,"ImeNgsd103"]
[61,"ImiEgsd103",0.98603092133998871,8348.9641729365176,0,5627.4013671875,0,0,44974.312548686328,18458.40625,8651.2458047380351,0,0,null,69060.121095141178,8651.2458047380351,14278.647409692523,null,29202.444463709191,7340.0348784200078,0,0,72644.325674857319,0,null,36542.478350521189,72644.328125,null,-32517.641815352639,22263.831178595654,63993.082320261965,null,0.57608248617711733,4.2239556215716281,0,1,0.52914009217983837,2.5592395351270021,0,1,8.3969788588384375,"PASS",1,null,"ImiEgsd103",null,63993.082320261965,0,0.52914009217983837,"FAIL",0,1,null,null,0.95631418032152471,null,-791.08251110012338,"NO",0,null,7.4389999999999992,5.9600000000000009,6.2474711356919013,13.13,13.290000000000001,14.852837601175882,null,-32699.445190230846,null,-3370.5678441191258,null,0,null,0,null,-791.08251110012338,null,-791.08251110012338,-1.2793821665521721,null,"ImiEgsd103"]
[62,"ImiNgsd103",0.98603092133998871,8348.9641729365176,0,5627.4013671875,0,0,44974.312548686328,18458.40625,8651.2458047380351,0,0,null,69060.121095141178,8651.2458047380351,14278.647409692523,null,29202.444463709191,7340.0348784200078,0,0,72644.325674857319,0,null,36542.478350521189,72644.328125,null,-32517.641815352639,22263.831178595654,63993.082320261965,null,0.57608248617711733,4.2239556215716281,0,1,0.52914009217983837,2.5592395351270021,0,1,8.3969788588384375,"PASS",1,null,"ImiNgsd103",null,63993.082320261965,0,0.52914009217983837,"FAIL",0,1,null,null,0.95631418032152471,null,-791.08251110012338,"NO",0,null,7.4389999999999992,5.9600000000000009,6.2474711356919013,13.13,13.290000000000001,14.852837601175882,null,-32699.445190230846,null,-3370.5678441191258,null,0,null,0,null,-791.08251110012338,null,-791.08251110012338,-1.2793821665521721,null,"ImiNgsd103"]
[63,"IprEgsd103",0.98603092133998871,8348.9641729365176,0,5627.4013671875,0,0,44974.312548686328,18458.40625,8518.1254892630041,0,0,null,69060.121095141178,8518.1254892630041,14145.527094217494,null,29202.444463709191,7340.0348784200078,0,0,72644.325674857319,0,null,36542.478350521189,72644.328125,null,-32517.641815352639,22396.951494070687,64126.202635736998,null,0.57608248617711733,4.2899671291039967,0,1,0.52914009217983837,2.5833239526074951,0,1,8.528205908279622,"PASS",1,null,"IprEgsd103",null,64126.202635736998,0,0.52914009217983837,"FAIL",0,1,null,null,0.94159899014723791,null,-800.5970287096842,"NO",0,null,7.4389999999999992,5.9600000000000009,6.2474711356919013,13.13,13.290000000000001,14.852837601175882,null,-32699.445190230846,null,-3370.5678441191258,null,0,null,0,null,-800.5970287096842,null,-800.5970287096842,-1.3150040633592701,null,"IprEgsd103"]
[64,"IprNgsd103",0.98603092133998871,8348.9641729365176,0,5627.4013671875,0,0,44974.312548686328,18458.40625,8518.1254892630041,0,0,null,69060.121095141178,8518.1254892630041,14145.527094217494,null,29202.444463709191,7340.0348784200078,0,0,72644.325674857319,0,null,36542.478350521189,72644.328125,null,-32517.641815352639,22396.951494070687,64126.202635736998,null,0.57608248617711733,4.2899671291039967,0,1,0.52914009217983837,2.5833239526074951,0,1,8.528205908279622,"PASS",1,null,"IprNgsd103",null,64126.202635736998,0,0.52914009217983837,"FAIL",0,1,null,null,0.94159899014723791,null,-800.5970287096842,"NO",0,null,7.4389999999999992,5.9600000000000009,6.2474711356919013,13.13,13.290000000000001,14.852837601175882,null,-32699.445190230846,null,-3370.5678441191258,null,0,null,0,null,-800.5970287096842,null,-800.5970287096842,-1.3150040633592701,null,"IprNgsd103"]
[65,"IstEgsd103",0.98603092133998871,8348.9641729365176,0,5627.4013671875,0,0,44974.312548686328,18458.40625,8518.1254892630041,0,0,null,69060.121095141178,8518.1254892630041,14145.527094217494,null,29202.444463709191,7340.0348784200078,0,0,72644.325674857319,0,null,36542.478350521189,72644.328125,null,-32517.641815352639,22396.951494070687,64126.202635736998,null,0.57608248617711733,4.2899671291039967,0,1,0.52914009217983837,2.5833239526074951,0,1,8.528205908279622,"PASS",1,null,"IstEgsd103",null,64126.202635736998,0,0.52914009217983837,"FAIL",0,1,null,null,0.94159899014723791,null,-800.5970287096842,"NO",0,null,7.4389999999999992,5.9600000000000009,6.2474711356919013,13.13,13.290000000000001,14.852837601175882,null,-32699.445190230846,null,-3370.5678441191258,null,0,null,0,null,-800.5970287096842,null,-800.5970287096842,-1.3150040633592701,null,"IstEgsd103"]
[66,"IstNgsd103",0.98603092133998871,8348.9641729365176,0,5627.4013671875,0,0,44974.312548686328,18458.40625,8518.1254892630041,0,0,null,69060.121095141178,8518.1254892630041,14145.527094217494,null,29202.444463709191,7340.0348784200078,0,0,72644.325674857319,0,null,36542.478350521189,72644.328125,null,-32517.641815352639,22396.951494070687,64126.202635736998,null,0.57608248617711733,4.2899671291039967,0,1,0.52914009217983837,2.5833239526074951,0,1,8.528205908279622,"PASS",1,null,"IstNgsd103",null,64126.202635736998,0,0.52914009217983837,"FAIL",0,1,null,null,0.94159899014723791,null,-800.5970287096842,"NO",0,null,7.4389999999999992,5.9600000000000009,6.2474711356919013,13.13,13.290000000000001,14.852837601175882,null,-32699.445190230846,null,-3370.5678441191258,null,0,null,0,null,-800.5970287096842,null,-800.5970287096842,-1.3150040633592701,null,"IstNgsd103"]
[67,"IteEgsd103",0.98603092133998871,8348.9641729365176,0,5627.4013671875,0,0,44974.312548686328,18458.40625,8518.1254892630041,0,0,null,69060.121095141178,8518.1254892630041,14145.527094217494,null,29202.444463709191,7340.0348784200078,0,0,72644.325674857319,0,null,36542.478350521189,72644.328125,null,-32517.641815352639,22396.951494070687,64126.202635736998,null,0.57608248617711733,4.2899671291039967,0,1,0.52914009217983837,2.5833239526074951,0,1,8.528205908279622,"PASS",1,null,"IteEgsd103",null,64126.202635736998,0,0.52914009217983837,"FAIL",0,1,null,null,0.94159899014723791,null,-800.5970287096842,"NO",0,null,7.4389999999999992,5.9600000000000009,6.2474711356919013,13.13,13.290000000000001,14.852837601175882,null,-32699.445190230846,null,-3370.5678441191258,null,0,null,0,null,-800.5970287096842,null,-800.5970287096842,-1.3150040633592701,null,"IteEgsd103"]
[68,"IteNgsd103",0.98603092133998871,8348.9641729365176,0,5627.4013671875,0,0,44974.312548686328,18458.40625,8518.1254892630041,0,0,null,69060.121095141178,8518.1254892630041,14145.527094217494,null,29202.444463709191,7340.0348784200078,0,0,72644.325674857319,0,null,36542.478350521189,72644.328125,null,-32517.641815352639,22396.951494070687,64126.202635736998,null,0.57608248617711733,4.2899671291039967,0,1,0.52914009217983837,2.5833239526074951,0,1,8.528205908279622,"PASS",1,null,"IteNgsd103",null,64126.202635736998,0,0.52914009217983837,"FAIL",0,1,null,null,0.94159899014723791,null,-800.5970287096842,"NO",0,null,7.4389999999999992,5.9600000000000009,6.2474711356919013,13.13,13.290000000000001,14.852837601175882,null,-32699.445190230846,null,-3370.5678441191258,null,0,null,0,null,-800.5970287096842,null,-800.5970287096842,-1.3150040633592701,null,"IteNgsd103"]
[69,"ItrEgsd103",0.98603092133998871,8348.9641729365176,0,5627.4013671875,0,0,44974.312548686328,18458.40625,8788.559914840529,0,0,null,69060.121095141178,8788.559914840529,14415.961519795019,null,29202.444463709191,7340.0348784200078,0,0,72644.325674857319,0,null,36542.478350521189,72644.328125,null,-32517.641815352639,22126.517068493158,63855.768210159469,null,0.57608248617711733,4.1579597459209294,0,1,0.52914009217983837,2.5348624094931265,0,1,8.2657828846716299,"PASS",1,null,"ItrEgsd103",null,63855.768210159469,0,0.52914009217983837,"FAIL",0,1,null,null,0.97149297635568732,null,-781.26823616052184,"NO",0,null,7.4389999999999992,5.9600000000000009,6.2474711356919013,13.13,13.290000000000001,14.852837601175882,null,-32699.445190230846,null,-3370.5678441191258,null,0,null,0,null,-781.26823616052184,null,-781.26823616052184,-1.243768654327112,null,"ItrEgsd103"]
[70,"ItrNgsd103",0.98603092133998871,8348.9641729365176,0,5627.4013671875,0,0,44974.312548686328,18458.40625,8788.559914840529,0,0,null,69060.121095141178,8788.559914840529,14415.961519795019,null,29202.444463709191,7340.0348784200078,0,0,72644.325674857319,0,null,36542.478350521189,72644.328125,null,-32517.641815352639,22126.517068493158,63855.768210159469,null,0.57608248617711733,4.1579597459209294,0,1,0.52914009217983837,2.5348624094931265,0,1,8.2657828846716299,"PASS",1,null,"ItrNgsd103",null,63855.768210159469,0,0.52914009217983837,"FAIL",0,1,null,null,0.97149297635568732,null,-781.26823616052184,"NO",0,null,7.4389999999999992,5.9600000000000009,6.2474711356919013,13.13,13.290000000000001,14.852837601175882,null,-32699.445190230846,null,-3370.5678441191258,null,0,null,0,null,-781.26823616052184,null,-781.26823616052184,-1.243768654327112,null,"ItrNgsd103"]
[71,"IwaEgsd103",0.98533076643943773,8329.1060426051008,0,5614.0166015625,0,0,44867.340505010172,18458.40625,8497.8653024300274,0,0,null,68939.764091784498,8497.8653024300274,14111.881947704012,null,29142.02399897029,7334.8229106418003,0,0,72515.443694524685,0,null,36476.845794644541,72515.4453125,null,-32462.91756192813,22364.963890652012,64017.580010069971,null,0.5760191969904972,4.2924716380493484,0,1,0.52911185096440949,2.5848321324404315,0,1,8.5333719389225511,"PASS",1,null,"IwaEgsd103",null,64017.580010069971,0,0.52911185096440949,"FAIL",0,1,null,null,0.94100964324468961,null,-799.49589176691325,"NO",0,null,7.4389999999999992,5.9600000000000009,6.2474711356919013,13.13,13.290000000000001,14.852837601175882,null,-32644.394406677598,null,-3364.8933624953956,null,0,null,0,null,-799.49589176691325,null,-799.49589176691325,-1.3163263292031944,null,"IwaEgsd103"]
[72,"IwaNgsd103",0.98533076643943773,8329.1060426051008,0,5614.0166015625,0,0,44867.340505010172,18458.40625,8497.8653024300274,0,0,null,68939.764091784498,8497.8653024300274,14111.881947704012,null,29142.02399897029,7334.8229106418003,0,0,72515.443694524685,0,null,36476.845794644541,72515.4453125,null,-32462.91756192813,22364.963890652012,64017.580010069971,null,0.5760191969904972,4.2924716380493484,0,1,0.52911185096440949,2.5848321324404315,0,1,8.5333719389225511,"PASS",1,null,"IwaNgsd103",null,64017.580010069971,0,0.52911185096440949,"FAIL",0,1,null,null,0.94100964324468961,null,-799.49589176691325,"NO",0,null,7.4389999999999992,5.9600000000000009,6.2474711356919013,13.13,13.290000000000001,14.852837601175882,null,-32644.394406677598,null,-3364.8933624953956,null,0,null,0,null,-799.49589176691325,null,-799.49589176691325,-1.3163263292031944,null,"IwaNgsd103"]
[73,"IagEgsd104",0.98603092133998871,8348.9641729365176,0,4222.6494140625,0,0,44974.312548686328,18458.40625,1091.8916411533557,0,0,null,67655.368972652897,1091.8916411533557,5314.5411236195469,null,29202.444463709191,7340.0348784200078,0,0,72644.325674857319,0,null,36542.478350521189,72644.328125,null,-31112.889862227639,31227.937295305332,71552.436483846643,null,0.57608248617711733,33.467128946899606,0,1,0.54012681204556956,6.8759424324433933,0,1,66.530711828022078,"PASS",1,null,"IagEgsd104",null,71552.436483846643,0,0.54012681204556956,"FAIL",0,1,null,null,0.16085121602811181,null,-1305.4113299521057,"NO",0,null,7.4389999999999992,5.9600000000000009,6.2474711356919013,13.13,13.290000000000001,14.852837601175882,null,-31294.69323710585,null,-4108.5838090449315,null,0,null,0,null,-1305.4113299521057,null,-1305.4113299521057,-12.551687964018118,null,"IagEgsd104"]
[74,"IagNgsd104",0.98603092133998871,8348.9641729365176,0,4222.6494140625,0,0,44974.312548686328,18458.40625,1091.8916411533557,0,0,null,67655.368972652897,1091.8916411533557,5314.5411236195469,null,29202.444463709191,7340.0348784200078,0,0,72644.325674857319,0,null,36542.478350521189,72644.328125,null,-31112.889862227639,31227.937295305332,71552.436483846643,null,0.57608248617711733,33.467128946899606,0,1,0.54012681204556956,6.8759424324433933,0,1,66.530711828022078,"PASS",1,null,"IagNgsd104",null,71552.436483846643,0,0.54012681204556956,"FAIL",0,1,null,null,0.16085121602811181,null,-1305.4113299521057,"NO",0,null,7.4389999999999992,5.9600000000000009,6.2474711356919013,13.13,13.290000000000001,14.852837601175882,null,-31294.69323710585,null,-4108.5838090449315,null,0,null,0,null,-1305.4113299521057,null,-1305.4113299521057,-12.551687964018118,null,"IagNgsd104"]
[75,"IchEgsd104",0.98603092133998871,8348.9641729365176,0,4222.6494140625,0,0,44974.312548686328,18458.40625,1091.8916411533557,0,0,null,67655.368972652897,1091.8916411533557,5314.5411236195469,null,29202.444463709191,7340.0348784200078,0,0,72644.325674857319,0,null,36542.478350521189,72644.328125,null,-31112.889862227639,31227.937295305332,71552.436483846643,null,0.57608248617711733,33.467128946899606,0,1,0.54012681204556956,6.8759424324433933,0,1,66.530711828022078,"PASS",1,null,"IchEgsd104",null,71552.436483846643,0,0.54012681204556956,"FAIL",0,1,null,null,0.16085121602811181,null,-1305.4113299521057,"NO",0,null,7.4389999999999992,5.9600000000000009,6.2474711356919013,13.13,13.290000000000001,14.852837601175882,null,-31294.69323710585,null,-4108.5838090449315,null,0,null,0,null,-1305.4113299521057,null,-1305.4113299521057,-12.551687964018118,null,"IchEgsd104"]
[76,"IchNgsd104",0.98603092133998871,8348.9641729365176,0,4222.6494140625,0,0,44974.312548686328,18458.40625,1091.8916411533557,0,0,null,67655.368972652897,1091.8916411533557,5314.5411236195469,null,29202.444463709191,7340.0348784200078,0,0,72644.325674857319,0,null,36542.478350521189,72644.328125,null,-31112.889862227639,31227.937295305332,71552.436483846643,null,0.57608248617711733,33.467128946899606,0,1,0.54012681204556956,6.8759424324433933,0,1,66.530711828022078,"PASS",1,null,"IchNgsd104",null,71552.436483846643,0,0.54012681204556956,"FAIL",0,1,null,null,0.16085121602811181,null,-1305.4113299521057,"NO",0,null,7.4389999999999992,5.9600000000000009,6.2474711356919013,13.13,13.290000000000001,14.852837601175882,null,-31294.69323710585,null,-4108.5838090449315,null,0,null,0,null,-1305.4113299521057,null,-1305.4113299521057,-12.551687964018118,null,"IchNgsd104"]
[77,"IcoEgsd104",0.98603092133998871,8348.9641729365176,0,4222.6494140625,0,0,44974.312548686328,18458.40625,1613.6998601191956,0,0,null,67655.368972652897,1613.6998601191956,5836.3493425853849,null,29202.444463709191,7340.0348784200078,0,0,72644.325674857319,0,null,36542.478350521189,72644.328125,null,-31112.889862227639,30706.129076339494,71030.628264880797,null,0.57608248617711733,22.645151836241709,0,1,0.54012681204556956,6.2611877106420684,0,1,45.017248820752911,"PASS",1,null,"IcoEgsd104",null,71030.628264880797,0,0.54012681204556956,"FAIL",0,1,null,null,0.23772102354366317,null,-1255.709006802502,"NO",0,null,7.4389999999999992,5.9600000000000009,6.2474711356919013,13.13,13.290000000000001,14.852837601175882,null,-31294.69323710585,null,-4108.5838090449315,null,0,null,0,null,-1255.709006802502,null,-1255.709006802502,-8.1695949131965069,null,"IcoEgsd104"]
[78,"IcoNgsd104",0.98603092133998871,8348.9641729365176,0,4222.6494140625,0,0,44974.312548686328,18458.40625,1613.6998601191956,0,0,null,67655.368972652897,1613.6998601191956,5836.3493425853849,null,29202.444463709191,7340.0348784200078,0,0,72644.325674857319,0,null,36542.478350521189,72644.328125,null,-31112.889862227639,30706.129076339494,71030.628264880797,null,0.57608248617711733,22.645151836241709,0,1,0.54012681204556956,6.2611877106420684,0,1,45.017248820752911,"PASS",1,null,"IcoNgsd104",null,71030.628264880797,0,0.54012681204556956,"FAIL",0,1,null,null,0.23772102354366317,null,-1255.709006802502,"NO",0,null,7.4389999999999992,5.9600000000000009,6.2474711356919013,13.13,13.290000000000001,14.852837601175882,null,-31294.69323710585,null,-4108.5838090449315,null,0,null,0,null,-1255.709006802502,null,-1255.709006802502,-8.1695949131965069,null,"IcoNgsd104"]
[79,"IelEgsd104",0.98603092133998871,8348.9641729365176,0,4222.6494140625,0,0,44974.312548686328,18458.40625,1091.8916411533557,0,0,null,67655.368972652897,1091.8916411533557,5314.5411236195469,null,29202.444463709191,7340.0348784200078,0,0,72644.325674857319,0,null,36542.478350521189,72644.328125,null,-31112.889862227639,31227.937295305332,71552.436483846643,null,0.57608248617711733,33.467128946899606,0,1,0.54012681204556956,6.8759424324433933,0,1,66.530711828022078,"PASS",1,null,"IelEgsd104",null,71552.436483846643,0,0.54012681204556956,"FAIL",0,1,null,null,0.16085121602811181,null,-1305.4113299521057,"NO",0,null,7.4389999999999992,5.9600000000000009,6.2474711356919013,13.13,13.290000000000001,14.852837601175882,null,-31294.69323710585,null,-4108.5838090449315,null,0,null,0,null,-1305.4113299521057,null,-1305.4113299521057,-12.551687964018118,null,"IelEgsd104"]
[80,"IelNgsd104",0.98603092133998871,8348.9641729365176,0,4222.6494140625,0,0,44974.312548686328,18458.40625,1091.8916411533557,0,0,null,67655.368972652897,1091.8916411533557,5314.5411236195469,null,29202.444463709191,7340.0348784200078,0,0,72644.325674857319,0,null,36542.478350521189,72644.328125,null,-31112.889862227639,31227.937295305332,71552.436483846643,null,0.57608248617711733,33.467128946899606,0,1,0.54012681204556956,6.8759424324433933,0,1,66.530711828022078,"PASS",1,null,"IelNgsd104",null,71552.436483846643,0,0.54012681204556956,"FAIL",0,1,null,null,0.16085121602811181,null,-1305.4113299521057,"NO",0,null,7.4389999999999992,5.9600000000000009,6.2474711356919013,13.13,13.290000000000001,14.852837601175882,null,-31294.69323710585,null,-4108.5838090449315,null,0,null,0,null,-1305.4113299521057,null,-1305.4113299521057,-12.551687964018118,null,"IelNgsd104"]
[81,"IluEgsd104",0.98603092133998871,8348.9641729365176,0,4222.6494140625,0,0,44974.312548686328,18458.40625,1091.8916411533557,0,0,null,67655.368972652897,1091.8916411533557,5314.5411236195469,null,29202.444463709191,7340.0348784200078,0,0,72644.325674857319,0,null,36542.478350521189,72644.328125,null,-31112.889862227639,31227.937295305332,71552.436483846643,null,0.57608248617711733,33.467128946899606,0,1,0.54012681204556956,6.8759424324433933,0,1,66.530711828022078,"PASS",1,null,"IluEgsd104",null,71552.436483846643,0,0.54012681204556956,"FAIL",0,1,null,null,0.16085121602811181,null,-1305.4113299521057,"NO",0,null,7.4389999999999992,5.9600000000000009,6.2474711356919013,13.13,13.290000000000001,14.852837601175882,null,-31294.69323710585,null,-4108.5838090449315,null,0,null,0,null,-1305.4113299521057,null,-1305.4113299521057,-12.551687964018118,null,"IluEgsd104"]
[82,"IluNgsd104",0.98603092133998871,8348.9641729365176,0,4222.6494140625,0,0,44974.312548686328,18458.40625,1091.8916411533557,0,0,null,67655.368972652897,1091.8916411533557,5314.5411236195469,null,29202.444463709191,7340.0348784200078,0,0,72644.325674857319,0,null,36542.478350521189,72644.328125,null,-31112.889862227639,31227.937295305332,71552.436483846643,null,0.57608248617711733,33.467128946899606,0,1,0.54012681204556956,6.8759424324433933,0,1,66.530711828022078,"PASS",1,null,"IluNgsd104",null,71552.436483846643,0,0.54012681204556956,"FAIL",0,1,null,null,0.16085121602811181,null,-1305.4113299521057,"NO",0,null,7.4389999999999992,5.9600000000000009,6.2474711356919013,13.13,13.290000000000001,14.852837601175882,null,-31294.69323710585,null,-4108.5838090449315,null,0,null,0,null,-1305.4113299521057,null,-1305.4113299521057,-12.551687964018118,null,"IluNgsd104"]
[83,"ImeEgsd104",0.98603092133998871,8348.9641729365176,0,4222.6494140625,0,0,44974.312548686328,18458.40625,1140.2921184224633,0,0,null,67655.368972652897,1140.2921184224633,5362.9416008886565,null,29202.444463709191,7340.0348784200078,0,0,72644.325674857319,0,null,36542.478350521189,72644.328125,null,-31112.889862227639,31179.536818036227,71504.036006577531,null,0.57608248617711733,32.046593815868746,0,1,0.54012681204556956,6.8138871418180331,0,1,63.706770354161321,"PASS",1,null,"ImeEgsd104",null,71504.036006577531,0,0.54012681204556956,"FAIL",0,1,null,null,0.16798129572677631,null,-1300.8011775825455,"NO",0,null,7.4389999999999992,5.9600000000000009,6.2474711356919013,13.13,13.290000000000001,14.852837601175882,null,-31294.69323710585,null,-4108.5838090449315,null,0,null,0,null,-1300.8011775825455,null,-1300.8011775825455,-11.976477403718341,null,"ImeEgsd104"]
[84,"ImeNgsd104",0.98603092133998871,8348.9641729365176,0,4222.6494140625,0,0,44974.312548686328,18458.40625,1140.2921184224633,0,0,null,67655.368972652897,1140.2921184224633,5362.9416008886565,null,29202.444463709191,7340.0348784200078,0,0,72644.325674857319,0,null,36542.478350521189,72644.328125,null,-31112.889862227639,31179.536818036227,71504.036006577531,null,0.57608248617711733,32.046593815868746,0,1,0.54012681204556956,6.8138871418180331,0,1,63.706770354161321,"PASS",1,null,"ImeNgsd104",null,71504.036006577531,0,0.54012681204556956,"FAIL",0,1,null,null,0.16798129572677631,null,-1300.8011775825455,"NO",0,null,7.4389999999999992,5.9600000000000009,6.2474711356919013,13.13,13.290000000000001,14.852837601175882,null,-31294.69323710585,null,-4108.5838090449315,null,0,null,0,null,-1300.8011775825455,null,-1300.8011775825455,-11.976477403718341,null,"ImeNgsd104"]
[85,"ImiEgsd104",0.98603092133998871,8348.9641729365176,0,4222.6494140625,0,0,44974.312548686328,18458.40625,1507.3389899102576,0,0,null,67655.368972652897,1507.3389899102576,5729.988472376448,null,29202.444463709191,7340.0348784200078,0,0,72644.325674857319,0,null,36542.478350521189,72644.328125,null,-31112.889862227639,30812.48994654843,71136.989135089738,null,0.57608248617711733,24.243039286535549,0,1,0.54012681204556956,6.3774087789052576,0,1,48.193756421921407,"PASS",1,null,"ImiEgsd104",null,71136.989135089738,0,0.54012681204556956,"FAIL",0,1,null,null,0.22205253929077537,null,-1265.8399033504602,"NO",0,null,7.4389999999999992,5.9600000000000009,6.2474711356919013,13.13,13.290000000000001,14.852837601175882,null,-31294.69323710585,null,-4108.5838090449315,null,0,null,0,null,-1265.8399033504602,null,-1265.8399033504602,-8.8166204052789947,null,"ImiEgsd104"]
[86,"ImiNgsd104",0.98603092133998871,8348.9641729365176,0,4222.6494140625,0,0,44974.312548686328,18458.40625,1507.3389899102576,0,0,null,67655.368972652897,1507.3389899102576,5729.988472376448,null,29202.444463709191,7340.0348784200078,0,0,72644.325674857319,0,null,36542.478350521189,72644.328125,null,-31112.889862227639,30812.48994654843,71136.989135089738,null,0.57608248617711733,24.243039286535549,0,1,0.54012681204556956,6.3774087789052576,0,1,48.193756421921407,"PASS",1,null,"ImiNgsd104",null,71136.989135089738,0,0.54012681204556956,"FAIL",0,1,null,null,0.22205253929077537,null,-1265.8399033504602,"NO",0,null,7.4389999999999992,5.9600000000000009,6.2474711356919013,13.13,13.290000000000001,14.852837601175882,null,-31294.69323710585,null,-4108.5838090449315,null,0,null,0,null,-1265.8399033504602,null,-1265.8399033504602,-8.8166204052789947,null,"ImiNgsd104"]
[87,"IprEgsd104",0.98603092133998871,8348.9641729365176,0,4222.6494140625,0,0,44974.312548686328,18458.40625,1091.8916411533557,0,0,null,67655.368972652897,1091.8916411533557,5314.5411236195469,null,29202.444463709191,7340.0348784200078,0,0,72644.325674857319,0,null,36542.478350521189,72644.328125,null,-31112.889862227639,31227.937295305332,71552.436483846643,null,0.57608248617711733,33.467128946899606,0,1,0.54012681204556956,6.8759424324433933,0,1,66.530711828022078,"PASS",1,null,"IprEgsd104",null,71552.436483846643,0,0.54012681204556956,"FAIL",0,1,null,null,0.16085121602811181,null,-1305.4113299521057,"NO",0,null,7.4389999999999992,5.9600000000000009,6.2474711356919013,13.13,13.290000000000001,14.852837601175882,null,-31294.69323710585,null,-4108.5838090449315,null,0,null,0,null,-1305.4113299521057,null,-1305.4113299521057,-12.551687964018118,null,"IprEgsd104"]
[88,"IprNgsd104",0.98603092133998871,8348.9641729365176,0,4222.6494140625,0,0,44974.312548686328,18458.40625,1091.8916411533557,0,0,null,67655.368972652897,1091.8916411533557,5314.5411236195469,null,29202.444463709191,7340.0348784200078,0,0,72644.325674857319,0,null,36542.478350521189,72644.328125,null,-31112.889862227639,31227.937295305332,71552.436483846643,null,0.57608248617711733,33.467128946899606,0,1,0.54012681204556956,6.8759424324433933,0,1,66.530711828022078,"PASS",1,null,"IprNgsd104",null,71552.436483846643,0,0.54012681204556956,"FAIL",0,1,null,null,0.16085121602811181,null,-1305.4113299521057,"NO",0,null,7.4389999999999992,5.9600000000000009,6.2474711356919013,13.13,13.290000000000001,14.852837601175882,null,-31294.69323710585,null,-4108.5838090449315,null,0,null,0,null,-1305.4113299521057,null,-1305.4113299521057,-12.551687964018118,null,"IprNgsd104"]
[89,"IstEgsd104",0.98603092133998871,8348.9641729365176,0,4222.6494140625,0,0,44974.312548686328,18458.40625,1091.8916411533557,0,0,null,67655.368972652897,1091.8916411533557,5314.5411236195469,null,29202.444463709191,7340.0348784200078,0,0,72644.325674857319,0,null,36542.478350521189,72644.328125,null,-31112.889862227639,31227.937295305332,71552.436483846643,null,0.57608248617711733,33.467128946899606,0,1,0.54012681204556956,6.8759424324433933,0,1,66.530711828022078,"PASS",1,null,"IstEgsd104",null,71552.436483846643,0,0.54012681204556956,"FAIL",0,1,null,null,0.16085121602811181,null,-1305.4113299521057,"NO",0,null,7.4389999999999992,5.9600000000000009,6.2474711356919013,13.13,13.290000000000001,14.852837601175882,null,-31294.69323710585,null,-4108.5838090449315,null,0,null,0,null,-1305.4113299521057,null,-1305.4113299521057,-12.551687964018118,null,"IstEgsd104"]
[90,"IstNgsd104",0.98603092133998871,8348.9641729365176,0,4222.6494140625,0,0,44974.312548686328,18458.40625,1091.8916411533557,0,0,null,67655.368972652897,1091.8916411533557,5314.5411236195469,null,29202.444463709191,7340.0348784200078,0,0,72644.325674857319,0,null,36542.478350521189,72644.328125,null,-31112.889862227639,31227.937295305332,71552.436483846643,null,0.57608248617711733,33.467128946899606,0,1,0.54012681204556956,6.8759424324433933,0,1,66.530711828022078,"PASS",1,null,"IstNgsd104",null,71552.436483846643,0,0.54012681204556956,"FAIL",0,1,null,null,0.16085121602811181,null,-1305.4113299521057,"NO",0,null,7.4389999999999992,5.9600000000000009,6.2474711356919013,13.13,13.290000000000001,14.852837601175882,null,-31294.69323710585,null,-4108.5838090449315,null,0,null,0,null,-1305.4113299521057,null,-1305.4113299521057,-12.551687964018118,null,"IstNgsd104"]
[91,"IteEgsd104",0.98603092133998871,8348.9641729365176,0,4222.6494140625,0,0,44974.312548686328,18458.40625,1091.8916411533557,0,0,null,67655.368972652897,1091.8916411533557,5314.5411236195469,null,29202.444463709191,7340.0348784200078,0,0,72644.325674857319,0,null,36542.478350521189,72644.328125,null,-31112.889862227639,31227.937295305332,71552.436483846643,null,0.57608248617711733,33.467128946899606,0,1,0.54012681204556956,6.8759424324433933,0,1,66.530711828022078,"PASS",1,null,"IteEgsd104",null,71552.436483846643,0,0.54012681204556956,"FAIL",0,1,null,null,0.16085121602811181,null,-1305.4113299521057,"NO",0,null,7.4389999999999992,5.9600000000000009,6.2474711356919013,13.13,13.290000000000001,14.852837601175882,null,-31294.69323710585,null,-4108.5838090449315,null,0,null,0,null,-1305.4113299521057,null,-1305.4113299521057,-12.551687964018118,null,"IteEgsd104"]
[92,"IteNgsd104",0.98603092133998871,8348.9641729365176,0,4222.6494140625,0,0,44974.312548686328,18458.40625,1091.8916411533557,0,0,null,67655.368972652897,1091.8916411533557,5314.5411236195469,null,29202.444463709191,7340.0348784200078,0,0,72644.325674857319,0,null,36542.478350521189,72644.328125,null,-31112.889862227639,31227.937295305332,71552.436483846643,null,0.57608248617711733,33.467128946899606,0,1,0.54012681204556956,6.8759424324433933,0,1,66.530711828022078,"PASS",1,null,"IteNgsd104",null,71552.436483846643,0,0.54012681204556956,"FAIL",0,1,null,null,0.16085121602811181,null,-1305.4113299521057,"NO",0,null,7.4389999999999992,5.9600000000000009,6.2474711356919013,13.13,13.290000000000001,14.852837601175882,null,-31294.69323710585,null,-4108.5838090449315,null,0,null,0,null,-1305.4113299521057,null,-1305.4113299521057,-12.551687964018118,null,"IteNgsd104"]
[93,"ItrEgsd104",0.98603092133998871,8348.9641729365176,0,4222.6494140625,0,0,44974.312548686328,18458.40625,1091.8916411533557,0,0,null,67655.368972652897,1091.8916411533557,5314.5411236195469,null,29202.444463709191,7340.0348784200078,0,0,72644.325674857319,0,null,36542.478350521189,72644.328125,null,-31112.889862227639,31227.937295305332,71552.436483846643,null,0.57608248617711733,33.467128946899606,0,1,0.54012681204556956,6.8759424324433933,0,1,66.530711828022078,"PASS",1,null,"ItrEgsd104",null,71552.436483846643,0,0.54012681204556956,"FAIL",0,1,null,null,0.16085121602811181,null,-1305.4113299521057,"NO",0,null,7.4389999999999992,5.9600000000000009,6.2474711356919013,13.13,13.290000000000001,14.852837601175882,null,-31294.69323710585,null,-4108.5838090449315,null,0,null,0,null,-1305.4113299521057,null,-1305.4113299521057,-12.551687964018118,null,"ItrEgsd104"]
[94,"ItrNgsd104",0.98603092133998871,8348.9641729365176,0,4222.6494140625,0,0,44974.312548686328,18458.40625,1091.8916411533557,0,0,null,67655.368972652897,1091.8916411533557,5314.5411236195469,null,29202.444463709191,7340.0348784200078,0,0,72644.325674857319,0,null,36542.478350521189,72644.328125,null,-31112.889862227639,31227.937295305332,71552.436483846643,null,0.57608248617711733,33.467128946899606,0,1,0.54012681204556956,6.8759424324433933,0,1,66.530711828022078,"PASS",1,null,"ItrNgsd104",null,71552.436483846643,0,0.54012681204556956,"FAIL",0,1,null,null,0.16085121602811181,null,-1305.4113299521057,"NO",0,null,7.4389999999999992,5.9600000000000009,6.2474711356919013,13.13,13.290000000000001,14.852837601175882,null,-31294.69323710585,null,-4108.5838090449315,null,0,null,0,null,-1305.4113299521057,null,-1305.4113299521057,-12.551687964018118,null,"ItrNgsd104"]
[95,"IwaEgsd104",0.98533076643943773,8329.1060426051008,0,4212.60595703125,0,0,44867.340505010172,18458.40625,1089.2945275255358,0,0,null,67538.353218391319,1089.2945275255358,5301.9002994063731,null,29142.02399897029,7334.8229106418003,0,0,72515.443694524685,0,null,36476.845794644541,72515.4453125,null,-31061.50691739688,31174.945310087754,71426.150784974467,null,0.5760191969904972,33.486669466251797,0,1,0.54009084216442671,6.879956706259045,0,1,66.57101773679851,"PASS",1,null,"IwaEgsd104",null,71426.150784974467,0,0.54009084216442671,"FAIL",0,1,null,null,0.16075053923583693,null,-1303.1094794068001,"NO",0,null,7.4389999999999992,5.9600000000000009,6.2474711356919013,13.13,13.290000000000001,14.852837601175882,null,-31242.983762146352,null,-4101.7950314722248,null,0,null,0,null,-1303.1094794068001,null,-1303.1094794068001,-12.559428310744048,null,"IwaEgsd104"]
[96,"IwaNgsd104",0.98533076643943773,8329.1060426051008,0,4212.60595703125,0,0,44867.340505010172,18458.40625,1089.2945275255358,0,0,null,67538.353218391319,1089.2945275255358,5301.9002994063731,null,29142.02399897029,7334.8229106418003,0,0,72515.443694524685,0,null,36476.845794644541,72515.4453125,null,-31061.50691739688,31174.945310087754,71426.150784974467,null,0.5760191969904972,33.486669466251797,0,1,0.54009084216442671,6.879956706259045,0,1,66.57101773679851,"PASS",1,null,"IwaNgsd104",null,71426.150784974467,0,0.54009084216442671,"FAIL",0,1,null,null,0.16075053923583693,null,-1303.1094794068001,"NO",0,null,7.4389999999999992,5.9600000000000009,6.2474711356919013,13.13,13.290000000000001,14.852837601175882,null,-31242.983762146352,null,-4101.7950314722248,null,0,null,0,null,-1303.1094794068001,null,-1303.1094794068001,-12.559428310744048,null,"IwaNgsd104"]
[97,"IagEgsd105",0.98603092133998871,8348.9641729365176,0,4222.6494140625,0,0,44974.312548686328,18458.40625,27366.044533885793,0,0,null,67655.368972652897,27366.044533885793,31588.694016351979,null,29202.444463709191,7340.0348784200078,0,0,72644.325674857319,0,null,36542.478350521189,72644.328125,null,-31112.889862227639,4953.7844025728955,45278.283591114203,null,0.57608248617711733,1.3353218915241019,0,1,0.54012681204556956,1.1568214377820025,0,1,2.6545424946249985,"PASS",1,null,"IagEgsd105",null,45278.283591114203,0,0.54012681204556956,"FAIL",0,1,null,null,4.0314090464528176,null,1197.206047073043,"YES",1,null,7.4389999999999992,5.9600000000000009,6.2474711356919013,13.13,13.290000000000001,14.852837601175882,null,-31294.69323710585,null,-4108.5838090449315,null,0,null,0,null,1197.206047073043,null,0,0,null,"IagEgsd105"]
[98,"IagNgsd105",0.98603092133998871,8348.9641729365176,0,4222.6494140625,0,0,44974.312548686328,18458.40625,27366.044533885793,0,0,null,67655.368972652897,27366.044533885793,31588.694016351979,null,29202.444463709191,7340.0348784200078,0,0,72644.325674857319,0,null,36542.478350521189,72644.328125,null,-31112.889862227639,4953.7844025728955,45278.283591114203,null,0.57608248617711733,1.3353218915241019,0,1,0.54012681204556956,1.1568214377820025,0,1,2.6545424946249985,"PASS",1,null,"IagNgsd105",null,45278.283591114203,0,0.54012681204556956,"FAIL",0,1,null,null,4.0314090464528176,null,1197.206047073043,"YES",1,null,7.4389999999999992,5.9600000000000009,6.2474711356919013,13.13,13.290000000000001,14.852837601175882,null,-31294.69323710585,null,-4108.5838090449315,null,0,null,0,null,1197.206047073043,null,0,0,null,"IagNgsd105"]
[99,"IchEgsd105",0.98603092133998871,8348.9641729365176,0,4222.6494140625,0,0,44974.312548686328,18458.40625,27366.044533885793,0,0,null,67655.368972652897,27366.044533885793,31588.694016351979,null,29202.444463709191,7340.0348784200078,0,0,72644.325674857319,0,null,36542.478350521189,72644.328125,null,-31112.889862227639,4953.7844025728955,45278.283591114203,null,0.57608248617711733,1.3353218915241019,0,1,0.54012681204556956,1.1568214377820025,0,1,2.6545424946249985,"PASS",1,null,"IchEgsd105",null,45278.283591114203,0,0.54012681204556956,"FAIL",0,1,null,null,4.0314090464528176,null,1197.206047073043,"YES",1,null,7.4389999999999992,5.9600000000000009,6.2474711356919013,13.13,13.290000000000001,14.852837601175882,null,-31294.69323710585,null,-4108.5838090449315,null,0,null,0,null,1197.206047073043,null,0,0,null,"IchEgsd105"]
[100,"IchNgsd105",0.98603092133998871,8348.9641729365176,0,4222.6494140625,0,0,44974.312548686328,18458.40625,27366.044533885793,0,0,null,67655.368972652897,27366.044533885793,31588.694016351979,null,29202.444463709191,7340.0348784200078,0,0,72644.325674857319,0,null,36542.478350521189,72644.328125,null,-31112.889862227639,4953.7844025728955,45278.283591114203,null,0.57608248617711733,1.3353218915241019,0,1,0.54012681204556956,1.1568214377820025,0,1,2.6545424946249985,"PASS",1,null,"IchNgsd105",null,45278.283591114203,0,0.54012681204556956,"FAIL",0,1,null,null,4.0314090464528176,null,1197.206047073043,"YES",1,null,7.4389999999999992,5.9600000000000009,6.2474711356919013,13.13,13.290000000000001,14.852837601175882,null,-31294.69323710585,null,-4108.5838090449315,null,0,null,0,null,1197.206047073043,null,0,0,null,"IchNgsd105"]
[101,"IcoEgsd105",0.98603092133998871,8348.9641729365176,0,4222.6494140625,0,0,44974.312548686328,18458.40625,27366.044533885793,0,0,null,67655.368972652897,27366.044533885793,31588.694016351979,null,29202.444463709191,7340.0348784200078,0,0,72644.325674857319,0,null,36542.478350521189,72644.328125,null,-31112.889862227639,4953.7844025728955,45278.283591114203,null,0.57608248617711733,1.3353218915241019,0,1,0.54012681204556956,1.1568214377820025,0,1,2.6545424946249985,"PASS",1,null,"IcoEgsd105",null,45278.283591114203,0,0.54012681204556956,"FAIL",0,1,null,null,4.0314090464528176,null,1197.206047073043,"YES",1,null,7.4389999999999992,5.9600000000000009,6.2474711356919013,13.13,13.290000000000001,14.852837601175882,null,-31294.69323710585,null,-4108.5838090449315,null,0,null,0,null,1197.206047073043,null,0,0,null,"IcoEgsd105"]
[102,"IcoNgsd105",0.98603092133998871,8348.9641729365176,0,4222.6494140625,0,0,44974.312548686328,18458.40625,27366.044533885793,0,0,null,67655.368972652897,27366.044533885793,31588.694016351979,null,29202.444463709191,7340.0348784200078,0,0,72644.325674857319,0,null,36542.478350521189,72644.328125,null,-31112.889862227639,4953.7844025728955,45278.283591114203,null,0.57608248617711733,1.3353218915241019,0,1,0.54012681204556956,1.1568214377820025,0,1,2.6545424946249985,"PASS",1,null,"IcoNgsd105",null,45278.283591114203,0,0.54012681204556956,"FAIL",0,1,null,null,4.0314090464528176,null,1197.206047073043,"YES",1,null,7.4389999999999992,5.9600000000000009,6.2474711356919013,13.13,13.290000000000001,14.852837601175882,null,-31294.69323710585,null,-4108.5838090449315,null,0,null,0,null,1197.206047073043,null,0,0,null,"IcoNgsd105"]
[103,"IelEgsd105",0.98603092133998871,8348.9641729365176,0,4222.6494140625,0,0,44974.312548686328,18458.40625,27366.044533885793,0,0,null,67655.368972652897,27366.044533885793,31588.694016351979,null,29202.444463709191,7340.0348784200078,0,0,72644.325674857319,0,null,36542.478350521189,72644.328125,null,-31112.889862227639,4953.7844025728955,45278.283591114203,null,0.57608248617711733,1.3353218915241019,0,1,0.54012681204556956,1.1568214377820025,0,1,2.6545424946249985,"PASS",1,null,"IelEgsd105",null,45278.283591114203,0,0.54012681204556956,"FAIL",0,1,null,null,4.0314090464528176,null,1197.206047073043,"YES",1,null,7.4389999999999992,5.9600000000000009,6.2474711356919013,13.13,13.290000000000001,14.852837601175882,null,-31294.69323710585,null,-4108.5838090449315,null,0,null,0,null,1197.206047073043,null,0,0,null,"IelEgsd105"]
[104,"IelNgsd105",0.98603092133998871,8348.9641729365176,0,4222.6494140625,0,0,44974.312548686328,18458.40625,27366.044533885793,0,0,null,67655.368972652897,27366.044533885793,31588.694016351979,null,29202.444463709191,7340.0348784200078,0,0,72644.325674857319,0,null,36542.478350521189,72644.328125,null,-31112.889862227639,4953.7844025728955,45278.283591114203,null,0.57608248617711733,1.3353218915241019,0,1,0.54012681204556956,1.1568214377820025,0,1,2.6545424946249985,"PASS",1,null,"IelNgsd105",null,45278.283591114203,0,0.54012681204556956,"FAIL",0,1,null,null,4.0314090464528176,null,1197.206047073043,"YES",1,null,7.4389999999999992,5.9600000000000009,6.2474711356919013,13.13,13.290000000000001,14.852837601175882,null,-31294.69323710585,null,-4108.5838090449315,null,0,null,0,null,1197.206047073043,null,0,0,null,"IelNgsd105"]
[105,"IluEgsd105",0.98603092133998871,8348.9641729365176,0,4222.6494140625,0,0,44974.312548686328,18458.40625,28457.585824218517,0,0,null,67655.368972652897,28457.585824218517,32680.235306684703,null,29202.444463709191,7340.0348784200078,0,0,72644.325674857319,0,null,36542.478350521189,72644.328125,null,-31112.889862227639,3862.2431122401722,44186.74230078148,null,0.57608248617711733,1.2841032467139961,0,1,0.54012681204556956,1.118182843057262,0,1,2.5527227985438188,"PASS",1,null,"IluEgsd105",null,44186.74230078148,0,0.54012681204556956,"FAIL",0,1,null,null,4.1922083566569075,null,1301.1753366589464,"YES",1,null,7.4389999999999992,5.9600000000000009,6.2474711356919013,13.13,13.290000000000001,14.852837601175882,null,-31294.69323710585,null,-4108.5838090449315,null,0,null,0,null,1301.1753366589464,null,0,0,null,"IluEgsd105"]
[106,"IluNgsd105",0.98603092133998871,8348.9641729365176,0,4222.6494140625,0,0,44974.312548686328,18458.40625,28457.585824218517,0,0,null,67655.368972652897,28457.585824218517,32680.235306684703,null,29202.444463709191,7340.0348784200078,0,0,72644.325674857319,0,null,36542.478350521189,72644.328125,null,-31112.889862227639,3862.2431122401722,44186.74230078148,null,0.57608248617711733,1.2841032467139961,0,1,0.54012681204556956,1.118182843057262,0,1,2.5527227985438188,"PASS",1,null,"IluNgsd105",null,44186.74230078148,0,0.54012681204556956,"FAIL",0,1,null,null,4.1922083566569075,null,1301.1753366589464,"YES",1,null,7.4389999999999992,5.9600000000000009,6.2474711356919013,13.13,13.290000000000001,14.852837601175882,null,-31294.69323710585,null,-4108.5838090449315,null,0,null,0,null,1301.1753366589464,null,0,0,null,"IluNgsd105"]
[107,"ImeEgsd105",0.98603092133998871,8348.9641729365176,0,4222.6494140625,0,0,44974.312548686328,18458.40625,27366.044533885793,0,0,null,67655.368972652897,27366.044533885793,31588.694016351979,null,29202.444463709191,7340.0348784200078,0,0,72644.325674857319,0,null,36542.478350521189,72644.328125,null,-31112.889862227639,4953.7844025728955,45278.283591114203,null,0.57608248617711733,1.3353218915241019,0,1,0.54012681204556956,1.1568214377820025,0,1,2.6545424946249985,"PASS",1,null,"ImeEgsd105",null,45278.283591114203,0,0.54012681204556956,"FAIL",0,1,null,null,4.0314090464528176,null,1197.206047073043,"YES",1,null,7.4389999999999992,5.9600000000000009,6.2474711356919013,13.13,13.290000000000001,14.852837601175882,null,-31294.69323710585,null,-4108.5838090449315,null,0,null,0,null,1197.206047073043,null,0,0,null,"ImeEgsd105"]
[108,"ImeNgsd105",0.98603092133998871,8348.9641729365176,0,4222.6494140625,0,0,44974.312548686328,18458.40625,27366.044533885793,0,0,null,67655.368972652897,27366.044533885793,31588.694016351979,null,29202.444463709191,7340.0348784200078,0,0,72644.325674857319,0,null,36542.478350521189,72644.328125,null,-31112.889862227639,4953.7844025728955,45278.283591114203,null,0.57608248617711733,1.3353218915241019,0,1,0.54012681204556956,1.1568214377820025,0,1,2.6545424946249985,"PASS",1,null,"ImeNgsd105",null,45278.283591114203,0,0.54012681204556956,"FAIL",0,1,null,null,4.0314090464528176,null,1197.206047073043,"YES",1,null,7.4389999999999992,5.9600000000000009,6.2474711356919013,13.13,13.290000000000001,14.852837601175882,null,-31294.69323710585,null,-4108.5838090449315,null,0,null,0,null,1197.206047073043,null,0,0,null,"ImeNgsd105"]
[109,"ImiEgsd105",0.98603092133998871,8348.9641729365176,0,4222.6494140625,0,0,44974.312548686328,18458.40625,27793.650033320166,0,0,null,67655.368972652897,27793.650033320166,32016.299515786355,null,29202.444463709191,7340.0348784200078,0,0,72644.325674857319,0,null,36542.478350521189,72644.328125,null,-31112.889862227639,4526.1789031385233,44850.678091679831,null,0.57608248617711733,1.3147779549182121,0,1,0.54012681204556956,1.1413710822694263,0,1,2.6137023398478072,"PASS",1,null,"ImiEgsd105",null,44850.678091679831,0,0.54012681204556956,"FAIL",0,1,null,null,4.0944013074074039,null,1237.9354545098392,"YES",1,null,7.4389999999999992,5.9600000000000009,6.2474711356919013,13.13,13.290000000000001,14.852837601175882,null,-31294.69323710585,null,-4108.5838090449315,null,0,null,0,null,1237.9354545098392,null,0,0,null,"ImiEgsd105"]
[110,"ImiNgsd105",0.98603092133998871,8348.9641729365176,0,4222.6494140625,0,0,44974.312548686328,18458.40625,27793.650033320166,0,0,null,67655.368972652897,27793.650033320166,32016.299515786355,null,29202.444463709191,7340.0348784200078,0,0,72644.325674857319,0,null,36542.478350521189,72644.328125,null,-31112.889862227639,4526.1789031385233,44850.678091679831,null,0.57608248617711733,1.3147779549182121,0,1,0.54012681204556956,1.1413710822694263,0,1,2.6137023398478072,"PASS",1,null,"ImiNgsd105",null,44850.678091679831,0,0.54012681204556956,"FAIL",0,1,null,null,4.0944013074074039,null,1237.9354545098392,"YES",1,null,7.4389999999999992,5.9600000000000009,6.2474711356919013,13.13,13.290000000000001,14.852837601175882,null,-31294.69323710585,null,-4108.5838090449315,null,0,null,0,null,1237.9354545098392,null,0,0,null,"ImiNgsd105"]
[111,"IprEgsd105",0.98603092133998871,8348.9641729365176,0,4222.6494140625,0,0,44974.312548686328,18458.40625,27366.044533885793,0,0,null,67655.368972652897,27366.044533885793,31588.694016351979,null,29202.444463709191,7340.0348784200078,0,0,72644.325674857319,0,null,36542.478350521189,72644.328125,null,-31112.889862227639,4953.7844025728955,45278.283591114203,null,0.57608248617711733,1.3353218915241019,0,1,0.54012681204556956,1.1568214377820025,0,1,2.6545424946249985,"PASS",1,null,"IprEgsd105",null,45278.283591114203,0,0.54012681204556956,"FAIL",0,1,null,null,4.0314090464528176,null,1197.206047073043,"YES",1,null,7.4389999999999992,5.9600000000000009,6.2474711356919013,13.13,13.290000000000001,14.852837601175882,null,-31294.69323710585,null,-4108.5838090449315,null,0,null,0,null,1197.206047073043,null,0,0,null,"IprEgsd105"]
[112,"IprNgsd105",0.98603092133998871,8348.9641729365176,0,4222.6494140625,0,0,44974.312548686328,18458.40625,27366.044533885793,0,0,null,67655.368972652897,27366.044533885793,31588.694016351979,null,29202.444463709191,7340.0348784200078,0,0,72644.325674857319,0,null,36542.478350521189,72644.328125,null,-31112.889862227639,4953.7844025728955,45278.283591114203,null,0.57608248617711733,1.3353218915241019,0,1,0.54012681204556956,1.1568214377820025,0,1,2.6545424946249985,"PASS",1,null,"IprNgsd105",null,45278.283591114203,0,0.54012681204556956,"FAIL",0,1,null,null,4.0314090464528176,null,1197.206047073043,"YES",1,null,7.4389999999999992,5.9600000000000009,6.2474711356919013,13.13,13.290000000000001,14.852837601175882,null,-31294.69323710585,null,-4108.5838090449315,null,0,null,0,null,1197.206047073043,null,0,0,null,"IprNgsd105"]
[113,"IstEgsd105",0.98603092133998871,8348.9641729365176,0,4222.6494140625,0,0,44974.312548686328,18458.40625,27366.044533885793,0,0,null,67655.368972652897,27366.044533885793,31588.694016351979,null,29202.444463709191,7340.0348784200078,0,0,72644.325674857319,0,null,36542.478350521189,72644.328125,null,-31112.889862227639,4953.7844025728955,45278.283591114203,null,0.57608248617711733,1.3353218915241019,0,1,0.54012681204556956,1.1568214377820025,0,1,2.6545424946249985,"PASS",1,null,"IstEgsd105",null,45278.283591114203,0,0.54012681204556956,"FAIL",0,1,null,null,4.0314090464528176,null,1197.206047073043,"YES",1,null,7.4389999999999992,5.9600000000000009,6.2474711356919013,13.13,13.290000000000001,14.852837601175882,null,-31294.69323710585,null,-4108.5838090449315,null,0,null,0,null,1197.206047073043,null,0,0,null,"IstEgsd105"]
[114,"IstNgsd105",0.98603092133998871,8348.9641729365176,0,4222.6494140625,0,0,44974.312548686328,18458.40625,27366.044533885793,0,0,null,67655.368972652897,27366.044533885793,31588.694016351979,null,29202.444463709191,7340.0348784200078,0,0,72644.325674857319,0,null,36542.478350521189,72644.328125,null,-31112.889862227639,4953.7844025728955,45278.283591114203,null,0.57608248617711733,1.3353218915241019,0,1,0.54012681204556956,1.1568214377820025,0,1,2.6545424946249985,"PASS",1,null,"IstNgsd105",null,45278.283591114203,0,0.54012681204556956,"FAIL",0,1,null,null,4.0314090464528176,null,1197.206047073043,"YES",1,null,7.4389999999999992,5.9600000000000009,6.2474711356919013,13.13,13.290000000000001,14.852837601175882,null,-31294.69323710585,null,-4108.5838090449315,null,0,null,0,null,1197.206047073043,null,0,0,null,"IstNgsd105"]
[115,"IteEgsd105",0.98603092133998871,8348.9641729365176,0,4222.6494140625,0,0,44974.312548686328,18458.40625,27366.044533885793,0,0,null,67655.368972652897,27366.044533885793,31588.694016351979,null,29202.444463709191,7340.0348784200078,0,0,72644.325674857319,0,null,36542.478350521189,72644.328125,null,-31112.889862227639,4953.7844025728955,45278.283591114203,null,0.57608248617711733,1.3353218915241019,0,1,0.54012681204556956,1.1568214377820025,0,1,2.6545424946249985,"PASS",1,null,"IteEgsd105",null,45278.283591114203,0,0.54012681204556956,"FAIL",0,1,null,null,4.0314090464528176,null,1197.206047073043,"YES",1,null,7.4389999999999992,5.9600000000000009,6.2474711356919013,13.13,13.290000000000001,14.852837601175882,null,-31294.69323710585,null,-4108.5838090449315,null,0,null,0,null,1197.206047073043,null,0,0,null,"IteEgsd105"]
[116,"IteNgsd105",0.98603092133998871,8348.9641729365176,0,4222.6494140625,0,0,44974.312548686328,18458.40625,27366.044533885793,0,0,null,67655.368972652897,27366.044533885793,31588.694016351979,null,29202.444463709191,7340.0348784200078,0,0,72644.325674857319,0,null,36542.478350521189,72644.328125,null,-31112.889862227639,4953.7844025728955,45278.283591114203,null,0.57608248617711733,1.3353218915241019,0,1,0.54012681204556956,1.1568214377820025,0,1,2.6545424946249985,"PASS",1,null,"IteNgsd105",null,45278.283591114203,0,0.54012681204556956,"FAIL",0,1,null,null,4.0314090464528176,null,1197.206047073043,"YES",1,null,7.4389999999999992,5.9600000000000009,6.2474711356919013,13.13,13.290000000000001,14.852837601175882,null,-31294.69323710585,null,-4108.5838090449315,null,0,null,0,null,1197.206047073043,null,0,0,null,"IteNgsd105"]
[117,"ItrEgsd105",0.98603092133998871,8348.9641729365176,0,4222.6494140625,0,0,44974.312548686328,18458.40625,28234.812042971716,0,0,null,67655.368972652897,28234.812042971716,32457.46152543791,null,29202.444463709191,7340.0348784200078,0,0,72644.325674857319,0,null,36542.478350521189,72644.328125,null,-31112.889862227639,4085.0168934869725,44409.516082028284,null,0.57608248617711733,1.2942348720050161,0,1,0.54012681204556956,1.1258575597137976,0,1,2.5728638821621912,"PASS",1,null,"ItrEgsd105",null,44409.516082028284,0,0.54012681204556956,"FAIL",0,1,null,null,4.1593908001652977,null,1279.9562280070043,"YES",1,null,7.4389999999999992,5.9600000000000009,6.2474711356919013,13.13,13.290000000000001,14.852837601175882,null,-31294.69323710585,null,-4108.5838090449315,null,0,null,0,null,1279.9562280070043,null,0,0,null,"ItrEgsd105"]
[118,"ItrNgsd105",0.98603092133998871,8348.9641729365176,0,4222.6494140625,0,0,44974.312548686328,18458.40625,28234.812042971716,0,0,null,67655.368972652897,28234.812042971716,32457.46152543791,null,29202.444463709191,7340.0348784200078,0,0,72644.325674857319,0,null,36542.478350521189,72644.328125,null,-31112.889862227639,4085.0168934869725,44409.516082028284,null,0.57608248617711733,1.2942348720050161,0,1,0.54012681204556956,1.1258575597137976,0,1,2.5728638821621912,"PASS",1,null,"ItrNgsd105",null,44409.516082028284,0,0.54012681204556956,"FAIL",0,1,null,null,4.1593908001652977,null,1279.9562280070043,"YES",1,null,7.4389999999999992,5.9600000000000009,6.2474711356919013,13.13,13.290000000000001,14.852837601175882,null,-31294.69323710585,null,-4108.5838090449315,null,0,null,0,null,1279.9562280070043,null,0,0,null,"ItrNgsd105"]
[119,"IwaEgsd105",0.98533076643943773,8329.1060426051008,0,4212.60595703125,0,0,44867.340505010172,18458.40625,27300.955855410728,0,0,null,67538.353218391319,27300.955855410728,31513.561627291558,null,29142.02399897029,7334.8229106418003,0,0,72515.443694524685,0,null,36476.845794644541,72515.4453125,null,-31061.50691739688,4963.2839822025635,45214.489457089272,null,0.5760191969904972,1.3361014166621299,0,1,0.54009084216442671,1.1574967631949173,0,1,2.6561504181960096,"PASS",1,null,"IwaEgsd105",null,45214.489457089272,0,0.54009084216442671,"FAIL",0,1,null,null,4.0288857871255539,null,1193.5553587953848,"YES",1,null,7.4389999999999992,5.9600000000000009,6.2474711356919013,13.13,13.290000000000001,14.852837601175882,null,-31242.983762146352,null,-4101.7950314722248,null,0,null,0,null,1193.5553587953848,null,0,0,null,"IwaEgsd105"]
[120,"IwaNgsd105",0.98533076643943773,8329.1060426051008,0,4212.60595703125,0,0,44867.340505010172,18458.40625,27300.955855410728,0,0,null,67538.353218391319,27300.955855410728,31513.561627291558,null,29142.02399897029,7334.8229106418003,0,0,72515.443694524685,0,null,36476.845794644541,72515.4453125,null,-31061.50691739688,4963.2839822025635,45214.489457089272,null,0.5760191969904972,1.3361014166621299,0,1,0.54009084216442671,1.1574967631949173,0,1,2.6561504181960096,"PASS",1,null,"IwaNgsd105",null,45214.489457089272,0,0.54009084216442671,"FAIL",0,1,null,null,4.0288857871255539,null,1193.5553587953848,"YES",1,null,7.4389999999999992,5.9600000000000009,6.2474711356919013,13.13,13.290000000000001,14.852837601175882,null,-31242.983762146352,null,-4101.7950314722248,null,0,null,0,null,1193.5553587953848,null,0,0,null,"IwaNgsd105"]
[121,"IagEgsd106",0.98603092133998871,8348.9641729365176,0,5627.4013671875,0,0,44974.312548686328,18458.40625,32528.662910988318,0,0,null,69060.121095141178,32528.662910988318,38156.064515942773,null,29202.444463709191,7340.0348784200078,0,0,72644.325674857319,0,null,36542.478350521189,72644.328125,null,-32517.641815352639,-1613.5859276546325,40115.665214011678,null,0.57608248617711733,1.1233931886630664,0,1,0.52914009217983837,0.95771089188101721,0,0,2.2332405215604618,"PASS",1,null,"IagEgsd106",null,40115.665214011678,0,0.52914009217983837,"FAIL",0,1,null,null,3.5957390581289346,null,915.51143580610403,"YES",1,null,7.4389999999999992,5.9600000000000009,6.2474711356919013,13.13,13.290000000000001,14.852837601175882,null,-32699.445190230846,null,-3370.5678441191258,null,0,null,0,null,915.51143580610403,null,0,0,null,"IagEgsd106"]
[122,"IagNgsd106",0.98603092133998871,8348.9641729365176,0,5627.4013671875,0,0,44974.312548686328,18458.40625,32528.662910988318,0,0,null,69060.121095141178,32528.662910988318,38156.064515942773,null,29202.444463709191,7340.0348784200078,0,0,72644.325674857319,0,null,36542.478350521189,72644.328125,null,-32517.641815352639,-1613.5859276546325,40115.665214011678,null,0.57608248617711733,1.1233931886630664,0,1,0.52914009217983837,0.95771089188101721,0,0,2.2332405215604618,"PASS",1,null,"IagNgsd106",null,40115.665214011678,0,0.52914009217983837,"FAIL",0,1,null,null,3.5957390581289346,null,915.51143580610403,"YES",1,null,7.4389999999999992,5.9600000000000009,6.2474711356919013,13.13,13.290000000000001,14.852837601175882,null,-32699.445190230846,null,-3370.5678441191258,null,0,null,0,null,915.51143580610403,null,0,0,null,"IagNgsd106"]
[123,"IchEgsd106",0.98603092133998871,8348.9641729365176,0,5627.4013671875,0,0,44974.312548686328,18458.40625,32528.662910988318,0,0,null,69060.121095141178,32528.662910988318,38156.064515942773,null,29202.444463709191,7340.0348784200078,0,0,72644.325674857319,0,null,36542.478350521189,72644.328125,null,-32517.641815352639,-1613.5859276546325,40115.665214011678,null,0.57608248617711733,1.1233931886630664,0,1,0.52914009217983837,0.95771089188101721,0,0,2.2332405215604618,"PASS",1,null,"IchEgsd106",null,40115.665214011678,0,0.52914009217983837,"FAIL",0,1,null,null,3.5957390581289346,null,915.51143580610403,"YES",1,null,7.4389999999999992,5.9600000000000009,6.2474711356919013,13.13,13.290000000000001,14.852837601175882,null,-32699.445190230846,null,-3370.5678441191258,null,0,null,0,null,915.51143580610403,null,0,0,null,"IchEgsd106"]
[124,"IchNgsd106",0.98603092133998871,8348.9641729365176,0,5627.4013671875,0,0,44974.312548686328,18458.40625,32528.662910988318,0,0,null,69060.121095141178,32528.662910988318,38156.064515942773,null,29202.444463709191,7340.0348784200078,0,0,72644.325674857319,0,null,36542.478350521189,72644.328125,null,-32517.641815352639,-1613.5859276546325,40115.665214011678,null,0.57608248617711733,1.1233931886630664,0,1,0.52914009217983837,0.95771089188101721,0,0,2.2332405215604618,"PASS",1,null,"IchNgsd106",null,40115.665214011678,0,0.52914009217983837,"FAIL",0,1,null,null,3.5957390581289346,null,915.51143580610403,"YES",1,null,7.4389999999999992,5.9600000000000009,6.2474711356919013,13.13,13.290000000000001,14.852837601175882,null,-32699.445190230846,null,-3370.5678441191258,null,0,null,0,null,915.51143580610403,null,0,0,null,"IchNgsd106"]
[125,"IcoEgsd106",0.98603092133998871,8348.9641729365176,0,5627.4013671875,0,0,44974.312548686328,18458.40625,32528.662910988318,0,0,null,69060.121095141178,32528.662910988318,38156.064515942773,null,29202.444463709191,7340.0348784200078,0,0,72644.325674857319,0,null,36542.478350521189,72644.328125,null,-32517.641815352639,-1613.5859276546325,40115.665214011678,null,0.57608248617711733,1.1233931886630664,0,1,0.52914009217983837,0.95771089188101721,0,0,2.2332405215604618,"PASS",1,null,"IcoEgsd106",null,40115.665214011678,0,0.52914009217983837,"FAIL",0,1,null,null,3.5957390581289346,null,915.51143580610403,"YES",1,null,7.4389999999999992,5.9600000000000009,6.2474711356919013,13.13,13.290000000000001,14.852837601175882,null,-32699.445190230846,null,-3370.5678441191258,null,0,null,0,null,915.51143580610403,null,0,0,null,"IcoEgsd106"]
[126,"IcoNgsd106",0.98603092133998871,8348.9641729365176,0,5627.4013671875,0,0,44974.312548686328,18458.40625,32528.662910988318,0,0,null,69060.121095141178,32528.662910988318,38156.064515942773,null,29202.444463709191,7340.0348784200078,0,0,72644.325674857319,0,null,36542.478350521189,72644.328125,null,-32517.641815352639,-1613.5859276546325,40115.665214011678,null,0.57608248617711733,1.1233931886630664,0,1,0.52914009217983837,0.95771089188101721,0,0,2.2332405215604618,"PASS",1,null,"IcoNgsd106",null,40115.665214011678,0,0.52914009217983837,"FAIL",0,1,null,null,3.5957390581289346,null,915.51143580610403,"YES",1,null,7.4389999999999992,5.9600000000000009,6.2474711356919013,13.13,13.290000000000001,14.852837601175882,null,-32699.445190230846,null,-3370.5678441191258,null,0,null,0,null,915.51143580610403,null,0,0,null,"IcoNgsd106"]
[127,"IelEgsd106",0.98603092133998871,8348.9641729365176,0,5627.4013671875,0,0,44974.312548686328,18458.40625,32528.662910988318,0,0,null,69060.121095141178,32528.662910988318,38156.064515942773,null,29202.444463709191,7340.0348784200078,0,0,72644.325674857319,0,null,36542.478350521189,72644.328125,null,-32517.641815352639,-1613.5859276546325,40115.665214011678,null,0.57608248617711733,1.1233931886630664,0,1,0.52914009217983837,0.95771089188101721,0,0,2.2332405215604618,"PASS",1,null,"IelEgsd106",null,40115.665214011678,0,0.52914009217983837,"FAIL",0,1,null,null,3.5957390581289346,null,915.51143580610403,"YES",1,null,7.4389999999999992,5.9600000000000009,6.2474711356919013,13.13,13.290000000000001,14.852837601175882,null,-32699.445190230846,null,-3370.5678441191258,null,0,null,0,null,915.51143580610403,null,0,0,null,"IelEgsd106"]
[128,"IelNgsd106",0.98603092133998871,8348.9641729365176,0,5627.4013671875,0,0,44974.312548686328,18458.40625,32528.662910988318,0,0,null,69060.121095141178,32528.662910988318,38156.064515942773,null,29202.444463709191,7340.0348784200078,0,0,72644.325674857319,0,null,36542.478350521189,72644.328125,null,-32517.641815352639,-1613.5859276546325,40115.665214011678,null,0.57608248617711733,1.1233931886630664,0,1,0.52914009217983837,0.95771089188101721,0,0,2.2332405215604618,"PASS",1,null,"IelNgsd106",null,40115.665214011678,0,0.52914009217983837,"FAIL",0,1,null,null,3.5957390581289346,null,915.51143580610403,"YES",1,null,7.4389999999999992,5.9600000000000009,6.2474711356919013,13.13,13.290000000000001,14.852837601175882,null,-32699.445190230846,null,-3370.5678441191258,null,0,null,0,null,915.51143580610403,null,0,0,null,"IelNgsd106"]
[129,"IluEgsd106",0.98603092133998871,8348.9641729365176,0,5627.4013671875,0,0,44974.312548686328,18458.40625,33829.861348159524,0,0,null,69060.121095141178,33829.861348159524,39457.262953114019,null,29202.444463709191,7340.0348784200078,0,0,72644.325674857319,0,null,36542.478350521189,72644.328125,null,-32517.641815352639,-2914.7843648258349,38814.466776840476,null,0.57608248617711733,1.0801841005035406,0,1,0.52914009217983837,0.92612806453773289,0,0,2.1473433596839775,"PASS",1,null,"IluEgsd106",null,38814.466776840476,0,0.52914009217983837,"FAIL",0,1,null,null,3.7395741139707104,null,1008.5120124530916,"YES",1,null,7.4389999999999992,5.9600000000000009,6.2474711356919013,13.13,13.290000000000001,14.852837601175882,null,-32699.445190230846,null,-3370.5678441191258,null,0,null,0,null,1008.5120124530916,null,0,0,null,"IluEgsd106"]
[130,"IluNgsd106",0.98603092133998871,8348.9641729365176,0,5627.4013671875,0,0,44974.312548686328,18458.40625,33829.861348159524,0,0,null,69060.121095141178,33829.861348159524,39457.262953114019,null,29202.444463709191,7340.0348784200078,0,0,72644.325674857319,0,null,36542.478350521189,72644.328125,null,-32517.641815352639,-2914.7843648258349,38814.466776840476,null,0.57608248617711733,1.0801841005035406,0,1,0.52914009217983837,0.92612806453773289,0,0,2.1473433596839775,"PASS",1,null,"IluNgsd106",null,38814.466776840476,0,0.52914009217983837,"FAIL",0,1,null,null,3.7395741139707104,null,1008.5120124530916,"YES",1,null,7.4389999999999992,5.9600000000000009,6.2474711356919013,13.13,13.290000000000001,14.852837601175882,null,-32699.445190230846,null,-3370.5678441191258,null,0,null,0,null,1008.5120124530916,null,0,0,null,"IluNgsd106"]
[131,"ImeEgsd106",0.98603092133998871,8348.9641729365176,0,5627.4013671875,0,0,44974.312548686328,18458.40625,32528.662910988318,0,0,null,69060.121095141178,32528.662910988318,38156.064515942773,null,29202.444463709191,7340.0348784200078,0,0,72644.325674857319,0,null,36542.478350521189,72644.328125,null,-32517.641815352639,-1613.5859276546325,40115.665214011678,null,0.57608248617711733,1.1233931886630664,0,1,0.52914009217983837,0.95771089188101721,0,0,2.2332405215604618,"PASS",1,null,"ImeEgsd106",null,40115.665214011678,0,0.52914009217983837,"FAIL",0,1,null,null,3.5957390581289346,null,915.51143580610403,"YES",1,null,7.4389999999999992,5.9600000000000009,6.2474711356919013,13.13,13.290000000000001,14.852837601175882,null,-32699.445190230846,null,-3370.5678441191258,null,0,null,0,null,915.51143580610403,null,0,0,null,"ImeEgsd106"]
[132,"ImeNgsd106",0.98603092133998871,8348.9641729365176,0,5627.4013671875,0,0,44974.312548686328,18458.40625,32528.662910988318,0,0,null,69060.121095141178,32528.662910988318,38156.064515942773,null,29202.444463709191,7340.0348784200078,0,0,72644.325674857319,0,null,36542.478350521189,72644.328125,null,-32517.641815352639,-1613.5859276546325,40115.665214011678,null,0.57608248617711733,1.1233931886630664,0,1,0.52914009217983837,0.95771089188101721,0,0,2.2332405215604618,"PASS",1,null,"ImeNgsd106",null,40115.665214011678,0,0.52914009217983837,"FAIL",0,1,null,null,3.5957390581289346,null,915.51143580610403,"YES",1,null,7.4389999999999992,5.9600000000000009,6.2474711356919013,13.13,13.290000000000001,14.852837601175882,null,-32699.445190230846,null,-3370.5678441191258,null,0,null,0,null,915.51143580610403,null,0,0,null,"ImeNgsd106"]
[133,"ImiEgsd106",0.98603092133998871,8348.9641729365176,0,5627.4013671875,0,0,44974.312548686328,18458.40625,33036.942963411217,0,0,null,69060.121095141178,33036.942963411217,38664.344568365705,null,29202.444463709191,7340.0348784200078,0,0,72644.325674857319,0,null,36542.478350521189,72644.328125,null,-32517.641815352639,-2121.8659800775276,39607.385161588783,null,0.57608248617711733,1.1061095571400898,0,1,0.52914009217983837,0.94512085962367409,0,0,2.1988816642464286,"PASS",1,null,"ImiEgsd106",null,39607.385161588783,0,0.52914009217983837,"FAIL",0,1,null,null,3.6519245765205826,null,951.83975353819585,"YES",1,null,7.4389999999999992,5.9600000000000009,6.2474711356919013,13.13,13.290000000000001,14.852837601175882,null,-32699.445190230846,null,-3370.5678441191258,null,0,null,0,null,951.83975353819585,null,0,0,null,"ImiEgsd106"]
[134,"ImiNgsd106",0.98603092133998871,8348.9641729365176,0,5627.4013671875,0,0,44974.312548686328,18458.40625,33036.942963411217,0,0,null,69060.121095141178,33036.942963411217,38664.344568365705,null,29202.444463709191,7340.0348784200078,0,0,72644.325674857319,0,null,36542.478350521189,72644.328125,null,-32517.641815352639,-2121.8659800775276,39607.385161588783,null,0.57608248617711733,1.1061095571400898,0,1,0.52914009217983837,0.94512085962367409,0,0,2.1988816642464286,"PASS",1,null,"ImiNgsd106",null,39607.385161588783,0,0.52914009217983837,"FAIL",0,1,null,null,3.6519245765205826,null,951.83975353819585,"YES",1,null,7.4389999999999992,5.9600000000000009,6.2474711356919013,13.13,13.290000000000001,14.852837601175882,null,-32699.445190230846,null,-3370.5678441191258,null,0,null,0,null,951.83975353819585,null,0,0,null,"ImiNgsd106"]
[135,"IprEgsd106",0.98603092133998871,8348.9641729365176,0,5627.4013671875,0,0,44974.312548686328,18458.40625,32528.662910988318,0,0,null,69060.121095141178,32528.662910988318,38156.064515942773,null,29202.444463709191,7340.0348784200078,0,0,72644.325674857319,0,null,36542.478350521189,72644.328125,null,-32517.641815352639,-1613.5859276546325,40115.665214011678,null,0.57608248617711733,1.1233931886630664,0,1,0.52914009217983837,0.95771089188101721,0,0,2.2332405215604618,"PASS",1,null,"IprEgsd106",null,40115.665214011678,0,0.52914009217983837,"FAIL",0,1,null,null,3.5957390581289346,null,915.51143580610403,"YES",1,null,7.4389999999999992,5.9600000000000009,6.2474711356919013,13.13,13.290000000000001,14.852837601175882,null,-32699.445190230846,null,-3370.5678441191258,null,0,null,0,null,915.51143580610403,null,0,0,null,"IprEgsd106"]
[136,"IprNgsd106",0.98603092133998871,8348.9641729365176,0,5627.4013671875,0,0,44974.312548686328,18458.40625,32528.662910988318,0,0,null,69060.121095141178,32528.662910988318,38156.064515942773,null,29202.444463709191,7340.0348784200078,0,0,72644.325674857319,0,null,36542.478350521189,72644.328125,null,-32517.641815352639,-1613.5859276546325,40115.665214011678,null,0.57608248617711733,1.1233931886630664,0,1,0.52914009217983837,0.95771089188101721,0,0,2.2332405215604618,"PASS",1,null,"IprNgsd106",null,40115.665214011678,0,0.52914009217983837,"FAIL",0,1,null,null,3.5957390581289346,null,915.51143580610403,"YES",1,null,7.4389999999999992,5.9600000000000009,6.2474711356919013,13.13,13.290000000000001,14.852837601175882,null,-32699.445190230846,null,-3370.5678441191258,null,0,null,0,null,915.51143580610403,null,0,0,null,"IprNgsd106"]
[137,"IstEgsd106",0.98603092133998871,8348.9641729365176,0,5627.4013671875,0,0,44974.312548686328,18458.40625,32528.662910988318,0,0,null,69060.121095141178,32528.662910988318,38156.064515942773,null,29202.444463709191,7340.0348784200078,0,0,72644.325674857319,0,null,36542.478350521189,72644.328125,null,-32517.641815352639,-1613.5859276546325,40115.665214011678,null,0.57608248617711733,1.1233931886630664,0,1,0.52914009217983837,0.95771089188101721,0,0,2.2332405215604618,"PASS",1,null,"IstEgsd106",null,40115.665214011678,0,0.52914009217983837,"FAIL",0,1,null,null,3.5957390581289346,null,915.51143580610403,"YES",1,null,7.4389999999999992,5.9600000000000009,6.2474711356919013,13.13,13.290000000000001,14.852837601175882,null,-32699.445190230846,null,-3370.5678441191258,null,0,null,0,null,915.51143580610403,null,0,0,null,"IstEgsd106"]
[138,"IstNgsd106",0.98603092133998871,8348.9641729365176,0,5627.4013671875,0,0,44974.312548686328,18458.40625,32528.662910988318,0,0,null,69060.121095141178,32528.662910988318,38156.064515942773,null,29202.444463709191,7340.0348784200078,0,0,72644.325674857319,0,null,36542.478350521189,72644.328125,null,-32517.641815352639,-1613.5859276546325,40115.665214011678,null,0.57608248617711733,1.1233931886630664,0,1,0.52914009217983837,0.95771089188101721,0,0,2.2332405215604618,"PASS",1,null,"IstNgsd106",null,40115.665214011678,0,0.52914009217983837,"FAIL",0,1,null,null,3.5957390581289346,null,915.51143580610403,"YES",1,null,7.4389999999999992,5.9600000000000009,6.2474711356919013,13.13,13.290000000000001,14.852837601175882,null,-32699.445190230846,null,-3370.5678441191258,null,0,null,0,null,915.51143580610403,null,0,0,null,"IstNgsd106"]
[139,"IteEgsd106",0.98603092133998871,8348.9641729365176,0,5627.4013671875,0,0,44974.312548686328,18458.40625,32528.662910988318,0,0,null,69060.121095141178,32528.662910988318,38156.064515942773,null,29202.444463709191,7340.0348784200078,0,0,72644.325674857319,0,null,36542.478350521189,72644.328125,null,-32517.641815352639,-1613.5859276546325,40115.665214011678,null,0.57608248617711733,1.1233931886630664,0,1,0.52914009217983837,0.95771089188101721,0,0,2.2332405215604618,"PASS",1,null,"IteEgsd106",null,40115.665214011678,0,0.52914009217983837,"FAIL",0,1,null,null,3.5957390581289346,null,915.51143580610403,"YES",1,null,7.4389999999999992,5.9600000000000009,6.2474711356919013,13.13,13.290000000000001,14.852837601175882,null,-32699.445190230846,null,-3370.5678441191258,null,0,null,0,null,915.51143580610403,null,0,0,null,"IteEgsd106"]
[140,"IteNgsd106",0.98603092133998871,8348.9641729365176,0,5627.4013671875,0,0,44974.312548686328,18458.40625,32528.662910988318,0,0,null,69060.121095141178,32528.662910988318,38156.064515942773,null,29202.444463709191,7340.0348784200078,0,0,72644.325674857319,0,null,36542.478350521189,72644.328125,null,-32517.641815352639,-1613.5859276546325,40115.665214011678,null,0.57608248617711733,1.1233931886630664,0,1,0.52914009217983837,0.95771089188101721,0,0,2.2332405215604618,"PASS",1,null,"IteNgsd106",null,40115.665214011678,0,0.52914009217983837,"FAIL",0,1,null,null,3.5957390581289346,null,915.51143580610403,"YES",1,null,7.4389999999999992,5.9600000000000009,6.2474711356919013,13.13,13.290000000000001,14.852837601175882,null,-32699.445190230846,null,-3370.5678441191258,null,0,null,0,null,915.51143580610403,null,0,0,null,"IteNgsd106"]
[141,"ItrEgsd106",0.98603092133998871,8348.9641729365176,0,5627.4013671875,0,0,44974.312548686328,18458.40625,33561.359432710669,0,0,null,69060.121095141178,33561.359432710669,39188.761037665165,null,29202.444463709191,7340.0348784200078,0,0,72644.325674857319,0,null,36542.478350521189,72644.328125,null,-32517.641815352639,-2646.2824493769804,39082.968692289331,null,0.57608248617711733,1.0888259286334201,0,1,0.52914009217983837,0.93247343382738812,0,0,2.1645228129286389,"PASS",1,null,"ItrEgsd106",null,39082.968692289331,0,0.52914009217983837,"FAIL",0,1,null,null,3.7098938297486121,null,989.32139489781309,"YES",1,null,7.4389999999999992,5.9600000000000009,6.2474711356919013,13.13,13.290000000000001,14.852837601175882,null,-32699.445190230846,null,-3370.5678441191258,null,0,null,0,null,989.32139489781309,null,0,0,null,"ItrEgsd106"]
[142,"ItrNgsd106",0.98603092133998871,8348.9641729365176,0,5627.4013671875,0,0,44974.312548686328,18458.40625,33561.359432710669,0,0,null,69060.121095141178,33561.359432710669,39188.761037665165,null,29202.444463709191,7340.0348784200078,0,0,72644.325674857319,0,null,36542.478350521189,72644.328125,null,-32517.641815352639,-2646.2824493769804,39082.968692289331,null,0.57608248617711733,1.0888259286334201,0,1,0.52914009217983837,0.93247343382738812,0,0,2.1645228129286389,"PASS",1,null,"ItrNgsd106",null,39082.968692289331,0,0.52914009217983837,"FAIL",0,1,null,null,3.7098938297486121,null,989.32139489781309,"YES",1,null,7.4389999999999992,5.9600000000000009,6.2474711356919013,13.13,13.290000000000001,14.852837601175882,null,-32699.445190230846,null,-3370.5678441191258,null,0,null,0,null,989.32139489781309,null,0,0,null,"ItrNgsd106"]
[143,"IwaEgsd106",0.98533076643943773,8329.1060426051008,0,5614.0166015625,0,0,44867.340505010172,18458.40625,32451.29418908872,0,0,null,68939.764091784498,32451.29418908872,38065.31083436271,null,29142.02399897029,7334.8229106418003,0,0,72515.443694524685,0,null,36476.845794644541,72515.4453125,null,-32462.91756192813,-1588.4649960066745,40064.151123411284,null,0.5760191969904972,1.1240490312065692,0,1,0.52911185096440949,0.95827001112002486,0,0,2.234593322841413,"PASS",1,null,"IwaEgsd106",null,40064.151123411284,0,0.52911185096440949,"FAIL",0,1,null,null,3.5934884846911403,null,912.53076529671546,"YES",1,null,7.4389999999999992,5.9600000000000009,6.2474711356919013,13.13,13.290000000000001,14.852837601175882,null,-32644.394406677598,null,-3364.8933624953956,null,0,null,0,null,912.53076529671546,null,0,0,null,"IwaEgsd106"]
[144,"IwaNgsd106",0.98533076643943773,8329.1060426051008,0,5614.0166015625,0,0,44867.340505010172,18458.40625,32451.29418908872,0,0,null,68939.764091784498,32451.29418908872,38065.31083436271,null,29142.02399897029,7334.8229106418003,0,0,72515.443694524685,0,null,36476.845794644541,72515.4453125,null,-32462.91756192813,-1588.4649960066745,40064.151123411284,null,0.5760191969904972,1.1240490312065692,0,1,0.52911185096440949,0.95827001112002486,0,0,2.234593322841413,"PASS",1,null,"IwaNgsd106",null,40064.151123411284,0,0.52911185096440949,"FAIL",0,1,null,null,3.5934884846911403,null,912.53076529671546,"YES",1,null,7.4389999999999992,5.9600000000000009,6.2474711356919013,13.13,13.290000000000001,14.852837601175882,null,-32644.394406677598,null,-3364.8933624953956,null,0,null,0,null,912.53076529671546,null,0,0,null,"IwaNgsd106"]
[145,"IagEgsd107",0.98603092133998871,8348.9641729365176,0,4664.7021484375,0,0,44974.312548686328,18458.40625,3605.0333300961825,0,0,null,68097.421469637557,3605.0333300961825,8269.7353095470608,null,29202.444463709191,7340.0348784200078,0,0,72644.325674857319,0,null,36542.478350521189,72644.328125,null,-31554.942596602639,28272.742871987506,69039.294794903821,null,0.57608248617711733,10.136516088617199,0,1,0.53662059212045099,4.4188207041660519,0,1,20.150806240413274,"PASS",1,null,"IagEgsd107",null,69039.294794903821,0,0.53662059212045099,"FAIL",0,1,null,null,0.48074552878949856,null,-1098.574718537797,"NO",0,null,7.4389999999999992,5.9600000000000009,6.2474711356919013,13.13,13.290000000000001,14.852837601175882,null,-31736.745971480854,null,-3846.3437963085976,null,0,null,0,null,-1098.574718537797,null,-1098.574718537797,-3.5342189530800625,null,"IagEgsd107"]
[146,"IagNgsd107",0.98603092133998871,8348.9641729365176,0,4664.7021484375,0,0,44974.312548686328,18458.40625,3605.0333300961825,0,0,null,68097.421469637557,3605.0333300961825,8269.7353095470608,null,29202.444463709191,7340.0348784200078,0,0,72644.325674857319,0,null,36542.478350521189,72644.328125,null,-31554.942596602639,28272.742871987506,69039.294794903821,null,0.57608248617711733,10.136516088617199,0,1,0.53662059212045099,4.4188207041660519,0,1,20.150806240413274,"PASS",1,null,"IagNgsd107",null,69039.294794903821,0,0.53662059212045099,"FAIL",0,1,null,null,0.48074552878949856,null,-1098.574718537797,"NO",0,null,7.4389999999999992,5.9600000000000009,6.2474711356919013,13.13,13.290000000000001,14.852837601175882,null,-31736.745971480854,null,-3846.3437963085976,null,0,null,0,null,-1098.574718537797,null,-1098.574718537797,-3.5342189530800625,null,"IagNgsd107"]
[147,"IchEgsd107",0.98603092133998871,8348.9641729365176,0,4664.7021484375,0,0,44974.312548686328,18458.40625,3605.0333300961825,0,0,null,68097.421469637557,3605.0333300961825,8269.7353095470608,null,29202.444463709191,7340.0348784200078,0,0,72644.325674857319,0,null,36542.478350521189,72644.328125,null,-31554.942596602639,28272.742871987506,69039.294794903821,null,0.57608248617711733,10.136516088617199,0,1,0.53662059212045099,4.4188207041660519,0,1,20.150806240413274,"PASS",1,null,"IchEgsd107",null,69039.294794903821,0,0.53662059212045099,"FAIL",0,1,null,null,0.48074552878949856,null,-1098.574718537797,"NO",0,null,7.4389999999999992,5.9600000000000009,6.2474711356919013,13.13,13.290000000000001,14.852837601175882,null,-31736.745971480854,null,-3846.3437963085976,null,0,null,0,null,-1098.574718537797,null,-1098.574718537797,-3.5342189530800625,null,"IchEgsd107"]
[148,"IchNgsd107",0.98603092133998871,8348.9641729365176,0,4664.7021484375,0,0,44974.312548686328,18458.40625,3605.0333300961825,0,0,null,68097.421469637557,3605.0333300961825,8269.7353095470608,null,29202.444463709191,7340.0348784200078,0,0,72644.325674857319,0,null,36542.478350521189,72644.328125,null,-31554.942596602639,28272.742871987506,69039.294794903821,null,0.57608248617711733,10.136516088617199,0,1,0.53662059212045099,4.4188207041660519,0,1,20.150806240413274,"PASS",1,null,"IchNgsd107",null,69039.294794903821,0,0.53662059212045099,"FAIL",0,1,null,null,0.48074552878949856,null,-1098.574718537797,"NO",0,null,7.4389999999999992,5.9600000000000009,6.2474711356919013,13.13,13.290000000000001,14.852837601175882,null,-31736.745971480854,null,-3846.3437963085976,null,0,null,0,null,-1098.574718537797,null,-1098.574718537797,-3.5342189530800625,null,"IchNgsd107"]
[149,"IcoEgsd107",0.98603092133998871,8348.9641729365176,0,4664.7021484375,0,0,44974.312548686328,18458.40625,3605.0333300961825,0,0,null,68097.421469637557,3605.0333300961825,8269.7353095470608,null,29202.444463709191,7340.0348784200078,0,0,72644.325674857319,0,null,36542.478350521189,72644.328125,null,-31554.942596602639,28272.742871987506,69039.294794903821,null,0.57608248617711733,10.136516088617199,0,1,0.53662059212045099,4.4188207041660519,0,1,20.150806240413274,"PASS",1,null,"IcoEgsd107",null,69039.294794903821,0,0.53662059212045099,"FAIL",0,1,null,null,0.48074552878949856,null,-1098.574718537797,"NO",0,null,7.4389999999999992,5.9600000000000009,6.2474711356919013,13.13,13.290000000000001,14.852837601175882,null,-31736.745971480854,null,-3846.3437963085976,null,0,null,0,null,-1098.574718537797,null,-1098.574718537797,-3.5342189530800625,null,"IcoEgsd107"]
[150,"IcoNgsd107",0.98603092133998871,8348.9641729365176,0,4664.7021484375,0,0,44974.312548686328,18458.40625,3605.0333300961825,0,0,null,68097.421469637557,3605.0333300961825,8269.7353095470608,null,29202.444463709191,7340.0348784200078,0,0,72644.325674857319,0,null,36542.478350521189,72644.328125,null,-31554.942596602639,28272.742871987506,69039.294794903821,null,0.57608248617711733,10.136516088617199,0,1,0.53662059212045099,4.4188207041660519,0,1,20.150806240413274,"PASS",1,null,"IcoNgsd107",null,69039.294794903821,0,0.53662059212045099,"FAIL",0,1,null,null,0.48074552878949856,null,-1098.574718537797,"NO",0,null,7.4389999999999992,5.9600000000000009,6.2474711356919013,13.13,13.290000000000001,14.852837601175882,null,-31736.745971480854,null,-3846.3437963085976,null,0,null,0,null,-1098.574718537797,null,-1098.574718537797,-3.5342189530800625,null,"IcoNgsd107"]
[151,"IelEgsd107",0.98603092133998871,8348.9641729365176,0,4664.7021484375,0,0,44974.312548686328,18458.40625,3605.0333300961825,0,0,null,68097.421469637557,3605.0333300961825,8269.7353095470608,null,29202.444463709191,7340.0348784200078,0,0,72644.325674857319,0,null,36542.478350521189,72644.328125,null,-31554.942596602639,28272.742871987506,69039.294794903821,null,0.57608248617711733,10.136516088617199,0,1,0.53662059212045099,4.4188207041660519,0,1,20.150806240413274,"PASS",1,null,"IelEgsd107",null,69039.294794903821,0,0.53662059212045099,"FAIL",0,1,null,null,0.48074552878949856,null,-1098.574718537797,"NO",0,null,7.4389999999999992,5.9600000000000009,6.2474711356919013,13.13,13.290000000000001,14.852837601175882,null,-31736.745971480854,null,-3846.3437963085976,null,0,null,0,null,-1098.574718537797,null,-1098.574718537797,-3.5342189530800625,null,"IelEgsd107"]
[152,"IelNgsd107",0.98603092133998871,8348.9641729365176,0,4664.7021484375,0,0,44974.312548686328,18458.40625,3605.0333300961825,0,0,null,68097.421469637557,3605.0333300961825,8269.7353095470608,null,29202.444463709191,7340.0348784200078,0,0,72644.325674857319,0,null,36542.478350521189,72644.328125,null,-31554.942596602639,28272.742871987506,69039.294794903821,null,0.57608248617711733,10.136516088617199,0,1,0.53662059212045099,4.4188207041660519,0,1,20.150806240413274,"PASS",1,null,"IelNgsd107",null,69039.294794903821,0,0.53662059212045099,"FAIL",0,1,null,null,0.48074552878949856,null,-1098.574718537797,"NO",0,null,7.4389999999999992,5.9600000000000009,6.2474711356919013,13.13,13.290000000000001,14.852837601175882,null,-31736.745971480854,null,-3846.3437963085976,null,0,null,0,null,-1098.574718537797,null,-1098.574718537797,-3.5342189530800625,null,"IelNgsd107"]
[153,"IluEgsd107",0.98603092133998871,8348.9641729365176,0,4664.7021484375,0,0,44974.312548686328,18458.40625,3749.2348473461066,0,0,null,68097.421469637557,3749.2348473461066,8413.9368267969821,null,29202.444463709191,7340.0348784200078,0,0,72644.325674857319,0,null,36542.478350521189,72644.328125,null,-31554.942596602639,28128.541354737583,68895.093277653898,null,0.57608248617711733,9.746649606755831,0,1,0.53662059212045099,4.3430891351852718,0,1,19.375774280029763,"PASS",1,null,"IluEgsd107",null,68895.093277653898,0,0.53662059212045099,"FAIL",0,1,null,null,0.49997534994107556,null,-1086.141140051323,"NO",0,null,7.4389999999999992,5.9600000000000009,6.2474711356919013,13.13,13.290000000000001,14.852837601175882,null,-31736.745971480854,null,-3846.3437963085976,null,0,null,0,null,-1086.141140051323,null,-1086.141140051323,-3.359825916423163,null,"IluEgsd107"]
[154,"IluNgsd107",0.98603092133998871,8348.9641729365176,0,4664.7021484375,0,0,44974.312548686328,18458.40625,3749.2348473461066,0,0,null,68097.421469637557,3749.2348473461066,8413.9368267969821,null,29202.444463709191,7340.0348784200078,0,0,72644.325674857319,0,null,36542.478350521189,72644.328125,null,-31554.942596602639,28128.541354737583,68895.093277653898,null,0.57608248617711733,9.746649606755831,0,1,0.53662059212045099,4.3430891351852718,0,1,19.375774280029763,"PASS",1,null,"IluNgsd107",null,68895.093277653898,0,0.53662059212045099,"FAIL",0,1,null,null,0.49997534994107556,null,-1086.141140051323,"NO",0,null,7.4389999999999992,5.9600000000000009,6.2474711356919013,13.13,13.290000000000001,14.852837601175882,null,-31736.745971480854,null,-3846.3437963085976,null,0,null,0,null,-1086.141140051323,null,-1086.141140051323,-3.359825916423163,null,"IluNgsd107"]
[155,"ImeEgsd107",0.98603092133998871,8348.9641729365176,0,4664.7021484375,0,0,44974.312548686328,18458.40625,3605.0333300961825,0,0,null,68097.421469637557,3605.0333300961825,8269.7353095470608,null,29202.444463709191,7340.0348784200078,0,0,72644.325674857319,0,null,36542.478350521189,72644.328125,null,-31554.942596602639,28272.742871987506,69039.294794903821,null,0.57608248617711733,10.136516088617199,0,1,0.53662059212045099,4.4188207041660519,0,1,20.150806240413274,"PASS",1,null,"ImeEgsd107",null,69039.294794903821,0,0.53662059212045099,"FAIL",0,1,null,null,0.48074552878949856,null,-1098.574718537797,"NO",0,null,7.4389999999999992,5.9600000000000009,6.2474711356919013,13.13,13.290000000000001,14.852837601175882,null,-31736.745971480854,null,-3846.3437963085976,null,0,null,0,null,-1098.574718537797,null,-1098.574718537797,-3.5342189530800625,null,"ImeEgsd107"]
[156,"ImeNgsd107",0.98603092133998871,8348.9641729365176,0,4664.7021484375,0,0,44974.312548686328,18458.40625,3605.0333300961825,0,0,null,68097.421469637557,3605.0333300961825,8269.7353095470608,null,29202.444463709191,7340.0348784200078,0,0,72644.325674857319,0,null,36542.478350521189,72644.328125,null,-31554.942596602639,28272.742871987506,69039.294794903821,null,0.57608248617711733,10.136516088617199,0,1,0.53662059212045099,4.4188207041660519,0,1,20.150806240413274,"PASS",1,null,"ImeNgsd107",null,69039.294794903821,0,0.53662059212045099,"FAIL",0,1,null,null,0.48074552878949856,null,-1098.574718537797,"NO",0,null,7.4389999999999992,5.9600000000000009,6.2474711356919013,13.13,13.290000000000001,14.852837601175882,null,-31736.745971480854,null,-3846.3437963085976,null,0,null,0,null,-1098.574718537797,null,-1098.574718537797,-3.5342189530800625,null,"ImeNgsd107"]
[157,"ImiEgsd107",0.98603092133998871,8348.9641729365176,0,4664.7021484375,0,0,44974.312548686328,18458.40625,3661.3634635109888,0,0,null,68097.421469637557,3661.3634635109888,8326.0654429618662,null,29202.444463709191,7340.0348784200078,0,0,72644.325674857319,0,null,36542.478350521189,72644.328125,null,-31554.942596602639,28216.412738572701,68982.964661489008,null,0.57608248617711733,9.9805656320936613,0,1,0.53662059212045099,4.388925100239442,0,1,19.84078577529127,"PASS",1,null,"ImiEgsd107",null,68982.964661489008,0,0.53662059212045099,"FAIL",0,1,null,null,0.48825735590833291,null,-1093.7177367009592,"NO",0,null,7.4389999999999992,5.9600000000000009,6.2474711356919013,13.13,13.290000000000001,14.852837601175882,null,-31736.745971480854,null,-3846.3437963085976,null,0,null,0,null,-1093.7177367009592,null,-1093.7177367009592,-3.4644601087281628,null,"ImiEgsd107"]
[158,"ImiNgsd107",0.98603092133998871,8348.9641729365176,0,4664.7021484375,0,0,44974.312548686328,18458.40625,3661.3634635109888,0,0,null,68097.421469637557,3661.3634635109888,8326.0654429618662,null,29202.444463709191,7340.0348784200078,0,0,72644.325674857319,0,null,36542.478350521189,72644.328125,null,-31554.942596602639,28216.412738572701,68982.964661489008,null,0.57608248617711733,9.9805656320936613,0,1,0.53662059212045099,4.388925100239442,0,1,19.84078577529127,"PASS",1,null,"ImiNgsd107",null,68982.964661489008,0,0.53662059212045099,"FAIL",0,1,null,null,0.48825735590833291,null,-1093.7177367009592,"NO",0,null,7.4389999999999992,5.9600000000000009,6.2474711356919013,13.13,13.290000000000001,14.852837601175882,null,-31736.745971480854,null,-3846.3437963085976,null,0,null,0,null,-1093.7177367009592,null,-1093.7177367009592,-3.4644601087281628,null,"ImiNgsd107"]
[159,"IprEgsd107",0.98603092133998871,8348.9641729365176,0,4664.7021484375,0,0,44974.312548686328,18458.40625,3605.0333300961825,0,0,null,68097.421469637557,3605.0333300961825,8269.7353095470608,null,29202.444463709191,7340.0348784200078,0,0,72644.325674857319,0,null,36542.478350521189,72644.328125,null,-31554.942596602639,28272.742871987506,69039.294794903821,null,0.57608248617711733,10.136516088617199,0,1,0.53662059212045099,4.4188207041660519,0,1,20.150806240413274,"PASS",1,null,"IprEgsd107",null,69039.294794903821,0,0.53662059212045099,"FAIL",0,1,null,null,0.48074552878949856,null,-1098.574718537797,"NO",0,null,7.4389999999999992,5.9600000000000009,6.2474711356919013,13.13,13.290000000000001,14.852837601175882,null,-31736.745971480854,null,-3846.3437963085976,null,0,null,0,null,-1098.574718537797,null,-1098.574718537797,-3.5342189530800625,null,"IprEgsd107"]
[160,"IprNgsd107",0.98603092133998871,8348.9641729365176,0,4664.7021484375,0,0,44974.312548686328,18458.40625,3605.0333300961825,0,0,null,68097.421469637557,3605.0333300961825,8269.7353095470608,null,29202.444463709191,7340.0348784200078,0,0,72644.325674857319,0,null,36542.478350521189,72644.328125,null,-31554.942596602639,28272.742871987506,69039.294794903821,null,0.57608248617711733,10.136516088617199,0,1,0.53662059212045099,4.4188207041660519,0,1,20.150806240413274,"PASS",1,null,"IprNgsd107",null,69039.294794903821,0,0.53662059212045099,"FAIL",0,1,null,null,0.48074552878949856,null,-1098.574718537797,"NO",0,null,7.4389999999999992,5.9600000000000009,6.2474711356919013,13.13,13.290000000000001,14.852837601175882,null,-31736.745971480854,null,-3846.3437963085976,null,0,null,0,null,-1098.574718537797,null,-1098.574718537797,-3.5342189530800625,null,"IprNgsd107"]
[161,"IstEgsd107",0.98603092133998871,8348.9641729365176,0,4664.7021484375,0,0,44974.312548686328,18458.40625,3605.0333300961825,0,0,null,68097.421469637557,3605.0333300961825,8269.7353095470608,null,29202.444463709191,7340.0348784200078,0,0,72644.325674857319,0,null,36542.478350521189,72644.328125,null,-31554.942596602639,28272.742871987506,69039.294794903821,null,0.57608248617711733,10.136516088617199,0,1,0.53662059212045099,4.4188207041660519,0,1,20.150806240413274,"PASS",1,null,"IstEgsd107",null,69039.294794903821,0,0.53662059212045099,"FAIL",0,1,null,null,0.48074552878949856,null,-1098.574718537797,"NO",0,null,7.4389999999999992,5.9600000000000009,6.2474711356919013,13.13,13.290000000000001,14.852837601175882,null,-31736.745971480854,null,-3846.3437963085976,null,0,null,0,null,-1098.574718537797,null,-1098.574718537797,-3.5342189530800625,null,"IstEgsd107"]
[162,"IstNgsd107",0.98603092133998871,8348.9641729365176,0,4664.7021484375,0,0,44974.312548686328,18458.40625,3605.0333300961825,0,0,null,68097.421469637557,3605.0333300961825,8269.7353095470608,null,29202.444463709191,7340.0348784200078,0,0,72644.325674857319,0,null,36542.478350521189,72644.328125,null,-31554.942596602639,28272.742871987506,69039.294794903821,null,0.57608248617711733,10.136516088617199,0,1,0.53662059212045099,4.4188207041660519,0,1,20.150806240413274,"PASS",1,null,"IstNgsd107",null,69039.294794903821,0,0.53662059212045099,"FAIL",0,1,null,null,0.48074552878949856,null,-1098.574718537797,"NO",0,null,7.4389999999999992,5.9600000000000009,6.2474711356919013,13.13,13.290000000000001,14.852837601175882,null,-31736.745971480854,null,-3846.3437963085976,null,0,null,0,null,-1098.574718537797,null,-1098.574718537797,-3.5342189530800625,null,"IstNgsd107"]
[163,"IteEgsd107",0.98603092133998871,8348.9641729365176,0,4664.7021484375,0,0,44974.312548686328,18458.40625,3605.0333300961825,0,0,null,68097.421469637557,3605.0333300961825,8269.7353095470608,null,29202.444463709191,7340.0348784200078,0,0,72644.325674857319,0,null,36542.478350521189,72644.328125,null,-31554.942596602639,28272.742871987506,69039.294794903821,null,0.57608248617711733,10.136516088617199,0,1,0.53662059212045099,4.4188207041660519,0,1,20.150806240413274,"PASS",1,null,"IteEgsd107",null,69039.294794903821,0,0.53662059212045099,"FAIL",0,1,null,null,0.48074552878949856,null,-1098.574718537797,"NO",0,null,7.4389999999999992,5.9600000000000009,6.2474711356919013,13.13,13.290000000000001,14.852837601175882,null,-31736.745971480854,null,-3846.3437963085976,null,0,null,0,null,-1098.574718537797,null,-1098.574718537797,-3.5342189530800625,null,"IteEgsd107"]
[164,"IteNgsd107",0.98603092133998871,8348.9641729365176,0,4664.7021484375,0,0,44974.312548686328,18458.40625,3605.0333300961825,0,0,null,68097.421469637557,3605.0333300961825,8269.7353095470608,null,29202.444463709191,7340.0348784200078,0,0,72644.325674857319,0,null,36542.478350521189,72644.328125,null,-31554.942596602639,28272.742871987506,69039.294794903821,null,0.57608248617711733,10.136516088617199,0,1,0.53662059212045099,4.4188207041660519,0,1,20.150806240413274,"PASS",1,null,"IteNgsd107",null,69039.294794903821,0,0.53662059212045099,"FAIL",0,1,null,null,0.48074552878949856,null,-1098.574718537797,"NO",0,null,7.4389999999999992,5.9600000000000009,6.2474711356919013,13.13,13.290000000000001,14.852837601175882,null,-31736.745971480854,null,-3846.3437963085976,null,0,null,0,null,-1098.574718537797,null,-1098.574718537797,-3.5342189530800625,null,"IteNgsd107"]
[165,"ItrEgsd107",0.98603092133998871,8348.9641729365176,0,4664.7021484375,0,0,44974.312548686328,18458.40625,3719.4795517444704,0,0,null,68097.421469637557,3719.4795517444704,8384.1815311953487,null,29202.444463709191,7340.0348784200078,0,0,72644.325674857319,0,null,36542.478350521189,72644.328125,null,-31554.942596602639,28158.296650339216,68924.848573255527,null,0.57608248617711733,9.8246213864470437,0,1,0.53662059212045099,4.358502672923712,0,1,19.530777657032456,"PASS",1,null,"ItrEgsd107",null,68924.848573255527,0,0.53662059212045099,"FAIL",0,1,null,null,0.49600735291971176,null,-1088.7067594614223,"NO",0,null,7.4389999999999992,5.9600000000000009,6.2474711356919013,13.13,13.290000000000001,14.852837601175882,null,-31736.745971480854,null,-3846.3437963085976,null,0,null,0,null,-1088.7067594614223,null,-1088.7067594614223,-3.3947039805248296,null,"ItrEgsd107"]
[166,"ItrNgsd107",0.98603092133998871,8348.9641729365176,0,4664.7021484375,0,0,44974.312548686328,18458.40625,3719.4795517444704,0,0,null,68097.421469637557,3719.4795517444704,8384.1815311953487,null,29202.444463709191,7340.0348784200078,0,0,72644.325674857319,0,null,36542.478350521189,72644.328125,null,-31554.942596602639,28158.296650339216,68924.848573255527,null,0.57608248617711733,9.8246213864470437,0,1,0.53662059212045099,4.358502672923712,0,1,19.530777657032456,"PASS",1,null,"ItrNgsd107",null,68924.848573255527,0,0.53662059212045099,"FAIL",0,1,null,null,0.49600735291971176,null,-1088.7067594614223,"NO",0,null,7.4389999999999992,5.9600000000000009,6.2474711356919013,13.13,13.290000000000001,14.852837601175882,null,-31736.745971480854,null,-3846.3437963085976,null,0,null,0,null,-1088.7067594614223,null,-1088.7067594614223,-3.3947039805248296,null,"ItrNgsd107"]
[167,"IwaEgsd107",0.98533076643943773,8329.1060426051008,0,4653.60693359375,0,0,44867.340505010172,18458.40625,3596.4589065057799,0,0,null,67979.354278982457,3596.4589065057799,8250.065738977708,null,29142.02399897029,7334.8229106418003,0,0,72515.443694524685,0,null,36476.845794644541,72515.4453125,null,-31502.50789395938,28226.779954545011,68918.986405994219,null,0.5760191969904972,10.142433639005329,0,1,0.53658712263926001,4.4214005683867947,0,1,20.163012340089271,"PASS",1,null,"IwaEgsd107",null,68918.986405994219,0,0.53658712263926001,"FAIL",0,1,null,null,0.48044463011472222,null,-1096.7648341119459,"NO",0,null,7.4389999999999992,5.9600000000000009,6.2474711356919013,13.13,13.290000000000001,14.852837601175882,null,-31683.984738708848,null,-3839.9493839595634,null,0,null,0,null,-1096.7648341119459,null,-1096.7648341119459,-3.5368087726598305,null,"IwaEgsd107"]
[168,"IwaNgsd107",0.98533076643943773,8329.1060426051008,0,4653.60693359375,0,0,44867.340505010172,18458.40625,3596.4589065057799,0,0,null,67979.354278982457,3596.4589065057799,8250.065738977708,null,29142.02399897029,7334.8229106418003,0,0,72515.443694524685,0,null,36476.845794644541,72515.4453125,null,-31502.50789395938,28226.779954545011,68918.986405994219,null,0.5760191969904972,10.142433639005329,0,1,0.53658712263926001,4.4214005683867947,0,1,20.163012340089271,"PASS",1,null,"IwaNgsd107",null,68918.986405994219,0,0.53658712263926001,"FAIL",0,1,null,null,0.48044463011472222,null,-1096.7648341119459,"NO",0,null,7.4389999999999992,5.9600000000000009,6.2474711356919013,13.13,13.290000000000001,14.852837601175882,null,-31683.984738708848,null,-3839.9493839595634,null,0,null,0,null,-1096.7648341119459,null,-1096.7648341119459,-3.5368087726598305,null,"IwaNgsd107"]
[169,"IagEgsd108",0.98603092133998871,8348.9641729365176,0,9866.7470703125,0,0,44974.312548686328,18458.40625,2431.009582167042,0,0,null,73299.466665932487,2431.009582167042,12297.756757912912,null,29202.444463709191,7340.0348784200078,0,0,72644.325674857319,0,null,36542.478350521189,72644.328125,null,-36756.987518477639,24244.721698041649,70213.31854283296,null,0.57608248617711733,15.031811728996404,0,1,0.49853676172525035,2.9714751546293843,0,1,29.882370130455698,"PASS",1,null,"IagEgsd108",null,70213.31854283296,0,0.49853676172525035,"FAIL",0,1,null,null,0.15326483130085117,null,-1310.3165190951281,"NO",0,null,7.4389999999999992,5.9600000000000009,6.2474711356919013,13.13,13.290000000000001,14.852837601175882,null,-36938.79089335585,null,-3268.2876760854078,null,0,null,0,null,-1310.3165190951281,null,-1310.3165190951281,-13.222476674815193,null,"IagEgsd108"]
[170,"IagNgsd108",0.98603092133998871,8348.9641729365176,0,9866.7470703125,0,0,44974.312548686328,18458.40625,2431.009582167042,0,0,null,73299.466665932487,2431.009582167042,12297.756757912912,null,29202.444463709191,7340.0348784200078,0,0,72644.325674857319,0,null,36542.478350521189,72644.328125,null,-36756.987518477639,24244.721698041649,70213.31854283296,null,0.57608248617711733,15.031811728996404,0,1,0.49853676172525035,2.9714751546293843,0,1,29.882370130455698,"PASS",1,null,"IagNgsd108",null,70213.31854283296,0,0.49853676172525035,"FAIL",0,1,null,null,0.15326483130085117,null,-1310.3165190951281,"NO",0,null,7.4389999999999992,5.9600000000000009,6.2474711356919013,13.13,13.290000000000001,14.852837601175882,null,-36938.79089335585,null,-3268.2876760854078,null,0,null,0,null,-1310.3165190951281,null,-1310.3165190951281,-13.222476674815193,null,"IagNgsd108"]
[171,"IchEgsd108",0.98603092133998871,8348.9641729365176,0,9866.7470703125,0,0,44974.312548686328,18458.40625,2431.009582167042,0,0,null,73299.466665932487,2431.009582167042,12297.756757912912,null,29202.444463709191,7340.0348784200078,0,0,72644.325674857319,0,null,36542.478350521189,72644.328125,null,-36756.987518477639,24244.721698041649,70213.31854283296,null,0.57608248617711733,15.031811728996404,0,1,0.49853676172525035,2.9714751546293843,0,1,29.882370130455698,"PASS",1,null,"IchEgsd108",null,70213.31854283296,0,0.49853676172525035,"FAIL",0,1,null,null,0.15326483130085117,null,-1310.3165190951281,"NO",0,null,7.4389999999999992,5.9600000000000009,6.2474711356919013,13.13,13.290000000000001,14.852837601175882,null,-36938.79089335585,null,-3268.2876760854078,null,0,null,0,null,-1310.3165190951281,null,-1310.3165190951281,-13.222476674815193,null,"IchEgsd108"]
[172,"IchNgsd108",0.98603092133998871,8348.9641729365176,0,9866.7470703125,0,0,44974.312548686328,18458.40625,2431.009582167042,0,0,null,73299.466665932487,2431.009582167042,12297.756757912912,null,29202.444463709191,7340.0348784200078,0,0,72644.325674857319,0,null,36542.478350521189,72644.328125,null,-36756.987518477639,24244.721698041649,70213.31854283296,null,0.57608248617711733,15.031811728996404,0,1,0.49853676172525035,2.9714751546293843,0,1,29.882370130455698,"PASS",1,null,"IchNgsd108",null,70213.31854283296,0,0.49853676172525035,"FAIL",0,1,null,null,0.15326483130085117,null,-1310.3165190951281,"NO",0,null,7.4389999999999992,5.9600000000000009,6.2474711356919013,13.13,13.290000000000001,14.852837601175882,null,-36938.79089335585,null,-3268.2876760854078,null,0,null,0,null,-1310.3165190951281,null,-1310.3165190951281,-13.222476674815193,null,"IchNgsd108"]
[173,"IcoEgsd108",0.98603092133998871,8348.9641729365176,0,9866.7470703125,0,0,44974.312548686328,18458.40625,2431.009582167042,0,0,null,73299.466665932487,2431.009582167042,12297.756757912912,null,29202.444463709191,7340.0348784200078,0,0,72644.325674857319,0,null,36542.478350521189,72644.328125,null,-36756.987518477639,24244.721698041649,70213.31854283296,null,0.57608248617711733,15.031811728996404,0,1,0.49853676172525035,2.9714751546293843,0,1,29.882370130455698,"PASS",1,null,"IcoEgsd108",null,70213.31854283296,0,0.49853676172525035,"FAIL",0,1,null,null,0.15326483130085117,null,-1310.3165190951281,"NO",0,null,7.4389999999999992,5.9600000000000009,6.2474711356919013,13.13,13.290000000000001,14.852837601175882,null,-36938.79089335585,null,-3268.2876760854078,null,0,null,0,null,-1310.3165190951281,null,-1310.3165190951281,-13.222476674815193,null,"IcoEgsd108"]
[174,"IcoNgsd108",0.98603092133998871,8348.9641729365176,0,9866.7470703125,0,0,44974.312548686328,18458.40625,2431.009582167042,0,0,null,73299.466665932487,2431.009582167042,12297.756757912912,null,29202.444463709191,7340.0348784200078,0,0,72644.325674857319,0,null,36542.478350521189,72644.328125,null,-36756.987518477639,24244.721698041649,70213.31854283296,null,0.57608248617711733,15.031811728996404,0,1,0.49853676172525035,2.9714751546293843,0,1,29.882370130455698,"PASS",1,null,"IcoNgsd108",null,70213.31854283296,0,0.49853676172525035,"FAIL",0,1,null,null,0.15326483130085117,null,-1310.3165190951281,"NO",0,null,7.4389999999999992,5.9600000000000009,6.2474711356919013,13.13,13.290000000000001,14.852837601175882,null,-36938.79089335585,null,-3268.2876760854078,null,0,null,0,null,-1310.3165190951281,null,-1310.3165190951281,-13.222476674815193,null,"IcoNgsd108"]
[175,"IelEgsd108",0.98603092133998871,8348.9641729365176,0,9866.7470703125,0,0,44974.312548686328,18458.40625,2431.009582167042,0,0,null,73299.466665932487,2431.009582167042,12297.756757912912,null,29202.444463709191,7340.0348784200078,0,0,72644.325674857319,0,null,36542.478350521189,72644.328125,null,-36756.987518477639,24244.721698041649,70213.31854283296,null,0.57608248617711733,15.031811728996404,0,1,0.49853676172525035,2.9714751546293843,0,1,29.882370130455698,"PASS",1,null,"IelEgsd108",null,70213.31854283296,0,0.49853676172525035,"FAIL",0,1,null,null,0.15326483130085117,null,-1310.3165190951281,"NO",0,null,7.4389999999999992,5.9600000000000009,6.2474711356919013,13.13,13.290000000000001,14.852837601175882,null,-36938.79089335585,null,-3268.2876760854078,null,0,null,0,null,-1310.3165190951281,null,-1310.3165190951281,-13.222476674815193,null,"IelEgsd108"]
[176,"IelNgsd108",0.98603092133998871,8348.9641729365176,0,9866.7470703125,0,0,44974.312548686328,18458.40625,2431.009582167042,0,0,null,73299.466665932487,2431.009582167042,12297.756757912912,null,29202.444463709191,7340.0348784200078,0,0,72644.325674857319,0,null,36542.478350521189,72644.328125,null,-36756.987518477639,24244.721698041649,70213.31854283296,null,0.57608248617711733,15.031811728996404,0,1,0.49853676172525035,2.9714751546293843,0,1,29.882370130455698,"PASS",1,null,"IelNgsd108",null,70213.31854283296,0,0.49853676172525035,"FAIL",0,1,null,null,0.15326483130085117,null,-1310.3165190951281,"NO",0,null,7.4389999999999992,5.9600000000000009,6.2474711356919013,13.13,13.290000000000001,14.852837601175882,null,-36938.79089335585,null,-3268.2876760854078,null,0,null,0,null,-1310.3165190951281,null,-1310.3165190951281,-13.222476674815193,null,"IelNgsd108"]
[177,"IluEgsd108",0.98603092133998871,8348.9641729365176,0,9866.7470703125,0,0,44974.312548686328,18458.40625,2528.2499355081059,0,0,null,73299.466665932487,2528.2499355081059,12394.997111253975,null,29202.444463709191,7340.0348784200078,0,0,72644.325674857319,0,null,36542.478350521189,72644.328125,null,-36756.987518477639,24147.481344700584,70116.078189491891,null,0.57608248617711733,14.453665295230076,0,1,0.49853676172525035,2.9481635480316042,0,1,28.733048542687126,"PASS",1,null,"IluEgsd108",null,70116.078189491891,0,0.49853676172525035,"FAIL",0,1,null,null,0.15939542455288522,null,-1306.3526126309457,"NO",0,null,7.4389999999999992,5.9600000000000009,6.2474711356919013,13.13,13.290000000000001,14.852837601175882,null,-36938.79089335585,null,-3268.2876760854078,null,0,null,0,null,-1306.3526126309457,null,-1306.3526126309457,-12.675458341168456,null,"IluEgsd108"]
[178,"IluNgsd108",0.98603092133998871,8348.9641729365176,0,9866.7470703125,0,0,44974.312548686328,18458.40625,2528.2499355081059,0,0,null,73299.466665932487,2528.2499355081059,12394.997111253975,null,29202.444463709191,7340.0348784200078,0,0,72644.325674857319,0,null,36542.478350521189,72644.328125,null,-36756.987518477639,24147.481344700584,70116.078189491891,null,0.57608248617711733,14.453665295230076,0,1,0.49853676172525035,2.9481635480316042,0,1,28.733048542687126,"PASS",1,null,"IluNgsd108",null,70116.078189491891,0,0.49853676172525035,"FAIL",0,1,null,null,0.15939542455288522,null,-1306.3526126309457,"NO",0,null,7.4389999999999992,5.9600000000000009,6.2474711356919013,13.13,13.290000000000001,14.852837601175882,null,-36938.79089335585,null,-3268.2876760854078,null,0,null,0,null,-1306.3526126309457,null,-1306.3526126309457,-12.675458341168456,null,"IluNgsd108"]
[179,"ImeEgsd108",0.98603092133998871,8348.9641729365176,0,9866.7470703125,0,0,44974.312548686328,18458.40625,2431.009582167042,0,0,null,73299.466665932487,2431.009582167042,12297.756757912912,null,29202.444463709191,7340.0348784200078,0,0,72644.325674857319,0,null,36542.478350521189,72644.328125,null,-36756.987518477639,24244.721698041649,70213.31854283296,null,0.57608248617711733,15.031811728996404,0,1,0.49853676172525035,2.9714751546293843,0,1,29.882370130455698,"PASS",1,null,"ImeEgsd108",null,70213.31854283296,0,0.49853676172525035,"FAIL",0,1,null,null,0.15326483130085117,null,-1310.3165190951281,"NO",0,null,7.4389999999999992,5.9600000000000009,6.2474711356919013,13.13,13.290000000000001,14.852837601175882,null,-36938.79089335585,null,-3268.2876760854078,null,0,null,0,null,-1310.3165190951281,null,-1310.3165190951281,-13.222476674815193,null,"ImeEgsd108"]
[180,"ImeNgsd108",0.98603092133998871,8348.9641729365176,0,9866.7470703125,0,0,44974.312548686328,18458.40625,2431.009582167042,0,0,null,73299.466665932487,2431.009582167042,12297.756757912912,null,29202.444463709191,7340.0348784200078,0,0,72644.325674857319,0,null,36542.478350521189,72644.328125,null,-36756.987518477639,24244.721698041649,70213.31854283296,null,0.57608248617711733,15.031811728996404,0,1,0.49853676172525035,2.9714751546293843,0,1,29.882370130455698,"PASS",1,null,"ImeNgsd108",null,70213.31854283296,0,0.49853676172525035,"FAIL",0,1,null,null,0.15326483130085117,null,-1310.3165190951281,"NO",0,null,7.4389999999999992,5.9600000000000009,6.2474711356919013,13.13,13.290000000000001,14.852837601175882,null,-36938.79089335585,null,-3268.2876760854078,null,0,null,0,null,-1310.3165190951281,null,-1310.3165190951281,-13.222476674815193,null,"ImeNgsd108"]
[181,"ImiEgsd108",0.98603092133998871,8348.9641729365176,0,9866.7470703125,0,0,44974.312548686328,18458.40625,2468.9941039640275,0,0,null,73299.466665932487,2468.9941039640275,12335.74127970989,null,29202.444463709191,7340.0348784200078,0,0,72644.325674857319,0,null,36542.478350521189,72644.328125,null,-36756.987518477639,24206.737176244664,70175.334021035975,null,0.57608248617711733,14.800553104542205,0,1,0.49853676172525035,2.9623253142439858,0,1,29.422641394067259,"PASS",1,null,"ImiEgsd108",null,70175.334021035975,0,0.49853676172525035,"FAIL",0,1,null,null,0.15565959428992698,null,-1308.768118132557,"NO",0,null,7.4389999999999992,5.9600000000000009,6.2474711356919013,13.13,13.290000000000001,14.852837601175882,null,-36938.79089335585,null,-3268.2876760854078,null,0,null,0,null,-1308.768118132557,null,-1308.768118132557,-13.003669341356497,null,"ImiEgsd108"]
[182,"ImiNgsd108",0.98603092133998871,8348.9641729365176,0,9866.7470703125,0,0,44974.312548686328,18458.40625,2468.9941039640275,0,0,null,73299.466665932487,2468.9941039640275,12335.74127970989,null,29202.444463709191,7340.0348784200078,0,0,72644.325674857319,0,null,36542.478350521189,72644.328125,null,-36756.987518477639,24206.737176244664,70175.334021035975,null,0.57608248617711733,14.800553104542205,0,1,0.49853676172525035,2.9623253142439858,0,1,29.422641394067259,"PASS",1,null,"ImiNgsd108",null,70175.334021035975,0,0.49853676172525035,"FAIL",0,1,null,null,0.15565959428992698,null,-1308.768118132557,"NO",0,null,7.4389999999999992,5.9600000000000009,6.2474711356919013,13.13,13.290000000000001,14.852837601175882,null,-36938.79089335585,null,-3268.2876760854078,null,0,null,0,null,-1308.768118132557,null,-1308.768118132557,-13.003669341356497,null,"ImiNgsd108"]
[183,"IprEgsd108",0.98603092133998871,8348.9641729365176,0,9866.7470703125,0,0,44974.312548686328,18458.40625,2431.009582167042,0,0,null,73299.466665932487,2431.009582167042,12297.756757912912,null,29202.444463709191,7340.0348784200078,0,0,72644.325674857319,0,null,36542.478350521189,72644.328125,null,-36756.987518477639,24244.721698041649,70213.31854283296,null,0.57608248617711733,15.031811728996404,0,1,0.49853676172525035,2.9714751546293843,0,1,29.882370130455698,"PASS",1,null,"IprEgsd108",null,70213.31854283296,0,0.49853676172525035,"FAIL",0,1,null,null,0.15326483130085117,null,-1310.3165190951281,"NO",0,null,7.4389999999999992,5.9600000000000009,6.2474711356919013,13.13,13.290000000000001,14.852837601175882,null,-36938.79089335585,null,-3268.2876760854078,null,0,null,0,null,-1310.3165190951281,null,-1310.3165190951281,-13.222476674815193,null,"IprEgsd108"]
[184,"IprNgsd108",0.98603092133998871,8348.9641729365176,0,9866.7470703125,0,0,44974.312548686328,18458.40625,2431.009582167042,0,0,null,73299.466665932487,2431.009582167042,12297.756757912912,null,29202.444463709191,7340.0348784200078,0,0,72644.325674857319,0,null,36542.478350521189,72644.328125,null,-36756.987518477639,24244.721698041649,70213.31854283296,null,0.57608248617711733,15.031811728996404,0,1,0.49853676172525035,2.9714751546293843,0,1,29.882370130455698,"PASS",1,null,"IprNgsd108",null,70213.31854283296,0,0.49853676172525035,"FAIL",0,1,null,null,0.15326483130085117,null,-1310.3165190951281,"NO",0,null,7.4389999999999992,5.9600000000000009,6.2474711356919013,13.13,13.290000000000001,14.852837601175882,null,-36938.79089335585,null,-3268.2876760854078,null,0,null,0,null,-1310.3165190951281,null,-1310.3165190951281,-13.222476674815193,null,"IprNgsd108"]
[185,"IstEgsd108",0.98603092133998871,8348.9641729365176,0,9866.7470703125,0,0,44974.312548686328,18458.40625,2431.009582167042,0,0,null,73299.466665932487,2431.009582167042,12297.756757912912,null,29202.444463709191,7340.0348784200078,0,0,72644.325674857319,0,null,36542.478350521189,72644.328125,null,-36756.987518477639,24244.721698041649,70213.31854283296,null,0.57608248617711733,15.031811728996404,0,1,0.49853676172525035,2.9714751546293843,0,1,29.882370130455698,"PASS",1,null,"IstEgsd108",null,70213.31854283296,0,0.49853676172525035,"FAIL",0,1,null,null,0.15326483130085117,null,-1310.3165190951281,"NO",0,null,7.4389999999999992,5.9600000000000009,6.2474711356919013,13.13,13.290000000000001,14.852837601175882,null,-36938.79089335585,null,-3268.2876760854078,null,0,null,0,null,-1310.3165190951281,null,-1310.3165190951281,-13.222476674815193,null,"IstEgsd108"]
[186,"IstNgsd108",0.98603092133998871,8348.9641729365176,0,9866.7470703125,0,0,44974.312548686328,18458.40625,2431.009582167042,0,0,null,73299.466665932487,2431.009582167042,12297.756757912912,null,29202.444463709191,7340.0348784200078,0,0,72644.325674857319,0,null,36542.478350521189,72644.328125,null,-36756.987518477639,24244.721698041649,70213.31854283296,null,0.57608248617711733,15.031811728996404,0,1,0.49853676172525035,2.9714751546293843,0,1,29.882370130455698,"PASS",1,null,"IstNgsd108",null,70213.31854283296,0,0.49853676172525035,"FAIL",0,1,null,null,0.15326483130085117,null,-1310.3165190951281,"NO",0,null,7.4389999999999992,5.9600000000000009,6.2474711356919013,13.13,13.290000000000001,14.852837601175882,null,-36938.79089335585,null,-3268.2876760854078,null,0,null,0,null,-1310.3165190951281,null,-1310.3165190951281,-13.222476674815193,null,"IstNgsd108"]
[187,"IteEgsd108",0.98603092133998871,8348.9641729365176,0,9866.7470703125,0,0,44974.312548686328,18458.40625,2431.009582167042,0,0,null,73299.466665932487,2431.009582167042,12297.756757912912,null,29202.444463709191,7340.0348784200078,0,0,72644.325674857319,0,null,36542.478350521189,72644.328125,null,-36756.987518477639,24244.721698041649,70213.31854283296,null,0.57608248617711733,15.031811728996404,0,1,0.49853676172525035,2.9714751546293843,0,1,29.882370130455698,"PASS",1,null,"IteEgsd108",null,70213.31854283296,0,0.49853676172525035,"FAIL",0,1,null,null,0.15326483130085117,null,-1310.3165190951281,"NO",0,null,7.4389999999999992,5.9600000000000009,6.2474711356919013,13.13,13.290000000000001,14.852837601175882,null,-36938.79089335585,null,-3268.2876760854078,null,0,null,0,null,-1310.3165190951281,null,-1310.3165190951281,-13.222476674815193,null,"IteEgsd108"]
[188,"IteNgsd108",0.98603092133998871,8348.9641729365176,0,9866.7470703125,0,0,44974.312548686328,18458.40625,2431.009582167042,0,0,null,73299.466665932487,2431.009582167042,12297.756757912912,null,29202.444463709191,7340.0348784200078,0,0,72644.325674857319,0,null,36542.478350521189,72644.328125,null,-36756.987518477639,24244.721698041649,70213.31854283296,null,0.57608248617711733,15.031811728996404,0,1,0.49853676172525035,2.9714751546293843,0,1,29.882370130455698,"PASS",1,null,"IteNgsd108",null,70213.31854283296,0,0.49853676172525035,"FAIL",0,1,null,null,0.15326483130085117,null,-1310.3165190951281,"NO",0,null,7.4389999999999992,5.9600000000000009,6.2474711356919013,13.13,13.290000000000001,14.852837601175882,null,-36938.79089335585,null,-3268.2876760854078,null,0,null,0,null,-1310.3165190951281,null,-1310.3165190951281,-13.222476674815193,null,"IteNgsd108"]
[189,"ItrEgsd108",0.98603092133998871,8348.9641729365176,0,9866.7470703125,0,0,44974.312548686328,18458.40625,2508.1844984498134,0,0,null,73299.466665932487,2508.1844984498134,12374.931674195677,null,29202.444463709191,7340.0348784200078,0,0,72644.325674857319,0,null,36542.478350521189,72644.328125,null,-36756.987518477639,24167.546781758876,70136.143626550183,null,0.57608248617711733,14.569294393257877,0,1,0.49853676172525035,2.9529438726565829,0,1,28.962912485065559,"PASS",1,null,"ItrEgsd108",null,70136.143626550183,0,0.49853676172525035,"FAIL",0,1,null,null,0.15813038150087821,null,-1307.1705615838721,"NO",0,null,7.4389999999999992,5.9600000000000009,6.2474711356919013,13.13,13.290000000000001,14.852837601175882,null,-36938.79089335585,null,-3268.2876760854078,null,0,null,0,null,-1307.1705615838721,null,-1307.1705615838721,-12.7848620078978,null,"ItrEgsd108"]
[190,"ItrNgsd108",0.98603092133998871,8348.9641729365176,0,9866.7470703125,0,0,44974.312548686328,18458.40625,2508.1844984498134,0,0,null,73299.466665932487,2508.1844984498134,12374.931674195677,null,29202.444463709191,7340.0348784200078,0,0,72644.325674857319,0,null,36542.478350521189,72644.328125,null,-36756.987518477639,24167.546781758876,70136.143626550183,null,0.57608248617711733,14.569294393257877,0,1,0.49853676172525035,2.9529438726565829,0,1,28.962912485065559,"PASS",1,null,"ItrNgsd108",null,70136.143626550183,0,0.49853676172525035,"FAIL",0,1,null,null,0.15813038150087821,null,-1307.1705615838721,"NO",0,null,7.4389999999999992,5.9600000000000009,6.2474711356919013,13.13,13.290000000000001,14.852837601175882,null,-36938.79089335585,null,-3268.2876760854078,null,0,null,0,null,-1307.1705615838721,null,-1307.1705615838721,-12.7848620078978,null,"ItrNgsd108"]
[191,"IwaEgsd108",0.98533076643943773,8329.1060426051008,0,9843.2783203125,0,0,44867.340505010172,18458.40625,2425.2272700887311,0,0,null,73169.026239795669,2425.2272700887311,12268.506063373881,null,29142.02399897029,7334.8229106418003,0,0,72515.443694524685,0,null,36476.845794644541,72515.4453125,null,-36692.17928067813,24208.340204243308,70090.218042411274,null,0.5760191969904972,15.040588667514848,0,1,0.49852852019135202,2.9732101865107108,0,1,29.900474156323874,"PASS",1,null,"IwaEgsd108",null,70090.218042411274,0,0.49852852019135202,"FAIL",0,1,null,null,0.15316890282753939,null,-1308.0030014331969,"NO",0,null,7.4389999999999992,5.9600000000000009,6.2474711356919013,13.13,13.290000000000001,14.852837601175882,null,-36873.656125427609,null,-3262.5246515208205,null,0,null,0,null,-1308.0030014331969,null,-1308.0030014331969,-13.230600157370045,null,"IwaEgsd108"]
[192,"IwaNgsd108",0.98533076643943773,8329.1060426051008,0,9843.2783203125,0,0,44867.340505010172,18458.40625,2425.2272700887311,0,0,null,73169.026239795669,2425.2272700887311,12268.506063373881,null,29142.02399897029,7334.8229106418003,0,0,72515.443694524685,0,null,36476.845794644541,72515.4453125,null,-36692.17928067813,24208.340204243308,70090.218042411274,null,0.5760191969904972,15.040588667514848,0,1,0.49852852019135202,2.9732101865107108,0,1,29.900474156323874,"PASS",1,null,"IwaNgsd108",null,70090.218042411274,0,0.49852852019135202,"FAIL",0,1,null,null,0.15316890282753939,null,-1308.0030014331969,"NO",0,null,7.4389999999999992,5.9600000000000009,6.2474711356919013,13.13,13.290000000000001,14.852837601175882,null,-36873.656125427609,null,-3262.5246515208205,null,0,null,0,null,-1308.0030014331969,null,-1308.0030014331969,-13.230600157370045,null,"IwaNgsd108"]
[193,"IagEgsd109",0.98603092133998871,8348.9641729365176,0,15563.6337890625,0,0,44974.312548686328,18458.40625,58333.798464013416,0,0,null,78996.353493085699,58333.798464013416,73897.432466912476,null,29202.444463709191,7340.0348784200078,0,0,72644.325674857319,0,null,36542.478350521189,72644.328125,null,-42453.874237227639,-37354.95390255472,14310.529660986584,null,0.57608248617711733,0.62643749100385659,0,0,0.46258437451184792,0.49450268076128101,0,0,1.2453214095052436,"PASS",1,null,"IagEgsd109",null,14310.529660986584,0,0.46258437451184792,"FAIL",0,1,null,null,2.3315197589120538,null,98.095103276185597,"YES",1,null,7.4389999999999992,5.9600000000000009,6.2474711356919013,13.13,13.290000000000001,14.852837601175882,null,-42635.677612105857,null,-3772.3394927433883,null,0,null,0,null,98.095103276185597,null,0,0,null,"IagEgsd109"]
[194,"IagNgsd109",0.98603092133998871,8348.9641729365176,0,15563.6337890625,0,0,44974.312548686328,18458.40625,58333.798464013416,0,0,null,78996.353493085699,58333.798464013416,73897.432466912476,null,29202.444463709191,7340.0348784200078,0,0,72644.325674857319,0,null,36542.478350521189,72644.328125,null,-42453.874237227639,-37354.95390255472,14310.529660986584,null,0.57608248617711733,0.62643749100385659,0,0,0.46258437451184792,0.49450268076128101,0,0,1.2453214095052436,"PASS",1,null,"IagNgsd109",null,14310.529660986584,0,0.46258437451184792,"FAIL",0,1,null,null,2.3315197589120538,null,98.095103276185597,"YES",1,null,7.4389999999999992,5.9600000000000009,6.2474711356919013,13.13,13.290000000000001,14.852837601175882,null,-42635.677612105857,null,-3772.3394927433883,null,0,null,0,null,98.095103276185597,null,0,0,null,"IagNgsd109"]
[195,"IchEgsd109",0.98603092133998871,8348.9641729365176,0,15563.6337890625,0,0,44974.312548686328,18458.40625,58333.798464013416,0,0,null,78996.353493085699,58333.798464013416,73897.432466912476,null,29202.444463709191,7340.0348784200078,0,0,72644.325674857319,0,null,36542.478350521189,72644.328125,null,-42453.874237227639,-37354.95390255472,14310.529660986584,null,0.57608248617711733,0.62643749100385659,0,0,0.46258437451184792,0.49450268076128101,0,0,1.2453214095052436,"PASS",1,null,"IchEgsd109",null,14310.529660986584,0,0.46258437451184792,"FAIL",0,1,null,null,2.3315197589120538,null,98.095103276185597,"YES",1,null,7.4389999999999992,5.9600000000000009,6.2474711356919013,13.13,13.290000000000001,14.852837601175882,null,-42635.677612105857,null,-3772.3394927433883,null,0,null,0,null,98.095103276185597,null,0,0,null,"IchEgsd109"]
[196,"IchNgsd109",0.98603092133998871,8348.9641729365176,0,15563.6337890625,0,0,44974.312548686328,18458.40625,58333.798464013416,0,0,null,78996.353493085699,58333.798464013416,73897.432466912476,null,29202.444463709191,7340.0348784200078,0,0,72644.325674857319,0,null,36542.478350521189,72644.328125,null,-42453.874237227639,-37354.95390255472,14310.529660986584,null,0.57608248617711733,0.62643749100385659,0,0,0.46258437451184792,0.49450268076128101,0,0,1.2453214095052436,"PASS",1,null,"IchNgsd109",null,14310.529660986584,0,0.46258437451184792,"FAIL",0,1,null,null,2.3315197589120538,null,98.095103276185597,"YES",1,null,7.4389999999999992,5.9600000000000009,6.2474711356919013,13.13,13.290000000000001,14.852837601175882,null,-42635.677612105857,null,-3772.3394927433883,null,0,null,0,null,98.095103276185597,null,0,0,null,"IchNgsd109"]
[197,"IcoEgsd109",0.98603092133998871,8348.9641729365176,0,15563.6337890625,0,0,44974.312548686328,18458.40625,58333.798464013416,0,0,null,78996.353493085699,58333.798464013416,73897.432466912476,null,29202.444463709191,7340.0348784200078,0,0,72644.325674857319,0,null,36542.478350521189,72644.328125,null,-42453.874237227639,-37354.95390255472,14310.529660986584,null,0.57608248617711733,0.62643749100385659,0,0,0.46258437451184792,0.49450268076128101,0,0,1.2453214095052436,"PASS",1,null,"IcoEgsd109",null,14310.529660986584,0,0.46258437451184792,"FAIL",0,1,null,null,2.3315197589120538,null,98.095103276185597,"YES",1,null,7.4389999999999992,5.9600000000000009,6.2474711356919013,13.13,13.290000000000001,14.852837601175882,null,-42635.677612105857,null,-3772.3394927433883,null,0,null,0,null,98.095103276185597,null,0,0,null,"IcoEgsd109"]
[198,"IcoNgsd109",0.98603092133998871,8348.9641729365176,0,15563.6337890625,0,0,44974.312548686328,18458.40625,58333.798464013416,0,0,null,78996.353493085699,58333.798464013416,73897.432466912476,null,29202.444463709191,7340.0348784200078,0,0,72644.325674857319,0,null,36542.478350521189,72644.328125,null,-42453.874237227639,-37354.95390255472,14310.529660986584,null,0.57608248617711733,0.62643749100385659,0,0,0.46258437451184792,0.49450268076128101,0,0,1.2453214095052436,"PASS",1,null,"IcoNgsd109",null,14310.529660986584,0,0.46258437451184792,"FAIL",0,1,null,null,2.3315197589120538,null,98.095103276185597,"YES",1,null,7.4389999999999992,5.9600000000000009,6.2474711356919013,13.13,13.290000000000001,14.852837601175882,null,-42635.677612105857,null,-3772.3394927433883,null,0,null,0,null,98.095103276185597,null,0,0,null,"IcoNgsd109"]
[199,"IelEgsd109",0.98603092133998871,8348.9641729365176,0,15563.6337890625,0,0,44974.312548686328,18458.40625,58333.798464013416,0,0,null,78996.353493085699,58333.798464013416,73897.432466912476,null,29202.444463709191,7340.0348784200078,0,0,72644.325674857319,0,null,36542.478350521189,72644.328125,null,-42453.874237227639,-37354.95390255472,14310.529660986584,null,0.57608248617711733,0.62643749100385659,0,0,0.46258437451184792,0.49450268076128101,0,0,1.2453214095052436,"PASS",1,null,"IelEgsd109",null,14310.529660986584,0,0.46258437451184792,"FAIL",0,1,null,null,2.3315197589120538,null,98.095103276185597,"YES",1,null,7.4389999999999992,5.9600000000000009,6.2474711356919013,13.13,13.290000000000001,14.852837601175882,null,-42635.677612105857,null,-3772.3394927433883,null,0,null,0,null,98.095103276185597,null,0,0,null,"IelEgsd109"]
[200,"IelNgsd109",0.98603092133998871,8348.9641729365176,0,15563.6337890625,0,0,44974.312548686328,18458.40625,58333.798464013416,0,0,null,78996.353493085699,58333.798464013416,73897.432466912476,null,29202.444463709191,7340.0348784200078,0,0,72644.325674857319,0,null,36542.478350521189,72644.328125,null,-42453.874237227639,-37354.95390255472,14310.529660986584,null,0.57608248617711733,0.62643749100385659,0,0,0.46258437451184792,0.49450268076128101,0,0,1.2453214095052436,"PASS",1,null,"IelNgsd109",null,14310.529660986584,0,0.46258437451184792,"FAIL",0,1,null,null,2.3315197589120538,null,98.095103276185597,"YES",1,null,7.4389999999999992,5.9600000000000009,6.2474711356919013,13.13,13.290000000000001,14.852837601175882,null,-42635.677612105857,null,-3772.3394927433883,null,0,null,0,null,98.095103276185597,null,0,0,null,"IelNgsd109"]
[201,"IluEgsd109",0.98603092133998871,8348.9641729365176,0,15563.6337890625,0,0,44974.312548686328,18458.40625,60660.468252062215,0,0,null,78996.353493085699,60660.468252062215,76224.102254961253,null,29202.444463709191,7340.0348784200078,0,0,72644.325674857319,0,null,36542.478350521189,72644.328125,null,-42453.874237227639,-39681.623690603526,11983.859872937785,null,0.57608248617711733,0.60241009348421726,0,0,0.46258437451184792,0.47940844656727677,0,0,1.1975563364123947,"PASS",1,null,"IluEgsd109",null,11983.859872937785,0,0.46258437451184792,"FAIL",0,1,null,null,2.4245134245017952,null,158.22275764909935,"YES",1,null,7.4389999999999992,5.9600000000000009,6.2474711356919013,13.13,13.290000000000001,14.852837601175882,null,-42635.677612105857,null,-3772.3394927433883,null,0,null,0,null,158.22275764909935,null,0,0,null,"IluEgsd109"]
[202,"IluNgsd109",0.98603092133998871,8348.9641729365176,0,15563.6337890625,0,0,44974.312548686328,18458.40625,60660.468252062215,0,0,null,78996.353493085699,60660.468252062215,76224.102254961253,null,29202.444463709191,7340.0348784200078,0,0,72644.325674857319,0,null,36542.478350521189,72644.328125,null,-42453.874237227639,-39681.623690603526,11983.859872937785,null,0.57608248617711733,0.60241009348421726,0,0,0.46258437451184792,0.47940844656727677,0,0,1.1975563364123947,"PASS",1,null,"IluNgsd109",null,11983.859872937785,0,0.46258437451184792,"FAIL",0,1,null,null,2.4245134245017952,null,158.22275764909935,"YES",1,null,7.4389999999999992,5.9600000000000009,6.2474711356919013,13.13,13.290000000000001,14.852837601175882,null,-42635.677612105857,null,-3772.3394927433883,null,0,null,0,null,158.22275764909935,null,0,0,null,"IluNgsd109"]
[203,"ImeEgsd109",0.98603092133998871,8348.9641729365176,0,15563.6337890625,0,0,44974.312548686328,18458.40625,58333.798464013416,0,0,null,78996.353493085699,58333.798464013416,73897.432466912476,null,29202.444463709191,7340.0348784200078,0,0,72644.325674857319,0,null,36542.478350521189,72644.328125,null,-42453.874237227639,-37354.95390255472,14310.529660986584,null,0.57608248617711733,0.62643749100385659,0,0,0.46258437451184792,0.49450268076128101,0,0,1.2453214095052436,"PASS",1,null,"ImeEgsd109",null,14310.529660986584,0,0.46258437451184792,"FAIL",0,1,null,null,2.3315197589120538,null,98.095103276185597,"YES",1,null,7.4389999999999992,5.9600000000000009,6.2474711356919013,13.13,13.290000000000001,14.852837601175882,null,-42635.677612105857,null,-3772.3394927433883,null,0,null,0,null,98.095103276185597,null,0,0,null,"ImeEgsd109"]
[204,"ImeNgsd109",0.98603092133998871,8348.9641729365176,0,15563.6337890625,0,0,44974.312548686328,18458.40625,58333.798464013416,0,0,null,78996.353493085699,58333.798464013416,73897.432466912476,null,29202.444463709191,7340.0348784200078,0,0,72644.325674857319,0,null,36542.478350521189,72644.328125,null,-42453.874237227639,-37354.95390255472,14310.529660986584,null,0.57608248617711733,0.62643749100385659,0,0,0.46258437451184792,0.49450268076128101,0,0,1.2453214095052436,"PASS",1,null,"ImeNgsd109",null,14310.529660986584,0,0.46258437451184792,"FAIL",0,1,null,null,2.3315197589120538,null,98.095103276185597,"YES",1,null,7.4389999999999992,5.9600000000000009,6.2474711356919013,13.13,13.290000000000001,14.852837601175882,null,-42635.677612105857,null,-3772.3394927433883,null,0,null,0,null,98.095103276185597,null,0,0,null,"ImeNgsd109"]
[205,"ImiEgsd109",0.98603092133998871,8348.9641729365176,0,15563.6337890625,0,0,44974.312548686328,18458.40625,59245.296244331606,0,0,null,78996.353493085699,59245.296244331606,74808.930247230601,null,29202.444463709191,7340.0348784200078,0,0,72644.325674857319,0,null,36542.478350521189,72644.328125,null,-42453.874237227639,-38266.451682872917,13399.031880668394,null,0.57608248617711733,0.61679965612489362,0,0,0.46258437451184792,0.48847748970890131,0,0,1.2261619525946816,"PASS",1,null,"ImiEgsd109",null,13399.031880668394,0,0.46258437451184792,"FAIL",0,1,null,null,2.3679511139623473,null,121.6508144196188,"YES",1,null,7.4389999999999992,5.9600000000000009,6.2474711356919013,13.13,13.290000000000001,14.852837601175882,null,-42635.677612105857,null,-3772.3394927433883,null,0,null,0,null,121.6508144196188,null,0,0,null,"ImiEgsd109"]
[206,"ImiNgsd109",0.98603092133998871,8348.9641729365176,0,15563.6337890625,0,0,44974.312548686328,18458.40625,59245.296244331606,0,0,null,78996.353493085699,59245.296244331606,74808.930247230601,null,29202.444463709191,7340.0348784200078,0,0,72644.325674857319,0,null,36542.478350521189,72644.328125,null,-42453.874237227639,-38266.451682872917,13399.031880668394,null,0.57608248617711733,0.61679965612489362,0,0,0.46258437451184792,0.48847748970890131,0,0,1.2261619525946816,"PASS",1,null,"ImiNgsd109",null,13399.031880668394,0,0.46258437451184792,"FAIL",0,1,null,null,2.3679511139623473,null,121.6508144196188,"YES",1,null,7.4389999999999992,5.9600000000000009,6.2474711356919013,13.13,13.290000000000001,14.852837601175882,null,-42635.677612105857,null,-3772.3394927433883,null,0,null,0,null,121.6508144196188,null,0,0,null,"ImiNgsd109"]
[207,"IprEgsd109",0.98603092133998871,8348.9641729365176,0,15563.6337890625,0,0,44974.312548686328,18458.40625,58333.798464013416,0,0,null,78996.353493085699,58333.798464013416,73897.432466912476,null,29202.444463709191,7340.0348784200078,0,0,72644.325674857319,0,null,36542.478350521189,72644.328125,null,-42453.874237227639,-37354.95390255472,14310.529660986584,null,0.57608248617711733,0.62643749100385659,0,0,0.46258437451184792,0.49450268076128101,0,0,1.2453214095052436,"PASS",1,null,"IprEgsd109",null,14310.529660986584,0,0.46258437451184792,"FAIL",0,1,null,null,2.3315197589120538,null,98.095103276185597,"YES",1,null,7.4389999999999992,5.9600000000000009,6.2474711356919013,13.13,13.290000000000001,14.852837601175882,null,-42635.677612105857,null,-3772.3394927433883,null,0,null,0,null,98.095103276185597,null,0,0,null,"IprEgsd109"]
[208,"IprNgsd109",0.98603092133998871,8348.9641729365176,0,15563.6337890625,0,0,44974.312548686328,18458.40625,58333.798464013416,0,0,null,78996.353493085699,58333.798464013416,73897.432466912476,null,29202.444463709191,7340.0348784200078,0,0,72644.325674857319,0,null,36542.478350521189,72644.328125,null,-42453.874237227639,-37354.95390255472,14310.529660986584,null,0.57608248617711733,0.62643749100385659,0,0,0.46258437451184792,0.49450268076128101,0,0,1.2453214095052436,"PASS",1,null,"IprNgsd109",null,14310.529660986584,0,0.46258437451184792,"FAIL",0,1,null,null,2.3315197589120538,null,98.095103276185597,"YES",1,null,7.4389999999999992,5.9600000000000009,6.2474711356919013,13.13,13.290000000000001,14.852837601175882,null,-42635.677612105857,null,-3772.3394927433883,null,0,null,0,null,98.095103276185597,null,0,0,null,"IprNgsd109"]
[209,"IstEgsd109",0.98603092133998871,8348.9641729365176,0,15563.6337890625,0,0,44974.312548686328,18458.40625,58333.798464013416,0,0,null,78996.353493085699,58333.798464013416,73897.432466912476,null,29202.444463709191,7340.0348784200078,0,0,72644.325674857319,0,null,36542.478350521189,72644.328125,null,-42453.874237227639,-37354.95390255472,14310.529660986584,null,0.57608248617711733,0.62643749100385659,0,0,0.46258437451184792,0.49450268076128101,0,0,1.2453214095052436,"PASS",1,null,"IstEgsd109",null,14310.529660986584,0,0.46258437451184792,"FAIL",0,1,null,null,2.3315197589120538,null,98.095103276185597,"YES",1,null,7.4389999999999992,5.9600000000000009,6.2474711356919013,13.13,13.290000000000001,14.852837601175882,null,-42635.677612105857,null,-3772.3394927433883,null,0,null,0,null,98.095103276185597,null,0,0,null,"IstEgsd109"]
[210,"IstNgsd109",0.98603092133998871,8348.9641729365176,0,15563.6337890625,0,0,44974.312548686328,18458.40625,58333.798464013416,0,0,null,78996.353493085699,58333.798464013416,73897.432466912476,null,29202.444463709191,7340.0348784200078,0,0,72644.325674857319,0,null,36542.478350521189,72644.328125,null,-42453.874237227639,-37354.95390255472,14310.529660986584,null,0.57608248617711733,0.62643749100385659,0,0,0.46258437451184792,0.49450268076128101,0,0,1.2453214095052436,"PASS",1,null,"IstNgsd109",null,14310.529660986584,0,0.46258437451184792,"FAIL",0,1,null,null,2.3315197589120538,null,98.095103276185597,"YES",1,null,7.4389999999999992,5.9600000000000009,6.2474711356919013,13.13,13.290000000000001,14.852837601175882,null,-42635.677612105857,null,-3772.3394927433883,null,0,null,0,null,98.095103276185597,null,0,0,null,"IstNgsd109"]
[211,"IteEgsd109",0.98603092133998871,8348.9641729365176,0,15563.6337890625,0,0,44974.312548686328,18458.40625,58333.798464013416,0,0,null,78996.353493085699,58333.798464013416,73897.432466912476,null,29202.444463709191,7340.0348784200078,0,0,72644.325674857319,0,null,36542.478350521189,72644.328125,null,-42453.874237227639,-37354.95390255472,14310.529660986584,null,0.57608248617711733,0.62643749100385659,0,0,0.46258437451184792,0.49450268076128101,0,0,1.2453214095052436,"PASS",1,null,"IteEgsd109",null,14310.529660986584,0,0.46258437451184792,"FAIL",0,1,null,null,2.3315197589120538,null,98.095103276185597,"YES",1,null,7.4389999999999992,5.9600000000000009,6.2474711356919013,13.13,13.290000000000001,14.852837601175882,null,-42635.677612105857,null,-3772.3394927433883,null,0,null,0,null,98.095103276185597,null,0,0,null,"IteEgsd109"]
[212,"IteNgsd109",0.98603092133998871,8348.9641729365176,0,15563.6337890625,0,0,44974.312548686328,18458.40625,58333.798464013416,0,0,null,78996.353493085699,58333.798464013416,73897.432466912476,null,29202.444463709191,7340.0348784200078,0,0,72644.325674857319,0,null,36542.478350521189,72644.328125,null,-42453.874237227639,-37354.95390255472,14310.529660986584,null,0.57608248617711733,0.62643749100385659,0,0,0.46258437451184792,0.49450268076128101,0,0,1.2453214095052436,"PASS",1,null,"IteNgsd109",null,14310.529660986584,0,0.46258437451184792,"FAIL",0,1,null,null,2.3315197589120538,null,98.095103276185597,"YES",1,null,7.4389999999999992,5.9600000000000009,6.2474711356919013,13.13,13.290000000000001,14.852837601175882,null,-42635.677612105857,null,-3772.3394927433883,null,0,null,0,null,98.095103276185597,null,0,0,null,"IteNgsd109"]
[213,"ItrEgsd109",0.98603092133998871,8348.9641729365176,0,15563.6337890625,0,0,44974.312548686328,18458.40625,60185.645587821789,0,0,null,78996.353493085699,60185.645587821789,75749.279590720849,null,29202.444463709191,7340.0348784200078,0,0,72644.325674857319,0,null,36542.478350521189,72644.328125,null,-42453.874237227639,-39206.801026363093,12458.682537178211,null,0.57608248617711733,0.60716268794025108,0,0,0.46258437451184792,0.4824135444075594,0,0,1.2070042186221752,"PASS",1,null,"ItrEgsd109",null,12458.682537178211,0,0.46258437451184792,"FAIL",0,1,null,null,2.4055355580472275,null,145.95208751604233,"YES",1,null,7.4389999999999992,5.9600000000000009,6.2474711356919013,13.13,13.290000000000001,14.852837601175882,null,-42635.677612105857,null,-3772.3394927433883,null,0,null,0,null,145.95208751604233,null,0,0,null,"ItrEgsd109"]
[214,"ItrNgsd109",0.98603092133998871,8348.9641729365176,0,15563.6337890625,0,0,44974.312548686328,18458.40625,60185.645587821789,0,0,null,78996.353493085699,60185.645587821789,75749.279590720849,null,29202.444463709191,7340.0348784200078,0,0,72644.325674857319,0,null,36542.478350521189,72644.328125,null,-42453.874237227639,-39206.801026363093,12458.682537178211,null,0.57608248617711733,0.60716268794025108,0,0,0.46258437451184792,0.4824135444075594,0,0,1.2070042186221752,"PASS",1,null,"ItrNgsd109",null,12458.682537178211,0,0.46258437451184792,"FAIL",0,1,null,null,2.4055355580472275,null,145.95208751604233,"YES",1,null,7.4389999999999992,5.9600000000000009,6.2474711356919013,13.13,13.290000000000001,14.852837601175882,null,-42635.677612105857,null,-3772.3394927433883,null,0,null,0,null,145.95208751604233,null,0,0,null,"ItrNgsd109"]
[215,"IwaEgsd109",0.98533076643943773,8329.1060426051008,0,15526.615234375,0,0,44867.340505010172,18458.40625,58195.048330317339,0,0,null,78852.362834383457,58195.048330317339,73721.663718190306,null,29142.02399897029,7334.8229106418003,0,0,72515.443694524685,0,null,36476.845794644541,72515.4453125,null,-42375.51619474063,-37244.817770047797,14320.396982182661,null,0.5760191969904972,0.62680325631144007,0,0,0.46259674249903798,0.49479140907659153,0,0,1.2460758671579675,"PASS",1,null,"IwaEgsd109",null,14320.396982182661,0,0.46259674249903798,"FAIL",0,1,null,null,2.3300604604606718,null,97.058678219008954,"YES",1,null,7.4389999999999992,5.9600000000000009,6.2474711356919013,13.13,13.290000000000001,14.852837601175882,null,-42556.993039490095,null,-3765.3776022007178,null,0,null,0,null,97.058678219008954,null,0,0,null,"IwaEgsd109"]
[216,"IwaNgsd109",0.98533076643943773,8329.1060426051008,0,15526.615234375,0,0,44867.340505010172,18458.40625,58195.048330317339,0,0,null,78852.362834383457,58195.048330317339,73721.663718190306,null,29142.02399897029,7334.8229106418003,0,0,72515.443694524685,0,null,36476.845794644541,72515.4453125,null,-42375.51619474063,-37244.817770047797,14320.396982182661,null,0.5760191969904972,0.62680325631144007,0,0,0.46259674249903798,0.49479140907659153,0,0,1.2460758671579675,"PASS",1,null,"IwaNgsd109",null,14320.396982182661,0,0.46259674249903798,"FAIL",0,1,null,null,2.3300604604606718,null,97.058678219008954,"YES",1,null,7.4389999999999992,5.9600000000000009,6.2474711356919013,13.13,13.290000000000001,14.852837601175882,null,-42556.993039490095,null,-3765.3776022007178,null,0,null,0,null,97.058678219008954,null,0,0,null,"IwaNgsd109"]
[217,"IagEgsd201",0.98603092133998871,8348.9641729365176,0,4229.2880859375,0,0,44974.312548686328,19151.6328125,107674.66070091051,0,0,null,68355.232918356895,107674.66070091051,111903.94879381314,null,29201.763739527385,7339.489407198952,0,0,73337.551010124866,0,null,36541.251788021189,73337.5546875,null,-31813.981659102639,-75362.69699882681,-34337.106013410506,null,0.56983568167618159,0.33936723413062209,0,0,0.53457869932208868,0.32654121846606238,0,0,0.68110318816059057,"FAIL",0,null,"IagEgsd201",null,-34337.106013410506,34337.106013410506,0.35583230433721247,"FAIL",0,1,null,null,18.712880122412837,null,10796.613235780409,"YES",1,null,7.4389999999999992,5.9600000000000009,6.2474711356919013,13.13,13.290000000000001,14.852837601175882,null,-31995.778931679855,null,-4812.2031099009764,null,5164.341480654748,null,5164.341480654748,null,10796.613235780409,null,5164.341480654748,0.42265852093615547,null,"IagEgsd201"]
[218,"IagNgsd201",0.98603092133998871,8348.9641729365176,0,4229.2880859375,0,0,44974.312548686328,19151.6328125,107674.66070091051,0,0,null,68355.232918356895,107674.66070091051,111903.94879381314,null,29201.763739527385,7339.489407198952,0,0,73337.551010124866,0,null,36541.251788021189,73337.5546875,null,-31813.981659102639,-75362.69699882681,-34337.106013410506,null,0.56983568167618159,0.33936723413062209,0,0,0.53457869932208868,0.32654121846606238,0,0,0.68110318816059057,"FAIL",0,null,"IagNgsd201",null,-34337.106013410506,34337.106013410506,0.35583230433721247,"FAIL",0,1,null,null,18.712880122412837,null,10796.613235780409,"YES",1,null,7.4389999999999992,5.9600000000000009,6.2474711356919013,13.13,13.290000000000001,14.852837601175882,null,-31995.778931679855,null,-4812.2031099009764,null,5164.341480654748,null,5164.341480654748,null,10796.613235780409,null,5164.341480654748,0.42265852093615547,null,"IagNgsd201"]
[219,"IchEgsd201",0.98603092133998871,8348.9641729365176,0,4229.2880859375,0,0,44974.312548686328,19151.6328125,67569.557416041367,0,0,null,68355.232918356895,67569.557416041367,71798.845508943981,null,29201.763739527385,7339.489407198952,0,0,73337.551010124866,0,null,36541.251788021189,73337.5546875,null,-31813.981659102639,-35257.593713957678,5767.9972714586329,null,0.56983568167618159,0.54079460019292802,0,0,0.53457869932208868,0.50893926681612267,0,0,1.085363845673041,"PASS",1,null,"IchEgsd201",null,5767.9972714586329,0,0.53457869932208868,"FAIL",0,1,null,null,11.742976741487167,null,6245.5649349627402,"YES",1,null,7.4389999999999992,5.9600000000000009,6.2474711356919013,13.13,13.290000000000001,14.852837601175882,null,-31995.778931679855,null,-4812.2031099009764,null,0,null,0,null,6245.5649349627402,null,0,0,null,"IchEgsd201"]
[220,"IchNgsd201",0.98603092133998871,8348.9641729365176,0,4229.2880859375,0,0,44974.312548686328,19151.6328125,67569.557416041367,0,0,null,68355.232918356895,67569.557416041367,71798.845508943981,null,29201.763739527385,7339.489407198952,0,0,73337.551010124866,0,null,36541.251788021189,73337.5546875,null,-31813.981659102639,-35257.593713957678,5767.9972714586329,null,0.56983568167618159,0.54079460019292802,0,0,0.53457869932208868,0.50893926681612267,0,0,1.085363845673041,"PASS",1,null,"IchNgsd201",null,5767.9972714586329,0,0.53457869932208868,"FAIL",0,1,null,null,11.742976741487167,null,6245.5649349627402,"YES",1,null,7.4389999999999992,5.9600000000000009,6.2474711356919013,13.13,13.290000000000001,14.852837601175882,null,-31995.778931679855,null,-4812.2031099009764,null,0,null,0,null,6245.5649349627402,null,0,0,null,"IchNgsd201"]
[221,"IcoEgsd201",0.98603092133998871,8348.9641729365176,0,4229.2880859375,0,0,44974.312548686328,19151.6328125,109159.89959528561,0,0,null,68355.232918356895,109159.89959528561,113389.18768818828,null,29201.763739527385,7339.489407198952,0,0,73337.551010124866,0,null,36541.251788021189,73337.5546875,null,-31813.981659102639,-76847.935893201909,-35822.344907785606,null,0.56983568167618159,0.33474977462877159,0,0,0.53457869932208868,0.32226398773357035,0,0,0.67183604015212284,"FAIL",0,null,"IcoEgsd201",null,-35822.344907785606,35822.344907785606,0.35075927435684301,"FAIL",0,1,null,null,18.971001556863289,null,10965.155473951912,"YES",1,null,7.4389999999999992,5.9600000000000009,6.2474711356919013,13.13,13.290000000000001,14.852837601175882,null,-31995.778931679855,null,-4812.2031099009764,null,5387.7231723997502,null,5387.7231723997502,null,10965.155473951912,null,5387.7231723997502,0.43494097775538176,null,"IcoEgsd201"]
[222,"IcoNgsd201",0.98603092133998871,8348.9641729365176,0,4229.2880859375,0,0,44974.312548686328,19151.6328125,109159.89959528561,0,0,null,68355.232918356895,109159.89959528561,113389.18768818828,null,29201.763739527385,7339.489407198952,0,0,73337.551010124866,0,null,36541.251788021189,73337.5546875,null,-31813.981659102639,-76847.935893201909,-35822.344907785606,null,0.56983568167618159,0.33474977462877159,0,0,0.53457869932208868,0.32226398773357035,0,0,0.67183604015212284,"FAIL",0,null,"IcoNgsd201",null,-35822.344907785606,35822.344907785606,0.35075927435684301,"FAIL",0,1,null,null,18.971001556863289,null,10965.155473951912,"YES",1,null,7.4389999999999992,5.9600000000000009,6.2474711356919013,13.13,13.290000000000001,14.852837601175882,null,-31995.778931679855,null,-4812.2031099009764,null,5387.7231723997502,null,5387.7231723997502,null,10965.155473951912,null,5387.7231723997502,0.43494097775538176,null,"IcoNgsd201"]
[223,"IelEgsd201",0.98603092133998871,8348.9641729365176,0,4229.2880859375,0,0,44974.312548686328,19151.6328125,60240.414179955893,0,0,null,68355.232918356895,60240.414179955893,64469.7022728585,null,29201.763739527385,7339.489407198952,0,0,73337.551010124866,0,null,36541.251788021189,73337.5546875,null,-31813.981659102639,-27928.450477872204,13097.140507544107,null,0.56983568167618159,0.60659031458285939,0,0,0.53457869932208868,0.56679727846909445,0,0,1.2174145162484953,"PASS",1,null,"IelEgsd201",null,13097.140507544107,0,0.53457869932208868,"FAIL",0,1,null,null,10.469237930103416,null,5413.8680610724068,"YES",1,null,7.4389999999999992,5.9600000000000009,6.2474711356919013,13.13,13.290000000000001,14.852837601175882,null,-31995.778931679855,null,-4812.2031099009764,null,0,null,0,null,5413.8680610724068,null,0,0,null,"IelEgsd201"]
[224,"IelNgsd201",0.98603092133998871,8348.9641729365176,0,4229.2880859375,0,0,44974.312548686328,19151.6328125,60240.414179955893,0,0,null,68355.232918356895,60240.414179955893,64469.7022728585,null,29201.763739527385,7339.489407198952,0,0,73337.551010124866,0,null,36541.251788021189,73337.5546875,null,-31813.981659102639,-27928.450477872204,13097.140507544107,null,0.56983568167618159,0.60659031458285939,0,0,0.53457869932208868,0.56679727846909445,0,0,1.2174145162484953,"PASS",1,null,"IelNgsd201",null,13097.140507544107,0,0.53457869932208868,"FAIL",0,1,null,null,10.469237930103416,null,5413.8680610724068,"YES",1,null,7.4389999999999992,5.9600000000000009,6.2474711356919013,13.13,13.290000000000001,14.852837601175882,null,-31995.778931679855,null,-4812.2031099009764,null,0,null,0,null,5413.8680610724068,null,0,0,null,"IelNgsd201"]
[225,"IluEgsd201",0.98603092133998871,8348.9641729365176,0,4229.2880859375,0,0,44974.312548686328,19151.6328125,200356.64168033967,0,0,null,68355.232918356895,200356.64168033967,204585.92977324227,null,29201.763739527385,7339.489407198952,0,0,73337.551010124866,0,null,36541.251788021189,73337.5546875,null,-31813.981659102639,-168044.67797825599,-127019.08699283967,null,0.56983568167618159,0.18238103554521129,0,0,0.53457869932208868,0.1786107765561718,0,0,0.36603505664916708,"FAIL",0,null,"IluEgsd201",null,-127019.08699283967,127019.08699283967,0.18703200966091107,"FAIL",0,1,null,null,34.820168027260628,null,21313.982163841916,"YES",1,null,7.4389999999999992,5.9600000000000009,6.2474711356919013,13.13,13.290000000000001,14.852837601175882,null,-31995.778931679855,null,-4812.2031099009764,null,19103.821374341333,null,19103.821374341333,null,21313.982163841916,null,19103.821374341333,0.84024260564816122,null,"IluEgsd201"]
[226,"IluNgsd201",0.98603092133998871,8348.9641729365176,0,4229.2880859375,0,0,44974.312548686328,19151.6328125,200356.64168033967,0,0,null,68355.232918356895,200356.64168033967,204585.92977324227,null,29201.763739527385,7339.489407198952,0,0,73337.551010124866,0,null,36541.251788021189,73337.5546875,null,-31813.981659102639,-168044.67797825599,-127019.08699283967,null,0.56983568167618159,0.18238103554521129,0,0,0.53457869932208868,0.1786107765561718,0,0,0.36603505664916708,"FAIL",0,null,"IluNgsd201",null,-127019.08699283967,127019.08699283967,0.18703200966091107,"FAIL",0,1,null,null,34.820168027260628,null,21313.982163841916,"YES",1,null,7.4389999999999992,5.9600000000000009,6.2474711356919013,13.13,13.290000000000001,14.852837601175882,null,-31995.778931679855,null,-4812.2031099009764,null,19103.821374341333,null,19103.821374341333,null,21313.982163841916,null,19103.821374341333,0.84024260564816122,null,"IluNgsd201"]
[227,"ImeEgsd201",0.98603092133998871,8348.9641729365176,0,4229.2880859375,0,0,44974.312548686328,19151.6328125,186763.06599896401,0,0,null,68355.232918356895,186763.06599896401,190992.35409186658,null,29201.763739527385,7339.489407198952,0,0,73337.551010124866,0,null,36541.251788021189,73337.5546875,null,-31813.981659102639,-154451.10229688033,-113425.51131146401,null,0.56983568167618159,0.19565566453178643,0,0,0.53457869932208868,0.19132311323717999,0,0,0.39267696905290045,"FAIL",0,null,"ImeEgsd201",null,-113425.51131146401,113425.51131146401,0.20101827526644497,"FAIL",0,1,null,null,32.457728956036789,null,19771.410662735881,"YES",1,null,7.4389999999999992,5.9600000000000009,6.2474711356919013,13.13,13.290000000000001,14.852837601175882,null,-31995.778931679855,null,-4812.2031099009764,null,17059.331464960782,null,17059.331464960782,null,19771.410662735881,null,17059.331464960782,0.80493199700065188,null,"ImeEgsd201"]
[228,"ImeNgsd201",0.98603092133998871,8348.9641729365176,0,4229.2880859375,0,0,44974.312548686328,19151.6328125,186763.06599896401,0,0,null,68355.232918356895,186763.06599896401,190992.35409186658,null,29201.763739527385,7339.489407198952,0,0,73337.551010124866,0,null,36541.251788021189,73337.5546875,null,-31813.981659102639,-154451.10229688033,-113425.51131146401,null,0.56983568167618159,0.19565566453178643,0,0,0.53457869932208868,0.19132311323717999,0,0,0.39267696905290045,"FAIL",0,null,"ImeNgsd201",null,-113425.51131146401,113425.51131146401,0.20101827526644497,"FAIL",0,1,null,null,32.457728956036789,null,19771.410662735881,"YES",1,null,7.4389999999999992,5.9600000000000009,6.2474711356919013,13.13,13.290000000000001,14.852837601175882,null,-31995.778931679855,null,-4812.2031099009764,null,17059.331464960782,null,17059.331464960782,null,19771.410662735881,null,17059.331464960782,0.80493199700065188,null,"ImeNgsd201"]
[229,"ImiEgsd201",0.98603092133998871,8348.9641729365176,0,4229.2880859375,0,0,44974.312548686328,19151.6328125,109159.89959528561,0,0,null,68355.232918356895,109159.89959528561,113389.18768818828,null,29201.763739527385,7339.489407198952,0,0,73337.551010124866,0,null,36541.251788021189,73337.5546875,null,-31813.981659102639,-76847.935893201909,-35822.344907785606,null,0.56983568167618159,0.33474977462877159,0,0,0.53457869932208868,0.32226398773357035,0,0,0.67183604015212284,"FAIL",0,null,"ImiEgsd201",null,-35822.344907785606,35822.344907785606,0.35075927435684301,"FAIL",0,1,null,null,18.971001556863289,null,10965.155473951912,"YES",1,null,7.4389999999999992,5.9600000000000009,6.2474711356919013,13.13,13.290000000000001,14.852837601175882,null,-31995.778931679855,null,-4812.2031099009764,null,5387.7231723997502,null,5387.7231723997502,null,10965.155473951912,null,5387.7231723997502,0.43494097775538176,null,"ImiEgsd201"]
[230,"ImiNgsd201",0.98603092133998871,8348.9641729365176,0,4229.2880859375,0,0,44974.312548686328,19151.6328125,109159.89959528561,0,0,null,68355.232918356895,109159.89959528561,113389.18768818828,null,29201.763739527385,7339.489407198952,0,0,73337.551010124866,0,null,36541.251788021189,73337.5546875,null,-31813.981659102639,-76847.935893201909,-35822.344907785606,null,0.56983568167618159,0.33474977462877159,0,0,0.53457869932208868,0.32226398773357035,0,0,0.67183604015212284,"FAIL",0,null,"ImiNgsd201",null,-35822.344907785606,35822.344907785606,0.35075927435684301,"FAIL",0,1,null,null,18.971001556863289,null,10965.155473951912,"YES",1,null,7.4389999999999992,5.9600000000000009,6.2474711356919013,13.13,13.290000000000001,14.852837601175882,null,-31995.778931679855,null,-4812.2031099009764,null,5387.7231723997502,null,5387.7231723997502,null,10965.155473951912,null,5387.7231723997502,0.43494097775538176,null,"ImiNgsd201"]
[231,"IprEgsd201",0.98603092133998871,8348.9641729365176,0,4229.2880859375,0,0,44974.312548686328,19151.6328125,95494.250839226501,0,0,null,68355.232918356895,95494.250839226501,99723.538932129159,null,29201.763739527385,7339.489407198952,0,0,73337.551010124866,0,null,36541.251788021189,73337.5546875,null,-31813.981659102639,-63182.287137142812,-22156.696151726501,null,0.56983568167618159,0.38265394478607723,0,0,0.53457869932208868,0.36642554187174414,0,0,0.76797874262577992,"FAIL",0,null,"IprEgsd201",null,-22156.696151726501,22156.696151726501,0.40371752044147485,"FAIL",0,1,null,null,16.596034657662148,null,9414.4038378980877,"YES",1,null,7.4389999999999992,5.9600000000000009,6.2474711356919013,13.13,13.290000000000001,14.852837601175882,null,-31995.778931679855,null,-4812.2031099009764,null,3332.3933870820538,null,3332.3933870820538,null,9414.4038378980877,null,3332.3933870820538,0.30751566505506484,null,"IprEgsd201"]
[232,"IprNgsd201",0.98603092133998871,8348.9641729365176,0,4229.2880859375,0,0,44974.312548686328,19151.6328125,95494.250839226501,0,0,null,68355.232918356895,95494.250839226501,99723.538932129159,null,29201.763739527385,7339.489407198952,0,0,73337.551010124866,0,null,36541.251788021189,73337.5546875,null,-31813.981659102639,-63182.287137142812,-22156.696151726501,null,0.56983568167618159,0.38265394478607723,0,0,0.53457869932208868,0.36642554187174414,0,0,0.76797874262577992,"FAIL",0,null,"IprNgsd201",null,-22156.696151726501,22156.696151726501,0.40371752044147485,"FAIL",0,1,null,null,16.596034657662148,null,9414.4038378980877,"YES",1,null,7.4389999999999992,5.9600000000000009,6.2474711356919013,13.13,13.290000000000001,14.852837601175882,null,-31995.778931679855,null,-4812.2031099009764,null,3332.3933870820538,null,3332.3933870820538,null,9414.4038378980877,null,3332.3933870820538,0.30751566505506484,null,"IprNgsd201"]
[233,"IstEgsd201",0.98603092133998871,8348.9641729365176,0,4229.2880859375,0,0,44974.312548686328,19151.6328125,124877.19125245902,0,0,null,68355.232918356895,124877.19125245902,129106.47934536169,null,29201.763739527385,7339.489407198952,0,0,73337.551010124866,0,null,36541.251788021189,73337.5546875,null,-31813.981659102639,-92565.227550375334,-51539.636564959015,null,0.56983568167618159,0.29261750221581506,0,0,0.53457869932208868,0.28303189720048194,0,0,0.58727741993521076,"FAIL",0,null,"IstEgsd201",null,-51539.636564959015,51539.636564959015,0.30477744197344397,"FAIL",0,1,null,null,21.702524180199177,null,12748.722722186392,"YES",1,null,7.4389999999999992,5.9600000000000009,6.2474711356919013,13.13,13.290000000000001,14.852837601175882,null,-31995.778931679855,null,-4812.2031099009764,null,7751.6224840362165,null,7751.6224840362165,null,12748.722722186392,null,7751.6224840362165,0.54701303826998338,null,"IstEgsd201"]
[234,"IstNgsd201",0.98603092133998871,8348.9641729365176,0,4229.2880859375,0,0,44974.312548686328,19151.6328125,124877.19125245902,0,0,null,68355.232918356895,124877.19125245902,129106.47934536169,null,29201.763739527385,7339.489407198952,0,0,73337.551010124866,0,null,36541.251788021189,73337.5546875,null,-31813.981659102639,-92565.227550375334,-51539.636564959015,null,0.56983568167618159,0.29261750221581506,0,0,0.53457869932208868,0.28303189720048194,0,0,0.58727741993521076,"FAIL",0,null,"IstNgsd201",null,-51539.636564959015,51539.636564959015,0.30477744197344397,"FAIL",0,1,null,null,21.702524180199177,null,12748.722722186392,"YES",1,null,7.4389999999999992,5.9600000000000009,6.2474711356919013,13.13,13.290000000000001,14.852837601175882,null,-31995.778931679855,null,-4812.2031099009764,null,7751.6224840362165,null,7751.6224840362165,null,12748.722722186392,null,7751.6224840362165,0.54701303826998338,null,"IstNgsd201"]
[235,"IteEgsd201",0.98603092133998871,8348.9641729365176,0,4229.2880859375,0,0,44974.312548686328,19151.6328125,82011.233102980157,0,0,null,68355.232918356895,82011.233102980157,86240.521195882786,null,29201.763739527385,7339.489407198952,0,0,73337.551010124866,0,null,36541.251788021189,73337.5546875,null,-31813.981659102639,-49699.269400896468,-8673.6784154801571,null,0.56983568167618159,0.44556398441341494,0,0,0.53457869932208868,0.42371325316986747,0,0,0.89423792220525744,"FAIL",0,null,"IteEgsd201",null,-8673.6784154801571,8673.6784154801571,0.47438359058219082,"FAIL",0,1,null,null,14.252808467544469,null,7884.3775250297131,"YES",1,null,7.4389999999999992,5.9600000000000009,6.2474711356919013,13.13,13.290000000000001,14.852837601175882,null,-31995.778931679855,null,-4812.2031099009764,null,1304.5315238106991,null,1304.5315238106991,null,7884.3775250297131,null,1304.5315238106991,0.14017463769090502,null,"IteEgsd201"]
[236,"IteNgsd201",0.98603092133998871,8348.9641729365176,0,4229.2880859375,0,0,44974.312548686328,19151.6328125,82011.233102980157,0,0,null,68355.232918356895,82011.233102980157,86240.521195882786,null,29201.763739527385,7339.489407198952,0,0,73337.551010124866,0,null,36541.251788021189,73337.5546875,null,-31813.981659102639,-49699.269400896468,-8673.6784154801571,null,0.56983568167618159,0.44556398441341494,0,0,0.53457869932208868,0.42371325316986747,0,0,0.89423792220525744,"FAIL",0,null,"IteNgsd201",null,-8673.6784154801571,8673.6784154801571,0.47438359058219082,"FAIL",0,1,null,null,14.252808467544469,null,7884.3775250297131,"YES",1,null,7.4389999999999992,5.9600000000000009,6.2474711356919013,13.13,13.290000000000001,14.852837601175882,null,-31995.778931679855,null,-4812.2031099009764,null,1304.5315238106991,null,1304.5315238106991,null,7884.3775250297131,null,1304.5315238106991,0.14017463769090502,null,"IteNgsd201"]
[237,"ItrEgsd201",0.98603092133998871,8348.9641729365176,0,4229.2880859375,0,0,44974.312548686328,19151.6328125,75732.880872818234,0,0,null,68355.232918356895,75732.880872818234,79962.168965720892,null,29201.763739527385,7339.489407198952,0,0,73337.551010124866,0,null,36541.251788021189,73337.5546875,null,-31813.981659102639,-43420.917170734545,-2395.3261853182339,null,0.56983568167618159,0.48250180591157782,0,0,0.53457869932208868,0.4569817485424772,0,0,0.96837138429553715,"FAIL",0,null,"ItrEgsd201",null,-2395.3261853182339,2395.3261853182339,0.51648003885562921,"FAIL",0,1,null,null,13.161688435710648,null,7171.9228903707835,"YES",1,null,7.4389999999999992,5.9600000000000009,6.2474711356919013,13.13,13.290000000000001,14.852837601175882,null,-31995.778931679855,null,-4812.2031099009764,null,360.2598999958293,null,360.2598999958293,null,7171.9228903707835,null,360.2598999958293,4.1919841436759989E-2,null,"ItrEgsd201"]
[238,"ItrNgsd201",0.98603092133998871,8348.9641729365176,0,4229.2880859375,0,0,44974.312548686328,19151.6328125,75732.880872818234,0,0,null,68355.232918356895,75732.880872818234,79962.168965720892,null,29201.763739527385,7339.489407198952,0,0,73337.551010124866,0,null,36541.251788021189,73337.5546875,null,-31813.981659102639,-43420.917170734545,-2395.3261853182339,null,0.56983568167618159,0.48250180591157782,0,0,0.53457869932208868,0.4569817485424772,0,0,0.96837138429553715,"FAIL",0,null,"ItrNgsd201",null,-2395.3261853182339,2395.3261853182339,0.51648003885562921,"FAIL",0,1,null,null,13.161688435710648,null,7171.9228903707835,"YES",1,null,7.4389999999999992,5.9600000000000009,6.2474711356919013,13.13,13.290000000000001,14.852837601175882,null,-31995.778931679855,null,-4812.2031099009764,null,360.2598999958293,null,360.2598999958293,null,7171.9228903707835,null,360.2598999958293,4.1919841436759989E-2,null,"ItrNgsd201"]
[239,"IwaEgsd201",0.98603092133998871,8348.9641729365176,0,4229.2880859375,0,0,44974.312548686328,19151.6328125,8500.6308248830574,0,0,null,68355.232918356895,8500.6308248830574,12729.918917785692,null,29201.763739527385,7339.489407198952,0,0,73337.551010124866,0,null,36541.251788021189,73337.5546875,null,-31813.981659102639,23811.332877200632,64836.923862616939,null,0.56983568167618159,4.2986517754726616,0,1,0.53457869932208868,2.8705015361064681,0,1,8.6273073373362141,"PASS",1,null,"IwaEgsd201",null,64836.923862616939,0,0.53457869932208868,"FAIL",0,1,null,null,1.4773326260186783,null,-457.46086828691136,"NO",0,null,7.4389999999999992,5.9600000000000009,6.2474711356919013,13.13,13.290000000000001,14.852837601175882,null,-31995.778931679855,null,-4812.2031099009764,null,0,null,0,null,-457.46086828691136,null,-457.46086828691136,-0.47423212906807533,null,"IwaEgsd201"]
[240,"IwaNgsd201",0.98603092133998871,8348.9641729365176,0,4229.2880859375,0,0,44974.312548686328,19151.6328125,8500.6308248830574,0,0,null,68355.232918356895,8500.6308248830574,12729.918917785692,null,29201.763739527385,7339.489407198952,0,0,73337.551010124866,0,null,36541.251788021189,73337.5546875,null,-31813.981659102639,23811.332877200632,64836.923862616939,null,0.56983568167618159,4.2986517754726616,0,1,0.53457869932208868,2.8705015361064681,0,1,8.6273073373362141,"PASS",1,null,"IwaNgsd201",null,64836.923862616939,0,0.53457869932208868,"FAIL",0,1,null,null,1.4773326260186783,null,-457.46086828691136,"NO",0,null,7.4389999999999992,5.9600000000000009,6.2474711356919013,13.13,13.290000000000001,14.852837601175882,null,-31995.778931679855,null,-4812.2031099009764,null,0,null,0,null,-457.46086828691136,null,-457.46086828691136,-0.47423212906807533,null,"IwaNgsd201"]
[241,"IagEgsd202",0.98603092133998871,8348.9641729365176,0,3544.369140625,0,0,44974.312548686328,19151.6328125,39959.257501800748,0,0,null,67670.313883899827,39959.257501800748,43503.626560246346,null,29201.763739527385,7339.489407198952,0,0,73337.551010124866,0,null,36541.251788021189,73337.5546875,null,-31129.062713790139,-6962.3748544045593,33378.297185699252,null,0.56983568167618159,0.91446273210593243,0,0,0.53998938909975203,0.83995874845949769,0,0,1.8353082432573997,"PASS",1,null,"IagEgsd202",null,33378.297185699252,0,0.53998938909975203,"FAIL",0,1,null,null,6.9445569860503893,null,3112.4024101631203,"YES",1,null,7.4389999999999992,5.9600000000000009,6.2474711356919013,13.13,13.290000000000001,14.852837601175882,null,-31310.859986367359,null,-4709.1904879641661,null,0,null,0,null,3112.4024101631203,null,0,0,null,"IagEgsd202"]
[242,"IagNgsd202",0.98603092133998871,8348.9641729365176,0,3544.369140625,0,0,44974.312548686328,19151.6328125,39959.257501800748,0,0,null,67670.313883899827,39959.257501800748,43503.626560246346,null,29201.763739527385,7339.489407198952,0,0,73337.551010124866,0,null,36541.251788021189,73337.5546875,null,-31129.062713790139,-6962.3748544045593,33378.297185699252,null,0.56983568167618159,0.91446273210593243,0,0,0.53998938909975203,0.83995874845949769,0,0,1.8353082432573997,"PASS",1,null,"IagNgsd202",null,33378.297185699252,0,0.53998938909975203,"FAIL",0,1,null,null,6.9445569860503893,null,3112.4024101631203,"YES",1,null,7.4389999999999992,5.9600000000000009,6.2474711356919013,13.13,13.290000000000001,14.852837601175882,null,-31310.859986367359,null,-4709.1904879641661,null,0,null,0,null,3112.4024101631203,null,0,0,null,"IagNgsd202"]
[243,"IchEgsd202",0.98603092133998871,8348.9641729365176,0,3544.369140625,0,0,44974.312548686328,19151.6328125,25075.821198623893,0,0,null,67670.313883899827,25075.821198623893,28620.190257069487,null,29201.763739527385,7339.489407198952,0,0,73337.551010124866,0,null,36541.251788021189,73337.5546875,null,-31129.062713790139,7921.061448772296,48261.733488876111,null,0.56983568167618159,1.4572305129543073,0,1,0.53998938909975203,1.2767648067633424,0,1,2.9246322226737127,"PASS",1,null,"IchEgsd202",null,48261.733488876111,0,0.53998938909975203,"FAIL",0,1,null,null,4.3579506087746003,null,1423.4592620557048,"YES",1,null,7.4389999999999992,5.9600000000000009,6.2474711356919013,13.13,13.290000000000001,14.852837601175882,null,-31310.859986367359,null,-4709.1904879641661,null,0,null,0,null,1423.4592620557048,null,0,0,null,"IchEgsd202"]
[244,"IchNgsd202",0.98603092133998871,8348.9641729365176,0,3544.369140625,0,0,44974.312548686328,19151.6328125,25075.821198623893,0,0,null,67670.313883899827,25075.821198623893,28620.190257069487,null,29201.763739527385,7339.489407198952,0,0,73337.551010124866,0,null,36541.251788021189,73337.5546875,null,-31129.062713790139,7921.061448772296,48261.733488876111,null,0.56983568167618159,1.4572305129543073,0,1,0.53998938909975203,1.2767648067633424,0,1,2.9246322226737127,"PASS",1,null,"IchNgsd202",null,48261.733488876111,0,0.53998938909975203,"FAIL",0,1,null,null,4.3579506087746003,null,1423.4592620557048,"YES",1,null,7.4389999999999992,5.9600000000000009,6.2474711356919013,13.13,13.290000000000001,14.852837601175882,null,-31310.859986367359,null,-4709.1904879641661,null,0,null,0,null,1423.4592620557048,null,0,0,null,"IchNgsd202"]
[245,"IcoEgsd202",0.98603092133998871,8348.9641729365176,0,3544.369140625,0,0,44974.312548686328,19151.6328125,40510.425045408309,0,0,null,67670.313883899827,40510.425045408309,44054.794103853928,null,29201.763739527385,7339.489407198952,0,0,73337.551010124866,0,null,36541.251788021189,73337.5546875,null,-31129.062713790139,-7513.5423980121195,32827.129642091691,null,0.56983568167618159,0.90202094268480137,0,0,0.53998938909975203,0.82945006243170383,0,0,1.810337823049144,"PASS",1,null,"IcoEgsd202",null,32827.129642091691,0,0.53998938909975203,"FAIL",0,1,null,null,7.0403448414393512,null,3174.9477759568435,"YES",1,null,7.4389999999999992,5.9600000000000009,6.2474711356919013,13.13,13.290000000000001,14.852837601175882,null,-31310.859986367359,null,-4709.1904879641661,null,0,null,0,null,3174.9477759568435,null,0,0,null,"IcoEgsd202"]
[246,"IcoNgsd202",0.98603092133998871,8348.9641729365176,0,3544.369140625,0,0,44974.312548686328,19151.6328125,40510.425045408309,0,0,null,67670.313883899827,40510.425045408309,44054.794103853928,null,29201.763739527385,7339.489407198952,0,0,73337.551010124866,0,null,36541.251788021189,73337.5546875,null,-31129.062713790139,-7513.5423980121195,32827.129642091691,null,0.56983568167618159,0.90202094268480137,0,0,0.53998938909975203,0.82945006243170383,0,0,1.810337823049144,"PASS",1,null,"IcoNgsd202",null,32827.129642091691,0,0.53998938909975203,"FAIL",0,1,null,null,7.0403448414393512,null,3174.9477759568435,"YES",1,null,7.4389999999999992,5.9600000000000009,6.2474711356919013,13.13,13.290000000000001,14.852837601175882,null,-31310.859986367359,null,-4709.1904879641661,null,0,null,0,null,3174.9477759568435,null,0,0,null,"IcoNgsd202"]
[247,"IelEgsd202",0.98603092133998871,8348.9641729365176,0,3544.369140625,0,0,44974.312548686328,19151.6328125,22355.893083259009,0,0,null,67670.313883899827,22355.893083259009,25900.262141704603,null,29201.763739527385,7339.489407198952,0,0,73337.551010124866,0,null,36541.251788021189,73337.5546875,null,-31129.062713790139,10640.98956413718,50981.661604240988,null,0.56983568167618159,1.6345243579369571,0,1,0.53998938909975203,1.4108448583321507,0,1,3.2804573905579333,"PASS",1,null,"IelEgsd202",null,50981.661604240988,0,0.53998938909975203,"FAIL",0,1,null,null,3.8852517309458845,null,1114.8071463566371,"YES",1,null,7.4389999999999992,5.9600000000000009,6.2474711356919013,13.13,13.290000000000001,14.852837601175882,null,-31310.859986367359,null,-4709.1904879641661,null,0,null,0,null,1114.8071463566371,null,0,0,null,"IelEgsd202"]
[248,"IelNgsd202",0.98603092133998871,8348.9641729365176,0,3544.369140625,0,0,44974.312548686328,19151.6328125,22355.893083259009,0,0,null,67670.313883899827,22355.893083259009,25900.262141704603,null,29201.763739527385,7339.489407198952,0,0,73337.551010124866,0,null,36541.251788021189,73337.5546875,null,-31129.062713790139,10640.98956413718,50981.661604240988,null,0.56983568167618159,1.6345243579369571,0,1,0.53998938909975203,1.4108448583321507,0,1,3.2804573905579333,"PASS",1,null,"IelNgsd202",null,50981.661604240988,0,0.53998938909975203,"FAIL",0,1,null,null,3.8852517309458845,null,1114.8071463566371,"YES",1,null,7.4389999999999992,5.9600000000000009,6.2474711356919013,13.13,13.290000000000001,14.852837601175882,null,-31310.859986367359,null,-4709.1904879641661,null,0,null,0,null,1114.8071463566371,null,0,0,null,"IelNgsd202"]
[249,"IluEgsd202",0.98603092133998871,8348.9641729365176,0,3544.369140625,0,0,44974.312548686328,19151.6328125,74354.576906922695,0,0,null,67670.313883899827,74354.576906922695,77898.945965368301,null,29201.763739527385,7339.489407198952,0,0,73337.551010124866,0,null,36541.251788021189,73337.5546875,null,-31129.062713790139,-41357.694259526506,-1017.0222194226953,null,0.56983568167618159,0.49144589759099361,0,0,0.53998938909975203,0.46908531683749949,0,0,0.9863219957435061,"FAIL",0,null,"IluEgsd202",null,-1017.0222194226953,1017.0222194226953,0.53199401130259305,"FAIL",0,1,null,null,12.922151175368462,null,7015.5153217025882,"YES",1,null,7.4389999999999992,5.9600000000000009,6.2474711356919013,13.13,13.290000000000001,14.852837601175882,null,-31310.859986367359,null,-4709.1904879641661,null,152.96134835768896,null,152.96134835768896,null,7015.5153217025882,null,152.96134835768896,1.8128513687261448E-2,null,"IluEgsd202"]
[250,"IluNgsd202",0.98603092133998871,8348.9641729365176,0,3544.369140625,0,0,44974.312548686328,19151.6328125,74354.576906922695,0,0,null,67670.313883899827,74354.576906922695,77898.945965368301,null,29201.763739527385,7339.489407198952,0,0,73337.551010124866,0,null,36541.251788021189,73337.5546875,null,-31129.062713790139,-41357.694259526506,-1017.0222194226953,null,0.56983568167618159,0.49144589759099361,0,0,0.53998938909975203,0.46908531683749949,0,0,0.9863219957435061,"FAIL",0,null,"IluNgsd202",null,-1017.0222194226953,1017.0222194226953,0.53199401130259305,"FAIL",0,1,null,null,12.922151175368462,null,7015.5153217025882,"YES",1,null,7.4389999999999992,5.9600000000000009,6.2474711356919013,13.13,13.290000000000001,14.852837601175882,null,-31310.859986367359,null,-4709.1904879641661,null,152.96134835768896,null,152.96134835768896,null,7015.5153217025882,null,152.96134835768896,1.8128513687261448E-2,null,"IluNgsd202"]
[251,"ImeEgsd202",0.98603092133998871,8348.9641729365176,0,3544.369140625,0,0,44974.312548686328,19151.6328125,69309.857543133534,0,0,null,67670.313883899827,69309.857543133534,72854.226601579139,null,29201.763739527385,7339.489407198952,0,0,73337.551010124866,0,null,36541.251788021189,73337.5546875,null,-31129.062713790139,-36312.974895737345,4027.6971443664661,null,0.56983568167618159,0.52721579704994359,0,0,0.53998938909975203,0.50156666883086098,0,0,1.0581114618776977,"PASS",1,null,"ImeEgsd202",null,4027.6971443664661,0,0.53998938909975203,"FAIL",0,1,null,null,12.045425269124877,null,6443.0508659094021,"YES",1,null,7.4389999999999992,5.9600000000000009,6.2474711356919013,13.13,13.290000000000001,14.852837601175882,null,-31310.859986367359,null,-4709.1904879641661,null,0,null,0,null,6443.0508659094021,null,0,0,null,"ImeEgsd202"]
[252,"ImeNgsd202",0.98603092133998871,8348.9641729365176,0,3544.369140625,0,0,44974.312548686328,19151.6328125,69309.857543133534,0,0,null,67670.313883899827,69309.857543133534,72854.226601579139,null,29201.763739527385,7339.489407198952,0,0,73337.551010124866,0,null,36541.251788021189,73337.5546875,null,-31129.062713790139,-36312.974895737345,4027.6971443664661,null,0.56983568167618159,0.52721579704994359,0,0,0.53998938909975203,0.50156666883086098,0,0,1.0581114618776977,"PASS",1,null,"ImeNgsd202",null,4027.6971443664661,0,0.53998938909975203,"FAIL",0,1,null,null,12.045425269124877,null,6443.0508659094021,"YES",1,null,7.4389999999999992,5.9600000000000009,6.2474711356919013,13.13,13.290000000000001,14.852837601175882,null,-31310.859986367359,null,-4709.1904879641661,null,0,null,0,null,6443.0508659094021,null,0,0,null,"ImeNgsd202"]
[253,"ImiEgsd202",0.98603092133998871,8348.9641729365176,0,3544.369140625,0,0,44974.312548686328,19151.6328125,40510.425045408309,0,0,null,67670.313883899827,40510.425045408309,44054.794103853928,null,29201.763739527385,7339.489407198952,0,0,73337.551010124866,0,null,36541.251788021189,73337.5546875,null,-31129.062713790139,-7513.5423980121195,32827.129642091691,null,0.56983568167618159,0.90202094268480137,0,0,0.53998938909975203,0.82945006243170383,0,0,1.810337823049144,"PASS",1,null,"ImiEgsd202",null,32827.129642091691,0,0.53998938909975203,"FAIL",0,1,null,null,7.0403448414393512,null,3174.9477759568435,"YES",1,null,7.4389999999999992,5.9600000000000009,6.2474711356919013,13.13,13.290000000000001,14.852837601175882,null,-31310.859986367359,null,-4709.1904879641661,null,0,null,0,null,3174.9477759568435,null,0,0,null,"ImiEgsd202"]
[254,"ImiNgsd202",0.98603092133998871,8348.9641729365176,0,3544.369140625,0,0,44974.312548686328,19151.6328125,40510.425045408309,0,0,null,67670.313883899827,40510.425045408309,44054.794103853928,null,29201.763739527385,7339.489407198952,0,0,73337.551010124866,0,null,36541.251788021189,73337.5546875,null,-31129.062713790139,-7513.5423980121195,32827.129642091691,null,0.56983568167618159,0.90202094268480137,0,0,0.53998938909975203,0.82945006243170383,0,0,1.810337823049144,"PASS",1,null,"ImiNgsd202",null,32827.129642091691,0,0.53998938909975203,"FAIL",0,1,null,null,7.0403448414393512,null,3174.9477759568435,"YES",1,null,7.4389999999999992,5.9600000000000009,6.2474711356919013,13.13,13.290000000000001,14.852837601175882,null,-31310.859986367359,null,-4709.1904879641661,null,0,null,0,null,3174.9477759568435,null,0,0,null,"ImiNgsd202"]
[255,"IprEgsd202",0.98603092133998871,8348.9641729365176,0,3544.369140625,0,0,44974.312548686328,19151.6328125,35438.980555239534,0,0,null,67670.313883899827,35438.980555239534,38983.34961368511,null,29201.763739527385,7339.489407198952,0,0,73337.551010124866,0,null,36541.251788021189,73337.5546875,null,-31129.062713790139,-2442.0979078433447,37898.574132260466,null,0.56983568167618159,1.0311033561211931,0,1,0.53998938909975203,0.93735535999610597,0,0,2.0694036210547058,"PASS",1,null,"IprEgsd202",null,37898.574132260466,0,0.53998938909975203,"FAIL",0,1,null,null,6.1589735760828503,null,2599.4500996809493,"YES",1,null,7.4389999999999992,5.9600000000000009,6.2474711356919013,13.13,13.290000000000001,14.852837601175882,null,-31310.859986367359,null,-4709.1904879641661,null,0,null,0,null,2599.4500996809493,null,0,0,null,"IprEgsd202"]
[256,"IprNgsd202",0.98603092133998871,8348.9641729365176,0,3544.369140625,0,0,44974.312548686328,19151.6328125,35438.980555239534,0,0,null,67670.313883899827,35438.980555239534,38983.34961368511,null,29201.763739527385,7339.489407198952,0,0,73337.551010124866,0,null,36541.251788021189,73337.5546875,null,-31129.062713790139,-2442.0979078433447,37898.574132260466,null,0.56983568167618159,1.0311033561211931,0,1,0.53998938909975203,0.93735535999610597,0,0,2.0694036210547058,"PASS",1,null,"IprNgsd202",null,37898.574132260466,0,0.53998938909975203,"FAIL",0,1,null,null,6.1589735760828503,null,2599.4500996809493,"YES",1,null,7.4389999999999992,5.9600000000000009,6.2474711356919013,13.13,13.290000000000001,14.852837601175882,null,-31310.859986367359,null,-4709.1904879641661,null,0,null,0,null,2599.4500996809493,null,0,0,null,"IprNgsd202"]
[257,"IstEgsd202",0.98603092133998871,8348.9641729365176,0,3544.369140625,0,0,44974.312548686328,19151.6328125,46343.279616623906,0,0,null,67670.313883899827,46343.279616623906,49887.648675069497,null,29201.763739527385,7339.489407198952,0,0,73337.551010124866,0,null,36541.251788021189,73337.5546875,null,-31129.062713790139,-13346.396969227717,26994.275070876094,null,0.56983568167618159,0.78849084679180514,0,0,0.53998938909975203,0.73247091611451376,0,0,1.5824852124016038,"PASS",1,null,"IstEgsd202",null,26994.275070876094,0,0.53998938909975203,"FAIL",0,1,null,null,8.0540421833802469,null,3836.8487110844117,"YES",1,null,7.4389999999999992,5.9600000000000009,6.2474711356919013,13.13,13.290000000000001,14.852837601175882,null,-31310.859986367359,null,-4709.1904879641661,null,0,null,0,null,3836.8487110844117,null,0,0,null,"IstEgsd202"]
[258,"IstNgsd202",0.98603092133998871,8348.9641729365176,0,3544.369140625,0,0,44974.312548686328,19151.6328125,46343.279616623906,0,0,null,67670.313883899827,46343.279616623906,49887.648675069497,null,29201.763739527385,7339.489407198952,0,0,73337.551010124866,0,null,36541.251788021189,73337.5546875,null,-31129.062713790139,-13346.396969227717,26994.275070876094,null,0.56983568167618159,0.78849084679180514,0,0,0.53998938909975203,0.73247091611451376,0,0,1.5824852124016038,"PASS",1,null,"IstNgsd202",null,26994.275070876094,0,0.53998938909975203,"FAIL",0,1,null,null,8.0540421833802469,null,3836.8487110844117,"YES",1,null,7.4389999999999992,5.9600000000000009,6.2474711356919013,13.13,13.290000000000001,14.852837601175882,null,-31310.859986367359,null,-4709.1904879641661,null,0,null,0,null,3836.8487110844117,null,0,0,null,"IstNgsd202"]
[259,"IteEgsd202",0.98603092133998871,8348.9641729365176,0,3544.369140625,0,0,44974.312548686328,19151.6328125,30435.289058143317,0,0,null,67670.313883899827,30435.289058143317,33979.658116588893,null,29201.763739527385,7339.489407198952,0,0,73337.551010124866,0,null,36541.251788021189,73337.5546875,null,-31129.062713790139,2561.5935892528723,42902.265629356683,null,0.56983568167618159,1.2006211512633604,0,1,0.53998938909975203,1.0753860905330037,0,1,2.4096224138826665,"PASS",1,null,"IteEgsd202",null,42902.265629356683,0,0.53998938909975203,"FAIL",0,1,null,null,5.2893772532378405,null,2031.6409563990426,"YES",1,null,7.4389999999999992,5.9600000000000009,6.2474711356919013,13.13,13.290000000000001,14.852837601175882,null,-31310.859986367359,null,-4709.1904879641661,null,0,null,0,null,2031.6409563990426,null,0,0,null,"IteEgsd202"]
[260,"IteNgsd202",0.98603092133998871,8348.9641729365176,0,3544.369140625,0,0,44974.312548686328,19151.6328125,30435.289058143317,0,0,null,67670.313883899827,30435.289058143317,33979.658116588893,null,29201.763739527385,7339.489407198952,0,0,73337.551010124866,0,null,36541.251788021189,73337.5546875,null,-31129.062713790139,2561.5935892528723,42902.265629356683,null,0.56983568167618159,1.2006211512633604,0,1,0.53998938909975203,1.0753860905330037,0,1,2.4096224138826665,"PASS",1,null,"IteNgsd202",null,42902.265629356683,0,0.53998938909975203,"FAIL",0,1,null,null,5.2893772532378405,null,2031.6409563990426,"YES",1,null,7.4389999999999992,5.9600000000000009,6.2474711356919013,13.13,13.290000000000001,14.852837601175882,null,-31310.859986367359,null,-4709.1904879641661,null,0,null,0,null,2031.6409563990426,null,0,0,null,"IteNgsd202"]
[261,"ItrEgsd202",0.98603092133998871,8348.9641729365176,0,3544.369140625,0,0,44974.312548686328,19151.6328125,28105.317154082099,0,0,null,67670.313883899827,28105.317154082099,31649.686212527697,null,29201.763739527385,7339.489407198952,0,0,73337.551010124866,0,null,36541.251788021189,73337.5546875,null,-31129.062713790139,4891.5654933140904,45232.237533417901,null,0.56983568167618159,1.3001544009516304,0,1,0.53998938909975203,1.1545533642187198,0,1,2.6093836367489005,"PASS",1,null,"ItrEgsd202",null,45232.237533417901,0,0.53998938909975203,"FAIL",0,1,null,null,4.8844493626088017,null,1767.2403918741115,"YES",1,null,7.4389999999999992,5.9600000000000009,6.2474711356919013,13.13,13.290000000000001,14.852837601175882,null,-31310.859986367359,null,-4709.1904879641661,null,0,null,0,null,1767.2403918741115,null,0,0,null,"ItrEgsd202"]
[262,"ItrNgsd202",0.98603092133998871,8348.9641729365176,0,3544.369140625,0,0,44974.312548686328,19151.6328125,28105.317154082099,0,0,null,67670.313883899827,28105.317154082099,31649.686212527697,null,29201.763739527385,7339.489407198952,0,0,73337.551010124866,0,null,36541.251788021189,73337.5546875,null,-31129.062713790139,4891.5654933140904,45232.237533417901,null,0.56983568167618159,1.3001544009516304,0,1,0.53998938909975203,1.1545533642187198,0,1,2.6093836367489005,"PASS",1,null,"ItrNgsd202",null,45232.237533417901,0,0.53998938909975203,"FAIL",0,1,null,null,4.8844493626088017,null,1767.2403918741115,"YES",1,null,7.4389999999999992,5.9600000000000009,6.2474711356919013,13.13,13.290000000000001,14.852837601175882,null,-31310.859986367359,null,-4709.1904879641661,null,0,null,0,null,1767.2403918741115,null,0,0,null,"ItrNgsd202"]
[263,"IwaEgsd202",0.98603092133998871,8348.9641729365176,0,3544.369140625,0,0,44974.312548686328,19151.6328125,3154.6782804430873,0,0,null,67670.313883899827,3154.6782804430873,6699.0473388886858,null,29201.763739527385,7339.489407198952,0,0,73337.551010124866,0,null,36541.251788021189,73337.5546875,null,-31129.062713790139,29842.204366953101,70182.876407056916,null,0.56983568167618159,11.583194398792648,0,1,0.53998938909975203,5.4546937036303431,0,1,23.247237330711087,"PASS",1,null,"IwaEgsd202",null,70182.876407056916,0,0.53998938909975203,"FAIL",0,1,null,null,0.54825450993255076,null,-1064.1090742164308,"NO",0,null,7.4389999999999992,5.9600000000000009,6.2474711356919013,13.13,13.290000000000001,14.852837601175882,null,-31310.859986367359,null,-4709.1904879641661,null,0,null,0,null,-1064.1090742164308,null,-1064.1090742164308,-2.9724820920582804,null,"IwaEgsd202"]
[264,"IwaNgsd202",0.98603092133998871,8348.9641729365176,0,3544.369140625,0,0,44974.312548686328,19151.6328125,3154.6782804430873,0,0,null,67670.313883899827,3154.6782804430873,6699.0473388886858,null,29201.763739527385,7339.489407198952,0,0,73337.551010124866,0,null,36541.251788021189,73337.5546875,null,-31129.062713790139,29842.204366953101,70182.876407056916,null,0.56983568167618159,11.583194398792648,0,1,0.53998938909975203,5.4546937036303431,0,1,23.247237330711087,"PASS",1,null,"IwaNgsd202",null,70182.876407056916,0,0.53998938909975203,"FAIL",0,1,null,null,0.54825450993255076,null,-1064.1090742164308,"NO",0,null,7.4389999999999992,5.9600000000000009,6.2474711356919013,13.13,13.290000000000001,14.852837601175882,null,-31310.859986367359,null,-4709.1904879641661,null,0,null,0,null,-1064.1090742164308,null,-1064.1090742164308,-2.9724820920582804,null,"IwaNgsd202"]
[265,"IagEgsd203",0.98603092133998871,8348.9641729365176,0,5038.640625,0,0,44974.312548686328,19151.6328125,303609.48053378367,0,0,null,69164.585238517713,303609.48053378367,308648.12094684725,null,29201.763739527385,7339.489407198952,0,0,73337.551010124866,0,null,36541.251788021189,73337.5546875,null,-32623.334198165139,-272106.86937076249,-230271.92584628367,null,0.56983568167618159,0.12035609600786204,0,0,0.52832314785082746,0.11839129832001337,0,0,0.24155225508295508,"FAIL",0,null,"IagEgsd203",null,-230271.92584628367,230271.92584628367,0.12203338719249254,"FAIL",0,1,null,null,44.289050132428123,null,27496.756509508978,"YES",1,null,7.4389999999999992,5.9600000000000009,6.2474711356919013,13.13,13.290000000000001,14.852837601175882,null,-32805.131470742359,null,-4306.8845888053565,null,30231.691329949314,null,30231.691329949314,null,27496.756509508978,null,27496.756509508978,0.95082461204101143,null,"IagEgsd203"]
[266,"IagNgsd203",0.98603092133998871,8348.9641729365176,0,5038.640625,0,0,44974.312548686328,19151.6328125,303609.48053378367,0,0,null,69164.585238517713,303609.48053378367,308648.12094684725,null,29201.763739527385,7339.489407198952,0,0,73337.551010124866,0,null,36541.251788021189,73337.5546875,null,-32623.334198165139,-272106.86937076249,-230271.92584628367,null,0.56983568167618159,0.12035609600786204,0,0,0.52832314785082746,0.11839129832001337,0,0,0.24155225508295508,"FAIL",0,null,"IagNgsd203",null,-230271.92584628367,230271.92584628367,0.12203338719249254,"FAIL",0,1,null,null,44.289050132428123,null,27496.756509508978,"YES",1,null,7.4389999999999992,5.9600000000000009,6.2474711356919013,13.13,13.290000000000001,14.852837601175882,null,-32805.131470742359,null,-4306.8845888053565,null,30231.691329949314,null,30231.691329949314,null,27496.756509508978,null,27496.756509508978,0.95082461204101143,null,"IagNgsd203"]
[267,"IchEgsd203",0.98603092133998871,8348.9641729365176,0,5038.640625,0,0,44974.312548686328,19151.6328125,459961.25221025094,0,0,null,69164.585238517713,459961.25221025094,464999.89262331428,null,29201.763739527385,7339.489407198952,0,0,73337.551010124866,0,null,36541.251788021189,73337.5546875,null,-32623.334198165139,-428458.64104722976,-386623.69752275094,null,0.56983568167618159,7.9444195815255261E-2,0,0,0.52832314785082746,7.8583355289003745E-2,0,0,0.159442897276871,"FAIL",0,null,"IchEgsd203",null,-386623.69752275094,386623.69752275094,8.0171546988229397E-2,"FAIL",0,1,null,null,67.09687096091929,null,42389.286370241847,"YES",1,null,7.4389999999999992,5.9600000000000009,6.2474711356919013,13.13,13.290000000000001,14.852837601175882,null,-32805.131470742359,null,-4306.8845888053565,null,50758.633478203177,null,50758.633478203177,null,42389.286370241847,null,42389.286370241847,0.96754049493804584,null,"IchEgsd203"]
[268,"IchNgsd203",0.98603092133998871,8348.9641729365176,0,5038.640625,0,0,44974.312548686328,19151.6328125,459961.25221025094,0,0,null,69164.585238517713,459961.25221025094,464999.89262331428,null,29201.763739527385,7339.489407198952,0,0,73337.551010124866,0,null,36541.251788021189,73337.5546875,null,-32623.334198165139,-428458.64104722976,-386623.69752275094,null,0.56983568167618159,7.9444195815255261E-2,0,0,0.52832314785082746,7.8583355289003745E-2,0,0,0.159442897276871,"FAIL",0,null,"IchNgsd203",null,-386623.69752275094,386623.69752275094,8.0171546988229397E-2,"FAIL",0,1,null,null,67.09687096091929,null,42389.286370241847,"YES",1,null,7.4389999999999992,5.9600000000000009,6.2474711356919013,13.13,13.290000000000001,14.852837601175882,null,-32805.131470742359,null,-4306.8845888053565,null,50758.633478203177,null,50758.633478203177,null,42389.286370241847,null,42389.286370241847,0.96754049493804584,null,"IchNgsd203"]
[269,"IcoEgsd203",0.98603092133998871,8348.9641729365176,0,5038.640625,0,0,44974.312548686328,19151.6328125,119963.21727091109,0,0,null,69164.585238517713,119963.21727091109,125001.85768397458,null,29201.763739527385,7339.489407198952,0,0,73337.551010124866,0,null,36541.251788021189,73337.5546875,null,-32623.334198165139,-88460.606107889907,-46625.662583411089,null,0.56983568167618159,0.30460379955883177,0,0,0.52832314785082746,0.29232566941884214,0,0,0.61133367673761974,"FAIL",0,null,"IcoEgsd203",null,-46625.662583411089,46625.662583411089,0.3155814262377849,"FAIL",0,1,null,null,17.499640794734798,null,10004.419932810835,"YES",1,null,7.4389999999999992,5.9600000000000009,6.2474711356919013,13.13,13.290000000000001,14.852837601175882,null,-32805.131470742359,null,-4306.8845888053565,null,6121.3395167285871,null,6121.3395167285871,null,10004.419932810835,null,6121.3395167285871,0.535713569228353,null,"IcoEgsd203"]
[270,"IcoNgsd203",0.98603092133998871,8348.9641729365176,0,5038.640625,0,0,44974.312548686328,19151.6328125,119963.21727091109,0,0,null,69164.585238517713,119963.21727091109,125001.85768397458,null,29201.763739527385,7339.489407198952,0,0,73337.551010124866,0,null,36541.251788021189,73337.5546875,null,-32623.334198165139,-88460.606107889907,-46625.662583411089,null,0.56983568167618159,0.30460379955883177,0,0,0.52832314785082746,0.29232566941884214,0,0,0.61133367673761974,"FAIL",0,null,"IcoNgsd203",null,-46625.662583411089,46625.662583411089,0.3155814262377849,"FAIL",0,1,null,null,17.499640794734798,null,10004.419932810835,"YES",1,null,7.4389999999999992,5.9600000000000009,6.2474711356919013,13.13,13.290000000000001,14.852837601175882,null,-32805.131470742359,null,-4306.8845888053565,null,6121.3395167285871,null,6121.3395167285871,null,10004.419932810835,null,6121.3395167285871,0.535713569228353,null,"IcoNgsd203"]
[271,"IelEgsd203",0.98603092133998871,8348.9641729365176,0,5038.640625,0,0,44974.312548686328,19151.6328125,321611.00871626864,0,0,null,69164.585238517713,321611.00871626864,326649.64912933216,null,29201.763739527385,7339.489407198952,0,0,73337.551010124866,0,null,36541.251788021189,73337.5546875,null,-32623.334198165139,-290108.39755324746,-248273.45402876864,null,0.56983568167618159,0.11361940604545219,0,0,0.52832314785082746,0.11186680243407994,0,0,0.228031854320633,"FAIL",0,null,"IelEgsd203",null,-248273.45402876864,248273.45402876864,0.11511302106798441,"FAIL",0,1,null,null,46.915024148444054,null,29211.405039112189,"YES",1,null,7.4389999999999992,5.9600000000000009,6.2474711356919013,13.13,13.290000000000001,14.852837601175882,null,-32805.131470742359,null,-4306.8845888053565,null,32595.056475223497,null,32595.056475223497,null,29211.405039112189,null,29211.405039112189,0.95357710537021056,null,"IelEgsd203"]
[272,"IelNgsd203",0.98603092133998871,8348.9641729365176,0,5038.640625,0,0,44974.312548686328,19151.6328125,321611.00871626864,0,0,null,69164.585238517713,321611.00871626864,326649.64912933216,null,29201.763739527385,7339.489407198952,0,0,73337.551010124866,0,null,36541.251788021189,73337.5546875,null,-32623.334198165139,-290108.39755324746,-248273.45402876864,null,0.56983568167618159,0.11361940604545219,0,0,0.52832314785082746,0.11186680243407994,0,0,0.228031854320633,"FAIL",0,null,"IelNgsd203",null,-248273.45402876864,248273.45402876864,0.11511302106798441,"FAIL",0,1,null,null,46.915024148444054,null,29211.405039112189,"YES",1,null,7.4389999999999992,5.9600000000000009,6.2474711356919013,13.13,13.290000000000001,14.852837601175882,null,-32805.131470742359,null,-4306.8845888053565,null,32595.056475223497,null,32595.056475223497,null,29211.405039112189,null,29211.405039112189,0.95357710537021056,null,"IelNgsd203"]
[273,"IluEgsd203",0.98603092133998871,8348.9641729365176,0,5038.640625,0,0,44974.312548686328,19151.6328125,634579.80752946995,0,0,null,69164.585238517713,634579.80752946995,639618.4479425333,null,29201.763739527385,7339.489407198952,0,0,73337.551010124866,0,null,36541.251788021189,73337.5546875,null,-32623.334198165139,-603077.19636644877,-561242.25284196995,null,0.56983568167618159,5.758338250673728E-2,0,0,0.52832314785082746,5.7129765242787928E-2,0,0,0.11556868626661146,"FAIL",0,null,"IluEgsd203",null,-561242.25284196995,561242.25284196995,5.7964554851509212E-2,"FAIL",0,1,null,null,92.569363096935717,null,59021.73243405125,"YES",1,null,7.4389999999999992,5.9600000000000009,6.2474711356919013,13.13,13.290000000000001,14.852837601175882,null,-32805.131470742359,null,-4306.8845888053565,null,73683.765343458319,null,73683.765343458319,null,59021.73243405125,null,59021.73243405125,0.97647244023579827,null,"IluEgsd203"]
[274,"IluNgsd203",0.98603092133998871,8348.9641729365176,0,5038.640625,0,0,44974.312548686328,19151.6328125,634579.80752946995,0,0,null,69164.585238517713,634579.80752946995,639618.4479425333,null,29201.763739527385,7339.489407198952,0,0,73337.551010124866,0,null,36541.251788021189,73337.5546875,null,-32623.334198165139,-603077.19636644877,-561242.25284196995,null,0.56983568167618159,5.758338250673728E-2,0,0,0.52832314785082746,5.7129765242787928E-2,0,0,0.11556868626661146,"FAIL",0,null,"IluNgsd203",null,-561242.25284196995,561242.25284196995,5.7964554851509212E-2,"FAIL",0,1,null,null,92.569363096935717,null,59021.73243405125,"YES",1,null,7.4389999999999992,5.9600000000000009,6.2474711356919013,13.13,13.290000000000001,14.852837601175882,null,-32805.131470742359,null,-4306.8845888053565,null,73683.765343458319,null,73683.765343458319,null,59021.73243405125,null,59021.73243405125,0.97647244023579827,null,"IluNgsd203"]
[275,"ImeEgsd203",0.98603092133998871,8348.9641729365176,0,5038.640625,0,0,44974.312548686328,19151.6328125,228830.40657913359,0,0,null,69164.585238517713,228830.40657913359,233869.04699219702,null,29201.763739527385,7339.489407198952,0,0,73337.551010124866,0,null,36541.251788021189,73337.5546875,null,-32623.334198165139,-197327.79541611241,-155492.85189163359,null,0.56983568167618159,0.15968704655246321,0,0,0.52832314785082746,0.15624663556321758,0,0,0.3204886788598113,"FAIL",0,null,"ImeEgsd203",null,-155492.85189163359,155492.85189163359,0.16265320273034614,"FAIL",0,1,null,null,33.380646443055909,null,20374.036241820377,"YES",1,null,7.4389999999999992,5.9600000000000009,6.2474711356919013,13.13,13.290000000000001,14.852837601175882,null,-32805.131470742359,null,-4306.8845888053565,null,20414.17721732776,null,20414.17721732776,null,20374.036241820377,null,20374.036241820377,0.93475467210281316,null,"ImeEgsd203"]
[276,"ImeNgsd203",0.98603092133998871,8348.9641729365176,0,5038.640625,0,0,44974.312548686328,19151.6328125,228830.40657913359,0,0,null,69164.585238517713,228830.40657913359,233869.04699219702,null,29201.763739527385,7339.489407198952,0,0,73337.551010124866,0,null,36541.251788021189,73337.5546875,null,-32623.334198165139,-197327.79541611241,-155492.85189163359,null,0.56983568167618159,0.15968704655246321,0,0,0.52832314785082746,0.15624663556321758,0,0,0.3204886788598113,"FAIL",0,null,"ImeNgsd203",null,-155492.85189163359,155492.85189163359,0.16265320273034614,"FAIL",0,1,null,null,33.380646443055909,null,20374.036241820377,"YES",1,null,7.4389999999999992,5.9600000000000009,6.2474711356919013,13.13,13.290000000000001,14.852837601175882,null,-32805.131470742359,null,-4306.8845888053565,null,20414.17721732776,null,20414.17721732776,null,20374.036241820377,null,20374.036241820377,0.93475467210281316,null,"ImeNgsd203"]
[277,"ImiEgsd203",0.98603092133998871,8348.9641729365176,0,5038.640625,0,0,44974.312548686328,19151.6328125,119963.21727091109,0,0,null,69164.585238517713,119963.21727091109,125001.85768397458,null,29201.763739527385,7339.489407198952,0,0,73337.551010124866,0,null,36541.251788021189,73337.5546875,null,-32623.334198165139,-88460.606107889907,-46625.662583411089,null,0.56983568167618159,0.30460379955883177,0,0,0.52832314785082746,0.29232566941884214,0,0,0.61133367673761974,"FAIL",0,null,"ImiEgsd203",null,-46625.662583411089,46625.662583411089,0.3155814262377849,"FAIL",0,1,null,null,17.499640794734798,null,10004.419932810835,"YES",1,null,7.4389999999999992,5.9600000000000009,6.2474711356919013,13.13,13.290000000000001,14.852837601175882,null,-32805.131470742359,null,-4306.8845888053565,null,6121.3395167285871,null,6121.3395167285871,null,10004.419932810835,null,6121.3395167285871,0.535713569228353,null,"ImiEgsd203"]
[278,"ImiNgsd203",0.98603092133998871,8348.9641729365176,0,5038.640625,0,0,44974.312548686328,19151.6328125,119963.21727091109,0,0,null,69164.585238517713,119963.21727091109,125001.85768397458,null,29201.763739527385,7339.489407198952,0,0,73337.551010124866,0,null,36541.251788021189,73337.5546875,null,-32623.334198165139,-88460.606107889907,-46625.662583411089,null,0.56983568167618159,0.30460379955883177,0,0,0.52832314785082746,0.29232566941884214,0,0,0.61133367673761974,"FAIL",0,null,"ImiNgsd203",null,-46625.662583411089,46625.662583411089,0.3155814262377849,"FAIL",0,1,null,null,17.499640794734798,null,10004.419932810835,"YES",1,null,7.4389999999999992,5.9600000000000009,6.2474711356919013,13.13,13.290000000000001,14.852837601175882,null,-32805.131470742359,null,-4306.8845888053565,null,6121.3395167285871,null,6121.3395167285871,null,10004.419932810835,null,6121.3395167285871,0.535713569228353,null,"ImiNgsd203"]
[279,"IprEgsd203",0.98603092133998871,8348.9641729365176,0,5038.640625,0,0,44974.312548686328,19151.6328125,839319.70336462825,0,0,null,69164.585238517713,839319.70336462825,844358.34377769136,null,29201.763739527385,7339.489407198952,0,0,73337.551010124866,0,null,36541.251788021189,73337.5546875,null,-32623.334198165139,-807817.09220160707,-765982.14867712825,null,0.56983568167618159,4.353674963370479E-2,0,0,0.52832314785082746,4.3276947575791404E-2,0,0,8.7377377647048685E-2,"FAIL",0,null,"IprEgsd203",null,-765982.14867712825,765982.14867712825,4.3754289242060707E-2,"FAIL",0,1,null,null,122.43581175480061,null,78523.243859275943,"YES",1,null,7.4389999999999992,5.9600000000000009,6.2474711356919013,13.13,13.290000000000001,14.852837601175882,null,-32805.131470742359,null,-4306.8845888053565,null,100563.43515586232,null,100563.43515586232,null,78523.243859275943,null,78523.243859275943,0.98221164877022316,null,"IprEgsd203"]
[280,"IprNgsd203",0.98603092133998871,8348.9641729365176,0,5038.640625,0,0,44974.312548686328,19151.6328125,839319.70336462825,0,0,null,69164.585238517713,839319.70336462825,844358.34377769136,null,29201.763739527385,7339.489407198952,0,0,73337.551010124866,0,null,36541.251788021189,73337.5546875,null,-32623.334198165139,-807817.09220160707,-765982.14867712825,null,0.56983568167618159,4.353674963370479E-2,0,0,0.52832314785082746,4.3276947575791404E-2,0,0,8.7377377647048685E-2,"FAIL",0,null,"IprNgsd203",null,-765982.14867712825,765982.14867712825,4.3754289242060707E-2,"FAIL",0,1,null,null,122.43581175480061,null,78523.243859275943,"YES",1,null,7.4389999999999992,5.9600000000000009,6.2474711356919013,13.13,13.290000000000001,14.852837601175882,null,-32805.131470742359,null,-4306.8845888053565,null,100563.43515586232,null,100563.43515586232,null,78523.243859275943,null,78523.243859275943,0.98221164877022316,null,"IprNgsd203"]
[281,"IstEgsd203",0.98603092133998871,8348.9641729365176,0,5038.640625,0,0,44974.312548686328,19151.6328125,206422.77932925173,0,0,null,69164.585238517713,206422.77932925173,211461.41974231513,null,29201.763739527385,7339.489407198952,0,0,73337.551010124866,0,null,36541.251788021189,73337.5546875,null,-32623.334198165139,-174920.16816623055,-133085.22464175173,null,0.56983568167618159,0.17702141162306792,0,0,0.52832314785082746,0.17280339740424824,0,0,0.3552783996310987,"FAIL",0,null,"IstEgsd203",null,-133085.22464175173,133085.22464175173,0.18067384920939702,"FAIL",0,1,null,null,30.111934600877195,null,18239.707448121324,"YES",1,null,7.4389999999999992,5.9600000000000009,6.2474711356919013,13.13,13.290000000000001,14.852837601175882,null,-32805.131470742359,null,-4306.8845888053565,null,17472.34890731833,null,17472.34890731833,null,18239.707448121324,null,17472.34890731833,0.88864427661989287,null,"IstEgsd203"]
[282,"IstNgsd203",0.98603092133998871,8348.9641729365176,0,5038.640625,0,0,44974.312548686328,19151.6328125,206422.77932925173,0,0,null,69164.585238517713,206422.77932925173,211461.41974231513,null,29201.763739527385,7339.489407198952,0,0,73337.551010124866,0,null,36541.251788021189,73337.5546875,null,-32623.334198165139,-174920.16816623055,-133085.22464175173,null,0.56983568167618159,0.17702141162306792,0,0,0.52832314785082746,0.17280339740424824,0,0,0.3552783996310987,"FAIL",0,null,"IstNgsd203",null,-133085.22464175173,133085.22464175173,0.18067384920939702,"FAIL",0,1,null,null,30.111934600877195,null,18239.707448121324,"YES",1,null,7.4389999999999992,5.9600000000000009,6.2474711356919013,13.13,13.290000000000001,14.852837601175882,null,-32805.131470742359,null,-4306.8845888053565,null,17472.34890731833,null,17472.34890731833,null,18239.707448121324,null,17472.34890731833,0.88864427661989287,null,"IstNgsd203"]
[283,"IteEgsd203",0.98603092133998871,8348.9641729365176,0,5038.640625,0,0,44974.312548686328,19151.6328125,241518.09033471532,0,0,null,69164.585238517713,241518.09033471532,246556.73074777875,null,29201.763739527385,7339.489407198952,0,0,73337.551010124866,0,null,36541.251788021189,73337.5546875,null,-32623.334198165139,-210015.47917169414,-168180.53564721532,null,0.56983568167618159,0.15129819773491651,0,0,0.52832314785082746,0.14820626330413031,0,0,0.30365242862703529,"FAIL",0,null,"IteEgsd203",null,-168180.53564721532,168180.53564721532,0.15395830146642764,"FAIL",0,1,null,null,35.231465338525581,null,21582.541687161254,"YES",1,null,7.4389999999999992,5.9600000000000009,6.2474711356919013,13.13,13.290000000000001,14.852837601175882,null,-32805.131470742359,null,-4306.8845888053565,null,22079.904107746908,null,22079.904107746908,null,21582.541687161254,null,21582.541687161254,0.93818221292613457,null,"IteEgsd203"]
[284,"IteNgsd203",0.98603092133998871,8348.9641729365176,0,5038.640625,0,0,44974.312548686328,19151.6328125,241518.09033471532,0,0,null,69164.585238517713,241518.09033471532,246556.73074777875,null,29201.763739527385,7339.489407198952,0,0,73337.551010124866,0,null,36541.251788021189,73337.5546875,null,-32623.334198165139,-210015.47917169414,-168180.53564721532,null,0.56983568167618159,0.15129819773491651,0,0,0.52832314785082746,0.14820626330413031,0,0,0.30365242862703529,"FAIL",0,null,"IteNgsd203",null,-168180.53564721532,168180.53564721532,0.15395830146642764,"FAIL",0,1,null,null,35.231465338525581,null,21582.541687161254,"YES",1,null,7.4389999999999992,5.9600000000000009,6.2474711356919013,13.13,13.290000000000001,14.852837601175882,null,-32805.131470742359,null,-4306.8845888053565,null,22079.904107746908,null,22079.904107746908,null,21582.541687161254,null,21582.541687161254,0.93818221292613457,null,"IteNgsd203"]
[285,"ItrEgsd203",0.98603092133998871,8348.9641729365176,0,5038.640625,0,0,44974.312548686328,19151.6328125,732015.17547539494,0,0,null,69164.585238517713,732015.17547539494,737053.81588845875,null,29201.763739527385,7339.489407198952,0,0,73337.551010124866,0,null,36541.251788021189,73337.5546875,null,-32623.334198165139,-700512.56431237375,-658677.62078789494,null,0.56983568167618159,4.9918707988929445E-2,0,0,0.52832314785082746,4.9577454169294828E-2,0,0,0.10018583923464723,"FAIL",0,null,"ItrEgsd203",null,-658677.62078789494,658677.62078789494,5.020490904199984E-2,"FAIL",0,1,null,null,106.78275733927663,null,68302.46993932013,"YES",1,null,7.4389999999999992,5.9600000000000009,6.2474711356919013,13.13,13.290000000000001,14.852837601175882,null,-32805.131470742359,null,-4306.8845888053565,null,86475.754456050272,null,86475.754456050272,null,68302.46993932013,null,68302.46993932013,0.97960409267502446,null,"ItrEgsd203"]
[286,"ItrNgsd203",0.98603092133998871,8348.9641729365176,0,5038.640625,0,0,44974.312548686328,19151.6328125,732015.17547539494,0,0,null,69164.585238517713,732015.17547539494,737053.81588845875,null,29201.763739527385,7339.489407198952,0,0,73337.551010124866,0,null,36541.251788021189,73337.5546875,null,-32623.334198165139,-700512.56431237375,-658677.62078789494,null,0.56983568167618159,4.9918707988929445E-2,0,0,0.52832314785082746,4.9577454169294828E-2,0,0,0.10018583923464723,"FAIL",0,null,"ItrNgsd203",null,-658677.62078789494,658677.62078789494,5.020490904199984E-2,"FAIL",0,1,null,null,106.78275733927663,null,68302.46993932013,"YES",1,null,7.4389999999999992,5.9600000000000009,6.2474711356919013,13.13,13.290000000000001,14.852837601175882,null,-32805.131470742359,null,-4306.8845888053565,null,86475.754456050272,null,86475.754456050272,null,68302.46993932013,null,68302.46993932013,0.97960409267502446,null,"ItrNgsd203"]
[287,"IwaEgsd203",0.98603092133998871,8348.9641729365176,0,5038.640625,0,0,44974.312548686328,19151.6328125,119963.21727091109,0,0,null,69164.585238517713,119963.21727091109,125001.85768397458,null,29201.763739527385,7339.489407198952,0,0,73337.551010124866,0,null,36541.251788021189,73337.5546875,null,-32623.334198165139,-88460.606107889907,-46625.662583411089,null,0.56983568167618159,0.30460379955883177,0,0,0.52832314785082746,0.29232566941884214,0,0,0.61133367673761974,"FAIL",0,null,"IwaEgsd203",null,-46625.662583411089,46625.662583411089,0.3155814262377849,"FAIL",0,1,null,null,17.499640794734798,null,10004.419932810835,"YES",1,null,7.4389999999999992,5.9600000000000009,6.2474711356919013,13.13,13.290000000000001,14.852837601175882,null,-32805.131470742359,null,-4306.8845888053565,null,6121.3395167285871,null,6121.3395167285871,null,10004.419932810835,null,6121.3395167285871,0.535713569228353,null,"IwaEgsd203"]
[288,"IwaNgsd203",0.98603092133998871,8348.9641729365176,0,5038.640625,0,0,44974.312548686328,19151.6328125,119963.21727091109,0,0,null,69164.585238517713,119963.21727091109,125001.85768397458,null,29201.763739527385,7339.489407198952,0,0,73337.551010124866,0,null,36541.251788021189,73337.5546875,null,-32623.334198165139,-88460.606107889907,-46625.662583411089,null,0.56983568167618159,0.30460379955883177,0,0,0.52832314785082746,0.29232566941884214,0,0,0.61133367673761974,"FAIL",0,null,"IwaNgsd203",null,-46625.662583411089,46625.662583411089,0.3155814262377849,"FAIL",0,1,null,null,17.499640794734798,null,10004.419932810835,"YES",1,null,7.4389999999999992,5.9600000000000009,6.2474711356919013,13.13,13.290000000000001,14.852837601175882,null,-32805.131470742359,null,-4306.8845888053565,null,6121.3395167285871,null,6121.3395167285871,null,10004.419932810835,null,6121.3395167285871,0.535713569228353,null,"IwaNgsd203"]
[289,"IagEgsd204",0.98603092133998871,8348.9641729365176,0,3473.625,0,0,44974.312548686328,19151.6328125,345915.0528363242,0,0,null,67599.569847023682,345915.0528363242,349388.67785789352,null,29201.763739527385,7339.489407198952,0,0,73337.551010124866,0,null,36541.251788021189,73337.5546875,null,-31058.318573165139,-312847.42604830302,-272577.4981488242,null,0.56983568167618159,0.10563648932997237,0,0,0.54055449750316897,0.10458625051708008,0,0,0.21201030162223369,"FAIL",0,null,"IagEgsd204",null,-272577.4981488242,272577.4981488242,0.10741832760236709,"FAIL",0,1,null,null,73.19491497666229,null,46371.047858085134,"YES",1,null,7.4389999999999992,5.9600000000000009,6.2474711356919013,13.13,13.290000000000001,14.852837601175882,null,-31240.115845742352,null,-5377.3042557593344,null,46918.268423120011,null,46918.268423120011,null,46371.047858085134,null,46371.047858085134,0.97024477419925048,null,"IagEgsd204"]
[290,"IagNgsd204",0.98603092133998871,8348.9641729365176,0,3473.625,0,0,44974.312548686328,19151.6328125,345915.0528363242,0,0,null,67599.569847023682,345915.0528363242,349388.67785789352,null,29201.763739527385,7339.489407198952,0,0,73337.551010124866,0,null,36541.251788021189,73337.5546875,null,-31058.318573165139,-312847.42604830302,-272577.4981488242,null,0.56983568167618159,0.10563648932997237,0,0,0.54055449750316897,0.10458625051708008,0,0,0.21201030162223369,"FAIL",0,null,"IagNgsd204",null,-272577.4981488242,272577.4981488242,0.10741832760236709,"FAIL",0,1,null,null,73.19491497666229,null,46371.047858085134,"YES",1,null,7.4389999999999992,5.9600000000000009,6.2474711356919013,13.13,13.290000000000001,14.852837601175882,null,-31240.115845742352,null,-5377.3042557593344,null,46918.268423120011,null,46918.268423120011,null,46371.047858085134,null,46371.047858085134,0.97024477419925048,null,"IagNgsd204"]
[291,"IchEgsd204",0.98603092133998871,8348.9641729365176,0,3473.625,0,0,44974.312548686328,19151.6328125,345915.19419871905,0,0,null,67599.569847023682,345915.19419871905,349388.81922028854,null,29201.763739527385,7339.489407198952,0,0,73337.551010124866,0,null,36541.251788021189,73337.5546875,null,-31058.318573165139,-312847.56741069787,-272577.63951121905,null,0.56983568167618159,0.10563644616035343,0,0,0.54055449750316897,0.10458620820157934,0,0,0.21201021498167996,"FAIL",0,null,"IchEgsd204",null,-272577.63951121905,272577.63951121905,0.1074182829641268,"FAIL",0,1,null,null,73.194946923292676,null,46371.068717866096,"YES",1,null,7.4389999999999992,5.9600000000000009,6.2474711356919013,13.13,13.290000000000001,14.852837601175882,null,-31240.115845742352,null,-5377.3042557593344,null,46918.292755571631,null,46918.292755571631,null,46371.068717866096,null,46371.068717866096,0.97024478718620166,null,"IchEgsd204"]
[292,"IchNgsd204",0.98603092133998871,8348.9641729365176,0,3473.625,0,0,44974.312548686328,19151.6328125,345915.19419871905,0,0,null,67599.569847023682,345915.19419871905,349388.81922028854,null,29201.763739527385,7339.489407198952,0,0,73337.551010124866,0,null,36541.251788021189,73337.5546875,null,-31058.318573165139,-312847.56741069787,-272577.63951121905,null,0.56983568167618159,0.10563644616035343,0,0,0.54055449750316897,0.10458620820157934,0,0,0.21201021498167996,"FAIL",0,null,"IchNgsd204",null,-272577.63951121905,272577.63951121905,0.1074182829641268,"FAIL",0,1,null,null,73.194946923292676,null,46371.068717866096,"YES",1,null,7.4389999999999992,5.9600000000000009,6.2474711356919013,13.13,13.290000000000001,14.852837601175882,null,-31240.115845742352,null,-5377.3042557593344,null,46918.292755571631,null,46918.292755571631,null,46371.068717866096,null,46371.068717866096,0.97024478718620166,null,"IchNgsd204"]
[293,"IcoEgsd204",0.98603092133998871,8348.9641729365176,0,3473.625,0,0,44974.312548686328,19151.6328125,345915.30728863511,0,0,null,67599.569847023682,345915.30728863511,349388.93231020449,null,29201.763739527385,7339.489407198952,0,0,73337.551010124866,0,null,36541.251788021189,73337.5546875,null,-31058.318573165139,-312847.68050061393,-272577.75260113511,null,0.56983568167618159,0.10563641162468364,0,0,0.54055449750316897,0.10458617434920334,0,0,0.21201014566928786,"FAIL",0,null,"IcoEgsd204",null,-272577.75260113511,272577.75260113511,0.10741824725356121,"FAIL",0,1,null,null,73.194970367635051,null,46371.084026017263,"YES",1,null,7.4389999999999992,5.9600000000000009,6.2474711356919013,13.13,13.290000000000001,14.852837601175882,null,-31240.115845742352,null,-5377.3042557593344,null,46918.312221532964,null,46918.312221532964,null,46371.084026017263,null,46371.084026017263,0.97024479671679364,null,"IcoEgsd204"]
[294,"IcoNgsd204",0.98603092133998871,8348.9641729365176,0,3473.625,0,0,44974.312548686328,19151.6328125,345915.30728863511,0,0,null,67599.569847023682,345915.30728863511,349388.93231020449,null,29201.763739527385,7339.489407198952,0,0,73337.551010124866,0,null,36541.251788021189,73337.5546875,null,-31058.318573165139,-312847.68050061393,-272577.75260113511,null,0.56983568167618159,0.10563641162468364,0,0,0.54055449750316897,0.10458617434920334,0,0,0.21201014566928786,"FAIL",0,null,"IcoNgsd204",null,-272577.75260113511,272577.75260113511,0.10741824725356121,"FAIL",0,1,null,null,73.194970367635051,null,46371.084026017263,"YES",1,null,7.4389999999999992,5.9600000000000009,6.2474711356919013,13.13,13.290000000000001,14.852837601175882,null,-31240.115845742352,null,-5377.3042557593344,null,46918.312221532964,null,46918.312221532964,null,46371.084026017263,null,46371.084026017263,0.97024479671679364,null,"IcoNgsd204"]
[295,"IelEgsd204",0.98603092133998871,8348.9641729365176,0,3473.625,0,0,44974.312548686328,19151.6328125,345915.0811088031,0,0,null,67599.569847023682,345915.0811088031,349388.70613037253,null,29201.763739527385,7339.489407198952,0,0,73337.551010124866,0,null,36541.251788021189,73337.5546875,null,-31058.318573165139,-312847.45432078192,-272577.5264213031,null,0.56983568167618159,0.10563648069604578,0,0,0.54055449750316897,0.10458624205397722,0,0,0.21201028429411733,"FAIL",0,null,"IelEgsd204",null,-272577.5264213031,272577.5264213031,0.10741831867471609,"FAIL",0,1,null,null,73.19492084414,null,46371.051689296692,"YES",1,null,7.4389999999999992,5.9600000000000009,6.2474711356919013,13.13,13.290000000000001,14.852837601175882,null,-31240.115845742352,null,-5377.3042557593344,null,46918.273289610326,null,46918.273289610326,null,46371.051689296692,null,46371.051689296692,0.9702447765844997,null,"IelEgsd204"]
[296,"IelNgsd204",0.98603092133998871,8348.9641729365176,0,3473.625,0,0,44974.312548686328,19151.6328125,345915.0811088031,0,0,null,67599.569847023682,345915.0811088031,349388.70613037253,null,29201.763739527385,7339.489407198952,0,0,73337.551010124866,0,null,36541.251788021189,73337.5546875,null,-31058.318573165139,-312847.45432078192,-272577.5264213031,null,0.56983568167618159,0.10563648069604578,0,0,0.54055449750316897,0.10458624205397722,0,0,0.21201028429411733,"FAIL",0,null,"IelNgsd204",null,-272577.5264213031,272577.5264213031,0.10741831867471609,"FAIL",0,1,null,null,73.19492084414,null,46371.051689296692,"YES",1,null,7.4389999999999992,5.9600000000000009,6.2474711356919013,13.13,13.290000000000001,14.852837601175882,null,-31240.115845742352,null,-5377.3042557593344,null,46918.273289610326,null,46918.273289610326,null,46371.051689296692,null,46371.051689296692,0.9702447765844997,null,"IelNgsd204"]
[297,"IluEgsd204",0.98603092133998871,8348.9641729365176,0,3473.625,0,0,44974.312548686328,19151.6328125,345915.13765376114,0,0,null,67599.569847023682,345915.13765376114,349388.76267533057,null,29201.763739527385,7339.489407198952,0,0,73337.551010124866,0,null,36541.251788021189,73337.5546875,null,-31058.318573165139,-312847.51086573995,-272577.58296626114,null,0.56983568167618159,0.10563646342819677,0,0,0.54055449750316897,0.10458622512777552,0,0,0.21201024963789294,"FAIL",0,null,"IluEgsd204",null,-272577.58296626114,272577.58296626114,0.10741830081941846,"FAIL",0,1,null,null,73.19493306256804,null,46371.059667406735,"YES",1,null,7.4389999999999992,5.9600000000000009,6.2474711356919013,13.13,13.290000000000001,14.852837601175882,null,-31240.115845742352,null,-5377.3042557593344,null,46918.283022590993,null,46918.283022590993,null,46371.059667406735,null,46371.059667406735,0.97024478155153826,null,"IluEgsd204"]
[298,"IluNgsd204",0.98603092133998871,8348.9641729365176,0,3473.625,0,0,44974.312548686328,19151.6328125,345915.13765376114,0,0,null,67599.569847023682,345915.13765376114,349388.76267533057,null,29201.763739527385,7339.489407198952,0,0,73337.551010124866,0,null,36541.251788021189,73337.5546875,null,-31058.318573165139,-312847.51086573995,-272577.58296626114,null,0.56983568167618159,0.10563646342819677,0,0,0.54055449750316897,0.10458622512777552,0,0,0.21201024963789294,"FAIL",0,null,"IluNgsd204",null,-272577.58296626114,272577.58296626114,0.10741830081941846,"FAIL",0,1,null,null,73.19493306256804,null,46371.059667406735,"YES",1,null,7.4389999999999992,5.9600000000000009,6.2474711356919013,13.13,13.290000000000001,14.852837601175882,null,-31240.115845742352,null,-5377.3042557593344,null,46918.283022590993,null,46918.283022590993,null,46371.059667406735,null,46371.059667406735,0.97024478155153826,null,"IluNgsd204"]
[299,"ImeEgsd204",0.98603092133998871,8348.9641729365176,0,3473.625,0,0,44974.312548686328,19151.6328125,345915.10938128218,0,0,null,67599.569847023682,345915.10938128218,349388.73440285149,null,29201.763739527385,7339.489407198952,0,0,73337.551010124866,0,null,36541.251788021189,73337.5546875,null,-31058.318573165139,-312847.482593261,-272577.55469378218,null,0.56983568167618159,0.10563647206212055,0,0,0.54055449750316897,0.10458623359087567,0,0,0.2120102669660037,"FAIL",0,null,"ImeEgsd204",null,-272577.55469378218,272577.55469378218,0.10741830974706651,"FAIL",0,1,null,null,73.194926828162906,null,46371.055596607279,"YES",1,null,7.4389999999999992,5.9600000000000009,6.2474711356919013,13.13,13.290000000000001,14.852837601175882,null,-31240.115845742352,null,-5377.3042557593344,null,46918.27815610067,null,46918.27815610067,null,46371.055596607279,null,46371.055596607279,0.97024477901712647,null,"ImeEgsd204"]
[300,"ImeNgsd204",0.98603092133998871,8348.9641729365176,0,3473.625,0,0,44974.312548686328,19151.6328125,345915.10938128218,0,0,null,67599.569847023682,345915.10938128218,349388.73440285149,null,29201.763739527385,7339.489407198952,0,0,73337.551010124866,0,null,36541.251788021189,73337.5546875,null,-31058.318573165139,-312847.482593261,-272577.55469378218,null,0.56983568167618159,0.10563647206212055,0,0,0.54055449750316897,0.10458623359087567,0,0,0.2120102669660037,"FAIL",0,null,"ImeNgsd204",null,-272577.55469378218,272577.55469378218,0.10741830974706651,"FAIL",0,1,null,null,73.194926828162906,null,46371.055596607279,"YES",1,null,7.4389999999999992,5.9600000000000009,6.2474711356919013,13.13,13.290000000000001,14.852837601175882,null,-31240.115845742352,null,-5377.3042557593344,null,46918.27815610067,null,46918.27815610067,null,46371.055596607279,null,46371.055596607279,0.97024477901712647,null,"ImeNgsd204"]
[301,"ImiEgsd204",0.98603092133998871,8348.9641729365176,0,3473.625,0,0,44974.312548686328,19151.6328125,345915.30728863511,0,0,null,67599.569847023682,345915.30728863511,349388.93231020449,null,29201.763739527385,7339.489407198952,0,0,73337.551010124866,0,null,36541.251788021189,73337.5546875,null,-31058.318573165139,-312847.68050061393,-272577.75260113511,null,0.56983568167618159,0.10563641162468364,0,0,0.54055449750316897,0.10458617434920334,0,0,0.21201014566928786,"FAIL",0,null,"ImiEgsd204",null,-272577.75260113511,272577.75260113511,0.10741824725356121,"FAIL",0,1,null,null,73.194970367635051,null,46371.084026017263,"YES",1,null,7.4389999999999992,5.9600000000000009,6.2474711356919013,13.13,13.290000000000001,14.852837601175882,null,-31240.115845742352,null,-5377.3042557593344,null,46918.312221532964,null,46918.312221532964,null,46371.084026017263,null,46371.084026017263,0.97024479671679364,null,"ImiEgsd204"]
[302,"ImiNgsd204",0.98603092133998871,8348.9641729365176,0,3473.625,0,0,44974.312548686328,19151.6328125,345915.30728863511,0,0,null,67599.569847023682,345915.30728863511,349388.93231020449,null,29201.763739527385,7339.489407198952,0,0,73337.551010124866,0,null,36541.251788021189,73337.5546875,null,-31058.318573165139,-312847.68050061393,-272577.75260113511,null,0.56983568167618159,0.10563641162468364,0,0,0.54055449750316897,0.10458617434920334,0,0,0.21201014566928786,"FAIL",0,null,"ImiNgsd204",null,-272577.75260113511,272577.75260113511,0.10741824725356121,"FAIL",0,1,null,null,73.194970367635051,null,46371.084026017263,"YES",1,null,7.4389999999999992,5.9600000000000009,6.2474711356919013,13.13,13.290000000000001,14.852837601175882,null,-31240.115845742352,null,-5377.3042557593344,null,46918.312221532964,null,46918.312221532964,null,46371.084026017263,null,46371.084026017263,0.97024479671679364,null,"ImiNgsd204"]
[303,"IprEgsd204",0.98603092133998871,8348.9641729365176,0,3473.625,0,0,44974.312548686328,19151.6328125,345915.13765376114,0,0,null,67599.569847023682,345915.13765376114,349388.76267533057,null,29201.763739527385,7339.489407198952,0,0,73337.551010124866,0,null,36541.251788021189,73337.5546875,null,-31058.318573165139,-312847.51086573995,-272577.58296626114,null,0.56983568167618159,0.10563646342819677,0,0,0.54055449750316897,0.10458622512777552,0,0,0.21201024963789294,"FAIL",0,null,"IprEgsd204",null,-272577.58296626114,272577.58296626114,0.10741830081941846,"FAIL",0,1,null,null,73.194936747124615,null,46371.062073264322,"YES",1,null,7.4389999999999992,5.9600000000000009,6.2474711356919013,13.13,13.290000000000001,14.852837601175882,null,-31240.115845742352,null,-5377.3042557593344,null,46918.283022590993,null,46918.283022590993,null,46371.062073264322,null,46371.062073264322,0.97024478304938488,null,"IprEgsd204"]
[304,"IprNgsd204",0.98603092133998871,8348.9641729365176,0,3473.625,0,0,44974.312548686328,19151.6328125,345915.13765376114,0,0,null,67599.569847023682,345915.13765376114,349388.76267533057,null,29201.763739527385,7339.489407198952,0,0,73337.551010124866,0,null,36541.251788021189,73337.5546875,null,-31058.318573165139,-312847.51086573995,-272577.58296626114,null,0.56983568167618159,0.10563646342819677,0,0,0.54055449750316897,0.10458622512777552,0,0,0.21201024963789294,"FAIL",0,null,"IprNgsd204",null,-272577.58296626114,272577.58296626114,0.10741830081941846,"FAIL",0,1,null,null,73.194936747124615,null,46371.062073264322,"YES",1,null,7.4389999999999992,5.9600000000000009,6.2474711356919013,13.13,13.290000000000001,14.852837601175882,null,-31240.115845742352,null,-5377.3042557593344,null,46918.283022590993,null,46918.283022590993,null,46371.062073264322,null,46371.062073264322,0.97024478304938488,null,"IprNgsd204"]
[305,"IstEgsd204",0.98603092133998871,8348.9641729365176,0,3473.625,0,0,44974.312548686328,19151.6328125,345915.13765376114,0,0,null,67599.569847023682,345915.13765376114,349388.76267533057,null,29201.763739527385,7339.489407198952,0,0,73337.551010124866,0,null,36541.251788021189,73337.5546875,null,-31058.318573165139,-312847.51086573995,-272577.58296626114,null,0.56983568167618159,0.10563646342819677,0,0,0.54055449750316897,0.10458622512777552,0,0,0.21201024963789294,"FAIL",0,null,"IstEgsd204",null,-272577.58296626114,272577.58296626114,0.10741830081941846,"FAIL",0,1,null,null,73.194934049251103,null,46371.060311668509,"YES",1,null,7.4389999999999992,5.9600000000000009,6.2474711356919013,13.13,13.290000000000001,14.852837601175882,null,-31240.115845742352,null,-5377.3042557593344,null,46918.283022590993,null,46918.283022590993,null,46371.060311668509,null,46371.060311668509,0.97024478195264485,null,"IstEgsd204"]
[306,"IstNgsd204",0.98603092133998871,8348.9641729365176,0,3473.625,0,0,44974.312548686328,19151.6328125,345915.13765376114,0,0,null,67599.569847023682,345915.13765376114,349388.76267533057,null,29201.763739527385,7339.489407198952,0,0,73337.551010124866,0,null,36541.251788021189,73337.5546875,null,-31058.318573165139,-312847.51086573995,-272577.58296626114,null,0.56983568167618159,0.10563646342819677,0,0,0.54055449750316897,0.10458622512777552,0,0,0.21201024963789294,"FAIL",0,null,"IstNgsd204",null,-272577.58296626114,272577.58296626114,0.10741830081941846,"FAIL",0,1,null,null,73.194934049251103,null,46371.060311668509,"YES",1,null,7.4389999999999992,5.9600000000000009,6.2474711356919013,13.13,13.290000000000001,14.852837601175882,null,-31240.115845742352,null,-5377.3042557593344,null,46918.283022590993,null,46918.283022590993,null,46371.060311668509,null,46371.060311668509,0.97024478195264485,null,"IstNgsd204"]
[307,"IteEgsd204",0.98603092133998871,8348.9641729365176,0,3473.625,0,0,44974.312548686328,19151.6328125,345915.19419871905,0,0,null,67599.569847023682,345915.19419871905,349388.81922028854,null,29201.763739527385,7339.489407198952,0,0,73337.551010124866,0,null,36541.251788021189,73337.5546875,null,-31058.318573165139,-312847.56741069787,-272577.63951121905,null,0.56983568167618159,0.10563644616035343,0,0,0.54055449750316897,0.10458620820157934,0,0,0.21201021498167996,"FAIL",0,null,"IteEgsd204",null,-272577.63951121905,272577.63951121905,0.1074182829641268,"FAIL",0,1,null,null,73.194947254434126,null,46371.068934087278,"YES",1,null,7.4389999999999992,5.9600000000000009,6.2474711356919013,13.13,13.290000000000001,14.852837601175882,null,-31240.115845742352,null,-5377.3042557593344,null,46918.292755571631,null,46918.292755571631,null,46371.068934087278,null,46371.068934087278,0.97024478732081731,null,"IteEgsd204"]
[308,"IteNgsd204",0.98603092133998871,8348.9641729365176,0,3473.625,0,0,44974.312548686328,19151.6328125,345915.19419871905,0,0,null,67599.569847023682,345915.19419871905,349388.81922028854,null,29201.763739527385,7339.489407198952,0,0,73337.551010124866,0,null,36541.251788021189,73337.5546875,null,-31058.318573165139,-312847.56741069787,-272577.63951121905,null,0.56983568167618159,0.10563644616035343,0,0,0.54055449750316897,0.10458620820157934,0,0,0.21201021498167996,"FAIL",0,null,"IteNgsd204",null,-272577.63951121905,272577.63951121905,0.1074182829641268,"FAIL",0,1,null,null,73.194947254434126,null,46371.068934087278,"YES",1,null,7.4389999999999992,5.9600000000000009,6.2474711356919013,13.13,13.290000000000001,14.852837601175882,null,-31240.115845742352,null,-5377.3042557593344,null,46918.292755571631,null,46918.292755571631,null,46371.068934087278,null,46371.068934087278,0.97024478732081731,null,"IteNgsd204"]
[309,"ItrEgsd204",0.98603092133998871,8348.9641729365176,0,3473.625,0,0,44974.312548686328,19151.6328125,345915.16592624015,0,0,null,67599.569847023682,345915.16592624015,349388.79094780958,null,29201.763739527385,7339.489407198952,0,0,73337.551010124866,0,null,36541.251788021189,73337.5546875,null,-31058.318573165139,-312847.53913821897,-272577.61123874015,null,0.56983568167618159,0.10563645479427437,0,0,0.54055449750316897,0.10458621666467673,0,0,0.212010232309785,"FAIL",0,null,"ItrEgsd204",null,-272577.61123874015,272577.61123874015,0.10741829189177186,"FAIL",0,1,null,null,73.194942913536707,null,46371.066099667238,"YES",1,null,7.4389999999999992,5.9600000000000009,6.2474711356919013,13.13,13.290000000000001,14.852837601175882,null,-31240.115845742352,null,-5377.3042557593344,null,46918.287889081323,null,46918.287889081323,null,46371.066099667238,null,46371.066099667238,0.97024478555615545,null,"ItrEgsd204"]
[310,"ItrNgsd204",0.98603092133998871,8348.9641729365176,0,3473.625,0,0,44974.312548686328,19151.6328125,345915.16592624015,0,0,null,67599.569847023682,345915.16592624015,349388.79094780958,null,29201.763739527385,7339.489407198952,0,0,73337.551010124866,0,null,36541.251788021189,73337.5546875,null,-31058.318573165139,-312847.53913821897,-272577.61123874015,null,0.56983568167618159,0.10563645479427437,0,0,0.54055449750316897,0.10458621666467673,0,0,0.212010232309785,"FAIL",0,null,"ItrNgsd204",null,-272577.61123874015,272577.61123874015,0.10741829189177186,"FAIL",0,1,null,null,73.194942913536707,null,46371.066099667238,"YES",1,null,7.4389999999999992,5.9600000000000009,6.2474711356919013,13.13,13.290000000000001,14.852837601175882,null,-31240.115845742352,null,-5377.3042557593344,null,46918.287889081323,null,46918.287889081323,null,46371.066099667238,null,46371.066099667238,0.97024478555615545,null,"ItrNgsd204"]
[311,"IwaEgsd204",0.98603092133998871,8348.9641729365176,0,3473.625,0,0,44974.312548686328,19151.6328125,345915.30728863511,0,0,null,67599.569847023682,345915.30728863511,349388.93231020449,null,29201.763739527385,7339.489407198952,0,0,73337.551010124866,0,null,36541.251788021189,73337.5546875,null,-31058.318573165139,-312847.68050061393,-272577.75260113511,null,0.56983568167618159,0.10563641162468364,0,0,0.54055449750316897,0.10458617434920334,0,0,0.21201014566928786,"FAIL",0,null,"IwaEgsd204",null,-272577.75260113511,272577.75260113511,0.10741824725356121,"FAIL",0,1,null,null,73.1949703676338,null,46371.08402601644,"YES",1,null,7.4389999999999992,5.9600000000000009,6.2474711356919013,13.13,13.290000000000001,14.852837601175882,null,-31240.115845742352,null,-5377.3042557593344,null,46918.312221532964,null,46918.312221532964,null,46371.08402601644,null,46371.08402601644,0.97024479671679309,null,"IwaEgsd204"]
[312,"IwaNgsd204",0.98603092133998871,8348.9641729365176,0,3473.625,0,0,44974.312548686328,19151.6328125,345915.30728863511,0,0,null,67599.569847023682,345915.30728863511,349388.93231020449,null,29201.763739527385,7339.489407198952,0,0,73337.551010124866,0,null,36541.251788021189,73337.5546875,null,-31058.318573165139,-312847.68050061393,-272577.75260113511,null,0.56983568167618159,0.10563641162468364,0,0,0.54055449750316897,0.10458617434920334,0,0,0.21201014566928786,"FAIL",0,null,"IwaNgsd204",null,-272577.75260113511,272577.75260113511,0.10741824725356121,"FAIL",0,1,null,null,73.1949703676338,null,46371.08402601644,"YES",1,null,7.4389999999999992,5.9600000000000009,6.2474711356919013,13.13,13.290000000000001,14.852837601175882,null,-31240.115845742352,null,-5377.3042557593344,null,46918.312221532964,null,46918.312221532964,null,46371.08402601644,null,46371.08402601644,0.97024479671679309,null,"IwaNgsd204"]
[313,"IagEgsd205",0.98603092133998871,8348.9641729365176,0,6714.84912109375,0,0,44974.312548686328,19151.6328125,3797549.6491046585,0,0,null,70840.793705286429,3797549.6491046585,3804264.4979844913,null,29201.763739527385,7339.489407198952,0,0,73337.551010124866,0,null,36541.251788021189,73337.5546875,null,-34299.542694258889,-3767723.2464377312,-3724212.0944171585,null,0.56983568167618159,9.6223236466800258E-3,0,0,0.51582216228759992,9.6053394302797399E-3,0,0,1.931180931493303E-2,"FAIL",0,null,"IagEgsd205",null,-3724212.0944171585,3724212.0944171585,9.6286541605005438E-3,"FAIL",0,1,null,null,415.68235686524673,null,270000.67445004289,"YES",1,null,7.4389999999999992,5.9600000000000009,6.2474711356919013,13.13,13.290000000000001,14.852837601175882,null,-34481.339966836102,null,-3554.2406006655833,null,383881.42236346606,null,383881.42236346606,null,270000.67445004289,null,270000.67445004289,0.9947605877742286,null,"IagEgsd205"]
[314,"IagNgsd205",0.98603092133998871,8348.9641729365176,0,6714.84912109375,0,0,44974.312548686328,19151.6328125,3797549.6491046585,0,0,null,70840.793705286429,3797549.6491046585,3804264.4979844913,null,29201.763739527385,7339.489407198952,0,0,73337.551010124866,0,null,36541.251788021189,73337.5546875,null,-34299.542694258889,-3767723.2464377312,-3724212.0944171585,null,0.56983568167618159,9.6223236466800258E-3,0,0,0.51582216228759992,9.6053394302797399E-3,0,0,1.931180931493303E-2,"FAIL",0,null,"IagNgsd205",null,-3724212.0944171585,3724212.0944171585,9.6286541605005438E-3,"FAIL",0,1,null,null,415.68235686524673,null,270000.67445004289,"YES",1,null,7.4389999999999992,5.9600000000000009,6.2474711356919013,13.13,13.290000000000001,14.852837601175882,null,-34481.339966836102,null,-3554.2406006655833,null,383881.42236346606,null,383881.42236346606,null,270000.67445004289,null,270000.67445004289,0.9947605877742286,null,"IagNgsd205"]
[315,"IchEgsd205",0.98603092133998871,8348.9641729365176,0,6714.84912109375,0,0,44974.312548686328,19151.6328125,5753198.7710752236,0,0,null,70840.793705286429,5753198.7710752236,5759913.6199550582,null,29201.763739527385,7339.489407198952,0,0,73337.551010124866,0,null,36541.251788021189,73337.5546875,null,-34299.542694258889,-5723372.3684082963,-5679861.2163877236,null,0.56983568167618159,6.3514669390072097E-3,0,0,0.51582216228759992,6.3440624630019607E-3,0,0,1.274726593077434E-2,"FAIL",0,null,"IchEgsd205",null,-5679861.2163877236,5679861.2163877236,6.3542245310139077E-3,"FAIL",0,1,null,null,629.74906854643768,null,409777.06606035569,"YES",1,null,7.4389999999999992,5.9600000000000009,6.2474711356919013,13.13,13.290000000000001,14.852837601175882,null,-34481.339966836102,null,-3554.2406006655833,null,585464.29346560582,null,585464.29346560582,null,409777.06606035569,null,409777.06606035569,0.99654158881469368,null,"IchEgsd205"]
[316,"IchNgsd205",0.98603092133998871,8348.9641729365176,0,6714.84912109375,0,0,44974.312548686328,19151.6328125,5753198.7710752236,0,0,null,70840.793705286429,5753198.7710752236,5759913.6199550582,null,29201.763739527385,7339.489407198952,0,0,73337.551010124866,0,null,36541.251788021189,73337.5546875,null,-34299.542694258889,-5723372.3684082963,-5679861.2163877236,null,0.56983568167618159,6.3514669390072097E-3,0,0,0.51582216228759992,6.3440624630019607E-3,0,0,1.274726593077434E-2,"FAIL",0,null,"IchNgsd205",null,-5679861.2163877236,5679861.2163877236,6.3542245310139077E-3,"FAIL",0,1,null,null,629.74906854643768,null,409777.06606035569,"YES",1,null,7.4389999999999992,5.9600000000000009,6.2474711356919013,13.13,13.290000000000001,14.852837601175882,null,-34481.339966836102,null,-3554.2406006655833,null,585464.29346560582,null,585464.29346560582,null,409777.06606035569,null,409777.06606035569,0.99654158881469368,null,"IchNgsd205"]
[317,"IcoEgsd205",0.98603092133998871,8348.9641729365176,0,6714.84912109375,0,0,44974.312548686328,19151.6328125,1500500.5107248481,0,0,null,70840.793705286429,1500500.5107248481,1507215.3596046804,null,29201.763739527385,7339.489407198952,0,0,73337.551010124866,0,null,36541.251788021189,73337.5546875,null,-34299.542694258889,-1470674.1080579206,-1427162.9560373481,null,0.56983568167618159,2.43527086641038E-2,0,0,0.51582216228759992,2.4244214039695167E-2,0,0,4.8875394685519144E-2,"FAIL",0,null,"IcoEgsd205",null,-1427162.9560373481,1427162.9560373481,2.4393297930893527E-2,"FAIL",0,1,null,null,164.24580422712268,null,105823.37770605097,"YES",1,null,7.4389999999999992,5.9600000000000009,6.2474711356919013,13.13,13.290000000000001,14.852837601175882,null,-34481.339966836102,null,-3554.2406006655833,null,147107.98730538107,null,147107.98730538107,null,105823.37770605097,null,105823.37770605097,0.98673980603129718,null,"IcoEgsd205"]
[318,"IcoNgsd205",0.98603092133998871,8348.9641729365176,0,6714.84912109375,0,0,44974.312548686328,19151.6328125,1500500.5107248481,0,0,null,70840.793705286429,1500500.5107248481,1507215.3596046804,null,29201.763739527385,7339.489407198952,0,0,73337.551010124866,0,null,36541.251788021189,73337.5546875,null,-34299.542694258889,-1470674.1080579206,-1427162.9560373481,null,0.56983568167618159,2.43527086641038E-2,0,0,0.51582216228759992,2.4244214039695167E-2,0,0,4.8875394685519144E-2,"FAIL",0,null,"IcoNgsd205",null,-1427162.9560373481,1427162.9560373481,2.4393297930893527E-2,"FAIL",0,1,null,null,164.24580422712268,null,105823.37770605097,"YES",1,null,7.4389999999999992,5.9600000000000009,6.2474711356919013,13.13,13.290000000000001,14.852837601175882,null,-34481.339966836102,null,-3554.2406006655833,null,147107.98730538107,null,147107.98730538107,null,105823.37770605097,null,105823.37770605097,0.98673980603129718,null,"IcoNgsd205"]
[319,"IelEgsd205",0.98603092133998871,8348.9641729365176,0,6714.84912109375,0,0,44974.312548686328,19151.6328125,4022712.9199078428,0,0,null,70840.793705286429,4022712.9199078428,4029427.7687876769,null,29201.763739527385,7339.489407198952,0,0,73337.551010124866,0,null,36541.251788021189,73337.5546875,null,-34299.542694258889,-3992886.5172409154,-3949375.3652203428,null,0.56983568167618159,9.0837334195994074E-3,0,0,0.51582216228759992,9.0685958112676057E-3,0,0,1.8230869601597151E-2,"FAIL",0,null,"IelEgsd205",null,-3949375.3652203428,3949375.3652203428,9.089374883445113E-3,"FAIL",0,1,null,null,440.32888735000597,null,286093.80294170609,"YES",1,null,7.4389999999999992,5.9600000000000009,6.2474711356919013,13.13,13.290000000000001,14.852837601175882,null,-34481.339966836102,null,-3554.2406006655833,null,407090.62593957549,null,407090.62593957549,null,286093.80294170609,null,286093.80294170609,0.99505385341464991,null,"IelEgsd205"]
[320,"IelNgsd205",0.98603092133998871,8348.9641729365176,0,6714.84912109375,0,0,44974.312548686328,19151.6328125,4022712.9199078428,0,0,null,70840.793705286429,4022712.9199078428,4029427.7687876769,null,29201.763739527385,7339.489407198952,0,0,73337.551010124866,0,null,36541.251788021189,73337.5546875,null,-34299.542694258889,-3992886.5172409154,-3949375.3652203428,null,0.56983568167618159,9.0837334195994074E-3,0,0,0.51582216228759992,9.0685958112676057E-3,0,0,1.8230869601597151E-2,"FAIL",0,null,"IelNgsd205",null,-3949375.3652203428,3949375.3652203428,9.089374883445113E-3,"FAIL",0,1,null,null,440.32888735000597,null,286093.80294170609,"YES",1,null,7.4389999999999992,5.9600000000000009,6.2474711356919013,13.13,13.290000000000001,14.852837601175882,null,-34481.339966836102,null,-3554.2406006655833,null,407090.62593957549,null,407090.62593957549,null,286093.80294170609,null,286093.80294170609,0.99505385341464991,null,"IelNgsd205"]
[321,"IluEgsd205",0.98603092133998871,8348.9641729365176,0,6714.84912109375,0,0,44974.312548686328,19151.6328125,7937329.2811780479,0,0,null,70840.793705286429,7937329.2811780479,7944044.1300578769,null,29201.763739527385,7339.489407198952,0,0,73337.551010124866,0,null,36541.251788021189,73337.5546875,null,-34299.542694258889,-7907502.8785111206,-7863991.7264905479,null,0.56983568167618159,4.603721288805822E-3,0,0,0.51582216228759992,4.5998299088810812E-3,0,0,9.239575692217639E-3,"FAIL",0,null,"IluEgsd205",null,-7863991.7264905479,7863991.7264905479,4.6051698875102598E-3,"FAIL",0,1,null,null,868.82543269054872,null,565883.68925707764,"YES",1,null,7.4389999999999992,5.9600000000000009,6.2474711356919013,13.13,13.290000000000001,14.852837601175882,null,-34481.339966836102,null,-3554.2406006655833,null,810598.39044751588,null,810598.39044751588,null,565883.68925707764,null,565883.68925707764,0.99749324646741433,null,"IluEgsd205"]
[322,"IluNgsd205",0.98603092133998871,8348.9641729365176,0,6714.84912109375,0,0,44974.312548686328,19151.6328125,7937329.2811780479,0,0,null,70840.793705286429,7937329.2811780479,7944044.1300578769,null,29201.763739527385,7339.489407198952,0,0,73337.551010124866,0,null,36541.251788021189,73337.5546875,null,-34299.542694258889,-7907502.8785111206,-7863991.7264905479,null,0.56983568167618159,4.603721288805822E-3,0,0,0.51582216228759992,4.5998299088810812E-3,0,0,9.239575692217639E-3,"FAIL",0,null,"IluNgsd205",null,-7863991.7264905479,7863991.7264905479,4.6051698875102598E-3,"FAIL",0,1,null,null,868.82543269054872,null,565883.68925707764,"YES",1,null,7.4389999999999992,5.9600000000000009,6.2474711356919013,13.13,13.290000000000001,14.852837601175882,null,-34481.339966836102,null,-3554.2406006655833,null,810598.39044751588,null,810598.39044751588,null,565883.68925707764,null,565883.68925707764,0.99749324646741433,null,"IluNgsd205"]
[323,"ImeEgsd205",0.98603092133998871,8348.9641729365176,0,6714.84912109375,0,0,44974.312548686328,19151.6328125,2862212.8612793717,0,0,null,70840.793705286429,2862212.8612793717,2868927.7101592054,null,29201.763739527385,7339.489407198952,0,0,73337.551010124866,0,null,36541.251788021189,73337.5546875,null,-34299.542694258889,-2832386.4586124443,-2788875.3065918717,null,0.56983568167618159,1.2766783450091733E-2,0,0,0.51582216228759992,1.2736902242448103E-2,0,0,2.5622676663789104E-2,"FAIL",0,null,"ImeEgsd205",null,-2788875.3065918717,2788875.3065918717,1.2777929870134925E-2,"FAIL",0,1,null,null,313.29977059240906,null,203149.23192281037,"YES",1,null,7.4389999999999992,5.9600000000000009,6.2474711356919013,13.13,13.290000000000001,14.852837601175882,null,-34481.339966836102,null,-3554.2406006655833,null,287469.50827363774,null,287469.50827363774,null,203149.23192281037,null,203149.23192281037,0.99304841105220398,null,"ImeEgsd205"]
[324,"ImeNgsd205",0.98603092133998871,8348.9641729365176,0,6714.84912109375,0,0,44974.312548686328,19151.6328125,2862212.8612793717,0,0,null,70840.793705286429,2862212.8612793717,2868927.7101592054,null,29201.763739527385,7339.489407198952,0,0,73337.551010124866,0,null,36541.251788021189,73337.5546875,null,-34299.542694258889,-2832386.4586124443,-2788875.3065918717,null,0.56983568167618159,1.2766783450091733E-2,0,0,0.51582216228759992,1.2736902242448103E-2,0,0,2.5622676663789104E-2,"FAIL",0,null,"ImeNgsd205",null,-2788875.3065918717,2788875.3065918717,1.2777929870134925E-2,"FAIL",0,1,null,null,313.29977059240906,null,203149.23192281037,"YES",1,null,7.4389999999999992,5.9600000000000009,6.2474711356919013,13.13,13.290000000000001,14.852837601175882,null,-34481.339966836102,null,-3554.2406006655833,null,287469.50827363774,null,287469.50827363774,null,203149.23192281037,null,203149.23192281037,0.99304841105220398,null,"ImeNgsd205"]
[325,"ImiEgsd205",0.98603092133998871,8348.9641729365176,0,6714.84912109375,0,0,44974.312548686328,19151.6328125,1500500.5107248481,0,0,null,70840.793705286429,1500500.5107248481,1507215.3596046804,null,29201.763739527385,7339.489407198952,0,0,73337.551010124866,0,null,36541.251788021189,73337.5546875,null,-34299.542694258889,-1470674.1080579206,-1427162.9560373481,null,0.56983568167618159,2.43527086641038E-2,0,0,0.51582216228759992,2.4244214039695167E-2,0,0,4.8875394685519144E-2,"FAIL",0,null,"ImiEgsd205",null,-1427162.9560373481,1427162.9560373481,2.4393297930893527E-2,"FAIL",0,1,null,null,164.24580422712268,null,105823.37770605097,"YES",1,null,7.4389999999999992,5.9600000000000009,6.2474711356919013,13.13,13.290000000000001,14.852837601175882,null,-34481.339966836102,null,-3554.2406006655833,null,147107.98730538107,null,147107.98730538107,null,105823.37770605097,null,105823.37770605097,0.98673980603129718,null,"ImiEgsd205"]
[326,"ImiNgsd205",0.98603092133998871,8348.9641729365176,0,6714.84912109375,0,0,44974.312548686328,19151.6328125,1500500.5107248481,0,0,null,70840.793705286429,1500500.5107248481,1507215.3596046804,null,29201.763739527385,7339.489407198952,0,0,73337.551010124866,0,null,36541.251788021189,73337.5546875,null,-34299.542694258889,-1470674.1080579206,-1427162.9560373481,null,0.56983568167618159,2.43527086641038E-2,0,0,0.51582216228759992,2.4244214039695167E-2,0,0,4.8875394685519144E-2,"FAIL",0,null,"ImiNgsd205",null,-1427162.9560373481,1427162.9560373481,2.4393297930893527E-2,"FAIL",0,1,null,null,164.24580422712268,null,105823.37770605097,"YES",1,null,7.4389999999999992,5.9600000000000009,6.2474711356919013,13.13,13.290000000000001,14.852837601175882,null,-34481.339966836102,null,-3554.2406006655833,null,147107.98730538107,null,147107.98730538107,null,105823.37770605097,null,105823.37770605097,0.98673980603129718,null,"ImiNgsd205"]
[327,"IprEgsd205",0.98603092133998871,8348.9641729365176,0,6714.84912109375,0,0,44974.312548686328,19151.6328125,10498218.044587471,0,0,null,70840.793705286429,10498218.044587471,10504932.893467305,null,29201.763739527385,7339.489407198952,0,0,73337.551010124866,0,null,36541.251788021189,73337.5546875,null,-34299.542694258889,-10468391.641920542,-10424880.489899971,null,0.56983568167618159,3.4807099293256375E-3,0,0,0.51582216228759992,3.4784850277250084E-3,0,0,6.9857145637502154E-3,"FAIL",0,null,"IprEgsd205",null,-10424880.489899971,10424880.489899971,3.4815379332142687E-3,"FAIL",0,1,null,null,1149.1420786400852,null,748918.44964282564,"YES",1,null,7.4389999999999992,5.9600000000000009,6.2474711356919013,13.13,13.290000000000001,14.852837601175882,null,-34481.339966836102,null,-3554.2406006655833,null,1074567.6800822082,null,1074567.6800822082,null,748918.44964282564,null,748918.44964282564,0.9981047328584689,null,"IprEgsd205"]
[328,"IprNgsd205",0.98603092133998871,8348.9641729365176,0,6714.84912109375,0,0,44974.312548686328,19151.6328125,10498218.044587471,0,0,null,70840.793705286429,10498218.044587471,10504932.893467305,null,29201.763739527385,7339.489407198952,0,0,73337.551010124866,0,null,36541.251788021189,73337.5546875,null,-34299.542694258889,-10468391.641920542,-10424880.489899971,null,0.56983568167618159,3.4807099293256375E-3,0,0,0.51582216228759992,3.4784850277250084E-3,0,0,6.9857145637502154E-3,"FAIL",0,null,"IprNgsd205",null,-10424880.489899971,10424880.489899971,3.4815379332142687E-3,"FAIL",0,1,null,null,1149.1420786400852,null,748918.44964282564,"YES",1,null,7.4389999999999992,5.9600000000000009,6.2474711356919013,13.13,13.290000000000001,14.852837601175882,null,-34481.339966836102,null,-3554.2406006655833,null,1074567.6800822082,null,1074567.6800822082,null,748918.44964282564,null,748918.44964282564,0.9981047328584689,null,"IprNgsd205"]
[329,"IstEgsd205",0.98603092133998871,8348.9641729365176,0,6714.84912109375,0,0,44974.312548686328,19151.6328125,2581938.1931858771,0,0,null,70840.793705286429,2581938.1931858771,2588653.0420657084,null,29201.763739527385,7339.489407198952,0,0,73337.551010124866,0,null,36541.251788021189,73337.5546875,null,-34299.542694258889,-2552111.7905189497,-2508600.6384983771,null,0.56983568167618159,1.4152643887626375E-2,0,0,0.51582216228759992,1.4115932568335286E-2,0,0,2.8404070585829215E-2,"FAIL",0,null,"IstEgsd205",null,-2508600.6384983771,2508600.6384983771,1.4166342883697955E-2,"FAIL",0,1,null,null,282.62070885571046,null,183117.11897134801,"YES",1,null,7.4389999999999992,5.9600000000000009,6.2474711356919013,13.13,13.290000000000001,14.852837601175882,null,-34481.339966836102,null,-3554.2406006655833,null,258579.57517840213,null,258579.57517840213,null,183117.11897134801,null,183117.11897134801,0.99229380171249537,null,"IstEgsd205"]
[330,"IstNgsd205",0.98603092133998871,8348.9641729365176,0,6714.84912109375,0,0,44974.312548686328,19151.6328125,2581938.1931858771,0,0,null,70840.793705286429,2581938.1931858771,2588653.0420657084,null,29201.763739527385,7339.489407198952,0,0,73337.551010124866,0,null,36541.251788021189,73337.5546875,null,-34299.542694258889,-2552111.7905189497,-2508600.6384983771,null,0.56983568167618159,1.4152643887626375E-2,0,0,0.51582216228759992,1.4115932568335286E-2,0,0,2.8404070585829215E-2,"FAIL",0,null,"IstNgsd205",null,-2508600.6384983771,2508600.6384983771,1.4166342883697955E-2,"FAIL",0,1,null,null,282.62070885571046,null,183117.11897134801,"YES",1,null,7.4389999999999992,5.9600000000000009,6.2474711356919013,13.13,13.290000000000001,14.852837601175882,null,-34481.339966836102,null,-3554.2406006655833,null,258579.57517840213,null,258579.57517840213,null,183117.11897134801,null,183117.11897134801,0.99229380171249537,null,"IstNgsd205"]
[331,"IteEgsd205",0.98603092133998871,8348.9641729365176,0,6714.84912109375,0,0,44974.312548686328,19151.6328125,3020909.9440377341,0,0,null,70840.793705286429,3020909.9440377341,3027624.7929175668,null,29201.763739527385,7339.489407198952,0,0,73337.551010124866,0,null,36541.251788021189,73337.5546875,null,-34299.542694258889,-2991083.5413708067,-2947572.3893502341,null,0.56983568167618159,1.2096107618216624E-2,0,0,0.51582216228759992,1.2069280140190822E-2,0,0,2.4276643808016789E-2,"FAIL",0,null,"IteEgsd205",null,-2947572.3893502341,2947572.3893502341,1.2106113233187095E-2,"FAIL",0,1,null,null,330.67086036899849,null,214491.80932889762,"YES",1,null,7.4389999999999992,5.9600000000000009,6.2474711356919013,13.13,13.290000000000001,14.852837601175882,null,-34481.339966836102,null,-3554.2406006655833,null,303827.56208736583,null,303827.56208736583,null,214491.80932889762,null,214491.80932889762,0.99341359798027906,null,"IteEgsd205"]
[332,"IteNgsd205",0.98603092133998871,8348.9641729365176,0,6714.84912109375,0,0,44974.312548686328,19151.6328125,3020909.9440377341,0,0,null,70840.793705286429,3020909.9440377341,3027624.7929175668,null,29201.763739527385,7339.489407198952,0,0,73337.551010124866,0,null,36541.251788021189,73337.5546875,null,-34299.542694258889,-2991083.5413708067,-2947572.3893502341,null,0.56983568167618159,1.2096107618216624E-2,0,0,0.51582216228759992,1.2069280140190822E-2,0,0,2.4276643808016789E-2,"FAIL",0,null,"IteNgsd205",null,-2947572.3893502341,2947572.3893502341,1.2106113233187095E-2,"FAIL",0,1,null,null,330.67086036899849,null,214491.80932889762,"YES",1,null,7.4389999999999992,5.9600000000000009,6.2474711356919013,13.13,13.290000000000001,14.852837601175882,null,-34481.339966836102,null,-3554.2406006655833,null,303827.56208736583,null,303827.56208736583,null,214491.80932889762,null,214491.80932889762,0.99341359798027906,null,"IteNgsd205"]
[333,"ItrEgsd205",0.98603092133998871,8348.9641729365176,0,6714.84912109375,0,0,44974.312548686328,19151.6328125,9156052.0459535532,0,0,null,70840.793705286429,9156052.0459535532,9162766.8948333804,null,29201.763739527385,7339.489407198952,0,0,73337.551010124866,0,null,36541.251788021189,73337.5546875,null,-34299.542694258889,-9126225.6432866249,-9082714.4912660532,null,0.56983568167618159,3.9909397199386076E-3,0,0,0.51582216228759992,3.9880149966123844E-3,0,0,8.0097354536020765E-3,"FAIL",0,null,"ItrEgsd205",null,-9082714.4912660532,9082714.4912660532,3.9920283045555257E-3,"FAIL",0,1,null,null,1002.2277106974921,null,652989.66153069527,"YES",1,null,7.4389999999999992,5.9600000000000009,6.2474711356919013,13.13,13.290000000000001,14.852837601175882,null,-34481.339966836102,null,-3554.2406006655833,null,936220.94269422803,null,936220.94269422803,null,652989.66153069527,null,652989.66153069527,0.99782690979370181,null,"ItrEgsd205"]
[334,"ItrNgsd205",0.98603092133998871,8348.9641729365176,0,6714.84912109375,0,0,44974.312548686328,19151.6328125,9156052.0459535532,0,0,null,70840.793705286429,9156052.0459535532,9162766.8948333804,null,29201.763739527385,7339.489407198952,0,0,73337.551010124866,0,null,36541.251788021189,73337.5546875,null,-34299.542694258889,-9126225.6432866249,-9082714.4912660532,null,0.56983568167618159,3.9909397199386076E-3,0,0,0.51582216228759992,3.9880149966123844E-3,0,0,8.0097354536020765E-3,"FAIL",0,null,"ItrNgsd205",null,-9082714.4912660532,9082714.4912660532,3.9920283045555257E-3,"FAIL",0,1,null,null,1002.2277106974921,null,652989.66153069527,"YES",1,null,7.4389999999999992,5.9600000000000009,6.2474711356919013,13.13,13.290000000000001,14.852837601175882,null,-34481.339966836102,null,-3554.2406006655833,null,936220.94269422803,null,936220.94269422803,null,652989.66153069527,null,652989.66153069527,0.99782690979370181,null,"ItrNgsd205"]
[335,"IwaEgsd205",0.98603092133998871,8348.9641729365176,0,6714.84912109375,0,0,44974.312548686328,19151.6328125,1500500.5107248481,0,0,null,70840.793705286429,1500500.5107248481,1507215.3596046804,null,29201.763739527385,7339.489407198952,0,0,73337.551010124866,0,null,36541.251788021189,73337.5546875,null,-34299.542694258889,-1470674.1080579206,-1427162.9560373481,null,0.56983568167618159,2.43527086641038E-2,0,0,0.51582216228759992,2.4244214039695167E-2,0,0,4.8875394685519144E-2,"FAIL",0,null,"IwaEgsd205",null,-1427162.9560373481,1427162.9560373481,2.4393297930893527E-2,"FAIL",0,1,null,null,164.24580422708712,null,105823.37770602776,"YES",1,null,7.4389999999999992,5.9600000000000009,6.2474711356919013,13.13,13.290000000000001,14.852837601175882,null,-34481.339966836102,null,-3554.2406006655833,null,147107.98730538107,null,147107.98730538107,null,105823.37770602776,null,105823.37770602776,0.9867398060312943,null,"IwaEgsd205"]
[336,"IwaNgsd205",0.98603092133998871,8348.9641729365176,0,6714.84912109375,0,0,44974.312548686328,19151.6328125,1500500.5107248481,0,0,null,70840.793705286429,1500500.5107248481,1507215.3596046804,null,29201.763739527385,7339.489407198952,0,0,73337.551010124866,0,null,36541.251788021189,73337.5546875,null,-34299.542694258889,-1470674.1080579206,-1427162.9560373481,null,0.56983568167618159,2.43527086641038E-2,0,0,0.51582216228759992,2.4244214039695167E-2,0,0,4.8875394685519144E-2,"FAIL",0,null,"IwaNgsd205",null,-1427162.9560373481,1427162.9560373481,2.4393297930893527E-2,"FAIL",0,1,null,null,164.24580422708712,null,105823.37770602776,"YES",1,null,7.4389999999999992,5.9600000000000009,6.2474711356919013,13.13,13.290000000000001,14.852837601175882,null,-34481.339966836102,null,-3554.2406006655833,null,147107.98730538107,null,147107.98730538107,null,105823.37770602776,null,105823.37770602776,0.9867398060312943,null,"IwaNgsd205"]
[337,"IagEgsd206",0.98603092133998871,8348.9641729365176,0,4222.6494140625,0,0,44974.312548686328,19151.6328125,93522.68586526376,0,0,null,68348.594307920415,93522.68586526376,97745.335347729924,null,29201.763739527385,7339.489407198952,0,0,73337.551010124866,0,null,36541.251788021189,73337.5546875,null,-31807.342987227639,-61204.083491305071,-20185.13117776376,null,0.56983568167618159,0.3907207267407336,0,0,0.53463062273891726,0.37384138776134401,0,0,0.78416861116623549,"FAIL",0,null,"IagEgsd206",null,-20185.13117776376,20185.13117776376,0.41273821241200997,"FAIL",0,1,null,null,13.642626923494742,null,7485.9551183665944,"YES",1,null,7.4389999999999992,5.9600000000000009,6.2474711356919013,13.13,13.290000000000001,14.852837601175882,null,-31989.140259804863,null,-4199.7556180185256,null,2650.0436515567476,null,2650.0436515567476,null,7485.9551183665944,null,2650.0436515567476,0.29748860683255812,null,"IagEgsd206"]
[338,"IagNgsd206",0.98603092133998871,8348.9641729365176,0,4222.6494140625,0,0,44974.312548686328,19151.6328125,93522.68586526376,0,0,null,68348.594307920415,93522.68586526376,97745.335347729924,null,29201.763739527385,7339.489407198952,0,0,73337.551010124866,0,null,36541.251788021189,73337.5546875,null,-31807.342987227639,-61204.083491305071,-20185.13117776376,null,0.56983568167618159,0.3907207267407336,0,0,0.53463062273891726,0.37384138776134401,0,0,0.78416861116623549,"FAIL",0,null,"IagNgsd206",null,-20185.13117776376,20185.13117776376,0.41273821241200997,"FAIL",0,1,null,null,13.642626923494742,null,7485.9551183665944,"YES",1,null,7.4389999999999992,5.9600000000000009,6.2474711356919013,13.13,13.290000000000001,14.852837601175882,null,-31989.140259804863,null,-4199.7556180185256,null,2650.0436515567476,null,2650.0436515567476,null,7485.9551183665944,null,2650.0436515567476,0.29748860683255812,null,"IagNgsd206"]
[339,"IchEgsd206",0.98603092133998871,8348.9641729365176,0,4222.6494140625,0,0,44974.312548686328,19151.6328125,93522.68586526376,0,0,null,68348.594307920415,93522.68586526376,97745.335347729924,null,29201.763739527385,7339.489407198952,0,0,73337.551010124866,0,null,36541.251788021189,73337.5546875,null,-31807.342987227639,-61204.083491305071,-20185.13117776376,null,0.56983568167618159,0.3907207267407336,0,0,0.53463062273891726,0.37384138776134401,0,0,0.78416861116623549,"FAIL",0,null,"IchEgsd206",null,-20185.13117776376,20185.13117776376,0.41273821241200997,"FAIL",0,1,null,null,13.642626923494742,null,7485.9551183665944,"YES",1,null,7.4389999999999992,5.9600000000000009,6.2474711356919013,13.13,13.290000000000001,14.852837601175882,null,-31989.140259804863,null,-4199.7556180185256,null,2650.0436515567476,null,2650.0436515567476,null,7485.9551183665944,null,2650.0436515567476,0.29748860683255812,null,"IchEgsd206"]
[340,"IchNgsd206",0.98603092133998871,8348.9641729365176,0,4222.6494140625,0,0,44974.312548686328,19151.6328125,93522.68586526376,0,0,null,68348.594307920415,93522.68586526376,97745.335347729924,null,29201.763739527385,7339.489407198952,0,0,73337.551010124866,0,null,36541.251788021189,73337.5546875,null,-31807.342987227639,-61204.083491305071,-20185.13117776376,null,0.56983568167618159,0.3907207267407336,0,0,0.53463062273891726,0.37384138776134401,0,0,0.78416861116623549,"FAIL",0,null,"IchNgsd206",null,-20185.13117776376,20185.13117776376,0.41273821241200997,"FAIL",0,1,null,null,13.642626923494742,null,7485.9551183665944,"YES",1,null,7.4389999999999992,5.9600000000000009,6.2474711356919013,13.13,13.290000000000001,14.852837601175882,null,-31989.140259804863,null,-4199.7556180185256,null,2650.0436515567476,null,2650.0436515567476,null,7485.9551183665944,null,2650.0436515567476,0.29748860683255812,null,"IchNgsd206"]
[341,"IcoEgsd206",0.98603092133998871,8348.9641729365176,0,4222.6494140625,0,0,44974.312548686328,19151.6328125,93523.106222169736,0,0,null,68348.594307920415,93523.106222169736,97745.755704635914,null,29201.763739527385,7339.489407198952,0,0,73337.551010124866,0,null,36541.251788021189,73337.5546875,null,-31807.342987227639,-61204.503848211047,-20185.551534669736,null,0.56983568167618159,0.39071897057413019,0,0,0.53463062273891726,0.37383978005154567,0,0,0.78416508657531381,"FAIL",0,null,"IcoEgsd206",null,-20185.551534669736,20185.551534669736,0.41273625274599207,"FAIL",0,1,null,null,13.642688187182957,null,7485.995120930319,"YES",1,null,7.4389999999999992,5.9600000000000009,6.2474711356919013,13.13,13.290000000000001,14.852837601175882,null,-31989.140259804863,null,-4199.7556180185256,null,2650.0988389191807,null,2650.0988389191807,null,7485.995120930319,null,2650.0988389191807,0.29749346612911881,null,"IcoEgsd206"]
[342,"IcoNgsd206",0.98603092133998871,8348.9641729365176,0,4222.6494140625,0,0,44974.312548686328,19151.6328125,93523.106222169736,0,0,null,68348.594307920415,93523.106222169736,97745.755704635914,null,29201.763739527385,7339.489407198952,0,0,73337.551010124866,0,null,36541.251788021189,73337.5546875,null,-31807.342987227639,-61204.503848211047,-20185.551534669736,null,0.56983568167618159,0.39071897057413019,0,0,0.53463062273891726,0.37383978005154567,0,0,0.78416508657531381,"FAIL",0,null,"IcoNgsd206",null,-20185.551534669736,20185.551534669736,0.41273625274599207,"FAIL",0,1,null,null,13.642688187182957,null,7485.995120930319,"YES",1,null,7.4389999999999992,5.9600000000000009,6.2474711356919013,13.13,13.290000000000001,14.852837601175882,null,-31989.140259804863,null,-4199.7556180185256,null,2650.0988389191807,null,2650.0988389191807,null,7485.995120930319,null,2650.0988389191807,0.29749346612911881,null,"IcoNgsd206"]
[343,"IelEgsd206",0.98603092133998871,8348.9641729365176,0,4222.6494140625,0,0,44974.312548686328,19151.6328125,93523.106222169736,0,0,null,68348.594307920415,93523.106222169736,97745.755704635914,null,29201.763739527385,7339.489407198952,0,0,73337.551010124866,0,null,36541.251788021189,73337.5546875,null,-31807.342987227639,-61204.503848211047,-20185.551534669736,null,0.56983568167618159,0.39071897057413019,0,0,0.53463062273891726,0.37383978005154567,0,0,0.78416508657531381,"FAIL",0,null,"IelEgsd206",null,-20185.551534669736,20185.551534669736,0.41273625274599207,"FAIL",0,1,null,null,13.642688187182957,null,7485.995120930319,"YES",1,null,7.4389999999999992,5.9600000000000009,6.2474711356919013,13.13,13.290000000000001,14.852837601175882,null,-31989.140259804863,null,-4199.7556180185256,null,2650.0988389191807,null,2650.0988389191807,null,7485.995120930319,null,2650.0988389191807,0.29749346612911881,null,"IelEgsd206"]
[344,"IelNgsd206",0.98603092133998871,8348.9641729365176,0,4222.6494140625,0,0,44974.312548686328,19151.6328125,93523.106222169736,0,0,null,68348.594307920415,93523.106222169736,97745.755704635914,null,29201.763739527385,7339.489407198952,0,0,73337.551010124866,0,null,36541.251788021189,73337.5546875,null,-31807.342987227639,-61204.503848211047,-20185.551534669736,null,0.56983568167618159,0.39071897057413019,0,0,0.53463062273891726,0.37383978005154567,0,0,0.78416508657531381,"FAIL",0,null,"IelNgsd206",null,-20185.551534669736,20185.551534669736,0.41273625274599207,"FAIL",0,1,null,null,13.642688187182957,null,7485.995120930319,"YES",1,null,7.4389999999999992,5.9600000000000009,6.2474711356919013,13.13,13.290000000000001,14.852837601175882,null,-31989.140259804863,null,-4199.7556180185256,null,2650.0988389191807,null,2650.0988389191807,null,7485.995120930319,null,2650.0988389191807,0.29749346612911881,null,"IelNgsd206"]
[345,"IluEgsd206",0.98603092133998871,8348.9641729365176,0,4222.6494140625,0,0,44974.312548686328,19151.6328125,93523.106222169736,0,0,null,68348.594307920415,93523.106222169736,97745.755704635914,null,29201.763739527385,7339.489407198952,0,0,73337.551010124866,0,null,36541.251788021189,73337.5546875,null,-31807.342987227639,-61204.503848211047,-20185.551534669736,null,0.56983568167618159,0.39071897057413019,0,0,0.53463062273891726,0.37383978005154567,0,0,0.78416508657531381,"FAIL",0,null,"IluEgsd206",null,-20185.551534669736,20185.551534669736,0.41273625274599207,"FAIL",0,1,null,null,13.642688187182957,null,7485.995120930319,"YES",1,null,7.4389999999999992,5.9600000000000009,6.2474711356919013,13.13,13.290000000000001,14.852837601175882,null,-31989.140259804863,null,-4199.7556180185256,null,2650.0988389191807,null,2650.0988389191807,null,7485.995120930319,null,2650.0988389191807,0.29749346612911881,null,"IluEgsd206"]
[346,"IluNgsd206",0.98603092133998871,8348.9641729365176,0,4222.6494140625,0,0,44974.312548686328,19151.6328125,93523.106222169736,0,0,null,68348.594307920415,93523.106222169736,97745.755704635914,null,29201.763739527385,7339.489407198952,0,0,73337.551010124866,0,null,36541.251788021189,73337.5546875,null,-31807.342987227639,-61204.503848211047,-20185.551534669736,null,0.56983568167618159,0.39071897057413019,0,0,0.53463062273891726,0.37383978005154567,0,0,0.78416508657531381,"FAIL",0,null,"IluNgsd206",null,-20185.551534669736,20185.551534669736,0.41273625274599207,"FAIL",0,1,null,null,13.642688187182957,null,7485.995120930319,"YES",1,null,7.4389999999999992,5.9600000000000009,6.2474711356919013,13.13,13.290000000000001,14.852837601175882,null,-31989.140259804863,null,-4199.7556180185256,null,2650.0988389191807,null,2650.0988389191807,null,7485.995120930319,null,2650.0988389191807,0.29749346612911881,null,"IluNgsd206"]
[347,"ImeEgsd206",0.98603092133998871,8348.9641729365176,0,4222.6494140625,0,0,44974.312548686328,19151.6328125,93523.106222169736,0,0,null,68348.594307920415,93523.106222169736,97745.755704635914,null,29201.763739527385,7339.489407198952,0,0,73337.551010124866,0,null,36541.251788021189,73337.5546875,null,-31807.342987227639,-61204.503848211047,-20185.551534669736,null,0.56983568167618159,0.39071897057413019,0,0,0.53463062273891726,0.37383978005154567,0,0,0.78416508657531381,"FAIL",0,null,"ImeEgsd206",null,-20185.551534669736,20185.551534669736,0.41273625274599207,"FAIL",0,1,null,null,13.642688187182772,null,7485.9951209301989,"YES",1,null,7.4389999999999992,5.9600000000000009,6.2474711356919013,13.13,13.290000000000001,14.852837601175882,null,-31989.140259804863,null,-4199.7556180185256,null,2650.0988389191807,null,2650.0988389191807,null,7485.9951209301989,null,2650.0988389191807,0.29749346612912286,null,"ImeEgsd206"]
[348,"ImeNgsd206",0.98603092133998871,8348.9641729365176,0,4222.6494140625,0,0,44974.312548686328,19151.6328125,93523.106222169736,0,0,null,68348.594307920415,93523.106222169736,97745.755704635914,null,29201.763739527385,7339.489407198952,0,0,73337.551010124866,0,null,36541.251788021189,73337.5546875,null,-31807.342987227639,-61204.503848211047,-20185.551534669736,null,0.56983568167618159,0.39071897057413019,0,0,0.53463062273891726,0.37383978005154567,0,0,0.78416508657531381,"FAIL",0,null,"ImeNgsd206",null,-20185.551534669736,20185.551534669736,0.41273625274599207,"FAIL",0,1,null,null,13.642688187182772,null,7485.9951209301989,"YES",1,null,7.4389999999999992,5.9600000000000009,6.2474711356919013,13.13,13.290000000000001,14.852837601175882,null,-31989.140259804863,null,-4199.7556180185256,null,2650.0988389191807,null,2650.0988389191807,null,7485.9951209301989,null,2650.0988389191807,0.29749346612912286,null,"ImeNgsd206"]
[349,"ImiEgsd206",0.98603092133998871,8348.9641729365176,0,4222.6494140625,0,0,44974.312548686328,19151.6328125,93523.106222169736,0,0,null,68348.594307920415,93523.106222169736,97745.755704635914,null,29201.763739527385,7339.489407198952,0,0,73337.551010124866,0,null,36541.251788021189,73337.5546875,null,-31807.342987227639,-61204.503848211047,-20185.551534669736,null,0.56983568167618159,0.39071897057413019,0,0,0.53463062273891726,0.37383978005154567,0,0,0.78416508657531381,"FAIL",0,null,"ImiEgsd206",null,-20185.551534669736,20185.551534669736,0.41273625274599207,"FAIL",0,1,null,null,13.642688187182957,null,7485.995120930319,"YES",1,null,7.4389999999999992,5.9600000000000009,6.2474711356919013,13.13,13.290000000000001,14.852837601175882,null,-31989.140259804863,null,-4199.7556180185256,null,2650.0988389191807,null,2650.0988389191807,null,7485.995120930319,null,2650.0988389191807,0.29749346612911881,null,"ImiEgsd206"]
[350,"ImiNgsd206",0.98603092133998871,8348.9641729365176,0,4222.6494140625,0,0,44974.312548686328,19151.6328125,93523.106222169736,0,0,null,68348.594307920415,93523.106222169736,97745.755704635914,null,29201.763739527385,7339.489407198952,0,0,73337.551010124866,0,null,36541.251788021189,73337.5546875,null,-31807.342987227639,-61204.503848211047,-20185.551534669736,null,0.56983568167618159,0.39071897057413019,0,0,0.53463062273891726,0.37383978005154567,0,0,0.78416508657531381,"FAIL",0,null,"ImiNgsd206",null,-20185.551534669736,20185.551534669736,0.41273625274599207,"FAIL",0,1,null,null,13.642688187182957,null,7485.995120930319,"YES",1,null,7.4389999999999992,5.9600000000000009,6.2474711356919013,13.13,13.290000000000001,14.852837601175882,null,-31989.140259804863,null,-4199.7556180185256,null,2650.0988389191807,null,2650.0988389191807,null,7485.995120930319,null,2650.0988389191807,0.29749346612911881,null,"ImiNgsd206"]
[351,"IprEgsd206",0.98603092133998871,8348.9641729365176,0,4222.6494140625,0,0,44974.312548686328,19151.6328125,93522.68586526376,0,0,null,68348.594307920415,93522.68586526376,97745.335347729924,null,29201.763739527385,7339.489407198952,0,0,73337.551010124866,0,null,36541.251788021189,73337.5546875,null,-31807.342987227639,-61204.083491305071,-20185.13117776376,null,0.56983568167618159,0.3907207267407336,0,0,0.53463062273891726,0.37384138776134401,0,0,0.78416861116623549,"FAIL",0,null,"IprEgsd206",null,-20185.13117776376,20185.13117776376,0.41273821241200997,"FAIL",0,1,null,null,13.642626923495477,null,7485.9551183670746,"YES",1,null,7.4389999999999992,5.9600000000000009,6.2474711356919013,13.13,13.290000000000001,14.852837601175882,null,-31989.140259804863,null,-4199.7556180185256,null,2650.0436515567476,null,2650.0436515567476,null,7485.9551183670746,null,2650.0436515567476,0.29748860683254208,null,"IprEgsd206"]
[352,"IprNgsd206",0.98603092133998871,8348.9641729365176,0,4222.6494140625,0,0,44974.312548686328,19151.6328125,93522.68586526376,0,0,null,68348.594307920415,93522.68586526376,97745.335347729924,null,29201.763739527385,7339.489407198952,0,0,73337.551010124866,0,null,36541.251788021189,73337.5546875,null,-31807.342987227639,-61204.083491305071,-20185.13117776376,null,0.56983568167618159,0.3907207267407336,0,0,0.53463062273891726,0.37384138776134401,0,0,0.78416861116623549,"FAIL",0,null,"IprNgsd206",null,-20185.13117776376,20185.13117776376,0.41273821241200997,"FAIL",0,1,null,null,13.642626923495477,null,7485.9551183670746,"YES",1,null,7.4389999999999992,5.9600000000000009,6.2474711356919013,13.13,13.290000000000001,14.852837601175882,null,-31989.140259804863,null,-4199.7556180185256,null,2650.0436515567476,null,2650.0436515567476,null,7485.9551183670746,null,2650.0436515567476,0.29748860683254208,null,"IprNgsd206"]
[353,"IstEgsd206",0.98603092133998871,8348.9641729365176,0,4222.6494140625,0,0,44974.312548686328,19151.6328125,93523.106222169736,0,0,null,68348.594307920415,93523.106222169736,97745.755704635914,null,29201.763739527385,7339.489407198952,0,0,73337.551010124866,0,null,36541.251788021189,73337.5546875,null,-31807.342987227639,-61204.503848211047,-20185.551534669736,null,0.56983568167618159,0.39071897057413019,0,0,0.53463062273891726,0.37383978005154567,0,0,0.78416508657531381,"FAIL",0,null,"IstEgsd206",null,-20185.551534669736,20185.551534669736,0.41273625274599207,"FAIL",0,1,null,null,13.642688187182957,null,7485.995120930319,"YES",1,null,7.4389999999999992,5.9600000000000009,6.2474711356919013,13.13,13.290000000000001,14.852837601175882,null,-31989.140259804863,null,-4199.7556180185256,null,2650.0988389191807,null,2650.0988389191807,null,7485.995120930319,null,2650.0988389191807,0.29749346612911881,null,"IstEgsd206"]
[354,"IstNgsd206",0.98603092133998871,8348.9641729365176,0,4222.6494140625,0,0,44974.312548686328,19151.6328125,93523.106222169736,0,0,null,68348.594307920415,93523.106222169736,97745.755704635914,null,29201.763739527385,7339.489407198952,0,0,73337.551010124866,0,null,36541.251788021189,73337.5546875,null,-31807.342987227639,-61204.503848211047,-20185.551534669736,null,0.56983568167618159,0.39071897057413019,0,0,0.53463062273891726,0.37383978005154567,0,0,0.78416508657531381,"FAIL",0,null,"IstNgsd206",null,-20185.551534669736,20185.551534669736,0.41273625274599207,"FAIL",0,1,null,null,13.642688187182957,null,7485.995120930319,"YES",1,null,7.4389999999999992,5.9600000000000009,6.2474711356919013,13.13,13.290000000000001,14.852837601175882,null,-31989.140259804863,null,-4199.7556180185256,null,2650.0988389191807,null,2650.0988389191807,null,7485.995120930319,null,2650.0988389191807,0.29749346612911881,null,"IstNgsd206"]
[355,"IteEgsd206",0.98603092133998871,8348.9641729365176,0,4222.6494140625,0,0,44974.312548686328,19151.6328125,93522.68586526376,0,0,null,68348.594307920415,93522.68586526376,97745.335347729924,null,29201.763739527385,7339.489407198952,0,0,73337.551010124866,0,null,36541.251788021189,73337.5546875,null,-31807.342987227639,-61204.083491305071,-20185.13117776376,null,0.56983568167618159,0.3907207267407336,0,0,0.53463062273891726,0.37384138776134401,0,0,0.78416861116623549,"FAIL",0,null,"IteEgsd206",null,-20185.13117776376,20185.13117776376,0.41273821241200997,"FAIL",0,1,null,null,13.642626923494742,null,7485.9551183665944,"YES",1,null,7.4389999999999992,5.9600000000000009,6.2474711356919013,13.13,13.290000000000001,14.852837601175882,null,-31989.140259804863,null,-4199.7556180185256,null,2650.0436515567476,null,2650.0436515567476,null,7485.9551183665944,null,2650.0436515567476,0.29748860683255812,null,"IteEgsd206"]
[356,"IteNgsd206",0.98603092133998871,8348.9641729365176,0,4222.6494140625,0,0,44974.312548686328,19151.6328125,93522.68586526376,0,0,null,68348.594307920415,93522.68586526376,97745.335347729924,null,29201.763739527385,7339.489407198952,0,0,73337.551010124866,0,null,36541.251788021189,73337.5546875,null,-31807.342987227639,-61204.083491305071,-20185.13117776376,null,0.56983568167618159,0.3907207267407336,0,0,0.53463062273891726,0.37384138776134401,0,0,0.78416861116623549,"FAIL",0,null,"IteNgsd206",null,-20185.13117776376,20185.13117776376,0.41273821241200997,"FAIL",0,1,null,null,13.642626923494742,null,7485.9551183665944,"YES",1,null,7.4389999999999992,5.9600000000000009,6.2474711356919013,13.13,13.290000000000001,14.852837601175882,null,-31989.140259804863,null,-4199.7556180185256,null,2650.0436515567476,null,2650.0436515567476,null,7485.9551183665944,null,2650.0436515567476,0.29748860683255812,null,"IteNgsd206"]
[357,"ItrEgsd206",0.98603092133998871,8348.9641729365176,0,4222.6494140625,0,0,44974.312548686328,19151.6328125,93522.68586526376,0,0,null,68348.594307920415,93522.68586526376,97745.335347729924,null,29201.763739527385,7339.489407198952,0,0,73337.551010124866,0,null,36541.251788021189,73337.5546875,null,-31807.342987227639,-61204.083491305071,-20185.13117776376,null,0.56983568167618159,0.3907207267407336,0,0,0.53463062273891726,0.37384138776134401,0,0,0.78416861116623549,"FAIL",0,null,"ItrEgsd206",null,-20185.13117776376,20185.13117776376,0.41273821241200997,"FAIL",0,1,null,null,13.642626923495477,null,7485.9551183670746,"YES",1,null,7.4389999999999992,5.9600000000000009,6.2474711356919013,13.13,13.290000000000001,14.852837601175882,null,-31989.140259804863,null,-4199.7556180185256,null,2650.0436515567476,null,2650.0436515567476,null,7485.9551183670746,null,2650.0436515567476,0.29748860683254208,null,"ItrEgsd206"]
[358,"ItrNgsd206",0.98603092133998871,8348.9641729365176,0,4222.6494140625,0,0,44974.312548686328,19151.6328125,93522.68586526376,0,0,null,68348.594307920415,93522.68586526376,97745.335347729924,null,29201.763739527385,7339.489407198952,0,0,73337.551010124866,0,null,36541.251788021189,73337.5546875,null,-31807.342987227639,-61204.083491305071,-20185.13117776376,null,0.56983568167618159,0.3907207267407336,0,0,0.53463062273891726,0.37384138776134401,0,0,0.78416861116623549,"FAIL",0,null,"ItrNgsd206",null,-20185.13117776376,20185.13117776376,0.41273821241200997,"FAIL",0,1,null,null,13.642626923495477,null,7485.9551183670746,"YES",1,null,7.4389999999999992,5.9600000000000009,6.2474711356919013,13.13,13.290000000000001,14.852837601175882,null,-31989.140259804863,null,-4199.7556180185256,null,2650.0436515567476,null,2650.0436515567476,null,7485.9551183670746,null,2650.0436515567476,0.29748860683254208,null,"ItrNgsd206"]
[359,"IwaEgsd206",0.98603092133998871,8348.9641729365176,0,4222.6494140625,0,0,44974.312548686328,19151.6328125,93523.106222169736,0,0,null,68348.594307920415,93523.106222169736,97745.755704635914,null,29201.763739527385,7339.489407198952,0,0,73337.551010124866,0,null,36541.251788021189,73337.5546875,null,-31807.342987227639,-61204.503848211047,-20185.551534669736,null,0.56983568167618159,0.39071897057413019,0,0,0.53463062273891726,0.37383978005154567,0,0,0.78416508657531381,"FAIL",0,null,"IwaEgsd206",null,-20185.551534669736,20185.551534669736,0.41273625274599207,"FAIL",0,1,null,null,13.642688187182221,null,7485.9951209298388,"YES",1,null,7.4389999999999992,5.9600000000000009,6.2474711356919013,13.13,13.290000000000001,14.852837601175882,null,-31989.140259804863,null,-4199.7556180185256,null,2650.0988389191807,null,2650.0988389191807,null,7485.9951209298388,null,2650.0988389191807,0.29749346612913485,null,"IwaEgsd206"]
[360,"IwaNgsd206",0.98603092133998871,8348.9641729365176,0,4222.6494140625,0,0,44974.312548686328,19151.6328125,93523.106222169736,0,0,null,68348.594307920415,93523.106222169736,97745.755704635914,null,29201.763739527385,7339.489407198952,0,0,73337.551010124866,0,null,36541.251788021189,73337.5546875,null,-31807.342987227639,-61204.503848211047,-20185.551534669736,null,0.56983568167618159,0.39071897057413019,0,0,0.53463062273891726,0.37383978005154567,0,0,0.78416508657531381,"FAIL",0,null,"IwaNgsd206",null,-20185.551534669736,20185.551534669736,0.41273625274599207,"FAIL",0,1,null,null,13.642688187182221,null,7485.9951209298388,"YES",1,null,7.4389999999999992,5.9600000000000009,6.2474711356919013,13.13,13.290000000000001,14.852837601175882,null,-31989.140259804863,null,-4199.7556180185256,null,2650.0988389191807,null,2650.0988389191807,null,7485.9951209298388,null,2650.0988389191807,0.29749346612913485,null,"IwaNgsd206"]
[361,"IagEgsd207",0.98603092133998871,8348.9641729365176,0,5627.4013671875,0,0,44974.312548686328,19151.6328125,33491.064910504436,0,0,null,69753.346430408725,33491.064910504436,39118.466515458917,null,29201.763739527385,7339.489407198952,0,0,73337.551010124866,0,null,36541.251788021189,73337.5546875,null,-33212.094940352639,-2577.2144896707468,39846.489776995564,null,0.56983568167618159,1.0910746458993623,0,1,0.52386377861289302,0.93411770105259839,0,0,2.1897647890108671,"PASS",1,null,"IagEgsd207",null,39846.489776995564,0,0.52386377861289302,"FAIL",0,1,null,null,3.6659548091318062,null,971.61565160395685,"YES",1,null,7.4389999999999992,5.9600000000000009,6.2474711356919013,13.13,13.290000000000001,14.852837601175882,null,-33393.892212929859,null,-3442.1495113473161,null,0,null,0,null,971.61565160395685,null,0,0,null,"IagEgsd207"]
[362,"IagNgsd207",0.98603092133998871,8348.9641729365176,0,5627.4013671875,0,0,44974.312548686328,19151.6328125,33491.064910504436,0,0,null,69753.346430408725,33491.064910504436,39118.466515458917,null,29201.763739527385,7339.489407198952,0,0,73337.551010124866,0,null,36541.251788021189,73337.5546875,null,-33212.094940352639,-2577.2144896707468,39846.489776995564,null,0.56983568167618159,1.0910746458993623,0,1,0.52386377861289302,0.93411770105259839,0,0,2.1897647890108671,"PASS",1,null,"IagNgsd207",null,39846.489776995564,0,0.52386377861289302,"FAIL",0,1,null,null,3.6659548091318062,null,971.61565160395685,"YES",1,null,7.4389999999999992,5.9600000000000009,6.2474711356919013,13.13,13.290000000000001,14.852837601175882,null,-33393.892212929859,null,-3442.1495113473161,null,0,null,0,null,971.61565160395685,null,0,0,null,"IagNgsd207"]
[363,"IchEgsd207",0.98603092133998871,8348.9641729365176,0,5627.4013671875,0,0,44974.312548686328,19151.6328125,13872.693469697613,0,0,null,69753.346430408725,13872.693469697613,19500.095074652094,null,29201.763739527385,7339.489407198952,0,0,73337.551010124866,0,null,36541.251788021189,73337.5546875,null,-33212.094940352639,17041.156951136076,59464.86121780239,null,0.56983568167618159,2.6340416061119591,0,1,0.52386377861289302,1.8739012345161588,0,1,5.2864683305871791,"PASS",1,null,"IchEgsd207",null,59464.86121780239,0,0.52386377861289302,"FAIL",0,1,null,null,1.5185144768405412,null,-430.570884026832,"NO",0,null,7.4389999999999992,5.9600000000000009,6.2474711356919013,13.13,13.290000000000001,14.852837601175882,null,-33393.892212929859,null,-3442.1495113473161,null,0,null,0,null,-430.570884026832,null,-430.570884026832,-0.43425120788357879,null,"IchEgsd207"]
[364,"IchNgsd207",0.98603092133998871,8348.9641729365176,0,5627.4013671875,0,0,44974.312548686328,19151.6328125,13872.693469697613,0,0,null,69753.346430408725,13872.693469697613,19500.095074652094,null,29201.763739527385,7339.489407198952,0,0,73337.551010124866,0,null,36541.251788021189,73337.5546875,null,-33212.094940352639,17041.156951136076,59464.86121780239,null,0.56983568167618159,2.6340416061119591,0,1,0.52386377861289302,1.8739012345161588,0,1,5.2864683305871791,"PASS",1,null,"IchNgsd207",null,59464.86121780239,0,0.52386377861289302,"FAIL",0,1,null,null,1.5185144768405412,null,-430.570884026832,"NO",0,null,7.4389999999999992,5.9600000000000009,6.2474711356919013,13.13,13.290000000000001,14.852837601175882,null,-33393.892212929859,null,-3442.1495113473161,null,0,null,0,null,-430.570884026832,null,-430.570884026832,-0.43425120788357879,null,"IchNgsd207"]
[365,"IcoEgsd207",0.98603092133998871,8348.9641729365176,0,5627.4013671875,0,0,44974.312548686328,19151.6328125,85930.102140515271,0,0,null,69753.346430408725,85930.102140515271,91557.503745469745,null,29201.763739527385,7339.489407198952,0,0,73337.551010124866,0,null,36541.251788021189,73337.5546875,null,-33212.094940352639,-55016.251719681582,-12592.547453015271,null,0.56983568167618159,0.42524390030711157,0,0,0.52386377861289302,0.39910712271602028,0,0,0.8534559236014454,"FAIL",0,null,"IcoEgsd207",null,-12592.547453015271,12592.547453015271,0.44375317253255153,"FAIL",0,1,null,null,9.4059672956806182,null,4719.5978897896985,"YES",1,null,7.4389999999999992,5.9600000000000009,6.2474711356919013,13.13,13.290000000000001,14.852837601175882,null,-33393.892212929859,null,-3442.1495113473161,null,1298.0047604403355,null,1298.0047604403355,null,4719.5978897896985,null,1298.0047604403355,0.21134312944932424,null,"IcoEgsd207"]
[366,"IcoNgsd207",0.98603092133998871,8348.9641729365176,0,5627.4013671875,0,0,44974.312548686328,19151.6328125,85930.102140515271,0,0,null,69753.346430408725,85930.102140515271,91557.503745469745,null,29201.763739527385,7339.489407198952,0,0,73337.551010124866,0,null,36541.251788021189,73337.5546875,null,-33212.094940352639,-55016.251719681582,-12592.547453015271,null,0.56983568167618159,0.42524390030711157,0,0,0.52386377861289302,0.39910712271602028,0,0,0.8534559236014454,"FAIL",0,null,"IcoNgsd207",null,-12592.547453015271,12592.547453015271,0.44375317253255153,"FAIL",0,1,null,null,9.4059672956806182,null,4719.5978897896985,"YES",1,null,7.4389999999999992,5.9600000000000009,6.2474711356919013,13.13,13.290000000000001,14.852837601175882,null,-33393.892212929859,null,-3442.1495113473161,null,1298.0047604403355,null,1298.0047604403355,null,4719.5978897896985,null,1298.0047604403355,0.21134312944932424,null,"IcoNgsd207"]
[367,"IelEgsd207",0.98603092133998871,8348.9641729365176,0,5627.4013671875,0,0,44974.312548686328,19151.6328125,17688.37878444275,0,0,null,69753.346430408725,17688.37878444275,23315.780389397241,null,29201.763739527385,7339.489407198952,0,0,73337.551010124866,0,null,36541.251788021189,73337.5546875,null,-33212.094940352639,13225.471636390939,55649.17590305725,null,0.56983568167618159,2.06583385811253,0,1,0.52386377861289302,1.5672326446029818,0,1,4.1460868506503097,"PASS",1,null,"IelEgsd207",null,55649.17590305725,0,0.52386377861289302,"FAIL",0,1,null,null,1.9361819431563689,null,-157.85192237158151,"NO",0,null,7.4389999999999992,5.9600000000000009,6.2474711356919013,13.13,13.290000000000001,14.852837601175882,null,-33393.892212929859,null,-3442.1495113473161,null,0,null,0,null,-157.85192237158151,null,-157.85192237158151,-0.12485876148952071,null,"IelEgsd207"]
[368,"IelNgsd207",0.98603092133998871,8348.9641729365176,0,5627.4013671875,0,0,44974.312548686328,19151.6328125,17688.37878444275,0,0,null,69753.346430408725,17688.37878444275,23315.780389397241,null,29201.763739527385,7339.489407198952,0,0,73337.551010124866,0,null,36541.251788021189,73337.5546875,null,-33212.094940352639,13225.471636390939,55649.17590305725,null,0.56983568167618159,2.06583385811253,0,1,0.52386377861289302,1.5672326446029818,0,1,4.1460868506503097,"PASS",1,null,"IelNgsd207",null,55649.17590305725,0,0.52386377861289302,"FAIL",0,1,null,null,1.9361819431563689,null,-157.85192237158151,"NO",0,null,7.4389999999999992,5.9600000000000009,6.2474711356919013,13.13,13.290000000000001,14.852837601175882,null,-33393.892212929859,null,-3442.1495113473161,null,0,null,0,null,-157.85192237158151,null,-157.85192237158151,-0.12485876148952071,null,"IelNgsd207"]
[369,"IluEgsd207",0.98603092133998871,8348.9641729365176,0,5627.4013671875,0,0,44974.312548686328,19151.6328125,29815.924234282833,0,0,null,69753.346430408725,29815.924234282833,35443.325839237325,null,29201.763739527385,7339.489407198952,0,0,73337.551010124866,0,null,36541.251788021189,73337.5546875,null,-33212.094940352639,1097.9261865508524,43521.630453217163,null,0.56983568167618159,1.2255615992612923,0,1,0.52386377861289302,1.0309769517368683,0,1,2.4596773895466,"PASS",1,null,"IluEgsd207",null,43521.630453217163,0,0.52386377861289302,"FAIL",0,1,null,null,3.2636713791429552,null,708.94180658220353,"YES",1,null,7.4389999999999992,5.9600000000000009,6.2474711356919013,13.13,13.290000000000001,14.852837601175882,null,-33393.892212929859,null,-3442.1495113473161,null,0,null,0,null,708.94180658220353,null,0,0,null,"IluEgsd207"]
[370,"IluNgsd207",0.98603092133998871,8348.9641729365176,0,5627.4013671875,0,0,44974.312548686328,19151.6328125,29815.924234282833,0,0,null,69753.346430408725,29815.924234282833,35443.325839237325,null,29201.763739527385,7339.489407198952,0,0,73337.551010124866,0,null,36541.251788021189,73337.5546875,null,-33212.094940352639,1097.9261865508524,43521.630453217163,null,0.56983568167618159,1.2255615992612923,0,1,0.52386377861289302,1.0309769517368683,0,1,2.4596773895466,"PASS",1,null,"IluNgsd207",null,43521.630453217163,0,0.52386377861289302,"FAIL",0,1,null,null,3.2636713791429552,null,708.94180658220353,"YES",1,null,7.4389999999999992,5.9600000000000009,6.2474711356919013,13.13,13.290000000000001,14.852837601175882,null,-33393.892212929859,null,-3442.1495113473161,null,0,null,0,null,708.94180658220353,null,0,0,null,"IluNgsd207"]
[371,"ImeEgsd207",0.98603092133998871,8348.9641729365176,0,5627.4013671875,0,0,44974.312548686328,19151.6328125,77074.044420512859,0,0,null,69753.346430408725,77074.044420512859,82701.446025467332,null,29201.763739527385,7339.489407198952,0,0,73337.551010124866,0,null,36541.251788021189,73337.5546875,null,-33212.094940352639,-46160.19399967917,-3736.4897330128588,null,0.56983568167618159,0.47410580387677076,0,0,0.52386377861289302,0.44184538057321032,0,0,0.95152077770012011,"FAIL",0,null,"ImeEgsd207",null,-3736.4897330128588,3736.4897330128588,0.49722864476941425,"FAIL",0,1,null,null,8.4365772686967961,null,4086.6277331003257,"YES",1,null,7.4389999999999992,5.9600000000000009,6.2474711356919013,13.13,13.290000000000001,14.852837601175882,null,-33393.892212929859,null,-3442.1495113473161,null,385.14696719493452,null,385.14696719493452,null,4086.6277331003257,null,385.14696719493452,6.9915828273118902E-2,null,"ImeEgsd207"]
[372,"ImeNgsd207",0.98603092133998871,8348.9641729365176,0,5627.4013671875,0,0,44974.312548686328,19151.6328125,77074.044420512859,0,0,null,69753.346430408725,77074.044420512859,82701.446025467332,null,29201.763739527385,7339.489407198952,0,0,73337.551010124866,0,null,36541.251788021189,73337.5546875,null,-33212.094940352639,-46160.19399967917,-3736.4897330128588,null,0.56983568167618159,0.47410580387677076,0,0,0.52386377861289302,0.44184538057321032,0,0,0.95152077770012011,"FAIL",0,null,"ImeNgsd207",null,-3736.4897330128588,3736.4897330128588,0.49722864476941425,"FAIL",0,1,null,null,8.4365772686967961,null,4086.6277331003257,"YES",1,null,7.4389999999999992,5.9600000000000009,6.2474711356919013,13.13,13.290000000000001,14.852837601175882,null,-33393.892212929859,null,-3442.1495113473161,null,385.14696719493452,null,385.14696719493452,null,4086.6277331003257,null,385.14696719493452,6.9915828273118902E-2,null,"ImeNgsd207"]
[373,"ImiEgsd207",0.98603092133998871,8348.9641729365176,0,5627.4013671875,0,0,44974.312548686328,19151.6328125,85930.102140515271,0,0,null,69753.346430408725,85930.102140515271,91557.503745469745,null,29201.763739527385,7339.489407198952,0,0,73337.551010124866,0,null,36541.251788021189,73337.5546875,null,-33212.094940352639,-55016.251719681582,-12592.547453015271,null,0.56983568167618159,0.42524390030711157,0,0,0.52386377861289302,0.39910712271602028,0,0,0.8534559236014454,"FAIL",0,null,"ImiEgsd207",null,-12592.547453015271,12592.547453015271,0.44375317253255153,"FAIL",0,1,null,null,9.4059672956806182,null,4719.5978897896985,"YES",1,null,7.4389999999999992,5.9600000000000009,6.2474711356919013,13.13,13.290000000000001,14.852837601175882,null,-33393.892212929859,null,-3442.1495113473161,null,1298.0047604403355,null,1298.0047604403355,null,4719.5978897896985,null,1298.0047604403355,0.21134312944932424,null,"ImiEgsd207"]
[374,"ImiNgsd207",0.98603092133998871,8348.9641729365176,0,5627.4013671875,0,0,44974.312548686328,19151.6328125,85930.102140515271,0,0,null,69753.346430408725,85930.102140515271,91557.503745469745,null,29201.763739527385,7339.489407198952,0,0,73337.551010124866,0,null,36541.251788021189,73337.5546875,null,-33212.094940352639,-55016.251719681582,-12592.547453015271,null,0.56983568167618159,0.42524390030711157,0,0,0.52386377861289302,0.39910712271602028,0,0,0.8534559236014454,"FAIL",0,null,"ImiNgsd207",null,-12592.547453015271,12592.547453015271,0.44375317253255153,"FAIL",0,1,null,null,9.4059672956806182,null,4719.5978897896985,"YES",1,null,7.4389999999999992,5.9600000000000009,6.2474711356919013,13.13,13.290000000000001,14.852837601175882,null,-33393.892212929859,null,-3442.1495113473161,null,1298.0047604403355,null,1298.0047604403355,null,4719.5978897896985,null,1298.0047604403355,0.21134312944932424,null,"ImiNgsd207"]
[375,"IprEgsd207",0.98603092133998871,8348.9641729365176,0,5627.4013671875,0,0,44974.312548686328,19151.6328125,10744.36349415621,0,0,null,69753.346430408725,10744.36349415621,16371.765099110698,null,29201.763739527385,7339.489407198952,0,0,73337.551010124866,0,null,36541.251788021189,73337.5546875,null,-33212.094940352639,20169.486926677477,62593.191193343788,null,0.56983568167618159,3.400969429961648,0,1,0.52386377861289302,2.2319677870710679,0,1,6.8256769912324557,"PASS",1,null,"IprEgsd207",null,62593.191193343788,0,0.52386377861289302,"FAIL",0,1,null,null,1.1760853094557326,null,-654.16245986443982,"NO",0,null,7.4389999999999992,5.9600000000000009,6.2474711356919013,13.13,13.290000000000001,14.852837601175882,null,-33393.892212929859,null,-3442.1495113473161,null,0,null,0,null,-654.16245986443982,null,-654.16245986443982,-0.85184799528288235,null,"IprEgsd207"]
[376,"IprNgsd207",0.98603092133998871,8348.9641729365176,0,5627.4013671875,0,0,44974.312548686328,19151.6328125,10744.36349415621,0,0,null,69753.346430408725,10744.36349415621,16371.765099110698,null,29201.763739527385,7339.489407198952,0,0,73337.551010124866,0,null,36541.251788021189,73337.5546875,null,-33212.094940352639,20169.486926677477,62593.191193343788,null,0.56983568167618159,3.400969429961648,0,1,0.52386377861289302,2.2319677870710679,0,1,6.8256769912324557,"PASS",1,null,"IprNgsd207",null,62593.191193343788,0,0.52386377861289302,"FAIL",0,1,null,null,1.1760853094557326,null,-654.16245986443982,"NO",0,null,7.4389999999999992,5.9600000000000009,6.2474711356919013,13.13,13.290000000000001,14.852837601175882,null,-33393.892212929859,null,-3442.1495113473161,null,0,null,0,null,-654.16245986443982,null,-654.16245986443982,-0.85184799528288235,null,"IprNgsd207"]
[377,"IstEgsd207",0.98603092133998871,8348.9641729365176,0,5627.4013671875,0,0,44974.312548686328,19151.6328125,57128.927617144189,0,0,null,69753.346430408725,57128.927617144189,62756.329222098677,null,29201.763739527385,7339.489407198952,0,0,73337.551010124866,0,null,36541.251788021189,73337.5546875,null,-33212.094940352639,-26215.0771963105,16208.627070355811,null,0.56983568167618159,0.6396278262547902,0,0,0.52386377861289302,0.58227197765414873,0,0,1.283720135252314,"PASS",1,null,"IstEgsd207",null,16208.627070355811,0,0.52386377861289302,"FAIL",0,1,null,null,6.2533715422638743,null,2661.0879273679866,"YES",1,null,7.4389999999999992,5.9600000000000009,6.2474711356919013,13.13,13.290000000000001,14.852837601175882,null,-33393.892212929859,null,-3442.1495113473161,null,0,null,0,null,2661.0879273679866,null,0,0,null,"IstEgsd207"]
[378,"IstNgsd207",0.98603092133998871,8348.9641729365176,0,5627.4013671875,0,0,44974.312548686328,19151.6328125,57128.927617144189,0,0,null,69753.346430408725,57128.927617144189,62756.329222098677,null,29201.763739527385,7339.489407198952,0,0,73337.551010124866,0,null,36541.251788021189,73337.5546875,null,-33212.094940352639,-26215.0771963105,16208.627070355811,null,0.56983568167618159,0.6396278262547902,0,0,0.52386377861289302,0.58227197765414873,0,0,1.283720135252314,"PASS",1,null,"IstNgsd207",null,16208.627070355811,0,0.52386377861289302,"FAIL",0,1,null,null,6.2533715422638743,null,2661.0879273679866,"YES",1,null,7.4389999999999992,5.9600000000000009,6.2474711356919013,13.13,13.290000000000001,14.852837601175882,null,-33393.892212929859,null,-3442.1495113473161,null,0,null,0,null,2661.0879273679866,null,0,0,null,"IstNgsd207"]
[379,"IteEgsd207",0.98603092133998871,8348.9641729365176,0,5627.4013671875,0,0,44974.312548686328,19151.6328125,32066.72552744007,0,0,null,69753.346430408725,32066.72552744007,37694.127132394555,null,29201.763739527385,7339.489407198952,0,0,73337.551010124866,0,null,36541.251788021189,73337.5546875,null,-33212.094940352639,-1152.8751066063778,41270.829160059933,null,0.56983568167618159,1.1395379848420191,0,1,0.52386377861289302,0.96941499375143525,0,0,2.2870297319488935,"PASS",1,null,"IteEgsd207",null,41270.829160059933,0,0.52386377861289302,"FAIL",0,1,null,null,3.510045560007466,null,869.81359144184694,"YES",1,null,7.4389999999999992,5.9600000000000009,6.2474711356919013,13.13,13.290000000000001,14.852837601175882,null,-33393.892212929859,null,-3442.1495113473161,null,0,null,0,null,869.81359144184694,null,0,0,null,"IteEgsd207"]
[380,"IteNgsd207",0.98603092133998871,8348.9641729365176,0,5627.4013671875,0,0,44974.312548686328,19151.6328125,32066.72552744007,0,0,null,69753.346430408725,32066.72552744007,37694.127132394555,null,29201.763739527385,7339.489407198952,0,0,73337.551010124866,0,null,36541.251788021189,73337.5546875,null,-33212.094940352639,-1152.8751066063778,41270.829160059933,null,0.56983568167618159,1.1395379848420191,0,1,0.52386377861289302,0.96941499375143525,0,0,2.2870297319488935,"PASS",1,null,"IteNgsd207",null,41270.829160059933,0,0.52386377861289302,"FAIL",0,1,null,null,3.510045560007466,null,869.81359144184694,"YES",1,null,7.4389999999999992,5.9600000000000009,6.2474711356919013,13.13,13.290000000000001,14.852837601175882,null,-33393.892212929859,null,-3442.1495113473161,null,0,null,0,null,869.81359144184694,null,0,0,null,"IteNgsd207"]
[381,"ItrEgsd207",0.98603092133998871,8348.9641729365176,0,5627.4013671875,0,0,44974.312548686328,19151.6328125,9770.0146025939885,0,0,null,69753.346430408725,9770.0146025939885,15397.416207548484,null,29201.763739527385,7339.489407198952,0,0,73337.551010124866,0,null,36541.251788021189,73337.5546875,null,-33212.094940352639,21143.835818239699,63567.54008490601,null,0.56983568167618159,3.7401430063696428,0,1,0.52386377861289302,2.3732067679236546,0,1,7.5063915122530629,"PASS",1,null,"ItrEgsd207",null,63567.54008490601,0,0.52386377861289302,"FAIL",0,1,null,null,1.0694324875399395,null,-723.80218331966148,"NO",0,null,7.4389999999999992,5.9600000000000009,6.2474711356919013,13.13,13.290000000000001,14.852837601175882,null,-33393.892212929859,null,-3442.1495113473161,null,0,null,0,null,-723.80218331966148,null,-723.80218331966148,-1.0365298866198027,null,"ItrEgsd207"]
[382,"ItrNgsd207",0.98603092133998871,8348.9641729365176,0,5627.4013671875,0,0,44974.312548686328,19151.6328125,9770.0146025939885,0,0,null,69753.346430408725,9770.0146025939885,15397.416207548484,null,29201.763739527385,7339.489407198952,0,0,73337.551010124866,0,null,36541.251788021189,73337.5546875,null,-33212.094940352639,21143.835818239699,63567.54008490601,null,0.56983568167618159,3.7401430063696428,0,1,0.52386377861289302,2.3732067679236546,0,1,7.5063915122530629,"PASS",1,null,"ItrNgsd207",null,63567.54008490601,0,0.52386377861289302,"FAIL",0,1,null,null,1.0694324875399395,null,-723.80218331966148,"NO",0,null,7.4389999999999992,5.9600000000000009,6.2474711356919013,13.13,13.290000000000001,14.852837601175882,null,-33393.892212929859,null,-3442.1495113473161,null,0,null,0,null,-723.80218331966148,null,-723.80218331966148,-1.0365298866198027,null,"ItrNgsd207"]
[383,"IwaEgsd207",0.98603092133998871,8348.9641729365176,0,5627.4013671875,0,0,44974.312548686328,19151.6328125,6691.6600392270611,0,0,null,69753.346430408725,6691.6600392270611,12319.061644181553,null,29201.763739527385,7339.489407198952,0,0,73337.551010124866,0,null,36541.251788021189,73337.5546875,null,-33212.094940352639,24222.190381606626,66645.894648272937,null,0.56983568167618159,5.4607155136114756,0,1,0.52386377861289302,2.9662366784691958,0,1,10.959545801428828,"PASS",1,null,"IwaEgsd207",null,66645.894648272937,0,0.52386377861289302,"FAIL",0,1,null,null,0.73247366191070018,null,-943.82186035308996,"NO",0,null,7.4389999999999992,5.9600000000000009,6.2474711356919013,13.13,13.290000000000001,14.852837601175882,null,-33393.892212929859,null,-3442.1495113473161,null,0,null,0,null,-943.82186035308996,null,-943.82186035308996,-1.9733918580990153,null,"IwaEgsd207"]
[384,"IwaNgsd207",0.98603092133998871,8348.9641729365176,0,5627.4013671875,0,0,44974.312548686328,19151.6328125,6691.6600392270611,0,0,null,69753.346430408725,6691.6600392270611,12319.061644181553,null,29201.763739527385,7339.489407198952,0,0,73337.551010124866,0,null,36541.251788021189,73337.5546875,null,-33212.094940352639,24222.190381606626,66645.894648272937,null,0.56983568167618159,5.4607155136114756,0,1,0.52386377861289302,2.9662366784691958,0,1,10.959545801428828,"PASS",1,null,"IwaNgsd207",null,66645.894648272937,0,0.52386377861289302,"FAIL",0,1,null,null,0.73247366191070018,null,-943.82186035308996,"NO",0,null,7.4389999999999992,5.9600000000000009,6.2474711356919013,13.13,13.290000000000001,14.852837601175882,null,-33393.892212929859,null,-3442.1495113473161,null,0,null,0,null,-943.82186035308996,null,-943.82186035308996,-1.9733918580990153,null,"IwaNgsd207"]
[385,"IagEgsd208",0.98603092133998871,8348.9641729365176,0,5627.4013671875,0,0,44974.312548686328,19151.6328125,5668.4343542621564,0,0,null,69753.346430408725,5668.4343542621564,11295.835959216649,null,29201.763739527385,7339.489407198952,0,0,73337.551010124866,0,null,36541.251788021189,73337.5546875,null,-33212.094940352639,25245.416066571532,67669.12033323785,null,0.56983568167618159,6.446445262358103,0,1,0.52386377861289302,3.2349312338734726,0,1,12.937885508430861,"PASS",1,null,"IagEgsd208",null,67669.12033323785,0,0.52386377861289302,"FAIL",0,1,null,null,0.62047069649696607,null,-1016.954998299834,"NO",0,null,7.4389999999999992,5.9600000000000009,6.2474711356919013,13.13,13.290000000000001,14.852837601175882,null,-33393.892212929859,null,-3442.1495113473161,null,0,null,0,null,-1016.954998299834,null,-1016.954998299834,-2.5101274482313869,null,"IagEgsd208"]
[386,"IagNgsd208",0.98603092133998871,8348.9641729365176,0,5627.4013671875,0,0,44974.312548686328,19151.6328125,5668.4343542621564,0,0,null,69753.346430408725,5668.4343542621564,11295.835959216649,null,29201.763739527385,7339.489407198952,0,0,73337.551010124866,0,null,36541.251788021189,73337.5546875,null,-33212.094940352639,25245.416066571532,67669.12033323785,null,0.56983568167618159,6.446445262358103,0,1,0.52386377861289302,3.2349312338734726,0,1,12.937885508430861,"PASS",1,null,"IagNgsd208",null,67669.12033323785,0,0.52386377861289302,"FAIL",0,1,null,null,0.62047069649696607,null,-1016.954998299834,"NO",0,null,7.4389999999999992,5.9600000000000009,6.2474711356919013,13.13,13.290000000000001,14.852837601175882,null,-33393.892212929859,null,-3442.1495113473161,null,0,null,0,null,-1016.954998299834,null,-1016.954998299834,-2.5101274482313869,null,"IagNgsd208"]
[387,"IchEgsd208",0.98603092133998871,8348.9641729365176,0,5627.4013671875,0,0,44974.312548686328,19151.6328125,3741.5987858104686,0,0,null,69753.346430408725,3741.5987858104686,9369.0003907649607,null,29201.763739527385,7339.489407198952,0,0,73337.551010124866,0,null,36541.251788021189,73337.5546875,null,-33212.094940352639,27172.251635023218,69595.955901689536,null,0.56983568167618159,9.7662132900510823,0,1,0.52386377861289302,3.9002296073533973,0,1,19.600592924506824,"PASS",1,null,"IchEgsd208",null,69595.955901689536,0,0.52386377861289302,"FAIL",0,1,null,null,0.40955796282754614,null,-1154.6719773922387,"NO",0,null,7.4389999999999992,5.9600000000000009,6.2474711356919013,13.13,13.290000000000001,14.852837601175882,null,-33393.892212929859,null,-3442.1495113473161,null,0,null,0,null,-1154.6719773922387,null,-1154.6719773922387,-4.3177606597147635,null,"IchEgsd208"]
[388,"IchNgsd208",0.98603092133998871,8348.9641729365176,0,5627.4013671875,0,0,44974.312548686328,19151.6328125,3741.5987858104686,0,0,null,69753.346430408725,3741.5987858104686,9369.0003907649607,null,29201.763739527385,7339.489407198952,0,0,73337.551010124866,0,null,36541.251788021189,73337.5546875,null,-33212.094940352639,27172.251635023218,69595.955901689536,null,0.56983568167618159,9.7662132900510823,0,1,0.52386377861289302,3.9002296073533973,0,1,19.600592924506824,"PASS",1,null,"IchNgsd208",null,69595.955901689536,0,0.52386377861289302,"FAIL",0,1,null,null,0.40955796282754614,null,-1154.6719773922387,"NO",0,null,7.4389999999999992,5.9600000000000009,6.2474711356919013,13.13,13.290000000000001,14.852837601175882,null,-33393.892212929859,null,-3442.1495113473161,null,0,null,0,null,-1154.6719773922387,null,-1154.6719773922387,-4.3177606597147635,null,"IchNgsd208"]
[389,"IcoEgsd208",0.98603092133998871,8348.9641729365176,0,5627.4013671875,0,0,44974.312548686328,19151.6328125,14345.985097466342,0,0,null,69753.346430408725,14345.985097466342,19973.386702420838,null,29201.763739527385,7339.489407198952,0,0,73337.551010124866,0,null,36541.251788021189,73337.5546875,null,-33212.094940352639,16567.865323367347,58991.569590033658,null,0.56983568167618159,2.5471413458023719,0,1,0.52386377861289302,1.8294970586328403,0,1,5.11206126238429,"PASS",1,null,"IcoEgsd208",null,58991.569590033658,0,0.52386377861289302,"FAIL",0,1,null,null,1.5703212486009872,null,-396.74328159026652,"NO",0,null,7.4389999999999992,5.9600000000000009,6.2474711356919013,13.13,13.290000000000001,14.852837601175882,null,-33393.892212929859,null,-3442.1495113473161,null,0,null,0,null,-396.74328159026652,null,-396.74328159026652,-0.38693354913052636,null,"IcoEgsd208"]
[390,"IcoNgsd208",0.98603092133998871,8348.9641729365176,0,5627.4013671875,0,0,44974.312548686328,19151.6328125,14345.985097466342,0,0,null,69753.346430408725,14345.985097466342,19973.386702420838,null,29201.763739527385,7339.489407198952,0,0,73337.551010124866,0,null,36541.251788021189,73337.5546875,null,-33212.094940352639,16567.865323367347,58991.569590033658,null,0.56983568167618159,2.5471413458023719,0,1,0.52386377861289302,1.8294970586328403,0,1,5.11206126238429,"PASS",1,null,"IcoNgsd208",null,58991.569590033658,0,0.52386377861289302,"FAIL",0,1,null,null,1.5703212486009872,null,-396.74328159026652,"NO",0,null,7.4389999999999992,5.9600000000000009,6.2474711356919013,13.13,13.290000000000001,14.852837601175882,null,-33393.892212929859,null,-3442.1495113473161,null,0,null,0,null,-396.74328159026652,null,-396.74328159026652,-0.38693354913052636,null,"IcoNgsd208"]
[391,"IelEgsd208",0.98603092133998871,8348.9641729365176,0,5627.4013671875,0,0,44974.312548686328,19151.6328125,5351.1551316810592,0,0,null,69753.346430408725,5351.1551316810592,10978.55673663555,null,29201.763739527385,7339.489407198952,0,0,73337.551010124866,0,null,36541.251788021189,73337.5546875,null,-33212.094940352639,25562.695289152631,67986.399555818934,null,0.56983568167618159,6.8286661269978541,0,1,0.52386377861289302,3.3284204341242041,0,1,13.704995067945468,"PASS",1,null,"IelEgsd208",null,67986.399555818934,0,0.52386377861289302,"FAIL",0,1,null,null,0.58574109854248635,null,-1039.631937867083,"NO",0,null,7.4389999999999992,5.9600000000000009,6.2474711356919013,13.13,13.290000000000001,14.852837601175882,null,-33393.892212929859,null,-3442.1495113473161,null,0,null,0,null,-1039.631937867083,null,-1039.631937867083,-2.7182489465339645,null,"IelEgsd208"]
[392,"IelNgsd208",0.98603092133998871,8348.9641729365176,0,5627.4013671875,0,0,44974.312548686328,19151.6328125,5351.1551316810592,0,0,null,69753.346430408725,5351.1551316810592,10978.55673663555,null,29201.763739527385,7339.489407198952,0,0,73337.551010124866,0,null,36541.251788021189,73337.5546875,null,-33212.094940352639,25562.695289152631,67986.399555818934,null,0.56983568167618159,6.8286661269978541,0,1,0.52386377861289302,3.3284204341242041,0,1,13.704995067945468,"PASS",1,null,"IelNgsd208",null,67986.399555818934,0,0.52386377861289302,"FAIL",0,1,null,null,0.58574109854248635,null,-1039.631937867083,"NO",0,null,7.4389999999999992,5.9600000000000009,6.2474711356919013,13.13,13.290000000000001,14.852837601175882,null,-33393.892212929859,null,-3442.1495113473161,null,0,null,0,null,-1039.631937867083,null,-1039.631937867083,-2.7182489465339645,null,"IelNgsd208"]
[393,"IluEgsd208",0.98603092133998871,8348.9641729365176,0,5627.4013671875,0,0,44974.312548686328,19151.6328125,2712.0158000709343,0,0,null,69753.346430408725,2712.0158000709343,8339.4174050254187,null,29201.763739527385,7339.489407198952,0,0,73337.551010124866,0,null,36541.251788021189,73337.5546875,null,-33212.094940352639,28201.834620762755,70625.538887429066,null,0.56983568167618159,13.473834402832546,0,1,0.52386377861289302,4.3817512729170796,0,1,27.04171365284148,"PASS",1,null,"IluEgsd208",null,70625.538887429066,0,0.52386377861289302,"FAIL",0,1,null,null,0.29685909963624313,null,-1228.2595067738505,"NO",0,null,7.4389999999999992,5.9600000000000009,6.2474711356919013,13.13,13.290000000000001,14.852837601175882,null,-33393.892212929859,null,-3442.1495113473161,null,0,null,0,null,-1228.2595067738505,null,-1228.2595067738505,-6.3365823222733573,null,"IluEgsd208"]
[394,"IluNgsd208",0.98603092133998871,8348.9641729365176,0,5627.4013671875,0,0,44974.312548686328,19151.6328125,2712.0158000709343,0,0,null,69753.346430408725,2712.0158000709343,8339.4174050254187,null,29201.763739527385,7339.489407198952,0,0,73337.551010124866,0,null,36541.251788021189,73337.5546875,null,-33212.094940352639,28201.834620762755,70625.538887429066,null,0.56983568167618159,13.473834402832546,0,1,0.52386377861289302,4.3817512729170796,0,1,27.04171365284148,"PASS",1,null,"IluNgsd208",null,70625.538887429066,0,0.52386377861289302,"FAIL",0,1,null,null,0.29685909963624313,null,-1228.2595067738505,"NO",0,null,7.4389999999999992,5.9600000000000009,6.2474711356919013,13.13,13.290000000000001,14.852837601175882,null,-33393.892212929859,null,-3442.1495113473161,null,0,null,0,null,-1228.2595067738505,null,-1228.2595067738505,-6.3365823222733573,null,"IluNgsd208"]
[395,"ImeEgsd208",0.98603092133998871,8348.9641729365176,0,5627.4013671875,0,0,44974.312548686328,19151.6328125,7520.8119214389362,0,0,null,69753.346430408725,7520.8119214389362,13148.213526393423,null,29201.763739527385,7339.489407198952,0,0,73337.551010124866,0,null,36541.251788021189,73337.5546875,null,-33212.094940352639,23393.038499394752,65816.74276606107,null,0.56983568167618159,4.8586844305807144,0,1,0.52386377861289302,2.7791800289420592,0,1,9.7512815708690841,"PASS",1,null,"ImeEgsd208",null,65816.74276606107,0,0.52386377861289302,"FAIL",0,1,null,null,0.82323324174489065,null,-884.55974307357315,"NO",0,null,7.4389999999999992,5.9600000000000009,6.2474711356919013,13.13,13.290000000000001,14.852837601175882,null,-33393.892212929859,null,-3442.1495113473161,null,0,null,0,null,-884.55974307357315,null,-884.55974307357315,-1.6455822143199601,null,"ImeEgsd208"]
[396,"ImeNgsd208",0.98603092133998871,8348.9641729365176,0,5627.4013671875,0,0,44974.312548686328,19151.6328125,7520.8119214389362,0,0,null,69753.346430408725,7520.8119214389362,13148.213526393423,null,29201.763739527385,7339.489407198952,0,0,73337.551010124866,0,null,36541.251788021189,73337.5546875,null,-33212.094940352639,23393.038499394752,65816.74276606107,null,0.56983568167618159,4.8586844305807144,0,1,0.52386377861289302,2.7791800289420592,0,1,9.7512815708690841,"PASS",1,null,"ImeNgsd208",null,65816.74276606107,0,0.52386377861289302,"FAIL",0,1,null,null,0.82323324174489065,null,-884.55974307357315,"NO",0,null,7.4389999999999992,5.9600000000000009,6.2474711356919013,13.13,13.290000000000001,14.852837601175882,null,-33393.892212929859,null,-3442.1495113473161,null,0,null,0,null,-884.55974307357315,null,-884.55974307357315,-1.6455822143199601,null,"ImeNgsd208"]
[397,"ImiEgsd208",0.98603092133998871,8348.9641729365176,0,5627.4013671875,0,0,44974.312548686328,19151.6328125,14345.985097466342,0,0,null,69753.346430408725,14345.985097466342,19973.386702420838,null,29201.763739527385,7339.489407198952,0,0,73337.551010124866,0,null,36541.251788021189,73337.5546875,null,-33212.094940352639,16567.865323367347,58991.569590033658,null,0.56983568167618159,2.5471413458023719,0,1,0.52386377861289302,1.8294970586328403,0,1,5.11206126238429,"PASS",1,null,"ImiEgsd208",null,58991.569590033658,0,0.52386377861289302,"FAIL",0,1,null,null,1.5703212486009872,null,-396.74328159026652,"NO",0,null,7.4389999999999992,5.9600000000000009,6.2474711356919013,13.13,13.290000000000001,14.852837601175882,null,-33393.892212929859,null,-3442.1495113473161,null,0,null,0,null,-396.74328159026652,null,-396.74328159026652,-0.38693354913052636,null,"ImiEgsd208"]
[398,"ImiNgsd208",0.98603092133998871,8348.9641729365176,0,5627.4013671875,0,0,44974.312548686328,19151.6328125,14345.985097466342,0,0,null,69753.346430408725,14345.985097466342,19973.386702420838,null,29201.763739527385,7339.489407198952,0,0,73337.551010124866,0,null,36541.251788021189,73337.5546875,null,-33212.094940352639,16567.865323367347,58991.569590033658,null,0.56983568167618159,2.5471413458023719,0,1,0.52386377861289302,1.8294970586328403,0,1,5.11206126238429,"PASS",1,null,"ImiNgsd208",null,58991.569590033658,0,0.52386377861289302,"FAIL",0,1,null,null,1.5703212486009872,null,-396.74328159026652,"NO",0,null,7.4389999999999992,5.9600000000000009,6.2474711356919013,13.13,13.290000000000001,14.852837601175882,null,-33393.892212929859,null,-3442.1495113473161,null,0,null,0,null,-396.74328159026652,null,-396.74328159026652,-0.38693354913052636,null,"ImiNgsd208"]
[399,"IprEgsd208",0.98603092133998871,8348.9641729365176,0,5627.4013671875,0,0,44974.312548686328,19151.6328125,2050.4587879176056,0,0,null,69753.346430408725,2050.4587879176056,7677.860392872095,null,29201.763739527385,7339.489407198952,0,0,73337.551010124866,0,null,36541.251788021189,73337.5546875,null,-33212.094940352639,28863.391632916086,71287.095899582389,null,0.56983568167618159,17.821012547699905,0,1,0.52386377861289302,4.7593015566615202,0,1,35.766412433960582,"PASS",1,null,"IprEgsd208",null,71287.095899582389,0,0.52386377861289302,"FAIL",0,1,null,null,0.2244446080685151,null,-1275.5430673617616,"NO",0,null,7.4389999999999992,5.9600000000000009,6.2474711356919013,13.13,13.290000000000001,14.852837601175882,null,-33393.892212929859,null,-3442.1495113473161,null,0,null,0,null,-1275.5430673617616,null,-1275.5430673617616,-8.7036468879323685,null,"IprEgsd208"]
[400,"IprNgsd208",0.98603092133998871,8348.9641729365176,0,5627.4013671875,0,0,44974.312548686328,19151.6328125,2050.4587879176056,0,0,null,69753.346430408725,2050.4587879176056,7677.860392872095,null,29201.763739527385,7339.489407198952,0,0,73337.551010124866,0,null,36541.251788021189,73337.5546875,null,-33212.094940352639,28863.391632916086,71287.095899582389,null,0.56983568167618159,17.821012547699905,0,1,0.52386377861289302,4.7593015566615202,0,1,35.766412433960582,"PASS",1,null,"IprNgsd208",null,71287.095899582389,0,0.52386377861289302,"FAIL",0,1,null,null,0.2244446080685151,null,-1275.5430673617616,"NO",0,null,7.4389999999999992,5.9600000000000009,6.2474711356919013,13.13,13.290000000000001,14.852837601175882,null,-33393.892212929859,null,-3442.1495113473161,null,0,null,0,null,-1275.5430673617616,null,-1275.5430673617616,-8.7036468879323685,null,"IprNgsd208"]
[401,"IstEgsd208",0.98603092133998871,8348.9641729365176,0,5627.4013671875,0,0,44974.312548686328,19151.6328125,8337.2116278878184,0,0,null,69753.346430408725,8337.2116278878184,13964.61323284231,null,29201.763739527385,7339.489407198952,0,0,73337.551010124866,0,null,36541.251788021189,73337.5546875,null,-33212.094940352639,22576.638792945872,65000.343059612183,null,0.56983568167618159,4.382910428444851,0,1,0.52386377861289302,2.6167035062774473,0,1,8.7964127529385525,"PASS",1,null,"IstEgsd208",null,65000.343059612183,0,0.52386377861289302,"FAIL",0,1,null,null,0.91259688715105736,null,-826.20911117046694,"NO",0,null,7.4389999999999992,5.9600000000000009,6.2474711356919013,13.13,13.290000000000001,14.852837601175882,null,-33393.892212929859,null,-3442.1495113473161,null,0,null,0,null,-826.20911117046694,null,-826.20911117046694,-1.3865205473101125,null,"IstEgsd208"]
[402,"IstNgsd208",0.98603092133998871,8348.9641729365176,0,5627.4013671875,0,0,44974.312548686328,19151.6328125,8337.2116278878184,0,0,null,69753.346430408725,8337.2116278878184,13964.61323284231,null,29201.763739527385,7339.489407198952,0,0,73337.551010124866,0,null,36541.251788021189,73337.5546875,null,-33212.094940352639,22576.638792945872,65000.343059612183,null,0.56983568167618159,4.382910428444851,0,1,0.52386377861289302,2.6167035062774473,0,1,8.7964127529385525,"PASS",1,null,"IstNgsd208",null,65000.343059612183,0,0.52386377861289302,"FAIL",0,1,null,null,0.91259688715105736,null,-826.20911117046694,"NO",0,null,7.4389999999999992,5.9600000000000009,6.2474711356919013,13.13,13.290000000000001,14.852837601175882,null,-33393.892212929859,null,-3442.1495113473161,null,0,null,0,null,-826.20911117046694,null,-826.20911117046694,-1.3865205473101125,null,"IstNgsd208"]
[403,"IteEgsd208",0.98603092133998871,8348.9641729365176,0,5627.4013671875,0,0,44974.312548686328,19151.6328125,7125.7203450484703,0,0,null,69753.346430408725,7125.7203450484703,12753.121950002957,null,29201.763739527385,7339.489407198952,0,0,73337.551010124866,0,null,36541.251788021189,73337.5546875,null,-33212.094940352639,23788.130075785219,66211.834342451533,null,0.56983568167618159,5.1280782880306299,0,1,0.52386377861289302,2.8652789969817132,0,1,10.291949604570279,"PASS",1,null,"IteEgsd208",null,66211.834342451533,0,0.52386377861289302,"FAIL",0,1,null,null,0.77998622875351409,null,-912.79818975397802,"NO",0,null,7.4389999999999992,5.9600000000000009,6.2474711356919013,13.13,13.290000000000001,14.852837601175882,null,-33393.892212929859,null,-3442.1495113473161,null,0,null,0,null,-912.79818975397802,null,-912.79818975397802,-1.7922688148966042,null,"IteEgsd208"]
[404,"IteNgsd208",0.98603092133998871,8348.9641729365176,0,5627.4013671875,0,0,44974.312548686328,19151.6328125,7125.7203450484703,0,0,null,69753.346430408725,7125.7203450484703,12753.121950002957,null,29201.763739527385,7339.489407198952,0,0,73337.551010124866,0,null,36541.251788021189,73337.5546875,null,-33212.094940352639,23788.130075785219,66211.834342451533,null,0.56983568167618159,5.1280782880306299,0,1,0.52386377861289302,2.8652789969817132,0,1,10.291949604570279,"PASS",1,null,"IteNgsd208",null,66211.834342451533,0,0.52386377861289302,"FAIL",0,1,null,null,0.77998622875351409,null,-912.79818975397802,"NO",0,null,7.4389999999999992,5.9600000000000009,6.2474711356919013,13.13,13.290000000000001,14.852837601175882,null,-33393.892212929859,null,-3442.1495113473161,null,0,null,0,null,-912.79818975397802,null,-912.79818975397802,-1.7922688148966042,null,"IteNgsd208"]
[405,"ItrEgsd208",0.98603092133998871,8348.9641729365176,0,5627.4013671875,0,0,44974.312548686328,19151.6328125,2351.0309352511995,0,0,null,69753.346430408725,2351.0309352511995,7978.4325402056911,null,29201.763739527385,7339.489407198952,0,0,73337.551010124866,0,null,36541.251788021189,73337.5546875,null,-33212.094940352639,28562.819485582491,70986.523752248802,null,0.56983568167618159,15.542650349735565,0,1,0.52386377861289302,4.5800039911163921,0,1,31.193785495495462,"PASS",1,null,"ItrEgsd208",null,70986.523752248802,0,0.52386377861289302,"FAIL",0,1,null,null,0.25734545976880413,null,-1254.0602207507416,"NO",0,null,7.4389999999999992,5.9600000000000009,6.2474711356919013,13.13,13.290000000000001,14.852837601175882,null,-33393.892212929859,null,-3442.1495113473161,null,0,null,0,null,-1254.0602207507416,null,-1254.0602207507416,-7.4630644914189359,null,"ItrEgsd208"]
[406,"ItrNgsd208",0.98603092133998871,8348.9641729365176,0,5627.4013671875,0,0,44974.312548686328,19151.6328125,2351.0309352511995,0,0,null,69753.346430408725,2351.0309352511995,7978.4325402056911,null,29201.763739527385,7339.489407198952,0,0,73337.551010124866,0,null,36541.251788021189,73337.5546875,null,-33212.094940352639,28562.819485582491,70986.523752248802,null,0.56983568167618159,15.542650349735565,0,1,0.52386377861289302,4.5800039911163921,0,1,31.193785495495462,"PASS",1,null,"ItrNgsd208",null,70986.523752248802,0,0.52386377861289302,"FAIL",0,1,null,null,0.25734545976880413,null,-1254.0602207507416,"NO",0,null,7.4389999999999992,5.9600000000000009,6.2474711356919013,13.13,13.290000000000001,14.852837601175882,null,-33393.892212929859,null,-3442.1495113473161,null,0,null,0,null,-1254.0602207507416,null,-1254.0602207507416,-7.4630644914189359,null,"ItrNgsd208"]
[407,"IwaEgsd208",0.98603092133998871,8348.9641729365176,0,5627.4013671875,0,0,44974.312548686328,19151.6328125,14345.985097466342,0,0,null,69753.346430408725,14345.985097466342,19973.386702420838,null,29201.763739527385,7339.489407198952,0,0,73337.551010124866,0,null,36541.251788021189,73337.5546875,null,-33212.094940352639,16567.865323367347,58991.569590033658,null,0.56983568167618159,2.5471413458023719,0,1,0.52386377861289302,1.8294970586328403,0,1,5.11206126238429,"PASS",1,null,"IwaEgsd208",null,58991.569590033658,0,0.52386377861289302,"FAIL",0,1,null,null,1.5703212486009872,null,-396.74328159026652,"NO",0,null,7.4389999999999992,5.9600000000000009,6.2474711356919013,13.13,13.290000000000001,14.852837601175882,null,-33393.892212929859,null,-3442.1495113473161,null,0,null,0,null,-396.74328159026652,null,-396.74328159026652,-0.38693354913052636,null,"IwaEgsd208"]
[408,"IwaNgsd208",0.98603092133998871,8348.9641729365176,0,5627.4013671875,0,0,44974.312548686328,19151.6328125,14345.985097466342,0,0,null,69753.346430408725,14345.985097466342,19973.386702420838,null,29201.763739527385,7339.489407198952,0,0,73337.551010124866,0,null,36541.251788021189,73337.5546875,null,-33212.094940352639,16567.865323367347,58991.569590033658,null,0.56983568167618159,2.5471413458023719,0,1,0.52386377861289302,1.8294970586328403,0,1,5.11206126238429,"PASS",1,null,"IwaNgsd208",null,58991.569590033658,0,0.52386377861289302,"FAIL",0,1,null,null,1.5703212486009872,null,-396.74328159026652,"NO",0,null,7.4389999999999992,5.9600000000000009,6.2474711356919013,13.13,13.290000000000001,14.852837601175882,null,-33393.892212929859,null,-3442.1495113473161,null,0,null,0,null,-396.74328159026652,null,-396.74328159026652,-0.38693354913052636,null,"IwaNgsd208"]
[409,"IagEgsd209",0.98603092133998871,8348.9641729365176,0,5627.4013671875,0,0,44974.312548686328,19151.6328125,92169.559933386772,0,0,null,69753.346430408725,92169.559933386772,97796.961538341231,null,29201.763739527385,7339.489407198952,0,0,73337.551010124866,0,null,36541.251788021189,73337.5546875,null,-33212.094940352639,-61255.709512553083,-18832.005245886772,null,0.56983568167618159,0.39645683254244091,0,0,0.52386377861289302,0.37364404069481671,0,0,0.79568085971662306,"FAIL",0,null,"IagEgsd209",null,-18832.005245886772,18832.005245886772,0.4124976756725946,"FAIL",0,1,null,null,10.088943185226761,null,5165.5518853823314,"YES",1,null,7.4389999999999992,5.9600000000000009,6.2474711356919013,13.13,13.290000000000001,14.852837601175882,null,-33393.892212929859,null,-3442.1495113473161,null,1941.1507122766732,null,1941.1507122766732,null,5165.5518853823314,null,1941.1507122766732,0.29466522963441416,null,"IagEgsd209"]
[410,"IagNgsd209",0.98603092133998871,8348.9641729365176,0,5627.4013671875,0,0,44974.312548686328,19151.6328125,92169.559933386772,0,0,null,69753.346430408725,92169.559933386772,97796.961538341231,null,29201.763739527385,7339.489407198952,0,0,73337.551010124866,0,null,36541.251788021189,73337.5546875,null,-33212.094940352639,-61255.709512553083,-18832.005245886772,null,0.56983568167618159,0.39645683254244091,0,0,0.52386377861289302,0.37364404069481671,0,0,0.79568085971662306,"FAIL",0,null,"IagNgsd209",null,-18832.005245886772,18832.005245886772,0.4124976756725946,"FAIL",0,1,null,null,10.088943185226761,null,5165.5518853823314,"YES",1,null,7.4389999999999992,5.9600000000000009,6.2474711356919013,13.13,13.290000000000001,14.852837601175882,null,-33393.892212929859,null,-3442.1495113473161,null,1941.1507122766732,null,1941.1507122766732,null,5165.5518853823314,null,1941.1507122766732,0.29466522963441416,null,"IagNgsd209"]
[411,"IchEgsd209",0.98603092133998871,8348.9641729365176,0,5627.4013671875,0,0,44974.312548686328,19151.6328125,92169.580428412417,0,0,null,69753.346430408725,92169.580428412417,97796.982033366861,null,29201.763739527385,7339.489407198952,0,0,73337.551010124866,0,null,36541.251788021189,73337.5546875,null,-33212.094940352639,-61255.730007578728,-18832.025740912417,null,0.56983568167618159,0.39645674438544903,0,0,0.52386377861289302,0.37364396239133479,0,0,0.79568068278732007,"FAIL",0,null,"IchEgsd209",null,-18832.025740912417,18832.025740912417,0.41249758023753347,"FAIL",0,1,null,null,10.088944788185184,null,5165.552932045508,"YES",1,null,7.4389999999999992,5.9600000000000009,6.2474711356919013,13.13,13.290000000000001,14.852837601175882,null,-33393.892212929859,null,-3442.1495113473161,null,1941.1528248469019,null,1941.1528248469019,null,5165.552932045508,null,1941.1528248469019,0.29466550350375087,null,"IchEgsd209"]
[412,"IchNgsd209",0.98603092133998871,8348.9641729365176,0,5627.4013671875,0,0,44974.312548686328,19151.6328125,92169.580428412417,0,0,null,69753.346430408725,92169.580428412417,97796.982033366861,null,29201.763739527385,7339.489407198952,0,0,73337.551010124866,0,null,36541.251788021189,73337.5546875,null,-33212.094940352639,-61255.730007578728,-18832.025740912417,null,0.56983568167618159,0.39645674438544903,0,0,0.52386377861289302,0.37364396239133479,0,0,0.79568068278732007,"FAIL",0,null,"IchNgsd209",null,-18832.025740912417,18832.025740912417,0.41249758023753347,"FAIL",0,1,null,null,10.088944788185184,null,5165.552932045508,"YES",1,null,7.4389999999999992,5.9600000000000009,6.2474711356919013,13.13,13.290000000000001,14.852837601175882,null,-33393.892212929859,null,-3442.1495113473161,null,1941.1528248469019,null,1941.1528248469019,null,5165.552932045508,null,1941.1528248469019,0.29466550350375087,null,"IchNgsd209"]
[413,"IcoEgsd209",0.98603092133998871,8348.9641729365176,0,5627.4013671875,0,0,44974.312548686328,19151.6328125,92169.580428412417,0,0,null,69753.346430408725,92169.580428412417,97796.982033366861,null,29201.763739527385,7339.489407198952,0,0,73337.551010124866,0,null,36541.251788021189,73337.5546875,null,-33212.094940352639,-61255.730007578728,-18832.025740912417,null,0.56983568167618159,0.39645674438544903,0,0,0.52386377861289302,0.37364396239133479,0,0,0.79568068278732007,"FAIL",0,null,"IcoEgsd209",null,-18832.025740912417,18832.025740912417,0.41249758023753347,"FAIL",0,1,null,null,10.088944933514606,null,5165.553026939393,"YES",1,null,7.4389999999999992,5.9600000000000009,6.2474711356919013,13.13,13.290000000000001,14.852837601175882,null,-33393.892212929859,null,-3442.1495113473161,null,1941.1528248469019,null,1941.1528248469019,null,5165.553026939393,null,1941.1528248469019,0.29466549925914776,null,"IcoEgsd209"]
[414,"IcoNgsd209",0.98603092133998871,8348.9641729365176,0,5627.4013671875,0,0,44974.312548686328,19151.6328125,92169.580428412417,0,0,null,69753.346430408725,92169.580428412417,97796.982033366861,null,29201.763739527385,7339.489407198952,0,0,73337.551010124866,0,null,36541.251788021189,73337.5546875,null,-33212.094940352639,-61255.730007578728,-18832.025740912417,null,0.56983568167618159,0.39645674438544903,0,0,0.52386377861289302,0.37364396239133479,0,0,0.79568068278732007,"FAIL",0,null,"IcoNgsd209",null,-18832.025740912417,18832.025740912417,0.41249758023753347,"FAIL",0,1,null,null,10.088944933514606,null,5165.553026939393,"YES",1,null,7.4389999999999992,5.9600000000000009,6.2474711356919013,13.13,13.290000000000001,14.852837601175882,null,-33393.892212929859,null,-3442.1495113473161,null,1941.1528248469019,null,1941.1528248469019,null,5165.553026939393,null,1941.1528248469019,0.29466549925914776,null,"IcoNgsd209"]
[415,"IelEgsd209",0.98603092133998871,8348.9641729365176,0,5627.4013671875,0,0,44974.312548686328,19151.6328125,92169.566765061973,0,0,null,69753.346430408725,92169.566765061973,97796.968370016461,null,29201.763739527385,7339.489407198952,0,0,73337.551010124866,0,null,36541.251788021189,73337.5546875,null,-33212.094940352639,-61255.716344228284,-18832.012077561973,null,0.56983568167618159,0.39645680315677267,0,0,0.52386377861289302,0.37364401459365248,0,0,0.79568080074018011,"FAIL",0,null,"IelEgsd209",null,-18832.012077561973,18832.012077561973,0.41249764386090271,"FAIL",0,1,null,null,10.088943816811884,null,5165.5522977803585,"YES",1,null,7.4389999999999992,5.9600000000000009,6.2474711356919013,13.13,13.290000000000001,14.852837601175882,null,-33393.892212929859,null,-3442.1495113473161,null,1941.1514164667481,null,1941.1514164667481,null,5165.5522977803585,null,1941.1514164667481,0.29466531808338842,null,"IelEgsd209"]
[416,"IelNgsd209",0.98603092133998871,8348.9641729365176,0,5627.4013671875,0,0,44974.312548686328,19151.6328125,92169.566765061973,0,0,null,69753.346430408725,92169.566765061973,97796.968370016461,null,29201.763739527385,7339.489407198952,0,0,73337.551010124866,0,null,36541.251788021189,73337.5546875,null,-33212.094940352639,-61255.716344228284,-18832.012077561973,null,0.56983568167618159,0.39645680315677267,0,0,0.52386377861289302,0.37364401459365248,0,0,0.79568080074018011,"FAIL",0,null,"IelNgsd209",null,-18832.012077561973,18832.012077561973,0.41249764386090271,"FAIL",0,1,null,null,10.088943816811884,null,5165.5522977803585,"YES",1,null,7.4389999999999992,5.9600000000000009,6.2474711356919013,13.13,13.290000000000001,14.852837601175882,null,-33393.892212929859,null,-3442.1495113473161,null,1941.1514164667481,null,1941.1514164667481,null,5165.5522977803585,null,1941.1514164667481,0.29466531808338842,null,"IelNgsd209"]
[417,"IluEgsd209",0.98603092133998871,8348.9641729365176,0,5627.4013671875,0,0,44974.312548686328,19151.6328125,92169.566765061973,0,0,null,69753.346430408725,92169.566765061973,97796.968370016461,null,29201.763739527385,7339.489407198952,0,0,73337.551010124866,0,null,36541.251788021189,73337.5546875,null,-33212.094940352639,-61255.716344228284,-18832.012077561973,null,0.56983568167618159,0.39645680315677267,0,0,0.52386377861289302,0.37364401459365248,0,0,0.79568080074018011,"FAIL",0,null,"IluEgsd209",null,-18832.012077561973,18832.012077561973,0.41249764386090271,"FAIL",0,1,null,null,10.08894351441162,null,5165.552100325941,"YES",1,null,7.4389999999999992,5.9600000000000009,6.2474711356919013,13.13,13.290000000000001,14.852837601175882,null,-33393.892212929859,null,-3442.1495113473161,null,1941.1514164667481,null,1941.1514164667481,null,5165.552100325941,null,1941.1514164667481,0.29466532691551939,null,"IluEgsd209"]
[418,"IluNgsd209",0.98603092133998871,8348.9641729365176,0,5627.4013671875,0,0,44974.312548686328,19151.6328125,92169.566765061973,0,0,null,69753.346430408725,92169.566765061973,97796.968370016461,null,29201.763739527385,7339.489407198952,0,0,73337.551010124866,0,null,36541.251788021189,73337.5546875,null,-33212.094940352639,-61255.716344228284,-18832.012077561973,null,0.56983568167618159,0.39645680315677267,0,0,0.52386377861289302,0.37364401459365248,0,0,0.79568080074018011,"FAIL",0,null,"IluNgsd209",null,-18832.012077561973,18832.012077561973,0.41249764386090271,"FAIL",0,1,null,null,10.08894351441162,null,5165.552100325941,"YES",1,null,7.4389999999999992,5.9600000000000009,6.2474711356919013,13.13,13.290000000000001,14.852837601175882,null,-33393.892212929859,null,-3442.1495113473161,null,1941.1514164667481,null,1941.1514164667481,null,5165.552100325941,null,1941.1514164667481,0.29466532691551939,null,"IluNgsd209"]
[419,"ImeEgsd209",0.98603092133998871,8348.9641729365176,0,5627.4013671875,0,0,44974.312548686328,19151.6328125,92169.566765061973,0,0,null,69753.346430408725,92169.566765061973,97796.968370016461,null,29201.763739527385,7339.489407198952,0,0,73337.551010124866,0,null,36541.251788021189,73337.5546875,null,-33212.094940352639,-61255.716344228284,-18832.012077561973,null,0.56983568167618159,0.39645680315677267,0,0,0.52386377861289302,0.37364401459365248,0,0,0.79568080074018011,"FAIL",0,null,"ImeEgsd209",null,-18832.012077561973,18832.012077561973,0.41249764386090271,"FAIL",0,1,null,null,10.08894362482839,null,5165.5521724233622,"YES",1,null,7.4389999999999992,5.9600000000000009,6.2474711356919013,13.13,13.290000000000001,14.852837601175882,null,-33393.892212929859,null,-3442.1495113473161,null,1941.1514164667481,null,1941.1514164667481,null,5165.5521724233622,null,1941.1514164667481,0.29466532369060355,null,"ImeEgsd209"]
[420,"ImeNgsd209",0.98603092133998871,8348.9641729365176,0,5627.4013671875,0,0,44974.312548686328,19151.6328125,92169.566765061973,0,0,null,69753.346430408725,92169.566765061973,97796.968370016461,null,29201.763739527385,7339.489407198952,0,0,73337.551010124866,0,null,36541.251788021189,73337.5546875,null,-33212.094940352639,-61255.716344228284,-18832.012077561973,null,0.56983568167618159,0.39645680315677267,0,0,0.52386377861289302,0.37364401459365248,0,0,0.79568080074018011,"FAIL",0,null,"ImeNgsd209",null,-18832.012077561973,18832.012077561973,0.41249764386090271,"FAIL",0,1,null,null,10.08894362482839,null,5165.5521724233622,"YES",1,null,7.4389999999999992,5.9600000000000009,6.2474711356919013,13.13,13.290000000000001,14.852837601175882,null,-33393.892212929859,null,-3442.1495113473161,null,1941.1514164667481,null,1941.1514164667481,null,5165.5521724233622,null,1941.1514164667481,0.29466532369060355,null,"ImeNgsd209"]
[421,"ImiEgsd209",0.98603092133998871,8348.9641729365176,0,5627.4013671875,0,0,44974.312548686328,19151.6328125,92169.580428412417,0,0,null,69753.346430408725,92169.580428412417,97796.982033366861,null,29201.763739527385,7339.489407198952,0,0,73337.551010124866,0,null,36541.251788021189,73337.5546875,null,-33212.094940352639,-61255.730007578728,-18832.025740912417,null,0.56983568167618159,0.39645674438544903,0,0,0.52386377861289302,0.37364396239133479,0,0,0.79568068278732007,"FAIL",0,null,"ImiEgsd209",null,-18832.025740912417,18832.025740912417,0.41249758023753347,"FAIL",0,1,null,null,10.088944933514606,null,5165.553026939393,"YES",1,null,7.4389999999999992,5.9600000000000009,6.2474711356919013,13.13,13.290000000000001,14.852837601175882,null,-33393.892212929859,null,-3442.1495113473161,null,1941.1528248469019,null,1941.1528248469019,null,5165.553026939393,null,1941.1528248469019,0.29466549925914776,null,"ImiEgsd209"]
[422,"ImiNgsd209",0.98603092133998871,8348.9641729365176,0,5627.4013671875,0,0,44974.312548686328,19151.6328125,92169.580428412417,0,0,null,69753.346430408725,92169.580428412417,97796.982033366861,null,29201.763739527385,7339.489407198952,0,0,73337.551010124866,0,null,36541.251788021189,73337.5546875,null,-33212.094940352639,-61255.730007578728,-18832.025740912417,null,0.56983568167618159,0.39645674438544903,0,0,0.52386377861289302,0.37364396239133479,0,0,0.79568068278732007,"FAIL",0,null,"ImiNgsd209",null,-18832.025740912417,18832.025740912417,0.41249758023753347,"FAIL",0,1,null,null,10.088944933514606,null,5165.553026939393,"YES",1,null,7.4389999999999992,5.9600000000000009,6.2474711356919013,13.13,13.290000000000001,14.852837601175882,null,-33393.892212929859,null,-3442.1495113473161,null,1941.1528248469019,null,1941.1528248469019,null,5165.553026939393,null,1941.1528248469019,0.29466549925914776,null,"ImiNgsd209"]
[423,"IprEgsd209",0.98603092133998871,8348.9641729365176,0,5627.4013671875,0,0,44974.312548686328,19151.6328125,92169.573596737173,0,0,null,69753.346430408725,92169.573596737173,97796.975201691646,null,29201.763739527385,7339.489407198952,0,0,73337.551010124866,0,null,36541.251788021189,73337.5546875,null,-33212.094940352639,-61255.723175903484,-18832.018909237173,null,0.56983568167618159,0.39645677377110877,0,0,0.52386377861289302,0.37364398849249192,0,0,0.79568074176374581,"FAIL",0,null,"IprEgsd209",null,-18832.018909237173,18832.018909237173,0.41249761204921576,"FAIL",0,1,null,null,10.088944182819581,null,5165.5525367677037,"YES",1,null,7.4389999999999992,5.9600000000000009,6.2474711356919013,13.13,13.290000000000001,14.852837601175882,null,-33393.892212929859,null,-3442.1495113473161,null,1941.1521206568227,null,1941.1521206568227,null,5165.5525367677037,null,1941.1521206568227,0.29466541428900872,null,"IprEgsd209"]
[424,"IprNgsd209",0.98603092133998871,8348.9641729365176,0,5627.4013671875,0,0,44974.312548686328,19151.6328125,92169.573596737173,0,0,null,69753.346430408725,92169.573596737173,97796.975201691646,null,29201.763739527385,7339.489407198952,0,0,73337.551010124866,0,null,36541.251788021189,73337.5546875,null,-33212.094940352639,-61255.723175903484,-18832.018909237173,null,0.56983568167618159,0.39645677377110877,0,0,0.52386377861289302,0.37364398849249192,0,0,0.79568074176374581,"FAIL",0,null,"IprNgsd209",null,-18832.018909237173,18832.018909237173,0.41249761204921576,"FAIL",0,1,null,null,10.088944182819581,null,5165.5525367677037,"YES",1,null,7.4389999999999992,5.9600000000000009,6.2474711356919013,13.13,13.290000000000001,14.852837601175882,null,-33393.892212929859,null,-3442.1495113473161,null,1941.1521206568227,null,1941.1521206568227,null,5165.5525367677037,null,1941.1521206568227,0.29466541428900872,null,"IprNgsd209"]
[425,"IstEgsd209",0.98603092133998871,8348.9641729365176,0,5627.4013671875,0,0,44974.312548686328,19151.6328125,92169.587260087632,0,0,null,69753.346430408725,92169.587260087632,97796.988865042149,null,29201.763739527385,7339.489407198952,0,0,73337.551010124866,0,null,36541.251788021189,73337.5546875,null,-33212.094940352639,-61255.736839253943,-18832.032572587632,null,0.56983568167618159,0.39645671499979379,0,0,0.52386377861289302,0.37364393629018144,0,0,0.79568062381090321,"FAIL",0,null,"IstEgsd209",null,-18832.032572587632,18832.032572587632,0.41249754842585618,"FAIL",0,1,null,null,10.088945642698675,null,5165.5534900062084,"YES",1,null,7.4389999999999992,5.9600000000000009,6.2474711356919013,13.13,13.290000000000001,14.852837601175882,null,-33393.892212929859,null,-3442.1495113473161,null,1941.1535290369782,null,1941.1535290369782,null,5165.5534900062084,null,1941.1535290369782,0.29466558544167487,null,"IstEgsd209"]
[426,"IstNgsd209",0.98603092133998871,8348.9641729365176,0,5627.4013671875,0,0,44974.312548686328,19151.6328125,92169.587260087632,0,0,null,69753.346430408725,92169.587260087632,97796.988865042149,null,29201.763739527385,7339.489407198952,0,0,73337.551010124866,0,null,36541.251788021189,73337.5546875,null,-33212.094940352639,-61255.736839253943,-18832.032572587632,null,0.56983568167618159,0.39645671499979379,0,0,0.52386377861289302,0.37364393629018144,0,0,0.79568062381090321,"FAIL",0,null,"IstNgsd209",null,-18832.032572587632,18832.032572587632,0.41249754842585618,"FAIL",0,1,null,null,10.088945642698675,null,5165.5534900062084,"YES",1,null,7.4389999999999992,5.9600000000000009,6.2474711356919013,13.13,13.290000000000001,14.852837601175882,null,-33393.892212929859,null,-3442.1495113473161,null,1941.1535290369782,null,1941.1535290369782,null,5165.5534900062084,null,1941.1535290369782,0.29466558544167487,null,"IstNgsd209"]
[427,"IteEgsd209",0.98603092133998871,8348.9641729365176,0,5627.4013671875,0,0,44974.312548686328,19151.6328125,92169.573596737173,0,0,null,69753.346430408725,92169.573596737173,97796.975201691646,null,29201.763739527385,7339.489407198952,0,0,73337.551010124866,0,null,36541.251788021189,73337.5546875,null,-33212.094940352639,-61255.723175903484,-18832.018909237173,null,0.56983568167618159,0.39645677377110877,0,0,0.52386377861289302,0.37364398849249192,0,0,0.79568074176374581,"FAIL",0,null,"IteEgsd209",null,-18832.018909237173,18832.018909237173,0.41249761204921576,"FAIL",0,1,null,null,10.088944351682786,null,5165.552647028142,"YES",1,null,7.4389999999999992,5.9600000000000009,6.2474711356919013,13.13,13.290000000000001,14.852837601175882,null,-33393.892212929859,null,-3442.1495113473161,null,1941.1521206568227,null,1941.1521206568227,null,5165.552647028142,null,1941.1521206568227,0.29466540935706098,null,"IteEgsd209"]
[428,"IteNgsd209",0.98603092133998871,8348.9641729365176,0,5627.4013671875,0,0,44974.312548686328,19151.6328125,92169.573596737173,0,0,null,69753.346430408725,92169.573596737173,97796.975201691646,null,29201.763739527385,7339.489407198952,0,0,73337.551010124866,0,null,36541.251788021189,73337.5546875,null,-33212.094940352639,-61255.723175903484,-18832.018909237173,null,0.56983568167618159,0.39645677377110877,0,0,0.52386377861289302,0.37364398849249192,0,0,0.79568074176374581,"FAIL",0,null,"IteNgsd209",null,-18832.018909237173,18832.018909237173,0.41249761204921576,"FAIL",0,1,null,null,10.088944351682786,null,5165.552647028142,"YES",1,null,7.4389999999999992,5.9600000000000009,6.2474711356919013,13.13,13.290000000000001,14.852837601175882,null,-33393.892212929859,null,-3442.1495113473161,null,1941.1521206568227,null,1941.1521206568227,null,5165.552647028142,null,1941.1521206568227,0.29466540935706098,null,"IteNgsd209"]
[429,"ItrEgsd209",0.98603092133998871,8348.9641729365176,0,5627.4013671875,0,0,44974.312548686328,19151.6328125,92169.573596737173,0,0,null,69753.346430408725,92169.573596737173,97796.975201691646,null,29201.763739527385,7339.489407198952,0,0,73337.551010124866,0,null,36541.251788021189,73337.5546875,null,-33212.094940352639,-61255.723175903484,-18832.018909237173,null,0.56983568167618159,0.39645677377110877,0,0,0.52386377861289302,0.37364398849249192,0,0,0.79568074176374581,"FAIL",0,null,"ItrEgsd209",null,-18832.018909237173,18832.018909237173,0.41249761204921576,"FAIL",0,1,null,null,10.088944673405495,null,5165.5528570992874,"YES",1,null,7.4389999999999992,5.9600000000000009,6.2474711356919013,13.13,13.290000000000001,14.852837601175882,null,-33393.892212929859,null,-3442.1495113473161,null,1941.1521206568227,null,1941.1521206568227,null,5165.5528570992874,null,1941.1521206568227,0.29466539996058227,null,"ItrEgsd209"]
[430,"ItrNgsd209",0.98603092133998871,8348.9641729365176,0,5627.4013671875,0,0,44974.312548686328,19151.6328125,92169.573596737173,0,0,null,69753.346430408725,92169.573596737173,97796.975201691646,null,29201.763739527385,7339.489407198952,0,0,73337.551010124866,0,null,36541.251788021189,73337.5546875,null,-33212.094940352639,-61255.723175903484,-18832.018909237173,null,0.56983568167618159,0.39645677377110877,0,0,0.52386377861289302,0.37364398849249192,0,0,0.79568074176374581,"FAIL",0,null,"ItrNgsd209",null,-18832.018909237173,18832.018909237173,0.41249761204921576,"FAIL",0,1,null,null,10.088944673405495,null,5165.5528570992874,"YES",1,null,7.4389999999999992,5.9600000000000009,6.2474711356919013,13.13,13.290000000000001,14.852837601175882,null,-33393.892212929859,null,-3442.1495113473161,null,1941.1521206568227,null,1941.1521206568227,null,5165.5528570992874,null,1941.1521206568227,0.29466539996058227,null,"ItrNgsd209"]
[431,"IwaEgsd209",0.98603092133998871,8348.9641729365176,0,5627.4013671875,0,0,44974.312548686328,19151.6328125,92169.580428412417,0,0,null,69753.346430408725,92169.580428412417,97796.982033366861,null,29201.763739527385,7339.489407198952,0,0,73337.551010124866,0,null,36541.251788021189,73337.5546875,null,-33212.094940352639,-61255.730007578728,-18832.025740912417,null,0.56983568167618159,0.39645674438544903,0,0,0.52386377861289302,0.37364396239133479,0,0,0.79568068278732007,"FAIL",0,null,"IwaEgsd209",null,-18832.025740912417,18832.025740912417,0.41249758023753347,"FAIL",0,1,null,null,10.088944933514297,null,5165.553026939192,"YES",1,null,7.4389999999999992,5.9600000000000009,6.2474711356919013,13.13,13.290000000000001,14.852837601175882,null,-33393.892212929859,null,-3442.1495113473161,null,1941.1528248469019,null,1941.1528248469019,null,5165.553026939192,null,1941.1528248469019,0.29466549925915675,null,"IwaEgsd209"]
[432,"IwaNgsd209",0.98603092133998871,8348.9641729365176,0,5627.4013671875,0,0,44974.312548686328,19151.6328125,92169.580428412417,0,0,null,69753.346430408725,92169.580428412417,97796.982033366861,null,29201.763739527385,7339.489407198952,0,0,73337.551010124866,0,null,36541.251788021189,73337.5546875,null,-33212.094940352639,-61255.730007578728,-18832.025740912417,null,0.56983568167618159,0.39645674438544903,0,0,0.52386377861289302,0.37364396239133479,0,0,0.79568068278732007,"FAIL",0,null,"IwaNgsd209",null,-18832.025740912417,18832.025740912417,0.41249758023753347,"FAIL",0,1,null,null,10.088944933514297,null,5165.553026939192,"YES",1,null,7.4389999999999992,5.9600000000000009,6.2474711356919013,13.13,13.290000000000001,14.852837601175882,null,-33393.892212929859,null,-3442.1495113473161,null,1941.1528248469019,null,1941.1528248469019,null,5165.553026939192,null,1941.1528248469019,0.29466549925915675,null,"IwaNgsd209"]
[433,"IagEgsd210",0.98957013189792642,8588.5282253098176,0,5788.87353515625,0,0,46264.799409534498,19151.6328125,75357.428892223907,0,0,null,71205.305058907034,75357.428892223907,81146.302264828526,null,29960.846510105912,7365.8334070042802,0,0,74892.354456929941,0,null,37326.680473780129,74892.3515625,null,-33878.625283410613,-43819.621953600028,-465.07732972390659,null,0.57060098213682808,0.49532847686675585,0,0,0.52421206645841356,0.45999237620450673,0,0,0.99382838113560035,"FAIL",0,null,"IagEgsd210",null,-465.07732972390659,465.07732972390659,0.52081039428119247,"FAIL",0,1,null,null,8.0794139020878131,null,3933.1827077555781,"YES",1,null,7.4389999999999992,5.9600000000000009,6.2474711356919013,13.13,13.290000000000001,14.852837601175882,null,-34064.330161389618,null,-3511.2563899934034,null,47.938877356381262,null,47.938877356381262,null,3933.1827077555781,null,47.938877356381262,8.9005934243183392E-3,null,"IagEgsd210"]
[434,"IagNgsd210",0.98957013189792642,8588.5282253098176,0,5788.87353515625,0,0,46264.799409534498,19151.6328125,75357.428892223907,0,0,null,71205.305058907034,75357.428892223907,81146.302264828526,null,29960.846510105912,7365.8334070042802,0,0,74892.354456929941,0,null,37326.680473780129,74892.3515625,null,-33878.625283410613,-43819.621953600028,-465.07732972390659,null,0.57060098213682808,0.49532847686675585,0,0,0.52421206645841356,0.45999237620450673,0,0,0.99382838113560035,"FAIL",0,null,"IagNgsd210",null,-465.07732972390659,465.07732972390659,0.52081039428119247,"FAIL",0,1,null,null,8.0794139020878131,null,3933.1827077555781,"YES",1,null,7.4389999999999992,5.9600000000000009,6.2474711356919013,13.13,13.290000000000001,14.852837601175882,null,-34064.330161389618,null,-3511.2563899934034,null,47.938877356381262,null,47.938877356381262,null,3933.1827077555781,null,47.938877356381262,8.9005934243183392E-3,null,"IagNgsd210"]
[435,"IchEgsd210",0.98957013189792642,8588.5282253098176,0,5788.87353515625,0,0,46264.799409534498,19151.6328125,72401.868567232552,0,0,null,71205.305058907034,72401.868567232552,78190.741939837186,null,29960.846510105912,7365.8334070042802,0,0,74892.354456929941,0,null,37326.680473780129,74892.3515625,null,-33878.625283410613,-40864.061628608673,2490.4829952674481,null,0.57060098213682808,0.51554857923478148,0,0,0.52421206645841356,0.47737979548655241,0,0,1.0343980486215598,"PASS",1,null,"IchEgsd210",null,2490.4829952674481,0,0.52421206645841356,"FAIL",0,1,null,null,7.7625352786155473,null,3721.9398754144549,"YES",1,null,7.4389999999999992,5.9600000000000009,6.2474711356919013,13.13,13.290000000000001,14.852837601175882,null,-34064.330161389618,null,-3511.2563899934034,null,0,null,0,null,3721.9398754144549,null,0,0,null,"IchEgsd210"]
[436,"IchNgsd210",0.98957013189792642,8588.5282253098176,0,5788.87353515625,0,0,46264.799409534498,19151.6328125,72401.868567232552,0,0,null,71205.305058907034,72401.868567232552,78190.741939837186,null,29960.846510105912,7365.8334070042802,0,0,74892.354456929941,0,null,37326.680473780129,74892.3515625,null,-33878.625283410613,-40864.061628608673,2490.4829952674481,null,0.57060098213682808,0.51554857923478148,0,0,0.52421206645841356,0.47737979548655241,0,0,1.0343980486215598,"PASS",1,null,"IchNgsd210",null,2490.4829952674481,0,0.52421206645841356,"FAIL",0,1,null,null,7.7625352786155473,null,3721.9398754144549,"YES",1,null,7.4389999999999992,5.9600000000000009,6.2474711356919013,13.13,13.290000000000001,14.852837601175882,null,-34064.330161389618,null,-3511.2563899934034,null,0,null,0,null,3721.9398754144549,null,0,0,null,"IchNgsd210"]
[437,"IcoEgsd210",0.98957013189792642,8588.5282253098176,0,5788.87353515625,0,0,46264.799409534498,19151.6328125,1272319.8256092034,0,0,null,71205.305058907034,1272319.8256092034,1278108.6989818083,null,29960.846510105912,7365.8334070042802,0,0,74892.354456929941,0,null,37326.680473780129,74892.3515625,null,-33878.625283410613,-1240782.0186705797,-1197427.4740467034,null,0.57060098213682808,2.9337498105798693E-2,0,0,0.52421206645841356,2.9204621249169792E-2,0,0,5.8862834685956857E-2,"FAIL",0,null,"IcoEgsd210",null,-1197427.4740467034,1197427.4740467034,2.9422762101062927E-2,"FAIL",0,1,null,null,136.41122004993076,null,89483.839022364817,"YES",1,null,7.4389999999999992,5.9600000000000009,6.2474711356919013,13.13,13.290000000000001,14.852837601175882,null,-34064.330161389618,null,-3511.2563899934034,null,123427.49291943308,null,123427.49291943308,null,89483.839022364817,null,89483.839022364817,0.98402351222502793,null,"IcoEgsd210"]
[438,"IcoNgsd210",0.98957013189792642,8588.5282253098176,0,5788.87353515625,0,0,46264.799409534498,19151.6328125,1272319.8256092034,0,0,null,71205.305058907034,1272319.8256092034,1278108.6989818083,null,29960.846510105912,7365.8334070042802,0,0,74892.354456929941,0,null,37326.680473780129,74892.3515625,null,-33878.625283410613,-1240782.0186705797,-1197427.4740467034,null,0.57060098213682808,2.9337498105798693E-2,0,0,0.52421206645841356,2.9204621249169792E-2,0,0,5.8862834685956857E-2,"FAIL",0,null,"IcoNgsd210",null,-1197427.4740467034,1197427.4740467034,2.9422762101062927E-2,"FAIL",0,1,null,null,136.41122004993076,null,89483.839022364817,"YES",1,null,7.4389999999999992,5.9600000000000009,6.2474711356919013,13.13,13.290000000000001,14.852837601175882,null,-34064.330161389618,null,-3511.2563899934034,null,123427.49291943308,null,123427.49291943308,null,89483.839022364817,null,89483.839022364817,0.98402351222502793,null,"IcoNgsd210"]
[439,"IelEgsd210",0.98957013189792642,8588.5282253098176,0,5788.87353515625,0,0,46264.799409534498,19151.6328125,211801.98970899999,0,0,null,71205.305058907034,211801.98970899999,217590.86308160477,null,29960.846510105912,7365.8334070042802,0,0,74892.354456929941,0,null,37326.680473780129,74892.3515625,null,-33878.625283410613,-180264.18277037609,-136909.63814649999,null,0.57060098213682808,0.17623385183993873,0,0,0.52421206645841356,0.17154525662181083,0,0,0.35359607180931801,"FAIL",0,null,"IelEgsd210",null,-136909.63814649999,136909.63814649999,0.17935607973953943,"FAIL",0,1,null,null,22.708257988719062,null,13685.303014498642,"YES",1,null,7.4389999999999992,5.9600000000000009,6.2474711356919013,13.13,13.290000000000001,14.852837601175882,null,-34064.330161389618,null,-3511.2563899934034,null,14112.264633298517,null,14112.264633298517,null,13685.303014498642,null,13685.303014498642,0.90402732827064913,null,"IelEgsd210"]
[440,"IelNgsd210",0.98957013189792642,8588.5282253098176,0,5788.87353515625,0,0,46264.799409534498,19151.6328125,211801.98970899999,0,0,null,71205.305058907034,211801.98970899999,217590.86308160477,null,29960.846510105912,7365.8334070042802,0,0,74892.354456929941,0,null,37326.680473780129,74892.3515625,null,-33878.625283410613,-180264.18277037609,-136909.63814649999,null,0.57060098213682808,0.17623385183993873,0,0,0.52421206645841356,0.17154525662181083,0,0,0.35359607180931801,"FAIL",0,null,"IelNgsd210",null,-136909.63814649999,136909.63814649999,0.17935607973953943,"FAIL",0,1,null,null,22.708257988719062,null,13685.303014498642,"YES",1,null,7.4389999999999992,5.9600000000000009,6.2474711356919013,13.13,13.290000000000001,14.852837601175882,null,-34064.330161389618,null,-3511.2563899934034,null,14112.264633298517,null,14112.264633298517,null,13685.303014498642,null,13685.303014498642,0.90402732827064913,null,"IelNgsd210"]
[441,"IluEgsd210",0.98957013189792642,8588.5282253098176,0,5788.87353515625,0,0,46264.799409534498,19151.6328125,472303.60357129213,0,0,null,71205.305058907034,472303.60357129213,478092.47694389673,null,29960.846510105912,7365.8334070042802,0,0,74892.354456929941,0,null,37326.680473780129,74892.3515625,null,-33878.625283410613,-440765.79663266824,-397411.25200879213,null,0.57060098213682808,7.9031115137671887E-2,0,0,0.52421206645841356,7.8074184935290794E-2,0,0,0.15856824084382692,"FAIL",0,null,"IluEgsd210",null,-397411.25200879213,397411.25200879213,7.9652927015054983E-2,"FAIL",0,1,null,null,50.637824090497695,null,32304.169079835214,"YES",1,null,7.4389999999999992,5.9600000000000009,6.2474711356919013,13.13,13.290000000000001,14.852837601175882,null,-34064.330161389618,null,-3511.2563899934034,null,40964.046304741008,null,40964.046304741008,null,32304.169079835214,null,32304.169079835214,0.95696157509450119,null,"IluEgsd210"]
[442,"IluNgsd210",0.98957013189792642,8588.5282253098176,0,5788.87353515625,0,0,46264.799409534498,19151.6328125,472303.60357129213,0,0,null,71205.305058907034,472303.60357129213,478092.47694389673,null,29960.846510105912,7365.8334070042802,0,0,74892.354456929941,0,null,37326.680473780129,74892.3515625,null,-33878.625283410613,-440765.79663266824,-397411.25200879213,null,0.57060098213682808,7.9031115137671887E-2,0,0,0.52421206645841356,7.8074184935290794E-2,0,0,0.15856824084382692,"FAIL",0,null,"IluNgsd210",null,-397411.25200879213,397411.25200879213,7.9652927015054983E-2,"FAIL",0,1,null,null,50.637824090497695,null,32304.169079835214,"YES",1,null,7.4389999999999992,5.9600000000000009,6.2474711356919013,13.13,13.290000000000001,14.852837601175882,null,-34064.330161389618,null,-3511.2563899934034,null,40964.046304741008,null,40964.046304741008,null,32304.169079835214,null,32304.169079835214,0.95696157509450119,null,"IluNgsd210"]
[443,"ImeEgsd210",0.98957013189792642,8588.5282253098176,0,5788.87353515625,0,0,46264.799409534498,19151.6328125,1757100.527540629,0,0,null,71205.305058907034,1757100.527540629,1762889.4009132341,null,29960.846510105912,7365.8334070042802,0,0,74892.354456929941,0,null,37326.680473780129,74892.3515625,null,-33878.625283410613,-1725562.7206020053,-1682208.175978129,null,0.57060098213682808,2.124333803827683E-2,0,0,0.52421206645841356,2.1173580402152229E-2,0,0,4.2622690272209413E-2,"FAIL",0,null,"ImeEgsd210",null,-1682208.175978129,1682208.175978129,2.1288008141033925E-2,"FAIL",0,1,null,null,188.38677421653512,null,124132.63657880179,"YES",1,null,7.4389999999999992,5.9600000000000009,6.2474711356919013,13.13,13.290000000000001,14.852837601175882,null,-34064.330161389618,null,-3511.2563899934034,null,173397.33907045354,null,173397.33907045354,null,124132.63657880179,null,124132.63657880179,0.98843139493969079,null,"ImeEgsd210"]
[444,"ImeNgsd210",0.98957013189792642,8588.5282253098176,0,5788.87353515625,0,0,46264.799409534498,19151.6328125,1757100.527540629,0,0,null,71205.305058907034,1757100.527540629,1762889.4009132341,null,29960.846510105912,7365.8334070042802,0,0,74892.354456929941,0,null,37326.680473780129,74892.3515625,null,-33878.625283410613,-1725562.7206020053,-1682208.175978129,null,0.57060098213682808,2.124333803827683E-2,0,0,0.52421206645841356,2.1173580402152229E-2,0,0,4.2622690272209413E-2,"FAIL",0,null,"ImeNgsd210",null,-1682208.175978129,1682208.175978129,2.1288008141033925E-2,"FAIL",0,1,null,null,188.38677421653512,null,124132.63657880179,"YES",1,null,7.4389999999999992,5.9600000000000009,6.2474711356919013,13.13,13.290000000000001,14.852837601175882,null,-34064.330161389618,null,-3511.2563899934034,null,173397.33907045354,null,173397.33907045354,null,124132.63657880179,null,124132.63657880179,0.98843139493969079,null,"ImeNgsd210"]
[445,"ImiEgsd210",0.98957013189792642,8588.5282253098176,0,5788.87353515625,0,0,46264.799409534498,19151.6328125,1272319.8256092034,0,0,null,71205.305058907034,1272319.8256092034,1278108.6989818083,null,29960.846510105912,7365.8334070042802,0,0,74892.354456929941,0,null,37326.680473780129,74892.3515625,null,-33878.625283410613,-1240782.0186705797,-1197427.4740467034,null,0.57060098213682808,2.9337498105798693E-2,0,0,0.52421206645841356,2.9204621249169792E-2,0,0,5.8862834685956857E-2,"FAIL",0,null,"ImiEgsd210",null,-1197427.4740467034,1197427.4740467034,2.9422762101062927E-2,"FAIL",0,1,null,null,136.41122004993076,null,89483.839022364817,"YES",1,null,7.4389999999999992,5.9600000000000009,6.2474711356919013,13.13,13.290000000000001,14.852837601175882,null,-34064.330161389618,null,-3511.2563899934034,null,123427.49291943308,null,123427.49291943308,null,89483.839022364817,null,89483.839022364817,0.98402351222502793,null,"ImiEgsd210"]
[446,"ImiNgsd210",0.98957013189792642,8588.5282253098176,0,5788.87353515625,0,0,46264.799409534498,19151.6328125,1272319.8256092034,0,0,null,71205.305058907034,1272319.8256092034,1278108.6989818083,null,29960.846510105912,7365.8334070042802,0,0,74892.354456929941,0,null,37326.680473780129,74892.3515625,null,-33878.625283410613,-1240782.0186705797,-1197427.4740467034,null,0.57060098213682808,2.9337498105798693E-2,0,0,0.52421206645841356,2.9204621249169792E-2,0,0,5.8862834685956857E-2,"FAIL",0,null,"ImiNgsd210",null,-1197427.4740467034,1197427.4740467034,2.9422762101062927E-2,"FAIL",0,1,null,null,136.41122004993076,null,89483.839022364817,"YES",1,null,7.4389999999999992,5.9600000000000009,6.2474711356919013,13.13,13.290000000000001,14.852837601175882,null,-34064.330161389618,null,-3511.2563899934034,null,123427.49291943308,null,123427.49291943308,null,89483.839022364817,null,89483.839022364817,0.98402351222502793,null,"ImiNgsd210"]
[447,"IprEgsd210",0.98957013189792642,8588.5282253098176,0,5788.87353515625,0,0,46264.799409534498,19151.6328125,137344.91412608008,0,0,null,71205.305058907034,137344.91412608008,143133.78749868477,null,29960.846510105912,7365.8334070042802,0,0,74892.354456929941,0,null,37326.680473780129,74892.3515625,null,-33878.625283410613,-105807.1071874562,-62452.562563580082,null,0.57060098213682808,0.27177329944314449,0,0,0.52421206645841356,0.26078175589207148,0,0,0.54528667507666295,"FAIL",0,null,"IprEgsd210",null,-62452.562563580082,62452.562563580082,0.27927035604217737,"FAIL",0,1,null,null,14.725375132834321,null,8363.6225355625884,"YES",1,null,7.4389999999999992,5.9600000000000009,6.2474711356919013,13.13,13.290000000000001,14.852837601175882,null,-34064.330161389618,null,-3511.2563899934034,null,6437.4364132186938,null,6437.4364132186938,null,8363.6225355625884,null,6437.4364132186938,0.65577906143558906,null,"IprEgsd210"]
[448,"IprNgsd210",0.98957013189792642,8588.5282253098176,0,5788.87353515625,0,0,46264.799409534498,19151.6328125,137344.91412608008,0,0,null,71205.305058907034,137344.91412608008,143133.78749868477,null,29960.846510105912,7365.8334070042802,0,0,74892.354456929941,0,null,37326.680473780129,74892.3515625,null,-33878.625283410613,-105807.1071874562,-62452.562563580082,null,0.57060098213682808,0.27177329944314449,0,0,0.52421206645841356,0.26078175589207148,0,0,0.54528667507666295,"FAIL",0,null,"IprNgsd210",null,-62452.562563580082,62452.562563580082,0.27927035604217737,"FAIL",0,1,null,null,14.725375132834321,null,8363.6225355625884,"YES",1,null,7.4389999999999992,5.9600000000000009,6.2474711356919013,13.13,13.290000000000001,14.852837601175882,null,-34064.330161389618,null,-3511.2563899934034,null,6437.4364132186938,null,6437.4364132186938,null,8363.6225355625884,null,6437.4364132186938,0.65577906143558906,null,"IprNgsd210"]
[449,"IstEgsd210",0.98957013189792642,8588.5282253098176,0,5788.87353515625,0,0,46264.799409534498,19151.6328125,521951.13632511487,0,0,null,71205.305058907034,521951.13632511487,527740.00969771948,null,29960.846510105912,7365.8334070042802,0,0,74892.354456929941,0,null,37326.680473780129,74892.3515625,null,-33878.625283410613,-490413.32938649098,-447058.78476261487,null,0.57060098213682808,7.1513745015644434E-2,0,0,0.52421206645841356,7.0729298094459533E-2,0,0,0.1434853693198031,"FAIL",0,null,"IstEgsd210",null,-447058.78476261487,447058.78476261487,7.2022509675216784E-2,"FAIL",0,1,null,null,55.960765781473967,null,35852.635892986735,"YES",1,null,7.4389999999999992,5.9600000000000009,6.2474711356919013,13.13,13.290000000000001,14.852837601175882,null,-34064.330161389618,null,-3511.2563899934034,null,46081.575867287836,null,46081.575867287836,null,35852.635892986735,null,35852.635892986735,0.96105535442443424,null,"IstEgsd210"]
[450,"IstNgsd210",0.98957013189792642,8588.5282253098176,0,5788.87353515625,0,0,46264.799409534498,19151.6328125,521951.13632511487,0,0,null,71205.305058907034,521951.13632511487,527740.00969771948,null,29960.846510105912,7365.8334070042802,0,0,74892.354456929941,0,null,37326.680473780129,74892.3515625,null,-33878.625283410613,-490413.32938649098,-447058.78476261487,null,0.57060098213682808,7.1513745015644434E-2,0,0,0.52421206645841356,7.0729298094459533E-2,0,0,0.1434853693198031,"FAIL",0,null,"IstNgsd210",null,-447058.78476261487,447058.78476261487,7.2022509675216784E-2,"FAIL",0,1,null,null,55.960765781473967,null,35852.635892986735,"YES",1,null,7.4389999999999992,5.9600000000000009,6.2474711356919013,13.13,13.290000000000001,14.852837601175882,null,-34064.330161389618,null,-3511.2563899934034,null,46081.575867287836,null,46081.575867287836,null,35852.635892986735,null,35852.635892986735,0.96105535442443424,null,"IstNgsd210"]
[451,"IteEgsd210",0.98957013189792642,8588.5282253098176,0,5788.87353515625,0,0,46264.799409534498,19151.6328125,333759.68945353798,0,0,null,71205.305058907034,333759.68945353798,339548.56282614265,null,29960.846510105912,7365.8334070042802,0,0,74892.354456929941,0,null,37326.680473780129,74892.3515625,null,-33878.625283410613,-302221.88251491409,-258867.33789103798,null,0.57060098213682808,0.1118369942604357,0,0,0.52421206645841356,0.10993031496064078,0,0,0.22439004448116739,"FAIL",0,null,"IteEgsd210",null,-258867.33789103798,258867.33789103798,0.11308625901624439,"FAIL",0,1,null,null,35.783900398620723,null,22402.002509973077,"YES",1,null,7.4389999999999992,5.9600000000000009,6.2474711356919013,13.13,13.290000000000001,14.852837601175882,null,-34064.330161389618,null,-3511.2563899934034,null,26683.325050693114,null,26683.325050693114,null,22402.002509973077,null,22402.002509973077,0.93909629287977925,null,"IteEgsd210"]
[452,"IteNgsd210",0.98957013189792642,8588.5282253098176,0,5788.87353515625,0,0,46264.799409534498,19151.6328125,333759.68945353798,0,0,null,71205.305058907034,333759.68945353798,339548.56282614265,null,29960.846510105912,7365.8334070042802,0,0,74892.354456929941,0,null,37326.680473780129,74892.3515625,null,-33878.625283410613,-302221.88251491409,-258867.33789103798,null,0.57060098213682808,0.1118369942604357,0,0,0.52421206645841356,0.10993031496064078,0,0,0.22439004448116739,"FAIL",0,null,"IteNgsd210",null,-258867.33789103798,258867.33789103798,0.11308625901624439,"FAIL",0,1,null,null,35.783900398620723,null,22402.002509973077,"YES",1,null,7.4389999999999992,5.9600000000000009,6.2474711356919013,13.13,13.290000000000001,14.852837601175882,null,-34064.330161389618,null,-3511.2563899934034,null,26683.325050693114,null,26683.325050693114,null,22402.002509973077,null,22402.002509973077,0.93909629287977925,null,"IteNgsd210"]
[453,"ItrEgsd210",0.98957013189792642,8588.5282253098176,0,5788.87353515625,0,0,46264.799409534498,19151.6328125,201065.41090876039,0,0,null,71205.305058907034,201065.41090876039,206854.28428136499,null,29960.846510105912,7365.8334070042802,0,0,74892.354456929941,0,null,37326.680473780129,74892.3515625,null,-33878.625283410613,-169527.60397013649,-126173.05934626039,null,0.57060098213682808,0.18564446418244587,0,0,0.52421206645841356,0.18044915324874658,0,0,0.37247754958949508,"FAIL",0,null,"ItrEgsd210",null,-126173.05934626039,126173.05934626039,0.18911231965173209,"FAIL",0,1,null,null,21.557140575604187,null,12917.926218806222,"YES",1,null,7.4389999999999992,5.9600000000000009,6.2474711356919013,13.13,13.290000000000001,14.852837601175882,null,-34064.330161389618,null,-3511.2563899934034,null,13005.567958495296,null,13005.567958495296,null,12917.926218806222,null,12917.926218806222,0.89890253849515189,null,"ItrEgsd210"]
[454,"ItrNgsd210",0.98957013189792642,8588.5282253098176,0,5788.87353515625,0,0,46264.799409534498,19151.6328125,201065.41090876039,0,0,null,71205.305058907034,201065.41090876039,206854.28428136499,null,29960.846510105912,7365.8334070042802,0,0,74892.354456929941,0,null,37326.680473780129,74892.3515625,null,-33878.625283410613,-169527.60397013649,-126173.05934626039,null,0.57060098213682808,0.18564446418244587,0,0,0.52421206645841356,0.18044915324874658,0,0,0.37247754958949508,"FAIL",0,null,"ItrNgsd210",null,-126173.05934626039,126173.05934626039,0.18911231965173209,"FAIL",0,1,null,null,21.557140575604187,null,12917.926218806222,"YES",1,null,7.4389999999999992,5.9600000000000009,6.2474711356919013,13.13,13.290000000000001,14.852837601175882,null,-34064.330161389618,null,-3511.2563899934034,null,13005.567958495296,null,13005.567958495296,null,12917.926218806222,null,12917.926218806222,0.89890253849515189,null,"ItrNgsd210"]
[455,"IwaEgsd210",0.98957013189792642,8588.5282253098176,0,5788.87353515625,0,0,46264.799409534498,19151.6328125,99143.484297799252,0,0,null,71205.305058907034,99143.484297799252,104932.35767040389,null,29960.846510105912,7365.8334070042802,0,0,74892.354456929941,0,null,37326.680473780129,74892.3515625,null,-33878.625283410613,-67605.677359175374,-24251.132735299252,null,0.57060098213682808,0.37649151366983669,0,0,0.52421206645841356,0.35572135463878002,0,0,0.75539358025328585,"FAIL",0,null,"IwaEgsd210",null,-24251.132735299252,24251.132735299252,0.39103365957569003,"FAIL",0,1,null,null,10.629626054024726,null,5633.2470167418651,"YES",1,null,7.4389999999999992,5.9600000000000009,6.2474711356919013,13.13,13.290000000000001,14.852837601175882,null,-34064.330161389618,null,-3511.2563899934034,null,2499.7392984968656,null,2499.7392984968656,null,5633.2470167418651,null,2499.7392984968656,0.35276678921681048,null,"IwaEgsd210"]
[456,"IwaNgsd210",0.98957013189792642,8588.5282253098176,0,5788.87353515625,0,0,46264.799409534498,19151.6328125,99143.484297799252,0,0,null,71205.305058907034,99143.484297799252,104932.35767040389,null,29960.846510105912,7365.8334070042802,0,0,74892.354456929941,0,null,37326.680473780129,74892.3515625,null,-33878.625283410613,-67605.677359175374,-24251.132735299252,null,0.57060098213682808,0.37649151366983669,0,0,0.52421206645841356,0.35572135463878002,0,0,0.75539358025328585,"FAIL",0,null,"IwaNgsd210",null,-24251.132735299252,24251.132735299252,0.39103365957569003,"FAIL",0,1,null,null,10.629626054024726,null,5633.2470167418651,"YES",1,null,7.4389999999999992,5.9600000000000009,6.2474711356919013,13.13,13.290000000000001,14.852837601175882,null,-34064.330161389618,null,-3511.2563899934034,null,2499.7392984968656,null,2499.7392984968656,null,5633.2470167418651,null,2499.7392984968656,0.35276678921681048,null,"IwaNgsd210"]
[457,"IagEgsd211",0.98603092133998871,8348.9641729365176,0,4222.6494140625,0,0,44974.312548686328,19151.6328125,109494.2592858378,0,0,null,68348.594307920415,109494.2592858378,113716.90876830403,null,29201.763739527385,7339.489407198952,0,0,73337.551010124866,0,null,36541.251788021189,73337.5546875,null,-31807.342987227639,-77175.656911879109,-36156.704598337805,null,0.56983568167618159,0.33372755819672001,0,0,0.53463062273891726,0.32133525441193445,0,0,0.66978447240827732,"FAIL",0,null,"IagEgsd211",null,-36156.704598337805,36156.704598337805,0.34965931878146334,"FAIL",0,1,null,null,15.972480449831163,null,9007.2496547019346,"YES",1,null,7.4389999999999992,5.9600000000000009,6.2474711356919013,13.13,13.290000000000001,14.852837601175882,null,-31989.140259804863,null,-4199.7556180185256,null,4746.902293485763,null,4746.902293485763,null,9007.2496547019346,null,4746.902293485763,0.45514863064874228,null,"IagEgsd211"]
[458,"IagNgsd211",0.98603092133998871,8348.9641729365176,0,4222.6494140625,0,0,44974.312548686328,19151.6328125,109494.2592858378,0,0,null,68348.594307920415,109494.2592858378,113716.90876830403,null,29201.763739527385,7339.489407198952,0,0,73337.551010124866,0,null,36541.251788021189,73337.5546875,null,-31807.342987227639,-77175.656911879109,-36156.704598337805,null,0.56983568167618159,0.33372755819672001,0,0,0.53463062273891726,0.32133525441193445,0,0,0.66978447240827732,"FAIL",0,null,"IagNgsd211",null,-36156.704598337805,36156.704598337805,0.34965931878146334,"FAIL",0,1,null,null,15.972480449831163,null,9007.2496547019346,"YES",1,null,7.4389999999999992,5.9600000000000009,6.2474711356919013,13.13,13.290000000000001,14.852837601175882,null,-31989.140259804863,null,-4199.7556180185256,null,4746.902293485763,null,4746.902293485763,null,9007.2496547019346,null,4746.902293485763,0.45514863064874228,null,"IagNgsd211"]
[459,"IchEgsd211",0.98603092133998871,8348.9641729365176,0,4222.6494140625,0,0,44974.312548686328,19151.6328125,68711.447574503982,0,0,null,68348.594307920415,68711.447574503982,72934.097056970189,null,29201.763739527385,7339.489407198952,0,0,73337.551010124866,0,null,36541.251788021189,73337.5546875,null,-31807.342987227639,-36392.845200545293,4626.1071129960183,null,0.56983568167618159,0.5318073345551253,0,0,0.53463062273891726,0.50101740196700562,0,0,1.0673265849621334,"PASS",1,null,"IchEgsd211",null,4626.1071129960183,0,0.53463062273891726,"FAIL",0,1,null,null,10.023286078854284,null,5122.6806078247682,"YES",1,null,7.4389999999999992,5.9600000000000009,6.2474711356919013,13.13,13.290000000000001,14.852837601175882,null,-31989.140259804863,null,-4199.7556180185256,null,0,null,0,null,5122.6806078247682,null,0,0,null,"IchEgsd211"]
[460,"IchNgsd211",0.98603092133998871,8348.9641729365176,0,4222.6494140625,0,0,44974.312548686328,19151.6328125,68711.447574503982,0,0,null,68348.594307920415,68711.447574503982,72934.097056970189,null,29201.763739527385,7339.489407198952,0,0,73337.551010124866,0,null,36541.251788021189,73337.5546875,null,-31807.342987227639,-36392.845200545293,4626.1071129960183,null,0.56983568167618159,0.5318073345551253,0,0,0.53463062273891726,0.50101740196700562,0,0,1.0673265849621334,"PASS",1,null,"IchNgsd211",null,4626.1071129960183,0,0.53463062273891726,"FAIL",0,1,null,null,10.023286078854284,null,5122.6806078247682,"YES",1,null,7.4389999999999992,5.9600000000000009,6.2474711356919013,13.13,13.290000000000001,14.852837601175882,null,-31989.140259804863,null,-4199.7556180185256,null,0,null,0,null,5122.6806078247682,null,0,0,null,"IchNgsd211"]
[461,"IcoEgsd211",0.98603092133998871,8348.9641729365176,0,4222.6494140625,0,0,44974.312548686328,19151.6328125,111004.52988069438,0,0,null,68348.594307920415,111004.52988069438,115227.17936316058,null,29201.763739527385,7339.489407198952,0,0,73337.551010124866,0,null,36541.251788021189,73337.5546875,null,-31807.342987227639,-78685.927506735694,-37666.975193194376,null,0.56983568167618159,0.32918703252286241,0,0,0.53463062273891726,0.31712354682003319,0,0,0.6606717290395433,"FAIL",0,null,"IcoEgsd211",null,-37666.975193194376,37666.975193194376,0.34467816188601474,"FAIL",0,1,null,null,16.192791527577295,null,9151.1033498294364,"YES",1,null,7.4389999999999992,5.9600000000000009,6.2474711356919013,13.13,13.290000000000001,14.852837601175882,null,-31989.140259804863,null,-4199.7556180185256,null,4945.181064467517,null,4945.181064467517,null,9151.1033498294364,null,4945.181064467517,0.46770906358783743,null,"IcoEgsd211"]
[462,"IcoNgsd211",0.98603092133998871,8348.9641729365176,0,4222.6494140625,0,0,44974.312548686328,19151.6328125,111004.52988069438,0,0,null,68348.594307920415,111004.52988069438,115227.17936316058,null,29201.763739527385,7339.489407198952,0,0,73337.551010124866,0,null,36541.251788021189,73337.5546875,null,-31807.342987227639,-78685.927506735694,-37666.975193194376,null,0.56983568167618159,0.32918703252286241,0,0,0.53463062273891726,0.31712354682003319,0,0,0.6606717290395433,"FAIL",0,null,"IcoNgsd211",null,-37666.975193194376,37666.975193194376,0.34467816188601474,"FAIL",0,1,null,null,16.192791527577295,null,9151.1033498294364,"YES",1,null,7.4389999999999992,5.9600000000000009,6.2474711356919013,13.13,13.290000000000001,14.852837601175882,null,-31989.140259804863,null,-4199.7556180185256,null,4945.181064467517,null,4945.181064467517,null,9151.1033498294364,null,4945.181064467517,0.46770906358783743,null,"IcoNgsd211"]
[463,"IelEgsd211",0.98603092133998871,8348.9641729365176,0,4222.6494140625,0,0,44974.312548686328,19151.6328125,61258.447863608118,0,0,null,68348.594307920415,61258.447863608118,65481.097346074333,null,29201.763739527385,7339.489407198952,0,0,73337.551010124866,0,null,36541.251788021189,73337.5546875,null,-31807.342987227639,-28939.84548964943,12079.106823891882,null,0.56983568167618159,0.596509592756582,0,0,0.53463062273891726,0.558042752904233,0,0,1.1971827110407043,"PASS",1,null,"IelEgsd211",null,12079.106823891882,0,0.53463062273891726,"FAIL",0,1,null,null,8.9360791638095574,null,4412.7810707820627,"YES",1,null,7.4389999999999992,5.9600000000000009,6.2474711356919013,13.13,13.290000000000001,14.852837601175882,null,-31989.140259804863,null,-4199.7556180185256,null,0,null,0,null,4412.7810707820627,null,0,0,null,"IelEgsd211"]
[464,"IelNgsd211",0.98603092133998871,8348.9641729365176,0,4222.6494140625,0,0,44974.312548686328,19151.6328125,61258.447863608118,0,0,null,68348.594307920415,61258.447863608118,65481.097346074333,null,29201.763739527385,7339.489407198952,0,0,73337.551010124866,0,null,36541.251788021189,73337.5546875,null,-31807.342987227639,-28939.84548964943,12079.106823891882,null,0.56983568167618159,0.596509592756582,0,0,0.53463062273891726,0.558042752904233,0,0,1.1971827110407043,"PASS",1,null,"IelNgsd211",null,12079.106823891882,0,0.53463062273891726,"FAIL",0,1,null,null,8.9360791638095574,null,4412.7810707820627,"YES",1,null,7.4389999999999992,5.9600000000000009,6.2474711356919013,13.13,13.290000000000001,14.852837601175882,null,-31989.140259804863,null,-4199.7556180185256,null,0,null,0,null,4412.7810707820627,null,0,0,null,"IelNgsd211"]
[465,"IluEgsd211",0.98603092133998871,8348.9641729365176,0,4222.6494140625,0,0,44974.312548686328,19151.6328125,203742.48117078593,0,0,null,68348.594307920415,203742.48117078593,207965.1306532521,null,29201.763739527385,7339.489407198952,0,0,73337.551010124866,0,null,36541.251788021189,73337.5546875,null,-31807.342987227639,-171423.87879682725,-130404.92648328593,null,0.56983568167618159,0.17935018547943715,0,0,0.53463062273891726,0.17570855116556472,0,0,0.35995220175033221,"FAIL",0,null,"IluEgsd211",null,-130404.92648328593,130404.92648328593,0.18385209759624352,"FAIL",0,1,null,null,29.720945655547055,null,17984.408417699629,"YES",1,null,7.4389999999999992,5.9600000000000009,6.2474711356919013,13.13,13.290000000000001,14.852837601175882,null,-31989.140259804863,null,-4199.7556180185256,null,17120.460824126374,null,17120.460824126374,null,17984.408417699629,null,17120.460824126374,0.88220220649211478,null,"IluEgsd211"]
[466,"IluNgsd211",0.98603092133998871,8348.9641729365176,0,4222.6494140625,0,0,44974.312548686328,19151.6328125,203742.48117078593,0,0,null,68348.594307920415,203742.48117078593,207965.1306532521,null,29201.763739527385,7339.489407198952,0,0,73337.551010124866,0,null,36541.251788021189,73337.5546875,null,-31807.342987227639,-171423.87879682725,-130404.92648328593,null,0.56983568167618159,0.17935018547943715,0,0,0.53463062273891726,0.17570855116556472,0,0,0.35995220175033221,"FAIL",0,null,"IluNgsd211",null,-130404.92648328593,130404.92648328593,0.18385209759624352,"FAIL",0,1,null,null,29.720945655547055,null,17984.408417699629,"YES",1,null,7.4389999999999992,5.9600000000000009,6.2474711356919013,13.13,13.290000000000001,14.852837601175882,null,-31989.140259804863,null,-4199.7556180185256,null,17120.460824126374,null,17120.460824126374,null,17984.408417699629,null,17120.460824126374,0.88220220649211478,null,"IluNgsd211"]
[467,"ImeEgsd211",0.98603092133998871,8348.9641729365176,0,4222.6494140625,0,0,44974.312548686328,19151.6328125,189919.25962309845,0,0,null,68348.594307920415,189919.25962309845,194141.90910556455,null,29201.763739527385,7339.489407198952,0,0,73337.551010124866,0,null,36541.251788021189,73337.5546875,null,-31807.342987227639,-157600.65724913977,-116581.70493559845,null,0.56983568167618159,0.19240413984626209,0,0,0.53463062273891726,0.18821928747505404,0,0,0.38615122464694207,"FAIL",0,null,"ImeEgsd211",null,-116581.70493559845,116581.70493559845,0.19759472539197873,"FAIL",0,1,null,null,27.704480586190133,null,16667.743117479036,"YES",1,null,7.4389999999999992,5.9600000000000009,6.2474711356919013,13.13,13.290000000000001,14.852837601175882,null,-31989.140259804863,null,-4199.7556180185256,null,15305.652677282811,null,15305.652677282811,null,16667.743117479036,null,15305.652677282811,0.84609115445598415,null,"ImeEgsd211"]
[468,"ImeNgsd211",0.98603092133998871,8348.9641729365176,0,4222.6494140625,0,0,44974.312548686328,19151.6328125,189919.25962309845,0,0,null,68348.594307920415,189919.25962309845,194141.90910556455,null,29201.763739527385,7339.489407198952,0,0,73337.551010124866,0,null,36541.251788021189,73337.5546875,null,-31807.342987227639,-157600.65724913977,-116581.70493559845,null,0.56983568167618159,0.19240413984626209,0,0,0.53463062273891726,0.18821928747505404,0,0,0.38615122464694207,"FAIL",0,null,"ImeNgsd211",null,-116581.70493559845,116581.70493559845,0.19759472539197873,"FAIL",0,1,null,null,27.704480586190133,null,16667.743117479036,"YES",1,null,7.4389999999999992,5.9600000000000009,6.2474711356919013,13.13,13.290000000000001,14.852837601175882,null,-31989.140259804863,null,-4199.7556180185256,null,15305.652677282811,null,15305.652677282811,null,16667.743117479036,null,15305.652677282811,0.84609115445598415,null,"ImeNgsd211"]
[469,"ImiEgsd211",0.98603092133998871,8348.9641729365176,0,4222.6494140625,0,0,44974.312548686328,19151.6328125,111004.52988069438,0,0,null,68348.594307920415,111004.52988069438,115227.17936316058,null,29201.763739527385,7339.489407198952,0,0,73337.551010124866,0,null,36541.251788021189,73337.5546875,null,-31807.342987227639,-78685.927506735694,-37666.975193194376,null,0.56983568167618159,0.32918703252286241,0,0,0.53463062273891726,0.31712354682003319,0,0,0.6606717290395433,"FAIL",0,null,"ImiEgsd211",null,-37666.975193194376,37666.975193194376,0.34467816188601474,"FAIL",0,1,null,null,16.192791527577295,null,9151.1033498294364,"YES",1,null,7.4389999999999992,5.9600000000000009,6.2474711356919013,13.13,13.290000000000001,14.852837601175882,null,-31989.140259804863,null,-4199.7556180185256,null,4945.181064467517,null,4945.181064467517,null,9151.1033498294364,null,4945.181064467517,0.46770906358783743,null,"ImiEgsd211"]
[470,"ImiNgsd211",0.98603092133998871,8348.9641729365176,0,4222.6494140625,0,0,44974.312548686328,19151.6328125,111004.52988069438,0,0,null,68348.594307920415,111004.52988069438,115227.17936316058,null,29201.763739527385,7339.489407198952,0,0,73337.551010124866,0,null,36541.251788021189,73337.5546875,null,-31807.342987227639,-78685.927506735694,-37666.975193194376,null,0.56983568167618159,0.32918703252286241,0,0,0.53463062273891726,0.31712354682003319,0,0,0.6606717290395433,"FAIL",0,null,"ImiNgsd211",null,-37666.975193194376,37666.975193194376,0.34467816188601474,"FAIL",0,1,null,null,16.192791527577295,null,9151.1033498294364,"YES",1,null,7.4389999999999992,5.9600000000000009,6.2474711356919013,13.13,13.290000000000001,14.852837601175882,null,-31989.140259804863,null,-4199.7556180185256,null,4945.181064467517,null,4945.181064467517,null,9151.1033498294364,null,4945.181064467517,0.46770906358783743,null,"ImiNgsd211"]
[471,"IprEgsd211",0.98603092133998871,8348.9641729365176,0,4222.6494140625,0,0,44974.312548686328,19151.6328125,97108.032947473053,0,0,null,68348.594307920415,97108.032947473053,101330.68242993926,null,29201.763739527385,7339.489407198952,0,0,73337.551010124866,0,null,36541.251788021189,73337.5546875,null,-31807.342987227639,-64789.430573514364,-23770.478259973053,null,0.56983568167618159,0.3762948406934245,0,0,0.53463062273891726,0.36061389242052516,0,0,0.75521614908180867,"FAIL",0,null,"IprEgsd211",null,-23770.478259973053,23770.478259973053,0.39667411518621754,"FAIL",0,1,null,null,14.165639928424746,null,7827.4602034881782,"YES",1,null,7.4389999999999992,5.9600000000000009,6.2474711356919013,13.13,13.290000000000001,14.852837601175882,null,-31989.140259804863,null,-4199.7556180185256,null,3120.7528181289745,null,3120.7528181289745,null,7827.4602034881782,null,3120.7528181289745,0.33739487857189088,null,"IprEgsd211"]
[472,"IprNgsd211",0.98603092133998871,8348.9641729365176,0,4222.6494140625,0,0,44974.312548686328,19151.6328125,97108.032947473053,0,0,null,68348.594307920415,97108.032947473053,101330.68242993926,null,29201.763739527385,7339.489407198952,0,0,73337.551010124866,0,null,36541.251788021189,73337.5546875,null,-31807.342987227639,-64789.430573514364,-23770.478259973053,null,0.56983568167618159,0.3762948406934245,0,0,0.53463062273891726,0.36061389242052516,0,0,0.75521614908180867,"FAIL",0,null,"IprNgsd211",null,-23770.478259973053,23770.478259973053,0.39667411518621754,"FAIL",0,1,null,null,14.165639928424746,null,7827.4602034881782,"YES",1,null,7.4389999999999992,5.9600000000000009,6.2474711356919013,13.13,13.290000000000001,14.852837601175882,null,-31989.140259804863,null,-4199.7556180185256,null,3120.7528181289745,null,3120.7528181289745,null,7827.4602034881782,null,3120.7528181289745,0.33739487857189088,null,"IprNgsd211"]
[473,"IstEgsd211",0.98603092133998871,8348.9641729365176,0,4222.6494140625,0,0,44974.312548686328,19151.6328125,126987.43243251441,0,0,null,68348.594307920415,126987.43243251441,131210.0819149806,null,29201.763739527385,7339.489407198952,0,0,73337.551010124866,0,null,36541.251788021189,73337.5546875,null,-31807.342987227639,-94668.83005855573,-53649.877745014412,null,0.56983568167618159,0.28775486745462386,0,0,0.53463062273891726,0.27849423819999314,0,0,0.57751821013055094,"FAIL",0,null,"IstEgsd211",null,-53649.877745014412,53649.877745014412,0.29952220739445651,"FAIL",0,1,null,null,18.52429824454364,null,10673.477348819571,"YES",1,null,7.4389999999999992,5.9600000000000009,6.2474711356919013,13.13,13.290000000000001,14.852837601175882,null,-31989.140259804863,null,-4199.7556180185256,null,7043.5270731157116,null,7043.5270731157116,null,10673.477348819571,null,7043.5270731157116,0.58232272234591109,null,"IstEgsd211"]
[474,"IstNgsd211",0.98603092133998871,8348.9641729365176,0,4222.6494140625,0,0,44974.312548686328,19151.6328125,126987.43243251441,0,0,null,68348.594307920415,126987.43243251441,131210.0819149806,null,29201.763739527385,7339.489407198952,0,0,73337.551010124866,0,null,36541.251788021189,73337.5546875,null,-31807.342987227639,-94668.83005855573,-53649.877745014412,null,0.56983568167618159,0.28775486745462386,0,0,0.53463062273891726,0.27849423819999314,0,0,0.57751821013055094,"FAIL",0,null,"IstNgsd211",null,-53649.877745014412,53649.877745014412,0.29952220739445651,"FAIL",0,1,null,null,18.52429824454364,null,10673.477348819571,"YES",1,null,7.4389999999999992,5.9600000000000009,6.2474711356919013,13.13,13.290000000000001,14.852837601175882,null,-31989.140259804863,null,-4199.7556180185256,null,7043.5270731157116,null,7043.5270731157116,null,10673.477348819571,null,7043.5270731157116,0.58232272234591109,null,"IstNgsd211"]
[475,"IteEgsd211",0.98603092133998871,8348.9641729365176,0,4222.6494140625,0,0,44974.312548686328,19151.6328125,83397.19023018096,0,0,null,68348.594307920415,83397.19023018096,87619.839712647168,null,29201.763739527385,7339.489407198952,0,0,73337.551010124866,0,null,36541.251788021189,73337.5546875,null,-31807.342987227639,-51078.587856222272,-10059.63554268096,null,0.56983568167618159,0.43815926756243545,0,0,0.53463062273891726,0.41704312557962908,0,0,0.87937680496290349,"FAIL",0,null,"IteEgsd211",null,-10059.63554268096,10059.63554268096,0.46603847121473951,"FAIL",0,1,null,null,12.165569485438763,null,6521.4998919037571,"YES",1,null,7.4389999999999992,5.9600000000000009,6.2474711356919013,13.13,13.290000000000001,14.852837601175882,null,-31989.140259804863,null,-4199.7556180185256,null,1320.6985415196939,null,1320.6985415196939,null,6521.4998919037571,null,1320.6985415196939,0.16625953736223395,null,"IteEgsd211"]
[482,"IagNgsd212",0.98603092133998871,8348.9641729365176,0,4222.6494140625,0,0,44974.312548686328,19151.6328125,2859.2580625100022,0,0,null,68348.594307920415,2859.2580625100022,7081.9075449761922,null,29201.763739527385,7339.489407198952,0,0,73337.551010124866,0,null,36541.251788021189,73337.5546875,null,-31807.342987227639,29459.344311448687,70478.296624989991,null,0.56983568167618159,12.779976829353913,0,1,0.53463062273891726,5.1598036134900775,0,1,25.649155509636149,"PASS",1,null,"IagNgsd212",null,70478.296624989991,0,0.53463062273891726,"FAIL",0,1,null,null,0.41709441877719938,null,-1149.7509945364761,"NO",0,null,7.4389999999999992,5.9600000000000009,6.2474711356919013,13.13,13.290000000000001,14.852837601175882,null,-31989.140259804863,null,-4199.7556180185256,null,0,null,0,null,-1149.7509945364761,null,-1149.7509945364761,-4.221674336909885,null,"IagNgsd212"]
[489,"IluEgsd212",0.98603092133998871,8348.9641729365176,0,4222.6494140625,0,0,44974.312548686328,19151.6328125,2859.2494118724553,0,0,null,68348.594307920415,2859.2494118724553,7081.8988943386466,null,29201.763739527385,7339.489407198952,0,0,73337.551010124866,0,null,36541.251788021189,73337.5546875,null,-31807.342987227639,29459.352962086232,70478.305275627543,null,0.56983568167618159,12.780015495077494,0,1,0.53463062273891726,5.1598099162616879,0,1,25.649233110962836,"PASS",1,null,"IluEgsd212",null,70478.305275627543,0,0.53463062273891726,"FAIL",0,1,null,null,0.41709318003400137,null,-1149.7518033827141,"NO",0,null,7.4389999999999992,5.9600000000000009,6.2474711356919013,13.13,13.290000000000001,14.852837601175882,null,-31989.140259804863,null,-4199.7556180185256,null,0,null,0,null,-1149.7518033827141,null,-1149.7518033827141,-4.2216898449878801,null,"IluEgsd212"]
[501,"ItrEgsd212",0.98603092133998871,8348.9641729365176,0,4222.6494140625,0,0,44974.312548686328,19151.6328125,2859.2554993581366,0,0,null,68348.594307920415,2859.2554993581366,7081.9049818243275,null,29201.763739527385,7339.489407198952,0,0,73337.551010124866,0,null,36541.251788021189,73337.5546875,null,-31807.342987227639,29459.346874600553,70478.299188141857,null,0.56983568167618159,12.779988285840211,0,1,0.53463062273891726,5.1598054809763569,0,1,25.64917850257288,"PASS",1,null,"ItrEgsd212",null,70478.299188141857,0,0.53463062273891726,"FAIL",0,1,null,null,0.41709404506001679,null,-1149.7512385577857,"NO",0,null,7.4389999999999992,5.9600000000000009,6.2474711356919013,13.13,13.290000000000001,14.852837601175882,null,-31989.140259804863,null,-4199.7556180185256,null,0,null,0,null,-1149.7512385577857,null,-1149.7512385577857,-4.2216790155415866,null,"ItrEgsd212"]
[508,"IchNgsd213",0.98603092133998871,8348.9641729365176,0,6237.64892578125,0,0,44974.312548686328,19151.6328125,792.92290048094026,0,0,null,70363.593651952353,792.92290048094026,7030.5717269790166,null,29201.763739527385,7339.489407198952,0,0,73337.551010124866,0,null,36541.251788021189,73337.5546875,null,-33822.342498946389,29510.679961759,72544.631787019054,null,0.56983568167618159,46.084243204298197,0,1,0.51932042639824605,5.1974793361080529,0,1,92.490145817478307,"PASS",1,null,"IchNgsd213",null,72544.631787019054,0,0.51932042639824605,"FAIL",0,1,null,null,9.3433889098059733E-2,null,-1361.0874540445229,"NO",0,null,7.4389999999999992,5.9600000000000009,6.2474711356919013,13.13,13.290000000000001,14.852837601175882,null,-34004.139771523609,null,-3731.1980751760866,null,0,null,0,null,-1361.0874540445229,null,-1361.0874540445229,-22.30986372954558,null,"IchNgsd213"]
[520,"IprNgsd213",0.98603092133998871,8348.9641729365176,0,6237.64892578125,0,0,44974.312548686328,19151.6328125,1117.8301375013525,0,0,null,70363.593651952353,1117.8301375013525,7355.4789639994287,null,29201.763739527385,7339.489407198952,0,0,73337.551010124866,0,null,36541.251788021189,73337.5546875,null,-33822.342498946389,29185.772724738585,72219.724549998646,null,0.56983568167618159,32.689449462957406,0,1,0.51932042639824605,4.9678955610694873,0,1,65.607065176672492,"PASS",1,null,"IprNgsd213",null,72219.724549998646,0,0.51932042639824605,"FAIL",0,1,null,null,0.13171925641898907,null,-1336.0887494184403,"NO",0,null,7.4389999999999992,5.9600000000000009,6.2474711356919013,13.13,13.290000000000001,14.852837601175882,null,-34004.139771523609,null,-3731.1980751760866,null,0,null,0,null,-1336.0887494184403,null,-1336.0887494184403,-15.534645592512387,null,"IprNgsd213"]
[523,"IteEgsd213",0.98603092133998871,8348.9641729365176,0,6237.64892578125,0,0,44974.312548686328,19151.6328125,967.9048803658543,0,0,null,70363.593651952353,967.9048803658543,7205.5537068639287,null,29201.763739527385,7339.489407198952,0,0,73337.551010124866,0,null,36541.251788021189,73337.5546875,null,-33822.342498946389,29335.697981874084,72369.649807134148,null,0.56983568167618159,37.752936811527505,0,1,0.51932042639824605,5.0712620807643702,0,1,75.769382069630069,"PASS",1,null,"IteEgsd213",null,72369.649807134148,0,0.51932042639824605,"FAIL",0,1,null,null,0.11405284732838379,null,-1347.6241576844113,"NO",0,null,7.4389999999999992,5.9600000000000009,6.2474711356919013,13.13,13.290000000000001,14.852837601175882,null,-34004.139771523609,null,-3731.1980751760866,null,0,null,0,null,-1347.6241576844113,null,-1347.6241576844113,-18.095807545483659,null,"IteEgsd213"]
[530,"IagNgsd214",0.98603092133998871,8348.9641729365176,0,6237.64892578125,0,0,44974.312548686328,19151.6328125,25634.279601441522,0,0,null,70363.593651952353,25634.279601441522,31871.928427939591,null,29201.763739527385,7339.489407198952,0,0,73337.551010124866,0,null,36541.251788021189,73337.5546875,null,-33822.342498946389,4669.3232607984173,47703.275086058478,null,0.56983568167618159,1.4254838581836458,0,1,0.51932042639824605,1.1465026898767738,0,1,2.8609173274124671,"PASS",1,null,"IagNgsd214",null,47703.275086058478,0,0.51932042639824605,"FAIL",0,1,null,null,3.0206095901733843,null,550.23287171935681,"YES",1,null,7.4389999999999992,5.9600000000000009,6.2474711356919013,13.13,13.290000000000001,14.852837601175882,null,-34004.139771523609,null,-3731.1980751760866,null,0,null,0,null,550.23287171935681,null,0,0,null,"IagNgsd214"]
[542,"ImiNgsd214",0.98603092133998871,8348.9641729365176,0,6237.64892578125,0,0,44974.312548686328,19151.6328125,26754.502841020836,0,0,null,70363.593651952353,26754.502841020836,32992.151667518912,null,29201.763739527385,7339.489407198952,0,0,73337.551010124866,0,null,36541.251788021189,73337.5546875,null,-33822.342498946389,3549.1000212191066,46583.051846479168,null,0.56983568167618159,1.3657981987239547,0,1,0.51932042639824605,1.1075740693212481,0,1,2.7411294137395288,"PASS",1,null,"ImiNgsd214",null,46583.051846479168,0,0.51932042639824605,"FAIL",0,1,null,null,3.1526107416842937,null,636.4239684185934,"YES",1,null,7.4389999999999992,5.9600000000000009,6.2474711356919013,13.13,13.290000000000001,14.852837601175882,null,-34004.139771523609,null,-3731.1980751760866,null,0,null,0,null,636.4239684185934,null,0,0,null,"ImiNgsd214"]
[549,"ItrEgsd214",0.98603092133998871,8348.9641729365176,0,6237.64892578125,0,0,44974.312548686328,19151.6328125,17997.977535599002,0,0,null,70363.593651952353,17997.977535599002,24235.626362097079,null,29201.763739527385,7339.489407198952,0,0,73337.551010124866,0,null,36541.251788021189,73337.5546875,null,-33822.342498946389,12305.625326640937,55339.577151901001,null,0.56983568167618159,2.0302976662652577,0,1,0.51932042639824605,1.5077494219615115,0,1,4.0747664309749458,"PASS",1,null,"ItrEgsd214",null,55339.577151901001,0,0.51932042639824605,"FAIL",0,1,null,null,2.1207876455396755,null,-37.312307654394431,"NO",0,null,7.4389999999999992,5.9600000000000009,6.2474711356919013,13.13,13.290000000000001,14.852837601175882,null,-34004.139771523609,null,-3731.1980751760866,null,0,null,0,null,-37.312307654394431,null,-37.312307654394431,-2.694450676273618E-2,null,"ItrEgsd214"]
[561,"IluEgsd215",0.98603092133998871,8348.9641729365176,0,5627.4013671875,0,0,44974.312548686328,19151.6328125,12831.192626531692,0,0,null,69753.346430408725,12831.192626531692,18458.594231486175,null,29201.763739527385,7339.489407198952,0,0,73337.551010124866,0,null,36541.251788021189,73337.5546875,null,-33212.094940352639,18082.657794301995,60506.362060968306,null,0.56983568167618159,2.8478453134951018,0,1,0.52386377861289302,1.9796335409108019,0,1,5.715568055291782,"PASS",1,null,"IluEgsd215",null,60506.362060968306,0,0.52386377861289302,"FAIL",0,1,null,null,1.4045110566841645,null,-505.01023321637183,"NO",0,null,7.4389999999999992,5.9600000000000009,6.2474711356919013,13.13,13.290000000000001,14.852837601175882,null,-33393.892212929859,null,-3442.1495113473161,null,0,null,0,null,-505.01023321637183,null,-505.01023321637183,-0.55066862039449438,null,"IluEgsd215"]
[573,"ItrEgsd215",0.98603092133998871,8348.9641729365176,0,5627.4013671875,0,0,44974.312548686328,19151.6328125,13975.411976471236,0,0,null,69753.346430408725,13975.411976471236,19602.81358142574,null,29201.763739527385,7339.489407198952,0,0,73337.551010124866,0,null,36541.251788021189,73337.5546875,null,-33212.094940352639,16938.438444362451,59362.142711028762,null,0.56983568167618159,2.6146815456704542,0,1,0.52386377861289302,1.8640820145258294,0,1,5.2476130800988088,"PASS",1,null,"ItrEgsd215",null,59362.142711028762,0,0.52386377861289302,"FAIL",0,1,null,null,1.5297580958254071,null,-423.22928253259147,"NO",0,null,7.4389999999999992,5.9600000000000009,6.2474711356919013,13.13,13.290000000000001,14.852837601175882,null,-33393.892212929859,null,-3442.1495113473161,null,0,null,0,null,-423.22928253259147,null,-423.22928253259147,-0.42370955809330541,null,"ItrEgsd215"]
[580,"IchNgsd216",0.98983502686023694,8619.9972766249703,0,4359.7294921875,0,0,46434.317318599897,19151.6328125,51761.001330153384,0,0,null,69945.679002758217,51761.001330153384,56120.730737543752,null,30052.163409871409,7367.80514412512,0,0,75096.592901587093,0,null,37419.96955799478,75096.59375,null,-32525.710065292624,-18700.761264346103,23335.592419846616,null,0.57054856235513729,0.72293751272921702,0,0,0.53498614581387727,0.6667762341950545,0,0,1.4508334811956674,"PASS",1,null,"IchNgsd216",null,23335.592419846616,0,0.53498614581387727,"FAIL",0,1,null,null,7.3758196017438316,null,3473.354977198258,"YES",1,null,7.4389999999999992,5.9600000000000009,6.2474711356919013,13.13,13.290000000000001,14.852837601175882,null,-32711.87906806872,null,-4294.6417683093514,null,0,null,0,null,3473.354977198258,null,0,0,null,"IchNgsd216"]
[592,"IprNgsd216",0.98983502686023694,8619.9972766249703,0,4359.7294921875,0,0,46434.317318599897,19151.6328125,51761.001330153384,0,0,null,69945.679002758217,51761.001330153384,56120.730737543752,null,30052.163409871409,7367.80514412512,0,0,75096.592901587093,0,null,37419.96955799478,75096.59375,null,-32525.710065292624,-18700.761264346103,23335.592419846616,null,0.57054856235513729,0.72293751272921702,0,0,0.53498614581387727,0.6667762341950545,0,0,1.4508334811956674,"PASS",1,null,"IprNgsd216",null,23335.592419846616,0,0.53498614581387727,"FAIL",0,1,null,null,7.3758196017438316,null,3473.354977198258,"YES",1,null,7.4389999999999992,5.9600000000000009,6.2474711356919013,13.13,13.290000000000001,14.852837601175882,null,-32711.87906806872,null,-4294.6417683093514,null,0,null,0,null,3473.354977198258,null,0,0,null,"IprNgsd216"]
[595,"IteEgsd216",0.98983502686023694,8619.9972766249703,0,4359.7294921875,0,0,46434.317318599897,19151.6328125,51761.001330153384,0,0,null,69945.679002758217,51761.001330153384,56120.730737543752,null,30052.163409871409,7367.80514412512,0,0,75096.592901587093,0,null,37419.96955799478,75096.59375,null,-32525.710065292624,-18700.761264346103,23335.592419846616,null,0.57054856235513729,0.72293751272921702,0,0,0.53498614581387727,0.6667762341950545,0,0,1.4508334811956674,"PASS",1,null,"IteEgsd216",null,23335.592419846616,0,0.53498614581387727,"FAIL",0,1,null,null,7.3758196017438316,null,3473.354977198258,"YES",1,null,7.4389999999999992,5.9600000000000009,6.2474711356919013,13.13,13.290000000000001,14.852837601175882,null,-32711.87906806872,null,-4294.6417683093514,null,0,null,0,null,3473.354977198258,null,0,0,null,"IteEgsd216"]
[602,"IagNgsd217",0.98603092133998871,8348.9641729365176,0,5627.4013671875,0,0,44974.312548686328,19151.6328125,87868.801766950972,0,0,null,69753.346430408725,87868.801766950972,93496.203371905445,null,29201.763739527385,7339.489407198952,0,0,73337.551010124866,0,null,36541.251788021189,73337.5546875,null,-33212.094940352639,-56954.951346117283,-14531.247079450972,null,0.56983568167618159,0.41586150093337232,0,0,0.52386377861289302,0.39083139810068718,0,0,0.83462563745900042,"FAIL",0,null,"IagNgsd217",null,-14531.247079450972,14531.247079450972,0.43354603892780197,"FAIL",0,1,null,null,9.61817911922879,null,4858.1631189168875,"YES",1,null,7.4389999999999992,5.9600000000000009,6.2474711356919013,13.13,13.290000000000001,14.852837601175882,null,-33393.892212929859,null,-3442.1495113473161,null,1497.8405246942857,null,1497.8405246942857,null,4858.1631189168875,null,1497.8405246942857,0.23849980528441755,null,"IagNgsd217"]
[614,"ImiNgsd217",0.98603092133998871,8348.9641729365176,0,5627.4013671875,0,0,44974.312548686328,19151.6328125,87868.801766950972,0,0,null,69753.346430408725,87868.801766950972,93496.203371905445,null,29201.763739527385,7339.489407198952,0,0,73337.551010124866,0,null,36541.251788021189,73337.5546875,null,-33212.094940352639,-56954.951346117283,-14531.247079450972,null,0.56983568167618159,0.41586150093337232,0,0,0.52386377861289302,0.39083139810068718,0,0,0.83462563745900042,"FAIL",0,null,"ImiNgsd217",null,-14531.247079450972,14531.247079450972,0.43354603892780197,"FAIL",0,1,null,null,9.61817911922879,null,4858.1631189168875,"YES",1,null,7.4389999999999992,5.9600000000000009,6.2474711356919013,13.13,13.290000000000001,14.852837601175882,null,-33393.892212929859,null,-3442.1495113473161,null,1497.8405246942857,null,1497.8405246942857,null,4858.1631189168875,null,1497.8405246942857,0.23849980528441755,null,"ImiNgsd217"]
[627,"IchEgsd218",0.98603092133998871,8348.9641729365176,0,5038.640625,0,0,44974.312548686328,19151.6328125,3836360.0302941063,0,0,null,69164.585238517713,3836360.0302941063,3841398.6707071709,null,29201.763739527385,7339.489407198952,0,0,73337.551010124866,0,null,36541.251788021189,73337.5546875,null,-32623.334198165139,-3804857.4191310853,-3763022.4756066063,null,0.56983568167618159,9.5249797984210127E-3,0,0,0.52832314785082746,9.5124861849546598E-3,0,0,1.9116442176538299E-2,"FAIL",0,null,"IchEgsd218",null,-3763022.4756066063,3763022.4756066063,9.5353517979973948E-3,"FAIL",0,1,null,null,559.62921046030044,null,363991.80282847013,"YES",1,null,7.4389999999999992,5.9600000000000009,6.2474711356919013,13.13,13.290000000000001,14.852837601175882,null,-32805.131470742359,null,-4306.8845888053565,null,494035.62128603546,null,494035.62128603546,null,363991.80282847013,null,363991.80282847013,0.99610826028754673,null,"IchEgsd218"]
[634,"IluNgsd218",0.98603092133998871,8348.9641729365176,0,5038.640625,0,0,44974.312548686328,19151.6328125,3836360.0302941063,0,0,null,69164.585238517713,3836360.0302941063,3841398.6707071709,null,29201.763739527385,7339.489407198952,0,0,73337.551010124866,0,null,36541.251788021189,73337.5546875,null,-32623.334198165139,-3804857.4191310853,-3763022.4756066063,null,0.56983568167618159,9.5249797984210127E-3,0,0,0.52832314785082746,9.5124861849546598E-3,0,0,1.9116442176538299E-2,"FAIL",0,null,"IluNgsd218",null,-3763022.4756066063,3763022.4756066063,9.5353517979973948E-3,"FAIL",0,1,null,null,559.62921046070198,null,363991.80282873241,"YES",1,null,7.4389999999999992,5.9600000000000009,6.2474711356919013,13.13,13.290000000000001,14.852837601175882,null,-32805.131470742359,null,-4306.8845888053565,null,494035.62128603546,null,494035.62128603546,null,363991.80282873241,null,363991.80282873241,0.99610826028754951,null,"IluNgsd218"]
[646,"ItrNgsd218",0.98603092133998871,8348.9641729365176,0,5038.640625,0,0,44974.312548686328,19151.6328125,3836360.0302941063,0,0,null,69164.585238517713,3836360.0302941063,3841398.6707071709,null,29201.763739527385,7339.489407198952,0,0,73337.551010124866,0,null,36541.251788021189,73337.5546875,null,-32623.334198165139,-3804857.4191310853,-3763022.4756066063,null,0.56983568167618159,9.5249797984210127E-3,0,0,0.52832314785082746,9.5124861849546598E-3,0,0,1.9116442176538299E-2,"FAIL",0,null,"ItrNgsd218",null,-3763022.4756066063,3763022.4756066063,9.5353517979973948E-3,"FAIL",0,1,null,null,559.62921046190786,null,363991.80282951973,"YES",1,null,7.4389999999999992,5.9600000000000009,6.2474711356919013,13.13,13.290000000000001,14.852837601175882,null,-32805.131470742359,null,-4306.8845888053565,null,494035.62128603546,null,494035.62128603546,null,363991.80282951973,null,363991.80282951973,0.99610826028755783,null,"ItrNgsd218"]
[653,"IcoTgsd219",0.98603092133998871,8348.9641729365176,0,5038.640625,0,0,44974.312548686328,19151.6328125,31911.404768444543,0,0,null,69164.585238517713,31911.404768444543,36950.045181508031,null,29201.763739527385,7339.489407198952,0,0,73337.551010124866,0,null,36541.251788021189,73337.5546875,null,-32623.334198165139,-408.79360542335053,41426.14991905546,null,0.56983568167618159,1.1450844001751641,0,1,0.52832314785082746,0.98893658719304645,0,0,2.2981612755581207,"PASS",1,null,"IcoTgsd219",null,41426.14991905546,0,0.52832314785082746,"FAIL",0,1,null,null,4.6550778822385723,null,1617.4706420018651,"YES",1,null,7.4389999999999992,5.9600000000000009,6.2474711356919013,13.13,13.290000000000001,14.852837601175882,null,-32805.131470742359,null,-4306.8845888053565,null,0,null,0,null,1617.4706420018651,null,0,0,null,"IcoTgsd219"]
[665,"IstTgsd219",0.98603092133998871,8348.9641729365176,0,5038.640625,0,0,44974.312548686328,19151.6328125,31911.394515837088,0,0,null,69164.585238517713,31911.394515837088,36950.034928900561,null,29201.763739527385,7339.489407198952,0,0,73337.551010124866,0,null,36541.251788021189,73337.5546875,null,-32623.334198165139,-408.78335281590262,41426.160171662908,null,0.56983568167618159,1.1450847680719933,0,1,0.52832314785082746,0.98893686159545446,0,0,2.2981620139196299,"PASS",1,null,"IstTgsd219",null,41426.160171662908,0,0.52832314785082746,"FAIL",0,1,null,null,4.6550765173187143,null,1617.469750767674,"YES",1,null,7.4389999999999992,5.9600000000000009,6.2474711356919013,13.13,13.290000000000001,14.852837601175882,null,-32805.131470742359,null,-4306.8845888053565,null,0,null,0,null,1617.469750767674,null,0,0,null,"IstTgsd219"]
[672,"IwaNgsd219",0.98603092133998871,8348.9641729365176,0,5038.640625,0,0,44974.312548686328,19151.6328125,31911.386826381487,0,0,null,69164.585238517713,31911.386826381487,36950.027239444986,null,29201.763739527385,7339.489407198952,0,0,73337.551010124866,0,null,36541.251788021189,73337.5546875,null,-32623.334198165139,-408.77566336029849,41426.167861118513,null,0.56983568167618159,1.1450850439947706,0,1,0.52832314785082746,0.98893706739736087,0,0,2.2981625676910742,"PASS",1,null,"IwaNgsd219",null,41426.167861118513,0,0.52832314785082746,"FAIL",0,1,null,null,4.6550751150660705,null,1617.4688351567731,"YES",1,null,7.4389999999999992,5.9600000000000009,6.2474711356919013,13.13,13.290000000000001,14.852837601175882,null,-32805.131470742359,null,-4306.8845888053565,null,0,null,0,null,1617.4688351567731,null,0,0,null,"IwaNgsd219"]
[675,"IchTgsd220",0.98603092133998871,8348.9641729365176,0,5038.640625,0,0,44974.312548686328,19151.6328125,285771.33790381986,0,0,null,69164.585238517713,285771.33790381986,290809.97831688332,null,29201.763739527385,7339.489407198952,0,0,73337.551010124866,0,null,36541.251788021189,73337.5546875,null,-32623.334198165139,-254268.72674079868,-212433.78321631986,null,0.56983568167618159,0.12786884806593035,0,0,0.52832314785082746,0.12565336297220583,0,0,0.25663019680505095,"FAIL",0,null,"IchTgsd220",null,-212433.78321631986,212433.78321631986,0.12976371948284698,"FAIL",0,1,null,null,41.686908676561039,null,25797.669620640467,"YES",1,null,7.4389999999999992,5.9600000000000009,6.2474711356919013,13.13,13.290000000000001,14.852837601175882,null,-32805.131470742359,null,-4306.8845888053565,null,27889.776570228812,null,27889.776570228812,null,25797.669620640467,null,25797.669620640467,0.9477550316936354,null,"IchTgsd220"]
[687,"IprTgsd220",0.98603092133998871,8348.9641729365176,0,5038.640625,0,0,44974.312548686328,19151.6328125,403872.92772213795,0,0,null,69164.585238517713,403872.92772213795,408911.56813520141,null,29201.763739527385,7339.489407198952,0,0,73337.551010124866,0,null,36541.251788021189,73337.5546875,null,-32623.334198165139,-372370.31655911676,-330535.37303463795,null,0.56983568167618159,9.0477101285583922E-2,0,0,0.52832314785082746,8.9362235301203727E-2,0,0,0.18158571583672917,"FAIL",0,null,"IprTgsd220",null,-330535.37303463795,330535.37303463795,9.142170511485441E-2,"FAIL",0,1,null,null,58.914984029718845,null,37046.864735298499,"YES",1,null,7.4389999999999992,5.9600000000000009,6.2474711356919013,13.13,13.290000000000001,14.852837601175882,null,-32805.131470742359,null,-4306.8845888053565,null,43394.970248710822,null,43394.970248710822,null,37046.864735298499,null,37046.864735298499,0.96303264341888617,null,"IprTgsd220"]
[694,"ItrNgsd220",0.98603092133998871,8348.9641729365176,0,5038.640625,0,0,44974.312548686328,19151.6328125,320296.3578717949,0,0,null,69164.585238517713,320296.3578717949,325334.99828485824,null,29201.763739527385,7339.489407198952,0,0,73337.551010124866,0,null,36541.251788021189,73337.5546875,null,-32623.334198165139,-288793.74670877372,-246958.8031842949,null,0.56983568167618159,0.11408575492652828,0,0,0.52832314785082746,0.11231884659461618,0,0,0.22896780711085962,"FAIL",0,null,"ItrNgsd220",null,-246958.8031842949,246958.8031842949,0.11559173740325479,"FAIL",0,1,null,null,46.723246669010422,null,29086.182561236801,"YES",1,null,7.4389999999999992,5.9600000000000009,6.2474711356919013,13.13,13.290000000000001,14.852837601175882,null,-32805.131470742359,null,-4306.8845888053565,null,32422.460018270609,null,32422.460018270609,null,29086.182561236801,null,29086.182561236801,0.95338656069802241,null,"ItrNgsd220"]
[706,"IluNgsd221",0.98603092133998871,8348.9641729365176,0,4229.2880859375,0,0,44974.312548686328,19151.6328125,2133.4775745471893,0,0,null,68355.232918356895,2133.4775745471893,6362.765667449823,null,29201.763739527385,7339.489407198952,0,0,73337.551010124866,0,null,36541.251788021189,73337.5546875,null,-31813.981659102639,30178.4861275365,71204.077112952815,null,0.56983568167618159,17.127553729162926,0,1,0.53457869932208868,5.7429824918677941,0,1,34.374654583873564,"PASS",1,null,"IluNgsd221",null,71204.077112952815,0,0.53457869932208868,"FAIL",0,1,null,null,0.37077907530387377,null,-1179.9929295671554,"NO",0,null,7.4389999999999992,5.9600000000000009,6.2474711356919013,13.13,13.290000000000001,14.852837601175882,null,-31995.778931679855,null,-4812.2031099009764,null,0,null,0,null,-1179.9929295671554,null,-1179.9929295671554,-4.873932397108204,null,"IluNgsd221"]
[718,"ItrNgsd221",0.98603092133998871,8348.9641729365176,0,4229.2880859375,0,0,44974.312548686328,19151.6328125,699.09309206050114,0,0,null,68355.232918356895,699.09309206050114,4928.3811849631347,null,29201.763739527385,7339.489407198952,0,0,73337.551010124866,0,null,36541.251788021189,73337.5546875,null,-31813.981659102639,31612.870610023187,72638.461595439498,null,0.56983568167618159,52.269507742266214,0,1,0.53457869932208868,7.4144532389568356,0,1,104.90384688446213,"PASS",1,null,"ItrNgsd221",null,72638.461595439498,0,0.53457869932208868,"FAIL",0,1,null,null,0.12149604821208991,null,-1342.7640663914476,"NO",0,null,7.4389999999999992,5.9600000000000009,6.2474711356919013,13.13,13.290000000000001,14.852837601175882,null,-31995.778931679855,null,-4812.2031099009764,null,0,null,0,null,-1342.7640663914476,null,-1342.7640663914476,-16.925942898120731,null,"ItrNgsd221"]
[725,"IcoEgsd222",0.98603092133998871,8348.9641729365176,0,4222.6494140625,0,0,44974.312548686328,19151.6328125,208592.35409958547,0,0,null,68348.594307920415,208592.35409958547,212815.00358205164,null,29201.763739527385,7339.489407198952,0,0,73337.551010124866,0,null,36541.251788021189,73337.5546875,null,-31807.342987227639,-176273.75172562679,-135254.79941208547,null,0.56983568167618159,0.17518020708743612,0,0,0.53463062273891726,0.17170430272637133,0,0,0.35158313929611928,"FAIL",0,null,"IcoEgsd222",null,-135254.79941208547,135254.79941208547,0.1794727044402796,"FAIL",0,1,null,null,30.428421749152296,null,18446.359996896932,"YES",1,null,7.4389999999999992,5.9600000000000009,6.2474711356919013,13.13,13.290000000000001,14.852837601175882,null,-31989.140259804863,null,-4199.7556180185256,null,17757.185691189934,null,17757.185691189934,null,18446.359996896932,null,17757.185691189934,0.89373758534433612,null,"IcoEgsd222"]
[737,"IstEgsd222",0.98603092133998871,8348.9641729365176,0,4222.6494140625,0,0,44974.312548686328,19151.6328125,208592.35409958547,0,0,null,68348.594307920415,208592.35409958547,212815.00358205164,null,29201.763739527385,7339.489407198952,0,0,73337.551010124866,0,null,36541.251788021189,73337.5546875,null,-31807.342987227639,-176273.75172562679,-135254.79941208547,null,0.56983568167618159,0.17518020708743612,0,0,0.53463062273891726,0.17170430272637133,0,0,0.35158313929611928,"FAIL",0,null,"IstEgsd222",null,-135254.79941208547,135254.79941208547,0.1794727044402796,"FAIL",0,1,null,null,30.428421749152296,null,18446.359996896932,"YES",1,null,7.4389999999999992,5.9600000000000009,6.2474711356919013,13.13,13.290000000000001,14.852837601175882,null,-31989.140259804863,null,-4199.7556180185256,null,17757.185691189934,null,17757.185691189934,null,18446.359996896932,null,17757.185691189934,0.89373758534433612,null,"IstEgsd222"]
[744,"IwaNgsd222",0.98603092133998871,8348.9641729365176,0,4222.6494140625,0,0,44974.312548686328,19151.6328125,208592.35409958547,0,0,null,68348.594307920415,208592.35409958547,212815.00358205164,null,29201.763739527385,7339.489407198952,0,0,73337.551010124866,0,null,36541.251788021189,73337.5546875,null,-31807.342987227639,-176273.75172562679,-135254.79941208547,null,0.56983568167618159,0.17518020708743612,0,0,0.53463062273891726,0.17170430272637133,0,0,0.35158313929611928,"FAIL",0,null,"IwaNgsd222",null,-135254.79941208547,135254.79941208547,0.1794727044402796,"FAIL",0,1,null,null,30.428421749152296,null,18446.359996896932,"YES",1,null,7.4389999999999992,5.9600000000000009,6.2474711356919013,13.13,13.290000000000001,14.852837601175882,null,-31989.140259804863,null,-4199.7556180185256,null,17757.185691189934,null,17757.185691189934,null,18446.359996896932,null,17757.185691189934,0.89373758534433612,null,"IwaNgsd222"]
[747,"IchTgsd223",0.98603092133998871,8348.9641729365176,0,5870.87158203125,0,0,44974.312548686328,19151.6328125,8387.3670585216896,0,0,null,69996.816405664576,8387.3670585216896,14258.238638732033,null,29201.763739527385,7339.489407198952,0,0,73337.551010124866,0,null,36541.251788021189,73337.5546875,null,-33455.565155196389,22283.013147468249,64950.18762897831,null,0.56983568167618159,4.356701159381684,0,1,0.52204162108776997,2.5628166780777142,0,1,8.7438112790101332,"PASS",1,null,"IchTgsd223",null,64950.18762897831,0,0.52204162108776997,"FAIL",0,1,null,null,1.0500680767857498,null,-736.44631392559927,"NO",0,null,7.4389999999999992,5.9600000000000009,6.2474711356919013,13.13,13.290000000000001,14.852837601175882,null,-33637.362427773609,null,-3891.5653733053718,null,0,null,0,null,-736.44631392559927,null,-736.44631392559927,-1.0740857385778999,null,"IchTgsd223"]
[759,"IprTgsd223",0.98603092133998871,8348.9641729365176,0,5870.87158203125,0,0,44974.312548686328,19151.6328125,8387.3670585216896,0,0,null,69996.816405664576,8387.3670585216896,14258.238638732033,null,29201.763739527385,7339.489407198952,0,0,73337.551010124866,0,null,36541.251788021189,73337.5546875,null,-33455.565155196389,22283.013147468249,64950.18762897831,null,0.56983568167618159,4.356701159381684,0,1,0.52204162108776997,2.5628166780777142,0,1,8.7438112790101332,"PASS",1,null,"IprTgsd223",null,64950.18762897831,0,0.52204162108776997,"FAIL",0,1,null,null,1.0500680767857498,null,-736.44631392559927,"NO",0,null,7.4389999999999992,5.9600000000000009,6.2474711356919013,13.13,13.290000000000001,14.852837601175882,null,-33637.362427773609,null,-3891.5653733053718,null,0,null,0,null,-736.44631392559927,null,-736.44631392559927,-1.0740857385778999,null,"IprTgsd223"]
[766,"ItrNgsd223",0.98603092133998871,8348.9641729365176,0,5870.87158203125,0,0,44974.312548686328,19151.6328125,8387.3670585216896,0,0,null,69996.816405664576,8387.3670585216896,14258.238638732033,null,29201.763739527385,7339.489407198952,0,0,73337.551010124866,0,null,36541.251788021189,73337.5546875,null,-33455.565155196389,22283.013147468249,64950.18762897831,null,0.56983568167618159,4.356701159381684,0,1,0.52204162108776997,2.5628166780777142,0,1,8.7438112790101332,"PASS",1,null,"ItrNgsd223",null,64950.18762897831,0,0.52204162108776997,"FAIL",0,1,null,null,1.0500680767857498,null,-736.44631392559927,"NO",0,null,7.4389999999999992,5.9600000000000009,6.2474711356919013,13.13,13.290000000000001,14.852837601175882,null,-33637.362427773609,null,-3891.5653733053718,null,0,null,0,null,-736.44631392559927,null,-736.44631392559927,-1.0740857385778999,null,"ItrNgsd223"]
[782,"ImiNgsd224",0.98603092133998871,8348.9641729365176,0,3988.22314453125,0,0,44974.312548686328,19151.6328125,163639.51018698906,0,0,null,68114.167950014249,163639.51018698906,167627.73331154903,null,29201.763739527385,7339.489407198952,0,0,73337.551010124866,0,null,36541.251788021189,73337.5546875,null,-31572.916717696389,-131086.48154349913,-90301.955499489064,null,0.56983568167618159,0.22330335593320894,0,0,0.53647064318129167,0.21799049036684706,0,0,0.44816532757705024,"FAIL",0,null,"ImiNgsd224",null,-90301.955499489064,90301.955499489064,0.23066624068406191,"FAIL",0,1,null,null,30.158041518835574,null,18269.813290220176,"YES",1,null,7.4389999999999992,5.9600000000000009,6.2474711356919013,13.13,13.290000000000001,14.852837601175882,null,-31754.713990273609,null,-5017.7166166082679,null,14269.050660030918,null,14269.050660030918,null,18269.813290220176,null,14269.050660030918,0.72461489684120128,null,"ImiNgsd224"]
[791,"IwaTgsd224",0.98603092133998871,8348.9641729365176,0,3988.22314453125,0,0,44974.312548686328,19151.6328125,163639.51018698906,0,0,null,68114.167950014249,163639.51018698906,167627.73331154903,null,29201.763739527385,7339.489407198952,0,0,73337.551010124866,0,null,36541.251788021189,73337.5546875,null,-31572.916717696389,-131086.48154349913,-90301.955499489064,null,0.56983568167618159,0.22330335593320894,0,0,0.53647064318129167,0.21799049036684706,0,0,0.44816532757705024,"FAIL",0,null,"IwaTgsd224",null,-90301.955499489064,90301.955499489064,0.23066624068406191,"FAIL",0,1,null,null,30.158041518835574,null,18269.813290220176,"YES",1,null,7.4389999999999992,5.9600000000000009,6.2474711356919013,13.13,13.290000000000001,14.852837601175882,null,-31754.713990273609,null,-5017.7166166082679,null,14269.050660030918,null,14269.050660030918,null,18269.813290220176,null,14269.050660030918,0.72461489684120128,null,"IwaTgsd224"]
[798,"IcoNgsd225",0.98603092133998871,8348.9641729365176,0,5038.640625,0,0,44974.312548686328,19151.6328125,63186.481454735134,0,0,null,69164.585238517713,63186.481454735134,68225.121867798633,null,29201.763739527385,7339.489407198952,0,0,73337.551010124866,0,null,36541.251788021189,73337.5546875,null,-32623.334198165139,-31683.870291713938,10151.073232764866,null,0.56983568167618159,0.57830806442669591,0,0,0.52832314785082746,0.53559818838162276,0,0,1.1606526111132931,"PASS",1,null,"IcoNgsd225",null,10151.073232764866,0,0.52832314785082746,"FAIL",0,1,null,null,9.2173316429828915,null,4596.4268901696714,"YES",1,null,7.4389999999999992,5.9600000000000009,6.2474711356919013,13.13,13.290000000000001,14.852837601175882,null,-32805.131470742359,null,-4306.8845888053565,null,0,null,0,null,4596.4268901696714,null,0,0,null,"IcoNgsd225"]
[810,"IstNgsd225",0.98603092133998871,8348.9641729365176,0,5038.640625,0,0,44974.312548686328,19151.6328125,63186.481454735134,0,0,null,69164.585238517713,63186.481454735134,68225.121867798633,null,29201.763739527385,7339.489407198952,0,0,73337.551010124866,0,null,36541.251788021189,73337.5546875,null,-32623.334198165139,-31683.870291713938,10151.073232764866,null,0.56983568167618159,0.57830806442669591,0,0,0.52832314785082746,0.53559818838162276,0,0,1.1606526111132931,"PASS",1,null,"IstNgsd225",null,10151.073232764866,0,0.52832314785082746,"FAIL",0,1,null,null,9.2173316429828915,null,4596.4268901696714,"YES",1,null,7.4389999999999992,5.9600000000000009,6.2474711356919013,13.13,13.290000000000001,14.852837601175882,null,-32805.131470742359,null,-4306.8845888053565,null,0,null,0,null,4596.4268901696714,null,0,0,null,"IstNgsd225"]
[817,"IagTgsd226",0.98603092133998871,8348.9641729365176,0,5038.640625,0,0,44974.312548686328,19151.6328125,163909.08141568533,0,0,null,69164.585238517713,163909.08141568533,168947.72182874885,null,29201.763739527385,7339.489407198952,0,0,73337.551010124866,0,null,36541.251788021189,73337.5546875,null,-32623.334198165139,-132406.47025266415,-90571.52672818533,null,0.56983568167618159,0.22293610257841615,0,0,0.52832314785082746,0.21628733046321552,0,0,0.4474282575076523,"FAIL",0,null,"IagTgsd226",null,-90571.52672818533,90571.52672818533,0.22876011671425586,"FAIL",0,1,null,null,23.910246493533659,null,14190.270808817651,"YES",1,null,7.4389999999999992,5.9600000000000009,6.2474711356919013,13.13,13.290000000000001,14.852837601175882,null,-32805.131470742359,null,-4306.8845888053565,null,11890.856556941169,null,11890.856556941169,null,14190.270808817651,null,11890.856556941169,0.76163062715457108,null,"IagTgsd226"]
[820,"IchNgsd226",0.98603092133998871,8348.9641729365176,0,5038.640625,0,0,44974.312548686328,19151.6328125,163909.08141568533,0,0,null,69164.585238517713,163909.08141568533,168947.72182874885,null,29201.763739527385,7339.489407198952,0,0,73337.551010124866,0,null,36541.251788021189,73337.5546875,null,-32623.334198165139,-132406.47025266415,-90571.52672818533,null,0.56983568167618159,0.22293610257841615,0,0,0.52832314785082746,0.21628733046321552,0,0,0.4474282575076523,"FAIL",0,null,"IchNgsd226",null,-90571.52672818533,90571.52672818533,0.22876011671425586,"FAIL",0,1,null,null,23.910246493533659,null,14190.270808817651,"YES",1,null,7.4389999999999992,5.9600000000000009,6.2474711356919013,13.13,13.290000000000001,14.852837601175882,null,-32805.131470742359,null,-4306.8845888053565,null,11890.856556941169,null,11890.856556941169,null,14190.270808817651,null,11890.856556941169,0.76163062715457108,null,"IchNgsd226"]
[832,"IprNgsd226",0.98603092133998871,8348.9641729365176,0,5038.640625,0,0,44974.312548686328,19151.6328125,163909.08141568533,0,0,null,69164.585238517713,163909.08141568533,168947.72182874885,null,29201.763739527385,7339.489407198952,0,0,73337.551010124866,0,null,36541.251788021189,73337.5546875,null,-32623.334198165139,-132406.47025266415,-90571.52672818533,null,0.56983568167618159,0.22293610257841615,0,0,0.52832314785082746,0.21628733046321552,0,0,0.4474282575076523,"FAIL",0,null,"IprNgsd226",null,-90571.52672818533,90571.52672818533,0.22876011671425586,"FAIL",0,1,null,null,23.910246493533659,null,14190.270808817651,"YES",1,null,7.4389999999999992,5.9600000000000009,6.2474711356919013,13.13,13.290000000000001,14.852837601175882,null,-32805.131470742359,null,-4306.8845888053565,null,11890.856556941169,null,11890.856556941169,null,14190.270808817651,null,11890.856556941169,0.76163062715457108,null,"IprNgsd226"]
[839,"IwaTgsd226",0.98603092133998871,8348.9641729365176,0,5038.640625,0,0,44974.312548686328,19151.6328125,163909.08141568533,0,0,null,69164.585238517713,163909.08141568533,168947.72182874885,null,29201.763739527385,7339.489407198952,0,0,73337.551010124866,0,null,36541.251788021189,73337.5546875,null,-32623.334198165139,-132406.47025266415,-90571.52672818533,null,0.56983568167618159,0.22293610257841615,0,0,0.52832314785082746,0.21628733046321552,0,0,0.4474282575076523,"FAIL",0,null,"IwaTgsd226",null,-90571.52672818533,90571.52672818533,0.22876011671425586,"FAIL",0,1,null,null,23.910246493533659,null,14190.270808817651,"YES",1,null,7.4389999999999992,5.9600000000000009,6.2474711356919013,13.13,13.290000000000001,14.852837601175882,null,-32805.131470742359,null,-4306.8845888053565,null,11890.856556941169,null,11890.856556941169,null,14190.270808817651,null,11890.856556941169,0.76163062715457108,null,"IwaTgsd226"]
[851,"ImeTgsd227",0.98603092133998871,8348.9641729365176,0,5038.640625,0,0,44974.312548686328,19151.6328125,169545.7291885422,0,0,null,69164.585238517713,169545.7291885422,174584.36960160563,null,29201.763739527385,7339.489407198952,0,0,73337.551010124866,0,null,36541.251788021189,73337.5546875,null,-32623.334198165139,-138043.11802552102,-96208.174501042202,null,0.56983568167618159,0.21552446035007897,0,0,0.52832314785082746,0.20930425688764465,0,0,0.43255324117274258,"FAIL",0,null,"ImeTgsd227",null,-96208.174501042202,96208.174501042202,0.220962942629498,"FAIL",0,1,null,null,24.732492866764918,null,14727.162463584124,"YES",1,null,7.4389999999999992,5.9600000000000009,6.2474711356919013,13.13,13.290000000000001,14.852837601175882,null,-32805.131470742359,null,-4306.8845888053565,null,12630.874668043467,null,12630.874668043467,null,14727.162463584124,null,12630.874668043467,0.78213342538591724,null,"ImeTgsd227"]
[858,"IstNgsd227",0.98603092133998871,8348.9641729365176,0,5038.640625,0,0,44974.312548686328,19151.6328125,169545.7291885422,0,0,null,69164.585238517713,169545.7291885422,174584.36960160563,null,29201.763739527385,7339.489407198952,0,0,73337.551010124866,0,null,36541.251788021189,73337.5546875,null,-32623.334198165139,-138043.11802552102,-96208.174501042202,null,0.56983568167618159,0.21552446035007897,0,0,0.52832314785082746,0.20930425688764465,0,0,0.43255324117274258,"FAIL",0,null,"IstNgsd227",null,-96208.174501042202,96208.174501042202,0.220962942629498,"FAIL",0,1,null,null,24.732492866764918,null,14727.162463584124,"YES",1,null,7.4389999999999992,5.9600000000000009,6.2474711356919013,13.13,13.290000000000001,14.852837601175882,null,-32805.131470742359,null,-4306.8845888053565,null,12630.874668043467,null,12630.874668043467,null,14727.162463584124,null,12630.874668043467,0.78213342538591724,null,"IstNgsd227"]
[870,"IcoNgsd228",0.98603092133998871,8348.9641729365176,0,5038.640625,0,0,44974.312548686328,19151.6328125,110214.57672832378,0,0,null,69164.585238517713,110214.57672832378,115253.21714138731,null,29201.763739527385,7339.489407198952,0,0,73337.551010124866,0,null,36541.251788021189,73337.5546875,null,-32623.334198165139,-78711.965565302584,-36877.02204082378,null,0.56983568167618159,0.33154645122935483,0,0,0.52832314785082746,0.31705190212607437,0,0,0.66540703475435259,"FAIL",0,null,"IcoNgsd228",null,-36877.02204082378,36877.02204082378,0.34459352765297258,"FAIL",0,1,null,null,16.077557511498028,null,9075.8604742238513,"YES",1,null,7.4389999999999992,5.9600000000000009,6.2474711356919013,13.13,13.290000000000001,14.852837601175882,null,-32805.131470742359,null,-4306.8845888053565,null,4841.470550127483,null,4841.470550127483,null,9075.8604742238513,null,4841.470550127483,0.46118219895008905,null,"IcoNgsd228"]
[882,"IstNgsd228",0.98603092133998871,8348.9641729365176,0,5038.640625,0,0,44974.312548686328,19151.6328125,110214.57672832378,0,0,null,69164.585238517713,110214.57672832378,115253.21714138731,null,29201.763739527385,7339.489407198952,0,0,73337.551010124866,0,null,36541.251788021189,73337.5546875,null,-32623.334198165139,-78711.965565302584,-36877.02204082378,null,0.56983568167618159,0.33154645122935483,0,0,0.52832314785082746,0.31705190212607437,0,0,0.66540703475435259,"FAIL",0,null,"IstNgsd228",null,-36877.02204082378,36877.02204082378,0.34459352765297258,"FAIL",0,1,null,null,16.077557511498028,null,9075.8604742238513,"YES",1,null,7.4389999999999992,5.9600000000000009,6.2474711356919013,13.13,13.290000000000001,14.852837601175882,null,-32805.131470742359,null,-4306.8845888053565,null,4841.470550127483,null,4841.470550127483,null,9075.8604742238513,null,4841.470550127483,0.46118219895008905,null,"IstNgsd228"]
[889,"IagTgsd229",0.98603092133998871,8348.9641729365176,0,5038.640625,0,0,44974.312548686328,19151.6328125,112583.21612514753,0,0,null,69164.585238517713,112583.21612514753,117621.85653821097,null,29201.763739527385,7339.489407198952,0,0,73337.551010124866,0,null,36541.251788021189,73337.5546875,null,-32623.334198165139,-81080.604962126352,-39245.661437647534,null,0.56983568167618159,0.32457104216495219,0,0,0.52832314785082746,0.31066719058552317,0,0,0.6514075295733065,"FAIL",0,null,"IagTgsd229",null,-39245.661437647534,39245.661437647534,0.33706455484011411,"FAIL",0,1,null,null,16.423082619712506,null,9301.4735667859022,"YES",1,null,7.4389999999999992,5.9600000000000009,6.2474711356919013,13.13,13.290000000000001,14.852837601175882,null,-32805.131470742359,null,-4306.8845888053565,null,5152.4419151932116,null,5152.4419151932116,null,9301.4735667859022,null,5152.4419151932116,0.48047825758699708,null,"IagTgsd229"]
[892,"IchNgsd229",0.98603092133998871,8348.9641729365176,0,5038.640625,0,0,44974.312548686328,19151.6328125,112583.21612514753,0,0,null,69164.585238517713,112583.21612514753,117621.85653821097,null,29201.763739527385,7339.489407198952,0,0,73337.551010124866,0,null,36541.251788021189,73337.5546875,null,-32623.334198165139,-81080.604962126352,-39245.661437647534,null,0.56983568167618159,0.32457104216495219,0,0,0.52832314785082746,0.31066719058552317,0,0,0.6514075295733065,"FAIL",0,null,"IchNgsd229",null,-39245.661437647534,39245.661437647534,0.33706455484011411,"FAIL",0,1,null,null,16.423082619712506,null,9301.4735667859022,"YES",1,null,7.4389999999999992,5.9600000000000009,6.2474711356919013,13.13,13.290000000000001,14.852837601175882,null,-32805.131470742359,null,-4306.8845888053565,null,5152.4419151932116,null,5152.4419151932116,null,9301.4735667859022,null,5152.4419151932116,0.48047825758699708,null,"IchNgsd229"]
[904,"IprNgsd229",0.98603092133998871,8348.9641729365176,0,5038.640625,0,0,44974.312548686328,19151.6328125,112583.21612514753,0,0,null,69164.585238517713,112583.21612514753,117621.85653821097,null,29201.763739527385,7339.489407198952,0,0,73337.551010124866,0,null,36541.251788021189,73337.5546875,null,-32623.334198165139,-81080.604962126352,-39245.661437647534,null,0.56983568167618159,0.32457104216495219,0,0,0.52832314785082746,0.31066719058552317,0,0,0.6514075295733065,"FAIL",0,null,"IprNgsd229",null,-39245.661437647534,39245.661437647534,0.33706455484011411,"FAIL",0,1,null,null,16.423082619712506,null,9301.4735667859022,"YES",1,null,7.4389999999999992,5.9600000000000009,6.2474711356919013,13.13,13.290000000000001,14.852837601175882,null,-32805.131470742359,null,-4306.8845888053565,null,5152.4419151932116,null,5152.4419151932116,null,9301.4735667859022,null,5152.4419151932116,0.48047825758699708,null,"IprNgsd229"]
[911,"IwaTgsd229",0.98603092133998871,8348.9641729365176,0,5038.640625,0,0,44974.312548686328,19151.6328125,112583.21612514753,0,0,null,69164.585238517713,112583.21612514753,117621.85653821097,null,29201.763739527385,7339.489407198952,0,0,73337.551010124866,0,null,36541.251788021189,73337.5546875,null,-32623.334198165139,-81080.604962126352,-39245.661437647534,null,0.56983568167618159,0.32457104216495219,0,0,0.52832314785082746,0.31066719058552317,0,0,0.6514075295733065,"FAIL",0,null,"IwaTgsd229",null,-39245.661437647534,39245.661437647534,0.33706455484011411,"FAIL",0,1,null,null,16.423082619712506,null,9301.4735667859022,"YES",1,null,7.4389999999999992,5.9600000000000009,6.2474711356919013,13.13,13.290000000000001,14.852837601175882,null,-32805.131470742359,null,-4306.8845888053565,null,5152.4419151932116,null,5152.4419151932116,null,9301.4735667859022,null,5152.4419151932116,0.48047825758699708,null,"IwaTgsd229"]
[923,"ImeTgsd230",0.98603092133998871,8348.9641729365176,0,5038.640625,0,0,44974.312548686328,19151.6328125,76370.596463646376,0,0,null,69164.585238517713,76370.596463646376,81409.236876709881,null,29201.763739527385,7339.489407198952,0,0,73337.551010124866,0,null,36541.251788021189,73337.5546875,null,-32623.334198165139,-44867.985300625187,-3033.0417761463759,null,0.56983568167618159,0.47847278245908959,0,0,0.52832314785082746,0.44885879164094711,0,0,0.96028521555949675,"FAIL",0,null,"ImeTgsd230",null,-3033.0417761463759,3033.0417761463759,0.5061281501978333,"FAIL",0,1,null,null,11.140564560593248,null,5852.2155895827136,"YES",1,null,7.4389999999999992,5.9600000000000009,6.2474711356919013,13.13,13.290000000000001,14.852837601175882,null,-32805.131470742359,null,-4306.8845888053565,null,398.19870542320518,null,398.19870542320518,null,5852.2155895827136,null,398.19870542320518,5.4740398802553034E-2,null,"ImeTgsd230"]
[931,"IteTgsd230",0.98603092133998871,8348.9641729365176,0,5038.640625,0,0,44974.312548686328,19151.6328125,76370.596463646376,0,0,null,69164.585238517713,76370.596463646376,81409.236876709881,null,29201.763739527385,7339.489407198952,0,0,73337.551010124866,0,null,36541.251788021189,73337.5546875,null,-32623.334198165139,-44867.985300625187,-3033.0417761463759,null,0.56983568167618159,0.47847278245908959,0,0,0.52832314785082746,0.44885879164094711,0,0,0.96028521555949675,"FAIL",0,null,"IteTgsd230",null,-3033.0417761463759,3033.0417761463759,0.5061281501978333,"FAIL",0,1,null,null,11.140564560593248,null,5852.2155895827136,"YES",1,null,7.4389999999999992,5.9600000000000009,6.2474711356919013,13.13,13.290000000000001,14.852837601175882,null,-32805.131470742359,null,-4306.8845888053565,null,398.19870542320518,null,398.19870542320518,null,5852.2155895827136,null,398.19870542320518,5.4740398802553034E-2,null,"IteTgsd230"]
[943,"IelTgsd231",0.98603092133998871,8348.9641729365176,0,5038.640625,0,0,44974.312548686328,19151.6328125,84213.907814332124,0,0,null,69164.585238517713,84213.907814332124,89252.548227395615,null,29201.763739527385,7339.489407198952,0,0,73337.551010124866,0,null,36541.251788021189,73337.5546875,null,-32623.334198165139,-52711.296651310935,-10876.353126832124,null,0.56983568167618159,0.43390994120097509,0,0,0.52832314785082746,0.40941409995547046,0,0,0.87084849273576748,"FAIL",0,null,"IelTgsd231",null,-10876.353126832124,10876.353126832124,0.4565320221496233,"FAIL",0,1,null,null,12.284708523365897,null,6599.292579475753,"YES",1,null,7.4389999999999992,5.9600000000000009,6.2474711356919013,13.13,13.290000000000001,14.852837601175882,null,-32805.131470742359,null,-4306.8845888053565,null,1427.9228756066984,null,1427.9228756066984,null,6599.292579475753,null,1427.9228756066984,0.17801442985805838,null,"IelTgsd231"]
[955,"IteTgsd231",0.98603092133998871,8348.9641729365176,0,5038.640625,0,0,44974.312548686328,19151.6328125,84213.907814332124,0,0,null,69164.585238517713,84213.907814332124,89252.548227395615,null,29201.763739527385,7339.489407198952,0,0,73337.551010124866,0,null,36541.251788021189,73337.5546875,null,-32623.334198165139,-52711.296651310935,-10876.353126832124,null,0.56983568167618159,0.43390994120097509,0,0,0.52832314785082746,0.40941409995547046,0,0,0.87084849273576748,"FAIL",0,null,"IteTgsd231",null,-10876.353126832124,10876.353126832124,0.4565320221496233,"FAIL",0,1,null,null,12.284708523365897,null,6599.292579475753,"YES",1,null,7.4389999999999992,5.9600000000000009,6.2474711356919013,13.13,13.290000000000001,14.852837601175882,null,-32805.131470742359,null,-4306.8845888053565,null,1427.9228756066984,null,1427.9228756066984,null,6599.292579475753,null,1427.9228756066984,0.17801442985805838,null,"IteTgsd231"]
[962,"IagNgsd232",0.98603092133998871,8348.9641729365176,0,3988.22314453125,0,0,44974.312548686328,19151.6328125,60134.741382238404,0,0,null,68114.167950014249,60134.741382238404,64122.964506798417,null,29201.763739527385,7339.489407198952,0,0,73337.551010124866,0,null,36541.251788021189,73337.5546875,null,-31572.916717696389,-27581.712738748465,13202.813305261596,null,0.56983568167618159,0.60765625573662374,0,0,0.53647064318129167,0.5698621711846491,0,0,1.219553838626156,"PASS",1,null,"IagNgsd232",null,13202.813305261596,0,0.53647064318129167,"FAIL",0,1,null,null,11.082567666685025,null,5814.3461025829292,"YES",1,null,7.4389999999999992,5.9600000000000009,6.2474711356919013,13.13,13.290000000000001,14.852837601175882,null,-31754.713990273609,null,-5017.7166166082679,null,0,null,0,null,5814.3461025829292,null,0,0,null,"IagNgsd232"]
[965,"IcoTgsd232",0.98603092133998871,8348.9641729365176,0,3988.22314453125,0,0,44974.312548686328,19151.6328125,60134.741382238404,0,0,null,68114.167950014249,60134.741382238404,64122.964506798417,null,29201.763739527385,7339.489407198952,0,0,73337.551010124866,0,null,36541.251788021189,73337.5546875,null,-31572.916717696389,-27581.712738748465,13202.813305261596,null,0.56983568167618159,0.60765625573662374,0,0,0.53647064318129167,0.5698621711846491,0,0,1.219553838626156,"PASS",1,null,"IcoTgsd232",null,13202.813305261596,0,0.53647064318129167,"FAIL",0,1,null,null,11.082567666685025,null,5814.3461025829292,"YES",1,null,7.4389999999999992,5.9600000000000009,6.2474711356919013,13.13,13.290000000000001,14.852837601175882,null,-31754.713990273609,null,-5017.7166166082679,null,0,null,0,null,5814.3461025829292,null,0,0,null,"IcoTgsd232"]
[981,"ItrTgsd232",0.98603092133998871,8348.9641729365176,0,3988.22314453125,0,0,44974.312548686328,19151.6328125,60134.741382238404,0,0,null,68114.167950014249,60134.741382238404,64122.964506798417,null,29201.763739527385,7339.489407198952,0,0,73337.551010124866,0,null,36541.251788021189,73337.5546875,null,-31572.916717696389,-27581.712738748465,13202.813305261596,null,0.56983568167618159,0.60765625573662374,0,0,0.53647064318129167,0.5698621711846491,0,0,1.219553838626156,"PASS",1,null,"ItrTgsd232",null,13202.813305261596,0,0.53647064318129167,"FAIL",0,1,null,null,11.082567666685025,null,5814.3461025829292,"YES",1,null,7.4389999999999992,5.9600000000000009,6.2474711356919013,13.13,13.290000000000001,14.852837601175882,null,-31754.713990273609,null,-5017.7166166082679,null,0,null,0,null,5814.3461025829292,null,0,0,null,"ItrTgsd232"]
[984,"IwaNgsd232",0.98603092133998871,8348.9641729365176,0,3988.22314453125,0,0,44974.312548686328,19151.6328125,60134.741382238404,0,0,null,68114.167950014249,60134.741382238404,64122.964506798417,null,29201.763739527385,7339.489407198952,0,0,73337.551010124866,0,null,36541.251788021189,73337.5546875,null,-31572.916717696389,-27581.712738748465,13202.813305261596,null,0.56983568167618159,0.60765625573662374,0,0,0.53647064318129167,0.5698621711846491,0,0,1.219553838626156,"PASS",1,null,"IwaNgsd232",null,13202.813305261596,0,0.53647064318129167,"FAIL",0,1,null,null,11.082567666685025,null,5814.3461025829292,"YES",1,null,7.4389999999999992,5.9600000000000009,6.2474711356919013,13.13,13.290000000000001,14.852837601175882,null,-31754.713990273609,null,-5017.7166166082679,null,0,null,0,null,5814.3461025829292,null,0,0,null,"IwaNgsd232"]
[996,"ImeNgsd233",0.98603092133998871,8348.9641729365176,0,3988.22314453125,0,0,44974.312548686328,19151.6328125,48118.146506179983,0,0,null,68114.167950014249,48118.146506179983,52106.369630739988,null,29201.763739527385,7339.489407198952,0,0,73337.551010124866,0,null,36541.251788021189,73337.5546875,null,-31572.916717696389,-15565.117862690044,25219.408181320017,null,0.56983568167618159,0.75940688578534643,0,0,0.53647064318129167,0.70128185926156561,0,0,1.5241142897738382,"PASS",1,null,"ImeNgsd233",null,25219.408181320017,0,0.53647064318129167,"FAIL",0,1,null,null,8.8679619001341354,null,4368.3034159045555,"YES",1,null,7.4389999999999992,5.9600000000000009,6.2474711356919013,13.13,13.290000000000001,14.852837601175882,null,-31754.713990273609,null,-5017.7166166082679,null,0,null,0,null,4368.3034159045555,null,0,0,null,"ImeNgsd233"]
[1003,"IteTgsd233",0.98603092133998871,8348.9641729365176,0,3988.22314453125,0,0,44974.312548686328,19151.6328125,48118.146506179983,0,0,null,68114.167950014249,48118.146506179983,52106.369630739988,null,29201.763739527385,7339.489407198952,0,0,73337.551010124866,0,null,36541.251788021189,73337.5546875,null,-31572.916717696389,-15565.117862690044,25219.408181320017,null,0.56983568167618159,0.75940688578534643,0,0,0.53647064318129167,0.70128185926156561,0,0,1.5241142897738382,"PASS",1,null,"IteTgsd233",null,25219.408181320017,0,0.53647064318129167,"FAIL",0,1,null,null,8.8679619001341354,null,4368.3034159045555,"YES",1,null,7.4389999999999992,5.9600000000000009,6.2474711356919013,13.13,13.290000000000001,14.852837601175882,null,-31754.713990273609,null,-5017.7166166082679,null,0,null,0,null,4368.3034159045555,null,0,0,null,"IteTgsd233"]
[1015,"IelTgsd234",0.98603092133998871,8348.9641729365176,0,3988.22314453125,0,0,44974.312548686328,19151.6328125,114358.76884371563,0,0,null,68114.167950014249,114358.76884371563,118346.99196827567,null,29201.763739527385,7339.489407198952,0,0,73337.551010124866,0,null,36541.251788021189,73337.5546875,null,-31572.916717696389,-81805.7402002257,-41021.214156215632,null,0.56983568167618159,0.31953169973313544,0,0,0.53647064318129167,0.30876367175982067,0,0,0.64129367104086421,"FAIL",0,null,"IelTgsd234",null,-41021.214156215632,41021.214156215632,0.33482497515232429,"FAIL",0,1,null,null,21.075817184505393,null,12339.509903588623,"YES",1,null,7.4389999999999992,5.9600000000000009,6.2474711356919013,13.13,13.290000000000001,14.852837601175882,null,-31754.713990273609,null,-5017.7166166082679,null,6481.9613229121069,null,6481.9613229121069,null,12339.509903588623,null,6481.9613229121069,0.47101780646953056,null,"IelTgsd234"]
[1027,"IteTgsd234",0.98603092133998871,8348.9641729365176,0,3988.22314453125,0,0,44974.312548686328,19151.6328125,114358.76884371563,0,0,null,68114.167950014249,114358.76884371563,118346.99196827567,null,29201.763739527385,7339.489407198952,0,0,73337.551010124866,0,null,36541.251788021189,73337.5546875,null,-31572.916717696389,-81805.7402002257,-41021.214156215632,null,0.56983568167618159,0.31953169973313544,0,0,0.53647064318129167,0.30876367175982067,0,0,0.64129367104086421,"FAIL",0,null,"IteTgsd234",null,-41021.214156215632,41021.214156215632,0.33482497515232429,"FAIL",0,1,null,null,21.075817184505393,null,12339.509903588623,"YES",1,null,7.4389999999999992,5.9600000000000009,6.2474711356919013,13.13,13.290000000000001,14.852837601175882,null,-31754.713990273609,null,-5017.7166166082679,null,6481.9613229121069,null,6481.9613229121069,null,12339.509903588623,null,6481.9613229121069,0.47101780646953056,null,"IteTgsd234"]
[1034,"IagNgsd235",0.98603092133998871,8348.9641729365176,0,3988.22314453125,0,0,44974.312548686328,19151.6328125,231642.16635922913,0,0,null,68114.167950014249,231642.16635922913,235630.38948378913,null,29201.763739527385,7339.489407198952,0,0,73337.551010124866,0,null,36541.251788021189,73337.5546875,null,-31572.916717696389,-199089.1377157392,-158304.61167172913,null,0.56983568167618159,0.15774870509263525,0,0,0.53647064318129167,0.15507868855531487,0,0,0.31659846667885416,"FAIL",0,null,"IagNgsd235",null,-158304.61167172913,158304.61167172913,0.16138790147788729,"FAIL",0,1,null,null,42.690629471109219,null,26453.056297739164,"YES",1,null,7.4389999999999992,5.9600000000000009,6.2474711356919013,13.13,13.290000000000001,14.852837601175882,null,-31754.713990273609,null,-5017.7166166082679,null,25014.480707155955,null,25014.480707155955,null,26453.056297739164,null,25014.480707155955,0.89737557796157807,null,"IagNgsd235"]
[1037,"IcoTgsd235",0.98603092133998871,8348.9641729365176,0,3988.22314453125,0,0,44974.312548686328,19151.6328125,231642.16635922913,0,0,null,68114.167950014249,231642.16635922913,235630.38948378913,null,29201.763739527385,7339.489407198952,0,0,73337.551010124866,0,null,36541.251788021189,73337.5546875,null,-31572.916717696389,-199089.1377157392,-158304.61167172913,null,0.56983568167618159,0.15774870509263525,0,0,0.53647064318129167,0.15507868855531487,0,0,0.31659846667885416,"FAIL",0,null,"IcoTgsd235",null,-158304.61167172913,158304.61167172913,0.16138790147788729,"FAIL",0,1,null,null,42.690629471109219,null,26453.056297739164,"YES",1,null,7.4389999999999992,5.9600000000000009,6.2474711356919013,13.13,13.290000000000001,14.852837601175882,null,-31754.713990273609,null,-5017.7166166082679,null,25014.480707155955,null,25014.480707155955,null,26453.056297739164,null,25014.480707155955,0.89737557796157807,null,"IcoTgsd235"]
[1053,"ItrTgsd235",0.98603092133998871,8348.9641729365176,0,3988.22314453125,0,0,44974.312548686328,19151.6328125,231642.16635922913,0,0,null,68114.167950014249,231642.16635922913,235630.38948378913,null,29201.763739527385,7339.489407198952,0,0,73337.551010124866,0,null,36541.251788021189,73337.5546875,null,-31572.916717696389,-199089.1377157392,-158304.61167172913,null,0.56983568167618159,0.15774870509263525,0,0,0.53647064318129167,0.15507868855531487,0,0,0.31659846667885416,"FAIL",0,null,"ItrTgsd235",null,-158304.61167172913,158304.61167172913,0.16138790147788729,"FAIL",0,1,null,null,42.690629471109219,null,26453.056297739164,"YES",1,null,7.4389999999999992,5.9600000000000009,6.2474711356919013,13.13,13.290000000000001,14.852837601175882,null,-31754.713990273609,null,-5017.7166166082679,null,25014.480707155955,null,25014.480707155955,null,26453.056297739164,null,25014.480707155955,0.89737557796157807,null,"ItrTgsd235"]
[1056,"IwaNgsd235",0.98603092133998871,8348.9641729365176,0,3988.22314453125,0,0,44974.312548686328,19151.6328125,231642.16635922913,0,0,null,68114.167950014249,231642.16635922913,235630.38948378913,null,29201.763739527385,7339.489407198952,0,0,73337.551010124866,0,null,36541.251788021189,73337.5546875,null,-31572.916717696389,-199089.1377157392,-158304.61167172913,null,0.56983568167618159,0.15774870509263525,0,0,0.53647064318129167,0.15507868855531487,0,0,0.31659846667885416,"FAIL",0,null,"IwaNgsd235",null,-158304.61167172913,158304.61167172913,0.16138790147788729,"FAIL",0,1,null,null,42.690629471109219,null,26453.056297739164,"YES",1,null,7.4389999999999992,5.9600000000000009,6.2474711356919013,13.13,13.290000000000001,14.852837601175882,null,-31754.713990273609,null,-5017.7166166082679,null,25014.480707155955,null,25014.480707155955,null,26453.056297739164,null,25014.480707155955,0.89737557796157807,null,"IwaNgsd235"]
[1068,"ImeNgsd236",0.98603092133998871,8348.9641729365176,0,8862.7919921875,0,0,44974.312548686328,19151.6328125,44825.739785066478,0,0,null,72988.736551052221,44825.739785066478,53688.531510664427,null,29201.763739527385,7339.489407198952,0,0,73337.551010124866,0,null,36541.251788021189,73337.5546875,null,-36447.485565352639,-17147.279989232789,28511.814902433522,null,0.56983568167618159,0.81518457839695857,0,0,0.50064233350287035,0.68061559104699687,0,0,1.6360589928720402,"PASS",1,null,"ImeNgsd236",null,28511.814902433522,0,0.50064233350287035,"FAIL",0,1,null,null,3.717502717497954,null,1005.2742273343572,"YES",1,null,7.4389999999999992,5.9600000000000009,6.2474711356919013,13.13,13.290000000000001,14.852837601175882,null,-36629.282837929852,null,-3240.9028771048893,null,0,null,0,null,1005.2742273343572,null,0,0,null,"ImeNgsd236"]
[1074,"IstNgsd236",0.98603092133998871,8348.9641729365176,0,8862.7919921875,0,0,44974.312548686328,19151.6328125,44825.739785066478,0,0,null,72988.736551052221,44825.739785066478,53688.531510664427,null,29201.763739527385,7339.489407198952,0,0,73337.551010124866,0,null,36541.251788021189,73337.5546875,null,-36447.485565352639,-17147.279989232789,28511.814902433522,null,0.56983568167618159,0.81518457839695857,0,0,0.50064233350287035,0.68061559104699687,0,0,1.6360589928720402,"PASS",1,null,"IstNgsd236",null,28511.814902433522,0,0.50064233350287035,"FAIL",0,1,null,null,3.717502717497954,null,1005.2742273343572,"YES",1,null,7.4389999999999992,5.9600000000000009,6.2474711356919013,13.13,13.290000000000001,14.852837601175882,null,-36629.282837929852,null,-3240.9028771048893,null,0,null,0,null,1005.2742273343572,null,0,0,null,"IstNgsd236"]
[1088,"IelNgsd237",0.98603092133998871,8348.9641729365176,0,7954.20849609375,0,0,44974.312548686328,19151.6328125,34347.06656641938,0,0,null,72080.153097342903,34347.06656641938,42301.274838308011,null,29201.763739527385,7339.489407198952,0,0,73337.551010124866,0,null,36541.251788021189,73337.5546875,null,-35538.902069258889,-5760.0232744919413,38990.48812108062,null,0.56983568167618159,1.0638827545100178,0,1,0.50695302149844856,0.86383334152505475,0,0,2.1351912119098126,"PASS",1,null,"IelNgsd237",null,38990.48812108062,0,0.50695302149844856,"FAIL",0,1,null,null,3.1738550347714742,null,650.2955816494275,"YES",1,null,7.4389999999999992,5.9600000000000009,6.2474711356919013,13.13,13.290000000000001,14.852837601175882,null,-35720.699341836109,null,-3160.5128001380795,null,0,null,0,null,650.2955816494275,null,0,0,null,"IelNgsd237"]
[1100,"IteNgsd237",0.98603092133998871,8348.9641729365176,0,7954.20849609375,0,0,44974.312548686328,19151.6328125,34347.06656641938,0,0,null,72080.153097342903,34347.06656641938,42301.274838308011,null,29201.763739527385,7339.489407198952,0,0,73337.551010124866,0,null,36541.251788021189,73337.5546875,null,-35538.902069258889,-5760.0232744919413,38990.48812108062,null,0.56983568167618159,1.0638827545100178,0,1,0.50695302149844856,0.86383334152505475,0,0,2.1351912119098126,"PASS",1,null,"IteNgsd237",null,38990.48812108062,0,0.50695302149844856,"FAIL",0,1,null,null,3.1738550347714742,null,650.2955816494275,"YES",1,null,7.4389999999999992,5.9600000000000009,6.2474711356919013,13.13,13.290000000000001,14.852837601175882,null,-35720.699341836109,null,-3160.5128001380795,null,0,null,0,null,650.2955816494275,null,0,0,null,"IteNgsd237"]
[1107,"IchEgsd238",0.85000000000000009,-322.73367006795718,0,112.52946472167969,0,0,-1738.5060765586888,19151.6328125,20132.971891833644,0,0,null,17525.655664013939,20132.971891833644,20245.501355638367,null,3632.0210171856347,6326.9476251729247,0,0,17057.046642359845,0,null,9958.9685854423515,17057.046875,null,-7566.6876152206387,-10286.532771112972,-3075.9250168336439,null,0.57192305187136139,0.49465963787899181,0,0,0.56825082447215913,0.49191019822375115,0,0,0.84721952460077177,"FAIL",0,null,"IchEgsd238",null,-3075.9250168336439,3075.9250168336439,0.48340797147086645,"FAIL",0,1,null,null,17.628082851722922,null,2472.7605079999939,"YES",1,null,7.4389999999999992,5.9600000000000009,6.2474711356919013,13.13,13.290000000000001,14.852837601175882,null,-7616.2347226108968,null,-1310.9686144886443,null,529.45337223102467,null,529.45337223102467,null,2472.7605079999939,null,529.45337223102467,0.19033719873421795,null,"IchEgsd238"]
[1110,"IcoNgsd238",0.85000000000000009,-322.73367006795718,0,112.52946472167969,0,0,-1738.5060765586888,19151.6328125,20132.971891833644,0,0,null,17525.655664013939,20132.971891833644,20245.501355638367,null,3632.0210171856347,6326.9476251729247,0,0,17057.046642359845,0,null,9958.9685854423515,17057.046875,null,-7566.6876152206387,-10286.532771112972,-3075.9250168336439,null,0.57192305187136139,0.49465963787899181,0,0,0.56825082447215913,0.49191019822375115,0,0,0.84721952460077177,"FAIL",0,null,"IcoNgsd238",null,-3075.9250168336439,3075.9250168336439,0.48340797147086645,"FAIL",0,1,null,null,17.628082851723114,null,2472.7605079999976,"YES",1,null,7.4389999999999992,5.9600000000000009,6.2474711356919013,13.13,13.290000000000001,14.852837601175882,null,-7616.2347226108968,null,-1310.9686144886443,null,529.45337223102467,null,529.45337223102467,null,2472.7605079999976,null,529.45337223102467,0.19033719873421795,null,"IcoNgsd238"]
[1126,"ItrNgsd238",0.85000000000000009,-322.73367006795718,0,112.52946472167969,0,0,-1738.5060765586888,19151.6328125,20132.971891833644,0,0,null,17525.655664013939,20132.971891833644,20245.501355638367,null,3632.0210171856347,6326.9476251729247,0,0,17057.046642359845,0,null,9958.9685854423515,17057.046875,null,-7566.6876152206387,-10286.532771112972,-3075.9250168336439,null,0.57192305187136139,0.49465963787899181,0,0,0.56825082447215913,0.49191019822375115,0,0,0.84721952460077177,"FAIL",0,null,"ItrNgsd238",null,-3075.9250168336439,3075.9250168336439,0.48340797147086645,"FAIL",0,1,null,null,17.628082851722922,null,2472.7605079999939,"YES",1,null,7.4389999999999992,5.9600000000000009,6.2474711356919013,13.13,13.290000000000001,14.852837601175882,null,-7616.2347226108968,null,-1310.9686144886443,null,529.45337223102467,null,529.45337223102467,null,2472.7605079999939,null,529.45337223102467,0.19033719873421795,null,"ItrNgsd238"]
[1129,"IagEgsd239",0.98603092133998871,8348.9641729365176,0,5627.4013671875,0,0,44974.312548686328,19151.6328125,42663.405282464795,0,0,null,69753.346430408725,42663.405282464795,48290.80688741929,null,29201.763739527385,7339.489407198952,0,0,73337.551010124866,0,null,36541.251788021189,73337.5546875,null,-33212.094940352639,-11749.554861631106,30674.149405035205,null,0.56983568167618159,0.85650105860256098,0,0,0.52386377861289302,0.75669168363921491,0,0,1.7189803345970294,"PASS",1,null,"IagEgsd239",null,30674.149405035205,0,0.52386377861289302,"FAIL",0,1,null,null,4.6699652913786442,null,1627.1914823589816,"YES",1,null,7.4389999999999992,5.9600000000000009,6.2474711356919013,13.13,13.290000000000001,14.852837601175882,null,-33393.892212929859,null,-3442.1495113473161,null,0,null,0,null,1627.1914823589816,null,0,0,null,"IagEgsd239"]
[1141,"ImiEgsd239",0.98603092133998871,8348.9641729365176,0,5627.4013671875,0,0,44974.312548686328,19151.6328125,42663.405282464795,0,0,null,69753.346430408725,42663.405282464795,48290.80688741929,null,29201.763739527385,7339.489407198952,0,0,73337.551010124866,0,null,36541.251788021189,73337.5546875,null,-33212.094940352639,-11749.554861631106,30674.149405035205,null,0.56983568167618159,0.85650105860256098,0,0,0.52386377861289302,0.75669168363921491,0,0,1.7189803345970294,"PASS",1,null,"ImiEgsd239",null,30674.149405035205,0,0.52386377861289302,"FAIL",0,1,null,null,4.6699652913786887,null,1627.1914823590103,"YES",1,null,7.4389999999999992,5.9600000000000009,6.2474711356919013,13.13,13.290000000000001,14.852837601175882,null,-33393.892212929859,null,-3442.1495113473161,null,0,null,0,null,1627.1914823590103,null,0,0,null,"ImiEgsd239"]
[1148,"IteNgsd239",0.98603092133998871,8348.9641729365176,0,5627.4013671875,0,0,44974.312548686328,19151.6328125,42663.405282464795,0,0,null,69753.346430408725,42663.405282464795,48290.80688741929,null,29201.763739527385,7339.489407198952,0,0,73337.551010124866,0,null,36541.251788021189,73337.5546875,null,-33212.094940352639,-11749.554861631106,30674.149405035205,null,0.56983568167618159,0.85650105860256098,0,0,0.52386377861289302,0.75669168363921491,0,0,1.7189803345970294,"PASS",1,null,"IteNgsd239",null,30674.149405035205,0,0.52386377861289302,"FAIL",0,1,null,null,4.6699652913786442,null,1627.1914823589816,"YES",1,null,7.4389999999999992,5.9600000000000009,6.2474711356919013,13.13,13.290000000000001,14.852837601175882,null,-33393.892212929859,null,-3442.1495113473161,null,0,null,0,null,1627.1914823589816,null,0,0,null,"IteNgsd239"]
[1160,"IelNgsd240",0.98603092133998871,8348.9641729365176,0,5038.640625,0,0,44974.312548686328,19151.6328125,31560.49389913266,0,0,null,69164.585238517713,31560.49389913266,36599.13431219614,null,29201.763739527385,7339.489407198952,0,0,73337.551010124866,0,null,36541.251788021189,73337.5546875,null,-32623.334198165139,-57.882736111474514,41777.060788367336,null,0.56983568167618159,1.1578162212799024,0,1,0.52832314785082746,0.99841846707950677,0,0,2.3237137835005632,"PASS",1,null,"IelNgsd240",null,41777.060788367336,0,0.52832314785082746,"FAIL",0,1,null,null,4.603888868132362,null,1584.0464088473361,"YES",1,null,7.4389999999999992,5.9600000000000009,6.2474711356919013,13.13,13.290000000000001,14.852837601175882,null,-32805.131470742359,null,-4306.8845888053565,null,0,null,0,null,1584.0464088473361,null,0,0,null,"IelNgsd240"]
[1167,"IprTgsd240",0.98603092133998871,8348.9641729365176,0,5038.640625,0,0,44974.312548686328,19151.6328125,31560.49389913266,0,0,null,69164.585238517713,31560.49389913266,36599.13431219614,null,29201.763739527385,7339.489407198952,0,0,73337.551010124866,0,null,36541.251788021189,73337.5546875,null,-32623.334198165139,-57.882736111474514,41777.060788367336,null,0.56983568167618159,1.1578162212799024,0,1,0.52832314785082746,0.99841846707950677,0,0,2.3237137835005632,"PASS",1,null,"IprTgsd240",null,41777.060788367336,0,0.52832314785082746,"FAIL",0,1,null,null,4.603888868132362,null,1584.0464088473361,"YES",1,null,7.4389999999999992,5.9600000000000009,6.2474711356919013,13.13,13.290000000000001,14.852837601175882,null,-32805.131470742359,null,-4306.8845888053565,null,0,null,0,null,1584.0464088473361,null,0,0,null,"IprTgsd240"]
[1179,"IchEgsd241",0.98603092133998871,8348.9641729365176,0,15563.6337890625,0,0,44974.312548686328,19151.6328125,143866.98771077811,0,0,null,79689.578828353289,143866.98771077811,159430.6217136771,null,29201.763739527385,7339.489407198952,0,0,73337.551010124866,0,null,36541.251788021189,73337.5546875,null,-43148.327362227639,-122889.36971181942,-70529.433023278107,null,0.56983568167618159,0.25399330568790118,0,0,0.45854492115117523,0.22919845287097323,0,0,0.50975943720274164,"FAIL",0,null,"IchEgsd241",null,-70529.433023278107,70529.433023278107,0.24325317587503648,"FAIL",0,1,null,null,5.6939835096106357,null,2295.831507534208,"YES",1,null,7.4389999999999992,5.9600000000000009,6.2474711356919013,13.13,13.290000000000001,14.852837601175882,null,-43330.124634804852,null,-3833.7831023226495,null,6240.3362745891272,null,6240.3362745891272,null,2295.831507534208,null,2295.831507534208,0.61750306812072642,null,"IchEgsd241"]
[1182,"IcoNgsd241",0.98603092133998871,8348.9641729365176,0,15563.6337890625,0,0,44974.312548686328,19151.6328125,143866.98771077811,0,0,null,79689.578828353289,143866.98771077811,159430.6217136771,null,29201.763739527385,7339.489407198952,0,0,73337.551010124866,0,null,36541.251788021189,73337.5546875,null,-43148.327362227639,-122889.36971181942,-70529.433023278107,null,0.56983568167618159,0.25399330568790118,0,0,0.45854492115117523,0.22919845287097323,0,0,0.50975943720274164,"FAIL",0,null,"IcoNgsd241",null,-70529.433023278107,70529.433023278107,0.24325317587503648,"FAIL",0,1,null,null,5.6939835096106357,null,2295.831507534208,"YES",1,null,7.4389999999999992,5.9600000000000009,6.2474711356919013,13.13,13.290000000000001,14.852837601175882,null,-43330.124634804852,null,-3833.7831023226495,null,6240.3362745891272,null,6240.3362745891272,null,2295.831507534208,null,2295.831507534208,0.61750306812072642,null,"IcoNgsd241"]
[1198,"ItrNgsd241",0.98603092133998871,8348.9641729365176,0,15563.6337890625,0,0,44974.312548686328,19151.6328125,143866.98771077811,0,0,null,79689.578828353289,143866.98771077811,159430.6217136771,null,29201.763739527385,7339.489407198952,0,0,73337.551010124866,0,null,36541.251788021189,73337.5546875,null,-43148.327362227639,-122889.36971181942,-70529.433023278107,null,0.56983568167618159,0.25399330568790118,0,0,0.45854492115117523,0.22919845287097323,0,0,0.50975943720274164,"FAIL",0,null,"ItrNgsd241",null,-70529.433023278107,70529.433023278107,0.24325317587503648,"FAIL",0,1,null,null,5.6939835096106357,null,2295.831507534208,"YES",1,null,7.4389999999999992,5.9600000000000009,6.2474711356919013,13.13,13.290000000000001,14.852837601175882,null,-43330.124634804852,null,-3833.7831023226495,null,6240.3362745891272,null,6240.3362745891272,null,2295.831507534208,null,2295.831507534208,0.61750306812072642,null,"ItrNgsd241"]
[1201,"IagEgsd242",0.98603092133998871,8348.9641729365176,0,5627.4013671875,0,0,44974.312548686328,19151.6328125,205794.50144832284,0,0,null,69753.346430408725,205794.50144832284,211421.90305327732,null,29201.763739527385,7339.489407198952,0,0,73337.551010124866,0,null,36541.251788021189,73337.5546875,null,-33212.094940352639,-174880.65102748916,-132456.94676082284,null,0.56983568167618159,0.17756184704087966,0,0,0.52386377861289302,0.17283569630866291,0,0,0.35636304260498342,"FAIL",0,null,"IagEgsd242",null,-132456.94676082284,132456.94676082284,0.18070915756805153,"FAIL",0,1,null,null,22.526406723500934,null,13286.682725911556,"YES",1,null,7.4389999999999992,5.9600000000000009,6.2474711356919013,13.13,13.290000000000001,14.852837601175882,null,-33393.892212929859,null,-3442.1495113473161,null,13653.293592137446,null,13653.293592137446,null,13286.682725911556,null,13286.682725911556,0.90331652760557257,null,"IagEgsd242"]
[1213,"ImiEgsd242",0.98603092133998871,8348.9641729365176,0,5627.4013671875,0,0,44974.312548686328,19151.6328125,208633.0215133951,0,0,null,69753.346430408725,208633.0215133951,214260.42311834969,null,29201.763739527385,7339.489407198952,0,0,73337.551010124866,0,null,36541.251788021189,73337.5546875,null,-33212.094940352639,-177719.17109256142,-135295.4668258951,null,0.56983568167618159,0.1751460604028835,0,0,0.52386377861289302,0.170545970631204,0,0,0.35151460758953457,"FAIL",0,null,"ImiEgsd242",null,-135295.4668258951,135295.4668258951,0.17820757484339239,"FAIL",0,1,null,null,22.837112910849591,null,13489.560554872054,"YES",1,null,7.4389999999999992,5.9600000000000009,6.2474711356919013,13.13,13.290000000000001,14.852837601175882,null,-33393.892212929859,null,-3442.1495113473161,null,13945.880344009243,null,13945.880344009243,null,13489.560554872054,null,13489.560554872054,0.90463193700975475,null,"ImiEgsd242"]
[1220,"IteNgsd242",0.98603092133998871,8348.9641729365176,0,5627.4013671875,0,0,44974.312548686328,19151.6328125,156745.05453356603,0,0,null,69753.346430408725,156745.05453356603,162372.45613852044,null,29201.763739527385,7339.489407198952,0,0,73337.551010124866,0,null,36541.251788021189,73337.5546875,null,-33212.094940352639,-125831.20411273235,-83407.499846066028,null,0.56983568167618159,0.23312538884725129,0,0,0.52386377861289302,0.22504587730295955,0,0,0.46787794936008775,"FAIL",0,null,"IteNgsd242",null,-83407.499846066028,83407.499846066028,0.23858089456472981,"FAIL",0,1,null,null,17.157419849071101,null,9780.9643168364055,"YES",1,null,7.4389999999999992,5.9600000000000009,6.2474711356919013,13.13,13.290000000000001,14.852837601175882,null,-33393.892212929859,null,-3442.1495113473161,null,8597.413054075625,null,8597.413054075625,null,9780.9643168364055,null,8597.413054075625,0.76741648971127641,null,"IteNgsd242"]
[1229,"IluEgsd243",0.98603092133998871,8348.9641729365176,0,9866.7470703125,0,0,44974.312548686328,19151.6328125,174645.15616010039,0,0,null,73992.692001200063,174645.15616010039,184511.90333584623,null,29201.763739527385,7339.489407198952,0,0,73337.551010124866,0,null,36541.251788021189,73337.5546875,null,-37451.440643477639,-147970.65144239171,-101307.60147260039,null,0.56983568167618159,0.20923140722278699,0,0,0.49384946793023454,0.19804278828769967,0,0,0.41992321058289261,"FAIL",0,null,"IluEgsd243",null,-101307.60147260039,101307.60147260039,0.20844946106029724,"FAIL",0,1,null,null,10.903065054217137,null,5697.1385869522292,"YES",1,null,7.4389999999999992,5.9600000000000009,6.2474711356919013,13.13,13.290000000000001,14.852837601175882,null,-37633.237916054852,null,-3329.7312856646695,null,8963.5415068831298,null,8963.5415068831298,null,5697.1385869522292,null,5697.1385869522292,0.80024596645373058,null,"IluEgsd243"]
[1240,"IchNgsd301",0.98533076643943773,8329.1060426051008,0,7935.28857421875,0,0,44867.340505010172,17330.630859375,84943.445277835781,0,0,null,70133.259671390799,84943.445277835781,92878.734068932055,null,29123.231110172826,7319.7601768823924,0,0,71387.667128308603,0,null,36442.990325894541,71387.6640625,null,-33690.26961270938,-56435.743526159989,-13555.781215335781,null,0.58591927560457313,0.42902651530904623,0,0,0.51962493056500547,0.39237173908877959,0,0,0.84041404053017754,"FAIL",0,null,"IchNgsd301",null,-13555.781215335781,13555.781215335781,0.43545713779729411,"FAIL",0,1,null,null,8.0702133338334576,null,3738.9562884274674,"YES",1,null,7.4389999999999992,5.9600000000000009,6.2474711356919013,13.13,13.290000000000001,14.852837601175882,null,-33871.578022290938,null,-2996.9053762322987,null,1199.3947721164029,null,1199.3947721164029,null,3738.9562884274674,null,1199.3947721164029,0.23401849272125991,null,"IchNgsd301"]
[1252,"IprNgsd301",0.98533076643943773,8329.1060426051008,0,7935.28857421875,0,0,44867.340505010172,17330.630859375,84943.445277835781,0,0,null,70133.259671390799,84943.445277835781,92878.734068932055,null,29123.231110172826,7319.7601768823924,0,0,71387.667128308603,0,null,36442.990325894541,71387.6640625,null,-33690.26961270938,-56435.743526159989,-13555.781215335781,null,0.58591927560457313,0.42902651530904623,0,0,0.51962493056500547,0.39237173908877959,0,0,0.84041404053017754,"FAIL",0,null,"IprNgsd301",null,-13555.781215335781,13555.781215335781,0.43545713779729411,"FAIL",0,1,null,null,8.0702133338334576,null,3738.9562884274674,"YES",1,null,7.4389999999999992,5.9600000000000009,6.2474711356919013,13.13,13.290000000000001,14.852837601175882,null,-33871.578022290938,null,-2996.9053762322987,null,1199.3947721164029,null,1199.3947721164029,null,3738.9562884274674,null,1199.3947721164029,0.23401849272125991,null,"IprNgsd301"]
[1255,"IteEgsd301",0.98533076643943773,8329.1060426051008,0,7935.28857421875,0,0,44867.340505010172,17330.630859375,84943.445277835781,0,0,null,70133.259671390799,84943.445277835781,92878.734068932055,null,29123.231110172826,7319.7601768823924,0,0,71387.667128308603,0,null,36442.990325894541,71387.6640625,null,-33690.26961270938,-56435.743526159989,-13555.781215335781,null,0.58591927560457313,0.42902651530904623,0,0,0.51962493056500547,0.39237173908877959,0,0,0.84041404053017754,"FAIL",0,null,"IteEgsd301",null,-13555.781215335781,13555.781215335781,0.43545713779729411,"FAIL",0,1,null,null,8.0702133338334576,null,3738.9562884274674,"YES",1,null,7.4389999999999992,5.9600000000000009,6.2474711356919013,13.13,13.290000000000001,14.852837601175882,null,-33871.578022290938,null,-2996.9053762322987,null,1199.3947721164029,null,1199.3947721164029,null,3738.9562884274674,null,1199.3947721164029,0.23401849272125991,null,"IteEgsd301"]
[1271,"ImeEgsd302",0.98533076643943773,8329.1060426051008,0,6698.87744140625,0,0,44867.340505010172,17330.630859375,14587.653900558365,0,0,null,68896.848157414861,14587.653900558365,21286.531177678742,null,29123.231110172826,7319.7601768823924,0,0,71387.667128308603,0,null,36442.990325894541,71387.6640625,null,-32453.85847989688,15156.458983929926,56800.010161941638,null,0.58591927560457313,2.498207770373523,0,1,0.5289500312071046,1.7120210775745428,0,1,4.8937042617776614,"PASS",1,null,"ImeEgsd302",null,56800.010161941638,0,0.5289500312071046,"FAIL",0,1,null,null,1.6417284302987776,null,-343.63201282816107,"NO",0,null,7.4389999999999992,5.9600000000000009,6.2474711356919013,13.13,13.290000000000001,14.852837601175882,null,-32635.166889478442,null,-3363.9422156923965,null,0,null,0,null,-343.63201282816107,null,-343.63201282816107,-0.32958340676724374,null,"ImeEgsd302"]
[1274,"ImiNgsd302",0.98533076643943773,8329.1060426051008,0,6698.87744140625,0,0,44867.340505010172,17330.630859375,14587.653900558365,0,0,null,68896.848157414861,14587.653900558365,21286.531177678742,null,29123.231110172826,7319.7601768823924,0,0,71387.667128308603,0,null,36442.990325894541,71387.6640625,null,-32453.85847989688,15156.458983929926,56800.010161941638,null,0.58591927560457313,2.498207770373523,0,1,0.5289500312071046,1.7120210775745428,0,1,4.8937042617776614,"PASS",1,null,"ImiNgsd302",null,56800.010161941638,0,0.5289500312071046,"FAIL",0,1,null,null,1.6417284302987776,null,-343.63201282816107,"NO",0,null,7.4389999999999992,5.9600000000000009,6.2474711356919013,13.13,13.290000000000001,14.852837601175882,null,-32635.166889478442,null,-3363.9422156923965,null,0,null,0,null,-343.63201282816107,null,-343.63201282816107,-0.32958340676724374,null,"ImiNgsd302"]
[1286,"IagNgsd303",0.98533076643943773,8329.1060426051008,0,6698.87744140625,0,0,44867.340505010172,17330.630859375,19450.863888097236,0,0,null,68896.848157414861,19450.863888097236,26149.741165217609,null,29123.231110172826,7319.7601768823924,0,0,71387.667128308603,0,null,36442.990325894541,71387.6640625,null,-32453.85847989688,10293.248996391056,51936.800174402764,null,0.58591927560457313,1.8735923779814978,0,1,0.5289500312071046,1.3936271822611752,0,1,3.670153905410082,"PASS",1,null,"IagNgsd303",null,51936.800174402764,0,0.5289500312071046,"FAIL",0,1,null,null,2.1890453668023255,null,3.9568445120560227,"YES",1,null,7.4389999999999992,5.9600000000000009,6.2474711356919013,13.13,13.290000000000001,14.852837601175882,null,-32635.166889478442,null,-3363.9422156923965,null,0,null,0,null,3.9568445120560227,null,0,0,null,"IagNgsd303"]
[1293,"IluEgsd303",0.98533076643943773,8329.1060426051008,0,6698.87744140625,0,0,44867.340505010172,17330.630859375,19450.863888097236,0,0,null,68896.848157414861,19450.863888097236,26149.741165217609,null,29123.231110172826,7319.7601768823924,0,0,71387.667128308603,0,null,36442.990325894541,71387.6640625,null,-32453.85847989688,10293.248996391056,51936.800174402764,null,0.58591927560457313,1.8735923779814978,0,1,0.5289500312071046,1.3936271822611752,0,1,3.670153905410082,"PASS",1,null,"IluEgsd303",null,51936.800174402764,0,0.5289500312071046,"FAIL",0,1,null,null,2.1890453668023255,null,3.9568445120560227,"YES",1,null,7.4389999999999992,5.9600000000000009,6.2474711356919013,13.13,13.290000000000001,14.852837601175882,null,-32635.166889478442,null,-3363.9422156923965,null,0,null,0,null,3.9568445120560227,null,0,0,null,"IluEgsd303"]
[1305,"ItrEgsd303",0.98533076643943773,8329.1060426051008,0,6698.87744140625,0,0,44867.340505010172,17330.630859375,19450.863888097236,0,0,null,68896.848157414861,19450.863888097236,26149.741165217609,null,29123.231110172826,7319.7601768823924,0,0,71387.667128308603,0,null,36442.990325894541,71387.6640625,null,-32453.85847989688,10293.248996391056,51936.800174402764,null,0.58591927560457313,1.8735923779814978,0,1,0.5289500312071046,1.3936271822611752,0,1,3.670153905410082,"PASS",1,null,"ItrEgsd303",null,51936.800174402764,0,0.5289500312071046,"FAIL",0,1,null,null,2.1890453668023255,null,3.9568445120560227,"YES",1,null,7.4389999999999992,5.9600000000000009,6.2474711356919013,13.13,13.290000000000001,14.852837601175882,null,-32635.166889478442,null,-3363.9422156923965,null,0,null,0,null,3.9568445120560227,null,0,0,null,"ItrEgsd303"]
[1312,"IchNgsd304",0.98533076643943773,8329.1060426051008,0,5552.87646484375,0,0,44867.340505010172,17330.630859375,44625.607042668526,0,0,null,67750.847374335775,44625.607042668526,50178.483536709784,null,29123.231110172826,7319.7601768823924,0,0,71387.667128308603,0,null,36442.990325894541,71387.6640625,null,-31307.85750333438,-13735.493181617734,26762.057019831474,null,0.58591927560457313,0.81663853426239741,0,0,0.53789718495850891,0.72626727191623119,0,0,1.5997018033669117,"PASS",1,null,"IchNgsd304",null,26762.057019831474,0,0.53789718495850891,"FAIL",0,1,null,null,6.0587639561075557,null,2461.5293641522958,"YES",1,null,7.4389999999999992,5.9600000000000009,6.2474711356919013,13.13,13.290000000000001,14.852837601175882,null,-31489.165912915938,null,-3816.3382619287772,null,0,null,0,null,2461.5293641522958,null,0,0,null,"IchNgsd304"]
[1324,"IprNgsd304",0.98533076643943773,8329.1060426051008,0,5552.87646484375,0,0,44867.340505010172,17330.630859375,44625.607042668526,0,0,null,67750.847374335775,44625.607042668526,50178.483536709784,null,29123.231110172826,7319.7601768823924,0,0,71387.667128308603,0,null,36442.990325894541,71387.6640625,null,-31307.85750333438,-13735.493181617734,26762.057019831474,null,0.58591927560457313,0.81663853426239741,0,0,0.53789718495850891,0.72626727191623119,0,0,1.5997018033669117,"PASS",1,null,"IprNgsd304",null,26762.057019831474,0,0.53789718495850891,"FAIL",0,1,null,null,6.0587639561075557,null,2461.5293641522958,"YES",1,null,7.4389999999999992,5.9600000000000009,6.2474711356919013,13.13,13.290000000000001,14.852837601175882,null,-31489.165912915938,null,-3816.3382619287772,null,0,null,0,null,2461.5293641522958,null,0,0,null,"IprNgsd304"]
[1327,"IteTgsd304",0.98533076643943773,8329.1060426051008,0,5552.87646484375,0,0,44867.340505010172,17330.630859375,44625.607042668526,0,0,null,67750.847374335775,44625.607042668526,50178.483536709784,null,29123.231110172826,7319.7601768823924,0,0,71387.667128308603,0,null,36442.990325894541,71387.6640625,null,-31307.85750333438,-13735.493181617734,26762.057019831474,null,0.58591927560457313,0.81663853426239741,0,0,0.53789718495850891,0.72626727191623119,0,0,1.5997018033669117,"PASS",1,null,"IteTgsd304",null,26762.057019831474,0,0.53789718495850891,"FAIL",0,1,null,null,6.0587639561075557,null,2461.5293641522958,"YES",1,null,7.4389999999999992,5.9600000000000009,6.2474711356919013,13.13,13.290000000000001,14.852837601175882,null,-31489.165912915938,null,-3816.3382619287772,null,0,null,0,null,2461.5293641522958,null,0,0,null,"IteTgsd304"]
[1343,"ImeTgsd305",0.98533076643943773,8329.1060426051008,0,6222.8125,0,0,44867.340505010172,17330.630859375,62465.594083199285,0,0,null,68420.783148190065,62465.594083199285,68688.406351094891,null,29123.231110172826,7319.7601768823924,0,0,71387.667128308603,0,null,36442.990325894541,71387.6640625,null,-31977.79353849063,-32245.416257304736,8922.0699793007152,null,0.58591927560457313,0.58340900876337343,0,0,0.53263041239233866,0.530555185928687,0,0,1.1428317477845038,"PASS",1,null,"ImeTgsd305",null,8922.0699793007152,0,0.53263041239233866,"FAIL",0,1,null,null,7.5678425538023459,null,3419.9117390158381,"YES",1,null,7.4389999999999992,5.9600000000000009,6.2474711356919013,13.13,13.290000000000001,14.852837601175882,null,-32159.101948072192,null,-3528.7462083814999,null,0,null,0,null,3419.9117390158381,null,0,0,null,"ImeTgsd305"]
[1346,"ImiNgsd305",0.98533076643943773,8329.1060426051008,0,6222.8125,0,0,44867.340505010172,17330.630859375,62465.594083199285,0,0,null,68420.783148190065,62465.594083199285,68688.406351094891,null,29123.231110172826,7319.7601768823924,0,0,71387.667128308603,0,null,36442.990325894541,71387.6640625,null,-31977.79353849063,-32245.416257304736,8922.0699793007152,null,0.58591927560457313,0.58340900876337343,0,0,0.53263041239233866,0.530555185928687,0,0,1.1428317477845038,"PASS",1,null,"ImiNgsd305",null,8922.0699793007152,0,0.53263041239233866,"FAIL",0,1,null,null,7.5678425538023459,null,3419.9117390158381,"YES",1,null,7.4389999999999992,5.9600000000000009,6.2474711356919013,13.13,13.290000000000001,14.852837601175882,null,-32159.101948072192,null,-3528.7462083814999,null,0,null,0,null,3419.9117390158381,null,0,0,null,"ImiNgsd305"]
[1362,"IcoNgsd306",0.98533076643943773,8329.1060426051008,0,5026.65576171875,0,0,44867.340505010172,17330.630859375,25169.618184608014,0,0,null,67224.626636022411,25169.618184608014,30196.273940335908,null,29123.231110172826,7319.7601768823924,0,0,71387.667128308603,0,null,36442.990325894541,71387.6640625,null,-30781.63680020938,6246.716379567777,46218.045877891986,null,0.58591927560457313,1.4478960331698849,0,1,0.54210773467783813,1.2068704367522689,0,1,2.8362632892919972,"PASS",1,null,"IcoNgsd306",null,46218.045877891986,0,0.54210773467783813,"FAIL",0,1,null,null,3.7749863978529898,null,1011.1528474595962,"YES",1,null,7.4389999999999992,5.9600000000000009,6.2474711356919013,13.13,13.290000000000001,14.852837601175882,null,-30962.945209790934,null,-4065.0296331537766,null,0,null,0,null,1011.1528474595962,null,0,0,null,"IcoNgsd306"]
[1365,"IluTgsd306",0.98533076643943773,8329.1060426051008,0,5026.65576171875,0,0,44867.340505010172,17330.630859375,25169.618184608014,0,0,null,67224.626636022411,25169.618184608014,30196.273940335908,null,29123.231110172826,7319.7601768823924,0,0,71387.667128308603,0,null,36442.990325894541,71387.6640625,null,-30781.63680020938,6246.716379567777,46218.045877891986,null,0.58591927560457313,1.4478960331698849,0,1,0.54210773467783813,1.2068704367522689,0,1,2.8362632892919972,"PASS",1,null,"IluTgsd306",null,46218.045877891986,0,0.54210773467783813,"FAIL",0,1,null,null,3.7749863978529898,null,1011.1528474595962,"YES",1,null,7.4389999999999992,5.9600000000000009,6.2474711356919013,13.13,13.290000000000001,14.852837601175882,null,-30962.945209790934,null,-4065.0296331537766,null,0,null,0,null,1011.1528474595962,null,0,0,null,"IluTgsd306"]
[1380,"IwaNgsd306",0.98603092133998871,8348.9641729365176,0,5038.640625,0,0,44974.312548686328,17330.630859375,25229.62925923731,0,0,null,67343.583337034084,25229.62925923731,30268.269672300794,null,29183.638221088197,7324.9614414051894,0,0,71516.549108641309,0,null,36508.599444271189,71516.546875,null,-30834.984588790139,6240.3295600338788,46286.917615762693,null,0.58596633665423603,1.4470525535330376,0,1,0.54212439044449778,1.2061673687957841,0,1,2.8346253581516931,"PASS",1,null,"IwaNgsd306",null,46286.917615762693,0,0.54212439044449778,"FAIL",0,1,null,null,3.7772425164159249,null,1014.3195198009983,"YES",1,null,7.4389999999999992,5.9600000000000009,6.2474711356919013,13.13,13.290000000000001,14.852837601175882,null,-31016.619411895968,null,-4072.0763536971394,null,0,null,0,null,1014.3195198009983,null,0,0,null,"IwaNgsd306"]
[1385,"IcoTgsd307",0.98533076643943773,8329.1060426051008,0,5026.65576171875,0,0,44867.340505010172,17330.630859375,34979.348888760032,0,0,null,67224.626636022411,34979.348888760032,40006.004644487955,null,29123.231110172826,7319.7601768823924,0,0,71387.667128308603,0,null,36442.990325894541,71387.6640625,null,-30781.63680020938,-3563.014324584241,36408.315173739968,null,0.58591927560457313,1.0418430154829104,0,1,0.54210773467783813,0.91093801153818543,0,0,2.0408517119493643,"PASS",1,null,"IcoTgsd307",null,36408.315173739968,0,0.54210773467783813,"FAIL",0,1,null,null,5.2462679755519028,null,1945.5311725395504,"YES",1,null,7.4389999999999992,5.9600000000000009,6.2474711356919013,13.13,13.290000000000001,14.852837601175882,null,-30962.945209790934,null,-4065.0296331537766,null,0,null,0,null,1945.5311725395504,null,0,0,null,"IcoTgsd307"]
[1397,"IstTgsd307",0.98533076643943773,8329.1060426051008,0,5026.65576171875,0,0,44867.340505010172,17330.630859375,34979.348888760032,0,0,null,67224.626636022411,34979.348888760032,40006.004644487955,null,29123.231110172826,7319.7601768823924,0,0,71387.667128308603,0,null,36442.990325894541,71387.6640625,null,-30781.63680020938,-3563.014324584241,36408.315173739968,null,0.58591927560457313,1.0418430154829104,0,1,0.54210773467783813,0.91093801153818543,0,0,2.0408517119493643,"PASS",1,null,"IstTgsd307",null,36408.315173739968,0,0.54210773467783813,"FAIL",0,1,null,null,5.2462679755519028,null,1945.5311725395504,"YES",1,null,7.4389999999999992,5.9600000000000009,6.2474711356919013,13.13,13.290000000000001,14.852837601175882,null,-30962.945209790934,null,-4065.0296331537766,null,0,null,0,null,1945.5311725395504,null,0,0,null,"IstTgsd307"]
[1400,"IteNgsd307",0.98533076643943773,8329.1060426051008,0,5026.65576171875,0,0,44867.340505010172,17330.630859375,34979.348888760032,0,0,null,67224.626636022411,34979.348888760032,40006.004644487955,null,29123.231110172826,7319.7601768823924,0,0,71387.667128308603,0,null,36442.990325894541,71387.6640625,null,-30781.63680020938,-3563.014324584241,36408.315173739968,null,0.58591927560457313,1.0418430154829104,0,1,0.54210773467783813,0.91093801153818543,0,0,2.0408517119493643,"PASS",1,null,"IteNgsd307",null,36408.315173739968,0,0.54210773467783813,"FAIL",0,1,null,null,5.2462679755519028,null,1945.5311725395504,"YES",1,null,7.4389999999999992,5.9600000000000009,6.2474711356919013,13.13,13.290000000000001,14.852837601175882,null,-30962.945209790934,null,-4065.0296331537766,null,0,null,0,null,1945.5311725395504,null,0,0,null,"IteNgsd307"]
[1416,"ImeNgsd401",0.98533076643943773,8329.1060426051008,0,6698.87744140625,0,0,44867.340505010172,19151.6328125,55294.561334712947,0,0,null,70717.85005889849,55294.561334712947,61993.438611833299,null,29141.343758153034,7334.2778267456633,0,0,73208.669029792261,0,null,36475.623138394541,73208.671875,null,-34242.22762052188,-25517.815637724656,17914.110540287053,null,0.56976270077761304,0.65966023163829302,0,0,0.51579088938581086,0.5883787681164333,0,0,1.3239759952492993,"PASS",1,null,"ImeNgsd401",null,17914.110540287053,0,0.51579088938581086,"FAIL",0,1,null,null,6.0631095939871651,null,2532.5291778615638,"YES",1,null,7.4389999999999992,5.9600000000000009,6.2474711356919013,13.13,13.290000000000001,14.852837601175882,null,-34423.698382404436,null,-3548.2990664946155,null,0,null,0,null,2532.5291778615638,null,0,0,null,"ImeNgsd401"]
[1419,"IprEgsd401",0.98533076643943773,8329.1060426051008,0,6698.87744140625,0,0,44867.340505010172,19151.6328125,55294.561334712947,0,0,null,70717.85005889849,55294.561334712947,61993.438611833299,null,29141.343758153034,7334.2778267456633,0,0,73208.669029792261,0,null,36475.623138394541,73208.671875,null,-34242.22762052188,-25517.815637724656,17914.110540287053,null,0.56976270077761304,0.65966023163829302,0,0,0.51579088938581086,0.5883787681164333,0,0,1.3239759952492993,"PASS",1,null,"IprEgsd401",null,17914.110540287053,0,0.51579088938581086,"FAIL",0,1,null,null,6.0631095939871651,null,2532.5291778615638,"YES",1,null,7.4389999999999992,5.9600000000000009,6.2474711356919013,13.13,13.290000000000001,14.852837601175882,null,-34423.698382404436,null,-3548.2990664946155,null,0,null,0,null,2532.5291778615638,null,0,0,null,"IprEgsd401"]
[1435,"IelEgsd402",0.98533076643943773,8329.1060426051008,0,6650.1953125,0,0,44867.340505010172,19151.6328125,119221.38083225986,0,0,null,70669.16825713405,119221.38083225986,125871.57630761575,null,29141.343758153034,7334.2778267456633,0,0,73208.669029792261,0,null,36475.623138394541,73208.671875,null,-34193.54549161563,-89395.953006365322,-46012.708957259863,null,0.56976270077761304,0.30594867198958559,0,0,0.51614620414403611,0.28978443152602923,0,0,0.61405656740381098,"FAIL",0,null,"IelEgsd402",null,-46012.708957259863,46012.708957259863,0.31260744078370933,"FAIL",0,1,null,null,11.035866390662235,null,5773.8876203514865,"YES",1,null,7.4389999999999992,5.9600000000000009,6.2474711356919013,13.13,13.290000000000001,14.852837601175882,null,-34375.016253498194,null,-3041.4488203172773,null,4071.134056945169,null,4071.134056945169,null,5773.8876203514865,null,4071.134056945169,0.56595138799081102,null,"IelEgsd402"]
[1438,"IluNgsd402",0.98533076643943773,8329.1060426051008,0,6650.1953125,0,0,44867.340505010172,19151.6328125,123976.61525326934,0,0,null,70669.16825713405,123976.61525326934,130626.81072862532,null,29141.343758153034,7334.2778267456633,0,0,73208.669029792261,0,null,36475.623138394541,73208.671875,null,-34193.54549161563,-94151.187427374796,-50767.943378269338,null,0.56976270077761304,0.29421373590397853,0,0,0.51614620414403611,0.27923534977553033,0,0,0.59050387627895373,"FAIL",0,null,"IluNgsd402",null,-50767.943378269338,50767.943378269338,0.30036635864584504,"FAIL",0,1,null,null,11.476040285894015,null,6060.8031945109124,"YES",1,null,7.4389999999999992,5.9600000000000009,6.2474711356919013,13.13,13.290000000000001,14.852837601175882,null,-34375.016253498194,null,-3041.4488203172773,null,4491.869919685003,null,4491.869919685003,null,6060.8031945109124,null,4491.869919685003,0.60048929115034444,null,"IluNgsd402"]
[1450,"ItrNgsd402",0.98533076643943773,8329.1060426051008,0,6650.1953125,0,0,44867.340505010172,19151.6328125,123006.15908382667,0,0,null,70669.16825713405,123006.15908382667,129656.35455918258,null,29141.343758153034,7334.2778267456633,0,0,73208.669029792261,0,null,36475.623138394541,73208.671875,null,-34193.54549161563,-93180.73125793213,-49797.487208826671,null,0.56976270077761304,0.2965349329665436,0,0,0.51614620414403611,0.28132537975653543,0,0,0.59516265218158304,"FAIL",0,null,"ItrNgsd402",null,-49797.487208826671,49797.487208826671,0.30278605216029653,"FAIL",0,1,null,null,11.386208898091144,null,6002.2490083399507,"YES",1,null,7.4389999999999992,5.9600000000000009,6.2474711356919013,13.13,13.290000000000001,14.852837601175882,null,-34375.016253498194,null,-3041.4488203172773,null,4406.0054432887,null,4406.0054432887,null,6002.2490083399507,null,4406.0054432887,0.59365761353217039,null,"ItrNgsd402"]
[1457,"IcoEgsd403",0.98533076643943773,8329.1060426051008,0,5614.0166015625,0,0,44867.340505010172,19151.6328125,8455.9504130591995,0,0,null,69632.98942705206,8455.9504130591995,14069.967058333177,null,29141.343758153034,7334.2778267456633,0,0,73208.669029792261,0,null,36475.623138394541,73208.671875,null,-33157.36678067813,22405.656123772842,64752.721461940804,null,0.56976270077761304,4.3136041907320459,0,1,0.5238267548296639,2.5924455331337013,0,1,8.6576515115247137,"PASS",1,null,"IcoEgsd403",null,64752.721461940804,0,0.5238267548296639,"FAIL",0,1,null,null,0.92720425971878195,null,-815.17327285766999,"NO",0,null,7.4389999999999992,5.9600000000000009,6.2474711356919013,13.13,13.290000000000001,14.852837601175882,null,-33338.837542560694,null,-3436.4746290814137,null,0,null,0,null,-815.17327285766999,null,-815.17327285766999,-1.348791044537776,null,"IcoEgsd403"]
[1469,"IstEgsd403",0.98533076643943773,8329.1060426051008,0,5614.0166015625,0,0,44867.340505010172,19151.6328125,8455.9504130591995,0,0,null,69632.98942705206,8455.9504130591995,14069.967058333177,null,29141.343758153034,7334.2778267456633,0,0,73208.669029792261,0,null,36475.623138394541,73208.671875,null,-33157.36678067813,22405.656123772842,64752.721461940804,null,0.56976270077761304,4.3136041907320459,0,1,0.5238267548296639,2.5924455331337013,0,1,8.6576515115247137,"PASS",1,null,"IstEgsd403",null,64752.721461940804,0,0.5238267548296639,"FAIL",0,1,null,null,0.92720425971878195,null,-815.17327285766999,"NO",0,null,7.4389999999999992,5.9600000000000009,6.2474711356919013,13.13,13.290000000000001,14.852837601175882,null,-33338.837542560694,null,-3436.4746290814137,null,0,null,0,null,-815.17327285766999,null,-815.17327285766999,-1.348791044537776,null,"IstEgsd403"]
[1476,"IwaNgsd403",0.98983502686023694,8619.9972766249703,0,5810.083984375,0,0,46434.317318599897,19151.6328125,8751.270923555021,0,0,null,71396.033611620849,8751.270923555021,14561.354939808027,null,30052.163409871409,7367.80514412512,0,0,75096.592901587093,0,null,37419.96955799478,75096.59375,null,-33976.064557480124,22858.614650064759,66345.322826444986,null,0.57054856235513729,4.2759468750161487,0,1,0.52411832143886683,2.5698137154541918,0,1,8.5812214484034719,"PASS",1,null,"IwaNgsd403",null,66345.322826444986,0,0.52411832143886683,"FAIL",0,1,null,null,0.93574150160561098,null,-831.40777775072513,"NO",0,null,7.4389999999999992,5.9600000000000009,6.2474711356919013,13.13,13.290000000000001,14.852837601175882,null,-34162.233560256216,null,-3521.3479999925939,null,0,null,0,null,-831.40777775072513,null,-831.40777775072513,-1.3292299068899029,null,"IwaNgsd403"]
[1488,"ImeNgsd404",0.98533076643943773,8329.1060426051008,0,6698.87744140625,0,0,44867.340505010172,19151.6328125,8571.4970979826667,0,0,null,70717.85005889849,8571.4970979826667,15270.37437510304,null,29141.343758153034,7334.2778267456633,0,0,73208.669029792261,0,null,36475.623138394541,73208.671875,null,-34242.22762052188,21205.248599005623,64637.174777017332,null,0.56976270077761304,4.2554553447820931,0,1,0.51579088938581086,2.3886528155748961,0,1,8.5409434359173879,"PASS",1,null,"ImeNgsd404",null,64637.174777017332,0,0.51579088938581086,"FAIL",0,1,null,null,0.93987413159071564,null,-806.91475593506141,"NO",0,null,7.4389999999999992,5.9600000000000009,6.2474711356919013,13.13,13.290000000000001,14.852837601175882,null,-34423.698382404436,null,-3548.2990664946155,null,0,null,0,null,-806.91475593506141,null,-806.91475593506141,-1.3171284201628795,null,"ImeNgsd404"]
[1491,"IprEgsd404",0.98533076643943773,8329.1060426051008,0,6698.87744140625,0,0,44867.340505010172,19151.6328125,8571.4970979826667,0,0,null,70717.85005889849,8571.4970979826667,15270.37437510304,null,29141.343758153034,7334.2778267456633,0,0,73208.669029792261,0,null,36475.623138394541,73208.671875,null,-34242.22762052188,21205.248599005623,64637.174777017332,null,0.56976270077761304,4.2554553447820931,0,1,0.51579088938581086,2.3886528155748961,0,1,8.5409434359173879,"PASS",1,null,"IprEgsd404",null,64637.174777017332,0,0.51579088938581086,"FAIL",0,1,null,null,0.93987413159071564,null,-806.91475593506141,"NO",0,null,7.4389999999999992,5.9600000000000009,6.2474711356919013,13.13,13.290000000000001,14.852837601175882,null,-34423.698382404436,null,-3548.2990664946155,null,0,null,0,null,-806.91475593506141,null,-806.91475593506141,-1.3171284201628795,null,"IprEgsd404"]
[1507,"IelEgsd405",0.98533076643943773,8329.1060426051008,0,4212.60595703125,0,0,44867.340505010172,19151.6328125,3633331.4996965723,0,0,null,68231.578553658968,3633331.4996965723,3637544.1054684538,null,29141.343758153034,7334.2778267456633,0,0,73208.669029792261,0,null,36475.623138394541,73208.671875,null,-31755.95613614688,-3601068.4825152089,-3560122.8278215723,null,0.56976270077761304,1.003916739814154E-2,0,0,0.53458564972721268,1.0027541131859488E-2,0,0,2.0149185914115963E-2,"FAIL",0,null,"IelEgsd405",null,-3560122.8278215723,3560122.8278215723,1.0052938342257236E-2,"FAIL",0,1,null,null,530.93444823183245,null,344655.86524213565,"YES",1,null,7.4389999999999992,5.9600000000000009,6.2474711356919013,13.13,13.290000000000001,14.852837601175882,null,-31937.426898029429,null,-4192.9663301577357,null,467397.5519675581,null,467397.5519675581,null,344655.86524213565,null,344655.86524213565,0.99589815829630679,null,"IelEgsd405"]
[1510,"IluNgsd405",0.98533076643943773,8329.1060426051008,0,4212.60595703125,0,0,44867.340505010172,19151.6328125,7454973.7069262527,0,0,null,68231.578553658968,7454973.7069262527,7459186.3126981342,null,29141.343758153034,7334.2778267456633,0,0,73208.669029792261,0,null,36475.623138394541,73208.671875,null,-31755.95613614688,-7422710.6897448897,-7381765.0350512527,null,0.56976270077761304,4.8927903131979981E-3,0,0,0.53458564972721268,4.8900270898710402E-3,0,0,9.8201113448573834E-3,"FAIL",0,null,"IluNgsd405",null,-7381765.0350512527,7381765.0350512527,4.8960590221282258E-3,"FAIL",0,1,null,null,1089.3864866051897,null,708667.88177942194,"YES",1,null,7.4389999999999992,5.9600000000000009,6.2474711356919013,13.13,13.290000000000001,14.852837601175882,null,-31937.426898029429,null,-4192.9663301577357,null,969129.17712275928,null,969129.17712275928,null,708667.88177942194,null,708667.88177942194,0.9980008848205274,null,"IluNgsd405"]
[1522,"ItrNgsd405",0.98533076643943773,8329.1060426051008,0,4212.60595703125,0,0,44867.340505010172,19151.6328125,8532317.6990754139,0,0,null,68231.578553658968,8532317.6990754139,8536530.3048472982,null,29141.343758153034,7334.2778267456633,0,0,73208.669029792261,0,null,36475.623138394541,73208.671875,null,-31755.95613614688,-8500054.6818940509,-8459109.0272004139,null,0.56976270077761304,4.274995895001325E-3,0,0,0.53458564972721268,4.27288627053681E-3,0,0,8.5801624431932604E-3,"FAIL",0,null,"ItrNgsd405",null,-8459109.0272004139,8459109.0272004139,4.2774910516296229E-3,"FAIL",0,1,null,null,1246.8175257214102,null,811285.09163181542,"YES",1,null,7.4389999999999992,5.9600000000000009,6.2474711356919013,13.13,13.290000000000001,14.852837601175882,null,-31937.426898029429,null,-4192.9663301577357,null,1110570.3489335626,null,1110570.3489335626,null,811285.09163181542,null,811285.09163181542,0.99825330570291371,null,"ItrNgsd405"]
[1531,"IelEgsd406",0.98533076643943773,8329.1060426051008,0,6698.87744140625,0,0,44867.340505010172,19151.6328125,25294.320210834489,0,0,null,70717.85005889849,25294.320210834489,31993.197487954872,null,29141.343758153034,7334.2778267456633,0,0,73208.669029792261,0,null,36475.623138394541,73208.671875,null,-34242.22762052188,4482.4254861538029,47914.351664165515,null,0.56976270077761304,1.4420479710212053,0,1,0.51579088938581086,1.14010557915707,0,1,2.8942731516319631,"PASS",1,null,"IelEgsd406",null,47914.351664165515,0,0.51579088938581086,"FAIL",0,1,null,null,2.7735501334196604,null,388.31787504610475,"YES",1,null,7.4389999999999992,5.9600000000000009,6.2474711356919013,13.13,13.290000000000001,14.852837601175882,null,-34423.698382404436,null,-3548.2990664946155,null,0,null,0,null,388.31787504610475,null,0,0,null,"IelEgsd406"]
[1542,"IstNgsd406",0.98533076643943773,8329.1060426051008,0,6698.87744140625,0,0,44867.340505010172,19151.6328125,25294.320210834489,0,0,null,70717.85005889849,25294.320210834489,31993.197487954872,null,29141.343758153034,7334.2778267456633,0,0,73208.669029792261,0,null,36475.623138394541,73208.671875,null,-34242.22762052188,4482.4254861538029,47914.351664165515,null,0.56976270077761304,1.4420479710212053,0,1,0.51579088938581086,1.14010557915707,0,1,2.8942731516319631,"PASS",1,null,"IstNgsd406",null,47914.351664165515,0,0.51579088938581086,"FAIL",0,1,null,null,2.7735501334196604,null,388.31787504610475,"YES",1,null,7.4389999999999992,5.9600000000000009,6.2474711356919013,13.13,13.290000000000001,14.852837601175882,null,-34423.698382404436,null,-3548.2990664946155,null,0,null,0,null,388.31787504610475,null,0,0,null,"IstNgsd406"]
[1549,"IagEgsd407",0.98533076643943773,8329.1060426051008,0,6698.87744140625,0,0,44867.340505010172,19151.6328125,11096.16744143574,0,0,null,70717.85005889849,11096.16744143574,17795.04471855611,null,29141.343758153034,7334.2778267456633,0,0,73208.669029792261,0,null,36475.623138394541,73208.671875,null,-34242.22762052188,18680.578255552551,62112.50443356426,null,0.56976270077761304,3.2872271737884784,0,1,0.51579088938581086,2.0497629187529833,0,1,6.5976538531332292,"PASS",1,null,"IagEgsd407",null,62112.50443356426,0,0.51579088938581086,"FAIL",0,1,null,null,1.2167069926373535,null,-626.46866375695004,"NO",0,null,7.4389999999999992,5.9600000000000009,6.2474711356919013,13.13,13.290000000000001,14.852837601175882,null,-34423.698382404436,null,-3548.2990664946155,null,0,null,0,null,-626.46866375695004,null,-626.46866375695004,-0.7899207244334967,null,"IagEgsd407"]
[1561,"ImiEgsd407",0.98533076643943773,8329.1060426051008,0,6698.87744140625,0,0,44867.340505010172,19151.6328125,11269.545111080641,0,0,null,70717.85005889849,11269.545111080641,17968.422388201016,null,29141.343758153034,7334.2778267456633,0,0,73208.669029792261,0,null,36475.623138394541,73208.671875,null,-34242.22762052188,18507.200585907653,61939.126763919361,null,0.56976270077761304,3.2366544327091193,0,1,0.51579088938581086,2.0299847152329016,0,1,6.4961514553962321,"PASS",1,null,"ImiEgsd407",null,61939.126763919361,0,0.51579088938581086,"FAIL",0,1,null,null,1.2357180393973124,null,-614.07682167909786,"NO",0,null,7.4389999999999992,5.9600000000000009,6.2474711356919013,13.13,13.290000000000001,14.852837601175882,null,-34423.698382404436,null,-3548.2990664946155,null,0,null,0,null,-614.07682167909786,null,-614.07682167909786,-0.76238348251913512,null,"ImiEgsd407"]
[1564,"IprNgsd407",0.98533076643943773,8329.1060426051008,0,6698.87744140625,0,0,44867.340505010172,19151.6328125,11096.16744143574,0,0,null,70717.85005889849,11096.16744143574,17795.04471855611,null,29141.343758153034,7334.2778267456633,0,0,73208.669029792261,0,null,36475.623138394541,73208.671875,null,-34242.22762052188,18680.578255552551,62112.50443356426,null,0.56976270077761304,3.2872271737884784,0,1,0.51579088938581086,2.0497629187529833,0,1,6.5976538531332292,"PASS",1,null,"IprNgsd407",null,62112.50443356426,0,0.51579088938581086,"FAIL",0,1,null,null,1.2167069926373535,null,-626.46866375695004,"NO",0,null,7.4389999999999992,5.9600000000000009,6.2474711356919013,13.13,13.290000000000001,14.852837601175882,null,-34423.698382404436,null,-3548.2990664946155,null,0,null,0,null,-626.46866375695004,null,-626.46866375695004,-0.7899207244334967,null,"IprNgsd407"]
[1580,"IelNgsd408",0.98533076643943773,8329.1060426051008,0,7935.28857421875,0,0,44867.340505010172,19151.6328125,6034.3872645821302,0,0,null,71954.261572874413,6034.3872645821302,13969.676055678425,null,29141.343758153034,7334.2778267456633,0,0,73208.669029792261,0,null,36475.623138394541,73208.671875,null,-35478.63875333438,22505.947299593659,67174.284610417875,null,0.56976270077761304,6.0446274889386649,0,1,0.5069279036352311,2.6110572327729482,0,1,12.131914752088679,"PASS",1,null,"IelNgsd408",null,67174.284610417875,0,0.5069279036352311,"FAIL",0,1,null,null,0.55858009663754093,null,-1055.4510688496377,"NO",0,null,7.4389999999999992,5.9600000000000009,6.2474711356919013,13.13,13.290000000000001,14.852837601175882,null,-35660.109515216936,null,-3155.1519050235834,null,0,null,0,null,-1055.4510688496377,null,-1055.4510688496377,-2.8988304001420939,null,"IelNgsd408"]
[1583,"ImeEgsd408",0.98533076643943773,8329.1060426051008,0,7935.28857421875,0,0,44867.340505010172,19151.6328125,6034.3872645821302,0,0,null,71954.261572874413,6034.3872645821302,13969.676055678425,null,29141.343758153034,7334.2778267456633,0,0,73208.669029792261,0,null,36475.623138394541,73208.671875,null,-35478.63875333438,22505.947299593659,67174.284610417875,null,0.56976270077761304,6.0446274889386649,0,1,0.5069279036352311,2.6110572327729482,0,1,12.131914752088679,"PASS",1,null,"ImeEgsd408",null,67174.284610417875,0,0.5069279036352311,"FAIL",0,1,null,null,0.55858009663754093,null,-1055.4510688496377,"NO",0,null,7.4389999999999992,5.9600000000000009,6.2474711356919013,13.13,13.290000000000001,14.852837601175882,null,-35660.109515216936,null,-3155.1519050235834,null,0,null,0,null,-1055.4510688496377,null,-1055.4510688496377,-2.8988304001420939,null,"ImeEgsd408"]
[1595,"IwaEgsd408",0.98983502686023694,8619.9972766249703,0,8212.42578125,0,0,46434.317318599897,19151.6328125,6245.1361994895133,0,0,null,73798.375448686871,6245.1361994895133,14457.562052808576,null,30052.163409871409,7367.80514412512,0,0,75096.592901587093,0,null,37419.96955799478,75096.59375,null,-36378.406354355124,22962.407577255268,68851.457550510488,null,0.57054856235513729,5.9918580416314287,0,1,0.50705681656786539,2.5882627795644924,0,1,12.024812806506688,"PASS",1,null,"IwaEgsd408",null,68851.457550510488,0,0.50705681656786539,"FAIL",0,1,null,null,0.56372322809771058,null,-1080.0771856454624,"NO",0,null,7.4389999999999992,5.9600000000000009,6.2474711356919013,13.13,13.290000000000001,14.852837601175882,null,-36564.575357131216,null,-3235.1776582514822,null,0,null,0,null,-1080.0771856454624,null,-1080.0771856454624,-2.8663602669217507,null,"IwaEgsd408"]
[1602,"ImeNgsd409",0.98533076643943773,8329.1060426051008,0,5026.65576171875,0,0,44867.340505010172,19151.6328125,84205.40840274583,0,0,null,69045.628537505996,84205.40840274583,89232.064158473746,null,29141.343758153034,7334.2778267456633,0,0,73208.669029792261,0,null,36475.623138394541,73208.671875,null,-32570.00594083438,-52756.441026070039,-10996.73652774583,null,0.56976270077761304,0.43317435103378843,0,0,0.52828287068742985,0.40877260298681345,0,0,0.86940581684314666,"FAIL",0,null,"ImeNgsd409",null,-10996.73652774583,10996.73652774583,0.45570396204302238,"FAIL",0,1,null,null,12.304837060494505,null,6601.0321926907418,"YES",1,null,7.4389999999999992,5.9600000000000009,6.2474711356919013,13.13,13.290000000000001,14.852837601175882,null,-32751.476702716933,null,-4299.8404197024001,null,1443.7276412301994,null,1443.7276412301994,null,6601.0321926907418,null,1443.7276412301994,0.18000292576552052,null,"ImeNgsd409"]
[1614,"IcoNgsd410",0.98533076643943773,8329.1060426051008,0,11745.408203125,0,0,44867.340505010172,19151.6328125,1685.9342932700545,0,0,null,75764.380892779678,1685.9342932700545,13431.342404271616,null,29141.343758153034,7334.2778267456633,0,0,73208.669029792261,0,null,36475.623138394541,73208.671875,null,-39288.75838224063,23044.280641999489,71522.737581729947,null,0.56976270077761304,21.635257841304163,0,1,0.4814349751995276,2.7157094049373343,0,1,43.423205855196024,"PASS",1,null,"IcoNgsd410",null,71522.737581729947,0,0.4814349751995276,"FAIL",0,1,null,null,0.10543566638224031,null,-1350.8211391610171,"NO",0,null,7.4389999999999992,5.9600000000000009,6.2474711356919013,13.13,13.290000000000001,14.852837601175882,null,-39470.229144123186,null,-3492.265457644095,null,0,null,0,null,-1350.8211391610171,null,-1350.8211391610171,-19.655335489505529,null,"IcoNgsd410"]
[1621,"ImiTgsd410",0.98533076643943773,8329.1060426051008,0,11745.408203125,0,0,44867.340505010172,19151.6328125,1712.3055292777731,0,0,null,75764.380892779678,1712.3055292777731,13457.713640279333,null,29141.343758153034,7334.2778267456633,0,0,73208.669029792261,0,null,36475.623138394541,73208.671875,null,-39288.75838224063,23017.90940599177,71496.366345722228,null,0.56976270077761304,21.302053000891412,0,1,0.4814349751995276,2.7103878016494334,0,1,42.754444591368234,"PASS",1,null,"ImiTgsd410",null,71496.366345722228,0,0.4814349751995276,"FAIL",0,1,null,null,0.10708487876094888,null,-1349.7461442063552,"NO",0,null,7.4389999999999992,5.9600000000000009,6.2474711356919013,13.13,13.290000000000001,14.852837601175882,null,-39470.229144123186,null,-3492.265457644095,null,0,null,0,null,-1349.7461442063552,null,-1349.7461442063552,-19.337223022368914,null,"ImiTgsd410"]
[1633,"IagTgsd411",0.98533076643943773,8329.1060426051008,0,6698.87744140625,0,0,44867.340505010172,19151.6328125,39086.227413102264,0,0,null,70717.85005889849,39086.227413102264,45785.104690222623,null,29141.343758153034,7334.2778267456633,0,0,73208.669029792261,0,null,36475.623138394541,73208.671875,null,-34242.22762052188,-9309.4817161139727,34122.444461897736,null,0.56976270077761304,0.93320910081404762,0,0,0.51579088938581086,0.79667007980659332,0,0,1.8730042964049123,"PASS",1,null,"IagTgsd411",null,34122.444461897736,0,0.51579088938581086,"FAIL",0,1,null,null,4.285847942558596,null,1374.0687314903721,"YES",1,null,7.4389999999999992,5.9600000000000009,6.2474711356919013,13.13,13.290000000000001,14.852837601175882,null,-34423.698382404436,null,-3548.2990664946155,null,0,null,0,null,1374.0687314903721,null,0,0,null,"IagTgsd411"]
[1636,"IagNgsd412",0.98533076643943773,8329.1060426051008,0,6698.87744140625,0,0,44867.340505010172,19151.6328125,2274.2619063422831,0,0,null,70717.85005889849,2274.2619063422831,8973.1391834626556,null,29141.343758153034,7334.2778267456633,0,0,73208.669029792261,0,null,36475.623138394541,73208.671875,null,-34242.22762052188,27502.483790646009,70934.40996865771,null,0.56976270077761304,16.038444401093027,0,1,0.51579088938581086,4.0649790140110449,0,1,32.190079634558096,"PASS",1,null,"IagNgsd412",null,70934.40996865771,0,0.51579088938581086,"FAIL",0,1,null,null,0.24937531068431007,null,-1256.9979339764268,"NO",0,null,7.4389999999999992,5.9600000000000009,6.2474711356919013,13.13,13.290000000000001,14.852837601175882,null,-34423.698382404436,null,-3548.2990664946155,null,0,null,0,null,-1256.9979339764268,null,-1256.9979339764268,-7.7330580389399159,null,"IagNgsd412"]
[1652,"IstNgsd412",0.98533076643943773,8329.1060426051008,0,6698.87744140625,0,0,44867.340505010172,19151.6328125,2274.2619063422831,0,0,null,70717.85005889849,2274.2619063422831,8973.1391834626556,null,29141.343758153034,7334.2778267456633,0,0,73208.669029792261,0,null,36475.623138394541,73208.671875,null,-34242.22762052188,27502.483790646009,70934.40996865771,null,0.56976270077761304,16.038444401093027,0,1,0.51579088938581086,4.0649790140110449,0,1,32.190079634558096,"PASS",1,null,"IstNgsd412",null,70934.40996865771,0,0.51579088938581086,"FAIL",0,1,null,null,0.24937531068431007,null,-1256.9979339764268,"NO",0,null,7.4389999999999992,5.9600000000000009,6.2474711356919013,13.13,13.290000000000001,14.852837601175882,null,-34423.698382404436,null,-3548.2990664946155,null,0,null,0,null,-1256.9979339764268,null,-1256.9979339764268,-7.7330580389399159,null,"IstNgsd412"]
[1655,"ItrTgsd412",0.98533076643943773,8329.1060426051008,0,6698.87744140625,0,0,44867.340505010172,19151.6328125,2346.7920942652281,0,0,null,70717.85005889849,2346.7920942652281,9045.6693713856021,null,29141.343758153034,7334.2778267456633,0,0,73208.669029792261,0,null,36475.623138394541,73208.671875,null,-34242.22762052188,27429.953602723064,70861.879780734773,null,0.56976270077761304,15.542758656605635,0,1,0.51579088938581086,4.0323851092009724,0,1,31.195209858554328,"PASS",1,null,"ItrTgsd412",null,70861.879780734773,0,0.51579088938581086,"FAIL",0,1,null,null,0.25732832856551968,null,-1251.8139721004372,"NO",0,null,7.4389999999999992,5.9600000000000009,6.2474711356919013,13.13,13.290000000000001,14.852837601175882,null,-34423.698382404436,null,-3548.2990664946155,null,0,null,0,null,-1251.8139721004372,null,-1251.8139721004372,-7.4631531779846396,null,"ItrTgsd412"]
[1662,"IchNgsd413",0.98533076643943773,8329.1060426051008,0,6222.8125,0,0,44867.340505010172,19151.6328125,79779.647755328013,0,0,null,70241.785049673708,79779.647755328013,86002.460023223583,null,29141.343758153034,7334.2778267456633,0,0,73208.669029792261,0,null,36475.623138394541,73208.671875,null,-33766.16267911563,-49526.837116933471,-6570.9758803280129,null,0.56976270077761304,0.45720461501985699,0,0,0.51928667122955952,0.42412301962181143,0,0,0.91763593767071783,"FAIL",0,null,"IchNgsd413",null,-6570.9758803280129,6570.9758803280129,0.47486410242454685,"FAIL",0,1,null,null,9.4171702204481509,null,4718.7838395557565,"YES",1,null,7.4389999999999992,5.9600000000000009,6.2474711356919013,13.13,13.290000000000001,14.852837601175882,null,-33947.633440998186,null,-3724.9977621227836,null,721.01846191211041,null,721.01846191211041,null,4718.7838395557565,null,721.01846191211041,0.11746165738280856,null,"IchNgsd413"]
[1674,"IprNgsd413",0.98533076643943773,8329.1060426051008,0,6222.8125,0,0,44867.340505010172,19151.6328125,79779.647755328013,0,0,null,70241.785049673708,79779.647755328013,86002.460023223583,null,29141.343758153034,7334.2778267456633,0,0,73208.669029792261,0,null,36475.623138394541,73208.671875,null,-33766.16267911563,-49526.837116933471,-6570.9758803280129,null,0.56976270077761304,0.45720461501985699,0,0,0.51928667122955952,0.42412301962181143,0,0,0.91763593767071783,"FAIL",0,null,"IprNgsd413",null,-6570.9758803280129,6570.9758803280129,0.47486410242454685,"FAIL",0,1,null,null,9.4171702204481509,null,4718.7838395557565,"YES",1,null,7.4389999999999992,5.9600000000000009,6.2474711356919013,13.13,13.290000000000001,14.852837601175882,null,-33947.633440998186,null,-3724.9977621227836,null,721.01846191211041,null,721.01846191211041,null,4718.7838395557565,null,721.01846191211041,0.11746165738280856,null,"IprNgsd413"]
[1686,"IchNgsd414",0.98533076643943773,8329.1060426051008,0,5026.65576171875,0,0,44867.340505010172,19151.6328125,79952.134702183394,0,0,null,69045.628537505996,79952.134702183394,84978.790457911324,null,29141.343758153034,7334.2778267456633,0,0,73208.669029792261,0,null,36475.623138394541,73208.671875,null,-32570.00594083438,-48503.167325507602,-6743.4628271833935,null,0.56976270077761304,0.45621825201120536,0,0,0.52828287068742985,0.42923208178502964,0,0,0.91565625042655385,"FAIL",0,null,"IchNgsd414",null,-6743.4628271833935,6743.4628271833935,0.48127800743986004,"FAIL",0,1,null,null,11.683311182172432,null,6195.9071814952949,"YES",1,null,7.4389999999999992,5.9600000000000009,6.2474711356919013,13.13,13.290000000000001,14.852837601175882,null,-32751.476702716933,null,-4299.8404197024001,null,885.3284478216641,null,885.3284478216641,null,6195.9071814952949,null,885.3284478216641,0.11625419551519449,null,"IchNgsd414"]
[1694,"ImeNgsd414",0.98533076643943773,8329.1060426051008,0,5026.65576171875,0,0,44867.340505010172,19151.6328125,79952.134702183394,0,0,null,69045.628537505996,79952.134702183394,84978.790457911324,null,29141.343758153034,7334.2778267456633,0,0,73208.669029792261,0,null,36475.623138394541,73208.671875,null,-32570.00594083438,-48503.167325507602,-6743.4628271833935,null,0.56976270077761304,0.45621825201120536,0,0,0.52828287068742985,0.42923208178502964,0,0,0.91565625042655385,"FAIL",0,null,"ImeNgsd414",null,-6743.4628271833935,6743.4628271833935,0.48127800743986004,"FAIL",0,1,null,null,11.683311182172432,null,6195.9071814952949,"YES",1,null,7.4389999999999992,5.9600000000000009,6.2474711356919013,13.13,13.290000000000001,14.852837601175882,null,-32751.476702716933,null,-4299.8404197024001,null,885.3284478216641,null,885.3284478216641,null,6195.9071814952949,null,885.3284478216641,0.11625419551519449,null,"ImeNgsd414"]
[1706,"IwaNgsd414",0.98533076643943773,8329.1060426051008,0,5026.65576171875,0,0,44867.340505010172,19151.6328125,79952.134702183394,0,0,null,69045.628537505996,79952.134702183394,84978.790457911324,null,29141.343758153034,7334.2778267456633,0,0,73208.669029792261,0,null,36475.623138394541,73208.671875,null,-32570.00594083438,-48503.167325507602,-6743.4628271833935,null,0.56976270077761304,0.45621825201120536,0,0,0.52828287068742985,0.42923208178502964,0,0,0.91565625042655385,"FAIL",0,null,"IwaNgsd414",null,-6743.4628271833935,6743.4628271833935,0.48127800743986004,"FAIL",0,1,null,null,11.683311182172432,null,6195.9071814952949,"YES",1,null,7.4389999999999992,5.9600000000000009,6.2474711356919013,13.13,13.290000000000001,14.852837601175882,null,-32751.476702716933,null,-4299.8404197024001,null,885.3284478216641,null,885.3284478216641,null,6195.9071814952949,null,885.3284478216641,0.11625419551519449,null,"IwaNgsd414"]
[1709,"IchTgsd415",0.98533076643943773,8329.1060426051008,0,5026.65576171875,0,0,44867.340505010172,19151.6328125,12249.687238484215,0,0,null,69045.628537505996,12249.687238484215,17276.342994212115,null,29141.343758153034,7334.2778267456633,0,0,73208.669029792261,0,null,36475.623138394541,73208.671875,null,-32570.00594083438,19199.280138191578,60958.984636515786,null,0.56976270077761304,2.9776779135879439,0,1,0.52828287068742985,2.1113046399904207,0,1,5.9763706982659981,"PASS",1,null,"IchTgsd415",null,60958.984636515786,0,0.52828287068742985,"FAIL",0,1,null,null,1.7900323558035669,null,-252.76186847692418,"NO",0,null,7.4389999999999992,5.9600000000000009,6.2474711356919013,13.13,13.290000000000001,14.852837601175882,null,-32751.476702716933,null,-4299.8404197024001,null,0,null,0,null,-252.76186847692418,null,-252.76186847692418,-0.21663111542311123,null,"IchTgsd415"]
[1725,"IteTgsd415",0.98533076643943773,8329.1060426051008,0,5026.65576171875,0,0,44867.340505010172,19151.6328125,12249.687238484215,0,0,null,69045.628537505996,12249.687238484215,17276.342994212115,null,29141.343758153034,7334.2778267456633,0,0,73208.669029792261,0,null,36475.623138394541,73208.671875,null,-32570.00594083438,19199.280138191578,60958.984636515786,null,0.56976270077761304,2.9776779135879439,0,1,0.52828287068742985,2.1113046399904207,0,1,5.9763706982659981,"PASS",1,null,"IteTgsd415",null,60958.984636515786,0,0.52828287068742985,"FAIL",0,1,null,null,1.7900323558035669,null,-252.76186847692418,"NO",0,null,7.4389999999999992,5.9600000000000009,6.2474711356919013,13.13,13.290000000000001,14.852837601175882,null,-32751.476702716933,null,-4299.8404197024001,null,0,null,0,null,-252.76186847692418,null,-252.76186847692418,-0.21663111542311123,null,"IteTgsd415"]
[1728,"ItrNgsd415",0.98533076643943773,8329.1060426051008,0,5026.65576171875,0,0,44867.340505010172,19151.6328125,12638.587863172103,0,0,null,69045.628537505996,12638.587863172103,17665.243618899993,null,29141.343758153034,7334.2778267456633,0,0,73208.669029792261,0,null,36475.623138394541,73208.671875,null,-32570.00594083438,18810.379513503689,60570.084011827901,null,0.56976270077761304,2.886052107504967,0,1,0.52828287068742985,2.0648242341248726,0,1,5.7924724397671499,"PASS",1,null,"ItrNgsd415",null,60570.084011827901,0,0.52828287068742985,"FAIL",0,1,null,null,1.8468618928129559,null,-215.71905558662939,"NO",0,null,7.4389999999999992,5.9600000000000009,6.2474711356919013,13.13,13.290000000000001,14.852837601175882,null,-32751.476702716933,null,-4299.8404197024001,null,0,null,0,null,-215.71905558662939,null,-215.71905558662939,-0.17919432425330489,null,"ItrNgsd415"]
[1735,"IcoTgsd416",0.98533076643943773,8329.1060426051008,0,5026.65576171875,0,0,44867.340505010172,19151.6328125,20522.203495368507,0,0,null,69045.628537505996,20522.203495368507,25548.859251096408,null,29141.343758153034,7334.2778267456633,0,0,73208.669029792261,0,null,36475.623138394541,73208.671875,null,-32570.00594083438,10926.763881307284,52686.468379631493,null,0.56976270077761304,1.7773736210454416,0,1,0.52828287068742985,1.4276810863199771,0,1,3.5672910022318942,"PASS",1,null,"IcoTgsd416",null,52686.468379631493,0,0.52828287068742985,"FAIL",0,1,null,null,2.9988853753072742,null,535.1966222977876,"YES",1,null,7.4389999999999992,5.9600000000000009,6.2474711356919013,13.13,13.290000000000001,14.852837601175882,null,-32751.476702716933,null,-4299.8404197024001,null,0,null,0,null,535.1966222977876,null,0,0,null,"IcoTgsd416"]
[1747,"IstTgsd416",0.98533076643943773,8329.1060426051008,0,5026.65576171875,0,0,44867.340505010172,19151.6328125,20522.203495368507,0,0,null,69045.628537505996,20522.203495368507,25548.859251096408,null,29141.343758153034,7334.2778267456633,0,0,73208.669029792261,0,null,36475.623138394541,73208.671875,null,-32570.00594083438,10926.763881307284,52686.468379631493,null,0.56976270077761304,1.7773736210454416,0,1,0.52828287068742985,1.4276810863199771,0,1,3.5672910022318942,"PASS",1,null,"IstTgsd416",null,52686.468379631493,0,0.52828287068742985,"FAIL",0,1,null,null,2.9988853753072742,null,535.1966222977876,"YES",1,null,7.4389999999999992,5.9600000000000009,6.2474711356919013,13.13,13.290000000000001,14.852837601175882,null,-32751.476702716933,null,-4299.8404197024001,null,0,null,0,null,535.1966222977876,null,0,0,null,"IstTgsd416"]
[1759,"IcoTgsd417",0.98533076643943773,8329.1060426051008,0,5026.65576171875,0,0,44867.340505010172,19151.6328125,33147.594971160564,0,0,null,69045.628537505996,33147.594971160564,38174.250726888458,null,29141.343758153034,7334.2778267456633,0,0,73208.669029792261,0,null,36475.623138394541,73208.671875,null,-32570.00594083438,-1698.627594484773,40061.076903839436,null,0.56976270077761304,1.1004002905830563,0,1,0.52828287068742985,0.955503315405697,0,0,2.20856662266731,"PASS",1,null,"IcoTgsd417",null,40061.076903839436,0,0.52828287068742985,"FAIL",0,1,null,null,4.8438188035127476,null,1737.7671054036882,"YES",1,null,7.4389999999999992,5.9600000000000009,6.2474711356919013,13.13,13.290000000000001,14.852837601175882,null,-32751.476702716933,null,-4299.8404197024001,null,0,null,0,null,1737.7671054036882,null,0,0,null,"IcoTgsd417"]
[1766,"ImeNgsd417",0.98533076643943773,8329.1060426051008,0,5026.65576171875,0,0,44867.340505010172,19151.6328125,33147.594971160564,0,0,null,69045.628537505996,33147.594971160564,38174.250726888458,null,29141.343758153034,7334.2778267456633,0,0,73208.669029792261,0,null,36475.623138394541,73208.671875,null,-32570.00594083438,-1698.627594484773,40061.076903839436,null,0.56976270077761304,1.1004002905830563,0,1,0.52828287068742985,0.955503315405697,0,0,2.20856662266731,"PASS",1,null,"ImeNgsd417",null,40061.076903839436,0,0.52828287068742985,"FAIL",0,1,null,null,4.8438188035127476,null,1737.7671054036882,"YES",1,null,7.4389999999999992,5.9600000000000009,6.2474711356919013,13.13,13.290000000000001,14.852837601175882,null,-32751.476702716933,null,-4299.8404197024001,null,0,null,0,null,1737.7671054036882,null,0,0,null,"ImeNgsd417"]
[1778,"IwaNgsd417",0.98983502686023694,8619.9972766249703,0,5202.2099609375,0,0,46434.317318599897,19151.6328125,34305.260453322051,0,0,null,70788.159467098463,34305.260453322051,39507.470325052731,null,30052.163409871409,7367.80514412512,0,0,75096.592901587093,0,null,37419.96955799478,75096.59375,null,-33368.190534042624,-2087.5008562647708,40791.333296677949,null,0.57054856235513729,1.0907939209180704,0,1,0.52861904461624731,0.94716187003682917,0,0,2.1890693368202601,"PASS",1,null,"IwaNgsd417",null,40791.333296677949,0,0.52861904461624731,"FAIL",0,1,null,null,4.8884183104154681,null,1810.6930856767044,"YES",1,null,7.4389999999999992,5.9600000000000009,6.2474711356919013,13.13,13.290000000000001,14.852837601175882,null,-33554.359536818723,null,-4405.2484321011116,null,0,null,0,null,1810.6930856767044,null,0,0,null,"IwaNgsd417"]
[1785,"IelTgsd418",0.98533076643943773,8329.1060426051008,0,5856.9072265625,0,0,44867.340505010172,19151.6328125,10758.449132090522,0,0,null,69875.880201345499,10758.449132090522,16615.356551657922,null,29141.343758153034,7334.2778267456633,0,0,73208.669029792261,0,null,36475.623138394541,73208.671875,null,-33400.25740567813,19860.26677974152,62450.222742909478,null,0.56976270077761304,3.3904164708642166,0,1,0.52200591755531933,2.1952958667298521,0,1,6.804760702602727,"PASS",1,null,"IelTgsd418",null,62450.222742909478,0,0.52200591755531933,"FAIL",0,1,null,null,1.349262144952619,null,-540.06613501476295,"NO",0,null,7.4389999999999992,5.9600000000000009,6.2474711356919013,13.13,13.290000000000001,14.852837601175882,null,-33581.728167560686,null,-3885.1289483009159,null,0,null,0,null,-540.06613501476295,null,-540.06613501476295,-0.61407408473705416,null,"IelTgsd418"]
[1797,"IteTgsd418",0.98533076643943773,8329.1060426051008,0,5856.9072265625,0,0,44867.340505010172,19151.6328125,10758.449132090522,0,0,null,69875.880201345499,10758.449132090522,16615.356551657922,null,29141.343758153034,7334.2778267456633,0,0,73208.669029792261,0,null,36475.623138394541,73208.671875,null,-33400.25740567813,19860.26677974152,62450.222742909478,null,0.56976270077761304,3.3904164708642166,0,1,0.52200591755531933,2.1952958667298521,0,1,6.804760702602727,"PASS",1,null,"IteTgsd418",null,62450.222742909478,0,0.52200591755531933,"FAIL",0,1,null,null,1.349262144952619,null,-540.06613501476295,"NO",0,null,7.4389999999999992,5.9600000000000009,6.2474711356919013,13.13,13.290000000000001,14.852837601175882,null,-33581.728167560686,null,-3885.1289483009159,null,0,null,0,null,-540.06613501476295,null,-540.06613501476295,-0.61407408473705416,null,"IteTgsd418"]
[1800,"ItrNgsd418",0.98533076643943773,8329.1060426051008,0,5856.9072265625,0,0,44867.340505010172,19151.6328125,11099.848706434097,0,0,null,69875.880201345499,11099.848706434097,16956.756126001503,null,29141.343758153034,7334.2778267456633,0,0,73208.669029792261,0,null,36475.623138394541,73208.671875,null,-33400.25740567813,19518.867205397946,62108.823168565905,null,0.56976270077761304,3.2861369648445042,0,1,0.52200591755531933,2.1510967830477332,0,1,6.5954657411288977,"PASS",1,null,"ItrNgsd418",null,62108.823168565905,0,0.52200591755531933,"FAIL",0,1,null,null,1.392078437591471,null,-512.15748046044087,"NO",0,null,7.4389999999999992,5.9600000000000009,6.2474711356919013,13.13,13.290000000000001,14.852837601175882,null,-33581.728167560686,null,-3885.1289483009159,null,0,null,0,null,-512.15748046044087,null,-512.15748046044087,-0.56442985026959247,null,"ItrNgsd418"]
[1807,"IcoTgsd419",0.98533076643943773,8329.1060426051008,0,6698.87744140625,0,0,44867.340505010172,19151.6328125,232889.02102587995,0,0,null,70717.85005889849,232889.02102587995,239587.8983030004,null,29141.343758153034,7334.2778267456633,0,0,73208.669029792261,0,null,36475.623138394541,73208.671875,null,-34242.22762052188,-203112.27532889164,-159680.34915087995,null,0.56976270077761304,0.15662233873335388,0,0,0.51579088938581086,0.15224317827294184,0,0,0.31435003484713275,"FAIL",0,null,"IcoTgsd419",null,-159680.34915087995,159680.34915087995,0.15831557344057021,"FAIL",0,1,null,null,25.536536161150469,null,15225.76115934243,"YES",1,null,7.4389999999999992,5.9600000000000009,6.2474711356919013,13.13,13.290000000000001,14.852837601175882,null,-34423.698382404436,null,-3548.2990664946155,null,16459.406178134948,null,16459.406178134948,null,15225.76115934243,null,15225.76115934243,0.91471791444456263,null,"IcoTgsd419"]
[1819,"IstTgsd419",0.98533076643943773,8329.1060426051008,0,6698.87744140625,0,0,44867.340505010172,19151.6328125,232889.02102587995,0,0,null,70717.85005889849,232889.02102587995,239587.8983030004,null,29141.343758153034,7334.2778267456633,0,0,73208.669029792261,0,null,36475.623138394541,73208.671875,null,-34242.22762052188,-203112.27532889164,-159680.34915087995,null,0.56976270077761304,0.15662233873335388,0,0,0.51579088938581086,0.15224317827294184,0,0,0.31435003484713275,"FAIL",0,null,"IstTgsd419",null,-159680.34915087995,159680.34915087995,0.15831557344057021,"FAIL",0,1,null,null,25.536536161150469,null,15225.76115934243,"YES",1,null,7.4389999999999992,5.9600000000000009,6.2474711356919013,13.13,13.290000000000001,14.852837601175882,null,-34423.698382404436,null,-3548.2990664946155,null,16459.406178134948,null,16459.406178134948,null,15225.76115934243,null,15225.76115934243,0.91471791444456263,null,"IstTgsd419"]
[1827,"IagEgsd501",0.98983502686023694,8619.9972766249703,0,4359.7294921875,0,0,46434.317318599897,18458.40625,22402.903360993485,0,0,null,69252.453667490583,22402.903360993485,26762.632768383854,null,30052.846760285855,7368.3527197731655,0,0,74403.367566319474,0,null,37421.20002674478,74403.3671875,null,-31831.253034042624,10658.567173563795,52000.463826506515,null,0.57666249725496255,1.6703727826590637,0,1,0.54035919845175373,1.3982630271108369,0,1,3.3211484238710964,"PASS",1,null,"IagEgsd501",null,52000.463826506515,0,0.54035919845175373,"FAIL",0,1,null,null,3.2231202313013063,null,689.67304119424364,"YES",1,null,7.4389999999999992,5.9600000000000009,6.2474711356919013,13.13,13.290000000000001,14.852837601175882,null,-32017.428158553786,null,-4203.4694490476768,null,0,null,0,null,689.67304119424364,null,0,0,null,"IagEgsd501"]
[1839,"ImiEgsd501",0.98983502686023694,8619.9972766249703,0,4359.7294921875,0,0,46434.317318599897,18458.40625,22402.903360993485,0,0,null,69252.453667490583,22402.903360993485,26762.632768383854,null,30052.846760285855,7368.3527197731655,0,0,74403.367566319474,0,null,37421.20002674478,74403.3671875,null,-31831.253034042624,10658.567173563795,52000.463826506515,null,0.57666249725496255,1.6703727826590637,0,1,0.54035919845175373,1.3982630271108369,0,1,3.3211484238710964,"PASS",1,null,"ImiEgsd501",null,52000.463826506515,0,0.54035919845175373,"FAIL",0,1,null,null,3.2231202313013063,null,689.67304119424364,"YES",1,null,7.4389999999999992,5.9600000000000009,6.2474711356919013,13.13,13.290000000000001,14.852837601175882,null,-32017.428158553786,null,-4203.4694490476768,null,0,null,0,null,689.67304119424364,null,0,0,null,"ImiEgsd501"]
[1851,"IagTgsd502",0.98983502686023694,8619.9972766249703,0,6932.8330078125,0,0,46434.317318599897,18458.40625,22529.686421216924,0,0,null,71825.557378985948,22529.686421216924,29462.519540102632,null,30052.846760285855,7368.3527197731655,0,0,74403.367566319474,0,null,37421.20002674478,74403.3671875,null,-34404.356549667624,7958.6805977153563,51873.680766283076,null,0.57666249725496255,1.6609729637206154,0,1,0.52100118412495455,1.2701289893719567,0,1,3.3024590665155453,"PASS",1,null,"IagTgsd502",null,51873.680766283076,0,0.52100118412495455,"FAIL",0,1,null,null,2.4322291300052039,null,166.06033286598088,"YES",1,null,7.4389999999999992,5.9600000000000009,6.2474711356919013,13.13,13.290000000000001,14.852837601175882,null,-34590.53167417879,null,-3565.4957780997156,null,0,null,0,null,166.06033286598088,null,0,0,null,"IagTgsd502"]
[1858,"IelNgsd502",0.98983502686023694,8619.9972766249703,0,6932.8330078125,0,0,46434.317318599897,18458.40625,22529.686421216924,0,0,null,71825.557378985948,22529.686421216924,29462.519540102632,null,30052.846760285855,7368.3527197731655,0,0,74403.367566319474,0,null,37421.20002674478,74403.3671875,null,-34404.356549667624,7958.6805977153563,51873.680766283076,null,0.57666249725496255,1.6609729637206154,0,1,0.52100118412495455,1.2701289893719567,0,1,3.3024590665155453,"PASS",1,null,"IelNgsd502",null,51873.680766283076,0,0.52100118412495455,"FAIL",0,1,null,null,2.4322291300052039,null,166.06033286598088,"YES",1,null,7.4389999999999992,5.9600000000000009,6.2474711356919013,13.13,13.290000000000001,14.852837601175882,null,-34590.53167417879,null,-3565.4957780997156,null,0,null,0,null,166.06033286598088,null,0,0,null,"IelNgsd502"]
[1870,"IteNgsd502",0.98983502686023694,8619.9972766249703,0,6932.8330078125,0,0,46434.317318599897,18458.40625,22529.686421216924,0,0,null,71825.557378985948,22529.686421216924,29462.519540102632,null,30052.846760285855,7368.3527197731655,0,0,74403.367566319474,0,null,37421.20002674478,74403.3671875,null,-34404.356549667624,7958.6805977153563,51873.680766283076,null,0.57666249725496255,1.6609729637206154,0,1,0.52100118412495455,1.2701289893719567,0,1,3.3024590665155453,"PASS",1,null,"IteNgsd502",null,51873.680766283076,0,0.52100118412495455,"FAIL",0,1,null,null,2.4322291300052039,null,166.06033286598088,"YES",1,null,7.4389999999999992,5.9600000000000009,6.2474711356919013,13.13,13.290000000000001,14.852837601175882,null,-34590.53167417879,null,-3565.4957780997156,null,0,null,0,null,166.06033286598088,null,0,0,null,"IteNgsd502"]
[1873,"IwaTgsd502",0.98533076643943773,8329.1060426051008,0,6698.87744140625,0,0,44867.340505010172,18458.40625,21769.397825252097,0,0,null,70024.624723630885,21769.397825252097,28468.27510237247,null,29142.02399897029,7334.8229106418003,0,0,72515.443694524685,0,null,36476.845794644541,72515.4453125,null,-33547.77840177188,8008.5705279861941,50746.047487247903,null,0.5760191969904972,1.6756019660007351,0,1,0.52091455274830711,1.281315620738209,0,1,3.3310726320772837,"PASS",1,null,"IwaTgsd502",null,50746.047487247903,0,0.52091455274830711,"FAIL",0,1,null,null,2.4106305720515491,null,149.06217647536167,"YES",1,null,7.4389999999999992,5.9600000000000009,6.2474711356919013,13.13,13.290000000000001,14.852837601175882,null,-33729.255246521345,null,-3476.7177999085975,null,0,null,0,null,149.06217647536167,null,0,0,null,"IwaTgsd502"]
[1880,"IcoNgsd601",0.98983502686023694,8619.9972766249703,0,6932.8330078125,0,0,46434.317318599897,18458.40625,35623.982231852548,0,0,null,71825.557378985948,35623.982231852548,42556.815350738289,null,30052.846760285855,7368.3527197731655,0,0,74403.367566319474,0,null,37421.20002674478,74403.3671875,null,-34404.356549667624,-5135.6152129202674,38779.384955647452,null,0.57666249725496255,1.0504496600968232,0,1,0.52100118412495455,0.87932331909711092,0,0,2.088575238536178,"PASS",1,null,"IcoNgsd601",null,38779.384955647452,0,0.52100118412495455,"FAIL",0,1,null,null,3.8458452309509163,null,1101.9506898817747,"YES",1,null,7.4389999999999992,5.9600000000000009,6.2474711356919013,13.13,13.290000000000001,14.852837601175882,null,-34590.53167417879,null,-3565.4957780997156,null,0,null,0,null,1101.9506898817747,null,0,0,null,"IcoNgsd601"]
[1892,"IstNgsd601",0.98983502686023694,8619.9972766249703,0,6932.8330078125,0,0,46434.317318599897,18458.40625,35623.982231852548,0,0,null,71825.557378985948,35623.982231852548,42556.815350738289,null,30052.846760285855,7368.3527197731655,0,0,74403.367566319474,0,null,37421.20002674478,74403.3671875,null,-34404.356549667624,-5135.6152129202674,38779.384955647452,null,0.57666249725496255,1.0504496600968232,0,1,0.52100118412495455,0.87932331909711092,0,0,2.088575238536178,"PASS",1,null,"IstNgsd601",null,38779.384955647452,0,0.52100118412495455,"FAIL",0,1,null,null,3.8458452309509163,null,1101.9506898817747,"YES",1,null,7.4389999999999992,5.9600000000000009,6.2474711356919013,13.13,13.290000000000001,14.852837601175882,null,-34590.53167417879,null,-3565.4957780997156,null,0,null,0,null,1101.9506898817747,null,0,0,null,"IstNgsd601"]
[1904,"IcoNgsd602",0.98983502686023694,8619.9972766249703,0,4359.7294921875,0,0,46434.317318599897,18458.40625,22024.723118983467,0,0,null,69252.453667490583,22024.723118983467,26384.452526373836,null,30052.846760285855,7368.3527197731655,0,0,74403.367566319474,0,null,37421.20002674478,74403.3671875,null,-31831.253034042624,11036.747415573813,52378.644068516529,null,0.57666249725496255,1.6990542775310005,0,1,0.54035919845175373,1.4183049608124498,0,1,3.3781749166858095,"PASS",1,null,"IcoNgsd602",null,52378.644068516529,0,0.54035919845175373,"FAIL",0,1,null,null,3.1687113488840639,null,653.65141668371564,"YES",1,null,7.4389999999999992,5.9600000000000009,6.2474711356919013,13.13,13.290000000000001,14.852837601175882,null,-32017.428158553786,null,-4203.4694490476768,null,0,null,0,null,653.65141668371564,null,0,0,null,"IcoNgsd602"]
[1911,"ImiEgsd602",0.98983502686023694,8619.9972766249703,0,4359.7294921875,0,0,46434.317318599897,18458.40625,22368.862141066445,0,0,null,69252.453667490583,22368.862141066445,26728.591548456821,null,30052.846760285855,7368.3527197731655,0,0,74403.367566319474,0,null,37421.20002674478,74403.3671875,null,-31831.253034042624,10692.608393490835,52034.505046433551,null,0.57666249725496255,1.6729147772806967,0,1,0.54035919845175373,1.4000438384560374,0,1,3.3262025899343661,"PASS",1,null,"ImiEgsd602",null,52034.505046433551,0,0.54035919845175373,"FAIL",0,1,null,null,3.2182227588240049,null,686.43064938631926,"YES",1,null,7.4389999999999992,5.9600000000000009,6.2474711356919013,13.13,13.290000000000001,14.852837601175882,null,-32017.428158553786,null,-4203.4694490476768,null,0,null,0,null,686.43064938631926,null,0,0,null,"ImiEgsd602"]
[1923,"IagTgsd603",0.98983502686023694,8619.9972766249703,0,5202.2099609375,0,0,46434.317318599897,18458.40625,2458413.8524320279,0,0,null,70094.934131830916,2458413.8524320279,2463616.0623037592,null,30052.846760285855,7368.3527197731655,0,0,74403.367566319474,0,null,37421.20002674478,74403.3671875,null,-32673.733502792624,-2426194.8623662204,-2384010.4852445279,null,0.57666249725496255,1.5221684497801384E-2,0,0,0.53386454829828478,1.5189542152277059E-2,0,0,3.0264785204450095E-2,"FAIL",0,null,"IagTgsd603",null,-2384010.4852445279,2384010.4852445279,1.5248407725466956E-2,"FAIL",0,1,null,null,353.69360563499521,null,232720.100176629,"YES",1,null,7.4389999999999992,5.9600000000000009,6.2474711356919013,13.13,13.290000000000001,14.852837601175882,null,-32859.90862730379,null,-4314.076112839437,null,312989.38788303192,null,312989.38788303192,null,232720.100176629,null,232720.100176629,0.99383250594647332,null,"IagTgsd603"]
[1930,"IelNgsd603",0.98983502686023694,8619.9972766249703,0,5202.2099609375,0,0,46434.317318599897,18458.40625,2458413.8524320279,0,0,null,70094.934131830916,2458413.8524320279,2463616.0623037592,null,30052.846760285855,7368.3527197731655,0,0,74403.367566319474,0,null,37421.20002674478,74403.3671875,null,-32673.733502792624,-2426194.8623662204,-2384010.4852445279,null,0.57666249725496255,1.5221684497801384E-2,0,0,0.53386454829828478,1.5189542152277059E-2,0,0,3.0264785204450095E-2,"FAIL",0,null,"IelNgsd603",null,-2384010.4852445279,2384010.4852445279,1.5248407725466956E-2,"FAIL",0,1,null,null,353.69360563499521,null,232720.100176629,"YES",1,null,7.4389999999999992,5.9600000000000009,6.2474711356919013,13.13,13.290000000000001,14.852837601175882,null,-32859.90862730379,null,-4314.076112839437,null,312989.38788303192,null,312989.38788303192,null,232720.100176629,null,232720.100176629,0.99383250594647332,null,"IelNgsd603"]
[1942,"IteNgsd603",0.98983502686023694,8619.9972766249703,0,5202.2099609375,0,0,46434.317318599897,18458.40625,2458413.8524320279,0,0,null,70094.934131830916,2458413.8524320279,2463616.0623037592,null,30052.846760285855,7368.3527197731655,0,0,74403.367566319474,0,null,37421.20002674478,74403.3671875,null,-32673.733502792624,-2426194.8623662204,-2384010.4852445279,null,0.57666249725496255,1.5221684497801384E-2,0,0,0.53386454829828478,1.5189542152277059E-2,0,0,3.0264785204450095E-2,"FAIL",0,null,"IteNgsd603",null,-2384010.4852445279,2384010.4852445279,1.5248407725466956E-2,"FAIL",0,1,null,null,353.69360563499521,null,232720.100176629,"YES",1,null,7.4389999999999992,5.9600000000000009,6.2474711356919013,13.13,13.290000000000001,14.852837601175882,null,-32859.90862730379,null,-4314.076112839437,null,312989.38788303192,null,312989.38788303192,null,232720.100176629,null,232720.100176629,0.99383250594647332,null,"IteNgsd603"]
[1945,"IwaTgsd603",0.98957013189792642,8588.5282253098176,0,5183.21826171875,0,0,46264.799409534498,18458.40625,2449438.9659220208,0,0,null,69906.424549017291,2449438.9659220208,2454622.1841200031,null,29961.529677645354,7366.3808361127276,0,0,74199.129121662394,0,null,37327.910942530129,74199.1328125,null,-32578.512978723113,-2417294.2732412093,-2375239.8331095208,null,0.57673149162121706,1.523937173444904E-2,0,0,0.53396968187900029,1.5207192040816317E-2,0,0,3.0292297070798769E-2,"FAIL",0,null,"IwaTgsd603",null,-2375239.8331095208,2375239.8331095208,1.526612603855391E-2,"FAIL",0,1,null,null,353.36144885451034,null,231869.28194817482,"YES",1,null,7.4389999999999992,5.9600000000000009,6.2474711356919013,13.13,13.290000000000001,14.852837601175882,null,-32764.223978437189,null,-4301.5139702381684,null,311837.91599980771,null,311837.91599980771,null,231869.28194817482,null,231869.28194817482,0.99382722265489698,null,"IwaTgsd603"]
[1952,"IcoNgsd604",0.98983502686023694,8619.9972766249703,0,5202.2099609375,0,0,46434.317318599897,18458.40625,576278.72428839165,0,0,null,70094.934131830916,576278.72428839165,581480.93416012207,null,30052.846760285855,7368.3527197731655,0,0,74403.367566319474,0,null,37421.20002674478,74403.3671875,null,-32673.733502792624,-544059.7342225844,-501875.35710089165,null,0.57666249725496255,6.4935938894766135E-2,0,0,0.53386454829828478,6.4354990546773808E-2,0,0,0.12911003660490117,"FAIL",0,null,"IcoNgsd604",null,-501875.35710089165,501875.35710089165,6.5425076511402211E-2,"FAIL",0,1,null,null,82.909596001334535,null,53446.432254571948,"YES",1,null,7.4389999999999992,5.9600000000000009,6.2474711356919013,13.13,13.290000000000001,14.852837601175882,null,-32859.90862730379,null,-4314.076112839437,null,65889.668600377103,null,65889.668600377103,null,53446.432254571948,null,53446.432254571948,0.9736893759621128,null,"IcoNgsd604"]
[1964,"IstNgsd604",0.98983502686023694,8619.9972766249703,0,5202.2099609375,0,0,46434.317318599897,18458.40625,576278.72428839165,0,0,null,70094.934131830916,576278.72428839165,581480.93416012207,null,30052.846760285855,7368.3527197731655,0,0,74403.367566319474,0,null,37421.20002674478,74403.3671875,null,-32673.733502792624,-544059.7342225844,-501875.35710089165,null,0.57666249725496255,6.4935938894766135E-2,0,0,0.53386454829828478,6.4354990546773808E-2,0,0,0.12911003660490117,"FAIL",0,null,"IstNgsd604",null,-501875.35710089165,501875.35710089165,6.5425076511402211E-2,"FAIL",0,1,null,null,82.909596001334535,null,53446.432254571948,"YES",1,null,7.4389999999999992,5.9600000000000009,6.2474711356919013,13.13,13.290000000000001,14.852837601175882,null,-32859.90862730379,null,-4314.076112839437,null,65889.668600377103,null,65889.668600377103,null,53446.432254571948,null,53446.432254571948,0.9736893759621128,null,"IstNgsd604"]
[1971,"IagTgsd605",0.98983502686023694,8619.9972766249703,0,5202.2099609375,0,0,46434.317318599897,18458.40625,820195.06355028215,0,0,null,70094.934131830916,820195.06355028215,825397.27342201292,null,30052.846760285855,7368.3527197731655,0,0,74403.367566319474,0,null,37421.20002674478,74403.3671875,null,-32673.733502792624,-787976.07348447491,-745791.69636278215,null,0.57666249725496255,4.5624756463132105E-2,0,0,0.53386454829828478,4.5337198495405635E-2,0,0,9.0714234325477247E-2,"FAIL",0,null,"IagTgsd605",null,-745791.69636278215,745791.69636278215,4.5865686059451197E-2,"FAIL",0,1,null,null,118.00199951596177,null,76679.50241546992,"YES",1,null,7.4389999999999992,5.9600000000000009,6.2474711356919013,13.13,13.290000000000001,14.852837601175882,null,-32859.90862730379,null,-4314.076112839437,null,97912.692908686106,null,97912.692908686106,null,76679.50241546992,null,76679.50241546992,0.98151384537150022,null,"IagTgsd605"]
[1988,"IstNgsd605",0.98983502686023694,8619.9972766249703,0,5202.2099609375,0,0,46434.317318599897,18458.40625,820195.06355028215,0,0,null,70094.934131830916,820195.06355028215,825397.27342201292,null,30052.846760285855,7368.3527197731655,0,0,74403.367566319474,0,null,37421.20002674478,74403.3671875,null,-32673.733502792624,-787976.07348447491,-745791.69636278215,null,0.57666249725496255,4.5624756463132105E-2,0,0,0.53386454829828478,4.5337198495405635E-2,0,0,9.0714234325477247E-2,"FAIL",0,null,"IstNgsd605",null,-745791.69636278215,745791.69636278215,4.5865686059451197E-2,"FAIL",0,1,null,null,118.00199951596177,null,76679.50241546992,"YES",1,null,7.4389999999999992,5.9600000000000009,6.2474711356919013,13.13,13.290000000000001,14.852837601175882,null,-32859.90862730379,null,-4314.076112839437,null,97912.692908686106,null,97912.692908686106,null,76679.50241546992,null,76679.50241546992,0.98151384537150022,null,"IstNgsd605"]
[1996,"IagNgsd606",0.98983502686023694,8619.9972766249703,0,5434.7861328125,0,0,46434.317318599897,18458.40625,4839.6432366343452,0,0,null,70327.510311429622,4839.6432366343452,10274.429287963714,null,30052.846760285855,7368.3527197731655,0,0,74403.367566319474,0,null,37421.20002674478,74403.3671875,null,-32906.309674667624,27146.770657297937,69563.723950865649,null,0.57666249725496255,7.7322228513622369,0,1,0.53209903472514453,3.6421682101416271,0,1,15.373729746088198,"PASS",1,null,"IagNgsd606",null,69563.723950865649,0,0.53209903472514453,"FAIL",0,1,null,null,0.66648592498241965,null,-1002.9572224953585,"NO",0,null,7.4389999999999992,5.9600000000000009,6.2474711356919013,13.13,13.290000000000001,14.852837601175882,null,-33092.48479917879,null,-4189.0923926213754,null,0,null,0,null,-1002.9572224953585,null,-1002.9572224953585,-2.2729921634605694,null,"IagNgsd606"]
[2003,"IluTgsd606",0.98983502686023694,8619.9972766249703,0,5434.7861328125,0,0,46434.317318599897,18458.40625,4839.6432366343452,0,0,null,70327.510311429622,4839.6432366343452,10274.429287963714,null,30052.846760285855,7368.3527197731655,0,0,74403.367566319474,0,null,37421.20002674478,74403.3671875,null,-32906.309674667624,27146.770657297937,69563.723950865649,null,0.57666249725496255,7.7322228513622369,0,1,0.53209903472514453,3.6421682101416271,0,1,15.373729746088198,"PASS",1,null,"IluTgsd606",null,69563.723950865649,0,0.53209903472514453,"FAIL",0,1,null,null,0.66648592498241965,null,-1002.9572224953585,"NO",0,null,7.4389999999999992,5.9600000000000009,6.2474711356919013,13.13,13.290000000000001,14.852837601175882,null,-33092.48479917879,null,-4189.0923926213754,null,0,null,0,null,-1002.9572224953585,null,-1002.9572224953585,-2.2729921634605694,null,"IluTgsd606"]
[2015,"ItrTgsd606",0.98983502686023694,8619.9972766249703,0,5434.7861328125,0,0,46434.317318599897,18458.40625,4839.6432366343452,0,0,null,70327.510311429622,4839.6432366343452,10274.429287963714,null,30052.846760285855,7368.3527197731655,0,0,74403.367566319474,0,null,37421.20002674478,74403.3671875,null,-32906.309674667624,27146.770657297937,69563.723950865649,null,0.57666249725496255,7.7322228513622369,0,1,0.53209903472514453,3.6421682101416271,0,1,15.373729746088198,"PASS",1,null,"ItrTgsd606",null,69563.723950865649,0,0.53209903472514453,"FAIL",0,1,null,null,0.66648592498241965,null,-1002.9572224953585,"NO",0,null,7.4389999999999992,5.9600000000000009,6.2474711356919013,13.13,13.290000000000001,14.852837601175882,null,-33092.48479917879,null,-4189.0923926213754,null,0,null,0,null,-1002.9572224953585,null,-1002.9572224953585,-2.2729921634605694,null,"ItrTgsd606"]
[2018,"IwaNgsd606",0.98957013189792642,8588.5282253098176,0,5414.9453125,0,0,46264.799409534498,18458.40625,4821.9751524127178,0,0,null,70138.151664269622,4821.9751524127178,10236.920465647527,null,29961.529677645354,7366.3808361127276,0,0,74199.129121662394,0,null,37327.910942530129,74199.1328125,null,-32810.240029504363,27090.990477617412,69377.15766008728,null,0.57673149162121706,7.7412076509462686,0,1,0.53220551761356705,3.6464004063011344,0,1,15.387705342150884,"PASS",1,null,"IwaNgsd606",null,69377.15766008728,0,0.53220551761356705,"FAIL",0,1,null,null,0.66586002217967266,null,-1000.5283929036149,"NO",0,null,7.4389999999999992,5.9600000000000009,6.2474711356919013,13.13,13.290000000000001,14.852837601175882,null,-32995.951029218435,null,-4176.8724313876992,null,0,null,0,null,-1000.5283929036149,null,-1000.5283929036149,-2.2757959232659561,null,"IwaNgsd606"]
[2025,"IelTgsd607",0.98983502686023694,8619.9972766249703,0,5434.7861328125,0,0,46434.317318599897,18458.40625,4082.9538494602948,0,0,null,70327.510311429622,4082.9538494602948,9517.7399007896547,null,30052.846760285855,7368.3527197731655,0,0,74403.367566319474,0,null,37421.20002674478,74403.3671875,null,-32906.309674667624,27903.460044471984,70320.413338039711,null,0.57666249725496255,9.165227285557318,0,1,0.53209903472514453,3.9317317027407133,0,1,18.222926325100396,"PASS",1,null,"IelTgsd607",null,70320.413338039711,0,0.53209903472514453,"FAIL",0,1,null,null,0.56227931243270057,null,-1071.9476391702376,"NO",0,null,7.4389999999999992,5.9600000000000009,6.2474711356919013,13.13,13.290000000000001,14.852837601175882,null,-33092.48479917879,null,-4189.0923926213754,null,0,null,0,null,-1071.9476391702376,null,-1071.9476391702376,-2.8795722362368101,null,"IelTgsd607"]
[2037,"IteTgsd607",0.98983502686023694,8619.9972766249703,0,5434.7861328125,0,0,46434.317318599897,18458.40625,4082.9538494602948,0,0,null,70327.510311429622,4082.9538494602948,9517.7399007896547,null,30052.846760285855,7368.3527197731655,0,0,74403.367566319474,0,null,37421.20002674478,74403.3671875,null,-32906.309674667624,27903.460044471984,70320.413338039711,null,0.57666249725496255,9.165227285557318,0,1,0.53209903472514453,3.9317317027407133,0,1,18.222926325100396,"PASS",1,null,"IteTgsd607",null,70320.413338039711,0,0.53209903472514453,"FAIL",0,1,null,null,0.56227931243270057,null,-1071.9476391702376,"NO",0,null,7.4389999999999992,5.9600000000000009,6.2474711356919013,13.13,13.290000000000001,14.852837601175882,null,-33092.48479917879,null,-4189.0923926213754,null,0,null,0,null,-1071.9476391702376,null,-1071.9476391702376,-2.8795722362368101,null,"IteTgsd607"]
[2044,"IagNgsd608",0.98983502686023694,8619.9972766249703,0,10187.0517578125,0,0,46434.317318599897,18458.40625,89320.795406214776,0,0,null,75079.77577740069,89320.795406214776,99507.84692351523,null,30052.846760285855,7368.3527197731655,0,0,74403.367566319474,0,null,37421.20002674478,74403.3671875,null,-37658.575299667624,-62086.647137282496,-14917.428218714776,null,0.57666249725496255,0.4189528301506939,0,0,0.49841917965330312,0.37606280402248299,0,0,0.83299042344089058,"FAIL",0,null,"IagNgsd608",null,-14917.428218714776,14917.428218714776,0.41580403115504266,"FAIL",0,1,null,null,5.4996600028310478,null,2196.8655654674549,"YES",1,null,7.4389999999999992,5.9600000000000009,6.2474711356919013,13.13,13.290000000000001,14.852837601175882,null,-37844.75042417879,null,-3348.4455886215574,null,1319.8712147040965,null,1319.8712147040965,null,2196.8655654674549,null,1319.8712147040965,0.3624951717284981,null,"IagNgsd608"]
[2056,"ImiNgsd608",0.98983502686023694,8619.9972766249703,0,10187.0517578125,0,0,46434.317318599897,18458.40625,89320.795406214776,0,0,null,75079.77577740069,89320.795406214776,99507.84692351523,null,30052.846760285855,7368.3527197731655,0,0,74403.367566319474,0,null,37421.20002674478,74403.3671875,null,-37658.575299667624,-62086.647137282496,-14917.428218714776,null,0.57666249725496255,0.4189528301506939,0,0,0.49841917965330312,0.37606280402248299,0,0,0.83299042344089058,"FAIL",0,null,"ImiNgsd608",null,-14917.428218714776,14917.428218714776,0.41580403115504266,"FAIL",0,1,null,null,5.4996600028310478,null,2196.8655654674549,"YES",1,null,7.4389999999999992,5.9600000000000009,6.2474711356919013,13.13,13.290000000000001,14.852837601175882,null,-37844.75042417879,null,-3348.4455886215574,null,1319.8712147040965,null,1319.8712147040965,null,2196.8655654674549,null,1319.8712147040965,0.3624951717284981,null,"ImiNgsd608"]
[2068,"IagNgsd609",0.98983502686023694,8619.9972766249703,0,5434.7861328125,0,0,46434.317318599897,18458.40625,28428.011443718457,0,0,null,70327.510311429622,28428.011443718457,33862.797495047802,null,30052.846760285855,7368.3527197731655,0,0,74403.367566319474,0,null,37421.20002674478,74403.3671875,null,-32906.309674667624,3558.4024502138273,45975.355743781547,null,0.57666249725496255,1.3163495484315166,0,1,0.53209903472514453,1.1050829436691321,0,1,2.6172554255088567,"PASS",1,null,"IagNgsd609",null,45975.355743781547,0,0.53209903472514453,"FAIL",0,1,null,null,3.9149311414556589,null,1147.6893012372827,"YES",1,null,7.4389999999999992,5.9600000000000009,6.2474711356919013,13.13,13.290000000000001,14.852837601175882,null,-33092.48479917879,null,-4189.0923926213754,null,0,null,0,null,1147.6893012372827,null,0,0,null,"IagNgsd609"]
[2075,"IluTgsd609",0.98983502686023694,8619.9972766249703,0,5434.7861328125,0,0,46434.317318599897,18458.40625,28428.011443718457,0,0,null,70327.510311429622,28428.011443718457,33862.797495047802,null,30052.846760285855,7368.3527197731655,0,0,74403.367566319474,0,null,37421.20002674478,74403.3671875,null,-32906.309674667624,3558.4024502138273,45975.355743781547,null,0.57666249725496255,1.3163495484315166,0,1,0.53209903472514453,1.1050829436691321,0,1,2.6172554255088567,"PASS",1,null,"IluTgsd609",null,45975.355743781547,0,0.53209903472514453,"FAIL",0,1,null,null,3.9149311414556589,null,1147.6893012372827,"YES",1,null,7.4389999999999992,5.9600000000000009,6.2474711356919013,13.13,13.290000000000001,14.852837601175882,null,-33092.48479917879,null,-4189.0923926213754,null,0,null,0,null,1147.6893012372827,null,0,0,null,"IluTgsd609"]
[2087,"ItrTgsd609",0.98983502686023694,8619.9972766249703,0,5434.7861328125,0,0,46434.317318599897,18458.40625,28428.011443718457,0,0,null,70327.510311429622,28428.011443718457,33862.797495047802,null,30052.846760285855,7368.3527197731655,0,0,74403.367566319474,0,null,37421.20002674478,74403.3671875,null,-32906.309674667624,3558.4024502138273,45975.355743781547,null,0.57666249725496255,1.3163495484315166,0,1,0.53209903472514453,1.1050829436691321,0,1,2.6172554255088567,"PASS",1,null,"ItrTgsd609",null,45975.355743781547,0,0.53209903472514453,"FAIL",0,1,null,null,3.9149311414556589,null,1147.6893012372827,"YES",1,null,7.4389999999999992,5.9600000000000009,6.2474711356919013,13.13,13.290000000000001,14.852837601175882,null,-33092.48479917879,null,-4189.0923926213754,null,0,null,0,null,1147.6893012372827,null,0,0,null,"ItrTgsd609"]
[2090,"IwaNgsd609",0.98957013189792642,8588.5282253098176,0,5414.9453125,0,0,46264.799409534498,18458.40625,28324.230151278898,0,0,null,70138.151664269622,28324.230151278898,33739.175464513697,null,29961.529677645354,7366.3808361127276,0,0,74199.129121662394,0,null,37327.910942530129,74199.1328125,null,-32810.240029504363,3588.7354787512304,45874.902661221102,null,0.57673149162121706,1.3178791000907291,0,1,0.53220551761356705,1.106367017848553,0,1,2.6196345819887976,"PASS",1,null,"IwaNgsd609",null,45874.902661221102,0,0.53220551761356705,"FAIL",0,1,null,null,3.9112545951369002,null,1142.2668180843962,"YES",1,null,7.4389999999999992,5.9600000000000009,6.2474711356919013,13.13,13.290000000000001,14.852837601175882,null,-32995.951029218435,null,-4176.8724313876992,null,0,null,0,null,1142.2668180843962,null,0,0,null,"IwaNgsd609"]
[2097,"IelTgsd610",0.98983502686023694,8619.9972766249703,0,5434.7861328125,0,0,46434.317318599897,18458.40625,33727.391051495011,0,0,null,70327.510311429622,33727.391051495011,39162.177102824404,null,30052.846760285855,7368.3527197731655,0,0,74403.367566319474,0,null,37421.20002674478,74403.3671875,null,-32906.309674667624,-1740.977157562731,40675.976136004989,null,0.57666249725496255,1.1095195584387201,0,1,0.53209903472514453,0.95554442365731518,0,0,2.2060220155748445,"PASS",1,null,"IelTgsd610",null,40675.976136004989,0,0.53209903472514453,"FAIL",0,1,null,null,4.6447289255630517,null,1630.8549275064424,"YES",1,null,7.4389999999999992,5.9600000000000009,6.2474711356919013,13.13,13.290000000000001,14.852837601175882,null,-33092.48479917879,null,-4189.0923926213754,null,0,null,0,null,1630.8549275064424,null,0,0,null,"IelTgsd610"]
[2109,"IteTgsd610",0.98983502686023694,8619.9972766249703,0,5434.7861328125,0,0,46434.317318599897,18458.40625,33727.391051495011,0,0,null,70327.510311429622,33727.391051495011,39162.177102824404,null,30052.846760285855,7368.3527197731655,0,0,74403.367566319474,0,null,37421.20002674478,74403.3671875,null,-32906.309674667624,-1740.977157562731,40675.976136004989,null,0.57666249725496255,1.1095195584387201,0,1,0.53209903472514453,0.95554442365731518,0,0,2.2060220155748445,"PASS",1,null,"IteTgsd610",null,40675.976136004989,0,0.53209903472514453,"FAIL",0,1,null,null,4.6447289255630517,null,1630.8549275064424,"YES",1,null,7.4389999999999992,5.9600000000000009,6.2474711356919013,13.13,13.290000000000001,14.852837601175882,null,-33092.48479917879,null,-4189.0923926213754,null,0,null,0,null,1630.8549275064424,null,0,0,null,"IteTgsd610"]
[2116,"IagNgsd611",0.98983502686023694,8619.9972766249703,0,5434.7861328125,0,0,46434.317318599897,18458.40625,18478.6330656955,0,0,null,70327.510311429622,18478.6330656955,23913.41911702486,null,30052.846760285855,7368.3527197731655,0,0,74403.367566319474,0,null,37421.20002674478,74403.3671875,null,-32906.309674667624,13507.780828236781,55924.734121804504,null,0.57666249725496255,2.0251065051026447,0,1,0.53209903472514453,1.564861959559491,0,1,4.0264540630781553,"PASS",1,null,"IagNgsd611",null,55924.734121804504,0,0.53209903472514453,"FAIL",0,1,null,null,2.5447637561261107,null,240.56434519752921,"YES",1,null,7.4389999999999992,5.9600000000000009,6.2474711356919013,13.13,13.290000000000001,14.852837601175882,null,-33092.48479917879,null,-4189.0923926213754,null,0,null,0,null,240.56434519752921,null,0,0,null,"IagNgsd611"]
[2128,"ImiNgsd611",0.98983502686023694,8619.9972766249703,0,5434.7861328125,0,0,46434.317318599897,18458.40625,18478.6330656955,0,0,null,70327.510311429622,18478.6330656955,23913.41911702486,null,30052.846760285855,7368.3527197731655,0,0,74403.367566319474,0,null,37421.20002674478,74403.3671875,null,-32906.309674667624,13507.780828236781,55924.734121804504,null,0.57666249725496255,2.0251065051026447,0,1,0.53209903472514453,1.564861959559491,0,1,4.0264540630781553,"PASS",1,null,"ImiNgsd611",null,55924.734121804504,0,0.53209903472514453,"FAIL",0,1,null,null,2.5447637561261107,null,240.56434519752921,"YES",1,null,7.4389999999999992,5.9600000000000009,6.2474711356919013,13.13,13.290000000000001,14.852837601175882,null,-33092.48479917879,null,-4189.0923926213754,null,0,null,0,null,240.56434519752921,null,0,0,null,"ImiNgsd611"]
[2133,"IteTgsd611",0.98983502686023694,8619.9972766249703,0,5434.7861328125,0,0,46434.317318599897,18458.40625,18478.6330656955,0,0,null,70327.510311429622,18478.6330656955,23913.41911702486,null,30052.846760285855,7368.3527197731655,0,0,74403.367566319474,0,null,37421.20002674478,74403.3671875,null,-32906.309674667624,13507.780828236781,55924.734121804504,null,0.57666249725496255,2.0251065051026447,0,1,0.53209903472514453,1.564861959559491,0,1,4.0264540630781553,"PASS",1,null,"IteTgsd611",null,55924.734121804504,0,0.53209903472514453,"FAIL",0,1,null,null,2.5447637561261107,null,240.56434519752921,"YES",1,null,7.4389999999999992,5.9600000000000009,6.2474711356919013,13.13,13.290000000000001,14.852837601175882,null,-33092.48479917879,null,-4189.0923926213754,null,0,null,0,null,240.56434519752921,null,0,0,null,"IteTgsd611"]
[2148,"IluNgsd701",0.98533076643943773,8329.1060426051008,0,5026.65576171875,0,0,44867.340505010172,18631.712890625,8955.2809613873324,0,0,null,68525.709491843474,8955.2809613873324,13981.936717115232,null,29141.849175987871,7334.6828241912654,0,0,72688.74998412971,0,null,36476.533294644541,72688.75,null,-32049.17586270938,22494.596571538459,63733.469038612668,null,0.57444215848974978,4.0731869219872783,0,1,0.53230435325936376,2.6088326686791996,0,1,8.1168586796342375,"PASS",1,null,"IluNgsd701",null,63733.469038612668,0,0.53230435325936376,"FAIL",0,1,null,null,1.3183010146320022,null,-557.04339864110329,"NO",0,null,7.4389999999999992,5.9600000000000009,6.2474711356919013,13.13,13.290000000000001,14.852837601175882,null,-32230.651152732484,null,-4231.4628386924087,null,0,null,0,null,-557.04339864110329,null,-557.04339864110329,-0.65304648344276639,null,"IluNgsd701"]
[2160,"ItrNgsd701",0.98533076643943773,8329.1060426051008,0,5026.65576171875,0,0,44867.340505010172,18631.712890625,8955.2809613873324,0,0,null,68525.709491843474,8955.2809613873324,13981.936717115232,null,29141.849175987871,7334.6828241912654,0,0,72688.74998412971,0,null,36476.533294644541,72688.75,null,-32049.17586270938,22494.596571538459,63733.469038612668,null,0.57444215848974978,4.0731869219872783,0,1,0.53230435325936376,2.6088326686791996,0,1,8.1168586796342375,"PASS",1,null,"ItrNgsd701",null,63733.469038612668,0,0.53230435325936376,"FAIL",0,1,null,null,1.3183010146320022,null,-557.04339864110329,"NO",0,null,7.4389999999999992,5.9600000000000009,6.2474711356919013,13.13,13.290000000000001,14.852837601175882,null,-32230.651152732484,null,-4231.4628386924087,null,0,null,0,null,-557.04339864110329,null,-557.04339864110329,-0.65304648344276639,null,"ItrNgsd701"]
[2167,"IchTgsd703",0.98533076643943773,8329.1060426051008,0,6698.87744140625,0,0,44867.340505010172,18631.712890625,48135.659116127026,0,0,null,70197.931013235968,48135.659116127026,54834.536393247428,null,29141.849175987871,7334.6828241912654,0,0,72688.74998412971,0,null,36476.533294644541,72688.75,null,-33721.39754239688,-18358.003262888735,24553.090883872974,null,0.57444215848974978,0.75778609796627272,0,0,0.51962405244282395,0.66521093428724021,0,0,1.5100811193763604,"PASS",1,null,"IchTgsd703",null,24553.090883872974,0,0.51962405244282395,"FAIL",0,1,null,null,5.3171559329792135,null,2030.3710454754153,"YES",1,null,7.4389999999999992,5.9600000000000009,6.2474711356919013,13.13,13.290000000000001,14.852837601175882,null,-33902.872832419991,null,-3494.613817678905,null,0,null,0,null,2030.3710454754153,null,0,0,null,"IchTgsd703"]
[2170,"IcoNgsd703",0.98533076643943773,8329.1060426051008,0,6698.87744140625,0,0,44867.340505010172,18631.712890625,48135.659116127026,0,0,null,70197.931013235968,48135.659116127026,54834.536393247428,null,29141.849175987871,7334.6828241912654,0,0,72688.74998412971,0,null,36476.533294644541,72688.75,null,-33721.39754239688,-18358.003262888735,24553.090883872974,null,0.57444215848974978,0.75778609796627272,0,0,0.51962405244282395,0.66521093428724021,0,0,1.5100811193763604,"PASS",1,null,"IcoNgsd703",null,24553.090883872974,0,0.51962405244282395,"FAIL",0,1,null,null,5.3171559329792135,null,2030.3710454754153,"YES",1,null,7.4389999999999992,5.9600000000000009,6.2474711356919013,13.13,13.290000000000001,14.852837601175882,null,-33902.872832419991,null,-3494.613817678905,null,0,null,0,null,2030.3710454754153,null,0,0,null,"IcoNgsd703"]
[2182,"IstNgsd703",0.98533076643943773,8329.1060426051008,0,6698.87744140625,0,0,44867.340505010172,18631.712890625,48135.659116127026,0,0,null,70197.931013235968,48135.659116127026,54834.536393247428,null,29141.849175987871,7334.6828241912654,0,0,72688.74998412971,0,null,36476.533294644541,72688.75,null,-33721.39754239688,-18358.003262888735,24553.090883872974,null,0.57444215848974978,0.75778609796627272,0,0,0.51962405244282395,0.66521093428724021,0,0,1.5100811193763604,"PASS",1,null,"IstNgsd703",null,24553.090883872974,0,0.51962405244282395,"FAIL",0,1,null,null,5.3171559329792135,null,2030.3710454754153,"YES",1,null,7.4389999999999992,5.9600000000000009,6.2474711356919013,13.13,13.290000000000001,14.852837601175882,null,-33902.872832419991,null,-3494.613817678905,null,0,null,0,null,2030.3710454754153,null,0,0,null,"IstNgsd703"]
[2189,"IagTgsd704",0.98533076643943773,8329.1060426051008,0,3465.36279296875,0,0,44867.340505010172,18631.712890625,24079.366435830783,0,0,null,66964.416567454493,24079.366435830783,27544.729267169721,null,29141.849175987871,7334.6828241912654,0,0,72688.74998412971,0,null,36476.533294644541,72688.75,null,-30487.88289395938,8931.8040658450082,48609.383564169213,null,0.57444215848974978,1.5148460567619595,0,1,0.54471516920134311,1.3242654517186654,0,1,3.0187152221678502,"PASS",1,null,"IagTgsd704",null,48609.383564169213,0,0.54471516920134311,"FAIL",0,1,null,null,5.1417485898689979,null,1916.875681818897,"YES",1,null,7.4389999999999992,5.9600000000000009,6.2474711356919013,13.13,13.290000000000001,14.852837601175882,null,-30669.358183982476,null,-5279.0607787266808,null,0,null,0,null,1916.875681818897,null,0,0,null,"IagTgsd704"]
[2201,"ImiTgsd704",0.98533076643943773,8329.1060426051008,0,3465.36279296875,0,0,44867.340505010172,18631.712890625,24079.366435830783,0,0,null,66964.416567454493,24079.366435830783,27544.729267169721,null,29141.849175987871,7334.6828241912654,0,0,72688.74998412971,0,null,36476.533294644541,72688.75,null,-30487.88289395938,8931.8040658450082,48609.383564169213,null,0.57444215848974978,1.5148460567619595,0,1,0.54471516920134311,1.3242654517186654,0,1,3.0187152221678502,"PASS",1,null,"ImiTgsd704",null,48609.383564169213,0,0.54471516920134311,"FAIL",0,1,null,null,5.1417485898689979,null,1916.875681818897,"YES",1,null,7.4389999999999992,5.9600000000000009,6.2474711356919013,13.13,13.290000000000001,14.852837601175882,null,-30669.358183982476,null,-5279.0607787266808,null,0,null,0,null,1916.875681818897,null,0,0,null,"ImiTgsd704"]
[2213,"IagEgsd705",0.98533076643943773,8329.1060426051008,0,15526.615234375,0,0,44867.340505010172,18631.712890625,5614.0480950489964,0,0,null,79025.669123988569,5614.0480950489964,21140.663482921958,null,29141.849175987871,7334.6828241912654,0,0,72688.74998412971,0,null,36476.533294644541,72688.75,null,-42549.13533536563,15335.869965220547,67074.701904950998,null,0.57444215848974978,6.4973674391591034,0,1,0.46157829382531157,1.7254204717349515,0,1,12.947653594935156,"PASS",1,null,"IagEgsd705",null,67074.701904950998,0,0.46157829382531157,"FAIL",0,1,null,null,0.22422575971978767,null,-1264.9525814729604,"NO",0,null,7.4389999999999992,5.9600000000000009,6.2474711356919013,13.13,13.290000000000001,14.852837601175882,null,-42730.610625388741,null,-3780.7390204448188,null,0,null,0,null,-1264.9525814729604,null,-1264.9525814729604,-8.7188336392740933,null,"IagEgsd705"]
[2220,"IchNgsd801",0.98957013189792642,8588.5282253098176,0,4343.8134765625,0,0,46264.799409534498,18631.712890625,290.87720690677207,0,0,null,69240.326156520765,290.87720690677207,4634.6907227876936,null,29961.354102490644,7366.2401469431052,0,0,74372.435411267405,0,null,37327.594536280129,74372.4375,null,-31912.731240441863,32692.903852810858,74081.560293093222,null,0.57518645013822089,128.32767109264719,0,1,0.53910194843175263,8.0539559348411078,0,1,255.68327711506396,"PASS",1,null,"IchNgsd801",null,74081.560293093222,0,0.53910194843175263,"FAIL",0,1,null,null,4.1861472239050034E-2,null,-1415.6315824881829,"NO",0,null,7.4389999999999992,5.9600000000000009,6.2474711356919013,13.13,13.290000000000001,14.852837601175882,null,-32098.440665995491,null,-4214.1053314282226,null,0,null,0,null,-1415.6315824881829,null,-1415.6315824881829,-51.094581202311474,null,"IchNgsd801"]
[2232,"IprNgsd801",0.98957013189792642,8588.5282253098176,0,4343.8134765625,0,0,46264.799409534498,18631.712890625,225.28358751419202,0,0,null,69240.326156520765,225.28358751419202,4569.0971033951146,null,29961.354102490644,7366.2401469431052,0,0,74372.435411267405,0,null,37327.594536280129,74372.4375,null,-31912.731240441863,32758.497472203439,74147.15391248581,null,0.57518645013822089,165.69158431893592,0,1,0.53910194843175263,8.1695779303439178,0,1,330.12807688582649,"PASS",1,null,"IprNgsd801",null,74147.15391248581,0,0.53910194843175263,"FAIL",0,1,null,null,3.2421593852156178E-2,null,-1421.8793851032992,"NO",0,null,7.4389999999999992,5.9600000000000009,6.2474711356919013,13.13,13.290000000000001,14.852837601175882,null,-32098.440665995491,null,-4214.1053314282226,null,0,null,0,null,-1421.8793851032992,null,-1421.8793851032992,-66.262450906942988,null,"IprNgsd801"]
[2239,"IwaEgsd801",0.98957013189792642,8588.5282253098176,0,4343.8134765625,0,0,46264.799409534498,18631.712890625,140.30809455115576,0,0,null,69240.326156520765,140.30809455115576,4484.1216104320756,null,29961.354102490644,7366.2401469431052,0,0,74372.435411267405,0,null,37327.594536280129,74372.4375,null,-31912.731240441863,32843.472965166475,74232.129405448839,null,0.57518645013822089,266.04020712910926,0,1,0.53910194843175263,8.3243939630766128,0,1,530.0651950118538,"PASS",1,null,"IwaEgsd801",null,74232.129405448839,0,0.53910194843175263,"FAIL",0,1,null,null,2.0192381910638626E-2,null,-1429.9733137766925,"NO",0,null,7.4389999999999992,5.9600000000000009,6.2474711356919013,13.13,13.290000000000001,14.852837601175882,null,-32098.440665995491,null,-4214.1053314282226,null,0,null,0,null,-1429.9733137766925,null,-1429.9733137766925,-106.99894110840577,null,"IwaEgsd801"]
[2242,"IagNgsd802",0.98957013189792642,8588.5282253098176,0,6857.32568359375,0,0,46264.799409534498,18631.712890625,563770.39887198433,0,0,null,71753.838142571112,563770.39887198433,570627.72437391547,null,29961.354102490644,7366.2401469431052,0,0,74372.435411267405,0,null,37327.594536280129,74372.4375,null,-34426.243447473113,-533300.13001929794,-489397.96137198433,null,0.57518645013822089,6.6210632220078877E-2,0,0,0.52021739303662018,6.5414968340965163E-2,0,0,0.13191972769199575,"FAIL",0,null,"IagNgsd802",null,-489397.96137198433,489397.96137198433,6.651960232353564E-2,"FAIL",0,1,null,null,51.395309007811619,null,32572.751599804891,"YES",1,null,7.4389999999999992,5.9600000000000009,6.2474711356919013,13.13,13.290000000000001,14.852837601175882,null,-34611.952873026748,null,-3062.4126097345911,null,43301.182501376308,null,43301.182501376308,null,32572.751599804891,null,32572.751599804891,0.95756897065306001,null,"IagNgsd802"]
[2254,"ImiNgsd802",0.98957013189792642,8588.5282253098176,0,6857.32568359375,0,0,46264.799409534498,18631.712890625,563770.39887198433,0,0,null,71753.838142571112,563770.39887198433,570627.72437391547,null,29961.354102490644,7366.2401469431052,0,0,74372.435411267405,0,null,37327.594536280129,74372.4375,null,-34426.243447473113,-533300.13001929794,-489397.96137198433,null,0.57518645013822089,6.6210632220078877E-2,0,0,0.52021739303662018,6.5414968340965163E-2,0,0,0.13191972769199575,"FAIL",0,null,"ImiNgsd802",null,-489397.96137198433,489397.96137198433,6.651960232353564E-2,"FAIL",0,1,null,null,51.395309007811619,null,32572.751599804891,"YES",1,null,7.4389999999999992,5.9600000000000009,6.2474711356919013,13.13,13.290000000000001,14.852837601175882,null,-34611.952873026748,null,-3062.4126097345911,null,43301.182501376308,null,43301.182501376308,null,32572.751599804891,null,32572.751599804891,0.95756897065306001,null,"ImiNgsd802"]
[2261,"ItrEgsd802",0.98957013189792642,8588.5282253098176,0,6857.32568359375,0,0,46264.799409534498,18631.712890625,563770.39887198433,0,0,null,71753.838142571112,563770.39887198433,570627.72437391547,null,29961.354102490644,7366.2401469431052,0,0,74372.435411267405,0,null,37327.594536280129,74372.4375,null,-34426.243447473113,-533300.13001929794,-489397.96137198433,null,0.57518645013822089,6.6210632220078877E-2,0,0,0.52021739303662018,6.5414968340965163E-2,0,0,0.13191972769199575,"FAIL",0,null,"ItrEgsd802",null,-489397.96137198433,489397.96137198433,6.651960232353564E-2,"FAIL",0,1,null,null,51.395309007811619,null,32572.751599804891,"YES",1,null,7.4389999999999992,5.9600000000000009,6.2474711356919013,13.13,13.290000000000001,14.852837601175882,null,-34611.952873026748,null,-3062.4126097345911,null,43301.182501376308,null,43301.182501376308,null,32572.751599804891,null,32572.751599804891,0.95756897065306001,null,"ItrEgsd802"]
[2273,"IluEgsd803",0.98957013189792642,8588.5282253098176,0,6907.5234375,0,0,46264.799409534498,18631.712890625,1451.5431138020444,0,0,null,71804.036110743458,1451.5431138020444,8359.0665839056419,null,29961.354102490644,7366.2401469431052,0,0,74372.435411267405,0,null,37327.594536280129,74372.4375,null,-34476.441201379363,28968.527984978085,72920.89438619795,null,0.57518645013822089,25.715801467658448,0,1,0.51985371229910826,4.4655218746243648,0,1,51.236809153532732,"PASS",1,null,"IluEgsd803",null,72920.89438619795,0,0.51985371229910826,"FAIL",0,1,null,null,0.15675156119018055,null,-1339.5913445973613,"NO",0,null,7.4389999999999992,5.9600000000000009,6.2474711356919013,13.13,13.290000000000001,14.852837601175882,null,-34662.150626932984,null,-3572.8780605139414,null,0,null,0,null,-1339.5913445973613,null,-1339.5913445973613,-12.91217955500726,null,"IluEgsd803"]
[2280,"IprNgsd803",0.98957013189792642,8588.5282253098176,0,6907.5234375,0,0,46264.799409534498,18631.712890625,422.10004397342368,0,0,null,71804.036110743458,422.10004397342368,7329.6235140770232,null,29961.354102490644,7366.2401469431052,0,0,74372.435411267405,0,null,37327.594536280129,74372.4375,null,-34476.441201379363,29997.971054806705,73950.33745602658,null,0.57518645013822089,88.433050574688764,0,1,0.51985371229910826,5.0927028694762395,0,1,176.19623253268992,"PASS",1,null,"IprNgsd803",null,73950.33745602658,0,0.51985371229910826,"FAIL",0,1,null,null,4.5582414672828392E-2,null,-1413.1688692078153,"NO",0,null,7.4389999999999992,5.9600000000000009,6.2474711356919013,13.13,13.290000000000001,14.852837601175882,null,-34662.150626932984,null,-3572.8780605139414,null,0,null,0,null,-1413.1688692078153,null,-1413.1688692078153,-46.842043482295914,null,"IprNgsd803"]
[2293,"IcoEgsd804",0.98957013189792642,8588.5282253098176,0,5788.87353515625,0,0,46264.799409534498,18631.712890625,5156.4049930809579,0,0,null,70685.386013244482,5156.4049930809579,10945.278365685599,null,29961.354102490644,7366.2401469431052,0,0,74372.435411267405,0,null,37327.594536280129,74372.4375,null,-33357.791299035613,26382.316008042922,69216.032506919044,null,0.57518645013822089,7.2390734603599958,0,1,0.52808079202180103,3.4103832478982081,0,1,14.423311900402606,"PASS",1,null,"IcoEgsd804",null,69216.032506919044,0,0.52808079202180103,"FAIL",0,1,null,null,0.55683810012480506,null,-1074.7932590945743,"NO",0,null,7.4389999999999992,5.9600000000000009,6.2474711356919013,13.13,13.290000000000001,14.852837601175882,null,-33543.500724589234,null,-3457.5707405355188,null,0,null,0,null,-1074.7932590945743,null,-1074.7932590945743,-2.9163194190855886,null,"IcoEgsd804"]
[2305,"IstEgsd804",0.98957013189792642,8588.5282253098176,0,5788.87353515625,0,0,46264.799409534498,18631.712890625,2115.2881834353639,0,0,null,70685.386013244482,2115.2881834353639,7904.1615560400032,null,29961.354102490644,7366.2401469431052,0,0,74372.435411267405,0,null,37327.594536280129,74372.4375,null,-33357.791299035613,29423.432817688514,72257.149316564639,null,0.57518645013822089,17.646576399655256,0,1,0.52808079202180103,4.7225241417417845,0,1,35.159482326050906,"PASS",1,null,"IstEgsd804",null,72257.149316564639,0,0.52808079202180103,"FAIL",0,1,null,null,0.22842913252724326,null,-1292.1513989443908,"NO",0,null,7.4389999999999992,5.9600000000000009,6.2474711356919013,13.13,13.290000000000001,14.852837601175882,null,-33543.500724589234,null,-3457.5707405355188,null,0,null,0,null,-1292.1513989443908,null,-1292.1513989443908,-8.5467501919678082,null,"IstEgsd804"]
[2312,"IwaNgsd804",0.98957013189792642,8588.5282253098176,0,5788.87353515625,0,0,46264.799409534498,18631.712890625,401.79766620870117,0,0,null,70685.386013244482,401.79766620870117,6190.6710388133379,null,29961.354102490644,7366.2401469431052,0,0,74372.435411267405,0,null,37327.594536280129,74372.4375,null,-33357.791299035613,31136.923334915176,73970.639833791298,null,0.57518645013822089,92.901471749443871,0,1,0.52808079202180103,6.0296522496704315,0,1,185.0992271850817,"PASS",1,null,"IwaNgsd804",null,73970.639833791298,0,0.52808079202180103,"FAIL",0,1,null,null,4.338997010973606E-2,null,-1414.6199430790427,"NO",0,null,7.4389999999999992,5.9600000000000009,6.2474711356919013,13.13,13.290000000000001,14.852837601175882,null,-33543.500724589234,null,-3457.5707405355188,null,0,null,0,null,-1414.6199430790427,null,-1414.6199430790427,-49.259446118313186,null,"IwaNgsd804"]
[2315,"IchTgsd805",0.98957013189792642,8588.5282253098176,0,5013.09326171875,0,0,46264.799409534498,18631.712890625,194234.23810778733,0,0,null,69909.605794869509,194234.23810778733,199247.33126201684,null,29961.354102490644,7366.2401469431052,0,0,74372.435411267405,0,null,37327.594536280129,74372.4375,null,-32582.011025598113,-161919.73683322594,-119861.80060778733,null,0.57518645013822089,0.19217824262046812,0,0,0.53394085456884477,0.18734300871039397,0,0,0.38290076056893818,"FAIL",0,null,"IchTgsd805",null,-119861.80060778733,119861.80060778733,0.19669767584958139,"FAIL",0,1,null,null,28.901762084949205,null,17685.352045694061,"YES",1,null,7.4389999999999992,5.9600000000000009,6.2474711356919013,13.13,13.290000000000001,14.852837601175882,null,-32767.720451151745,null,-4436.2378517243988,null,16227.41678429507,null,16227.41678429507,null,17685.352045694061,null,16227.41678429507,0.84832871538941212,null,"IchTgsd805"]
[2327,"IprTgsd805",0.98957013189792642,8588.5282253098176,0,5013.09326171875,0,0,46264.799409534498,18631.712890625,194234.23810778733,0,0,null,69909.605794869509,194234.23810778733,199247.33126201684,null,29961.354102490644,7366.2401469431052,0,0,74372.435411267405,0,null,37327.594536280129,74372.4375,null,-32582.011025598113,-161919.73683322594,-119861.80060778733,null,0.57518645013822089,0.19217824262046812,0,0,0.53394085456884477,0.18734300871039397,0,0,0.38290076056893818,"FAIL",0,null,"IprTgsd805",null,-119861.80060778733,119861.80060778733,0.19669767584958139,"FAIL",0,1,null,null,28.901762084949205,null,17685.352045694061,"YES",1,null,7.4389999999999992,5.9600000000000009,6.2474711356919013,13.13,13.290000000000001,14.852837601175882,null,-32767.720451151745,null,-4436.2378517243988,null,16227.41678429507,null,16227.41678429507,null,17685.352045694061,null,16227.41678429507,0.84832871538941212,null,"IprTgsd805"]
[2334,"ItrNgsd805",0.98957013189792642,8588.5282253098176,0,5013.09326171875,0,0,46264.799409534498,18631.712890625,194234.23810778733,0,0,null,69909.605794869509,194234.23810778733,199247.33126201684,null,29961.354102490644,7366.2401469431052,0,0,74372.435411267405,0,null,37327.594536280129,74372.4375,null,-32582.011025598113,-161919.73683322594,-119861.80060778733,null,0.57518645013822089,0.19217824262046812,0,0,0.53394085456884477,0.18734300871039397,0,0,0.38290076056893818,"FAIL",0,null,"ItrNgsd805",null,-119861.80060778733,119861.80060778733,0.19669767584958139,"FAIL",0,1,null,null,28.901762084949205,null,17685.352045694061,"YES",1,null,7.4389999999999992,5.9600000000000009,6.2474711356919013,13.13,13.290000000000001,14.852837601175882,null,-32767.720451151745,null,-4436.2378517243988,null,16227.41678429507,null,16227.41678429507,null,17685.352045694061,null,16227.41678429507,0.84832871538941212,null,"ItrNgsd805"]
[2346,"IluNgsd806",0.98957013189792642,8588.5282253098176,0,5013.09326171875,0,0,46264.799409534498,18631.712890625,193947.98032062565,0,0,null,69909.605794869509,193947.98032062565,198961.07347485513,null,29961.354102490644,7366.2401469431052,0,0,74372.435411267405,0,null,37327.594536280129,74372.4375,null,-32582.011025598113,-161633.47904606425,-119575.54282062565,null,0.57518645013822089,0.19246188836084763,0,0,0.53394085456884477,0.18761255085825262,0,0,0.383465903470874,"FAIL",0,null,"IluNgsd806",null,-119575.54282062565,119575.54282062565,0.19699482969994483,"FAIL",0,1,null,null,28.859165530660405,null,17657.159430029649,"YES",1,null,7.4389999999999992,5.9600000000000009,6.2474711356919013,13.13,13.290000000000001,14.852837601175882,null,-32767.720451151745,null,-4436.2378517243988,null,16188.661948338427,null,16188.661948338427,null,17657.159430029649,null,16188.661948338427,0.8475518649001772,null,"IluNgsd806"]
[2353,"IstTgsd806",0.98957013189792642,8588.5282253098176,0,5013.09326171875,0,0,46264.799409534498,18631.712890625,193947.98032062565,0,0,null,69909.605794869509,193947.98032062565,198961.07347485513,null,29961.354102490644,7366.2401469431052,0,0,74372.435411267405,0,null,37327.594536280129,74372.4375,null,-32582.011025598113,-161633.47904606425,-119575.54282062565,null,0.57518645013822089,0.19246188836084763,0,0,0.53394085456884477,0.18761255085825262,0,0,0.383465903470874,"FAIL",0,null,"IstTgsd806",null,-119575.54282062565,119575.54282062565,0.19699482969994483,"FAIL",0,1,null,null,28.859165530660405,null,17657.159430029649,"YES",1,null,7.4389999999999992,5.9600000000000009,6.2474711356919013,13.13,13.290000000000001,14.852837601175882,null,-32767.720451151745,null,-4436.2378517243988,null,16188.661948338427,null,16188.661948338427,null,17657.159430029649,null,16188.661948338427,0.8475518649001772,null,"IstTgsd806"]
[2365,"IcoEgsd807",0.98957013189792642,8588.5282253098176,0,4343.8134765625,0,0,46264.799409534498,18631.712890625,109813.79205001108,0,0,null,69240.326156520765,109813.79205001108,114157.60556589198,null,29961.354102490644,7366.2401469431052,0,0,74372.435411267405,0,null,37327.594536280129,74372.4375,null,-31912.731240441863,-76830.010990293449,-35441.354550011078,null,0.57518645013822089,0.33991718015966976,0,0,0.53910194843175263,0.32698298430577211,0,0,0.67725953281104723,"FAIL",0,null,"IcoEgsd807",null,-35441.354550011078,35441.354550011078,0.35658191977596293,"FAIL",0,1,null,null,15.80380677388351,null,9016.4438149725283,"YES",1,null,7.4389999999999992,5.9600000000000009,6.2474711356919013,13.13,13.290000000000001,14.852837601175882,null,-32098.440665995491,null,-4214.1053314282226,null,4652.9861907111917,null,4652.9861907111917,null,9016.4438149725283,null,4652.9861907111917,0.44484544842418222,null,"IcoEgsd807"]
[2377,"IstEgsd807",0.98957013189792642,8588.5282253098176,0,4343.8134765625,0,0,46264.799409534498,18631.712890625,109813.96634433792,0,0,null,69240.326156520765,109813.96634433792,114157.77986021881,null,29961.354102490644,7366.2401469431052,0,0,74372.435411267405,0,null,37327.594536280129,74372.4375,null,-31912.731240441863,-76830.185284620296,-35441.528844337925,null,0.57518645013822089,0.33991664065055205,0,0,0.53910194843175263,0.32698248507322542,0,0,0.67725845787952166,"FAIL",0,null,"IstEgsd807",null,-35441.528844337925,35441.528844337925,0.35658132607034032,"FAIL",0,1,null,null,15.803830950072928,null,9016.4598160324222,"YES",1,null,7.4389999999999992,5.9600000000000009,6.2474711356919013,13.13,13.290000000000001,14.852837601175882,null,-32098.440665995491,null,-4214.1053314282226,null,4653.0090732761,null,4653.0090732761,null,9016.4598160324222,null,4653.0090732761,0.44484695558206427,null,"IstEgsd807"]
[2384,"IwaNgsd807",0.98957013189792642,8588.5282253098176,0,4343.8134765625,0,0,46264.799409534498,18631.712890625,109813.94583912299,0,0,null,69240.326156520765,109813.94583912299,114157.75935500389,null,29961.354102490644,7366.2401469431052,0,0,74372.435411267405,0,null,37327.594536280129,74372.4375,null,-31912.731240441863,-76830.164779405357,-35441.508339122985,null,0.57518645013822089,0.3399167041221241,0,0,0.53910194843175263,0.32698254380638714,0,0,0.67725858434187713,"FAIL",0,null,"IwaNgsd807",null,-35441.508339122985,35441.508339122985,0.35658139591795807,"FAIL",0,1,null,null,15.803827904509458,null,9016.457800320075,"YES",1,null,7.4389999999999992,5.9600000000000009,6.2474711356919013,13.13,13.290000000000001,14.852837601175882,null,-32098.440665995491,null,-4214.1053314282226,null,4653.0063812096387,null,4653.0063812096387,null,9016.457800320075,null,4653.0063812096387,0.44484678393597776,null,"IwaNgsd807"]
[2387,"IchEgsd808",0.98957013189792642,8588.5282253098176,0,10149.8623046875,0,0,46264.799409534498,18631.712890625,40441.556930405983,0,0,null,75046.374692356563,40441.556930405983,50591.418982122705,null,29961.354102490644,7366.2401469431052,0,0,74372.435411267405,0,null,37327.594536280129,74372.4375,null,-37718.780068566863,-13263.824698813354,33930.880569594017,null,0.57518645013822089,0.92300092700475089,0,0,0.49739370799491311,0.7378246173095554,0,0,1.8390102445359389,"PASS",1,null,"IchEgsd808",null,33930.880569594017,0,0.49739370799491311,"FAIL",0,1,null,null,2.4908279127544644,null,205.22181246950365,"YES",1,null,7.4389999999999992,5.9600000000000009,6.2474711356919013,13.13,13.290000000000001,14.852837601175882,null,-37904.489494120491,null,-3353.7312100874829,null,0,null,0,null,205.22181246950365,null,0,0,null,"IchEgsd808"]
[2399,"IprEgsd808",0.98957013189792642,8588.5282253098176,0,10149.8623046875,0,0,46264.799409534498,18631.712890625,139990.01236067808,0,0,null,75046.374692356563,139990.01236067808,150139.87441239486,null,29961.354102490644,7366.2401469431052,0,0,74372.435411267405,0,null,37327.594536280129,74372.4375,null,-37718.780068566863,-112812.28012908545,-65617.574860678083,null,0.57518645013822089,0.26664469776677518,0,0,0.49739370799491311,0.24861879377131846,0,0,0.53126959735086454,"FAIL",0,null,"IprEgsd808",null,-65617.574860678083,65617.574860678083,0.2653671724568536,"FAIL",0,1,null,null,8.6220971259211225,null,4263.2147498774884,"YES",1,null,7.4389999999999992,5.9600000000000009,6.2474711356919013,13.13,13.290000000000001,14.852837601175882,null,-37904.489494120491,null,-3353.7312100874829,null,5805.7425829371168,null,5805.7425829371168,null,4263.2147498774884,null,4263.2147498774884,0.74707361411536832,null,"IprEgsd808"]
[2406,"ItrNgsd808",0.98957013189792642,8588.5282253098176,0,10149.8623046875,0,0,46264.799409534498,18631.712890625,178737.23712298146,0,0,null,75046.374692356563,178737.23712298146,188887.0991746982,null,29961.354102490644,7366.2401469431052,0,0,74372.435411267405,0,null,37327.594536280129,74372.4375,null,-37718.780068566863,-151559.50489138882,-104364.79962298146,null,0.57518645013822089,0.20884061506778581,0,0,0.49739370799491311,0.19761854911946533,0,0,0.41609929020457836,"FAIL",0,null,"ItrNgsd808",null,-104364.79962298146,104364.79962298146,0.20805612970839277,"FAIL",0,1,null,null,11.00856977560057,null,5842.7065028933048,"YES",1,null,7.4389999999999992,5.9600000000000009,6.2474711356919013,13.13,13.290000000000001,14.852837601175882,null,-37904.489494120491,null,-3353.7312100874829,null,9234.0377195796536,null,9234.0377195796536,null,5842.7065028933048,null,5842.7065028933048,0.80190379774501364,null,"ItrNgsd808"]
[2418,"IluNgsd809",0.98957013189792642,8588.5282253098176,0,4798.55029296875,0,0,46264.799409534498,18631.712890625,39068.783114205391,0,0,null,69695.062837626843,39068.783114205391,43867.333311192408,null,29961.354102490644,7366.2401469431052,0,0,74372.435411267405,0,null,37327.594536280129,74372.4375,null,-32367.468056848113,-6539.7388708940125,35303.654385794609,null,0.57518645013822089,0.95543274094728159,0,0,0.53558448973917039,0.85092007279784887,0,0,1.9036282057364162,"PASS",1,null,"IluNgsd809",null,35303.654385794609,0,0.53558448973917039,"FAIL",0,1,null,null,5.0897427165250031,null,1925.3188351182523,"YES",1,null,7.4389999999999992,5.9600000000000009,6.2474711356919013,13.13,13.290000000000001,14.852837601175882,null,-32553.177482401738,null,-3945.2914414125817,null,0,null,0,null,1925.3188351182523,null,0,0,null,"IluNgsd809"]
[2425,"IstEgsd809",0.98957013189792642,8588.5282253098176,0,4798.55029296875,0,0,46264.799409534498,18631.712890625,39068.783114205391,0,0,null,69695.062837626843,39068.783114205391,43867.333311192408,null,29961.354102490644,7366.2401469431052,0,0,74372.435411267405,0,null,37327.594536280129,74372.4375,null,-32367.468056848113,-6539.7388708940125,35303.654385794609,null,0.57518645013822089,0.95543274094728159,0,0,0.53558448973917039,0.85092007279784887,0,0,1.9036282057364162,"PASS",1,null,"IstEgsd809",null,35303.654385794609,0,0.53558448973917039,"FAIL",0,1,null,null,5.0897427165250031,null,1925.3188351182523,"YES",1,null,7.4389999999999992,5.9600000000000009,6.2474711356919013,13.13,13.290000000000001,14.852837601175882,null,-32553.177482401738,null,-3945.2914414125817,null,0,null,0,null,1925.3188351182523,null,0,0,null,"IstEgsd809"]
[2435,"IchEgsd901",0.98957013189792642,8588.5282253098176,0,10149.8623046875,0,0,46264.799409534498,18631.712890625,83662.67829536178,0,0,null,75046.374692356563,83662.67829536178,93812.54034707848,null,29961.354102490644,7366.2401469431052,0,0,74372.435411267405,0,null,37327.594536280129,74372.4375,null,-37718.780068566863,-56484.946063769152,-9290.2407953617803,null,0.57518645013822089,0.44616781696253144,0,0,0.49739370799491311,0.39789557235656531,0,0,0.88895597195007769,"FAIL",0,null,"IchEgsd901",null,-9290.2407953617803,9290.2407953617803,0.44260247294898825,"FAIL",0,1,null,null,5.1528512215727247,null,1967.0873269052515,"YES",1,null,7.4389999999999992,5.9600000000000009,6.2474711356919013,13.13,13.290000000000001,14.852837601175882,null,-37904.489494120491,null,-3353.7312100874829,null,821.98628501422343,null,821.98628501422343,null,1967.0873269052515,null,821.98628501422343,0.24102165645653337,null,"IchEgsd901"]
[2450,"IstNgsd901",0.98957013189792642,8588.5282253098176,0,10149.8623046875,0,0,46264.799409534498,18631.712890625,83662.67829536178,0,0,null,75046.374692356563,83662.67829536178,93812.54034707848,null,29961.354102490644,7366.2401469431052,0,0,74372.435411267405,0,null,37327.594536280129,74372.4375,null,-37718.780068566863,-56484.946063769152,-9290.2407953617803,null,0.57518645013822089,0.44616781696253144,0,0,0.49739370799491311,0.39789557235656531,0,0,0.88895597195007769,"FAIL",0,null,"IstNgsd901",null,-9290.2407953617803,9290.2407953617803,0.44260247294898825,"FAIL",0,1,null,null,5.1528512215727247,null,1967.0873269052515,"YES",1,null,7.4389999999999992,5.9600000000000009,6.2474711356919013,13.13,13.290000000000001,14.852837601175882,null,-37904.489494120491,null,-3353.7312100874829,null,821.98628501422343,null,821.98628501422343,null,1967.0873269052515,null,821.98628501422343,0.24102165645653337,null,"IstNgsd901"]
[2457,"IagEgsd1001",0.98533076643943773,8329.1060426051008,0,9843.2783203125,0,0,44867.340505010172,18631.712890625,7617.4927218456487,0,0,null,73342.332529400752,7617.4927218456487,17460.7715151308,null,29141.849175987871,7334.6828241912654,0,0,72688.74998412971,0,null,36476.533294644541,72688.75,null,-36865.79842130313,19015.762252486391,65071.257278154349,null,0.57444215848974978,4.7885222377746643,0,1,0.49734624522052151,2.0890562740083927,0,1,9.5423458418990368,"PASS",1,null,"IagEgsd1001",null,65071.257278154349,0,0.49734624522052151,"FAIL",0,1,null,null,0.47990852187945404,null,-1099.5159038660213,"NO",0,null,7.4389999999999992,5.9600000000000009,6.2474711356919013,13.13,13.290000000000001,14.852837601175882,null,-37047.273711326234,null,-3277.8860697649202,null,0,null,0,null,-1099.5159038660213,null,-1099.5159038660213,-3.5408921846648274,null,"IagEgsd1001"]
[2460,"IchNgsd1001",0.98533076643943773,8329.1060426051008,0,9843.2783203125,0,0,44867.340505010172,18631.712890625,7617.4927218456487,0,0,null,73342.332529400752,7617.4927218456487,17460.7715151308,null,29141.849175987871,7334.6828241912654,0,0,72688.74998412971,0,null,36476.533294644541,72688.75,null,-36865.79842130313,19015.762252486391,65071.257278154349,null,0.57444215848974978,4.7885222377746643,0,1,0.49734624522052151,2.0890562740083927,0,1,9.5423458418990368,"PASS",1,null,"IchNgsd1001",null,65071.257278154349,0,0.49734624522052151,"FAIL",0,1,null,null,0.47990852187945404,null,-1099.5159038660213,"NO",0,null,7.4389999999999992,5.9600000000000009,6.2474711356919013,13.13,13.290000000000001,14.852837601175882,null,-37047.273711326234,null,-3277.8860697649202,null,0,null,0,null,-1099.5159038660213,null,-1099.5159038660213,-3.5408921846648274,null,"IchNgsd1001"]
[2476,"IteNgsd1001",0.98533076643943773,8329.1060426051008,0,9843.2783203125,0,0,44867.340505010172,18631.712890625,7617.4927218456487,0,0,null,73342.332529400752,7617.4927218456487,17460.7715151308,null,29141.849175987871,7334.6828241912654,0,0,72688.74998412971,0,null,36476.533294644541,72688.75,null,-36865.79842130313,19015.762252486391,65071.257278154349,null,0.57444215848974978,4.7885222377746643,0,1,0.49734624522052151,2.0890562740083927,0,1,9.5423458418990368,"PASS",1,null,"IteNgsd1001",null,65071.257278154349,0,0.49734624522052151,"FAIL",0,1,null,null,0.47990852187945404,null,-1099.5159038660213,"NO",0,null,7.4389999999999992,5.9600000000000009,6.2474711356919013,13.13,13.290000000000001,14.852837601175882,null,-37047.273711326234,null,-3277.8860697649202,null,0,null,0,null,-1099.5159038660213,null,-1099.5159038660213,-3.5408921846648274,null,"IteNgsd1001"]
[2479,"IwaEgsd1001",0.98533076643943773,8329.1060426051008,0,9843.2783203125,0,0,44867.340505010172,18631.712890625,7617.4927218456487,0,0,null,73342.332529400752,7617.4927218456487,17460.7715151308,null,29141.849175987871,7334.6828241912654,0,0,72688.74998412971,0,null,36476.533294644541,72688.75,null,-36865.79842130313,19015.762252486391,65071.257278154349,null,0.57444215848974978,4.7885222377746643,0,1,0.49734624522052151,2.0890562740083927,0,1,9.5423458418990368,"PASS",1,null,"IwaEgsd1001",null,65071.257278154349,0,0.49734624522052151,"FAIL",0,1,null,null,0.47990852187945404,null,-1099.5159038660213,"NO",0,null,7.4389999999999992,5.9600000000000009,6.2474711356919013,13.13,13.290000000000001,14.852837601175882,null,-37047.273711326234,null,-3277.8860697649202,null,0,null,0,null,-1099.5159038660213,null,-1099.5159038660213,-3.5408921846648274,null,"IwaEgsd1001"]
[2491,"ImeEgsd1002",0.98533076643943773,8329.1060426051008,0,4212.60595703125,0,0,44867.340505010172,18631.712890625,27793.360397159358,0,0,null,67711.659507996388,27793.360397159358,32005.966169040184,null,29141.849175987871,7334.6828241912654,0,0,72688.74998412971,0,null,36476.533294644541,72688.75,null,-31235.12605802188,4470.5669404539331,44895.389602840645,null,0.57444215848974978,1.3124189652998079,0,1,0.53870387527592223,1.1396791739071672,0,1,2.6153278682857368,"PASS",1,null,"ImeEgsd1002",null,44895.389602840645,0,0.53870387527592223,"FAIL",0,1,null,null,4.0914422810396482,null,1237.2867070493442,"YES",1,null,7.4389999999999992,5.9600000000000009,6.2474711356919013,13.13,13.290000000000001,14.852837601175882,null,-31416.601348044984,null,-4124.5887491477442,null,0,null,0,null,1237.2867070493442,null,0,0,null,"ImeEgsd1002"]
[2498,"IstNgsd1002",0.98533076643943773,8329.1060426051008,0,4212.60595703125,0,0,44867.340505010172,18631.712890625,18206.139469611971,0,0,null,67711.659507996388,18206.139469611971,22418.745241492801,null,29141.849175987871,7334.6828241912654,0,0,72688.74998412971,0,null,36476.533294644541,72688.75,null,-31235.12605802188,14057.78786800132,54482.610530388032,null,0.57444215848974978,2.0035292685485491,0,1,0.53870387527592223,1.6270550648786328,0,1,3.9925405449807432,"PASS",1,null,"IstNgsd1002",null,54482.610530388032,0,0.53870387527592223,"FAIL",0,1,null,null,2.6801136984792855,null,324.1022993938459,"YES",1,null,7.4389999999999992,5.9600000000000009,6.2474711356919013,13.13,13.290000000000001,14.852837601175882,null,-31416.601348044984,null,-4124.5887491477442,null,0,null,0,null,324.1022993938459,null,0,0,null,"IstNgsd1002"]
[2510,"IcoNgsd1003",0.98533076643943773,8329.1060426051008,0,5026.65576171875,0,0,44867.340505010172,18631.712890625,6077.7091787976151,0,0,null,68525.709491843474,6077.7091787976151,11104.364934525514,null,29141.849175987871,7334.6828241912654,0,0,72688.74998412971,0,null,36476.533294644541,72688.75,null,-32049.17586270938,25372.168354128175,66611.04082120239,null,0.57444215848974978,6.0016911342014696,0,1,0.53230435325936376,3.2848824304713768,0,1,11.95989275919589,"PASS",1,null,"IcoNgsd1003",null,66611.04082120239,0,0.53230435325936376,"FAIL",0,1,null,null,0.89469553819850312,null,-831.13259435113594,"NO",0,null,7.4389999999999992,5.9600000000000009,6.2474711356919013,13.13,13.290000000000001,14.852837601175882,null,-32230.651152732484,null,-4231.4628386924087,null,0,null,0,null,-831.13259435113594,null,-831.13259435113594,-1.4357032792902649,null,"IcoNgsd1003"]
[2522,"IstNgsd1003",0.98533076643943773,8329.1060426051008,0,5026.65576171875,0,0,44867.340505010172,18631.712890625,6077.7091787976151,0,0,null,68525.709491843474,6077.7091787976151,11104.364934525514,null,29141.849175987871,7334.6828241912654,0,0,72688.74998412971,0,null,36476.533294644541,72688.75,null,-32049.17586270938,25372.168354128175,66611.04082120239,null,0.57444215848974978,6.0016911342014696,0,1,0.53230435325936376,3.2848824304713768,0,1,11.95989275919589,"PASS",1,null,"IstNgsd1003",null,66611.04082120239,0,0.53230435325936376,"FAIL",0,1,null,null,0.89469553819850312,null,-831.13259435113594,"NO",0,null,7.4389999999999992,5.9600000000000009,6.2474711356919013,13.13,13.290000000000001,14.852837601175882,null,-32230.651152732484,null,-4231.4628386924087,null,0,null,0,null,-831.13259435113594,null,-831.13259435113594,-1.4357032792902649,null,"IstNgsd1003"]
[2529,"IagEgsd1004",0.98533076643943773,8329.1060426051008,0,9843.2783203125,0,0,44867.340505010172,18631.712890625,2152.9976270188295,0,0,null,73342.332529400752,2152.9976270188295,11996.276420303979,null,29141.849175987871,7334.6828241912654,0,0,72688.74998412971,0,null,36476.533294644541,72688.75,null,-36865.79842130313,24480.257347313214,70535.752372981166,null,0.57444215848974978,16.942207848669185,0,1,0.49734624522052151,3.0406547377529316,0,1,33.761648915818469,"PASS",1,null,"IagEgsd1004",null,70535.752372981166,0,0.49734624522052151,"FAIL",0,1,null,null,0.13564068099752394,null,-1322.2705679714347,"NO",0,null,7.4389999999999992,5.9600000000000009,6.2474711356919013,13.13,13.290000000000001,14.852837601175882,null,-37047.273711326234,null,-3277.8860697649202,null,0,null,0,null,-1322.2705679714347,null,-1322.2705679714347,-15.066071331477927,null,"IagEgsd1004"]
[2532,"IchNgsd1004",0.98533076643943773,8329.1060426051008,0,9843.2783203125,0,0,44867.340505010172,18631.712890625,2152.9976270188295,0,0,null,73342.332529400752,2152.9976270188295,11996.276420303979,null,29141.849175987871,7334.6828241912654,0,0,72688.74998412971,0,null,36476.533294644541,72688.75,null,-36865.79842130313,24480.257347313214,70535.752372981166,null,0.57444215848974978,16.942207848669185,0,1,0.49734624522052151,3.0406547377529316,0,1,33.761648915818469,"PASS",1,null,"IchNgsd1004",null,70535.752372981166,0,0.49734624522052151,"FAIL",0,1,null,null,0.13564068099752394,null,-1322.2705679714347,"NO",0,null,7.4389999999999992,5.9600000000000009,6.2474711356919013,13.13,13.290000000000001,14.852837601175882,null,-37047.273711326234,null,-3277.8860697649202,null,0,null,0,null,-1322.2705679714347,null,-1322.2705679714347,-15.066071331477927,null,"IchNgsd1004"]
[2548,"IteNgsd1004",0.98533076643943773,8329.1060426051008,0,9843.2783203125,0,0,44867.340505010172,18631.712890625,2152.9976270188295,0,0,null,73342.332529400752,2152.9976270188295,11996.276420303979,null,29141.849175987871,7334.6828241912654,0,0,72688.74998412971,0,null,36476.533294644541,72688.75,null,-36865.79842130313,24480.257347313214,70535.752372981166,null,0.57444215848974978,16.942207848669185,0,1,0.49734624522052151,3.0406547377529316,0,1,33.761648915818469,"PASS",1,null,"IteNgsd1004",null,70535.752372981166,0,0.49734624522052151,"FAIL",0,1,null,null,0.13564068099752394,null,-1322.2705679714347,"NO",0,null,7.4389999999999992,5.9600000000000009,6.2474711356919013,13.13,13.290000000000001,14.852837601175882,null,-37047.273711326234,null,-3277.8860697649202,null,0,null,0,null,-1322.2705679714347,null,-1322.2705679714347,-15.066071331477927,null,"IteNgsd1004"]
[2551,"IwaEgsd1004",0.98533076643943773,8329.1060426051008,0,9843.2783203125,0,0,44867.340505010172,18631.712890625,2152.9976270188295,0,0,null,73342.332529400752,2152.9976270188295,11996.276420303979,null,29141.849175987871,7334.6828241912654,0,0,72688.74998412971,0,null,36476.533294644541,72688.75,null,-36865.79842130313,24480.257347313214,70535.752372981166,null,0.57444215848974978,16.942207848669185,0,1,0.49734624522052151,3.0406547377529316,0,1,33.761648915818469,"PASS",1,null,"IwaEgsd1004",null,70535.752372981166,0,0.49734624522052151,"FAIL",0,1,null,null,0.13564068099752394,null,-1322.2705679714347,"NO",0,null,7.4389999999999992,5.9600000000000009,6.2474711356919013,13.13,13.290000000000001,14.852837601175882,null,-37047.273711326234,null,-3277.8860697649202,null,0,null,0,null,-1322.2705679714347,null,-1322.2705679714347,-15.066071331477927,null,"IwaEgsd1004"]
[2563,"ItrNgsd2001",0.98603092133998871,8348.9641729365176,0,3544.369140625,0,0,44974.312548686328,18545.060546875,17151.238188159638,0,0,null,67063.741693434757,17151.238188159638,20695.607246605236,null,29202.356581350119,7339.9644579715132,0,0,72730.978819659911,0,null,36542.322100521189,72730.9765625,null,-30521.420135665139,15846.714771736551,55579.738374340362,null,0.57529412397608704,2.1305938206693549,0,1,0.54488939749031251,1.7657042637108809,0,1,4.2405671103506597,"PASS",1,null,"ItrNgsd2001",null,55579.738374340362,0,0.54488939749031251,"FAIL",0,1,null,null,3.0064302078518215,null,535.2894504070191,"YES",1,null,7.4389999999999992,5.9600000000000009,6.2474711356919013,13.13,13.290000000000001,14.852837601175882,null,-30703.222733180166,null,-4617.8011242070643,null,0,null,0,null,535.2894504070191,null,0,0,null,"ItrNgsd2001"]
[2570,"IcoNgsld101",0.98533076643943773,8329.1060426051008,0,5026.65576171875,0,0,65115.653189292614,17324.076171875,7480.5952446688925,0,0,null,87466.385770568246,7480.5952446688925,12507.251000396789,null,29142.02399897029,7334.8229106418003,0,0,95776.67102951475,0,null,36476.845794644541,95776.671875,null,-50989.539328241823,23969.594788256898,88296.07663033111,null,0.44246683094797473,4.8761956236891795,0,1,0.41703845132499989,2.916455884351826,0,1,12.803349030714639,"PASS",1,null,"IcoNgsld101",null,88296.07663033111,0,0.41703845132499989,"FAIL",0,1,null,null,1.1362800564569269,null,-656.53672795263788,"NO",0,null,6.8320000000000007,5.3630000000000004,5.5847964346769574,15.4,15.58,17.390432125820322,null,-51171.016172991287,null,-6718.0849784284865,null,0,null,0,null,-656.53672795263788,null,-656.53672795263788,-0.92141899997023546,null,"IcoNgsld101"]
[2582,"IstNgsld101",0.98533076643943773,8329.1060426051008,0,5026.65576171875,0,0,65115.653189292614,17324.076171875,7480.5952446688925,0,0,null,87466.385770568246,7480.5952446688925,12507.251000396789,null,29142.02399897029,7334.8229106418003,0,0,95776.67102951475,0,null,36476.845794644541,95776.671875,null,-50989.539328241823,23969.594788256898,88296.07663033111,null,0.44246683094797473,4.8761956236891795,0,1,0.41703845132499989,2.916455884351826,0,1,12.803349030714639,"PASS",1,null,"IstNgsld101",null,88296.07663033111,0,0.41703845132499989,"FAIL",0,1,null,null,1.1362800564569269,null,-656.53672795263788,"NO",0,null,6.8320000000000007,5.3630000000000004,5.5847964346769574,15.4,15.58,17.390432125820322,null,-51171.016172991287,null,-6718.0849784284865,null,0,null,0,null,-656.53672795263788,null,-656.53672795263788,-0.92141899997023546,null,"IstNgsld101"]
[2590,"IagNgsld102",0.98533076643943773,8329.1060426051008,0,5614.0166015625,0,0,65115.653189292614,17324.076171875,18401.407559134219,0,0,null,88053.746660114339,18401.407559134219,24015.424204408195,null,29142.02399897029,7334.8229106418003,0,0,95776.67102951475,0,null,36476.845794644541,95776.671875,null,-51576.900168085573,12461.421633947823,77375.264315865788,null,0.44246683094797473,1.9822856309998911,0,1,0.41425660425717536,1.5188924230762493,0,1,5.2048557463452143,"PASS",1,null,"IagNgsld102",null,77375.264315865788,0,0.41425660425717536,"FAIL",0,1,null,null,2.0973812706974515,null,-53.858358192109932,"NO",0,null,6.8320000000000007,5.3630000000000004,5.5847964346769574,15.4,15.58,17.390432125820322,null,-51758.377012835044,null,-5335.1095166402347,null,0,null,0,null,-53.858358192109932,null,-53.858358192109932,-4.0950503499813655E-2,null,"IagNgsld102"]
[2602,"ImiNgsld102",0.98533076643943773,8329.1060426051008,0,5614.0166015625,0,0,65115.653189292614,17324.076171875,18689.015962262773,0,0,null,88053.746660114339,18689.015962262773,24303.032607536737,null,29142.02399897029,7334.8229106418003,0,0,95776.67102951475,0,null,36476.845794644541,95776.671875,null,-51576.900168085573,12173.813230819269,77087.655912737231,null,0.44246683094797473,1.9517799047472217,0,1,0.41425660425717536,1.5009174554182929,0,1,5.124757347759461,"PASS",1,null,"ImiNgsld102",null,77087.655912737231,0,0.41425660425717536,"FAIL",0,1,null,null,2.1301626864279113,null,-33.30209429592125,"NO",0,null,6.8320000000000007,5.3630000000000004,5.5847964346769574,15.4,15.58,17.390432125820322,null,-51758.377012835044,null,-5335.1095166402347,null,0,null,0,null,-33.30209429592125,null,-33.30209429592125,-2.4931149002866134E-2,null,"ImiNgsld102"]
[2605,"IstEgsld102",0.98533076643943773,8329.1060426051008,0,5614.0166015625,0,0,65115.653189292614,17324.076171875,18401.407559134219,0,0,null,88053.746660114339,18401.407559134219,24015.424204408195,null,29142.02399897029,7334.8229106418003,0,0,95776.67102951475,0,null,36476.845794644541,95776.671875,null,-51576.900168085573,12461.421633947823,77375.264315865788,null,0.44246683094797473,1.9822856309998911,0,1,0.41425660425717536,1.5188924230762493,0,1,5.2048557463452143,"PASS",1,null,"IstEgsld102",null,77375.264315865788,0,0.41425660425717536,"FAIL",0,1,null,null,2.0973812706974515,null,-53.858358192109932,"NO",0,null,6.8320000000000007,5.3630000000000004,5.5847964346769574,15.4,15.58,17.390432125820322,null,-51758.377012835044,null,-5335.1095166402347,null,0,null,0,null,-53.858358192109932,null,-53.858358192109932,-4.0950503499813655E-2,null,"IstEgsld102"]
[2621,"IluEgsld103",0.98603092133998871,8348.9641729365176,0,5627.4013671875,0,0,65270.900957904749,17324.076171875,8858.8561449655826,0,0,null,88222.379388406989,8858.8561449655826,14486.257749920069,null,29202.444463709191,7340.0348784200078,0,0,95963.71653386674,0,null,36542.478350521189,95963.71875,null,-51679.900146446067,22056.220838368106,87104.862605034417,null,0.44242978956338663,4.124965769004838,0,1,0.41420871861641517,2.5225616982070274,0,1,10.832518011316328,"PASS",1,null,"IluEgsld103",null,87104.862605034417,0,0.41420871861641517,"FAIL",0,1,null,null,1.0080868179253122,null,-738.21451571368107,"NO",0,null,6.8320000000000007,5.3630000000000004,5.5847964346769574,15.4,15.58,17.390432125820322,null,-51861.703521324278,null,-5345.7601256928601,null,0,null,0,null,-738.21451571368107,null,-738.21451571368107,-1.1659020851321724,null,"IluEgsld103"]
[2624,"ImeNgsld103",0.98603092133998871,8348.9641729365176,0,5627.4013671875,0,0,65270.900957904749,17324.076171875,8518.1254892630041,0,0,null,88222.379388406989,8518.1254892630041,14145.527094217494,null,29202.444463709191,7340.0348784200078,0,0,95963.71653386674,0,null,36542.478350521189,95963.71875,null,-51679.900146446067,22396.951494070687,87445.59326073699,null,0.44242978956338663,4.2899671291039967,0,1,0.41420871861641517,2.5833239526074951,0,1,11.265825899249915,"PASS",1,null,"ImeNgsld103",null,87445.59326073699,0,0.41420871861641517,"FAIL",0,1,null,null,0.96931361607832278,null,-762.56761457710445,"NO",0,null,6.8320000000000007,5.3630000000000004,5.5847964346769574,15.4,15.58,17.390432125820322,null,-51861.703521324278,null,-5345.7601256928601,null,0,null,0,null,-762.56761457710445,null,-762.56761457710445,-1.2525396370396851,null,"ImeNgsld103"]
[2636,"IwaNgsld103",0.98533076643943773,8329.1060426051008,0,5614.0166015625,0,0,65115.653189292614,17324.076171875,8497.8653024300274,0,0,null,88053.746660114339,8497.8653024300274,14111.881947704012,null,29142.02399897029,7334.8229106418003,0,0,95776.67102951475,0,null,36476.845794644541,95776.671875,null,-51576.900168085573,22364.963890652012,87278.806572569971,null,0.44246683094797473,4.2924716380493484,0,1,0.41425660425717536,2.5848321324404315,0,1,11.270674277175463,"PASS",1,null,"IwaNgsld103",null,87278.806572569971,0,0.41425660425717536,"FAIL",0,1,null,null,0.96858154386594753,null,-761.69554440410013,"NO",0,null,6.8320000000000007,5.3630000000000004,5.5847964346769574,15.4,15.58,17.390432125820322,null,-51758.377012835044,null,-5335.1095166402347,null,0,null,0,null,-761.69554440410013,null,-761.69554440410013,-1.2540901213638629,null,"IwaNgsld103"]
[2643,"IelEgsld104",0.98603092133998871,8348.9641729365176,0,4222.6494140625,0,0,65270.900957904749,17324.076171875,1091.8916411533557,0,0,null,86817.627265918665,1091.8916411533557,5314.5411236195469,null,29202.444463709191,7340.0348784200078,0,0,95963.71653386674,0,null,36542.478350521189,95963.71875,null,-50275.148193321067,31227.937295305332,94871.827108846643,null,0.44242978956338663,33.467128946899606,0,1,0.42091081967171157,6.8759424324433933,0,1,87.88758438395439,"PASS",1,null,"IelEgsld104",null,94871.827108846643,0,0.42091081967171157,"FAIL",0,1,null,null,0.1655856426039965,null,-1267.3819158195261,"NO",0,null,6.8320000000000007,5.3630000000000004,5.5847964346769574,15.4,15.58,17.390432125820322,null,-50456.951568199278,null,-6624.3376375732023,null,0,null,0,null,-1267.3819158195261,null,-1267.3819158195261,-12.186030543483801,null,"IelEgsld104"]
[2655,"IteEgsld104",0.98603092133998871,8348.9641729365176,0,4222.6494140625,0,0,65270.900957904749,17324.076171875,1091.8916411533557,0,0,null,86817.627265918665,1091.8916411533557,5314.5411236195469,null,29202.444463709191,7340.0348784200078,0,0,95963.71653386674,0,null,36542.478350521189,95963.71875,null,-50275.148193321067,31227.937295305332,94871.827108846643,null,0.44242978956338663,33.467128946899606,0,1,0.42091081967171157,6.8759424324433933,0,1,87.88758438395439,"PASS",1,null,"IteEgsld104",null,94871.827108846643,0,0.42091081967171157,"FAIL",0,1,null,null,0.1655856426039965,null,-1267.3819158195261,"NO",0,null,6.8320000000000007,5.3630000000000004,5.5847964346769574,15.4,15.58,17.390432125820322,null,-50456.951568199278,null,-6624.3376375732023,null,0,null,0,null,-1267.3819158195261,null,-1267.3819158195261,-12.186030543483801,null,"IteEgsld104"]
[2662,"IagNgsld105",0.98603092133998871,8348.9641729365176,0,4222.6494140625,0,0,65270.900957904749,17324.076171875,27366.044533885793,0,0,null,86817.627265918665,27366.044533885793,31588.694016351979,null,29202.444463709191,7340.0348784200078,0,0,95963.71653386674,0,null,36542.478350521189,95963.71875,null,-50275.148193321067,4953.7844025728955,68597.674216114203,null,0.44242978956338663,1.3353218915241019,0,1,0.42091081967171157,1.1568214377820025,0,1,3.5066711461049356,"PASS",1,null,"IagNgsld105",null,68597.674216114203,0,0.42091081967171157,"FAIL",0,1,null,null,4.1500678331196985,null,1235.2354612056229,"YES",1,null,6.8320000000000007,5.3630000000000004,5.5847964346769574,15.4,15.58,17.390432125820322,null,-50456.951568199278,null,-6624.3376375732023,null,0,null,0,null,1235.2354612056229,null,0,0,null,"IagNgsld105"]
[2674,"ImiNgsld105",0.98603092133998871,8348.9641729365176,0,4222.6494140625,0,0,65270.900957904749,17324.076171875,27793.650033320166,0,0,null,86817.627265918665,27793.650033320166,32016.299515786355,null,29202.444463709191,7340.0348784200078,0,0,95963.71653386674,0,null,36542.478350521189,95963.71875,null,-50275.148193321067,4526.1789031385233,68170.068716679831,null,0.44242978956338663,1.3147779549182121,0,1,0.42091081967171157,1.1413710822694263,0,1,3.4527209860869217,"PASS",1,null,"ImiNgsld105",null,68170.068716679831,0,0.42091081967171157,"FAIL",0,1,null,null,4.2149141816074893,null,1275.9648686424193,"YES",1,null,6.8320000000000007,5.3630000000000004,5.5847964346769574,15.4,15.58,17.390432125820322,null,-50456.951568199278,null,-6624.3376375732023,null,0,null,0,null,1275.9648686424193,null,0,0,null,"ImiNgsld105"]
[2677,"IstEgsld105",0.98603092133998871,8348.9641729365176,0,4222.6494140625,0,0,65270.900957904749,17324.076171875,27366.044533885793,0,0,null,86817.627265918665,27366.044533885793,31588.694016351979,null,29202.444463709191,7340.0348784200078,0,0,95963.71653386674,0,null,36542.478350521189,95963.71875,null,-50275.148193321067,4953.7844025728955,68597.674216114203,null,0.44242978956338663,1.3353218915241019,0,1,0.42091081967171157,1.1568214377820025,0,1,3.5066711461049356,"PASS",1,null,"IstEgsld105",null,68597.674216114203,0,0.42091081967171157,"FAIL",0,1,null,null,4.1500678331196985,null,1235.2354612056229,"YES",1,null,6.8320000000000007,5.3630000000000004,5.5847964346769574,15.4,15.58,17.390432125820322,null,-50456.951568199278,null,-6624.3376375732023,null,0,null,0,null,1235.2354612056229,null,0,0,null,"IstEgsld105"]
[2693,"IluEgsld106",0.98603092133998871,8348.9641729365176,0,5627.4013671875,0,0,65270.900957904749,17324.076171875,33829.861348159524,0,0,null,88222.379388406989,33829.861348159524,39457.262953114019,null,29202.444463709191,7340.0348784200078,0,0,95963.71653386674,0,null,36542.478350521189,95963.71875,null,-51679.900146446067,-2914.7843648258349,62133.857401840476,null,0.44242978956338663,1.0801841005035406,0,1,0.41420871861641517,0.92612806453773289,0,0,2.8366571699006031,"PASS",1,null,"IluEgsld106",null,62133.857401840476,0,0.41420871861641517,"FAIL",0,1,null,null,3.8496431548201069,null,1046.5414265856716,"YES",1,null,6.8320000000000007,5.3630000000000004,5.5847964346769574,15.4,15.58,17.390432125820322,null,-51861.703521324278,null,-5345.7601256928601,null,0,null,0,null,1046.5414265856716,null,0,0,null,"IluEgsld106"]
[2696,"ImeNgsld106",0.98603092133998871,8348.9641729365176,0,5627.4013671875,0,0,65270.900957904749,17324.076171875,32528.662910988318,0,0,null,88222.379388406989,32528.662910988318,38156.064515942773,null,29202.444463709191,7340.0348784200078,0,0,95963.71653386674,0,null,36542.478350521189,95963.71875,null,-51679.900146446067,-1613.5859276546325,63435.055839011678,null,0.44242978956338663,1.1233931886630664,0,1,0.41420871861641517,0.95771089188101721,0,0,2.9501279844362447,"PASS",1,null,"ImeNgsld106",null,63435.055839011678,0,0.41420871861641517,"FAIL",0,1,null,null,3.7015745188554292,null,953.540849938684,"YES",1,null,6.8320000000000007,5.3630000000000004,5.5847964346769574,15.4,15.58,17.390432125820322,null,-51861.703521324278,null,-5345.7601256928601,null,0,null,0,null,953.540849938684,null,0,0,null,"ImeNgsld106"]
[2708,"IwaNgsld106",0.98533076643943773,8329.1060426051008,0,5614.0166015625,0,0,65115.653189292614,17324.076171875,32451.29418908872,0,0,null,88053.746660114339,32451.29418908872,38065.31083436271,null,29142.02399897029,7334.8229106418003,0,0,95776.67102951475,0,null,36476.845794644541,95776.671875,null,-51576.900168085573,-1588.4649960066745,63325.377685911284,null,0.44246683094797473,1.1240490312065692,0,1,0.41425660425717536,0.95827001112002486,0,0,2.9513976027249949,"PASS",1,null,"IwaNgsld106",null,63325.377685911284,0,0.41425660425717536,"FAIL",0,1,null,null,3.698778911941071,null,950.33111265952812,"YES",1,null,6.8320000000000007,5.3630000000000004,5.5847964346769574,15.4,15.58,17.390432125820322,null,-51758.377012835044,null,-5335.1095166402347,null,0,null,0,null,950.33111265952812,null,0,0,null,"IwaNgsld106"]
[2715,"IelEgsld107",0.98603092133998871,8348.9641729365176,0,4664.7021484375,0,0,65270.900957904749,17324.076171875,3605.0333300961825,0,0,null,87259.679762903412,3605.0333300961825,8269.7353095470608,null,29202.444463709191,7340.0348784200078,0,0,95963.71653386674,0,null,36542.478350521189,95963.71875,null,-50717.200927696067,28272.742871987506,92358.685419903821,null,0.44242978956338663,10.136516088617199,0,1,0.41877850861690408,4.4188207041660519,0,1,26.619370741695661,"PASS",1,null,"IelEgsld107",null,92358.685419903821,0,0.41877850861690408,"FAIL",0,1,null,null,0.49489558909952408,null,-1060.5453044052176,"NO",0,null,6.8320000000000007,5.3630000000000004,5.5847964346769574,15.4,15.58,17.390432125820322,null,-50899.004302574285,null,-6168.7190493133039,null,0,null,0,null,-1060.5453044052176,null,-1060.5453044052176,-3.4118747247504819,null,"IelEgsld107"]
[2727,"IteEgsld107",0.98603092133998871,8348.9641729365176,0,4664.7021484375,0,0,65270.900957904749,17324.076171875,3605.0333300961825,0,0,null,87259.679762903412,3605.0333300961825,8269.7353095470608,null,29202.444463709191,7340.0348784200078,0,0,95963.71653386674,0,null,36542.478350521189,95963.71875,null,-50717.200927696067,28272.742871987506,92358.685419903821,null,0.44242978956338663,10.136516088617199,0,1,0.41877850861690408,4.4188207041660519,0,1,26.619370741695661,"PASS",1,null,"IteEgsld107",null,92358.685419903821,0,0.41877850861690408,"FAIL",0,1,null,null,0.49489558909952408,null,-1060.5453044052176,"NO",0,null,6.8320000000000007,5.3630000000000004,5.5847964346769574,15.4,15.58,17.390432125820322,null,-50899.004302574285,null,-6168.7190493133039,null,0,null,0,null,-1060.5453044052176,null,-1060.5453044052176,-3.4118747247504819,null,"IteEgsld107"]
[2737,"IcoEgsld108",0.98603092133998871,8348.9641729365176,0,9866.7470703125,0,0,65270.900957904749,17324.076171875,2431.009582167042,0,0,null,92461.724959198385,2431.009582167042,12297.756757912912,null,29202.444463709191,7340.0348784200078,0,0,95963.71653386674,0,null,36542.478350521189,95963.71875,null,-55919.245849571067,24244.721698041649,93532.70916783296,null,0.44242978956338663,15.031811728996404,0,1,0.39521735795712892,2.9714751546293843,0,1,39.47484183277318,"PASS",1,null,"IcoEgsld108",null,93532.70916783296,0,0.39521735795712892,"FAIL",0,1,null,null,0.15777596344132819,null,-1272.2871049625487,"NO",0,null,6.8320000000000007,5.3630000000000004,5.5847964346769574,15.4,15.58,17.390432125820322,null,-56101.049224449278,null,-4963.7349615768881,null,0,null,0,null,-1272.2871049625487,null,-1272.2871049625487,-12.838719747388092,null,"IcoEgsld108"]
[2747,"IprEgsld108",0.98603092133998871,8348.9641729365176,0,9866.7470703125,0,0,65270.900957904749,17324.076171875,2431.009582167042,0,0,null,92461.724959198385,2431.009582167042,12297.756757912912,null,29202.444463709191,7340.0348784200078,0,0,95963.71653386674,0,null,36542.478350521189,95963.71875,null,-55919.245849571067,24244.721698041649,93532.70916783296,null,0.44242978956338663,15.031811728996404,0,1,0.39521735795712892,2.9714751546293843,0,1,39.47484183277318,"PASS",1,null,"IprEgsld108",null,93532.70916783296,0,0.39521735795712892,"FAIL",0,1,null,null,0.15777596344132819,null,-1272.2871049625487,"NO",0,null,6.8320000000000007,5.3630000000000004,5.5847964346769574,15.4,15.58,17.390432125820322,null,-56101.049224449278,null,-4963.7349615768881,null,0,null,0,null,-1272.2871049625487,null,-1272.2871049625487,-12.838719747388092,null,"IprEgsld108"]
[2750,"IstNgsld108",0.98603092133998871,8348.9641729365176,0,9866.7470703125,0,0,65270.900957904749,17324.076171875,2431.009582167042,0,0,null,92461.724959198385,2431.009582167042,12297.756757912912,null,29202.444463709191,7340.0348784200078,0,0,95963.71653386674,0,null,36542.478350521189,95963.71875,null,-55919.245849571067,24244.721698041649,93532.70916783296,null,0.44242978956338663,15.031811728996404,0,1,0.39521735795712892,2.9714751546293843,0,1,39.47484183277318,"PASS",1,null,"IstNgsld108",null,93532.70916783296,0,0.39521735795712892,"FAIL",0,1,null,null,0.15777596344132819,null,-1272.2871049625487,"NO",0,null,6.8320000000000007,5.3630000000000004,5.5847964346769574,15.4,15.58,17.390432125820322,null,-56101.049224449278,null,-4963.7349615768881,null,0,null,0,null,-1272.2871049625487,null,-1272.2871049625487,-12.838719747388092,null,"IstNgsld108"]
[2766,"IluNgsld109",0.98603092133998871,8348.9641729365176,0,15563.6337890625,0,0,65270.900957904749,17324.076171875,60660.468252062215,0,0,null,98158.611786351583,60660.468252062215,76224.102254961253,null,29202.444463709191,7340.0348784200078,0,0,95963.71653386674,0,null,36542.478350521189,95963.71875,null,-61616.132568321067,-39681.623690603526,35303.250497937785,null,0.44242978956338663,0.60241009348421726,0,0,0.37227990502773706,0.47940844656727677,0,0,1.5819811734924683,"PASS",1,null,"IluNgsld109",null,35303.250497937785,0,0.37227990502773706,"FAIL",0,1,null,null,2.4958755259144714,null,196.25217178167904,"YES",1,null,6.8320000000000007,5.3630000000000004,5.5847964346769574,15.4,15.58,17.390432125820322,null,-61797.935943199285,null,-5467.7867782348685,null,0,null,0,null,196.25217178167904,null,0,0,null,"IluNgsld109"]
[2769,"ImiEgsld109",0.98603092133998871,8348.9641729365176,0,15563.6337890625,0,0,65270.900957904749,17324.076171875,59245.296244331606,0,0,null,98158.611786351583,59245.296244331606,74808.930247230601,null,29202.444463709191,7340.0348784200078,0,0,95963.71653386674,0,null,36542.478350521189,95963.71875,null,-61616.132568321067,-38266.451682872917,36718.422505668394,null,0.44242978956338663,0.61679965612489362,0,0,0.37227990502773706,0.48847748970890131,0,0,1.6197694134946872,"PASS",1,null,"ImiEgsld109",null,36718.422505668394,0,0.37227990502773706,"FAIL",0,1,null,null,2.4376483842794068,null,159.68022855219837,"YES",1,null,6.8320000000000007,5.3630000000000004,5.5847964346769574,15.4,15.58,17.390432125820322,null,-61797.935943199285,null,-5467.7867782348685,null,0,null,0,null,159.68022855219837,null,0,0,null,"ImiEgsld109"]
[2785,"IcoEgsld201",0.98603092133998871,8348.9641729365176,0,4229.2880859375,0,0,65270.900957904749,17974.69921875,109159.89959528561,0,0,null,87474.888802884219,109159.89959528561,113389.18768818828,null,29201.763739527385,7339.489407198952,0,0,96614.339460395815,0,null,36541.251788021189,96614.3359375,null,-50933.636474571067,-76847.935893201909,-12545.563657785606,null,0.4389571546181098,0.33474977462877159,0,0,0.41773419222128555,0.32226398773357035,0,0,0.88507168196106123,"FAIL",0,null,"IcoEgsld201",null,-12545.563657785606,12545.563657785606,0.36533779928439203,"FAIL",0,1,null,null,19.490005944694985,null,11000.996088084492,"YES",1,null,6.8320000000000007,5.3630000000000004,5.5847964346769574,15.4,15.58,17.390432125820322,null,-51115.43374714828,null,-7687.8218769793775,null,1886.8676577109634,null,1886.8676577109634,null,11000.996088084492,null,1886.8676577109634,0.15232335398076427,null,"IcoEgsld201"]
[2788,"IelNgsld201",0.98603092133998871,8348.9641729365176,0,4229.2880859375,0,0,65270.900957904749,17974.69921875,60240.414179955893,0,0,null,87474.888802884219,60240.414179955893,64469.7022728585,null,29201.763739527385,7339.489407198952,0,0,96614.339460395815,0,null,36541.251788021189,96614.3359375,null,-50933.636474571067,-27928.450477872204,36373.921757544107,null,0.4389571546181098,0.60659031458285939,0,0,0.41773419222128555,0.56679727846909445,0,0,1.6038126107314679,"PASS",1,null,"IelNgsld201",null,36373.921757544107,0,0.41773419222128555,"FAIL",0,1,null,null,10.755652983451611,null,5449.7086752049872,"YES",1,null,6.8320000000000007,5.3630000000000004,5.5847964346769574,15.4,15.58,17.390432125820322,null,-51115.43374714828,null,-7687.8218769793775,null,0,null,0,null,5449.7086752049872,null,0,0,null,"IelNgsld201"]
[2800,"IteNgsld201",0.98603092133998871,8348.9641729365176,0,4229.2880859375,0,0,65270.900957904749,17974.69921875,82011.233102980157,0,0,null,87474.888802884219,82011.233102980157,86240.521195882786,null,29201.763739527385,7339.489407198952,0,0,96614.339460395815,0,null,36541.251788021189,96614.3359375,null,-50933.636474571067,-49699.269400896468,14603.102834519843,null,0.4389571546181098,0.44556398441341494,0,0,0.41773419222128555,0.42371325316986747,0,0,1.1780622273558912,"PASS",1,null,"IteNgsld201",null,14603.102834519843,0,0.41773419222128555,"FAIL",0,1,null,null,14.642733591497883,null,7920.2181391622926,"YES",1,null,6.8320000000000007,5.3630000000000004,5.5847964346769574,15.4,15.58,17.390432125820322,null,-51115.43374714828,null,-7687.8218769793775,null,0,null,0,null,7920.2181391622926,null,0,0,null,"IteNgsld201"]
[2807,"IchEgsld202",0.98603092133998871,8348.9641729365176,0,3544.369140625,0,0,65270.900957904749,17974.69921875,25075.821198623893,0,0,null,86789.969768427196,25075.821198623893,28620.190257069487,null,29201.763739527385,7339.489407198952,0,0,96614.339460395815,0,null,36541.251788021189,96614.3359375,null,-50248.717529258567,7921.061448772296,71538.514738876111,null,0.4389571546181098,1.4572305129543073,0,1,0.42103081814024651,1.2767648067633424,0,1,3.8528882133998463,"PASS",1,null,"IchEgsld202",null,71538.514738876111,0,0.42103081814024651,"FAIL",0,1,null,null,4.4771744400060918,null,1459.299876188285,"YES",1,null,6.8320000000000007,5.3630000000000004,5.5847964346769574,15.4,15.58,17.390432125820322,null,-50430.51480183578,null,-7584.8092550425672,null,0,null,0,null,1459.299876188285,null,0,0,null,"IchEgsld202"]
[2819,"IprEgsld202",0.98603092133998871,8348.9641729365176,0,3544.369140625,0,0,65270.900957904749,17974.69921875,35438.980555239534,0,0,null,86789.969768427196,35438.980555239534,38983.34961368511,null,29201.763739527385,7339.489407198952,0,0,96614.339460395815,0,null,36541.251788021189,96614.3359375,null,-50248.717529258567,-2442.0979078433447,61175.355382260466,null,0.4389571546181098,1.0311033561211931,0,1,0.42103081814024651,0.93735535999610597,0,0,2.7262165678525956,"PASS",1,null,"IprEgsld202",null,61175.355382260466,0,0.42103081814024651,"FAIL",0,1,null,null,6.3274693880169357,null,2635.2907138135288,"YES",1,null,6.8320000000000007,5.3630000000000004,5.5847964346769574,15.4,15.58,17.390432125820322,null,-50430.51480183578,null,-7584.8092550425672,null,0,null,0,null,2635.2907138135288,null,0,0,null,"IprEgsld202"]
[2822,"IstNgsld202",0.98603092133998871,8348.9641729365176,0,3544.369140625,0,0,65270.900957904749,17974.69921875,46343.279616623906,0,0,null,86789.969768427196,46343.279616623906,49887.648675069497,null,29201.763739527385,7339.489407198952,0,0,96614.339460395815,0,null,36541.251788021189,96614.3359375,null,-50248.717529258567,-13346.396969227717,50271.056320876094,null,0.4389571546181098,0.78849084679180514,0,0,0.42103081814024651,0.73247091611451376,0,0,2.0847539651216924,"PASS",1,null,"IstNgsld202",null,50271.056320876094,0,0.42103081814024651,"FAIL",0,1,null,null,8.2743828554542347,null,3872.6893252169916,"YES",1,null,6.8320000000000007,5.3630000000000004,5.5847964346769574,15.4,15.58,17.390432125820322,null,-50430.51480183578,null,-7584.8092550425672,null,0,null,0,null,3872.6893252169916,null,0,0,null,"IstNgsld202"]
[2838,"IluNgsld203",0.98603092133998871,8348.9641729365176,0,5038.640625,0,0,65270.900957904749,17974.69921875,634579.80752946995,0,0,null,88284.241123045023,634579.80752946995,639618.4479425333,null,29201.763739527385,7339.489407198952,0,0,96614.339460395815,0,null,36541.251788021189,96614.3359375,null,-51742.989013633567,-603077.19636644877,-537965.47159196995,null,0.4389571546181098,5.758338250673728E-2,0,0,0.4139045820206711,5.7129765242787928E-2,0,0,0.15224930700779227,"FAIL",0,null,"IluNgsld203",null,-537965.47159196995,537965.47159196995,5.8349331049358549E-2,"FAIL",0,1,null,null,95.101854883523231,null,59057.573048183833,"YES",1,null,6.8320000000000007,5.3630000000000004,5.5847964346769574,15.4,15.58,17.390432125820322,null,-51924.78628621078,null,-6817.045133092779,null,70627.828483945108,null,70627.828483945108,null,59057.573048183833,null,59057.573048183833,0.97706539761773714,null,"IluNgsld203"]
[2841,"ImiEgsld203",0.98603092133998871,8348.9641729365176,0,5038.640625,0,0,65270.900957904749,17974.69921875,119963.21727091109,0,0,null,88284.241123045023,119963.21727091109,125001.85768397458,null,29201.763739527385,7339.489407198952,0,0,96614.339460395815,0,null,36541.251788021189,96614.3359375,null,-51742.989013633567,-88460.606107889907,-23348.881333411089,null,0.4389571546181098,0.30460379955883177,0,0,0.4139045820206711,0.29232566941884214,0,0,0.80536632924171525,"FAIL",0,null,"ImiEgsld203",null,-23348.881333411089,23348.881333411089,0.32733342120280057,"FAIL",0,1,null,null,17.978392026224743,null,10040.260546943415,"YES",1,null,6.8320000000000007,5.3630000000000004,5.5847964346769574,15.4,15.58,17.390432125820322,null,-51924.78628621078,null,-6817.045133092779,null,3065.402657215373,null,3065.402657215373,null,10040.260546943415,null,3065.402657215373,0.26827098776846642,null,"ImiEgsld203"]
[2857,"IcoEgsld204",0.98603092133998871,8348.9641729365176,0,3473.625,0,0,65270.900957904749,17974.69921875,345915.30728863511,0,0,null,86719.225731550963,345915.30728863511,349388.93231020449,null,29201.763739527385,7339.489407198952,0,0,96614.339460395815,0,null,36541.251788021189,96614.3359375,null,-50177.973388633567,-312847.68050061393,-249300.97135113511,null,0.4389571546181098,0.10563641162468364,0,0,0.4213742882686442,0.10458617434920334,0,0,0.27930055103599116,"FAIL",0,null,"IcoEgsld204",null,-249300.97135113511,249300.97135113511,0.10874718890594756,"FAIL",0,1,null,null,75.197421881549474,null,46406.924640149846,"YES",1,null,6.8320000000000007,5.3630000000000004,5.5847964346769574,15.4,15.58,17.390432125820322,null,-50359.770661210787,null,-8668.3356243859635,null,42911.722249394217,null,42911.722249394217,null,46406.924640149846,null,42911.722249394217,0.89786288384526591,null,"IcoEgsld204"]
[2860,"IelNgsld204",0.98603092133998871,8348.9641729365176,0,3473.625,0,0,65270.900957904749,17974.69921875,345915.0811088031,0,0,null,86719.225731550963,345915.0811088031,349388.70613037253,null,29201.763739527385,7339.489407198952,0,0,96614.339460395815,0,null,36541.251788021189,96614.3359375,null,-50177.973388633567,-312847.45432078192,-249300.7451713031,null,0.4389571546181098,0.10563648069604578,0,0,0.4213742882686442,0.10458624205397722,0,0,0.27930073365928565,"FAIL",0,null,"IelNgsld204",null,-249300.7451713031,249300.7451713031,0.1087472621052306,"FAIL",0,1,null,null,75.197371003201795,null,46406.892303429275,"YES",1,null,6.8320000000000007,5.3630000000000004,5.5847964346769574,15.4,15.58,17.390432125820322,null,-50359.770661210787,null,-8668.3356243859635,null,42911.683317471579,null,42911.683317471579,null,46406.892303429275,null,42911.683317471579,0.89786267674483466,null,"IelNgsld204"]
[2872,"IteNgsld204",0.98603092133998871,8348.9641729365176,0,3473.625,0,0,65270.900957904749,17974.69921875,345915.19419871905,0,0,null,86719.225731550963,345915.19419871905,349388.81922028854,null,29201.763739527385,7339.489407198952,0,0,96614.339460395815,0,null,36541.251788021189,96614.3359375,null,-50177.973388633567,-312847.56741069787,-249300.85826121905,null,0.4389571546181098,0.10563644616035343,0,0,0.4213742882686442,0.10458620820157934,0,0,0.2793006423476086,"FAIL",0,null,"IteNgsld204",null,-249300.85826121905,249300.85826121905,0.10874722550557678,"FAIL",0,1,null,null,75.197398136022798,null,46406.909548219861,"YES",1,null,6.8320000000000007,5.3630000000000004,5.5847964346769574,15.4,15.58,17.390432125820322,null,-50359.770661210787,null,-8668.3356243859635,null,42911.702783432884,null,42911.702783432884,null,46406.909548219861,null,42911.702783432884,0.89786276007280619,null,"IteNgsld204"]
[2879,"IchEgsld205",0.98603092133998871,8348.9641729365176,0,6714.84912109375,0,0,65270.900957904749,17974.69921875,5753198.7710752236,0,0,null,89960.44958981371,5753198.7710752236,5759913.6199550582,null,29201.763739527385,7339.489407198952,0,0,96614.339460395815,0,null,36541.251788021189,96614.3359375,null,-53419.197509727317,-5723372.3684082963,-5656584.4351377236,null,0.4389571546181098,6.3514669390072097E-3,0,0,0.40619241092358271,6.3440624630019607E-3,0,0,1.6793151042032155E-2,"FAIL",0,null,"IchEgsld205",null,-5656584.4351377236,5656584.4351377236,6.3588212609272821E-3,"FAIL",0,1,null,null,646.97760172792812,null,409812.90667448821,"YES",1,null,6.8320000000000007,5.3630000000000004,5.5847964346769574,15.4,15.58,17.390432125820322,null,-53600.99478230453,null,-5525.0414303667658,null,583064.98760768003,null,583064.98760768003,null,409812.90667448821,null,409812.90667448821,0.99662875001894335,null,"IchEgsld205"]
[2892,"IprNgsld205",0.98603092133998871,8348.9641729365176,0,6714.84912109375,0,0,65270.900957904749,17974.69921875,10498218.044587471,0,0,null,89960.44958981371,10498218.044587471,10504932.893467305,null,29201.763739527385,7339.489407198952,0,0,96614.339460395815,0,null,36541.251788021189,96614.3359375,null,-53419.197509727317,-10468391.641920542,-10401603.708649971,null,0.4389571546181098,3.4807099293256375E-3,0,0,0.40619241092358271,3.4784850277250084E-3,0,0,9.2029271565102523E-3,"FAIL",0,null,"IprNgsld205",null,-10401603.708649971,10401603.708649971,3.4829174408984517E-3,"FAIL",0,1,null,null,1180.5800488109576,null,748954.29025695822,"YES",1,null,6.8320000000000007,5.3630000000000004,5.5847964346769574,15.4,15.58,17.390432125820322,null,-53600.99478230453,null,-5525.0414303667658,null,1072168.3742242823,null,1072168.3742242823,null,748954.29025695822,null,748954.29025695822,0.99815249865541422,null,"IprNgsld205"]
[2895,"IteEgsld205",0.98603092133998871,8348.9641729365176,0,6714.84912109375,0,0,65270.900957904749,17974.69921875,3020909.9440377341,0,0,null,89960.44958981371,3020909.9440377341,3027624.7929175668,null,29201.763739527385,7339.489407198952,0,0,96614.339460395815,0,null,36541.251788021189,96614.3359375,null,-53419.197509727317,-2991083.5413708067,-2924295.6081002341,null,0.4389571546181098,1.2096107618216624E-2,0,0,0.40619241092358271,1.2069280140190822E-2,0,0,3.1981865638922601E-2,"FAIL",0,null,"IteEgsld205",null,-2924295.6081002341,2924295.6081002341,1.2122809440271956E-2,"FAIL",0,1,null,null,339.71727929133021,null,214527.64994303018,"YES",1,null,6.8320000000000007,5.3630000000000004,5.5847964346769574,15.4,15.58,17.390432125820322,null,-53600.99478230453,null,-5525.0414303667658,null,301428.25622944004,null,301428.25622944004,null,214527.64994303018,null,214527.64994303018,0.99357959291290909,null,"IteEgsld205"]
[2911,"ImeEgsld206",0.98603092133998871,8348.9641729365176,0,4222.6494140625,0,0,65270.900957904749,17974.69921875,93523.106222169736,0,0,null,87468.250192447769,93523.106222169736,97745.755704635914,null,29201.763739527385,7339.489407198952,0,0,96614.339460395815,0,null,36541.251788021189,96614.3359375,null,-50926.997802696067,-61204.503848211047,3091.2297153302643,null,0.4389571546181098,0.39071897057413019,0,0,0.41776589744284998,0.37383978005154567,0,0,1.0330531121152762,"PASS",1,null,"ImeEgsld206",null,3091.2297153302643,0,0.41776589744284998,"FAIL",0,1,null,null,14.015921777920944,null,7521.8357350627793,"YES",1,null,6.8320000000000007,5.3630000000000004,5.5847964346769574,15.4,15.58,17.390432125820322,null,-51108.79507527328,null,-6709.9161623059463,null,0,null,0,null,7521.8357350627793,null,0,0,null,"ImeEgsld206"]
[2914,"ImiNgsld206",0.98603092133998871,8348.9641729365176,0,4222.6494140625,0,0,65270.900957904749,17974.69921875,93523.106222169736,0,0,null,87468.250192447769,93523.106222169736,97745.755704635914,null,29201.763739527385,7339.489407198952,0,0,96614.339460395815,0,null,36541.251788021189,96614.3359375,null,-50926.997802696067,-61204.503848211047,3091.2297153302643,null,0.4389571546181098,0.39071897057413019,0,0,0.41776589744284998,0.37383978005154567,0,0,1.0330531121152762,"PASS",1,null,"ImiNgsld206",null,3091.2297153302643,0,0.41776589744284998,"FAIL",0,1,null,null,14.015921777921132,null,7521.8357350628994,"YES",1,null,6.8320000000000007,5.3630000000000004,5.5847964346769574,15.4,15.58,17.390432125820322,null,-51108.79507527328,null,-6709.9161623059463,null,0,null,0,null,7521.8357350628994,null,0,0,null,"ImiNgsld206"]
[2930,"IcoNgsld207",0.98603092133998871,8348.9641729365176,0,5627.4013671875,0,0,65270.900957904749,17974.69921875,85930.102140515271,0,0,null,88873.002314936093,85930.102140515271,91557.503745469745,null,29201.763739527385,7339.489407198952,0,0,96614.339460395815,0,null,36541.251788021189,96614.3359375,null,-52331.749755821067,-55016.251719681582,10684.233796984729,null,0.4389571546181098,0.42524390030711157,0,0,0.41116257078360174,0.39910712271602028,0,0,1.1243363330292984,"PASS",1,null,"IcoNgsld207",null,10684.233796984729,0,0.41116257078360174,"FAIL",0,1,null,null,9.663293630488365,null,4755.4385039222789,"YES",1,null,6.8320000000000007,5.3630000000000004,5.5847964346769574,15.4,15.58,17.390432125820322,null,-52513.54702839828,null,-5412.9503410484976,null,0,null,0,null,4755.4385039222789,null,0,0,null,"IcoNgsld207"]
[2933,"IluEgsld207",0.98603092133998871,8348.9641729365176,0,5627.4013671875,0,0,65270.900957904749,17974.69921875,29815.924234282833,0,0,null,88873.002314936093,29815.924234282833,35443.325839237325,null,29201.763739527385,7339.489407198952,0,0,96614.339460395815,0,null,36541.251788021189,96614.3359375,null,-52331.749755821067,1097.9261865508524,66798.411703217163,null,0.4389571546181098,1.2255615992612923,0,1,0.41116257078360174,1.0309769517368683,0,1,3.2403602577716262,"PASS",1,null,"IluEgsld207",null,66798.411703217163,0,0.41116257078360174,"FAIL",0,1,null,null,3.3529581656702128,null,744.78242071478326,"YES",1,null,6.8320000000000007,5.3630000000000004,5.5847964346769574,15.4,15.58,17.390432125820322,null,-52513.54702839828,null,-5412.9503410484976,null,0,null,0,null,744.78242071478326,null,0,0,null,"IluEgsld207"]
[2945,"ItrEgsld207",0.98603092133998871,8348.9641729365176,0,5627.4013671875,0,0,65270.900957904749,17974.69921875,9770.0146025939885,0,0,null,88873.002314936093,9770.0146025939885,15397.416207548484,null,29201.763739527385,7339.489407198952,0,0,96614.339460395815,0,null,36541.251788021189,96614.3359375,null,-52331.749755821067,21143.835818239699,86844.32133490601,null,0.4389571546181098,3.7401430063696428,0,1,0.41116257078360174,2.3732067679236546,0,1,9.8888630025024113,"PASS",1,null,"ItrEgsld207",null,86844.32133490601,0,0.41116257078360174,"FAIL",0,1,null,null,1.0986897806701588,null,-687.96156918708198,"NO",0,null,6.8320000000000007,5.3630000000000004,5.5847964346769574,15.4,15.58,17.390432125820322,null,-52513.54702839828,null,-5412.9503410484976,null,0,null,0,null,-687.96156918708198,null,-687.96156918708198,-0.98520389098264982,null,"ItrEgsld207"]
[2952,"IchNgsld208",0.98603092133998871,8348.9641729365176,0,5627.4013671875,0,0,65270.900957904749,17974.69921875,3741.5987858104686,0,0,null,88873.002314936093,3741.5987858104686,9369.0003907649607,null,29201.763739527385,7339.489407198952,0,0,96614.339460395815,0,null,36541.251788021189,96614.3359375,null,-52331.749755821067,27172.251635023218,92872.737151689536,null,0.4389571546181098,9.7662132900510823,0,1,0.41116257078360174,3.9002296073533973,0,1,25.821671822189334,"PASS",1,null,"IchNgsld208",null,92872.737151689536,0,0.41116257078360174,"FAIL",0,1,null,null,0.42076255733151985,null,-1118.8313632596592,"NO",0,null,6.8320000000000007,5.3630000000000004,5.5847964346769574,15.4,15.58,17.390432125820322,null,-52513.54702839828,null,-5412.9503410484976,null,0,null,0,null,-1118.8313632596592,null,-1118.8313632596592,-4.1837388797187121,null,"IchNgsld208"]
[2964,"IprNgsld208",0.98603092133998871,8348.9641729365176,0,5627.4013671875,0,0,65270.900957904749,17974.69921875,2050.4587879176056,0,0,null,88873.002314936093,2050.4587879176056,7677.860392872095,null,29201.763739527385,7339.489407198952,0,0,96614.339460395815,0,null,36541.251788021189,96614.3359375,null,-52331.749755821067,28863.391632916086,94563.877149582389,null,0.4389571546181098,17.821012547699905,0,1,0.41116257078360174,4.7593015566615202,0,1,47.118399309853523,"PASS",1,null,"IprNgsld208",null,94563.877149582389,0,0.41116257078360174,"FAIL",0,1,null,null,0.23058491310531387,null,-1239.7024532291816,"NO",0,null,6.8320000000000007,5.3630000000000004,5.5847964346769574,15.4,15.58,17.390432125820322,null,-52513.54702839828,null,-5412.9503410484976,null,0,null,0,null,-1239.7024532291816,null,-1239.7024532291816,-8.4590890539881052,null,"IprNgsld208"]
[2971,"IwaEgsld208",0.98603092133998871,8348.9641729365176,0,5627.4013671875,0,0,65270.900957904749,17974.69921875,14345.985097466342,0,0,null,88873.002314936093,14345.985097466342,19973.386702420838,null,29201.763739527385,7339.489407198952,0,0,96614.339460395815,0,null,36541.251788021189,96614.3359375,null,-52331.749755821067,16567.865323367347,82268.350840033658,null,0.4389571546181098,2.5471413458023719,0,1,0.41116257078360174,1.8294970586328403,0,1,6.73459056879706,"PASS",1,null,"IwaEgsld208",null,82268.350840033658,0,0.41116257078360174,"FAIL",0,1,null,null,1.6132817436431908,null,-360.9026674576869,"NO",0,null,6.8320000000000007,5.3630000000000004,5.5847964346769574,15.4,15.58,17.390432125820322,null,-52513.54702839828,null,-5412.9503410484976,null,0,null,0,null,-360.9026674576869,null,-360.9026674576869,-0.35197911720227826,null,"IwaEgsld208"]
[2983,"ImeEgsld209",0.98603092133998871,8348.9641729365176,0,5627.4013671875,0,0,65270.900957904749,17974.69921875,92169.566765061973,0,0,null,88873.002314936093,92169.566765061973,97796.968370016461,null,29201.763739527385,7339.489407198952,0,0,96614.339460395815,0,null,36541.251788021189,96614.3359375,null,-52331.749755821067,-61255.716344228284,4444.7691724380275,null,0.4389571546181098,0.39645680315677267,0,0,0.41116257078360174,0.37364401459365248,0,0,1.048223826241558,"PASS",1,null,"ImeEgsld209",null,4444.7691724380275,0,0.41116257078360174,"FAIL",0,1,null,null,10.364954672225,null,5201.3927865559426,"YES",1,null,6.8320000000000007,5.3630000000000004,5.5847964346769574,15.4,15.58,17.390432125820322,null,-52513.54702839828,null,-5412.9503410484976,null,0,null,0,null,5201.3927865559426,null,0,0,null,"ImeEgsld209"]
[2986,"ImiNgsld209",0.98603092133998871,8348.9641729365176,0,5627.4013671875,0,0,65270.900957904749,17974.69921875,92169.580428412417,0,0,null,88873.002314936093,92169.580428412417,97796.982033366861,null,29201.763739527385,7339.489407198952,0,0,96614.339460395815,0,null,36541.251788021189,96614.3359375,null,-52331.749755821067,-61255.730007578728,4444.7555090875831,null,0.4389571546181098,0.39645674438544903,0,0,0.41116257078360174,0.37364396239133479,0,0,1.0482236708513586,"PASS",1,null,"ImiNgsld209",null,4444.7555090875831,0,0.41116257078360174,"FAIL",0,1,null,null,10.364956016713958,null,5201.3936410719734,"YES",1,null,6.8320000000000007,5.3630000000000004,5.5847964346769574,15.4,15.58,17.390432125820322,null,-52513.54702839828,null,-5412.9503410484976,null,0,null,0,null,5201.3936410719734,null,0,0,null,"ImiNgsld209"]
[3002,"IcoNgsld210",0.98957013189792642,8588.5282253098176,0,5788.87353515625,0,0,67143.775390186827,17974.69921875,1272319.8256092034,0,0,null,90907.34851486831,1272319.8256092034,1278108.6989818083,null,29960.846510105912,7365.8334070042802,0,0,98870.814680012743,0,null,37326.680473780129,98870.8125,null,-53580.667670312949,-1240782.0186705797,-1173449.0131092034,null,0.43852619123253289,2.9337498105798693E-2,0,0,0.41060135660997737,2.9204621249169792E-2,0,0,7.7709087377192565E-2,"FAIL",0,null,"IcoNgsld210",null,-1173449.0131092034,1173449.0131092034,2.9522278384220696E-2,"FAIL",0,1,null,null,140.3607260409793,null,89522.443031877672,"YES",1,null,6.8320000000000007,5.3630000000000004,5.5847964346769574,15.4,15.58,17.390432125820322,null,-53766.372548291954,null,-5542.0881104228538,null,120955.85987131183,null,120955.85987131183,null,89522.443031877672,null,89522.443031877672,0.98444802746087201,null,"IcoNgsld210"]
[3005,"IluEgsld210",0.98957013189792642,8588.5282253098176,0,5788.87353515625,0,0,67143.775390186827,17974.69921875,472303.60357129213,0,0,null,90907.34851486831,472303.60357129213,478092.47694389673,null,29960.846510105912,7365.8334070042802,0,0,98870.814680012743,0,null,37326.680473780129,98870.8125,null,-53580.667670312949,-440765.79663266824,-373432.79107129213,null,0.43852619123253289,7.9031115137671887E-2,0,0,0.41060135660997737,7.8074184935290794E-2,0,0,0.20933740871844925,"FAIL",0,null,"IluEgsld210",null,-373432.79107129213,373432.79107129213,8.0386504033126596E-2,"FAIL",0,1,null,null,52.103938018266092,null,32342.773089348069,"YES",1,null,6.8320000000000007,5.3630000000000004,5.5847964346769574,15.4,15.58,17.390432125820322,null,-53766.372548291954,null,-5542.0881104228538,null,38492.413256619759,null,38492.413256619759,null,32342.773089348069,null,32342.773089348069,0.95810515980200717,null,"IluEgsld210"]
[3017,"ItrEgsld210",0.98957013189792642,8588.5282253098176,0,5788.87353515625,0,0,67143.775390186827,17974.69921875,201065.41090876039,0,0,null,90907.34851486831,201065.41090876039,206854.28428136499,null,29960.846510105912,7365.8334070042802,0,0,98870.814680012743,0,null,37326.680473780129,98870.8125,null,-53580.667670312949,-169527.60397013649,-102194.59840876039,null,0.43852619123253289,0.18564446418244587,0,0,0.41060135660997737,0.18044915324874658,0,0,0.49173456564772183,"FAIL",0,null,"ItrEgsld210",null,-102194.59840876039,102194.59840876039,0.19330038427946938,"FAIL",0,1,null,null,22.181283192480283,null,12956.530228319081,"YES",1,null,6.8320000000000007,5.3630000000000004,5.5847964346769574,15.4,15.58,17.390432125820322,null,-53766.372548291954,null,-5542.0881104228538,null,10533.934910374044,null,10533.934910374044,null,12956.530228319081,null,10533.934910374044,0.73301090832155102,null,"ItrEgsld210"]
[3024,"IchNgsld211",0.98603092133998871,8348.9641729365176,0,4222.6494140625,0,0,65270.900957904749,17974.69921875,68711.447574503982,0,0,null,87468.250192447769,68711.447574503982,72934.097056970189,null,29201.763739527385,7339.489407198952,0,0,96614.339460395815,0,null,36541.251788021189,96614.3359375,null,-50926.997802696067,-36392.845200545293,27902.888362996018,null,0.4389571546181098,0.5318073345551253,0,0,0.41776589744284998,0.50101740196700562,0,0,1.4060879132657023,"PASS",1,null,"IchNgsld211",null,27902.888362996018,0,0.41776589744284998,"FAIL",0,1,null,null,10.297500881895916,null,5158.5212219573486,"YES",1,null,6.8320000000000007,5.3630000000000004,5.5847964346769574,15.4,15.58,17.390432125820322,null,-51108.79507527328,null,-6709.9161623059463,null,0,null,0,null,5158.5212219573486,null,0,0,null,"IchNgsld211"]
[3036,"IprNgsld211",0.98603092133998871,8348.9641729365176,0,4222.6494140625,0,0,65270.900957904749,17974.69921875,97108.032947473053,0,0,null,87468.250192447769,97108.032947473053,101330.68242993926,null,29201.763739527385,7339.489407198952,0,0,96614.339460395815,0,null,36541.251788021189,96614.3359375,null,-50926.997802696067,-64789.430573514364,-493.69700997305335,null,0.4389571546181098,0.3762948406934245,0,0,0.41776589744284998,0.36061389242052516,0,0,0.99491600236367572,"FAIL",0,null,"IprNgsld211",null,-493.69700997305335,493.69700997305335,0.41542113607265735,"FAIL",0,1,null,null,14.553180315117537,null,7863.3008176207586,"YES",1,null,6.8320000000000007,5.3630000000000004,5.5847964346769574,15.4,15.58,17.390432125820322,null,-51108.79507527328,null,-6709.9161623059463,null,64.815958615760778,null,64.815958615760778,null,7863.3008176207586,null,64.815958615760778,7.0074670315595387E-3,null,"IprNgsld211"]
[3043,"IwaEgsld211",0.98603092133998871,8348.9641729365176,0,4222.6494140625,0,0,65270.900957904749,17974.69921875,8644.2841337145346,0,0,null,87468.250192447769,8644.2841337145346,12866.933616180733,null,29201.763739527385,7339.489407198952,0,0,96614.339460395815,0,null,36541.251788021189,96614.3359375,null,-50926.997802696067,23674.318240244153,87970.051803785464,null,0.4389571546181098,4.2272154897711642,0,1,0.41776589744284998,2.839934756197934,0,1,11.176672867644838,"PASS",1,null,"IwaEgsld211",null,87970.051803785464,0,0.41776589744284998,"FAIL",0,1,null,null,1.2954831467014167,null,-562.8857289233523,"NO",0,null,6.8320000000000007,5.3630000000000004,5.5847964346769574,15.4,15.58,17.390432125820322,null,-51108.79507527328,null,-6709.9161623059463,null,0,null,0,null,-562.8857289233523,null,-562.8857289233523,-0.6836368988071283,null,"IwaEgsld211"]
[3056,"ImeNgsld212",0.98603092133998871,8348.9641729365176,0,4222.6494140625,0,0,65270.900957904749,17974.69921875,2859.2420428108426,0,0,null,87468.250192447769,2859.2420428108426,7081.8915252770348,null,29201.763739527385,7339.489407198952,0,0,96614.339460395815,0,null,36541.251788021189,96614.3359375,null,-50926.997802696067,29459.360331147847,93755.093894689155,null,0.4389571546181098,12.780048432730265,0,1,0.41776589744284998,5.1598152853015007,0,1,33.790191418184762,"PASS",1,null,"ImeNgsld212",null,93755.093894689155,0,0.41776589744284998,"FAIL",0,1,null,null,0.42850279115598772,null,-1113.9119075434576,"NO",0,null,6.8320000000000007,5.3630000000000004,5.5847964346769574,15.4,15.58,17.390432125820322,null,-51108.79507527328,null,-6709.9161623059463,null,0,null,0,null,-1113.9119075434576,null,-1113.9119075434576,-4.0901027311518261,null,"ImeNgsld212"]
[3059,"IprEgsld212",0.98603092133998871,8348.9641729365176,0,4222.6494140625,0,0,65270.900957904749,17974.69921875,2859.2548585701711,0,0,null,87468.250192447769,2859.2548585701711,7081.904341036362,null,29201.763739527385,7339.489407198952,0,0,96614.339460395815,0,null,36541.251788021189,96614.3359375,null,-50926.997802696067,29459.347515388516,93755.081078929827,null,0.4389571546181098,12.779991149964991,0,1,0.41776589744284998,5.1598059478481364,0,1,33.790039963703684,"PASS",1,null,"IprEgsld212",null,93755.081078929827,0,0.41776589744284998,"FAIL",0,1,null,null,0.42850471891214459,null,-1113.9106823206464,"NO",0,null,6.8320000000000007,5.3630000000000004,5.5847964346769574,15.4,15.58,17.390432125820322,null,-51108.79507527328,null,-6709.9161623059463,null,0,null,0,null,-1113.9106823206464,null,-1113.9106823206464,-4.0900798318080236,null,"IprEgsld212"]
[3075,"IelEgsld213",0.98603092133998871,8348.9641729365176,0,6237.64892578125,0,0,65270.900957904749,17974.69921875,704.30340732833463,0,0,null,89483.249536479649,704.30340732833463,6941.9522338264087,null,29201.763739527385,7339.489407198952,0,0,96614.339460395815,0,null,36541.251788021189,96614.3359375,null,-52941.997314414817,29599.299454911605,95910.032530171666,null,0.4389571546181098,51.88282692914229,0,1,0.40835857162708261,5.263829256466944,0,1,137.17715253429122,"PASS",1,null,"IelEgsld213",null,95910.032530171666,0,0.40835857162708261,"FAIL",0,1,null,null,8.5261895192223852E-2,null,-1332.0653155639502,"NO",0,null,6.8320000000000007,5.3630000000000004,5.5847964346769574,15.4,15.58,17.390432125820322,null,-53123.79458699203,null,-5829.1549629209494,null,0,null,0,null,-1332.0653155639502,null,-1332.0653155639502,-24.58145373911649,null,"IelEgsld213"]
[3078,"IluNgsld213",0.98603092133998871,8348.9641729365176,0,6237.64892578125,0,0,65270.900957904749,17974.69921875,2355.2306971580601,0,0,null,89483.249536479649,2355.2306971580601,8592.8795236561327,null,29201.763739527385,7339.489407198952,0,0,96614.339460395815,0,null,36541.251788021189,96614.3359375,null,-52941.997314414817,27948.372165081877,94259.105240341945,null,0.4389571546181098,15.514935259681229,0,1,0.40835857162708261,4.2525036299207182,0,1,41.021177268995231,"PASS",1,null,"IluNgsld213",null,94259.105240341945,0,0.40835857162708261,"FAIL",0,1,null,null,0.28512062700925656,null,-1205.0412226273609,"NO",0,null,6.8320000000000007,5.3630000000000004,5.5847964346769574,15.4,15.58,17.390432125820322,null,-53123.79458699203,null,-5829.1549629209494,null,0,null,0,null,-1205.0412226273609,null,-1205.0412226273609,-6.6498261470870803,null,"IluNgsld213"]
[3085,"IstEgsld213",0.98603092133998871,8348.9641729365176,0,6237.64892578125,0,0,65270.900957904749,17974.69921875,1467.5609745818101,0,0,null,89483.249536479649,1467.5609745818101,7705.2098010798845,null,29201.763739527385,7339.489407198952,0,0,96614.339460395815,0,null,36541.251788021189,96614.3359375,null,-52941.997314414817,28836.041887658128,95146.774962918193,null,0.4389571546181098,24.899307368427284,0,1,0.40835857162708261,4.7424083523408509,0,1,65.833268675620658,"PASS",1,null,"IstEgsld213",null,95146.774962918193,0,0.40835857162708261,"FAIL",0,1,null,null,0.17766068550890854,null,-1273.3394724561299,"NO",0,null,6.8320000000000007,5.3630000000000004,5.5847964346769574,15.4,15.58,17.390432125820322,null,-53123.79458699203,null,-5829.1549629209494,null,0,null,0,null,-1273.3394724561299,null,-1273.3394724561299,-11.276904264561692,null,"IstEgsld213"]
[3097,"IcoEgsld214",0.98603092133998871,8348.9641729365176,0,6237.64892578125,0,0,65270.900957904749,17974.69921875,26754.502841020836,0,0,null,89483.249536479649,26754.502841020836,32992.151667518912,null,29201.763739527385,7339.489407198952,0,0,96614.339460395815,0,null,36541.251788021189,96614.3359375,null,-52941.997314414817,3549.1000212191066,69859.833096479168,null,0.4389571546181098,1.3657981987239547,0,1,0.40835857162708261,1.1075740693212481,0,1,3.6111430106399847,"PASS",1,null,"IcoEgsld214",null,69859.833096479168,0,0.40835857162708261,"FAIL",0,1,null,null,3.238859156305689,null,672.26458255117313,"YES",1,null,6.8320000000000007,5.3630000000000004,5.5847964346769574,15.4,15.58,17.390432125820322,null,-53123.79458699203,null,-5829.1549629209494,null,0,null,0,null,672.26458255117313,null,0,0,null,"IcoEgsld214"]
[3109,"IstEgsld214",0.98603092133998871,8348.9641729365176,0,6237.64892578125,0,0,65270.900957904749,17974.69921875,29645.317795268984,0,0,null,89483.249536479649,29645.317795268984,35882.966621767067,null,29201.763739527385,7339.489407198952,0,0,96614.339460395815,0,null,36541.251788021189,96614.3359375,null,-52941.997314414817,658.28506697095145,66969.018142231012,null,0.4389571546181098,1.2326146084982335,0,1,0.40835857162708261,1.0183453356041705,0,1,3.2590082725616258,"PASS",1,null,"IstEgsld214",null,66969.018142231012,0,0.40835857162708261,"FAIL",0,1,null,null,3.5888166478635997,null,894.6868531588126,"YES",1,null,6.8320000000000007,5.3630000000000004,5.5847964346769574,15.4,15.58,17.390432125820322,null,-53123.79458699203,null,-5829.1549629209494,null,0,null,0,null,894.6868531588126,null,0,0,null,"IstEgsld214"]
[3116,"IwaNgsld214",0.98603092133998871,8348.9641729365176,0,6237.64892578125,0,0,65270.900957904749,17974.69921875,2083.4602124155426,0,0,null,89483.249536479649,2083.4602124155426,8321.1090389136189,null,29201.763739527385,7339.489407198952,0,0,96614.339460395815,0,null,36541.251788021189,96614.3359375,null,-52941.997314414817,28220.142649824396,94530.87572508445,null,0.4389571546181098,17.538732715061371,0,1,0.40835857162708261,4.3913919624349234,0,1,46.372057100858342,"PASS",1,null,"IwaNgsld214",null,94530.87572508445,0,0.40835857162708261,"FAIL",0,1,null,null,0.25222049889883841,null,-1225.9515370916263,"NO",0,null,6.8320000000000007,5.3630000000000004,5.5847964346769574,15.4,15.58,17.390432125820322,null,-53123.79458699203,null,-5829.1549629209494,null,0,null,0,null,-1225.9515370916263,null,-1225.9515370916263,-7.6476842171503545,null,"IwaNgsld214"]
[3128,"ImeNgsld215",0.98603092133998871,8348.9641729365176,0,5627.4013671875,0,0,65270.900957904749,17974.69921875,85032.440511249151,0,0,null,88873.002314936093,85032.440511249151,90659.842116203639,null,29201.763739527385,7339.489407198952,0,0,96614.339460395815,0,null,36541.251788021189,96614.3359375,null,-52331.749755821067,-54118.590090415462,11581.895426250849,null,0.4389571546181098,0.42973307091176638,0,0,0.41116257078360174,0.40305885197790631,0,0,1.1362056099603379,"PASS",1,null,"ImeNgsld215",null,11581.895426250849,0,0.41116257078360174,"FAIL",0,1,null,null,9.5623474607017691,null,4691.2802080300371,"YES",1,null,6.8320000000000007,5.3630000000000004,5.5847964346769574,15.4,15.58,17.390432125820322,null,-52513.54702839828,null,-5412.9503410484976,null,0,null,0,null,4691.2802080300371,null,0,0,null,"ImeNgsld215"]
[3131,"IprEgsld215",0.98603092133998871,8348.9641729365176,0,5627.4013671875,0,0,65270.900957904749,17974.69921875,2782.7148855442847,0,0,null,88873.002314936093,2782.7148855442847,8410.1164904987709,null,29201.763739527385,7339.489407198952,0,0,96614.339460395815,0,null,36541.251788021189,96614.3359375,null,-52331.749755821067,28131.135535289402,93831.621051955721,null,0.4389571546181098,13.131511236687084,0,1,0.41116257078360174,4.3449163709421752,0,1,34.719452014072488,"PASS",1,null,"IprEgsld215",null,93831.621051955721,0,0.41116257078360174,"FAIL",0,1,null,null,0.31293099143634412,null,-1187.3658061796032,"NO",0,null,6.8320000000000007,5.3630000000000004,5.5847964346769574,15.4,15.58,17.390432125820322,null,-52513.54702839828,null,-5412.9503410484976,null,0,null,0,null,-1187.3658061796032,null,-1187.3658061796032,-5.9699815207115838,null,"IprEgsld215"]
[3147,"IelEgsld216",0.98983502686023694,8619.9972766249703,0,4359.7294921875,0,0,67389.795529821524,17974.69921875,51761.001330153384,0,0,null,89724.22468928872,51761.001330153384,56120.730737543752,null,30052.163409871409,7367.80514412512,0,0,99167.224486801526,0,null,37419.96955799478,99167.2265625,null,-52304.254682764244,-18700.761264346103,47406.225232346616,null,0.43835519284931934,0.72293751272921702,0,0,0.41705537021512645,0.6667762341950545,0,0,1.9158676226135933,"PASS",1,null,"IelEgsld216",null,47406.225232346616,0,0.41705537021512645,"FAIL",0,1,null,null,7.590883655044375,null,3512.321982896558,"YES",1,null,6.8320000000000007,5.3630000000000004,5.5847964346769574,15.4,15.58,17.390432125820322,null,-52490.423685540336,null,-6891.3059236705303,null,0,null,0,null,3512.321982896558,null,0,0,null,"IelEgsld216"]
[3150,"IluNgsld216",0.98983502686023694,8619.9972766249703,0,4359.7294921875,0,0,67389.795529821524,17974.69921875,51761.001330153384,0,0,null,89724.22468928872,51761.001330153384,56120.730737543752,null,30052.163409871409,7367.80514412512,0,0,99167.224486801526,0,null,37419.96955799478,99167.2265625,null,-52304.254682764244,-18700.761264346103,47406.225232346616,null,0.43835519284931934,0.72293751272921702,0,0,0.41705537021512645,0.6667762341950545,0,0,1.9158676226135933,"PASS",1,null,"IluNgsld216",null,47406.225232346616,0,0.41705537021512645,"FAIL",0,1,null,null,7.590883655044375,null,3512.321982896558,"YES",1,null,6.8320000000000007,5.3630000000000004,5.5847964346769574,15.4,15.58,17.390432125820322,null,-52490.423685540336,null,-6891.3059236705303,null,0,null,0,null,3512.321982896558,null,0,0,null,"IluNgsld216"]
[3157,"IstEgsld216",0.98983502686023694,8619.9972766249703,0,4359.7294921875,0,0,67389.795529821524,17974.69921875,51761.001330153384,0,0,null,89724.22468928872,51761.001330153384,56120.730737543752,null,30052.163409871409,7367.80514412512,0,0,99167.224486801526,0,null,37419.96955799478,99167.2265625,null,-52304.254682764244,-18700.761264346103,47406.225232346616,null,0.43835519284931934,0.72293751272921702,0,0,0.41705537021512645,0.6667762341950545,0,0,1.9158676226135933,"PASS",1,null,"IstEgsld216",null,47406.225232346616,0,0.41705537021512645,"FAIL",0,1,null,null,7.590883655044375,null,3512.321982896558,"YES",1,null,6.8320000000000007,5.3630000000000004,5.5847964346769574,15.4,15.58,17.390432125820322,null,-52490.423685540336,null,-6891.3059236705303,null,0,null,0,null,3512.321982896558,null,0,0,null,"IstEgsld216"]
[3169,"IcoEgsld217",0.98603092133998871,8348.9641729365176,0,5627.4013671875,0,0,65270.900957904749,17974.69921875,87868.801766950972,0,0,null,88873.002314936093,87868.801766950972,93496.203371905445,null,29201.763739527385,7339.489407198952,0,0,96614.339460395815,0,null,36541.251788021189,96614.3359375,null,-52331.749755821067,-56954.951346117283,8745.5341705490282,null,0.4389571546181098,0.41586150093337232,0,0,0.41116257078360174,0.39083139810068718,0,0,1.0995294574944161,"PASS",1,null,"IcoEgsld217",null,8745.5341705490282,0,0.41116257078360174,"FAIL",0,1,null,null,9.8813110973095686,null,4894.0037330494679,"YES",1,null,6.8320000000000007,5.3630000000000004,5.5847964346769574,15.4,15.58,17.390432125820322,null,-52513.54702839828,null,-5412.9503410484976,null,0,null,0,null,4894.0037330494679,null,0,0,null,"IcoEgsld217"]
[3181,"IstEgsld217",0.98603092133998871,8348.9641729365176,0,5627.4013671875,0,0,65270.900957904749,17974.69921875,87868.801766950972,0,0,null,88873.002314936093,87868.801766950972,93496.203371905445,null,29201.763739527385,7339.489407198952,0,0,96614.339460395815,0,null,36541.251788021189,96614.3359375,null,-52331.749755821067,-56954.951346117283,8745.5341705490282,null,0.4389571546181098,0.41586150093337232,0,0,0.41116257078360174,0.39083139810068718,0,0,1.0995294574944161,"PASS",1,null,"IstEgsld217",null,8745.5341705490282,0,0.41116257078360174,"FAIL",0,1,null,null,9.8813110973095686,null,4894.0037330494679,"YES",1,null,6.8320000000000007,5.3630000000000004,5.5847964346769574,15.4,15.58,17.390432125820322,null,-52513.54702839828,null,-5412.9503410484976,null,0,null,0,null,4894.0037330494679,null,0,0,null,"IstEgsld217"]
[3184,"IteNgsld217",0.98603092133998871,8348.9641729365176,0,5627.4013671875,0,0,65270.900957904749,17974.69921875,87868.801766950972,0,0,null,88873.002314936093,87868.801766950972,93496.203371905445,null,29201.763739527385,7339.489407198952,0,0,96614.339460395815,0,null,36541.251788021189,96614.3359375,null,-52331.749755821067,-56954.951346117283,8745.5341705490282,null,0.4389571546181098,0.41586150093337232,0,0,0.41116257078360174,0.39083139810068718,0,0,1.0995294574944161,"PASS",1,null,"IteNgsld217",null,8745.5341705490282,0,0.41116257078360174,"FAIL",0,1,null,null,9.8813110973095686,null,4894.0037330494679,"YES",1,null,6.8320000000000007,5.3630000000000004,5.5847964346769574,15.4,15.58,17.390432125820322,null,-52513.54702839828,null,-5412.9503410484976,null,0,null,0,null,4894.0037330494679,null,0,0,null,"IteNgsld217"]
[3201,"ImiEgsld218",0.98603092133998871,8348.9641729365176,0,5038.640625,0,0,65270.900957904749,17974.69921875,3836360.0302941063,0,0,null,88284.241123045023,3836360.0302941063,3841398.6707071709,null,29201.763739527385,7339.489407198952,0,0,96614.339460395815,0,null,36541.251788021189,96614.3359375,null,-51742.989013633567,-3804857.4191310853,-3739745.6943566063,null,0.4389571546181098,9.5249797984210127E-3,0,0,0.4139045820206711,9.5124861849546598E-3,0,0,2.5183855314563183E-2,"FAIL",0,null,"ImiEgsld218",null,-3739745.6943566063,3739745.6943566063,9.5457069058971378E-3,"FAIL",0,1,null,null,574.93942035749126,null,364027.64344286494,"YES",1,null,6.8320000000000007,5.3630000000000004,5.5847964346769574,15.4,15.58,17.390432125820322,null,-51924.78628621078,null,-6817.045133092779,null,490979.68442652223,null,490979.68442652223,null,364027.64344286494,null,364027.64344286494,0.99620634252872564,null,"ImiEgsld218"]
[3204,"IprNgsld218",0.98603092133998871,8348.9641729365176,0,5038.640625,0,0,65270.900957904749,17974.69921875,3836360.0302941063,0,0,null,88284.241123045023,3836360.0302941063,3841398.6707071709,null,29201.763739527385,7339.489407198952,0,0,96614.339460395815,0,null,36541.251788021189,96614.3359375,null,-51742.989013633567,-3804857.4191310853,-3739745.6943566063,null,0.4389571546181098,9.5249797984210127E-3,0,0,0.4139045820206711,9.5124861849546598E-3,0,0,2.5183855314563183E-2,"FAIL",0,null,"IprNgsld218",null,-3739745.6943566063,3739745.6943566063,9.5457069058971378E-3,"FAIL",0,1,null,null,574.93942035707869,null,364027.64344260265,"YES",1,null,6.8320000000000007,5.3630000000000004,5.5847964346769574,15.4,15.58,17.390432125820322,null,-51924.78628621078,null,-6817.045133092779,null,490979.68442652223,null,490979.68442652223,null,364027.64344260265,null,364027.64344260265,0.99620634252872287,null,"IprNgsld218"]
[3220,"IelNgsld219",0.98603092133998871,8348.9641729365176,0,5038.640625,0,0,65270.900957904749,17974.69921875,31911.397078988961,0,0,null,88284.241123045023,31911.397078988961,36950.037492052434,null,29201.763739527385,7339.489407198952,0,0,96614.339460395815,0,null,36541.251788021189,96614.3359375,null,-51742.989013633567,-408.78591596776823,64702.938858511043,null,0.4389571546181098,1.1450846760977635,0,1,0.4139045820206711,0.98893679299483805,0,0,3.0275808889956943,"PASS",1,null,"IelNgsld219",null,64702.938858511043,0,0.4139045820206711,"FAIL",0,1,null,null,4.782429104786841,null,1653.3103983001486,"YES",1,null,6.8320000000000007,5.3630000000000004,5.5847964346769574,15.4,15.58,17.390432125820322,null,-51924.78628621078,null,-6817.045133092779,null,0,null,0,null,1653.3103983001486,null,0,0,null,"IelNgsld219"]
[3223,"ImeTgsld219",0.98603092133998871,8348.9641729365176,0,5038.640625,0,0,65270.900957904749,17974.69921875,31911.350942255365,0,0,null,88284.241123045023,31911.350942255365,36949.991355318853,null,29201.763739527385,7339.489407198952,0,0,96614.339460395815,0,null,36541.251788021189,96614.3359375,null,-51742.989013633567,-408.7397792341726,64702.984995244638,null,0.4389571546181098,1.1450863316361561,0,1,0.4139045820206711,0.98893802780738949,0,0,3.0275852662059592,"PASS",1,null,"ImeTgsld219",null,64702.984995244638,0,0.4139045820206711,"FAIL",0,1,null,null,4.7824224066207792,null,1653.3061411508081,"YES",1,null,6.8320000000000007,5.3630000000000004,5.5847964346769574,15.4,15.58,17.390432125820322,null,-51924.78628621078,null,-6817.045133092779,null,0,null,0,null,1653.3061411508081,null,0,0,null,"ImeTgsld219"]
[3230,"IstNgsld219",0.98603092133998871,8348.9641729365176,0,5038.640625,0,0,65270.900957904749,17974.69921875,31911.394515837088,0,0,null,88284.241123045023,31911.394515837088,36950.034928900561,null,29201.763739527385,7339.489407198952,0,0,96614.339460395815,0,null,36541.251788021189,96614.3359375,null,-51742.989013633567,-408.78335281590262,64702.941421662908,null,0.4389571546181098,1.1450847680719933,0,1,0.4139045820206711,0.98893686159545446,0,0,3.0275811321737107,"PASS",1,null,"IstNgsld219",null,64702.941421662908,0,0.4139045820206711,"FAIL",0,1,null,null,4.7824290522357042,null,1653.3103649002539,"YES",1,null,6.8320000000000007,5.3630000000000004,5.5847964346769574,15.4,15.58,17.390432125820322,null,-51924.78628621078,null,-6817.045133092779,null,0,null,0,null,1653.3103649002539,null,0,0,null,"IstNgsld219"]
[3242,"IcoNgsld220",0.98603092133998871,8348.9641729365176,0,5038.640625,0,0,65270.900957904749,17974.69921875,461668.51640488982,0,0,null,88284.241123045023,461668.51640488982,466707.15681795339,null,29201.763739527385,7339.489407198952,0,0,96614.339460395815,0,null,36541.251788021189,96614.3359375,null,-51742.989013633567,-430165.90524186863,-365054.18046738982,null,0.4389571546181098,7.9150408766392885E-2,0,0,0.4139045820206711,7.829588905507387E-2,0,0,0.20927209134782729,"FAIL",0,null,"IcoNgsld220",null,-365054.18046738982,365054.18046738982,8.060479781468799E-2,"FAIL",0,1,null,null,69.188355065613734,null,42587.74568934783,"YES",1,null,6.8320000000000007,5.3630000000000004,5.5847964346769574,15.4,15.58,17.390432125820322,null,-51924.78628621078,null,-6817.045133092779,null,47926.838072153347,null,47926.838072153347,null,42587.74568934783,null,42587.74568934783,0.96847557330274969,null,"IcoNgsld220"]
[3254,"IstNgsld220",0.98603092133998871,8348.9641729365176,0,5038.640625,0,0,65270.900957904749,17974.69921875,528141.46092909051,0,0,null,88284.241123045023,528141.46092909051,533180.10134215385,null,29201.763739527385,7339.489407198952,0,0,96614.339460395815,0,null,36541.251788021189,96614.3359375,null,-51742.989013633567,-496638.84976606932,-431527.12499159051,null,0.4389571546181098,6.9188379423457722E-2,0,0,0.4139045820206711,6.8534537732207773E-2,0,0,0.18293268581402222,"FAIL",0,null,"IstNgsld220",null,-431527.12499159051,431527.12499159051,7.0297138909724138E-2,"FAIL",0,1,null,null,79.150381539511372,null,48919.30481189648,"YES",1,null,6.8320000000000007,5.3630000000000004,5.5847964346769574,15.4,15.58,17.390432125820322,null,-51924.78628621078,null,-6817.045133092779,null,56653.866055538369,null,56653.866055538369,null,48919.30481189648,null,48919.30481189648,0.97244330115477129,null,"IstNgsld220"]
[3261,"IagTgsld221",0.98603092133998871,8348.9641729365176,0,4229.2880859375,0,0,65270.900957904749,17974.69921875,2396.452054363343,0,0,null,87474.888802884219,2396.452054363343,6625.7401472659776,null,29201.763739527385,7339.489407198952,0,0,96614.339460395815,0,null,36541.251788021189,96614.3359375,null,-50933.636474571067,29915.511647720348,94217.883883136659,null,0.4389571546181098,15.248062952684014,0,1,0.41773419222128555,5.5150445103876393,0,1,40.315572248395007,"PASS",1,null,"IagTgsld221",null,94217.883883136659,0,0.41773419222128555,"FAIL",0,1,null,null,0.4278756806824503,null,-1114.310479766687,"NO",0,null,6.8320000000000007,5.3630000000000004,5.5847964346769574,15.4,15.58,17.390432125820322,null,-51115.43374714828,null,-7687.8218769793775,null,0,null,0,null,-1114.310479766687,null,-1114.310479766687,-4.0975629745781301,null,"IagTgsld221"]
[3273,"ImiTgsld221",0.98603092133998871,8348.9641729365176,0,4229.2880859375,0,0,65270.900957904749,17974.69921875,6148.7293432024953,0,0,null,87474.888802884219,6148.7293432024953,10378.017436105129,null,29201.763739527385,7339.489407198952,0,0,96614.339460395815,0,null,36541.251788021189,96614.3359375,null,-50933.636474571067,26163.234358881193,90465.606594297511,null,0.4389571546181098,5.9428948240205184,0,1,0.41773419222128555,3.5210243225665194,0,1,15.712894574601576,"PASS",1,null,"ImiTgsld221",null,90465.606594297511,0,0.41773419222128555,"FAIL",0,1,null,null,1.0978277778668188,null,-688.50943178586635,"NO",0,null,6.8320000000000007,5.3630000000000004,5.5847964346769574,15.4,15.58,17.390432125820322,null,-51115.43374714828,null,-7687.8218769793775,null,0,null,0,null,-688.50943178586635,null,-688.50943178586635,-0.98676265215970183,null,"ImiTgsld221"]
[3280,"IteNgsld221",0.98603092133998871,8348.9641729365176,0,4229.2880859375,0,0,65270.900957904749,17974.69921875,2294.5337345969901,0,0,null,87474.888802884219,2294.5337345969901,6523.8218274996234,null,29201.763739527385,7339.489407198952,0,0,96614.339460395815,0,null,36541.251788021189,96614.3359375,null,-50933.636474571067,30017.4299674867,94319.802202903011,null,0.4389571546181098,15.925349554487706,0,1,0.41773419222128555,5.6012032200210218,0,1,42.106304422876249,"PASS",1,null,"IteNgsld221",null,94319.802202903011,0,0.41773419222128555,"FAIL",0,1,null,null,0.40967861313737863,null,-1125.8759789470514,"NO",0,null,6.8320000000000007,5.3630000000000004,5.5847964346769574,15.4,15.58,17.390432125820322,null,-51115.43374714828,null,-7687.8218769793775,null,0,null,0,null,-1125.8759789470514,null,-1125.8759789470514,-4.3239860652376096,null,"IteNgsld221"]
[3292,"IelNgsld222",0.98603092133998871,8348.9641729365176,0,4222.6494140625,0,0,65270.900957904749,17974.69921875,208592.35409958547,0,0,null,87468.250192447769,208592.35409958547,212815.00358205164,null,29201.763739527385,7339.489407198952,0,0,96614.339460395815,0,null,36541.251788021189,96614.3359375,null,-50926.997802696067,-176273.75172562679,-111978.01816208547,null,0.4389571546181098,0.17518020708743612,0,0,0.41776589744284998,0.17170430272637133,0,0,0.46317294972074913,"FAIL",0,null,"IelNgsld222",null,-111978.01816208547,111978.01816208547,0.18321351509726455,"FAIL",0,1,null,null,31.260875658096822,null,18482.200611029508,"YES",1,null,6.8320000000000007,5.3630000000000004,5.5847964346769574,15.4,15.58,17.390432125820322,null,-51108.79507527328,null,-6709.9161623059463,null,14701.248831676719,null,14701.248831676719,null,18482.200611029508,null,14701.248831676719,0.73992911156455488,null,"IelNgsld222"]
[3295,"ImeEgsld222",0.98603092133998871,8348.9641729365176,0,4222.6494140625,0,0,65270.900957904749,17974.69921875,208592.35409958547,0,0,null,87468.250192447769,208592.35409958547,212815.00358205164,null,29201.763739527385,7339.489407198952,0,0,96614.339460395815,0,null,36541.251788021189,96614.3359375,null,-50926.997802696067,-176273.75172562679,-111978.01816208547,null,0.4389571546181098,0.17518020708743612,0,0,0.41776589744284998,0.17170430272637133,0,0,0.46317294972074913,"FAIL",0,null,"ImeEgsld222",null,-111978.01816208547,111978.01816208547,0.18321351509726455,"FAIL",0,1,null,null,31.260875658096822,null,18482.200611029508,"YES",1,null,6.8320000000000007,5.3630000000000004,5.5847964346769574,15.4,15.58,17.390432125820322,null,-51108.79507527328,null,-6709.9161623059463,null,14701.248831676719,null,14701.248831676719,null,18482.200611029508,null,14701.248831676719,0.73992911156455488,null,"ImeEgsld222"]
[3302,"IstNgsld222",0.98603092133998871,8348.9641729365176,0,4222.6494140625,0,0,65270.900957904749,17974.69921875,208592.35409958547,0,0,null,87468.250192447769,208592.35409958547,212815.00358205164,null,29201.763739527385,7339.489407198952,0,0,96614.339460395815,0,null,36541.251788021189,96614.3359375,null,-50926.997802696067,-176273.75172562679,-111978.01816208547,null,0.4389571546181098,0.17518020708743612,0,0,0.41776589744284998,0.17170430272637133,0,0,0.46317294972074913,"FAIL",0,null,"IstNgsld222",null,-111978.01816208547,111978.01816208547,0.18321351509726455,"FAIL",0,1,null,null,31.260875658096822,null,18482.200611029508,"YES",1,null,6.8320000000000007,5.3630000000000004,5.5847964346769574,15.4,15.58,17.390432125820322,null,-51108.79507527328,null,-6709.9161623059463,null,14701.248831676719,null,14701.248831676719,null,18482.200611029508,null,14701.248831676719,0.73992911156455488,null,"IstNgsld222"]
[3314,"IcoNgsld223",0.98603092133998871,8348.9641729365176,0,5870.87158203125,0,0,65270.900957904749,17974.69921875,8387.3670585216896,0,0,null,89116.472290191872,8387.3670585216896,14258.238638732033,null,29201.763739527385,7339.489407198952,0,0,96614.339460395815,0,null,36541.251788021189,96614.3359375,null,-52575.219970664817,22283.013147468249,88226.96887897831,null,0.4389571546181098,4.356701159381684,0,1,0.41003925612056769,2.5628166780777142,0,1,11.519030377875069,"PASS",1,null,"IcoNgsld223",null,88226.96887897831,0,0.41003925612056769,"FAIL",0,1,null,null,1.0787956027279229,null,-700.60569979301965,"NO",0,null,6.8320000000000007,5.3630000000000004,5.5847964346769574,15.4,15.58,17.390432125820322,null,-52757.01724324203,null,-6103.5517259568915,null,0,null,0,null,-700.60569979301965,null,-700.60569979301965,-1.0218132351058187,null,"IcoNgsld223"]
[3326,"IstNgsld223",0.98603092133998871,8348.9641729365176,0,5870.87158203125,0,0,65270.900957904749,17974.69921875,8387.3670585216896,0,0,null,89116.472290191872,8387.3670585216896,14258.238638732033,null,29201.763739527385,7339.489407198952,0,0,96614.339460395815,0,null,36541.251788021189,96614.3359375,null,-52575.219970664817,22283.013147468249,88226.96887897831,null,0.4389571546181098,4.356701159381684,0,1,0.41003925612056769,2.5628166780777142,0,1,11.519030377875069,"PASS",1,null,"IstNgsld223",null,88226.96887897831,0,0.41003925612056769,"FAIL",0,1,null,null,1.0787956027279229,null,-700.60569979301965,"NO",0,null,6.8320000000000007,5.3630000000000004,5.5847964346769574,15.4,15.58,17.390432125820322,null,-52757.01724324203,null,-6103.5517259568915,null,0,null,0,null,-700.60569979301965,null,-700.60569979301965,-1.0218132351058187,null,"IstNgsld223"]
[3333,"IagTgsld224",0.98603092133998871,8348.9641729365176,0,3988.22314453125,0,0,65270.900957904749,17974.69921875,163639.51018698906,0,0,null,87233.823834541588,163639.51018698906,167627.73331154903,null,29201.763739527385,7339.489407198952,0,0,96614.339460395815,0,null,36541.251788021189,96614.3359375,null,-50692.571533164817,-131086.48154349913,-67025.174249489064,null,0.4389571546181098,0.22330335593320894,0,0,0.41888857322554857,0.21799049036684706,0,0,0.59040958890123707,"FAIL",0,null,"IagTgsld224",null,-67025.174249489064,67025.174249489064,0.23688246626443624,"FAIL",0,1,null,null,30.983098426335726,null,18305.653904352752,"YES",1,null,6.8320000000000007,5.3630000000000004,5.5847964346769574,15.4,15.58,17.390432125820322,null,-50874.36880574203,null,-8038.9061540349148,null,10590.973380070052,null,10590.973380070052,null,18305.653904352752,null,10590.973380070052,0.53783375405233447,null,"IagTgsld224"]
[3339,"IelTgsld224",0.98603092133998871,8348.9641729365176,0,3988.22314453125,0,0,65270.900957904749,17974.69921875,163639.51018698906,0,0,null,87233.823834541588,163639.51018698906,167627.73331154903,null,29201.763739527385,7339.489407198952,0,0,96614.339460395815,0,null,36541.251788021189,96614.3359375,null,-50692.571533164817,-131086.48154349913,-67025.174249489064,null,0.4389571546181098,0.22330335593320894,0,0,0.41888857322554857,0.21799049036684706,0,0,0.59040958890123707,"FAIL",0,null,"IelTgsld224",null,-67025.174249489064,67025.174249489064,0.23688246626443624,"FAIL",0,1,null,null,30.983098426335726,null,18305.653904352752,"YES",1,null,6.8320000000000007,5.3630000000000004,5.5847964346769574,15.4,15.58,17.390432125820322,null,-50874.36880574203,null,-8038.9061540349148,null,10590.973380070052,null,10590.973380070052,null,18305.653904352752,null,10590.973380070052,0.53783375405233447,null,"IelTgsld224"]
[3353,"ItrTgsld224",0.98603092133998871,8348.9641729365176,0,3988.22314453125,0,0,65270.900957904749,17974.69921875,163639.51018698906,0,0,null,87233.823834541588,163639.51018698906,167627.73331154903,null,29201.763739527385,7339.489407198952,0,0,96614.339460395815,0,null,36541.251788021189,96614.3359375,null,-50692.571533164817,-131086.48154349913,-67025.174249489064,null,0.4389571546181098,0.22330335593320894,0,0,0.41888857322554857,0.21799049036684706,0,0,0.59040958890123707,"FAIL",0,null,"ItrTgsld224",null,-67025.174249489064,67025.174249489064,0.23688246626443624,"FAIL",0,1,null,null,30.983098426335726,null,18305.653904352752,"YES",1,null,6.8320000000000007,5.3630000000000004,5.5847964346769574,15.4,15.58,17.390432125820322,null,-50874.36880574203,null,-8038.9061540349148,null,10590.973380070052,null,10590.973380070052,null,18305.653904352752,null,10590.973380070052,0.53783375405233447,null,"ItrTgsld224"]
[3365,"IluTgsld225",0.98603092133998871,8348.9641729365176,0,5038.640625,0,0,65270.900957904749,17974.69921875,63186.481454735134,0,0,null,88284.241123045023,63186.481454735134,68225.121867798633,null,29201.763739527385,7339.489407198952,0,0,96614.339460395815,0,null,36541.251788021189,96614.3359375,null,-51742.989013633567,-31683.870291713938,33427.854482764866,null,0.4389571546181098,0.57830806442669591,0,0,0.4139045820206711,0.53559818838162276,0,0,1.5290349092584237,"PASS",1,null,"IluTgsld225",null,33427.854482764866,0,0.4139045820206711,"FAIL",0,1,null,null,9.469497326089769,null,4632.2675043022518,"YES",1,null,6.8320000000000007,5.3630000000000004,5.5847964346769574,15.4,15.58,17.390432125820322,null,-51924.78628621078,null,-6817.045133092779,null,0,null,0,null,4632.2675043022518,null,0,0,null,"IluTgsld225"]
[3368,"ImeNgsld225",0.98603092133998871,8348.9641729365176,0,5038.640625,0,0,65270.900957904749,17974.69921875,63186.481454735134,0,0,null,88284.241123045023,63186.481454735134,68225.121867798633,null,29201.763739527385,7339.489407198952,0,0,96614.339460395815,0,null,36541.251788021189,96614.3359375,null,-51742.989013633567,-31683.870291713938,33427.854482764866,null,0.4389571546181098,0.57830806442669591,0,0,0.4139045820206711,0.53559818838162276,0,0,1.5290349092584237,"PASS",1,null,"ImeNgsld225",null,33427.854482764866,0,0.4139045820206711,"FAIL",0,1,null,null,9.469497326089769,null,4632.2675043022518,"YES",1,null,6.8320000000000007,5.3630000000000004,5.5847964346769574,15.4,15.58,17.390432125820322,null,-51924.78628621078,null,-6817.045133092779,null,0,null,0,null,4632.2675043022518,null,0,0,null,"ImeNgsld225"]
[3375,"IteTgsld225",0.98603092133998871,8348.9641729365176,0,5038.640625,0,0,65270.900957904749,17974.69921875,63186.481454735134,0,0,null,88284.241123045023,63186.481454735134,68225.121867798633,null,29201.763739527385,7339.489407198952,0,0,96614.339460395815,0,null,36541.251788021189,96614.3359375,null,-51742.989013633567,-31683.870291713938,33427.854482764866,null,0.4389571546181098,0.57830806442669591,0,0,0.4139045820206711,0.53559818838162276,0,0,1.5290349092584237,"PASS",1,null,"IteTgsld225",null,33427.854482764866,0,0.4139045820206711,"FAIL",0,1,null,null,9.469497326089769,null,4632.2675043022518,"YES",1,null,6.8320000000000007,5.3630000000000004,5.5847964346769574,15.4,15.58,17.390432125820322,null,-51924.78628621078,null,-6817.045133092779,null,0,null,0,null,4632.2675043022518,null,0,0,null,"IteTgsld225"]
[3387,"IelTgsld226",0.98603092133998871,8348.9641729365176,0,5038.640625,0,0,65270.900957904749,17974.69921875,163909.08141568533,0,0,null,88284.241123045023,163909.08141568533,168947.72182874885,null,29201.763739527385,7339.489407198952,0,0,96614.339460395815,0,null,36541.251788021189,96614.3359375,null,-51742.989013633567,-132406.47025266415,-67294.74547818533,null,0.4389571546181098,0.22293610257841615,0,0,0.4139045820206711,0.21628733046321552,0,0,0.58943857840603131,"FAIL",0,null,"IelTgsld226",null,-67294.74547818533,67294.74547818533,0.23487266925813749,"FAIL",0,1,null,null,24.564377631896878,null,14226.111422950231,"YES",1,null,6.8320000000000007,5.3630000000000004,5.5847964346769574,15.4,15.58,17.390432125820322,null,-51924.78628621078,null,-6817.045133092779,null,8834.9196974279548,null,8834.9196974279548,null,14226.111422950231,null,8834.9196974279548,0.56589240630309112,null,"IelTgsld226"]
[3399,"IteTgsld226",0.98603092133998871,8348.9641729365176,0,5038.640625,0,0,65270.900957904749,17974.69921875,163909.08141568533,0,0,null,88284.241123045023,163909.08141568533,168947.72182874885,null,29201.763739527385,7339.489407198952,0,0,96614.339460395815,0,null,36541.251788021189,96614.3359375,null,-51742.989013633567,-132406.47025266415,-67294.74547818533,null,0.4389571546181098,0.22293610257841615,0,0,0.4139045820206711,0.21628733046321552,0,0,0.58943857840603131,"FAIL",0,null,"IteTgsld226",null,-67294.74547818533,67294.74547818533,0.23487266925813749,"FAIL",0,1,null,null,24.564377631896878,null,14226.111422950231,"YES",1,null,6.8320000000000007,5.3630000000000004,5.5847964346769574,15.4,15.58,17.390432125820322,null,-51924.78628621078,null,-6817.045133092779,null,8834.9196974279548,null,8834.9196974279548,null,14226.111422950231,null,8834.9196974279548,0.56589240630309112,null,"IteTgsld226"]
[3406,"IagNgsld227",0.98603092133998871,8348.9641729365176,0,5038.640625,0,0,65270.900957904749,17974.69921875,169545.7291885422,0,0,null,88284.241123045023,169545.7291885422,174584.36960160563,null,29201.763739527385,7339.489407198952,0,0,96614.339460395815,0,null,36541.251788021189,96614.3359375,null,-51742.989013633567,-138043.11802552102,-72931.393251042202,null,0.4389571546181098,0.21552446035007897,0,0,0.4139045820206711,0.20930425688764465,0,0,0.56984234518854004,"FAIL",0,null,"IagNgsld227",null,-72931.393251042202,72931.393251042202,0.22666072061024092,"FAIL",0,1,null,null,25.409118836215818,null,14763.003077716703,"YES",1,null,6.8320000000000007,5.3630000000000004,5.5847964346769574,15.4,15.58,17.390432125820322,null,-51924.78628621078,null,-6817.045133092779,null,9574.9378085302524,null,9574.9378085302524,null,14763.003077716703,null,9574.9378085302524,0.59290263761305517,null,"IagNgsld227"]
[3418,"ImiNgsld227",0.98603092133998871,8348.9641729365176,0,5038.640625,0,0,65270.900957904749,17974.69921875,169545.7291885422,0,0,null,88284.241123045023,169545.7291885422,174584.36960160563,null,29201.763739527385,7339.489407198952,0,0,96614.339460395815,0,null,36541.251788021189,96614.3359375,null,-51742.989013633567,-138043.11802552102,-72931.393251042202,null,0.4389571546181098,0.21552446035007897,0,0,0.4139045820206711,0.20930425688764465,0,0,0.56984234518854004,"FAIL",0,null,"ImiNgsld227",null,-72931.393251042202,72931.393251042202,0.22666072061024092,"FAIL",0,1,null,null,25.409118836215818,null,14763.003077716703,"YES",1,null,6.8320000000000007,5.3630000000000004,5.5847964346769574,15.4,15.58,17.390432125820322,null,-51924.78628621078,null,-6817.045133092779,null,9574.9378085302524,null,9574.9378085302524,null,14763.003077716703,null,9574.9378085302524,0.59290263761305517,null,"ImiNgsld227"]
[3425,"ItrTgsld227",0.98603092133998871,8348.9641729365176,0,5038.640625,0,0,65270.900957904749,17974.69921875,169545.7291885422,0,0,null,88284.241123045023,169545.7291885422,174584.36960160563,null,29201.763739527385,7339.489407198952,0,0,96614.339460395815,0,null,36541.251788021189,96614.3359375,null,-51742.989013633567,-138043.11802552102,-72931.393251042202,null,0.4389571546181098,0.21552446035007897,0,0,0.4139045820206711,0.20930425688764465,0,0,0.56984234518854004,"FAIL",0,null,"ItrTgsld227",null,-72931.393251042202,72931.393251042202,0.22666072061024092,"FAIL",0,1,null,null,25.409118836215818,null,14763.003077716703,"YES",1,null,6.8320000000000007,5.3630000000000004,5.5847964346769574,15.4,15.58,17.390432125820322,null,-51924.78628621078,null,-6817.045133092779,null,9574.9378085302524,null,9574.9378085302524,null,14763.003077716703,null,9574.9378085302524,0.59290263761305517,null,"ItrTgsld227"]
[3437,"IluTgsld228",0.98603092133998871,8348.9641729365176,0,5038.640625,0,0,65270.900957904749,17974.69921875,110214.57672832378,0,0,null,88284.241123045023,110214.57672832378,115253.21714138731,null,29201.763739527385,7339.489407198952,0,0,96614.339460395815,0,null,36541.251788021189,96614.3359375,null,-51742.989013633567,-78711.965565302584,-13600.24079082378,null,0.4389571546181098,0.33154645122935483,0,0,0.4139045820206711,0.31705190212607437,0,0,0.87660215921939222,"FAIL",0,null,"IluTgsld228",null,-13600.24079082378,13600.24079082378,0.35865375390709936,"FAIL",0,1,null,null,16.517403708815174,null,9111.7010883564308,"YES",1,null,6.8320000000000007,5.3630000000000004,5.5847964346769574,15.4,15.58,17.390432125820322,null,-51924.78628621078,null,-6817.045133092779,null,1785.5336906142693,null,1785.5336906142693,null,9111.7010883564308,null,1785.5336906142693,0.17008393322051166,null,"IluTgsld228"]
[3440,"ImeNgsld228",0.98603092133998871,8348.9641729365176,0,5038.640625,0,0,65270.900957904749,17974.69921875,110214.57672832378,0,0,null,88284.241123045023,110214.57672832378,115253.21714138731,null,29201.763739527385,7339.489407198952,0,0,96614.339460395815,0,null,36541.251788021189,96614.3359375,null,-51742.989013633567,-78711.965565302584,-13600.24079082378,null,0.4389571546181098,0.33154645122935483,0,0,0.4139045820206711,0.31705190212607437,0,0,0.87660215921939222,"FAIL",0,null,"ImeNgsld228",null,-13600.24079082378,13600.24079082378,0.35865375390709936,"FAIL",0,1,null,null,16.517403708815174,null,9111.7010883564308,"YES",1,null,6.8320000000000007,5.3630000000000004,5.5847964346769574,15.4,15.58,17.390432125820322,null,-51924.78628621078,null,-6817.045133092779,null,1785.5336906142693,null,1785.5336906142693,null,9111.7010883564308,null,1785.5336906142693,0.17008393322051166,null,"ImeNgsld228"]
[3447,"IteTgsld228",0.98603092133998871,8348.9641729365176,0,5038.640625,0,0,65270.900957904749,17974.69921875,110214.57672832378,0,0,null,88284.241123045023,110214.57672832378,115253.21714138731,null,29201.763739527385,7339.489407198952,0,0,96614.339460395815,0,null,36541.251788021189,96614.3359375,null,-51742.989013633567,-78711.965565302584,-13600.24079082378,null,0.4389571546181098,0.33154645122935483,0,0,0.4139045820206711,0.31705190212607437,0,0,0.87660215921939222,"FAIL",0,null,"IteTgsld228",null,-13600.24079082378,13600.24079082378,0.35865375390709936,"FAIL",0,1,null,null,16.517403708815174,null,9111.7010883564308,"YES",1,null,6.8320000000000007,5.3630000000000004,5.5847964346769574,15.4,15.58,17.390432125820322,null,-51924.78628621078,null,-6817.045133092779,null,1785.5336906142693,null,1785.5336906142693,null,9111.7010883564308,null,1785.5336906142693,0.17008393322051166,null,"IteTgsld228"]
[3459,"IelTgsld229",0.98603092133998871,8348.9641729365176,0,5038.640625,0,0,65270.900957904749,17974.69921875,112583.21612514753,0,0,null,88284.241123045023,112583.21612514753,117621.85653821097,null,29201.763739527385,7339.489407198952,0,0,96614.339460395815,0,null,36541.251788021189,96614.3359375,null,-51742.989013633567,-81080.604962126352,-15968.880187647534,null,0.4389571546181098,0.32457104216495219,0,0,0.4139045820206711,0.31066719058552317,0,0,0.85815931772728427,"FAIL",0,null,"IelTgsld229",null,-15968.880187647534,15968.880187647534,0.35050511141791901,"FAIL",0,1,null,null,16.872381615118975,null,9337.3141809184817,"YES",1,null,6.8320000000000007,5.3630000000000004,5.5847964346769574,15.4,15.58,17.390432125820322,null,-51924.78628621078,null,-6817.045133092779,null,2096.5050556799979,null,2096.5050556799979,null,9337.3141809184817,null,2096.5050556799979,0.19550440601865224,null,"IelTgsld229"]
[3466,"ImiNgsld229",0.98603092133998871,8348.9641729365176,0,5038.640625,0,0,65270.900957904749,17974.69921875,112583.21612514753,0,0,null,88284.241123045023,112583.21612514753,117621.85653821097,null,29201.763739527385,7339.489407198952,0,0,96614.339460395815,0,null,36541.251788021189,96614.3359375,null,-51742.989013633567,-81080.604962126352,-15968.880187647534,null,0.4389571546181098,0.32457104216495219,0,0,0.4139045820206711,0.31066719058552317,0,0,0.85815931772728427,"FAIL",0,null,"ImiNgsld229",null,-15968.880187647534,15968.880187647534,0.35050511141791901,"FAIL",0,1,null,null,16.872381615118975,null,9337.3141809184817,"YES",1,null,6.8320000000000007,5.3630000000000004,5.5847964346769574,15.4,15.58,17.390432125820322,null,-51924.78628621078,null,-6817.045133092779,null,2096.5050556799979,null,2096.5050556799979,null,9337.3141809184817,null,2096.5050556799979,0.19550440601865224,null,"ImiNgsld229"]
[3478,"IagNgsld230",0.98603092133998871,8348.9641729365176,0,5038.640625,0,0,65270.900957904749,17974.69921875,76370.596463646376,0,0,null,88284.241123045023,76370.596463646376,81409.236876709881,null,29201.763739527385,7339.489407198952,0,0,96614.339460395815,0,null,36541.251788021189,96614.3359375,null,-51742.989013633567,-44867.985300625187,20243.739473853624,null,0.4389571546181098,0.47847278245908959,0,0,0.4139045820206711,0.44885879164094711,0,0,1.2650724285424426,"PASS",1,null,"IagNgsld230",null,20243.739473853624,0,0.4139045820206711,"FAIL",0,1,null,null,11.445345616698237,null,5888.056203715294,"YES",1,null,6.8320000000000007,5.3630000000000004,5.5847964346769574,15.4,15.58,17.390432125820322,null,-51924.78628621078,null,-6817.045133092779,null,0,null,0,null,5888.056203715294,null,0,0,null,"IagNgsld230"]
[3490,"ImiNgsld230",0.98603092133998871,8348.9641729365176,0,5038.640625,0,0,65270.900957904749,17974.69921875,76370.596463646376,0,0,null,88284.241123045023,76370.596463646376,81409.236876709881,null,29201.763739527385,7339.489407198952,0,0,96614.339460395815,0,null,36541.251788021189,96614.3359375,null,-51742.989013633567,-44867.985300625187,20243.739473853624,null,0.4389571546181098,0.47847278245908959,0,0,0.4139045820206711,0.44885879164094711,0,0,1.2650724285424426,"PASS",1,null,"ImiNgsld230",null,20243.739473853624,0,0.4139045820206711,"FAIL",0,1,null,null,11.445345616698237,null,5888.056203715294,"YES",1,null,6.8320000000000007,5.3630000000000004,5.5847964346769574,15.4,15.58,17.390432125820322,null,-51924.78628621078,null,-6817.045133092779,null,0,null,0,null,5888.056203715294,null,0,0,null,"ImiNgsld230"]
[3500,"IwaNgsld230",0.98603092133998871,8348.9641729365176,0,5038.640625,0,0,65270.900957904749,17974.69921875,76370.596463646376,0,0,null,88284.241123045023,76370.596463646376,81409.236876709881,null,29201.763739527385,7339.489407198952,0,0,96614.339460395815,0,null,36541.251788021189,96614.3359375,null,-51742.989013633567,-44867.985300625187,20243.739473853624,null,0.4389571546181098,0.47847278245908959,0,0,0.4139045820206711,0.44885879164094711,0,0,1.2650724285424426,"PASS",1,null,"IwaNgsld230",null,20243.739473853624,0,0.4139045820206711,"FAIL",0,1,null,null,11.445345616698237,null,5888.056203715294,"YES",1,null,6.8320000000000007,5.3630000000000004,5.5847964346769574,15.4,15.58,17.390432125820322,null,-51924.78628621078,null,-6817.045133092779,null,0,null,0,null,5888.056203715294,null,0,0,null,"IwaNgsld230"]
[3510,"IluNgsld231",0.98603092133998871,8348.9641729365176,0,5038.640625,0,0,65270.900957904749,17974.69921875,84213.907814332124,0,0,null,88284.241123045023,84213.907814332124,89252.548227395615,null,29201.763739527385,7339.489407198952,0,0,96614.339460395815,0,null,36541.251788021189,96614.3359375,null,-51742.989013633567,-52711.296651310935,12400.428123167876,null,0.4389571546181098,0.43390994120097509,0,0,0.4139045820206711,0.40941409995547046,0,0,1.1472491711286847,"PASS",1,null,"IluNgsld231",null,12400.428123167876,0,0.4139045820206711,"FAIL",0,1,null,null,12.620790812313563,null,6635.1331936083334,"YES",1,null,6.8320000000000007,5.3630000000000004,5.5847964346769574,15.4,15.58,17.390432125820322,null,-51924.78628621078,null,-6817.045133092779,null,0,null,0,null,6635.1331936083334,null,0,0,null,"IluNgsld231"]
[3513,"ImiTgsld231",0.98603092133998871,8348.9641729365176,0,5038.640625,0,0,65270.900957904749,17974.69921875,84213.907814332124,0,0,null,88284.241123045023,84213.907814332124,89252.548227395615,null,29201.763739527385,7339.489407198952,0,0,96614.339460395815,0,null,36541.251788021189,96614.3359375,null,-51742.989013633567,-52711.296651310935,12400.428123167876,null,0.4389571546181098,0.43390994120097509,0,0,0.4139045820206711,0.40941409995547046,0,0,1.1472491711286847,"PASS",1,null,"ImiTgsld231",null,12400.428123167876,0,0.4139045820206711,"FAIL",0,1,null,null,12.620790812313563,null,6635.1331936083334,"YES",1,null,6.8320000000000007,5.3630000000000004,5.5847964346769574,15.4,15.58,17.390432125820322,null,-51924.78628621078,null,-6817.045133092779,null,0,null,0,null,6635.1331936083334,null,0,0,null,"ImiTgsld231"]
[3520,"IteNgsld231",0.98603092133998871,8348.9641729365176,0,5038.640625,0,0,65270.900957904749,17974.69921875,84213.907814332124,0,0,null,88284.241123045023,84213.907814332124,89252.548227395615,null,29201.763739527385,7339.489407198952,0,0,96614.339460395815,0,null,36541.251788021189,96614.3359375,null,-51742.989013633567,-52711.296651310935,12400.428123167876,null,0.4389571546181098,0.43390994120097509,0,0,0.4139045820206711,0.40941409995547046,0,0,1.1472491711286847,"PASS",1,null,"IteNgsld231",null,12400.428123167876,0,0.4139045820206711,"FAIL",0,1,null,null,12.620790812313563,null,6635.1331936083334,"YES",1,null,6.8320000000000007,5.3630000000000004,5.5847964346769574,15.4,15.58,17.390432125820322,null,-51924.78628621078,null,-6817.045133092779,null,0,null,0,null,6635.1331936083334,null,0,0,null,"IteNgsld231"]
[3532,"IelNgsld232",0.98603092133998871,8348.9641729365176,0,3988.22314453125,0,0,65270.900957904749,17974.69921875,60134.741382238404,0,0,null,87233.823834541588,60134.741382238404,64122.964506798417,null,29201.763739527385,7339.489407198952,0,0,96614.339460395815,0,null,36541.251788021189,96614.3359375,null,-50692.571533164817,-27581.712738748465,36479.594555261596,null,0.4389571546181098,0.60765625573662374,0,0,0.41888857322554857,0.5698621711846491,0,0,1.6066309377367063,"PASS",1,null,"IelNgsld232",null,36479.594555261596,0,0.41888857322554857,"FAIL",0,1,null,null,11.385762056828877,null,5850.1867167155096,"YES",1,null,6.8320000000000007,5.3630000000000004,5.5847964346769574,15.4,15.58,17.390432125820322,null,-50874.36880574203,null,-8038.9061540349148,null,0,null,0,null,5850.1867167155096,null,0,0,null,"IelNgsld232"]
[3539,"IprTgsld232",0.98603092133998871,8348.9641729365176,0,3988.22314453125,0,0,65270.900957904749,17974.69921875,60134.741382238404,0,0,null,87233.823834541588,60134.741382238404,64122.964506798417,null,29201.763739527385,7339.489407198952,0,0,96614.339460395815,0,null,36541.251788021189,96614.3359375,null,-50692.571533164817,-27581.712738748465,36479.594555261596,null,0.4389571546181098,0.60765625573662374,0,0,0.41888857322554857,0.5698621711846491,0,0,1.6066309377367063,"PASS",1,null,"IprTgsld232",null,36479.594555261596,0,0.41888857322554857,"FAIL",0,1,null,null,11.385762056828877,null,5850.1867167155096,"YES",1,null,6.8320000000000007,5.3630000000000004,5.5847964346769574,15.4,15.58,17.390432125820322,null,-50874.36880574203,null,-8038.9061540349148,null,0,null,0,null,5850.1867167155096,null,0,0,null,"IprTgsld232"]
[3551,"IchTgsld233",0.98603092133998871,8348.9641729365176,0,3988.22314453125,0,0,65270.900957904749,17974.69921875,48118.146506179983,0,0,null,87233.823834541588,48118.146506179983,52106.369630739988,null,29201.763739527385,7339.489407198952,0,0,96614.339460395815,0,null,36541.251788021189,96614.3359375,null,-50692.571533164817,-15565.117862690044,48496.189431320017,null,0.4389571546181098,0.75940688578534643,0,0,0.41888857322554857,0.70128185926156561,0,0,2.0078565562597364,"PASS",1,null,"IchTgsld233",null,48496.189431320017,0,0.41888857322554857,"FAIL",0,1,null,null,9.1105696045032722,null,4404.144030037136,"YES",1,null,6.8320000000000007,5.3630000000000004,5.5847964346769574,15.4,15.58,17.390432125820322,null,-50874.36880574203,null,-8038.9061540349148,null,0,null,0,null,4404.144030037136,null,0,0,null,"IchTgsld233"]
[3563,"IprTgsld233",0.98603092133998871,8348.9641729365176,0,3988.22314453125,0,0,65270.900957904749,17974.69921875,48118.146506179983,0,0,null,87233.823834541588,48118.146506179983,52106.369630739988,null,29201.763739527385,7339.489407198952,0,0,96614.339460395815,0,null,36541.251788021189,96614.3359375,null,-50692.571533164817,-15565.117862690044,48496.189431320017,null,0.4389571546181098,0.75940688578534643,0,0,0.41888857322554857,0.70128185926156561,0,0,2.0078565562597364,"PASS",1,null,"IprTgsld233",null,48496.189431320017,0,0.41888857322554857,"FAIL",0,1,null,null,9.1105696045032722,null,4404.144030037136,"YES",1,null,6.8320000000000007,5.3630000000000004,5.5847964346769574,15.4,15.58,17.390432125820322,null,-50874.36880574203,null,-8038.9061540349148,null,0,null,0,null,4404.144030037136,null,0,0,null,"IprTgsld233"]
[3570,"ItrNgsld233",0.98603092133998871,8348.9641729365176,0,3988.22314453125,0,0,65270.900957904749,17974.69921875,48118.146506179983,0,0,null,87233.823834541588,48118.146506179983,52106.369630739988,null,29201.763739527385,7339.489407198952,0,0,96614.339460395815,0,null,36541.251788021189,96614.3359375,null,-50692.571533164817,-15565.117862690044,48496.189431320017,null,0.4389571546181098,0.75940688578534643,0,0,0.41888857322554857,0.70128185926156561,0,0,2.0078565562597364,"PASS",1,null,"ItrNgsld233",null,48496.189431320017,0,0.41888857322554857,"FAIL",0,1,null,null,9.1105696045032722,null,4404.144030037136,"YES",1,null,6.8320000000000007,5.3630000000000004,5.5847964346769574,15.4,15.58,17.390432125820322,null,-50874.36880574203,null,-8038.9061540349148,null,0,null,0,null,4404.144030037136,null,0,0,null,"ItrNgsld233"]
[3582,"IluNgsld234",0.98603092133998871,8348.9641729365176,0,3988.22314453125,0,0,65270.900957904749,17974.69921875,114358.76884371563,0,0,null,87233.823834541588,114358.76884371563,118346.99196827567,null,29201.763739527385,7339.489407198952,0,0,96614.339460395815,0,null,36541.251788021189,96614.3359375,null,-50692.571533164817,-81805.7402002257,-17744.432906215632,null,0.4389571546181098,0.31953169973313544,0,0,0.41888857322554857,0.30876367175982067,0,0,0.8448353975333065,"FAIL",0,null,"IluNgsld234",null,-17744.432906215632,17744.432906215632,0.34808400426147595,"FAIL",0,1,null,null,21.652404644219121,null,12375.350517721203,"YES",1,null,6.8320000000000007,5.3630000000000004,5.5847964346769574,15.4,15.58,17.390432125820322,null,-50874.36880574203,null,-8038.9061540349148,null,2803.8840429512416,null,2803.8840429512416,null,12375.350517721203,null,2803.8840429512416,0.20374686699186909,null,"IluNgsld234"]
[3589,"IstTgsld234",0.98603092133998871,8348.9641729365176,0,3988.22314453125,0,0,65270.900957904749,17974.69921875,114358.76884371563,0,0,null,87233.823834541588,114358.76884371563,118346.99196827567,null,29201.763739527385,7339.489407198952,0,0,96614.339460395815,0,null,36541.251788021189,96614.3359375,null,-50692.571533164817,-81805.7402002257,-17744.432906215632,null,0.4389571546181098,0.31953169973313544,0,0,0.41888857322554857,0.30876367175982067,0,0,0.8448353975333065,"FAIL",0,null,"IstTgsld234",null,-17744.432906215632,17744.432906215632,0.34808400426147595,"FAIL",0,1,null,null,21.652404644219121,null,12375.350517721203,"YES",1,null,6.8320000000000007,5.3630000000000004,5.5847964346769574,15.4,15.58,17.390432125820322,null,-50874.36880574203,null,-8038.9061540349148,null,2803.8840429512416,null,2803.8840429512416,null,12375.350517721203,null,2803.8840429512416,0.20374686699186909,null,"IstTgsld234"]
[3592,"IteNgsld234",0.98603092133998871,8348.9641729365176,0,3988.22314453125,0,0,65270.900957904749,17974.69921875,114358.76884371563,0,0,null,87233.823834541588,114358.76884371563,118346.99196827567,null,29201.763739527385,7339.489407198952,0,0,96614.339460395815,0,null,36541.251788021189,96614.3359375,null,-50692.571533164817,-81805.7402002257,-17744.432906215632,null,0.4389571546181098,0.31953169973313544,0,0,0.41888857322554857,0.30876367175982067,0,0,0.8448353975333065,"FAIL",0,null,"IteNgsld234",null,-17744.432906215632,17744.432906215632,0.34808400426147595,"FAIL",0,1,null,null,21.652404644219121,null,12375.350517721203,"YES",1,null,6.8320000000000007,5.3630000000000004,5.5847964346769574,15.4,15.58,17.390432125820322,null,-50874.36880574203,null,-8038.9061540349148,null,2803.8840429512416,null,2803.8840429512416,null,12375.350517721203,null,2803.8840429512416,0.20374686699186909,null,"IteNgsld234"]
[3604,"IelNgsld235",0.98603092133998871,8348.9641729365176,0,3988.22314453125,0,0,65270.900957904749,17974.69921875,231642.16635922913,0,0,null,87233.823834541588,231642.16635922913,235630.38948378913,null,29201.763739527385,7339.489407198952,0,0,96614.339460395815,0,null,36541.251788021189,96614.3359375,null,-50692.571533164817,-199089.1377157392,-135027.83042172913,null,0.4389571546181098,0.15774870509263525,0,0,0.41888857322554857,0.15507868855531487,0,0,0.4170844084909443,"FAIL",0,null,"IelNgsld235",null,-135027.83042172913,135027.83042172913,0.16440646046073068,"FAIL",0,1,null,null,43.858550097144224,null,26488.89691187174,"YES",1,null,6.8320000000000007,5.3630000000000004,5.5847964346769574,15.4,15.58,17.390432125820322,null,-50874.36880574203,null,-8038.9061540349148,null,21336.403427195088,null,21336.403427195088,null,26488.89691187174,null,21336.403427195088,0.765427337119304,null,"IelNgsld235"]
[3611,"IprTgsld235",0.98603092133998871,8348.9641729365176,0,3988.22314453125,0,0,65270.900957904749,17974.69921875,231642.16635922913,0,0,null,87233.823834541588,231642.16635922913,235630.38948378913,null,29201.763739527385,7339.489407198952,0,0,96614.339460395815,0,null,36541.251788021189,96614.3359375,null,-50692.571533164817,-199089.1377157392,-135027.83042172913,null,0.4389571546181098,0.15774870509263525,0,0,0.41888857322554857,0.15507868855531487,0,0,0.4170844084909443,"FAIL",0,null,"IprTgsld235",null,-135027.83042172913,135027.83042172913,0.16440646046073068,"FAIL",0,1,null,null,43.858550097144224,null,26488.89691187174,"YES",1,null,6.8320000000000007,5.3630000000000004,5.5847964346769574,15.4,15.58,17.390432125820322,null,-50874.36880574203,null,-8038.9061540349148,null,21336.403427195088,null,21336.403427195088,null,26488.89691187174,null,21336.403427195088,0.765427337119304,null,"IprTgsld235"]
[3623,"IchTgsld236",0.98603092133998871,8348.9641729365176,0,8862.7919921875,0,0,65270.900957904749,17974.69921875,44825.739785066478,0,0,null,92108.392435579502,44825.739785066478,53688.531510664427,null,29201.763739527385,7339.489407198952,0,0,96614.339460395815,0,null,36541.251788021189,96614.3359375,null,-55567.140380821067,-17147.279989232789,51788.596152433522,null,0.4389571546181098,0.81518457839695857,0,0,0.3967201134185262,0.68061559104699687,0,0,2.1553316554451309,"PASS",1,null,"IchTgsld236",null,51788.596152433522,0,0.3967201134185262,"FAIL",0,1,null,null,3.8192053195653539,null,1041.1148414669372,"YES",1,null,6.8320000000000007,5.3630000000000004,5.5847964346769574,15.4,15.58,17.390432125820322,null,-55748.937653398287,null,-4932.5806687470158,null,0,null,0,null,1041.1148414669372,null,0,0,null,"IchTgsld236"]
[3635,"IprTgsld236",0.98603092133998871,8348.9641729365176,0,8862.7919921875,0,0,65270.900957904749,17974.69921875,44825.739785066478,0,0,null,92108.392435579502,44825.739785066478,53688.531510664427,null,29201.763739527385,7339.489407198952,0,0,96614.339460395815,0,null,36541.251788021189,96614.3359375,null,-55567.140380821067,-17147.279989232789,51788.596152433522,null,0.4389571546181098,0.81518457839695857,0,0,0.3967201134185262,0.68061559104699687,0,0,2.1553316554451309,"PASS",1,null,"IprTgsld236",null,51788.596152433522,0,0.3967201134185262,"FAIL",0,1,null,null,3.8192053195653539,null,1041.1148414669372,"YES",1,null,6.8320000000000007,5.3630000000000004,5.5847964346769574,15.4,15.58,17.390432125820322,null,-55748.937653398287,null,-4932.5806687470158,null,0,null,0,null,1041.1148414669372,null,0,0,null,"IprTgsld236"]
[3641,"ItrTgsld236",0.98603092133998871,8348.9641729365176,0,8862.7919921875,0,0,65270.900957904749,17974.69921875,44825.739785066478,0,0,null,92108.392435579502,44825.739785066478,53688.531510664427,null,29201.763739527385,7339.489407198952,0,0,96614.339460395815,0,null,36541.251788021189,96614.3359375,null,-55567.140380821067,-17147.279989232789,51788.596152433522,null,0.4389571546181098,0.81518457839695857,0,0,0.3967201134185262,0.68061559104699687,0,0,2.1553316554451309,"PASS",1,null,"ItrTgsld236",null,51788.596152433522,0,0.3967201134185262,"FAIL",0,1,null,null,3.8192053195653539,null,1041.1148414669372,"YES",1,null,6.8320000000000007,5.3630000000000004,5.5847964346769574,15.4,15.58,17.390432125820322,null,-55748.937653398287,null,-4932.5806687470158,null,0,null,0,null,1041.1148414669372,null,0,0,null,"ItrTgsld236"]
[3655,"ImeTgsld237",0.98603092133998871,8348.9641729365176,0,7954.20849609375,0,0,65270.900957904749,17974.69921875,34347.06656641938,0,0,null,91199.80898187017,34347.06656641938,42301.274838308011,null,29201.763739527385,7339.489407198952,0,0,96614.339460395815,0,null,36541.251788021189,96614.3359375,null,-54658.556884727317,-5760.0232744919413,62267.26937108062,null,0.4389571546181098,1.0638827545100178,0,1,0.40067246104804727,0.86383334152505475,0,0,2.8128846389449285,"PASS",1,null,"ImeTgsld237",null,62267.26937108062,0,0.40067246104804727,"FAIL",0,1,null,null,3.260684645978384,null,686.13619578200723,"YES",1,null,6.8320000000000007,5.3630000000000004,5.5847964346769574,15.4,15.58,17.390432125820322,null,-54840.35415730453,null,-4852.1905917802042,null,0,null,0,null,686.13619578200723,null,0,0,null,"ImeTgsld237"]
[3662,"IstNgsld237",0.98603092133998871,8348.9641729365176,0,7954.20849609375,0,0,65270.900957904749,17974.69921875,34347.06656641938,0,0,null,91199.80898187017,34347.06656641938,42301.274838308011,null,29201.763739527385,7339.489407198952,0,0,96614.339460395815,0,null,36541.251788021189,96614.3359375,null,-54658.556884727317,-5760.0232744919413,62267.26937108062,null,0.4389571546181098,1.0638827545100178,0,1,0.40067246104804727,0.86383334152505475,0,0,2.8128846389449285,"PASS",1,null,"IstNgsld237",null,62267.26937108062,0,0.40067246104804727,"FAIL",0,1,null,null,3.260684645978384,null,686.13619578200723,"YES",1,null,6.8320000000000007,5.3630000000000004,5.5847964346769574,15.4,15.58,17.390432125820322,null,-54840.35415730453,null,-4852.1905917802042,null,0,null,0,null,686.13619578200723,null,0,0,null,"IstNgsld237"]
[3665,"ItrTgsld237",0.98603092133998871,8348.9641729365176,0,7954.20849609375,0,0,65270.900957904749,17974.69921875,34347.06656641938,0,0,null,91199.80898187017,34347.06656641938,42301.274838308011,null,29201.763739527385,7339.489407198952,0,0,96614.339460395815,0,null,36541.251788021189,96614.3359375,null,-54658.556884727317,-5760.0232744919413,62267.26937108062,null,0.4389571546181098,1.0638827545100178,0,1,0.40067246104804727,0.86383334152505475,0,0,2.8128846389449285,"PASS",1,null,"ItrTgsld237",null,62267.26937108062,0,0.40067246104804727,"FAIL",0,1,null,null,3.260684645978384,null,686.13619578200723,"YES",1,null,6.8320000000000007,5.3630000000000004,5.5847964346769574,15.4,15.58,17.390432125820322,null,-54840.35415730453,null,-4852.1905917802042,null,0,null,0,null,686.13619578200723,null,0,0,null,"ItrTgsld237"]
[3677,"IluEgsld238",0.85000000000000009,-322.73367006795718,0,112.52946472167969,0,0,-2523.0815438243371,17974.69921875,20132.971891833644,0,0,null,15564.147672057201,20132.971891833644,20245.501355638367,null,3632.0210171856347,6326.9476251729247,0,0,14934.842470360749,0,null,9958.9685854423515,14934.8427734375,null,-5605.1785542049911,-10286.532771112972,-5198.1291183961439,null,0.64452595158391812,0.49465963787899181,0,0,0.63986600075717381,0.49191019822375115,0,0,0.74181014376200394,"FAIL",0,null,"IluEgsld238",null,-5198.1291183961439,5198.1291183961439,0.47966650966722207,"FAIL",0,1,null,null,14.639668253831355,null,2408.5721399999939,"YES",1,null,6.8320000000000007,5.3630000000000004,5.5847964346769574,15.4,15.58,17.390432125820322,null,-5654.7256615952501,null,-973.3376315053514,null,894.74449993589292,null,894.74449993589292,null,2408.5721399999939,null,894.74449993589292,0.32165847009911097,null,"IluEgsld238"]
[3684,"IprNgsld238",0.85000000000000009,-322.73367006795718,0,112.52946472167969,0,0,-2523.0815438243371,17974.69921875,20132.971891833644,0,0,null,15564.147672057201,20132.971891833644,20245.501355638367,null,3632.0210171856347,6326.9476251729247,0,0,14934.842470360749,0,null,9958.9685854423515,14934.8427734375,null,-5605.1785542049911,-10286.532771112972,-5198.1291183961439,null,0.64452595158391812,0.49465963787899181,0,0,0.63986600075717381,0.49191019822375115,0,0,0.74181014376200394,"FAIL",0,null,"IprNgsld238",null,-5198.1291183961439,5198.1291183961439,0.47966650966722207,"FAIL",0,1,null,null,14.639668253831355,null,2408.5721399999939,"YES",1,null,6.8320000000000007,5.3630000000000004,5.5847964346769574,15.4,15.58,17.390432125820322,null,-5654.7256615952501,null,-973.3376315053514,null,894.74449993589292,null,894.74449993589292,null,2408.5721399999939,null,894.74449993589292,0.32165847009911097,null,"IprNgsld238"]
[3696,"IchNgsld239",0.98603092133998871,8348.9641729365176,0,5627.4013671875,0,0,65270.900957904749,17974.69921875,42663.405282464795,0,0,null,88873.002314936093,42663.405282464795,48290.80688741929,null,29201.763739527385,7339.489407198952,0,0,96614.339460395815,0,null,36541.251788021189,96614.3359375,null,-52331.749755821067,-11749.554861631106,53950.930655035205,null,0.4389571546181098,0.85650105860256098,0,0,0.41116257078360174,0.75669168363921491,0,0,2.2645715994266808,"PASS",1,null,"IchNgsld239",null,53950.930655035205,0,0.41116257078360174,"FAIL",0,1,null,null,4.7977251500230418,null,1663.0320964915693,"YES",1,null,6.8320000000000007,5.3630000000000004,5.5847964346769574,15.4,15.58,17.390432125820322,null,-52513.54702839828,null,-5412.9503410484976,null,0,null,0,null,1663.0320964915693,null,0,0,null,"IchNgsld239"]
[3708,"IprNgsld239",0.98603092133998871,8348.9641729365176,0,5627.4013671875,0,0,65270.900957904749,17974.69921875,42663.405282464795,0,0,null,88873.002314936093,42663.405282464795,48290.80688741929,null,29201.763739527385,7339.489407198952,0,0,96614.339460395815,0,null,36541.251788021189,96614.3359375,null,-52331.749755821067,-11749.554861631106,53950.930655035205,null,0.4389571546181098,0.85650105860256098,0,0,0.41116257078360174,0.75669168363921491,0,0,2.2645715994266808,"PASS",1,null,"IprNgsld239",null,53950.930655035205,0,0.41116257078360174,"FAIL",0,1,null,null,4.7977251500230294,null,1663.0320964915611,"YES",1,null,6.8320000000000007,5.3630000000000004,5.5847964346769574,15.4,15.58,17.390432125820322,null,-52513.54702839828,null,-5412.9503410484976,null,0,null,0,null,1663.0320964915611,null,0,0,null,"IprNgsld239"]
[3715,"IwaEgsld239",0.98603092133998871,8348.9641729365176,0,5627.4013671875,0,0,65270.900957904749,17974.69921875,42663.405282464795,0,0,null,88873.002314936093,42663.405282464795,48290.80688741929,null,29201.763739527385,7339.489407198952,0,0,96614.339460395815,0,null,36541.251788021189,96614.3359375,null,-52331.749755821067,-11749.554861631106,53950.930655035205,null,0.4389571546181098,0.85650105860256098,0,0,0.41116257078360174,0.75669168363921491,0,0,2.2645715994266808,"PASS",1,null,"IwaEgsld239",null,53950.930655035205,0,0.41116257078360174,"FAIL",0,1,null,null,4.7977251500230746,null,1663.0320964915902,"YES",1,null,6.8320000000000007,5.3630000000000004,5.5847964346769574,15.4,15.58,17.390432125820322,null,-52513.54702839828,null,-5412.9503410484976,null,0,null,0,null,1663.0320964915902,null,0,0,null,"IwaEgsld239"]
[3727,"ImeTgsld240",0.98603092133998871,8348.9641729365176,0,5038.640625,0,0,65270.900957904749,17974.69921875,31560.49389913266,0,0,null,88284.241123045023,31560.49389913266,36599.13431219614,null,29201.763739527385,7339.489407198952,0,0,96614.339460395815,0,null,36541.251788021189,96614.3359375,null,-51742.989013633567,-57.882736111474514,65053.842038367336,null,0.4389571546181098,1.1578162212799024,0,1,0.4139045820206711,0.99841846707950677,0,0,3.0612428387933162,"PASS",1,null,"ImeTgsld240",null,65053.842038367336,0,0.4139045820206711,"FAIL",0,1,null,null,4.7298410228716969,null,1619.8870229799163,"YES",1,null,6.8320000000000007,5.3630000000000004,5.5847964346769574,15.4,15.58,17.390432125820322,null,-51924.78628621078,null,-6817.045133092779,null,0,null,0,null,1619.8870229799163,null,0,0,null,"ImeTgsld240"]
[3734,"IstNgsld240",0.98603092133998871,8348.9641729365176,0,5038.640625,0,0,65270.900957904749,17974.69921875,31560.49389913266,0,0,null,88284.241123045023,31560.49389913266,36599.13431219614,null,29201.763739527385,7339.489407198952,0,0,96614.339460395815,0,null,36541.251788021189,96614.3359375,null,-51742.989013633567,-57.882736111474514,65053.842038367336,null,0.4389571546181098,1.1578162212799024,0,1,0.4139045820206711,0.99841846707950677,0,0,3.0612428387933162,"PASS",1,null,"IstNgsld240",null,65053.842038367336,0,0.4139045820206711,"FAIL",0,1,null,null,4.7298410228716969,null,1619.8870229799163,"YES",1,null,6.8320000000000007,5.3630000000000004,5.5847964346769574,15.4,15.58,17.390432125820322,null,-51924.78628621078,null,-6817.045133092779,null,0,null,0,null,1619.8870229799163,null,0,0,null,"IstNgsld240"]
[3737,"ItrTgsld240",0.98603092133998871,8348.9641729365176,0,5038.640625,0,0,65270.900957904749,17974.69921875,31560.49389913266,0,0,null,88284.241123045023,31560.49389913266,36599.13431219614,null,29201.763739527385,7339.489407198952,0,0,96614.339460395815,0,null,36541.251788021189,96614.3359375,null,-51742.989013633567,-57.882736111474514,65053.842038367336,null,0.4389571546181098,1.1578162212799024,0,1,0.4139045820206711,0.99841846707950677,0,0,3.0612428387933162,"PASS",1,null,"ItrTgsld240",null,65053.842038367336,0,0.4139045820206711,"FAIL",0,1,null,null,4.7298410228716969,null,1619.8870229799163,"YES",1,null,6.8320000000000007,5.3630000000000004,5.5847964346769574,15.4,15.58,17.390432125820322,null,-51924.78628621078,null,-6817.045133092779,null,0,null,0,null,1619.8870229799163,null,0,0,null,"ItrTgsld240"]
[3749,"IluEgsld241",0.98603092133998871,8348.9641729365176,0,15563.6337890625,0,0,65270.900957904749,17974.69921875,143866.98771077811,0,0,null,98809.234712880643,143866.98771077811,159430.6217136771,null,29201.763739527385,7339.489407198952,0,0,96614.339460395815,0,null,36541.251788021189,96614.3359375,null,-62267.982177696067,-122889.36971181942,-47252.651773278107,null,0.4389571546181098,0.25399330568790118,0,0,0.36981616314017274,0.22919845287097323,0,0,0.6715531997634363,"FAIL",0,null,"IluEgsld241",null,-47252.651773278107,47252.651773278107,0.25017650294696603,"FAIL",0,1,null,null,5.8497582280339815,null,2331.6721216667875,"YES",1,null,6.8320000000000007,5.3630000000000004,5.5847964346769574,15.4,15.58,17.390432125820322,null,-62449.779450273287,null,-5525.460893964776,null,4180.8422993276226,null,4180.8422993276226,null,2331.6721216667875,null,2331.6721216667875,0.62714301300238229,null,"IluEgsld241"]
[3756,"IprNgsld241",0.98603092133998871,8348.9641729365176,0,15563.6337890625,0,0,65270.900957904749,17974.69921875,143866.98771077811,0,0,null,98809.234712880643,143866.98771077811,159430.6217136771,null,29201.763739527385,7339.489407198952,0,0,96614.339460395815,0,null,36541.251788021189,96614.3359375,null,-62267.982177696067,-122889.36971181942,-47252.651773278107,null,0.4389571546181098,0.25399330568790118,0,0,0.36981616314017274,0.22919845287097323,0,0,0.6715531997634363,"FAIL",0,null,"IprNgsld241",null,-47252.651773278107,47252.651773278107,0.25017650294696603,"FAIL",0,1,null,null,5.8497582280339815,null,2331.6721216667875,"YES",1,null,6.8320000000000007,5.3630000000000004,5.5847964346769574,15.4,15.58,17.390432125820322,null,-62449.779450273287,null,-5525.460893964776,null,4180.8422993276226,null,4180.8422993276226,null,2331.6721216667875,null,2331.6721216667875,0.62714301300238229,null,"IprNgsld241"]
[3768,"IchNgsld242",0.98603092133998871,8348.9641729365176,0,5627.4013671875,0,0,65270.900957904749,17974.69921875,129143.20109060431,0,0,null,88873.002314936093,129143.20109060431,134770.60269555883,null,29201.763739527385,7339.489407198952,0,0,96614.339460395815,0,null,36541.251788021189,96614.3359375,null,-52331.749755821067,-98229.350669770618,-32528.865153104314,null,0.4389571546181098,0.28295141733698059,0,0,0.41116257078360174,0.27113666572400597,0,0,0.74811786545168024,"FAIL",0,null,"IchNgsld242",null,-32528.865153104314,32528.865153104314,0.30099415093211457,"FAIL",0,1,null,null,14.522834589769845,null,7844.0140033707721,"YES",1,null,6.8320000000000007,5.3630000000000004,5.5847964346769574,15.4,15.58,17.390432125820322,null,-52513.54702839828,null,-5412.9503410484976,null,3352.9849284261372,null,3352.9849284261372,null,7844.0140033707721,null,3352.9849284261372,0.36325971287451631,null,"IchNgsld242"]
[3775,"ImeEgsld242",0.98603092133998871,8348.9641729365176,0,5627.4013671875,0,0,65270.900957904749,17974.69921875,356953.28148875607,0,0,null,88873.002314936093,356953.28148875607,362580.6830937104,null,29201.763739527385,7339.489407198952,0,0,96614.339460395815,0,null,36541.251788021189,96614.3359375,null,-52331.749755821067,-326039.43106792239,-260338.94555125607,null,0.4389571546181098,0.10236984413091109,0,0,0.41116257078360174,0.10078102203403744,0,0,0.27066381217885882,"FAIL",0,null,"ImeEgsld242",null,-260338.94555125607,260338.94555125607,0.10463917999366207,"FAIL",0,1,null,null,40.14128071913202,null,24126.314268371149,"YES",1,null,6.8320000000000007,5.3630000000000004,5.5847964346769574,15.4,15.58,17.390432125820322,null,-52513.54702839828,null,-5412.9503410484976,null,26835.014274465397,null,26835.014274465397,null,24126.314268371149,null,24126.314268371149,0.94566383562022927,null,"ImeEgsld242"]
[3787,"IwaEgsld242",0.98603092133998871,8348.9641729365176,0,5627.4013671875,0,0,65270.900957904749,17974.69921875,16246.934594538987,0,0,null,88873.002314936093,16246.934594538987,21874.336199493471,null,29201.763739527385,7339.489407198952,0,0,96614.339460395815,0,null,36541.251788021189,96614.3359375,null,-52331.749755821067,14666.915826294702,80367.401342961006,null,0.4389571546181098,2.2491166918529752,0,1,0.41116257078360174,1.670507934593187,0,1,5.9466193684299418,"PASS",1,null,"IwaEgsld242",null,80367.401342961006,0,0.41116257078360174,"FAIL",0,1,null,null,1.8270536310946941,null,-225.03579863491723,"NO",0,null,6.8320000000000007,5.3630000000000004,5.5847964346769574,15.4,15.58,17.390432125820322,null,-52513.54702839828,null,-5412.9503410484976,null,0,null,0,null,-225.03579863491723,null,-225.03579863491723,-0.19379266730251132,null,"IwaEgsld242"]
[3796,"IprEgsld243",0.98603092133998871,8348.9641729365176,0,9866.7470703125,0,0,65270.900957904749,17974.69921875,83239.618553047098,0,0,null,93112.347885727489,83239.618553047098,93106.365728792967,null,29201.763739527385,7339.489407198952,0,0,96614.339460395815,0,null,36541.251788021189,96614.3359375,null,-56571.095458946067,-56565.113835338409,13374.717384452902,null,0.4389571546181098,0.43898869820906389,0,0,0.39244260152846022,0.39246781402509495,0,0,1.1606773026708361,"PASS",1,null,"IprEgsld243",null,13374.717384452902,0,0.39244260152846022,"FAIL",0,1,null,null,5.3388025446827863,null,2006.9243279706925,"YES",1,null,6.8320000000000007,5.3630000000000004,5.5847964346769574,15.4,15.58,17.390432125820322,null,-56752.892731523287,null,-5021.4090773067956,null,0,null,0,null,2006.9243279706925,null,0,0,null,"IprEgsld243"]
[3807,"IelEgsld301",0.98533076643943773,8329.1060426051008,0,7935.28857421875,0,0,65115.653189292614,16265.5703125,84943.445277835781,0,0,null,89316.512319627727,84943.445277835781,92878.734068932055,null,29123.231110172826,7319.7601768823924,0,0,94718.164543205799,0,null,36442.990325894541,94718.1640625,null,-52873.521750116823,-56435.743526159989,9774.7187846642191,null,0.44780587901940055,0.42902651530904623,0,0,0.40802075090975704,0.39237173908877959,0,0,1.1150732555371725,"PASS",1,null,"IelEgsld301",null,9774.7187846642191,0,0.40802075090975704,"FAIL",0,1,null,null,8.3347885473600378,null,3780.3134357902809,"YES",1,null,6.8320000000000007,5.3630000000000004,5.5847964346769574,15.4,15.58,17.390432125820322,null,-53054.830159698387,null,-4694.2101615712518,null,0,null,0,null,3780.3134357902809,null,0,0,null,"IelEgsld301"]
[3810,"IluNgsld301",0.98533076643943773,8329.1060426051008,0,7935.28857421875,0,0,65115.653189292614,16265.5703125,84943.445277835781,0,0,null,89316.512319627727,84943.445277835781,92878.734068932055,null,29123.231110172826,7319.7601768823924,0,0,94718.164543205799,0,null,36442.990325894541,94718.1640625,null,-52873.521750116823,-56435.743526159989,9774.7187846642191,null,0.44780587901940055,0.42902651530904623,0,0,0.40802075090975704,0.39237173908877959,0,0,1.1150732555371725,"PASS",1,null,"IluNgsld301",null,9774.7187846642191,0,0.40802075090975704,"FAIL",0,1,null,null,8.3347885473600378,null,3780.3134357902809,"YES",1,null,6.8320000000000007,5.3630000000000004,5.5847964346769574,15.4,15.58,17.390432125820322,null,-53054.830159698387,null,-4694.2101615712518,null,0,null,0,null,3780.3134357902809,null,0,0,null,"IluNgsld301"]
[3822,"ItrNgsld301",0.98533076643943773,8329.1060426051008,0,7935.28857421875,0,0,65115.653189292614,16265.5703125,84943.445277835781,0,0,null,89316.512319627727,84943.445277835781,92878.734068932055,null,29123.231110172826,7319.7601768823924,0,0,94718.164543205799,0,null,36442.990325894541,94718.1640625,null,-52873.521750116823,-56435.743526159989,9774.7187846642191,null,0.44780587901940055,0.42902651530904623,0,0,0.40802075090975704,0.39237173908877959,0,0,1.1150732555371725,"PASS",1,null,"ItrNgsld301",null,9774.7187846642191,0,0.40802075090975704,"FAIL",0,1,null,null,8.3347885473600378,null,3780.3134357902809,"YES",1,null,6.8320000000000007,5.3630000000000004,5.5847964346769574,15.4,15.58,17.390432125820322,null,-53054.830159698387,null,-4694.2101615712518,null,0,null,0,null,3780.3134357902809,null,0,0,null,"ItrNgsld301"]
[3829,"IcoEgsld302",0.98533076643943773,8329.1060426051008,0,6698.87744140625,0,0,65115.653189292614,16265.5703125,14587.653900558365,0,0,null,88080.100805651804,14587.653900558365,21286.531177678742,null,29123.231110172826,7319.7601768823924,0,0,94718.164543205799,0,null,36442.990325894541,94718.1640625,null,-51637.110617304323,15156.458983929926,80130.510161941638,null,0.44780587901940055,2.498207770373523,0,1,0.41374828066325575,1.7120210775745428,0,1,6.4930361460573529,"PASS",1,null,"IcoEgsld302",null,80130.510161941638,0,0.41374828066325575,"FAIL",0,1,null,null,1.6955511276713424,null,-302.27486546534806,"NO",0,null,6.8320000000000007,5.3630000000000004,5.5847964346769574,15.4,15.58,17.390432125820322,null,-51818.419026885887,null,-5341.298480418629,null,0,null,0,null,-302.27486546534806,null,-302.27486546534806,-0.28991705144188273,null,"IcoEgsld302"]
[3841,"IstEgsld302",0.98533076643943773,8329.1060426051008,0,6698.87744140625,0,0,65115.653189292614,16265.5703125,14587.653900558365,0,0,null,88080.100805651804,14587.653900558365,21286.531177678742,null,29123.231110172826,7319.7601768823924,0,0,94718.164543205799,0,null,36442.990325894541,94718.1640625,null,-51637.110617304323,15156.458983929926,80130.510161941638,null,0.44780587901940055,2.498207770373523,0,1,0.41374828066325575,1.7120210775745428,0,1,6.4930361460573529,"PASS",1,null,"IstEgsld302",null,80130.510161941638,0,0.41374828066325575,"FAIL",0,1,null,null,1.6955511276713424,null,-302.27486546534806,"NO",0,null,6.8320000000000007,5.3630000000000004,5.5847964346769574,15.4,15.58,17.390432125820322,null,-51818.419026885887,null,-5341.298480418629,null,0,null,0,null,-302.27486546534806,null,-302.27486546534806,-0.28991705144188273,null,"IstEgsld302"]
[3848,"IwaNgsld302",0.98603092133998871,8348.9641729365176,0,6714.84912109375,0,0,65270.900957904749,16265.5703125,14622.433959118256,0,0,null,88251.320176975685,14622.433959118256,21337.282838950417,null,29183.638221088197,7324.9614414051894,0,0,94905.210047557819,0,null,36508.599444271189,94905.2109375,null,-51742.720947227317,15171.316364059181,80282.776978381749,null,0.44775790361585949,2.4967525616010842,0,1,0.41368898824757033,1.7110238124988328,0,1,6.490383967733294,"PASS",1,null,"IwaNgsld302",null,80282.776978381749,0,0.41368898824757033,"FAIL",0,1,null,null,1.6967781830521282,null,-302.1091992715493,"NO",0,null,6.8320000000000007,5.3630000000000004,5.5847964346769574,15.4,15.58,17.390432125820322,null,-51924.355770333146,null,-5352.2181452293544,null,0,null,0,null,-302.1091992715493,null,-302.1091992715493,-0.28906896101140783,null,"IwaNgsld302"]
[3860,"ImeNgsld303",0.98533076643943773,8329.1060426051008,0,6698.87744140625,0,0,65115.653189292614,16265.5703125,19450.863888097236,0,0,null,88080.100805651804,19450.863888097236,26149.741165217609,null,29123.231110172826,7319.7601768823924,0,0,94718.164543205799,0,null,36442.990325894541,94718.1640625,null,-51637.110617304323,10293.248996391056,75267.300174402772,null,0.44780587901940055,1.8735923779814978,0,1,0.41374828066325575,1.3936271822611752,0,1,4.8696121985852692,"PASS",1,null,"ImeNgsld303",null,75267.300174402772,0,0.41374828066325575,"FAIL",0,1,null,null,2.2608113934714105,null,45.313991874869004,"YES",1,null,6.8320000000000007,5.3630000000000004,5.5847964346769574,15.4,15.58,17.390432125820322,null,-51818.419026885887,null,-5341.298480418629,null,0,null,0,null,45.313991874869004,null,0,0,null,"ImeNgsld303"]
[3872,"IwaNgsld303",0.98603092133998871,8348.9641729365176,0,6714.84912109375,0,0,65270.900957904749,16265.5703125,19497.237299510412,0,0,null,88251.320176975685,19497.237299510412,26212.086179342572,null,29183.638221088197,7324.9614414051894,0,0,94905.210047557819,0,null,36508.599444271189,94905.2109375,null,-51742.720947227317,10296.513023667027,75407.973637989591,null,0.44775790361585949,1.8725011591866887,0,1,0.41368898824757033,1.3928154691102115,0,1,4.8676235242765973,"PASS",1,null,"IwaNgsld303",null,75407.973637989591,0,0.41368898824757033,"FAIL",0,1,null,null,2.2624475227157759,null,46.308378101924887,"YES",1,null,6.8320000000000007,5.3630000000000004,5.5847964346769574,15.4,15.58,17.390432125820322,null,-51924.355770333146,null,-5352.2181452293544,null,0,null,0,null,46.308378101924887,null,0,0,null,"IwaNgsld303"]
[3879,"IelTgsld304",0.98533076643943773,8329.1060426051008,0,5552.87646484375,0,0,65115.653189292614,16265.5703125,44625.607042668526,0,0,null,86934.100022572689,44625.607042668526,50178.483536709784,null,29123.231110172826,7319.7601768823924,0,0,94718.164543205799,0,null,36442.990325894541,94718.1640625,null,-50491.109640741823,-13735.493181617734,50092.557019831474,null,0.44780587901940055,0.81663853426239741,0,0,0.41920248026816476,0.72626727191623119,0,0,2.122507016474549,"PASS",1,null,"IelTgsld304",null,50092.557019831474,0,0.41920248026816476,"FAIL",0,1,null,null,6.2573954793504312,null,2502.8865115151084,"YES",1,null,6.8320000000000007,5.3630000000000004,5.5847964346769574,15.4,15.58,17.390432125820322,null,-50672.41805032338,null,-6141.2578651560734,null,0,null,0,null,2502.8865115151084,null,0,0,null,"IelTgsld304"]
[3882,"IluNgsld304",0.98533076643943773,8329.1060426051008,0,5552.87646484375,0,0,65115.653189292614,16265.5703125,44625.607042668526,0,0,null,86934.100022572689,44625.607042668526,50178.483536709784,null,29123.231110172826,7319.7601768823924,0,0,94718.164543205799,0,null,36442.990325894541,94718.1640625,null,-50491.109640741823,-13735.493181617734,50092.557019831474,null,0.44780587901940055,0.81663853426239741,0,0,0.41920248026816476,0.72626727191623119,0,0,2.122507016474549,"PASS",1,null,"IluNgsld304",null,50092.557019831474,0,0.41920248026816476,"FAIL",0,1,null,null,6.2573954793504312,null,2502.8865115151084,"YES",1,null,6.8320000000000007,5.3630000000000004,5.5847964346769574,15.4,15.58,17.390432125820322,null,-50672.41805032338,null,-6141.2578651560734,null,0,null,0,null,2502.8865115151084,null,0,0,null,"IluNgsld304"]
[3898,"IagNgsld305",0.98533076643943773,8329.1060426051008,0,6222.8125,0,0,65115.653189292614,16265.5703125,62465.594083199285,0,0,null,87604.035796427037,62465.594083199285,68688.406351094891,null,29123.231110172826,7319.7601768823924,0,0,94718.164543205799,0,null,36442.990325894541,94718.1640625,null,-51161.045675898073,-32245.416257304736,32252.569979300715,null,0.44780587901940055,0.58340900876337343,0,0,0.41599670505076752,0.530555185928687,0,0,1.5163253540235735,"PASS",1,null,"IagNgsld305",null,32252.569979300715,0,0.41599670505076752,"FAIL",0,1,null,null,7.8159479602868966,null,3461.2688863786516,"YES",1,null,6.8320000000000007,5.3630000000000004,5.5847964346769574,15.4,15.58,17.390432125820322,null,-51342.354085479637,null,-5633.6814877810148,null,0,null,0,null,3461.2688863786516,null,0,0,null,"IagNgsld305"]
[3901,"IcoTgsld305",0.98533076643943773,8329.1060426051008,0,6222.8125,0,0,65115.653189292614,16265.5703125,62465.594083199285,0,0,null,87604.035796427037,62465.594083199285,68688.406351094891,null,29123.231110172826,7319.7601768823924,0,0,94718.164543205799,0,null,36442.990325894541,94718.1640625,null,-51161.045675898073,-32245.416257304736,32252.569979300715,null,0.44780587901940055,0.58340900876337343,0,0,0.41599670505076752,0.530555185928687,0,0,1.5163253540235735,"PASS",1,null,"IcoTgsld305",null,32252.569979300715,0,0.41599670505076752,"FAIL",0,1,null,null,7.8159479602868966,null,3461.2688863786516,"YES",1,null,6.8320000000000007,5.3630000000000004,5.5847964346769574,15.4,15.58,17.390432125820322,null,-51342.354085479637,null,-5633.6814877810148,null,0,null,0,null,3461.2688863786516,null,0,0,null,"IcoTgsld305"]
[3913,"IstTgsld305",0.98533076643943773,8329.1060426051008,0,6222.8125,0,0,65115.653189292614,16265.5703125,62465.594083199285,0,0,null,87604.035796427037,62465.594083199285,68688.406351094891,null,29123.231110172826,7319.7601768823924,0,0,94718.164543205799,0,null,36442.990325894541,94718.1640625,null,-51161.045675898073,-32245.416257304736,32252.569979300715,null,0.44780587901940055,0.58340900876337343,0,0,0.41599670505076752,0.530555185928687,0,0,1.5163253540235735,"PASS",1,null,"IstTgsld305",null,32252.569979300715,0,0.41599670505076752,"FAIL",0,1,null,null,7.8159479602868966,null,3461.2688863786516,"YES",1,null,6.8320000000000007,5.3630000000000004,5.5847964346769574,15.4,15.58,17.390432125820322,null,-51342.354085479637,null,-5633.6814877810148,null,0,null,0,null,3461.2688863786516,null,0,0,null,"IstTgsld305"]
[3920,"IwaNgsld305",0.98603092133998871,8348.9641729365176,0,6237.64892578125,0,0,65270.900957904749,16265.5703125,62614.526065141494,0,0,null,87774.120123641609,62614.526065141494,68852.174891639545,null,29183.638221088197,7324.9614414051894,0,0,94905.210047557819,0,null,36508.599444271189,94905.2109375,null,-51265.520751914817,-32343.575546651547,32290.684872358506,null,0.44775790361585949,0.58306916523314722,0,0,0.4159380847414928,0.53024613164485179,0,0,1.5157059695503348,"PASS",1,null,"IwaNgsld305",null,32290.684872358506,0,0.4159380847414928,"FAIL",0,1,null,null,7.821604292817419,null,3470.4075792887256,"YES",1,null,6.8320000000000007,5.3630000000000004,5.5847964346769574,15.4,15.58,17.390432125820322,null,-51447.155575020646,null,-5645.1811204339328,null,0,null,0,null,3470.4075792887256,null,0,0,null,"IwaNgsld305"]
[3932,"ImeNgsld306",0.98533076643943773,8329.1060426051008,0,5026.65576171875,0,0,65115.653189292614,16265.5703125,25169.618184608014,0,0,null,86407.879284259296,25169.618184608014,30196.273940335908,null,29123.231110172826,7319.7601768823924,0,0,94718.164543205799,0,null,36442.990325894541,94718.1640625,null,-49964.888937616823,6246.716379567777,69548.545877891986,null,0.44780587901940055,1.4478960331698849,0,1,0.42175540745256807,1.2068704367522689,0,1,3.7631943149786449,"PASS",1,null,"ImeNgsld306",null,69548.545877891986,0,0.42175540745256807,"FAIL",0,1,null,null,3.898746178537432,null,1052.5099948224088,"YES",1,null,6.8320000000000007,5.3630000000000004,5.5847964346769574,15.4,15.58,17.390432125820322,null,-50146.19734719838,null,-6583.539673799497,null,0,null,0,null,1052.5099948224088,null,0,0,null,"ImeNgsld306"]
[3944,"IwaNgsld306",0.98603092133998871,8348.9641729365176,0,5038.640625,0,0,65270.900957904749,16265.5703125,25229.62925923731,0,0,null,86575.111710207013,25229.62925923731,30268.269672300794,null,29183.638221088197,7324.9614414051894,0,0,94905.210047557819,0,null,36508.599444271189,94905.2109375,null,-50066.512451133567,6240.3295600338788,69675.581678262693,null,0.44775790361585949,1.4470525535330376,0,1,0.42169855337153767,1.2061673687957841,0,1,3.7616569772919832,"PASS",1,null,"IwaNgsld306",null,69675.581678262693,0,0.42169855337153767,"FAIL",0,1,null,null,3.9015676667241452,null,1055.9057339335779,"YES",1,null,6.8320000000000007,5.3630000000000004,5.5847964346769574,15.4,15.58,17.390432125820322,null,-50248.147274239396,null,-6596.9243654595321,null,0,null,0,null,1055.9057339335779,null,0,0,null,"IwaNgsld306"]
[3947,"IchTgsld307",0.98533076643943773,8329.1060426051008,0,5026.65576171875,0,0,65115.653189292614,16265.5703125,34979.348888760032,0,0,null,86407.879284259296,34979.348888760032,40006.004644487955,null,29123.231110172826,7319.7601768823924,0,0,94718.164543205799,0,null,36442.990325894541,94718.1640625,null,-49964.888937616823,-3563.014324584241,59738.815173739968,null,0.44780587901940055,1.0418430154829104,0,1,0.42175540745256807,0.91093801153818543,0,0,2.7078309651708792,"PASS",1,null,"IchTgsld307",null,59738.815173739968,0,0.42175540745256807,"FAIL",0,1,null,null,5.4182624957004757,null,1986.888319902363,"YES",1,null,6.8320000000000007,5.3630000000000004,5.5847964346769574,15.4,15.58,17.390432125820322,null,-50146.19734719838,null,-6583.539673799497,null,0,null,0,null,1986.888319902363,null,0,0,null,"IchTgsld307"]
[3955,"ImeTgsld307",0.98533076643943773,8329.1060426051008,0,5026.65576171875,0,0,65115.653189292614,16265.5703125,34979.348888760032,0,0,null,86407.879284259296,34979.348888760032,40006.004644487955,null,29123.231110172826,7319.7601768823924,0,0,94718.164543205799,0,null,36442.990325894541,94718.1640625,null,-49964.888937616823,-3563.014324584241,59738.815173739968,null,0.44780587901940055,1.0418430154829104,0,1,0.42175540745256807,0.91093801153818543,0,0,2.7078309651708792,"PASS",1,null,"ImeTgsld307",null,59738.815173739968,0,0.42175540745256807,"FAIL",0,1,null,null,5.4182624957004757,null,1986.888319902363,"YES",1,null,6.8320000000000007,5.3630000000000004,5.5847964346769574,15.4,15.58,17.390432125820322,null,-50146.19734719838,null,-6583.539673799497,null,0,null,0,null,1986.888319902363,null,0,0,null,"ImeTgsld307"]
[3971,"IchEgsld401",0.98533076643943773,8329.1060426051008,0,6698.87744140625,0,0,65115.653189292614,17974.69921875,55294.561334712947,0,0,null,89789.2302184898,55294.561334712947,61993.438611833299,null,29141.343758153034,7334.2778267456633,0,0,96427.29395604381,0,null,36475.623138394541,96427.296875,null,-53313.606711054323,-25517.815637724656,41132.735540287053,null,0.43898746462488147,0.65966023163829302,0,0,0.40623606193698109,0.5883787681164333,0,0,1.7438839290414019,"PASS",1,null,"IchEgsld401",null,41132.735540287053,0,0.40623606193698109,"FAIL",0,1,null,null,6.2281642240753827,null,2568.1407252243766,"YES",1,null,6.8320000000000007,5.3630000000000004,5.5847964346769574,15.4,15.58,17.390432125820322,null,-53495.077472936879,null,-5514.1237687669018,null,0,null,0,null,2568.1407252243766,null,0,0,null,"IchEgsld401"]
[3974,"IcoNgsld401",0.98533076643943773,8329.1060426051008,0,6698.87744140625,0,0,65115.653189292614,17974.69921875,55294.561334712947,0,0,null,89789.2302184898,55294.561334712947,61993.438611833299,null,29141.343758153034,7334.2778267456633,0,0,96427.29395604381,0,null,36475.623138394541,96427.296875,null,-53313.606711054323,-25517.815637724656,41132.735540287053,null,0.43898746462488147,0.65966023163829302,0,0,0.40623606193698109,0.5883787681164333,0,0,1.7438839290414019,"PASS",1,null,"IcoNgsld401",null,41132.735540287053,0,0.40623606193698109,"FAIL",0,1,null,null,6.2281642240753827,null,2568.1407252243766,"YES",1,null,6.8320000000000007,5.3630000000000004,5.5847964346769574,15.4,15.58,17.390432125820322,null,-53495.077472936879,null,-5514.1237687669018,null,0,null,0,null,2568.1407252243766,null,0,0,null,"IcoNgsld401"]
[3986,"IstNgsld401",0.98533076643943773,8329.1060426051008,0,6698.87744140625,0,0,65115.653189292614,17974.69921875,55294.561334712947,0,0,null,89789.2302184898,55294.561334712947,61993.438611833299,null,29141.343758153034,7334.2778267456633,0,0,96427.29395604381,0,null,36475.623138394541,96427.296875,null,-53313.606711054323,-25517.815637724656,41132.735540287053,null,0.43898746462488147,0.65966023163829302,0,0,0.40623606193698109,0.5883787681164333,0,0,1.7438839290414019,"PASS",1,null,"IstNgsld401",null,41132.735540287053,0,0.40623606193698109,"FAIL",0,1,null,null,6.2281642240753827,null,2568.1407252243766,"YES",1,null,6.8320000000000007,5.3630000000000004,5.5847964346769574,15.4,15.58,17.390432125820322,null,-53495.077472936879,null,-5514.1237687669018,null,0,null,0,null,2568.1407252243766,null,0,0,null,"IstNgsld401"]
[3993,"IagEgsld402",0.98533076643943773,8329.1060426051008,0,6650.1953125,0,0,65115.653189292614,17974.69921875,119221.38083225986,0,0,null,89740.548416725331,119221.38083225986,125871.57630761575,null,29141.343758153034,7334.2778267456633,0,0,96427.29395604381,0,null,36475.623138394541,96427.296875,null,-53264.924582148073,-89395.953006365322,-22794.083957259863,null,0.43898746462488147,0.30594867198958559,0,0,0.40645643541180287,0.28978443152602923,0,0,0.80880875730394108,"FAIL",0,null,"IagEgsld402",null,-22794.083957259863,22794.083957259863,0.32412798260030545,"FAIL",0,1,null,null,11.336293228834544,null,5809.4991677143007,"YES",1,null,6.8320000000000007,5.3630000000000004,5.5847964346769574,15.4,15.58,17.390432125820322,null,-53446.395344030629,null,-4728.8552497126548,null,2016.7856576639692,null,2016.7856576639692,null,5809.4991677143007,null,2016.7856576639692,0.28036478933620551,null,"IagEgsld402"]
[4005,"ImiEgsld402",0.98533076643943773,8329.1060426051008,0,6650.1953125,0,0,65115.653189292614,17974.69921875,121085.04123781108,0,0,null,89740.548416725331,121085.04123781108,127735.23671316703,null,29141.343758153034,7334.2778267456633,0,0,96427.29395604381,0,null,36475.623138394541,96427.296875,null,-53264.924582148073,-91259.613411916536,-24657.744362811078,null,0.43898746462488147,0.30123971355599904,0,0,0.40645643541180287,0.28555646917385941,0,0,0.79636011095389347,"FAIL",0,null,"ImiEgsld402",null,-24657.744362811078,24657.744362811078,0.31884761978629378,"FAIL",0,1,null,null,11.513501082555278,null,5921.9462441679434,"YES",1,null,6.8320000000000007,5.3630000000000004,5.5847964346769574,15.4,15.58,17.390432125820322,null,-53446.395344030629,null,-4728.8552497126548,null,2181.679477644605,null,2181.679477644605,null,5921.9462441679434,null,2181.679477644605,0.29861961917135121,null,"ImiEgsld402"]
[4017,"IagEgsld403",0.98533076643943773,8329.1060426051008,0,5614.0166015625,0,0,65115.653189292614,17974.69921875,8455.9504130591995,0,0,null,88704.36958664337,8455.9504130591995,14069.967058333177,null,29141.343758153034,7334.2778267456633,0,0,96427.29395604381,0,null,36475.623138394541,96427.296875,null,-52228.745871210573,22405.656123772842,87971.346461940804,null,0.43898746462488147,4.3136041907320459,0,1,0.41120435831570906,2.5924455331337013,0,1,11.403484193341487,"PASS",1,null,"IagEgsld403",null,87971.346461940804,0,0.41120435831570906,"FAIL",0,1,null,null,0.95244532682003857,null,-779.561725494857,"NO",0,null,6.8320000000000007,5.3630000000000004,5.5847964346769574,15.4,15.58,17.390432125820322,null,-52410.216633093129,null,-5402.2993313536999,null,0,null,0,null,-779.561725494857,null,-779.561725494857,-1.2898679446712751,null,"IagEgsld403"]
[4024,"IelNgsld403",0.98533076643943773,8329.1060426051008,0,5614.0166015625,0,0,65115.653189292614,17974.69921875,8455.9504130591995,0,0,null,88704.36958664337,8455.9504130591995,14069.967058333177,null,29141.343758153034,7334.2778267456633,0,0,96427.29395604381,0,null,36475.623138394541,96427.296875,null,-52228.745871210573,22405.656123772842,87971.346461940804,null,0.43898746462488147,4.3136041907320459,0,1,0.41120435831570906,2.5924455331337013,0,1,11.403484193341487,"PASS",1,null,"IelNgsld403",null,87971.346461940804,0,0.41120435831570906,"FAIL",0,1,null,null,0.95244532682003857,null,-779.561725494857,"NO",0,null,6.8320000000000007,5.3630000000000004,5.5847964346769574,15.4,15.58,17.390432125820322,null,-52410.216633093129,null,-5402.2993313536999,null,0,null,0,null,-779.561725494857,null,-779.561725494857,-1.2898679446712751,null,"IelNgsld403"]
[4027,"ImeEgsld403",0.98533076643943773,8329.1060426051008,0,5614.0166015625,0,0,65115.653189292614,17974.69921875,8455.9504130591995,0,0,null,88704.36958664337,8455.9504130591995,14069.967058333177,null,29141.343758153034,7334.2778267456633,0,0,96427.29395604381,0,null,36475.623138394541,96427.296875,null,-52228.745871210573,22405.656123772842,87971.346461940804,null,0.43898746462488147,4.3136041907320459,0,1,0.41120435831570906,2.5924455331337013,0,1,11.403484193341487,"PASS",1,null,"ImeEgsld403",null,87971.346461940804,0,0.41120435831570906,"FAIL",0,1,null,null,0.95244532682003857,null,-779.561725494857,"NO",0,null,6.8320000000000007,5.3630000000000004,5.5847964346769574,15.4,15.58,17.390432125820322,null,-52410.216633093129,null,-5402.2993313536999,null,0,null,0,null,-779.561725494857,null,-779.561725494857,-1.2898679446712751,null,"ImeEgsld403"]
[4043,"IchEgsld404",0.98533076643943773,8329.1060426051008,0,6698.87744140625,0,0,65115.653189292614,17974.69921875,8571.4970979826667,0,0,null,89789.2302184898,8571.4970979826667,15270.37437510304,null,29141.343758153034,7334.2778267456633,0,0,96427.29395604381,0,null,36475.623138394541,96427.296875,null,-53313.606711054323,21205.248599005623,87855.799777017339,null,0.43898746462488147,4.2554553447820931,0,1,0.40623606193698109,2.3886528155748961,0,1,11.249761362888931,"PASS",1,null,"IchEgsld404",null,87855.799777017339,0,0.40623606193698109,"FAIL",0,1,null,null,0.96546010768341806,null,-771.30320857224842,"NO",0,null,6.8320000000000007,5.3630000000000004,5.5847964346769574,15.4,15.58,17.390432125820322,null,-53495.077472936879,null,-5514.1237687669018,null,0,null,0,null,-771.30320857224842,null,-771.30320857224842,-1.2589996267896768,null,"IchEgsld404"]
[4046,"IcoNgsld404",0.98533076643943773,8329.1060426051008,0,6698.87744140625,0,0,65115.653189292614,17974.69921875,8571.4970979826667,0,0,null,89789.2302184898,8571.4970979826667,15270.37437510304,null,29141.343758153034,7334.2778267456633,0,0,96427.29395604381,0,null,36475.623138394541,96427.296875,null,-53313.606711054323,21205.248599005623,87855.799777017339,null,0.43898746462488147,4.2554553447820931,0,1,0.40623606193698109,2.3886528155748961,0,1,11.249761362888931,"PASS",1,null,"IcoNgsld404",null,87855.799777017339,0,0.40623606193698109,"FAIL",0,1,null,null,0.96546010768341806,null,-771.30320857224842,"NO",0,null,6.8320000000000007,5.3630000000000004,5.5847964346769574,15.4,15.58,17.390432125820322,null,-53495.077472936879,null,-5514.1237687669018,null,0,null,0,null,-771.30320857224842,null,-771.30320857224842,-1.2589996267896768,null,"IcoNgsld404"]
[4058,"IstNgsld404",0.98533076643943773,8329.1060426051008,0,6698.87744140625,0,0,65115.653189292614,17974.69921875,8571.4970979826667,0,0,null,89789.2302184898,8571.4970979826667,15270.37437510304,null,29141.343758153034,7334.2778267456633,0,0,96427.29395604381,0,null,36475.623138394541,96427.296875,null,-53313.606711054323,21205.248599005623,87855.799777017339,null,0.43898746462488147,4.2554553447820931,0,1,0.40623606193698109,2.3886528155748961,0,1,11.249761362888931,"PASS",1,null,"IstNgsld404",null,87855.799777017339,0,0.40623606193698109,"FAIL",0,1,null,null,0.96546010768341806,null,-771.30320857224842,"NO",0,null,6.8320000000000007,5.3630000000000004,5.5847964346769574,15.4,15.58,17.390432125820322,null,-53495.077472936879,null,-5514.1237687669018,null,0,null,0,null,-771.30320857224842,null,-771.30320857224842,-1.2589996267896768,null,"IstNgsld404"]
[4065,"IagEgsld405",0.98533076643943773,8329.1060426051008,0,4212.60595703125,0,0,65115.653189292614,17974.69921875,3429963.0746564451,0,0,null,87302.958713250235,3429963.0746564451,3434175.6804283257,null,29141.343758153034,7334.2778267456633,0,0,96427.29395604381,0,null,36475.623138394541,96427.296875,null,-50827.335226679323,-3397700.0574750816,-3333535.7777814451,null,0.43898746462488147,1.0634406943884678E-2,0,0,0.41780512163018363,1.0621362018345721E-2,0,0,2.8113217191021344E-2,"FAIL",0,null,"IagEgsld405",null,-3333535.7777814451,3333535.7777814451,1.0662771896544685E-2,"FAIL",0,1,null,null,514.860961298603,null,325320.60241692275,"YES",1,null,6.8320000000000007,5.3630000000000004,5.5847964346769574,15.4,15.58,17.390432125820322,null,-51008.805988561886,null,-6696.7889033284873,null,437649.63662355021,null,437649.63662355021,null,325320.60241692275,null,325320.60241692275,0.9957639553454658,null,"IagEgsld405"]
[4077,"ImiEgsld405",0.98533076643943773,8329.1060426051008,0,4212.60595703125,0,0,65115.653189292614,17974.69921875,1376434.697459541,0,0,null,87302.958713250235,1376434.697459541,1380647.3032314216,null,29141.343758153034,7334.2778267456633,0,0,96427.29395604381,0,null,36475.623138394541,96427.296875,null,-50827.335226679323,-1344171.6802781778,-1280007.400584541,null,0.43898746462488147,2.6500075307398816E-2,0,0,0.41780512163018363,2.6419218759295999E-2,0,0,7.0055845768036806E-2,"FAIL",0,null,"ImiEgsld405",null,-1280007.400584541,1280007.400584541,2.6676915668521355E-2,"FAIL",0,1,null,null,206.61227231114054,null,129721.68752948046,"YES",1,null,6.8320000000000007,5.3630000000000004,5.5847964346769574,15.4,15.58,17.390432125820322,null,-51008.805988561886,null,-6696.7889033284873,null,168048.22599327363,null,168048.22599327363,null,129721.68752948046,null,129721.68752948046,0.98944412159771034,null,"ImiEgsld405"]
[4084,"IteNgsld405",0.98533076643943773,8329.1060426051008,0,4212.60595703125,0,0,65115.653189292614,17974.69921875,2728499.0290018125,0,0,null,87302.958713250235,2728499.0290018125,2732711.6347736926,null,29141.343758153034,7334.2778267456633,0,0,96427.29395604381,0,null,36475.623138394541,96427.296875,null,-50827.335226679323,-2696236.011820449,-2632071.7321268125,null,0.43898746462488147,1.3368384137464287E-2,0,0,0.41780512163018363,1.3347776132604598E-2,0,0,3.534078475016967E-2,"FAIL",0,null,"IteNgsld405",null,-2632071.7321268125,2632071.7321268125,1.3413239178083529E-2,"FAIL",0,1,null,null,409.56638396880464,null,258506.02767568803,"YES",1,null,6.8320000000000007,5.3630000000000004,5.5847964346769574,15.4,15.58,17.390432125820322,null,-51008.805988561886,null,-6696.7889033284873,null,345556.58433612314,null,345556.58433612314,null,258506.02767568803,null,258506.02767568803,0.99467491935787555,null,"IteNgsld405"]
[4098,"IluNgsld406",0.98533076643943773,8329.1060426051008,0,6698.87744140625,0,0,65115.653189292614,17974.69921875,26303.211760242611,0,0,null,89789.2302184898,26303.211760242611,33002.089037362995,null,29141.343758153034,7334.2778267456633,0,0,96427.29395604381,0,null,36475.623138394541,96427.296875,null,-53313.606711054323,3473.5339367456763,70124.085114757385,null,0.43898746462488147,1.3867364742707033,0,1,0.40623606193698109,1.105251940733865,0,1,3.6659894523128225,"PASS",1,null,"IluNgsld406",null,70124.085114757385,0,0.40623606193698109,"FAIL",0,1,null,null,2.9626913225696536,null,496.03797524367042,"YES",1,null,6.8320000000000007,5.3630000000000004,5.5847964346769574,15.4,15.58,17.390432125820322,null,-53495.077472936879,null,-5514.1237687669018,null,0,null,0,null,496.03797524367042,null,0,0,null,"IluNgsld406"]
[4100,"ImeNgsld406",0.98533076643943773,8329.1060426051008,0,6698.87744140625,0,0,65115.653189292614,17974.69921875,25294.320210834489,0,0,null,89789.2302184898,25294.320210834489,31993.197487954872,null,29141.343758153034,7334.2778267456633,0,0,96427.29395604381,0,null,36475.623138394541,96427.296875,null,-53313.606711054323,4482.4254861538029,71132.976664165515,null,0.43898746462488147,1.4420479710212053,0,1,0.40623606193698109,1.14010557915707,0,1,3.8122114400092335,"PASS",1,null,"ImeNgsld406",null,71132.976664165515,0,0.40623606193698109,"FAIL",0,1,null,null,2.8490538471834195,null,423.92942240891762,"YES",1,null,6.8320000000000007,5.3630000000000004,5.5847964346769574,15.4,15.58,17.390432125820322,null,-53495.077472936879,null,-5514.1237687669018,null,0,null,0,null,423.92942240891762,null,0,0,null,"ImeNgsld406"]
[4116,"IchNgsld407",0.98533076643943773,8329.1060426051008,0,6698.87744140625,0,0,65115.653189292614,17974.69921875,11096.16744143574,0,0,null,89789.2302184898,11096.16744143574,17795.04471855611,null,29141.343758153034,7334.2778267456633,0,0,96427.29395604381,0,null,36475.623138394541,96427.296875,null,-53313.606711054323,18680.578255552551,85331.12943356426,null,0.43898746462488147,3.2872271737884784,0,1,0.40623606193698109,2.0497629187529833,0,1,8.6901443569531427,"PASS",1,null,"IchNgsld407",null,85331.12943356426,0,0.40623606193698109,"FAIL",0,1,null,null,1.2498291256752694,null,-590.85711639413705,"NO",0,null,6.8320000000000007,5.3630000000000004,5.5847964346769574,15.4,15.58,17.390432125820322,null,-53495.077472936879,null,-5514.1237687669018,null,0,null,0,null,-590.85711639413705,null,-590.85711639413705,-0.74501776133501896,null,"IchNgsld407"]
[4119,"IelEgsld407",0.98533076643943773,8329.1060426051008,0,6698.87744140625,0,0,65115.653189292614,17974.69921875,11096.16744143574,0,0,null,89789.2302184898,11096.16744143574,17795.04471855611,null,29141.343758153034,7334.2778267456633,0,0,96427.29395604381,0,null,36475.623138394541,96427.296875,null,-53313.606711054323,18680.578255552551,85331.12943356426,null,0.43898746462488147,3.2872271737884784,0,1,0.40623606193698109,2.0497629187529833,0,1,8.6901443569531427,"PASS",1,null,"IelEgsld407",null,85331.12943356426,0,0.40623606193698109,"FAIL",0,1,null,null,1.2498291256752694,null,-590.85711639413705,"NO",0,null,6.8320000000000007,5.3630000000000004,5.5847964346769574,15.4,15.58,17.390432125820322,null,-53495.077472936879,null,-5514.1237687669018,null,0,null,0,null,-590.85711639413705,null,-590.85711639413705,-0.74501776133501896,null,"IelEgsld407"]
[4131,"IteEgsld407",0.98533076643943773,8329.1060426051008,0,6698.87744140625,0,0,65115.653189292614,17974.69921875,11096.16744143574,0,0,null,89789.2302184898,11096.16744143574,17795.04471855611,null,29141.343758153034,7334.2778267456633,0,0,96427.29395604381,0,null,36475.623138394541,96427.296875,null,-53313.606711054323,18680.578255552551,85331.12943356426,null,0.43898746462488147,3.2872271737884784,0,1,0.40623606193698109,2.0497629187529833,0,1,8.6901443569531427,"PASS",1,null,"IteEgsld407",null,85331.12943356426,0,0.40623606193698109,"FAIL",0,1,null,null,1.2498291256752694,null,-590.85711639413705,"NO",0,null,6.8320000000000007,5.3630000000000004,5.5847964346769574,15.4,15.58,17.390432125820322,null,-53495.077472936879,null,-5514.1237687669018,null,0,null,0,null,-590.85711639413705,null,-590.85711639413705,-0.74501776133501896,null,"IteEgsld407"]
[4138,"IagNgsld408",0.98533076643943773,8329.1060426051008,0,7935.28857421875,0,0,65115.653189292614,17974.69921875,6034.3872645821302,0,0,null,91025.641732465738,6034.3872645821302,13969.676055678425,null,29141.343758153034,7334.2778267456633,0,0,96427.29395604381,0,null,36475.623138394541,96427.296875,null,-54550.017843866823,22505.947299593659,90392.909610417875,null,0.43898746462488147,6.0446274889386649,0,1,0.40071811354234499,2.6110572327729482,0,1,15.979633498327921,"PASS",1,null,"IagNgsld408",null,90392.909610417875,0,0.40071811354234499,"FAIL",0,1,null,null,0.57378619340949799,null,-1019.8395214868248,"NO",0,null,6.8320000000000007,5.3630000000000004,5.5847964346769574,15.4,15.58,17.390432125820322,null,-54731.488605749371,null,-4842.5583344189608,null,0,null,0,null,-1019.8395214868248,null,-1019.8395214868248,-2.8010221367955634,null,"IagNgsld408"]
[4150,"ImiNgsld408",0.98533076643943773,8329.1060426051008,0,7935.28857421875,0,0,65115.653189292614,17974.69921875,6128.6746209117109,0,0,null,91025.641732465738,6128.6746209117109,14063.963412008012,null,29141.343758153034,7334.2778267456633,0,0,96427.29395604381,0,null,36475.623138394541,96427.296875,null,-54550.017843866823,22411.65994326408,90298.622254088288,null,0.43898746462488147,5.9516331661556494,0,1,0.40071811354234499,2.5935522322060645,0,1,15.733792840947938,"PASS",1,null,"ImiNgsld408",null,90298.622254088288,0,0.40071811354234499,"FAIL",0,1,null,null,0.58275160268152149,null,-1014.1505294885458,"NO",0,null,6.8320000000000007,5.3630000000000004,5.5847964346769574,15.4,15.58,17.390432125820322,null,-54731.488605749371,null,-4842.5583344189608,null,0,null,0,null,-1014.1505294885458,null,-1014.1505294885458,-2.7425448731525544,null,"ImiNgsld408"]
[4157,"ItrEgsld408",0.98533076643943773,8329.1060426051008,0,7935.28857421875,0,0,65115.653189292614,17974.69921875,6225.9552266485862,0,0,null,91025.641732465738,6225.9552266485862,14161.244017744879,null,29141.343758153034,7334.2778267456633,0,0,96427.29395604381,0,null,36475.623138394541,96427.296875,null,-54550.017843866823,22314.379337527207,90201.341648351416,null,0.43898746462488147,5.8586388450514546,0,1,0.40071811354234499,2.5757358358706113,0,1,15.487952188006103,"PASS",1,null,"ItrEgsld408",null,90201.341648351416,0,0.40071811354234499,"FAIL",0,1,null,null,0.59200162812091062,null,-1008.2809345696869,"NO",0,null,6.8320000000000007,5.3630000000000004,5.5847964346769574,15.4,15.58,17.390432125820322,null,-54731.488605749371,null,-4842.5583344189608,null,0,null,0,null,-1008.2809345696869,null,-1008.2809345696869,-2.6840676095095466,null,"ItrEgsld408"]
[4169,"IstNgsld409",0.98533076643943773,8329.1060426051008,0,5026.65576171875,0,0,65115.653189292614,17974.69921875,84205.413529049532,0,0,null,88117.008697097321,84205.413529049532,89232.069284777448,null,29141.343758153034,7334.2778267456633,0,0,96427.29395604381,0,null,36475.623138394541,96427.296875,null,-51641.385031366823,-52756.446152373741,12221.883345950468,null,0.43898746462488147,0.4331743246627609,0,0,0.41394531993327122,0.40877257950318779,0,0,1.1451436770360863,"PASS",1,null,"IstNgsld409",null,12221.883345950468,0,0.41394531993327122,"FAIL",0,1,null,null,12.63980963002188,null,6636.6442707405049,"YES",1,null,6.8320000000000007,5.3630000000000004,5.5847964346769574,15.4,15.58,17.390432125820322,null,-51822.855793249386,null,-6803.6629928731518,null,0,null,0,null,6636.6442707405049,null,0,0,null,"IstNgsld409"]
[4172,"IwaNgsld409",0.98983502686023694,8619.9972766249703,0,5202.2099609375,0,0,67389.795529821524,17974.69921875,87146.250948349931,0,0,null,90566.705153628995,87146.250948349931,92348.460820080567,null,30052.163409871409,7367.80514412512,0,0,99167.224486801526,0,null,37419.96955799478,99167.2265625,null,-53146.735151514244,-54928.491351292651,12020.975614150069,null,0.43835519284931934,0.42939276389724379,0,0,0.41317578770276137,0.40520404118864395,0,0,1.137940249676084,"PASS",1,null,"IwaNgsld409",null,12020.975614150069,0,0.41317578770276137,"FAIL",0,1,null,null,12.780222069422464,null,6882.7730929599174,"YES",1,null,6.8320000000000007,5.3630000000000004,5.5847964346769574,15.4,15.58,17.390432125820322,null,-53332.904154290336,null,-7001.9125874622905,null,0,null,0,null,6882.7730929599174,null,0,0,null,"IwaNgsld409"]
[4188,"IprNgsld410",0.98533076643943773,8329.1060426051008,0,11745.408203125,0,0,65115.653189292614,17974.69921875,1685.9342932700545,0,0,null,94835.761052370945,1685.9342932700545,13431.342404271616,null,29141.343758153034,7334.2778267456633,0,0,96427.29395604381,0,null,36475.623138394541,96427.296875,null,-58360.137472773073,23044.280641999489,94741.362581729947,null,0.43898746462488147,21.635257841304163,0,1,0.38461887059615429,2.7157094049373343,0,1,57.195169028781471,"PASS",1,null,"IprNgsld410",null,94741.362581729947,0,0.38461887059615429,"FAIL",0,1,null,null,0.10830591714103968,null,-1315.2095917982037,"NO",0,null,6.8320000000000007,5.3630000000000004,5.5847964346769574,15.4,15.58,17.390432125820322,null,-58541.608234655621,null,-5179.6718870394725,null,0,null,0,null,-1315.2095917982037,null,-1315.2095917982037,-19.137164067379839,null,"IprNgsld410"]
[4191,"IteTgsld410",0.98533076643943773,8329.1060426051008,0,11745.408203125,0,0,65115.653189292614,17974.69921875,1685.9342932700545,0,0,null,94835.761052370945,1685.9342932700545,13431.342404271616,null,29141.343758153034,7334.2778267456633,0,0,96427.29395604381,0,null,36475.623138394541,96427.296875,null,-58360.137472773073,23044.280641999489,94741.362581729947,null,0.43898746462488147,21.635257841304163,0,1,0.38461887059615429,2.7157094049373343,0,1,57.195169028781471,"PASS",1,null,"IteTgsld410",null,94741.362581729947,0,0.38461887059615429,"FAIL",0,1,null,null,0.10830591714103968,null,-1315.2095917982037,"NO",0,null,6.8320000000000007,5.3630000000000004,5.5847964346769574,15.4,15.58,17.390432125820322,null,-58541.608234655621,null,-5179.6718870394725,null,0,null,0,null,-1315.2095917982037,null,-1315.2095917982037,-19.137164067379839,null,"IteTgsld410"]
[4203,"IcoTgsld412",0.98533076643943773,8329.1060426051008,0,6698.87744140625,0,0,65115.653189292614,17974.69921875,2274.2619063422831,0,0,null,89789.2302184898,2274.2619063422831,8973.1391834626556,null,29141.343758153034,7334.2778267456633,0,0,96427.29395604381,0,null,36475.623138394541,96427.296875,null,-53313.606711054323,27502.483790646009,94153.03496865771,null,0.43898746462488147,16.038444401093027,0,1,0.40623606193698109,4.0649790140110449,0,1,42.399380918306342,"PASS",1,null,"IcoTgsld412",null,94153.03496865771,0,0.40623606193698109,"FAIL",0,1,null,null,0.25616399708690329,null,-1221.3863866136139,"NO",0,null,6.8320000000000007,5.3630000000000004,5.5847964346769574,15.4,15.58,17.390432125820322,null,-53495.077472936879,null,-5514.1237687669018,null,0,null,0,null,-1221.3863866136139,null,-1221.3863866136139,-7.5139756083571356,null,"IcoTgsld412"]
[4210,"ImeNgsld412",0.98533076643943773,8329.1060426051008,0,6698.87744140625,0,0,65115.653189292614,17974.69921875,2274.2619063422831,0,0,null,89789.2302184898,2274.2619063422831,8973.1391834626556,null,29141.343758153034,7334.2778267456633,0,0,96427.29395604381,0,null,36475.623138394541,96427.296875,null,-53313.606711054323,27502.483790646009,94153.03496865771,null,0.43898746462488147,16.038444401093027,0,1,0.40623606193698109,4.0649790140110449,0,1,42.399380918306342,"PASS",1,null,"ImeNgsld412",null,94153.03496865771,0,0.40623606193698109,"FAIL",0,1,null,null,0.25616399708690329,null,-1221.3863866136139,"NO",0,null,6.8320000000000007,5.3630000000000004,5.5847964346769574,15.4,15.58,17.390432125820322,null,-53495.077472936879,null,-5514.1237687669018,null,0,null,0,null,-1221.3863866136139,null,-1221.3863866136139,-7.5139756083571356,null,"ImeNgsld412"]
[4222,"IwaNgsld412",0.98533076643943773,8329.1060426051008,0,6698.87744140625,0,0,65115.653189292614,17974.69921875,2274.2619063422831,0,0,null,89789.2302184898,2274.2619063422831,8973.1391834626556,null,29141.343758153034,7334.2778267456633,0,0,96427.29395604381,0,null,36475.623138394541,96427.296875,null,-53313.606711054323,27502.483790646009,94153.03496865771,null,0.43898746462488147,16.038444401093027,0,1,0.40623606193698109,4.0649790140110449,0,1,42.399380918306342,"PASS",1,null,"IwaNgsld412",null,94153.03496865771,0,0.40623606193698109,"FAIL",0,1,null,null,0.25616399708690329,null,-1221.3863866136139,"NO",0,null,6.8320000000000007,5.3630000000000004,5.5847964346769574,15.4,15.58,17.390432125820322,null,-53495.077472936879,null,-5514.1237687669018,null,0,null,0,null,-1221.3863866136139,null,-1221.3863866136139,-7.5139756083571356,null,"IwaNgsld412"]
[4229,"IelTgsld413",0.98533076643943773,8329.1060426051008,0,6222.8125,0,0,65115.653189292614,17974.69921875,79779.647755328013,0,0,null,89313.165209265033,79779.647755328013,86002.460023223583,null,29141.343758153034,7334.2778267456633,0,0,96427.29395604381,0,null,36475.623138394541,96427.296875,null,-52837.541769648073,-49526.837116933471,16647.649119671987,null,0.43898746462488147,0.45720461501985699,0,0,0.40840141737167268,0.42412301962181143,0,0,1.2086703763186293,"PASS",1,null,"IelTgsld413",null,16647.649119671987,0,0.40840141737167268,"FAIL",0,1,null,null,9.6735316671809137,null,4754.3953869185707,"YES",1,null,6.8320000000000007,5.3630000000000004,5.5847964346769574,15.4,15.58,17.390432125820322,null,-53019.012531530629,null,-5817.657462726047,null,0,null,0,null,4754.3953869185707,null,0,0,null,"IelTgsld413"]
[4241,"IteTgsld413",0.98533076643943773,8329.1060426051008,0,6222.8125,0,0,65115.653189292614,17974.69921875,79779.647755328013,0,0,null,89313.165209265033,79779.647755328013,86002.460023223583,null,29141.343758153034,7334.2778267456633,0,0,96427.29395604381,0,null,36475.623138394541,96427.296875,null,-52837.541769648073,-49526.837116933471,16647.649119671987,null,0.43898746462488147,0.45720461501985699,0,0,0.40840141737167268,0.42412301962181143,0,0,1.2086703763186293,"PASS",1,null,"IteTgsld413",null,16647.649119671987,0,0.40840141737167268,"FAIL",0,1,null,null,9.6735316671809137,null,4754.3953869185707,"YES",1,null,6.8320000000000007,5.3630000000000004,5.5847964346769574,15.4,15.58,17.390432125820322,null,-53019.012531530629,null,-5817.657462726047,null,0,null,0,null,4754.3953869185707,null,0,0,null,"IteTgsld413"]
[4253,"IelTgsld414",0.98533076643943773,8329.1060426051008,0,5026.65576171875,0,0,65115.653189292614,17974.69921875,79952.134702183394,0,0,null,88117.008697097321,79952.134702183394,84978.790457911324,null,29141.343758153034,7334.2778267456633,0,0,96427.29395604381,0,null,36475.623138394541,96427.296875,null,-51641.385031366823,-48503.167325507602,16475.162172816606,null,0.43898746462488147,0.45621825201120536,0,0,0.41394531993327122,0.42923208178502964,0,0,1.2060628178870463,"PASS",1,null,"IelTgsld414",null,16475.162172816606,0,0.41394531993327122,"FAIL",0,1,null,null,12.001363260150933,null,6231.5187288581092,"YES",1,null,6.8320000000000007,5.3630000000000004,5.5847964346769574,15.4,15.58,17.390432125820322,null,-51822.855793249386,null,-6803.6629928731518,null,0,null,0,null,6231.5187288581092,null,0,0,null,"IelTgsld414"]
[4261,"IprTgsld414",0.98533076643943773,8329.1060426051008,0,5026.65576171875,0,0,65115.653189292614,17974.69921875,79952.134702183394,0,0,null,88117.008697097321,79952.134702183394,84978.790457911324,null,29141.343758153034,7334.2778267456633,0,0,96427.29395604381,0,null,36475.623138394541,96427.296875,null,-51641.385031366823,-48503.167325507602,16475.162172816606,null,0.43898746462488147,0.45621825201120536,0,0,0.41394531993327122,0.42923208178502964,0,0,1.2060628178870463,"PASS",1,null,"IprTgsld414",null,16475.162172816606,0,0.41394531993327122,"FAIL",0,1,null,null,12.001363260150933,null,6231.5187288581092,"YES",1,null,6.8320000000000007,5.3630000000000004,5.5847964346769574,15.4,15.58,17.390432125820322,null,-51822.855793249386,null,-6803.6629928731518,null,0,null,0,null,6231.5187288581092,null,0,0,null,"IprTgsld414"]
[4264,"IstNgsld414",0.98533076643943773,8329.1060426051008,0,5026.65576171875,0,0,65115.653189292614,17974.69921875,79952.134702183394,0,0,null,88117.008697097321,79952.134702183394,84978.790457911324,null,29141.343758153034,7334.2778267456633,0,0,96427.29395604381,0,null,36475.623138394541,96427.296875,null,-51641.385031366823,-48503.167325507602,16475.162172816606,null,0.43898746462488147,0.45621825201120536,0,0,0.41394531993327122,0.42923208178502964,0,0,1.2060628178870463,"PASS",1,null,"IstNgsld414",null,16475.162172816606,0,0.41394531993327122,"FAIL",0,1,null,null,12.001363260150933,null,6231.5187288581092,"YES",1,null,6.8320000000000007,5.3630000000000004,5.5847964346769574,15.4,15.58,17.390432125820322,null,-51822.855793249386,null,-6803.6629928731518,null,0,null,0,null,6231.5187288581092,null,0,0,null,"IstNgsld414"]
[4280,"IluNgsld415",0.98533076643943773,8329.1060426051008,0,5026.65576171875,0,0,65115.653189292614,17974.69921875,12738.322665414484,0,0,null,88117.008697097321,12738.322665414484,17764.978421142387,null,29141.343758153034,7334.2778267456633,0,0,96427.29395604381,0,null,36475.623138394541,96427.296875,null,-51641.385031366823,18710.64471126131,83688.974209585518,null,0.43898746462488147,2.863455738755043,0,1,0.41394531993327122,2.053232053616441,0,1,7.5698582464712922,"PASS",1,null,"IluNgsld415",null,83688.974209585518,0,0.41394531993327122,"FAIL",0,1,null,null,1.9121094236169027,null,-170.60777793228095,"NO",0,null,6.8320000000000007,5.3630000000000004,5.5847964346769574,15.4,15.58,17.390432125820322,null,-51822.855793249386,null,-6803.6629928731518,null,0,null,0,null,-170.60777793228095,null,-170.60777793228095,-0.14061151312757064,null,"IluNgsld415"]
[4283,"ImiTgsld415",0.98533076643943773,8329.1060426051008,0,5026.65576171875,0,0,65115.653189292614,17974.69921875,12441.04703046621,0,0,null,88117.008697097321,12441.04703046621,17467.702786194113,null,29141.343758153034,7334.2778267456633,0,0,96427.29395604381,0,null,36475.623138394541,96427.296875,null,-51641.385031366823,19007.920346209583,83986.249844533784,null,0.43898746462488147,2.9318772808326625,0,1,0.41394531993327122,2.0881751637492778,0,1,7.7507380720340002,"PASS",1,null,"ImiTgsld415",null,83986.249844533784,0,0.41394531993327122,"FAIL",0,1,null,null,1.8674864515364435,null,-198.9232427819806,"NO",0,null,6.8320000000000007,5.3630000000000004,5.5847964346769574,15.4,15.58,17.390432125820322,null,-51822.855793249386,null,-6803.6629928731518,null,0,null,0,null,-198.9232427819806,null,-198.9232427819806,-0.16786604858246887,null,"ImiTgsld415"]
[4295,"IagTgsld416",0.98533076643943773,8329.1060426051008,0,5026.65576171875,0,0,65115.653189292614,17974.69921875,20522.203495368507,0,0,null,88117.008697097321,20522.203495368507,25548.859251096408,null,29141.343758153034,7334.2778267456633,0,0,96427.29395604381,0,null,36475.623138394541,96427.296875,null,-51641.385031366823,10926.763881307284,75905.093379631493,null,0.43898746462488147,1.7773736210454416,0,1,0.41394531993327122,1.4276810863199771,0,1,4.6986814499116489,"PASS",1,null,"IagTgsld416",null,75905.093379631493,0,0.41394531993327122,"FAIL",0,1,null,null,3.0805233382412092,null,570.80816966060024,"YES",1,null,6.8320000000000007,5.3630000000000004,5.5847964346769574,15.4,15.58,17.390432125820322,null,-51822.855793249386,null,-6803.6629928731518,null,0,null,0,null,570.80816966060024,null,0,0,null,"IagTgsld416"]
[4302,"IelNgsld416",0.98533076643943773,8329.1060426051008,0,5026.65576171875,0,0,65115.653189292614,17974.69921875,20522.203495368507,0,0,null,88117.008697097321,20522.203495368507,25548.859251096408,null,29141.343758153034,7334.2778267456633,0,0,96427.29395604381,0,null,36475.623138394541,96427.296875,null,-51641.385031366823,10926.763881307284,75905.093379631493,null,0.43898746462488147,1.7773736210454416,0,1,0.41394531993327122,1.4276810863199771,0,1,4.6986814499116489,"PASS",1,null,"IelNgsld416",null,75905.093379631493,0,0.41394531993327122,"FAIL",0,1,null,null,3.0805233382412092,null,570.80816966060024,"YES",1,null,6.8320000000000007,5.3630000000000004,5.5847964346769574,15.4,15.58,17.390432125820322,null,-51822.855793249386,null,-6803.6629928731518,null,0,null,0,null,570.80816966060024,null,0,0,null,"IelNgsld416"]
[4314,"IteNgsld416",0.98533076643943773,8329.1060426051008,0,5026.65576171875,0,0,65115.653189292614,17974.69921875,20522.203495368507,0,0,null,88117.008697097321,20522.203495368507,25548.859251096408,null,29141.343758153034,7334.2778267456633,0,0,96427.29395604381,0,null,36475.623138394541,96427.296875,null,-51641.385031366823,10926.763881307284,75905.093379631493,null,0.43898746462488147,1.7773736210454416,0,1,0.41394531993327122,1.4276810863199771,0,1,4.6986814499116489,"PASS",1,null,"IteNgsld416",null,75905.093379631493,0,0.41394531993327122,"FAIL",0,1,null,null,3.0805233382412092,null,570.80816966060024,"YES",1,null,6.8320000000000007,5.3630000000000004,5.5847964346769574,15.4,15.58,17.390432125820322,null,-51822.855793249386,null,-6803.6629928731518,null,0,null,0,null,570.80816966060024,null,0,0,null,"IteNgsld416"]
[4317,"IwaTgsld416",0.98983502686023694,8619.9972766249703,0,5202.2099609375,0,0,67389.795529821524,17974.69921875,21238.933806818553,0,0,null,90566.705153628995,21238.933806818553,26441.143678549222,null,30052.163409871409,7367.80514412512,0,0,99167.224486801526,0,null,37419.96955799478,99167.2265625,null,-53146.735151514244,10978.825790238727,77928.292755681439,null,0.43835519284931934,1.7618572522685421,0,1,0.41317578770276137,1.4152175067262778,0,1,4.6691245174775826,"PASS",1,null,"IwaTgsld416",null,77928.292755681439,0,0.41317578770276137,"FAIL",0,1,null,null,3.1147442197907318,null,605.0902852010347,"YES",1,null,6.8320000000000007,5.3630000000000004,5.5847964346769574,15.4,15.58,17.390432125820322,null,-53332.904154290336,null,-7001.9125874622905,null,0,null,0,null,605.0902852010347,null,0,0,null,"IwaTgsld416"]
[4333,"IprTgsld417",0.98533076643943773,8329.1060426051008,0,5026.65576171875,0,0,65115.653189292614,17974.69921875,33147.594971160564,0,0,null,88117.008697097321,33147.594971160564,38174.250726888458,null,29141.343758153034,7334.2778267456633,0,0,96427.29395604381,0,null,36475.623138394541,96427.296875,null,-51641.385031366823,-1698.627594484773,63279.701903839436,null,0.43898746462488147,1.1004002905830563,0,1,0.41394531993327122,0.955503315405697,0,0,2.9090284516537244,"PASS",1,null,"IprTgsld417",null,63279.701903839436,0,0.41394531993327122,"FAIL",0,1,null,null,4.9756809624321603,null,1773.3786527665013,"YES",1,null,6.8320000000000007,5.3630000000000004,5.5847964346769574,15.4,15.58,17.390432125820322,null,-51822.855793249386,null,-6803.6629928731518,null,0,null,0,null,1773.3786527665013,null,0,0,null,"IprTgsld417"]
[4336,"IstNgsld417",0.98533076643943773,8329.1060426051008,0,5026.65576171875,0,0,65115.653189292614,17974.69921875,33147.594971160564,0,0,null,88117.008697097321,33147.594971160564,38174.250726888458,null,29141.343758153034,7334.2778267456633,0,0,96427.29395604381,0,null,36475.623138394541,96427.296875,null,-51641.385031366823,-1698.627594484773,63279.701903839436,null,0.43898746462488147,1.1004002905830563,0,1,0.41394531993327122,0.955503315405697,0,0,2.9090284516537244,"PASS",1,null,"IstNgsld417",null,63279.701903839436,0,0.41394531993327122,"FAIL",0,1,null,null,4.9756809624321603,null,1773.3786527665013,"YES",1,null,6.8320000000000007,5.3630000000000004,5.5847964346769574,15.4,15.58,17.390432125820322,null,-51822.855793249386,null,-6803.6629928731518,null,0,null,0,null,1773.3786527665013,null,0,0,null,"IstNgsld417"]
[4352,"IluNgsld418",0.98533076643943773,8329.1060426051008,0,5856.9072265625,0,0,65115.653189292614,17974.69921875,11186.317046934546,0,0,null,88947.260360936853,11186.317046934546,17043.224466501957,null,29141.343758153034,7334.2778267456633,0,0,96427.29395604381,0,null,36475.623138394541,96427.296875,null,-52471.636496210573,19432.398864897496,85240.97982806545,null,0.43898746462488147,3.260735681400178,0,1,0.41008147174220111,2.1401832513062518,0,1,8.6201112010699319,"PASS",1,null,"IluNgsld418",null,85240.97982806545,0,0.41008147174220111,"FAIL",0,1,null,null,1.4411142809635855,null,-469.47730150709833,"NO",0,null,6.8320000000000007,5.3630000000000004,5.5847964346769574,15.4,15.58,17.390432125820322,null,-52653.107258093121,null,-6091.5301977822483,null,0,null,0,null,-469.47730150709833,null,-469.47730150709833,-0.51339421983860833,null,"IluNgsld418"]
[4355,"ImiTgsld418",0.98533076643943773,8329.1060426051008,0,5856.9072265625,0,0,65115.653189292614,17974.69921875,10926.482715035396,0,0,null,88947.260360936853,10926.482715035396,16783.390134602811,null,29141.343758153034,7334.2778267456633,0,0,96427.29395604381,0,null,36475.623138394541,96427.296875,null,-52471.636496210573,19692.233196796646,85500.814159964604,null,0.43898746462488147,3.3382767437322012,0,1,0.41008147174220111,2.1733167891183376,0,1,8.8250994752694876,"PASS",1,null,"ImiTgsld418",null,85500.814159964604,0,0.41008147174220111,"FAIL",0,1,null,null,1.4076402608210592,null,-490.7182094191669,"NO",0,null,6.8320000000000007,5.3630000000000004,5.5847964346769574,15.4,15.58,17.390432125820322,null,-52653.107258093121,null,-6091.5301977822483,null,0,null,0,null,-490.7182094191669,null,-490.7182094191669,-0.54938309427511489,null,"ImiTgsld418"]
[4367,"IagTgsld419",0.98533076643943773,8329.1060426051008,0,6698.87744140625,0,0,65115.653189292614,17974.69921875,232889.02102587995,0,0,null,89789.2302184898,232889.02102587995,239587.8983030004,null,29141.343758153034,7334.2778267456633,0,0,96427.29395604381,0,null,36475.623138394541,96427.296875,null,-53313.606711054323,-203112.27532889164,-136461.72415087995,null,0.43898746462488147,0.15662233873335388,0,0,0.40623606193698109,0.15224317827294184,0,0,0.41404827265036442,"FAIL",0,null,"IagTgsld419",null,-136461.72415087995,136461.72415087995,0.16121754403007527,"FAIL",0,1,null,null,26.231711378499842,null,15261.372706705242,"YES",1,null,6.8320000000000007,5.3630000000000004,5.5847964346769574,15.4,15.58,17.390432125820322,null,-53495.077472936879,null,-5514.1237687669018,null,14066.094904675145,null,14066.094904675145,null,15261.372706705242,null,14066.094904675145,0.84504865542888996,null,"IagTgsld419"]
[4374,"IelNgsld419",0.98533076643943773,8329.1060426051008,0,6698.87744140625,0,0,65115.653189292614,17974.69921875,232889.02102587995,0,0,null,89789.2302184898,232889.02102587995,239587.8983030004,null,29141.343758153034,7334.2778267456633,0,0,96427.29395604381,0,null,36475.623138394541,96427.296875,null,-53313.606711054323,-203112.27532889164,-136461.72415087995,null,0.43898746462488147,0.15662233873335388,0,0,0.40623606193698109,0.15224317827294184,0,0,0.41404827265036442,"FAIL",0,null,"IelNgsld419",null,-136461.72415087995,136461.72415087995,0.16121754403007527,"FAIL",0,1,null,null,26.231711378499842,null,15261.372706705242,"YES",1,null,6.8320000000000007,5.3630000000000004,5.5847964346769574,15.4,15.58,17.390432125820322,null,-53495.077472936879,null,-5514.1237687669018,null,14066.094904675145,null,14066.094904675145,null,15261.372706705242,null,14066.094904675145,0.84504865542888996,null,"IelNgsld419"]
[4386,"IteNgsld419",0.98533076643943773,8329.1060426051008,0,6698.87744140625,0,0,65115.653189292614,17974.69921875,232889.02102587995,0,0,null,89789.2302184898,232889.02102587995,239587.8983030004,null,29141.343758153034,7334.2778267456633,0,0,96427.29395604381,0,null,36475.623138394541,96427.296875,null,-53313.606711054323,-203112.27532889164,-136461.72415087995,null,0.43898746462488147,0.15662233873335388,0,0,0.40623606193698109,0.15224317827294184,0,0,0.41404827265036442,"FAIL",0,null,"IteNgsld419",null,-136461.72415087995,136461.72415087995,0.16121754403007527,"FAIL",0,1,null,null,26.231711378499842,null,15261.372706705242,"YES",1,null,6.8320000000000007,5.3630000000000004,5.5847964346769574,15.4,15.58,17.390432125820322,null,-53495.077472936879,null,-5514.1237687669018,null,14066.094904675145,null,14066.094904675145,null,15261.372706705242,null,14066.094904675145,0.84504865542888996,null,"IteNgsld419"]
[4393,"IchEgsld501",0.98983502686023694,8619.9972766249703,0,4359.7294921875,0,0,67389.795529821524,17324.076171875,22402.903360993485,0,0,null,89073.601762759587,22402.903360993485,26762.632768383854,null,30052.846760285855,7368.3527197731655,0,0,98516.601560272466,0,null,37421.20002674478,98516.6015625,null,-51652.401167139244,10658.567173563795,76113.698201506515,null,0.44173639186881081,1.6703727826590637,0,1,0.42011549466032139,1.3982630271108369,0,1,4.3974925916982199,"PASS",1,null,"IchEgsld501",null,76113.698201506515,0,0.42011549466032139,"FAIL",0,1,null,null,3.3237129507049139,null,730.82884689254445,"YES",1,null,6.8320000000000007,5.3630000000000004,5.5847964346769574,15.4,15.58,17.390432125820322,null,-51838.57629165041,null,-6805.7268886497041,null,0,null,0,null,730.82884689254445,null,0,0,null,"IchEgsld501"]
[4404,"ImiNgsld501",0.98983502686023694,8619.9972766249703,0,4359.7294921875,0,0,67389.795529821524,17324.076171875,22402.903360993485,0,0,null,89073.601762759587,22402.903360993485,26762.632768383854,null,30052.846760285855,7368.3527197731655,0,0,98516.601560272466,0,null,37421.20002674478,98516.6015625,null,-51652.401167139244,10658.567173563795,76113.698201506515,null,0.44173639186881081,1.6703727826590637,0,1,0.42011549466032139,1.3982630271108369,0,1,4.3974925916982199,"PASS",1,null,"ImiNgsld501",null,76113.698201506515,0,0.42011549466032139,"FAIL",0,1,null,null,3.3237129507049139,null,730.82884689254445,"YES",1,null,6.8320000000000007,5.3630000000000004,5.5847964346769574,15.4,15.58,17.390432125820322,null,-51838.57629165041,null,-6805.7268886497041,null,0,null,0,null,730.82884689254445,null,0,0,null,"ImiNgsld501"]
[4409,"IteEgsld501",0.98983502686023694,8619.9972766249703,0,4359.7294921875,0,0,67389.795529821524,17324.076171875,22402.903360993485,0,0,null,89073.601762759587,22402.903360993485,26762.632768383854,null,30052.846760285855,7368.3527197731655,0,0,98516.601560272466,0,null,37421.20002674478,98516.6015625,null,-51652.401167139244,10658.567173563795,76113.698201506515,null,0.44173639186881081,1.6703727826590637,0,1,0.42011549466032139,1.3982630271108369,0,1,4.3974925916982199,"PASS",1,null,"IteEgsld501",null,76113.698201506515,0,0.42011549466032139,"FAIL",0,1,null,null,3.3237129507049139,null,730.82884689254445,"YES",1,null,6.8320000000000007,5.3630000000000004,5.5847964346769574,15.4,15.58,17.390432125820322,null,-51838.57629165041,null,-6805.7268886497041,null,0,null,0,null,730.82884689254445,null,0,0,null,"IteEgsld501"]
[4425,"ImeTgsld502",0.98983502686023694,8619.9972766249703,0,6932.8330078125,0,0,67389.795529821524,17324.076171875,22529.686421216924,0,0,null,91646.705474254937,22529.686421216924,29462.519540102632,null,30052.846760285855,7368.3527197731655,0,0,98516.601560272466,0,null,37421.20002674478,98516.6015625,null,-54225.504682764244,7958.6805977153563,75986.915141283069,null,0.44173639186881081,1.6609729637206154,0,1,0.4083201916027217,1.2701289893719567,0,1,4.3727462389234049,"PASS",1,null,"ImeTgsld502",null,75986.915141283069,0,0.4083201916027217,"FAIL",0,1,null,null,2.508138349904554,null,207.21613856428198,"YES",1,null,6.8320000000000007,5.3630000000000004,5.5847964346769574,15.4,15.58,17.390432125820322,null,-54411.679807275403,null,-5608.6045875084064,null,0,null,0,null,207.21613856428198,null,0,0,null,"ImeTgsld502"]
[4428,"ImiNgsld502",0.98983502686023694,8619.9972766249703,0,6932.8330078125,0,0,67389.795529821524,17324.076171875,22881.707274184791,0,0,null,91646.705474254937,22881.707274184791,29814.540393070503,null,30052.846760285855,7368.3527197731655,0,0,98516.601560272466,0,null,37421.20002674478,98516.6015625,null,-54225.504682764244,7606.6597447474887,75634.894288315205,null,0.44173639186881081,1.6354199264214644,0,1,0.4083201916027217,1.2551325518623062,0,1,4.3054742542592841,"PASS",1,null,"ImiNgsld502",null,75634.894288315205,0,0.4083201916027217,"FAIL",0,1,null,null,2.5473274299916056,null,232.3761917845969,"YES",1,null,6.8320000000000007,5.3630000000000004,5.5847964346769574,15.4,15.58,17.390432125820322,null,-54411.679807275403,null,-5608.6045875084064,null,0,null,0,null,232.3761917845969,null,0,0,null,"ImiNgsld502"]
[4440,"IagNgsld601",0.98983502686023694,8619.9972766249703,0,6932.8330078125,0,0,67389.795529821524,17324.076171875,35623.982231852548,0,0,null,91646.705474254937,35623.982231852548,42556.815350738289,null,30052.846760285855,7368.3527197731655,0,0,98516.601560272466,0,null,37421.20002674478,98516.6015625,null,-54225.504682764244,-5135.6152129202674,62892.619330647452,null,0.44173639186881081,1.0504496600968232,0,1,0.4083201916027217,0.87932331909711092,0,0,2.765457295630839,"PASS",1,null,"IagNgsld601",null,62892.619330647452,0,0.4083201916027217,"FAIL",0,1,null,null,3.9658730308541656,null,1143.1064955800753,"YES",1,null,6.8320000000000007,5.3630000000000004,5.5847964346769574,15.4,15.58,17.390432125820322,null,-54411.679807275403,null,-5608.6045875084064,null,0,null,0,null,1143.1064955800753,null,0,0,null,"IagNgsld601"]
[4447,"IluTgsld601",0.98983502686023694,8619.9972766249703,0,6932.8330078125,0,0,67389.795529821524,17324.076171875,35623.982231852548,0,0,null,91646.705474254937,35623.982231852548,42556.815350738289,null,30052.846760285855,7368.3527197731655,0,0,98516.601560272466,0,null,37421.20002674478,98516.6015625,null,-54225.504682764244,-5135.6152129202674,62892.619330647452,null,0.44173639186881081,1.0504496600968232,0,1,0.4083201916027217,0.87932331909711092,0,0,2.765457295630839,"PASS",1,null,"IluTgsld601",null,62892.619330647452,0,0.4083201916027217,"FAIL",0,1,null,null,3.9658730308541656,null,1143.1064955800753,"YES",1,null,6.8320000000000007,5.3630000000000004,5.5847964346769574,15.4,15.58,17.390432125820322,null,-54411.679807275403,null,-5608.6045875084064,null,0,null,0,null,1143.1064955800753,null,0,0,null,"IluTgsld601"]
[4459,"ItrTgsld601",0.98983502686023694,8619.9972766249703,0,6932.8330078125,0,0,67389.795529821524,17324.076171875,35623.982231852548,0,0,null,91646.705474254937,35623.982231852548,42556.815350738289,null,30052.846760285855,7368.3527197731655,0,0,98516.601560272466,0,null,37421.20002674478,98516.6015625,null,-54225.504682764244,-5135.6152129202674,62892.619330647452,null,0.44173639186881081,1.0504496600968232,0,1,0.4083201916027217,0.87932331909711092,0,0,2.765457295630839,"PASS",1,null,"ItrTgsld601",null,62892.619330647452,0,0.4083201916027217,"FAIL",0,1,null,null,3.9658730308541656,null,1143.1064955800753,"YES",1,null,6.8320000000000007,5.3630000000000004,5.5847964346769574,15.4,15.58,17.390432125820322,null,-54411.679807275403,null,-5608.6045875084064,null,0,null,0,null,1143.1064955800753,null,0,0,null,"ItrTgsld601"]
[4466,"IchNgsld602",0.98983502686023694,8619.9972766249703,0,4359.7294921875,0,0,67389.795529821524,17324.076171875,22024.723118983467,0,0,null,89073.601762759587,22024.723118983467,26384.452526373836,null,30052.846760285855,7368.3527197731655,0,0,98516.601560272466,0,null,37421.20002674478,98516.6015625,null,-51652.401167139244,11036.747415573813,76491.878443516529,null,0.44173639186881081,1.6990542775310005,0,1,0.42011549466032139,1.4183049608124498,0,1,4.4730006833814375,"PASS",1,null,"IchNgsld602",null,76491.878443516529,0,0.42011549466032139,"FAIL",0,1,null,null,3.2676059816358274,null,694.80722238201645,"YES",1,null,6.8320000000000007,5.3630000000000004,5.5847964346769574,15.4,15.58,17.390432125820322,null,-51838.57629165041,null,-6805.7268886497041,null,0,null,0,null,694.80722238201645,null,0,0,null,"IchNgsld602"]
[4478,"IprNgsld602",0.98983502686023694,8619.9972766249703,0,4359.7294921875,0,0,67389.795529821524,17324.076171875,22024.723118983467,0,0,null,89073.601762759587,22024.723118983467,26384.452526373836,null,30052.846760285855,7368.3527197731655,0,0,98516.601560272466,0,null,37421.20002674478,98516.6015625,null,-51652.401167139244,11036.747415573813,76491.878443516529,null,0.44173639186881081,1.6990542775310005,0,1,0.42011549466032139,1.4183049608124498,0,1,4.4730006833814375,"PASS",1,null,"IprNgsld602",null,76491.878443516529,0,0.42011549466032139,"FAIL",0,1,null,null,3.2676059816358274,null,694.80722238201645,"YES",1,null,6.8320000000000007,5.3630000000000004,5.5847964346769574,15.4,15.58,17.390432125820322,null,-51838.57629165041,null,-6805.7268886497041,null,0,null,0,null,694.80722238201645,null,0,0,null,"IprNgsld602"]
[4481,"IteEgsld602",0.98983502686023694,8619.9972766249703,0,4359.7294921875,0,0,67389.795529821524,17324.076171875,22024.723118983467,0,0,null,89073.601762759587,22024.723118983467,26384.452526373836,null,30052.846760285855,7368.3527197731655,0,0,98516.601560272466,0,null,37421.20002674478,98516.6015625,null,-51652.401167139244,11036.747415573813,76491.878443516529,null,0.44173639186881081,1.6990542775310005,0,1,0.42011549466032139,1.4183049608124498,0,1,4.4730006833814375,"PASS",1,null,"IteEgsld602",null,76491.878443516529,0,0.42011549466032139,"FAIL",0,1,null,null,3.2676059816358274,null,694.80722238201645,"YES",1,null,6.8320000000000007,5.3630000000000004,5.5847964346769574,15.4,15.58,17.390432125820322,null,-51838.57629165041,null,-6805.7268886497041,null,0,null,0,null,694.80722238201645,null,0,0,null,"IteEgsld602"]
[4497,"ImeTgsld603",0.98983502686023694,8619.9972766249703,0,5202.2099609375,0,0,67389.795529821524,17324.076171875,2458413.8524320279,0,0,null,89916.082227099861,2458413.8524320279,2463616.0623037592,null,30052.846760285855,7368.3527197731655,0,0,98516.601560272466,0,null,37421.20002674478,98516.6015625,null,-52494.881635889244,-2426194.8623662204,-2359897.2508695279,null,0.44173639186881081,1.5221684497801384E-2,0,0,0.41617916767269142,1.5189542152277059E-2,0,0,4.0073237248090171E-2,"FAIL",0,null,"ImeTgsld603",null,-2359897.2508695279,2359897.2508695279,1.5275123018481452E-2,"FAIL",0,1,null,null,364.73228836267197,null,232761.25598232727,"YES",1,null,6.8320000000000007,5.3630000000000004,5.5847964346769574,15.4,15.58,17.390432125820322,null,-52681.05676040041,null,-6916.3335524414642,null,309823.63567110855,null,309823.63567110855,null,232761.25598232727,null,232761.25598232727,0.99400826204781711,null,"ImeTgsld603"]
[4500,"ImiNgsld603",0.98983502686023694,8619.9972766249703,0,5202.2099609375,0,0,67389.795529821524,17324.076171875,2458413.8524320279,0,0,null,89916.082227099861,2458413.8524320279,2463616.0623037592,null,30052.846760285855,7368.3527197731655,0,0,98516.601560272466,0,null,37421.20002674478,98516.6015625,null,-52494.881635889244,-2426194.8623662204,-2359897.2508695279,null,0.44173639186881081,1.5221684497801384E-2,0,0,0.41617916767269142,1.5189542152277059E-2,0,0,4.0073237248090171E-2,"FAIL",0,null,"ImiNgsld603",null,-2359897.2508695279,2359897.2508695279,1.5275123018481452E-2,"FAIL",0,1,null,null,364.73228836267197,null,232761.25598232727,"YES",1,null,6.8320000000000007,5.3630000000000004,5.5847964346769574,15.4,15.58,17.390432125820322,null,-52681.05676040041,null,-6916.3335524414642,null,309823.63567110855,null,309823.63567110855,null,232761.25598232727,null,232761.25598232727,0.99400826204781711,null,"ImiNgsld603"]
[4512,"IagNgsld604",0.98983502686023694,8619.9972766249703,0,5202.2099609375,0,0,67389.795529821524,17324.076171875,576278.72428839165,0,0,null,89916.082227099861,576278.72428839165,581480.93416012207,null,30052.846760285855,7368.3527197731655,0,0,98516.601560272466,0,null,37421.20002674478,98516.6015625,null,-52494.881635889244,-544059.7342225844,-477762.12272589165,null,0.44173639186881081,6.4935938894766135E-2,0,0,0.41617916767269142,6.4354990546773808E-2,0,0,0.17095304305074183,"FAIL",0,null,"IagNgsld604",null,-477762.12272589165,477762.12272589165,6.5919740686632505E-2,"FAIL",0,1,null,null,85.497182292852258,null,53487.588060270253,"YES",1,null,6.8320000000000007,5.3630000000000004,5.5847964346769574,15.4,15.58,17.390432125820322,null,-52681.05676040041,null,-6916.3335524414642,null,62723.916388453741,null,62723.916388453741,null,53487.588060270253,null,53487.588060270253,0.97443915418073601,null,"IagNgsld604"]
[4519,"IluTgsld604",0.98983502686023694,8619.9972766249703,0,5202.2099609375,0,0,67389.795529821524,17324.076171875,576278.72428839165,0,0,null,89916.082227099861,576278.72428839165,581480.93416012207,null,30052.846760285855,7368.3527197731655,0,0,98516.601560272466,0,null,37421.20002674478,98516.6015625,null,-52494.881635889244,-544059.7342225844,-477762.12272589165,null,0.44173639186881081,6.4935938894766135E-2,0,0,0.41617916767269142,6.4354990546773808E-2,0,0,0.17095304305074183,"FAIL",0,null,"IluTgsld604",null,-477762.12272589165,477762.12272589165,6.5919740686632505E-2,"FAIL",0,1,null,null,85.497182292852258,null,53487.588060270253,"YES",1,null,6.8320000000000007,5.3630000000000004,5.5847964346769574,15.4,15.58,17.390432125820322,null,-52681.05676040041,null,-6916.3335524414642,null,62723.916388453741,null,62723.916388453741,null,53487.588060270253,null,53487.588060270253,0.97443915418073601,null,"IluTgsld604"]
[4531,"ItrTgsld604",0.98983502686023694,8619.9972766249703,0,5202.2099609375,0,0,67389.795529821524,17324.076171875,576278.72428839165,0,0,null,89916.082227099861,576278.72428839165,581480.93416012207,null,30052.846760285855,7368.3527197731655,0,0,98516.601560272466,0,null,37421.20002674478,98516.6015625,null,-52494.881635889244,-544059.7342225844,-477762.12272589165,null,0.44173639186881081,6.4935938894766135E-2,0,0,0.41617916767269142,6.4354990546773808E-2,0,0,0.17095304305074183,"FAIL",0,null,"ItrTgsld604",null,-477762.12272589165,477762.12272589165,6.5919740686632505E-2,"FAIL",0,1,null,null,85.497182292852258,null,53487.588060270253,"YES",1,null,6.8320000000000007,5.3630000000000004,5.5847964346769574,15.4,15.58,17.390432125820322,null,-52681.05676040041,null,-6916.3335524414642,null,62723.916388453741,null,62723.916388453741,null,53487.588060270253,null,53487.588060270253,0.97443915418073601,null,"ItrTgsld604"]
[4538,"IchNgsld605",0.98983502686023694,8619.9972766249703,0,5202.2099609375,0,0,67389.795529821524,17324.076171875,820195.06355028215,0,0,null,89916.082227099861,820195.06355028215,825397.27342201292,null,30052.846760285855,7368.3527197731655,0,0,98516.601560272466,0,null,37421.20002674478,98516.6015625,null,-52494.881635889244,-787976.07348447491,-721678.46198778215,null,0.44173639186881081,4.5624756463132105E-2,0,0,0.41617916767269142,4.5337198495405635E-2,0,0,0.12011362411285767,"FAIL",0,null,"IchNgsld605",null,-721678.46198778215,721678.46198778215,4.6108244959891541E-2,"FAIL",0,1,null,null,121.68481032490926,null,76720.658221168225,"YES",1,null,6.8320000000000007,5.3630000000000004,5.5847964346769574,15.4,15.58,17.390432125820322,null,-52681.05676040041,null,-6916.3335524414642,null,94746.940696762744,null,94746.940696762744,null,76720.658221168225,null,76720.658221168225,0.982040648387141,null,"IchNgsld605"]
[4545,"ImeTgsld605",0.98983502686023694,8619.9972766249703,0,5202.2099609375,0,0,67389.795529821524,17324.076171875,820195.06355028215,0,0,null,89916.082227099861,820195.06355028215,825397.27342201292,null,30052.846760285855,7368.3527197731655,0,0,98516.601560272466,0,null,37421.20002674478,98516.6015625,null,-52494.881635889244,-787976.07348447491,-721678.46198778215,null,0.44173639186881081,4.5624756463132105E-2,0,0,0.41617916767269142,4.5337198495405635E-2,0,0,0.12011362411285767,"FAIL",0,null,"ImeTgsld605",null,-721678.46198778215,721678.46198778215,4.6108244959891541E-2,"FAIL",0,1,null,null,121.68481032490926,null,76720.658221168225,"YES",1,null,6.8320000000000007,5.3630000000000004,5.5847964346769574,15.4,15.58,17.390432125820322,null,-52681.05676040041,null,-6916.3335524414642,null,94746.940696762744,null,94746.940696762744,null,76720.658221168225,null,76720.658221168225,0.982040648387141,null,"ImeTgsld605"]
[4554,"IteNgsld605",0.98983502686023694,8619.9972766249703,0,5202.2099609375,0,0,67389.795529821524,17324.076171875,820195.06355028215,0,0,null,89916.082227099861,820195.06355028215,825397.27342201292,null,30052.846760285855,7368.3527197731655,0,0,98516.601560272466,0,null,37421.20002674478,98516.6015625,null,-52494.881635889244,-787976.07348447491,-721678.46198778215,null,0.44173639186881081,4.5624756463132105E-2,0,0,0.41617916767269142,4.5337198495405635E-2,0,0,0.12011362411285767,"FAIL",0,null,"IteNgsld605",null,-721678.46198778215,721678.46198778215,4.6108244959891541E-2,"FAIL",0,1,null,null,121.68481032490926,null,76720.658221168225,"YES",1,null,6.8320000000000007,5.3630000000000004,5.5847964346769574,15.4,15.58,17.390432125820322,null,-52681.05676040041,null,-6916.3335524414642,null,94746.940696762744,null,94746.940696762744,null,76720.658221168225,null,76720.658221168225,0.982040648387141,null,"IteNgsld605"]
[4570,"ImeNgsld606",0.98983502686023694,8619.9972766249703,0,5434.7861328125,0,0,67389.795529821524,17324.076171875,4839.6432366343452,0,0,null,90148.658406698552,4839.6432366343452,10274.429287963714,null,30052.846760285855,7368.3527197731655,0,0,98516.601560272466,0,null,37421.20002674478,98516.6015625,null,-52727.457807764244,27146.770657297937,93676.958325865649,null,0.44173639186881081,7.7322228513622369,0,1,0.41510545942282345,3.6421682101416271,0,1,20.3561702269219,"PASS",1,null,"ImeNgsld606",null,93676.958325865649,0,0.41510545942282345,"FAIL",0,1,null,null,0.68728677224437307,null,-961.80141679705741,"NO",0,null,6.8320000000000007,5.3630000000000004,5.5847964346769574,15.4,15.58,17.390432125820322,null,-52913.632932275403,null,-6698.2004684053036,null,0,null,0,null,-961.80141679705741,null,-961.80141679705741,-2.1797211627289537,null,"ImeNgsld606"]
[4573,"IprTgsld606",0.98983502686023694,8619.9972766249703,0,5434.7861328125,0,0,67389.795529821524,17324.076171875,4839.6432366343452,0,0,null,90148.658406698552,4839.6432366343452,10274.429287963714,null,30052.846760285855,7368.3527197731655,0,0,98516.601560272466,0,null,37421.20002674478,98516.6015625,null,-52727.457807764244,27146.770657297937,93676.958325865649,null,0.44173639186881081,7.7322228513622369,0,1,0.41510545942282345,3.6421682101416271,0,1,20.3561702269219,"PASS",1,null,"IprTgsld606",null,93676.958325865649,0,0.41510545942282345,"FAIL",0,1,null,null,0.68728677224437307,null,-961.80141679705741,"NO",0,null,6.8320000000000007,5.3630000000000004,5.5847964346769574,15.4,15.58,17.390432125820322,null,-52913.632932275403,null,-6698.2004684053036,null,0,null,0,null,-961.80141679705741,null,-961.80141679705741,-2.1797211627289537,null,"IprTgsld606"]
[4580,"ItrNgsld606",0.98983502686023694,8619.9972766249703,0,5434.7861328125,0,0,67389.795529821524,17324.076171875,4839.6432366343452,0,0,null,90148.658406698552,4839.6432366343452,10274.429287963714,null,30052.846760285855,7368.3527197731655,0,0,98516.601560272466,0,null,37421.20002674478,98516.6015625,null,-52727.457807764244,27146.770657297937,93676.958325865649,null,0.44173639186881081,7.7322228513622369,0,1,0.41510545942282345,3.6421682101416271,0,1,20.3561702269219,"PASS",1,null,"ItrNgsld606",null,93676.958325865649,0,0.41510545942282345,"FAIL",0,1,null,null,0.68728677224437307,null,-961.80141679705741,"NO",0,null,6.8320000000000007,5.3630000000000004,5.5847964346769574,15.4,15.58,17.390432125820322,null,-52913.632932275403,null,-6698.2004684053036,null,0,null,0,null,-961.80141679705741,null,-961.80141679705741,-2.1797211627289537,null,"ItrNgsld606"]
[4592,"IluNgsld607",0.98983502686023694,8619.9972766249703,0,5434.7861328125,0,0,67389.795529821524,17324.076171875,4082.9538494602948,0,0,null,90148.658406698552,4082.9538494602948,9517.7399007896547,null,30052.846760285855,7368.3527197731655,0,0,98516.601560272466,0,null,37421.20002674478,98516.6015625,null,-52727.457807764244,27903.460044471984,94433.647713039711,null,0.44173639186881081,9.165227285557318,0,1,0.41510545942282345,3.9317317027407133,0,1,24.128757070208476,"PASS",1,null,"IluNgsld607",null,94433.647713039711,0,0.41510545942282345,"FAIL",0,1,null,null,0.57982789921910172,null,-1030.791833471937,"NO",0,null,6.8320000000000007,5.3630000000000004,5.5847964346769574,15.4,15.58,17.390432125820322,null,-52913.632932275403,null,-6698.2004684053036,null,0,null,0,null,-1030.791833471937,null,-1030.791833471937,-2.769015422528522,null,"IluNgsld607"]
[4604,"ItrNgsld607",0.98983502686023694,8619.9972766249703,0,5434.7861328125,0,0,67389.795529821524,17324.076171875,4082.9538494602948,0,0,null,90148.658406698552,4082.9538494602948,9517.7399007896547,null,30052.846760285855,7368.3527197731655,0,0,98516.601560272466,0,null,37421.20002674478,98516.6015625,null,-52727.457807764244,27903.460044471984,94433.647713039711,null,0.44173639186881081,9.165227285557318,0,1,0.41510545942282345,3.9317317027407133,0,1,24.128757070208476,"PASS",1,null,"ItrNgsld607",null,94433.647713039711,0,0.41510545942282345,"FAIL",0,1,null,null,0.57982789921910172,null,-1030.791833471937,"NO",0,null,6.8320000000000007,5.3630000000000004,5.5847964346769574,15.4,15.58,17.390432125820322,null,-52913.632932275403,null,-6698.2004684053036,null,0,null,0,null,-1030.791833471937,null,-1030.791833471937,-2.769015422528522,null,"ItrNgsld607"]
[4611,"IcoEgsld608",0.98983502686023694,8619.9972766249703,0,10187.0517578125,0,0,67389.795529821524,17324.076171875,89320.795406214776,0,0,null,94900.923872669693,89320.795406214776,99507.84692351523,null,30052.846760285855,7368.3527197731655,0,0,98516.601560272466,0,null,37421.20002674478,98516.6015625,null,-57479.723432764244,-62086.647137282496,9195.8061562852236,null,0.44173639186881081,0.4189528301506939,0,0,0.39431860789754197,0.37606280402248299,0,0,1.1029525780022935,"PASS",1,null,"IcoEgsld608",null,9195.8061562852236,0,0.39431860789754197,"FAIL",0,1,null,null,5.6713029189430122,null,2238.0213711657552,"YES",1,null,6.8320000000000007,5.3630000000000004,5.5847964346769574,15.4,15.58,17.390432125820322,null,-57665.898557275417,null,-5102.1904352325255,null,0,null,0,null,2238.0213711657552,null,0,0,null,"IcoEgsld608"]
[4623,"IstEgsld608",0.98983502686023694,8619.9972766249703,0,10187.0517578125,0,0,67389.795529821524,17324.076171875,89320.795406214776,0,0,null,94900.923872669693,89320.795406214776,99507.84692351523,null,30052.846760285855,7368.3527197731655,0,0,98516.601560272466,0,null,37421.20002674478,98516.6015625,null,-57479.723432764244,-62086.647137282496,9195.8061562852236,null,0.44173639186881081,0.4189528301506939,0,0,0.39431860789754197,0.37606280402248299,0,0,1.1029525780022935,"PASS",1,null,"IstEgsld608",null,9195.8061562852236,0,0.39431860789754197,"FAIL",0,1,null,null,5.6713029189430122,null,2238.0213711657552,"YES",1,null,6.8320000000000007,5.3630000000000004,5.5847964346769574,15.4,15.58,17.390432125820322,null,-57665.898557275417,null,-5102.1904352325255,null,0,null,0,null,2238.0213711657552,null,0,0,null,"IstEgsld608"]
[4626,"IteNgsld608",0.98983502686023694,8619.9972766249703,0,10187.0517578125,0,0,67389.795529821524,17324.076171875,89320.795406214776,0,0,null,94900.923872669693,89320.795406214776,99507.84692351523,null,30052.846760285855,7368.3527197731655,0,0,98516.601560272466,0,null,37421.20002674478,98516.6015625,null,-57479.723432764244,-62086.647137282496,9195.8061562852236,null,0.44173639186881081,0.4189528301506939,0,0,0.39431860789754197,0.37606280402248299,0,0,1.1029525780022935,"PASS",1,null,"IteNgsld608",null,9195.8061562852236,0,0.39431860789754197,"FAIL",0,1,null,null,5.6713029189430122,null,2238.0213711657552,"YES",1,null,6.8320000000000007,5.3630000000000004,5.5847964346769574,15.4,15.58,17.390432125820322,null,-57665.898557275417,null,-5102.1904352325255,null,0,null,0,null,2238.0213711657552,null,0,0,null,"IteNgsld608"]
[4642,"ImeNgsld609",0.98983502686023694,8619.9972766249703,0,5434.7861328125,0,0,67389.795529821524,17324.076171875,28428.011443718457,0,0,null,90148.658406698552,28428.011443718457,33862.797495047802,null,30052.846760285855,7368.3527197731655,0,0,98516.601560272466,0,null,37421.20002674478,98516.6015625,null,-52727.457807764244,3558.4024502138273,70088.590118781547,null,0.44173639186881081,1.3163495484315166,0,1,0.41510545942282345,1.1050829436691321,0,1,3.465476357976792,"PASS",1,null,"ImeNgsld609",null,70088.590118781547,0,0.41510545942282345,"FAIL",0,1,null,null,4.0371150941274756,null,1188.8451069355833,"YES",1,null,6.8320000000000007,5.3630000000000004,5.5847964346769574,15.4,15.58,17.390432125820322,null,-52913.632932275403,null,-6698.2004684053036,null,0,null,0,null,1188.8451069355833,null,0,0,null,"ImeNgsld609"]
[4645,"IprTgsld609",0.98983502686023694,8619.9972766249703,0,5434.7861328125,0,0,67389.795529821524,17324.076171875,28428.011443718457,0,0,null,90148.658406698552,28428.011443718457,33862.797495047802,null,30052.846760285855,7368.3527197731655,0,0,98516.601560272466,0,null,37421.20002674478,98516.6015625,null,-52727.457807764244,3558.4024502138273,70088.590118781547,null,0.44173639186881081,1.3163495484315166,0,1,0.41510545942282345,1.1050829436691321,0,1,3.465476357976792,"PASS",1,null,"IprTgsld609",null,70088.590118781547,0,0.41510545942282345,"FAIL",0,1,null,null,4.0371150941274756,null,1188.8451069355833,"YES",1,null,6.8320000000000007,5.3630000000000004,5.5847964346769574,15.4,15.58,17.390432125820322,null,-52913.632932275403,null,-6698.2004684053036,null,0,null,0,null,1188.8451069355833,null,0,0,null,"IprTgsld609"]
[4652,"ItrNgsld609",0.98983502686023694,8619.9972766249703,0,5434.7861328125,0,0,67389.795529821524,17324.076171875,28428.011443718457,0,0,null,90148.658406698552,28428.011443718457,33862.797495047802,null,30052.846760285855,7368.3527197731655,0,0,98516.601560272466,0,null,37421.20002674478,98516.6015625,null,-52727.457807764244,3558.4024502138273,70088.590118781547,null,0.44173639186881081,1.3163495484315166,0,1,0.41510545942282345,1.1050829436691321,0,1,3.465476357976792,"PASS",1,null,"ItrNgsld609",null,70088.590118781547,0,0.41510545942282345,"FAIL",0,1,null,null,4.0371150941274756,null,1188.8451069355833,"YES",1,null,6.8320000000000007,5.3630000000000004,5.5847964346769574,15.4,15.58,17.390432125820322,null,-52913.632932275403,null,-6698.2004684053036,null,0,null,0,null,1188.8451069355833,null,0,0,null,"ItrNgsld609"]
[4664,"IluNgsld610",0.98983502686023694,8619.9972766249703,0,5434.7861328125,0,0,67389.795529821524,17324.076171875,33727.391051495011,0,0,null,90148.658406698552,33727.391051495011,39162.177102824404,null,30052.846760285855,7368.3527197731655,0,0,98516.601560272466,0,null,37421.20002674478,98516.6015625,null,-52727.457807764244,-1740.977157562731,64789.210511004989,null,0.44173639186881081,1.1095195584387201,0,1,0.41510545942282345,0.95554442365731518,0,0,2.9209671572901907,"PASS",1,null,"IluNgsld610",null,64789.210511004989,0,0.41510545942282345,"FAIL",0,1,null,null,4.7896896716678734,null,1672.0107332047428,"YES",1,null,6.8320000000000007,5.3630000000000004,5.5847964346769574,15.4,15.58,17.390432125820322,null,-52913.632932275403,null,-6698.2004684053036,null,0,null,0,null,1672.0107332047428,null,0,0,null,"IluNgsld610"]
[4676,"ItrNgsld610",0.98983502686023694,8619.9972766249703,0,5434.7861328125,0,0,67389.795529821524,17324.076171875,33727.391051495011,0,0,null,90148.658406698552,33727.391051495011,39162.177102824404,null,30052.846760285855,7368.3527197731655,0,0,98516.601560272466,0,null,37421.20002674478,98516.6015625,null,-52727.457807764244,-1740.977157562731,64789.210511004989,null,0.44173639186881081,1.1095195584387201,0,1,0.41510545942282345,0.95554442365731518,0,0,2.9209671572901907,"PASS",1,null,"ItrNgsld610",null,64789.210511004989,0,0.41510545942282345,"FAIL",0,1,null,null,4.7896896716678734,null,1672.0107332047428,"YES",1,null,6.8320000000000007,5.3630000000000004,5.5847964346769574,15.4,15.58,17.390432125820322,null,-52913.632932275403,null,-6698.2004684053036,null,0,null,0,null,1672.0107332047428,null,0,0,null,"ItrNgsld610"]
[4683,"IcoTgsld611",0.98983502686023694,8619.9972766249703,0,5434.7861328125,0,0,67389.795529821524,17324.076171875,18478.6330656955,0,0,null,90148.658406698552,18478.6330656955,23913.41911702486,null,30052.846760285855,7368.3527197731655,0,0,98516.601560272466,0,null,37421.20002674478,98516.6015625,null,-52727.457807764244,13507.780828236781,80037.968496804504,null,0.44173639186881081,2.0251065051026447,0,1,0.41510545942282345,1.564861959559491,0,1,5.3313792861329281,"PASS",1,null,"IcoTgsld611",null,80037.968496804504,0,0.41510545942282345,"FAIL",0,1,null,null,2.6241851515746797,null,281.72015089582999,"YES",1,null,6.8320000000000007,5.3630000000000004,5.5847964346769574,15.4,15.58,17.390432125820322,null,-52913.632932275403,null,-6698.2004684053036,null,0,null,0,null,281.72015089582999,null,0,0,null,"IcoTgsld611"]
[4695,"IstTgsld611",0.98983502686023694,8619.9972766249703,0,5434.7861328125,0,0,67389.795529821524,17324.076171875,18478.6330656955,0,0,null,90148.658406698552,18478.6330656955,23913.41911702486,null,30052.846760285855,7368.3527197731655,0,0,98516.601560272466,0,null,37421.20002674478,98516.6015625,null,-52727.457807764244,13507.780828236781,80037.968496804504,null,0.44173639186881081,2.0251065051026447,0,1,0.41510545942282345,1.564861959559491,0,1,5.3313792861329281,"PASS",1,null,"IstTgsld611",null,80037.968496804504,0,0.41510545942282345,"FAIL",0,1,null,null,2.6241851515746797,null,281.72015089582999,"YES",1,null,6.8320000000000007,5.3630000000000004,5.5847964346769574,15.4,15.58,17.390432125820322,null,-52913.632932275403,null,-6698.2004684053036,null,0,null,0,null,281.72015089582999,null,0,0,null,"IstTgsld611"]
[4700,"ItrNgsld611",0.98983502686023694,8619.9972766249703,0,5434.7861328125,0,0,67389.795529821524,17324.076171875,18478.6330656955,0,0,null,90148.658406698552,18478.6330656955,23913.41911702486,null,30052.846760285855,7368.3527197731655,0,0,98516.601560272466,0,null,37421.20002674478,98516.6015625,null,-52727.457807764244,13507.780828236781,80037.968496804504,null,0.44173639186881081,2.0251065051026447,0,1,0.41510545942282345,1.564861959559491,0,1,5.3313792861329281,"PASS",1,null,"ItrNgsld611",null,80037.968496804504,0,0.41510545942282345,"FAIL",0,1,null,null,2.6241851515746797,null,281.72015089582999,"YES",1,null,6.8320000000000007,5.3630000000000004,5.5847964346769574,15.4,15.58,17.390432125820322,null,-52913.632932275403,null,-6698.2004684053036,null,0,null,0,null,281.72015089582999,null,0,0,null,"ItrNgsld611"]
[4715,"ImiTgsld701",0.98533076643943773,8329.1060426051008,0,5026.65576171875,0,0,65115.653189292614,17486.732421875,8955.2809613873324,0,0,null,87629.041460671317,8955.2809613873324,13981.936717115232,null,29141.849175987871,7334.6828241912654,0,0,95939.32671961782,0,null,36476.533294644541,95939.328125,null,-51152.508078241823,22494.596571538459,86984.047163612675,null,0.44159176547696483,4.0731869219872783,0,1,0.41626078207824474,2.6088326686791996,0,1,10.713156688066356,"PASS",1,null,"ImiTgsld701",null,86984.047163612675,0,0.41626078207824474,"FAIL",0,1,null,null,1.356236858336352,null,-519.79025127829027,"NO",0,null,6.8320000000000007,5.3630000000000004,5.5847964346769574,15.4,15.58,17.390432125820322,null,-51333.983368264933,null,-6739.480439148736,null,0,null,0,null,-519.79025127829027,null,-519.79025127829027,-0.60937297983100469,null,"ImiTgsld701"]
[4718,"IprNgsld701",0.98533076643943773,8329.1060426051008,0,5026.65576171875,0,0,65115.653189292614,17486.732421875,8955.2809613873324,0,0,null,87629.041460671317,8955.2809613873324,13981.936717115232,null,29141.849175987871,7334.6828241912654,0,0,95939.32671961782,0,null,36476.533294644541,95939.328125,null,-51152.508078241823,22494.596571538459,86984.047163612675,null,0.44159176547696483,4.0731869219872783,0,1,0.41626078207824474,2.6088326686791996,0,1,10.713156688066356,"PASS",1,null,"IprNgsld701",null,86984.047163612675,0,0.41626078207824474,"FAIL",0,1,null,null,1.356236858336352,null,-519.79025127829027,"NO",0,null,6.8320000000000007,5.3630000000000004,5.5847964346769574,15.4,15.58,17.390432125820322,null,-51333.983368264933,null,-6739.480439148736,null,0,null,0,null,-519.79025127829027,null,-519.79025127829027,-0.60937297983100469,null,"IprNgsld701"]
[4725,"IwaTgsld701",0.98533076643943773,8329.1060426051008,0,5026.65576171875,0,0,65115.653189292614,17486.732421875,8955.2809613873324,0,0,null,87629.041460671317,8955.2809613873324,13981.936717115232,null,29141.849175987871,7334.6828241912654,0,0,95939.32671961782,0,null,36476.533294644541,95939.328125,null,-51152.508078241823,22494.596571538459,86984.047163612675,null,0.44159176547696483,4.0731869219872783,0,1,0.41626078207824474,2.6088326686791996,0,1,10.713156688066356,"PASS",1,null,"IwaTgsld701",null,86984.047163612675,0,0.41626078207824474,"FAIL",0,1,null,null,1.356236858336352,null,-519.79025127829027,"NO",0,null,6.8320000000000007,5.3630000000000004,5.5847964346769574,15.4,15.58,17.390432125820322,null,-51333.983368264933,null,-6739.480439148736,null,0,null,0,null,-519.79025127829027,null,-519.79025127829027,-0.60937297983100469,null,"IwaTgsld701"]
[4737,"IluTgsld703",0.98533076643943773,8329.1060426051008,0,6698.87744140625,0,0,65115.653189292614,17486.732421875,50060.866183997459,0,0,null,89301.26298206381,50060.866183997459,56759.743461117869,null,29141.849175987871,7334.6828241912654,0,0,95939.32671961782,0,null,36476.533294644541,95939.328125,null,-52824.729757929323,-20283.210330759168,45878.461941002541,null,0.44159176547696483,0.72864367069830471,0,0,0.40846604009587079,0.64264795724550983,0,0,1.9164536181291272,"PASS",1,null,"IluTgsld703",null,45878.461941002541,0,0.40846604009587079,"FAIL",0,1,null,null,5.688945992474868,null,2205.2249446167648,"YES",1,null,6.8320000000000007,5.3630000000000004,5.5847964346769574,15.4,15.58,17.390432125820322,null,-53006.205047952426,null,-5463.7321591862783,null,0,null,0,null,2205.2249446167648,null,0,0,null,"IluTgsld703"]
[4749,"ItrTgsld703",0.98533076643943773,8329.1060426051008,0,6698.87744140625,0,0,65115.653189292614,17486.732421875,49664.065407862159,0,0,null,89301.26298206381,49664.065407862159,56362.942684982554,null,29141.849175987871,7334.6828241912654,0,0,95939.32671961782,0,null,36476.533294644541,95939.328125,null,-52824.729757929323,-19886.409554623868,46275.262717137841,null,0.44159176547696483,0.73446531199336851,0,0,0.40846604009587079,0.6471722633822341,0,0,1.9317654996043105,"PASS",1,null,"ItrTgsld703",null,46275.262717137841,0,0.40846604009587079,"FAIL",0,1,null,null,5.6438532413446261,null,2176.8642981366138,"YES",1,null,6.8320000000000007,5.3630000000000004,5.5847964346769574,15.4,15.58,17.390432125820322,null,-53006.205047952426,null,-5463.7321591862783,null,0,null,0,null,2176.8642981366138,null,0,0,null,"ItrTgsld703"]
[4756,"IchNgsld704",0.98533076643943773,8329.1060426051008,0,3465.36279296875,0,0,65115.653189292614,17486.732421875,24079.366435830783,0,0,null,86067.748536282335,24079.366435830783,27544.729267169721,null,29141.849175987871,7334.6828241912654,0,0,95939.32671961782,0,null,36476.533294644541,95939.328125,null,-49591.215109491823,8931.8040658450082,71859.961689169213,null,0.44159176547696483,1.5148460567619595,0,1,0.42381186880092125,1.3242654517186654,0,1,3.9842961973550746,"PASS",1,null,"IchNgsld704",null,71859.961689169213,0,0.42381186880092125,"FAIL",0,1,null,null,5.2897091608671012,null,1954.12882918171,"YES",1,null,6.8320000000000007,5.3630000000000004,5.5847964346769574,15.4,15.58,17.390432125820322,null,-49772.690399514926,null,-8567.2825679479629,null,0,null,0,null,1954.12882918171,null,0,0,null,"IchNgsld704"]
[4768,"IprNgsld704",0.98533076643943773,8329.1060426051008,0,3465.36279296875,0,0,65115.653189292614,17486.732421875,24079.366435830783,0,0,null,86067.748536282335,24079.366435830783,27544.729267169721,null,29141.849175987871,7334.6828241912654,0,0,95939.32671961782,0,null,36476.533294644541,95939.328125,null,-49591.215109491823,8931.8040658450082,71859.961689169213,null,0.44159176547696483,1.5148460567619595,0,1,0.42381186880092125,1.3242654517186654,0,1,3.9842961973550746,"PASS",1,null,"IprNgsld704",null,71859.961689169213,0,0.42381186880092125,"FAIL",0,1,null,null,5.2897091608671012,null,1954.12882918171,"YES",1,null,6.8320000000000007,5.3630000000000004,5.5847964346769574,15.4,15.58,17.390432125820322,null,-49772.690399514926,null,-8567.2825679479629,null,0,null,0,null,1954.12882918171,null,0,0,null,"IprNgsld704"]
[4775,"IwaTgsld704",0.98533076643943773,8329.1060426051008,0,3465.36279296875,0,0,65115.653189292614,17486.732421875,24079.366435830783,0,0,null,86067.748536282335,24079.366435830783,27544.729267169721,null,29141.849175987871,7334.6828241912654,0,0,95939.32671961782,0,null,36476.533294644541,95939.328125,null,-49591.215109491823,8931.8040658450082,71859.961689169213,null,0.44159176547696483,1.5148460567619595,0,1,0.42381186880092125,1.3242654517186654,0,1,3.9842961973550746,"PASS",1,null,"IwaTgsld704",null,71859.961689169213,0,0.42381186880092125,"FAIL",0,1,null,null,5.2897091608671012,null,1954.12882918171,"YES",1,null,6.8320000000000007,5.3630000000000004,5.5847964346769574,15.4,15.58,17.390432125820322,null,-49772.690399514926,null,-8567.2825679479629,null,0,null,0,null,1954.12882918171,null,0,0,null,"IwaTgsld704"]
[4787,"IelEgsld801",0.98957013189792642,8588.5282253098176,0,4343.8134765625,0,0,67143.775390186827,17486.732421875,370.88294864864872,0,0,null,88974.32142171853,370.88294864864872,4714.6964645295693,null,29961.354102490644,7366.2401469431052,0,0,98382.847443586739,0,null,37327.594536280129,98382.84375,null,-51646.726752344199,32612.898111068978,98011.96080135135,null,0.4410654680127073,100.64521615859444,0,1,0.41953222003450774,7.9172848407961718,0,1,265.26655945890286,"PASS",1,null,"IelEgsld801",null,98011.96080135135,0,0.41953222003450774,"FAIL",0,1,null,null,5.5002850027678823E-2,null,-1367.7654125364656,"NO",0,null,6.8320000000000007,5.3630000000000004,5.5847964346769574,15.4,15.58,17.390432125820322,null,-51832.43617789782,null,-6804.9207720420591,null,0,null,0,null,-1367.7654125364656,null,-1367.7654125364656,-38.717653772457204,null,"IelEgsld801"]
[4790,"IluNgsld801",0.98957013189792642,8588.5282253098176,0,4343.8134765625,0,0,67143.775390186827,17486.732421875,625.16863957135706,0,0,null,88974.32142171853,625.16863957135706,4968.9821554522769,null,29961.354102490644,7366.2401469431052,0,0,98382.847443586739,0,null,37327.594536280129,98382.84375,null,-51646.726752344199,32358.612420146274,97757.675110428638,null,0.4410654680127073,59.708040636640952,0,1,0.41953222003450774,7.5121209261511819,0,1,157.37008788133642,"PASS",1,null,"IluNgsld801",null,97757.675110428638,0,0.41953222003450774,"FAIL",0,1,null,null,9.2714038778167321E-2,null,-1343.5446609996181,"NO",0,null,6.8320000000000007,5.3630000000000004,5.5847964346769574,15.4,15.58,17.390432125820322,null,-51832.43617789782,null,-6804.9207720420591,null,0,null,0,null,-1343.5446609996181,null,-1343.5446609996181,-22.562603707996058,null,"IluNgsld801"]
[4797,"IstEgsld801",0.98957013189792642,8588.5282253098176,0,4343.8134765625,0,0,67143.775390186827,17486.732421875,1197.8568247930414,0,0,null,88974.32142171853,1197.8568247930414,5541.6703406739634,null,29961.354102490644,7366.2401469431052,0,0,98382.847443586739,0,null,37327.594536280129,98382.84375,null,-51646.726752344199,31785.924234924587,97184.986925206962,null,0.4410654680127073,31.161983438821554,0,1,0.41953222003450774,6.7358021149597205,0,1,82.132389876392793,"PASS",1,null,"IstEgsld801",null,97184.986925206962,0,0.41953222003450774,"FAIL",0,1,null,null,0.17764509533376172,null,-1288.996022074298,"NO",0,null,6.8320000000000007,5.3630000000000004,5.5847964346769574,15.4,15.58,17.390432125820322,null,-51832.43617789782,null,-6804.9207720420591,null,0,null,0,null,-1288.996022074298,null,-1288.996022074298,-11.297463939509916,null,"IstEgsld801"]
[4809,"IcoEgsld802",0.98957013189792642,8588.5282253098176,0,6857.32568359375,0,0,67143.775390186827,17486.732421875,563770.39887198433,0,0,null,91487.833407768878,563770.39887198433,570627.72437391547,null,29961.354102490644,7366.2401469431052,0,0,98382.847443586739,0,null,37327.594536280129,98382.84375,null,-54160.238959375449,-533300.13001929794,-465387.55512198433,null,0.4410654680127073,6.6210632220078877E-2,0,0,0.4080061043095165,6.5414968340965163E-2,0,0,0.17450870770591814,"FAIL",0,null,"IcoEgsld802",null,-465387.55512198433,465387.55512198433,6.7030426014948005E-2,"FAIL",0,1,null,null,52.96231875922998,null,32612.997209317753,"YES",1,null,6.8320000000000007,5.3630000000000004,5.5847964346769574,15.4,15.58,17.390432125820322,null,-54345.948384929077,null,-4808.4463258266906,null,41176.778509073629,null,41176.778509073629,null,32612.997209317753,null,32612.997209317753,0.95875210517445442,null,"IcoEgsld802"]
[4821,"IstEgsld802",0.98957013189792642,8588.5282253098176,0,6857.32568359375,0,0,67143.775390186827,17486.732421875,563770.39887198433,0,0,null,91487.833407768878,563770.39887198433,570627.72437391547,null,29961.354102490644,7366.2401469431052,0,0,98382.847443586739,0,null,37327.594536280129,98382.84375,null,-54160.238959375449,-533300.13001929794,-465387.55512198433,null,0.4410654680127073,6.6210632220078877E-2,0,0,0.4080061043095165,6.5414968340965163E-2,0,0,0.17450870770591814,"FAIL",0,null,"IstEgsld802",null,-465387.55512198433,465387.55512198433,6.7030426014948005E-2,"FAIL",0,1,null,null,52.96231875922998,null,32612.997209317753,"YES",1,null,6.8320000000000007,5.3630000000000004,5.5847964346769574,15.4,15.58,17.390432125820322,null,-54345.948384929077,null,-4808.4463258266906,null,41176.778509073629,null,41176.778509073629,null,32612.997209317753,null,32612.997209317753,0.95875210517445442,null,"IstEgsld802"]
[4828,"IwaNgsld802",0.98957013189792642,8588.5282253098176,0,6857.32568359375,0,0,67143.775390186827,17486.732421875,563770.39887198433,0,0,null,91487.833407768878,563770.39887198433,570627.72437391547,null,29961.354102490644,7366.2401469431052,0,0,98382.847443586739,0,null,37327.594536280129,98382.84375,null,-54160.238959375449,-533300.13001929794,-465387.55512198433,null,0.4410654680127073,6.6210632220078877E-2,0,0,0.4080061043095165,6.5414968340965163E-2,0,0,0.17450870770591814,"FAIL",0,null,"IwaNgsld802",null,-465387.55512198433,465387.55512198433,6.7030426014948005E-2,"FAIL",0,1,null,null,52.96231875922998,null,32612.997209317753,"YES",1,null,6.8320000000000007,5.3630000000000004,5.5847964346769574,15.4,15.58,17.390432125820322,null,-54345.948384929077,null,-4808.4463258266906,null,41176.778509073629,null,41176.778509073629,null,32612.997209317753,null,32612.997209317753,0.95875210517445442,null,"IwaNgsld802"]
[4840,"ImeNgsld803",0.98957013189792642,8588.5282253098176,0,6907.5234375,0,0,67143.775390186827,17486.732421875,5399.8457619339215,0,0,null,91538.03137594118,5399.8457619339215,12307.369232037523,null,29961.354102490644,7366.2401469431052,0,0,98382.847443586739,0,null,37327.594536280129,98382.84375,null,-54210.436713281699,25020.225336846208,92982.997988066083,null,0.4410654680127073,6.9127149518640101,0,1,0.40778236135004059,3.0329466786449388,0,1,18.219565537139488,"PASS",1,null,"ImeNgsld803",null,92982.997988066083,0,0.40778236135004059,"FAIL",0,1,null,null,0.60090637816255732,null,-1017.1481512900388,"NO",0,null,6.8320000000000007,5.3630000000000004,5.5847964346769574,15.4,15.58,17.390432125820322,null,-54396.146138835327,null,-5607.0034201784802,null,0,null,0,null,-1017.1481512900388,null,-1017.1481512900388,-2.635481721092269,null,"ImeNgsld803"]
[4847,"IteEgsld803",0.98957013189792642,8588.5282253098176,0,6907.5234375,0,0,67143.775390186827,17486.732421875,1025.736645844104,0,0,null,91538.03137594118,1025.736645844104,7933.2601159477044,null,29961.354102490644,7366.2401469431052,0,0,98382.847443586739,0,null,37327.594536280129,98382.84375,null,-54210.436713281699,29394.334452936026,97357.10710415589,null,0.4410654680127073,36.391011949819074,0,1,0.40778236135004059,4.7052024191983186,0,1,95.914330592174878,"PASS",1,null,"IteEgsld803",null,97357.10710415589,0,0.40778236135004059,"FAIL",0,1,null,null,0.11414616004896824,null,-1329.779460235404,"NO",0,null,6.8320000000000007,5.3630000000000004,5.5847964346769574,15.4,15.58,17.390432125820322,null,-54396.146138835327,null,-5607.0034201784802,null,0,null,0,null,-1329.779460235404,null,-1329.779460235404,-18.13848133796667,null,"IteEgsld803"]
[4851,"IwaEgsld803",0.98957013189792642,8588.5282253098176,0,6907.5234375,0,0,67143.775390186827,17486.732421875,304.69655775958159,0,0,null,91538.03137594118,304.69655775958159,7212.2200278631844,null,29961.354102490644,7366.2401469431052,0,0,98382.847443586739,0,null,37327.594536280129,98382.84375,null,-54210.436713281699,30115.374541020545,98078.147192240416,null,0.4410654680127073,122.50743759873117,0,1,0.40778236135004059,5.175603983352512,0,1,322.88793963871495,"PASS",1,null,"IwaEgsld803",null,98078.147192240416,0,0.40778236135004059,"FAIL",0,1,null,null,3.3907282799373037E-2,null,-1381.3144548577327,"NO",0,null,6.8320000000000007,5.3630000000000004,5.5847964346769574,15.4,15.58,17.390432125820322,null,-54396.146138835327,null,-5607.0034201784802,null,0,null,0,null,-1381.3144548577327,null,-1381.3144548577327,-63.428169217326072,null,"IwaEgsld803"]
[4863,"ImeEgsld804",0.98957013189792642,8588.5282253098176,0,5788.87353515625,0,0,67143.775390186827,17486.732421875,7120.6811306121599,0,0,null,90419.381278442263,7120.6811306121599,12909.554503216801,null,29961.354102490644,7366.2401469431052,0,0,98382.847443586739,0,null,37327.594536280129,98382.84375,null,-53091.786810937949,24418.039870511719,91262.162619387847,null,0.4410654680127073,5.2421381959946158,0,1,0.41282736046311802,2.8914703491096989,0,1,13.816493386713708,"PASS",1,null,"ImeEgsld804",null,91262.162619387847,0,0.41282736046311802,"FAIL",0,1,null,null,0.79240459862842316,null,-894.15465860699248,"NO",0,null,6.8320000000000007,5.3630000000000004,5.5847964346769574,15.4,15.58,17.390432125820322,null,-53277.496236491585,null,-5491.696100200058,null,0,null,0,null,-894.15465860699248,null,-894.15465860699248,-1.7569049418428953,null,"ImeEgsld804"]
[4870,"IstNgsld804",0.98957013189792642,8588.5282253098176,0,5788.87353515625,0,0,67143.775390186827,17486.732421875,2115.2881834353639,0,0,null,90419.381278442263,2115.2881834353639,7904.1615560400032,null,29961.354102490644,7366.2401469431052,0,0,98382.847443586739,0,null,37327.594536280129,98382.84375,null,-53091.786810937949,29423.432817688514,96267.555566564639,null,0.4410654680127073,17.646576399655256,0,1,0.41282736046311802,4.7225241417417845,0,1,46.510373631558771,"PASS",1,null,"IstNgsld804",null,96267.555566564639,0,0.41282736046311802,"FAIL",0,1,null,null,0.23539378912895415,null,-1251.9057894315329,"NO",0,null,6.8320000000000007,5.3630000000000004,5.5847964346769574,15.4,15.58,17.390432125820322,null,-53277.496236491585,null,-5491.696100200058,null,0,null,0,null,-1251.9057894315329,null,-1251.9057894315329,-8.2805513772539268,null,"IstNgsld804"]
[4882,"IcoNgsld805",0.98957013189792642,8588.5282253098176,0,5013.09326171875,0,0,67143.775390186827,17486.732421875,194234.23810778733,0,0,null,89643.601060067216,194234.23810778733,199247.33126201684,null,29961.354102490644,7366.2401469431052,0,0,98382.847443586739,0,null,37327.594536280129,98382.84375,null,-52316.006537500449,-161919.73683322594,-95851.394357787329,null,0.4410654680127073,0.19217824262046812,0,0,0.41639998939308448,0.18734300871039397,0,0,0.50651648601419041,"FAIL",0,null,"IcoNgsld805",null,-95851.394357787329,95851.394357787329,0.20123235373242662,"FAIL",0,1,null,null,29.782958129775107,null,17725.597655206919,"YES",1,null,6.8320000000000007,5.3630000000000004,5.5847964346769574,15.4,15.58,17.390432125820322,null,-52501.715963054077,null,-7107.9128004339736,null,12976.78257553716,null,12976.78257553716,null,17725.597655206919,null,12976.78257553716,0.67839369867219235,null,"IcoNgsld805"]
[4889,"ImiTgsld805",0.98957013189792642,8588.5282253098176,0,5013.09326171875,0,0,67143.775390186827,17486.732421875,194234.23810778733,0,0,null,89643.601060067216,194234.23810778733,199247.33126201684,null,29961.354102490644,7366.2401469431052,0,0,98382.847443586739,0,null,37327.594536280129,98382.84375,null,-52316.006537500449,-161919.73683322594,-95851.394357787329,null,0.4410654680127073,0.19217824262046812,0,0,0.41639998939308448,0.18734300871039397,0,0,0.50651648601419041,"FAIL",0,null,"ImiTgsld805",null,-95851.394357787329,95851.394357787329,0.20123235373242662,"FAIL",0,1,null,null,29.782958129775107,null,17725.597655206919,"YES",1,null,6.8320000000000007,5.3630000000000004,5.5847964346769574,15.4,15.58,17.390432125820322,null,-52501.715963054077,null,-7107.9128004339736,null,12976.78257553716,null,12976.78257553716,null,17725.597655206919,null,12976.78257553716,0.67839369867219235,null,"ImiTgsld805"]
[4901,"IagTgsld806",0.98957013189792642,8588.5282253098176,0,5013.09326171875,0,0,67143.775390186827,17486.732421875,193947.98032062565,0,0,null,89643.601060067216,193947.98032062565,198961.07347485513,null,29961.354102490644,7366.2401469431052,0,0,98382.847443586739,0,null,37327.594536280129,98382.84375,null,-52316.006537500449,-161633.47904606425,-95565.136570625647,null,0.4410654680127073,0.19246188836084763,0,0,0.41639998939308448,0.18761255085825262,0,0,0.50726407971538623,"FAIL",0,null,"IagTgsld806",null,-95565.136570625647,95565.136570625647,0.20154337754813545,"FAIL",0,1,null,null,29.739062834079046,null,17697.405039542507,"YES",1,null,6.8320000000000007,5.3630000000000004,5.5847964346769574,15.4,15.58,17.390432125820322,null,-52501.715963054077,null,-7107.9128004339736,null,12938.027739580517,null,12938.027739580517,null,17697.405039542507,null,12938.027739580517,0.6773660215900168,null,"IagTgsld806"]
[4913,"ImiTgsld806",0.98957013189792642,8588.5282253098176,0,5013.09326171875,0,0,67143.775390186827,17486.732421875,193947.98032062565,0,0,null,89643.601060067216,193947.98032062565,198961.07347485513,null,29961.354102490644,7366.2401469431052,0,0,98382.847443586739,0,null,37327.594536280129,98382.84375,null,-52316.006537500449,-161633.47904606425,-95565.136570625647,null,0.4410654680127073,0.19246188836084763,0,0,0.41639998939308448,0.18761255085825262,0,0,0.50726407971538623,"FAIL",0,null,"ImiTgsld806",null,-95565.136570625647,95565.136570625647,0.20154337754813545,"FAIL",0,1,null,null,29.739062834079046,null,17697.405039542507,"YES",1,null,6.8320000000000007,5.3630000000000004,5.5847964346769574,15.4,15.58,17.390432125820322,null,-52501.715963054077,null,-7107.9128004339736,null,12938.027739580517,null,12938.027739580517,null,17697.405039542507,null,12938.027739580517,0.6773660215900168,null,"ImiTgsld806"]
[4920,"IteNgsld806",0.98957013189792642,8588.5282253098176,0,5013.09326171875,0,0,67143.775390186827,17486.732421875,193947.98032062565,0,0,null,89643.601060067216,193947.98032062565,198961.07347485513,null,29961.354102490644,7366.2401469431052,0,0,98382.847443586739,0,null,37327.594536280129,98382.84375,null,-52316.006537500449,-161633.47904606425,-95565.136570625647,null,0.4410654680127073,0.19246188836084763,0,0,0.41639998939308448,0.18761255085825262,0,0,0.50726407971538623,"FAIL",0,null,"IteNgsld806",null,-95565.136570625647,95565.136570625647,0.20154337754813545,"FAIL",0,1,null,null,29.739062834079046,null,17697.405039542507,"YES",1,null,6.8320000000000007,5.3630000000000004,5.5847964346769574,15.4,15.58,17.390432125820322,null,-52501.715963054077,null,-7107.9128004339736,null,12938.027739580517,null,12938.027739580517,null,17697.405039542507,null,12938.027739580517,0.6773660215900168,null,"IteNgsld806"]
[4932,"IelNgsld807",0.98957013189792642,8588.5282253098176,0,4343.8134765625,0,0,67143.775390186827,17486.732421875,109813.94583912299,0,0,null,88974.32142171853,109813.94583912299,114157.75935500389,null,29961.354102490644,7366.2401469431052,0,0,98382.847443586739,0,null,37327.594536280129,98382.84375,null,-51646.726752344199,-76830.164779405357,-11431.102089122985,null,0.4410654680127073,0.3399167041221241,0,0,0.41953222003450774,0.32698254380638714,0,0,0.8959048233648802,"FAIL",0,null,"IelNgsld807",null,-11431.102089122985,11431.102089122985,0.37176870810897833,"FAIL",0,1,null,null,16.2856763433556,null,9056.7033720096133,"YES",1,null,6.8320000000000007,5.3630000000000004,5.5847964346769574,15.4,15.58,17.390432125820322,null,-51832.43617789782,null,-6804.9207720420591,null,1500.7541568493036,null,1500.7541568493036,null,9056.7033720096133,null,1500.7541568493036,0.14347834665842699,null,"IelNgsld807"]
[4935,"ImeEgsld807",0.98957013189792642,8588.5282253098176,0,4343.8134765625,0,0,67143.775390186827,17486.732421875,109813.93558651549,0,0,null,88974.32142171853,109813.93558651549,114157.74910239648,null,29961.354102490644,7366.2401469431052,0,0,98382.847443586739,0,null,37327.594536280129,98382.84375,null,-51646.726752344199,-76830.154526797865,-11431.091836515494,null,0.4410654680127073,0.33991673585791909,0,0,0.41953222003450774,0.32698257317297597,0,0,0.8959049070096422,"FAIL",0,null,"ImeEgsld807",null,-11431.091836515494,11431.091836515494,0.37176874607106147,"FAIL",0,1,null,null,16.285675352222199,null,9056.7027354347229,"YES",1,null,6.8320000000000007,5.3630000000000004,5.5847964346769574,15.4,15.58,17.390432125820322,null,-51832.43617789782,null,-6804.9207720420591,null,1500.7528108160698,null,1500.7528108160698,null,9056.7027354347229,null,1500.7528108160698,0.14347822670401641,null,"ImeEgsld807"]
[4942,"IstNgsld807",0.98957013189792642,8588.5282253098176,0,4343.8134765625,0,0,67143.775390186827,17486.732421875,109813.96634433792,0,0,null,88974.32142171853,109813.96634433792,114157.77986021881,null,29961.354102490644,7366.2401469431052,0,0,98382.847443586739,0,null,37327.594536280129,98382.84375,null,-51646.726752344199,-76830.185284620296,-11431.122594337925,null,0.4410654680127073,0.33991664065055205,0,0,0.41953222003450774,0.32698248507322542,0,0,0.89590465607540348,"FAIL",0,null,"IstNgsld807",null,-11431.122594337925,11431.122594337925,0.37176863218483541,"FAIL",0,1,null,null,16.285679540666429,null,9056.7054255452822,"YES",1,null,6.8320000000000007,5.3630000000000004,5.5847964346769574,15.4,15.58,17.390432125820322,null,-51832.43617789782,null,-6804.9207720420591,null,1500.7568489157657,null,1500.7568489157657,null,9056.7054255452822,null,1500.7568489157657,0.14347857586253537,null,"IstNgsld807"]
[4954,"IcoNgsld808",0.98957013189792642,8588.5282253098176,0,10149.8623046875,0,0,67143.775390186827,17486.732421875,185357.17161622469,0,0,null,94780.3699575543,185357.17161622469,195507.03366794143,null,29961.354102490644,7366.2401469431052,0,0,98382.847443586739,0,null,37327.594536280129,98382.84375,null,-57452.775580469199,-158179.43938463205,-86974.327866224688,null,0.4410654680127073,0.20138198166707874,0,0,0.39383254665813655,0.19092711800527923,0,0,0.53077441186736551,"FAIL",0,null,"IcoNgsld808",null,-86974.327866224688,86974.327866224688,0.20537347837785638,"FAIL",0,1,null,null,11.764372218903487,null,6152.8070099661318,"YES",1,null,6.8320000000000007,5.3630000000000004,5.5847964346769574,15.4,15.58,17.390432125820322,null,-57638.48500602282,null,-5099.7649261795823,null,7695.3553981140976,null,7695.3553981140976,null,6152.8070099661318,null,6152.8070099661318,0.8143050803520604,null,"IcoNgsld808"]
[4961,"ImiEgsld808",0.98957013189792642,8588.5282253098176,0,10149.8623046875,0,0,67143.775390186827,17486.732421875,185357.17161622469,0,0,null,94780.3699575543,185357.17161622469,195507.03366794143,null,29961.354102490644,7366.2401469431052,0,0,98382.847443586739,0,null,37327.594536280129,98382.84375,null,-57452.775580469199,-158179.43938463205,-86974.327866224688,null,0.4410654680127073,0.20138198166707874,0,0,0.39383254665813655,0.19092711800527923,0,0,0.53077441186736551,"FAIL",0,null,"ImiEgsld808",null,-86974.327866224688,86974.327866224688,0.20537347837785638,"FAIL",0,1,null,null,11.764372218903487,null,6152.8070099661318,"YES",1,null,6.8320000000000007,5.3630000000000004,5.5847964346769574,15.4,15.58,17.390432125820322,null,-57638.48500602282,null,-5099.7649261795823,null,7695.3553981140976,null,7695.3553981140976,null,6152.8070099661318,null,6152.8070099661318,0.8143050803520604,null,"ImiEgsld808"]
[4973,"IagEgsld809",0.98957013189792642,8588.5282253098176,0,4798.55029296875,0,0,67143.775390186827,17486.732421875,39068.783114205391,0,0,null,89429.058102824594,39068.783114205391,43867.333311192408,null,29961.354102490644,7366.2401469431052,0,0,98382.847443586739,0,null,37327.594536280129,98382.84375,null,-52101.463568750449,-6539.7388708940125,59314.060635794609,null,0.4410654680127073,0.95543274094728159,0,0,0.41739894534548799,0.85092007279784887,0,0,2.5181957539452529,"PASS",1,null,"IagEgsld809",null,59314.060635794609,0,0.41739894534548799,"FAIL",0,1,null,null,5.2449256821103463,null,1965.5644446311371,"YES",1,null,6.8320000000000007,5.3630000000000004,5.5847964346769574,15.4,15.58,17.390432125820322,null,-52287.172994304085,null,-6336.9585418076758,null,0,null,0,null,1965.5644446311371,null,0,0,null,"IagEgsld809"]
[4985,"ImiEgsld809",0.98957013189792642,8588.5282253098176,0,4798.55029296875,0,0,67143.775390186827,17486.732421875,39068.783114205391,0,0,null,89429.058102824594,39068.783114205391,43867.333311192408,null,29961.354102490644,7366.2401469431052,0,0,98382.847443586739,0,null,37327.594536280129,98382.84375,null,-52101.463568750449,-6539.7388708940125,59314.060635794609,null,0.4410654680127073,0.95543274094728159,0,0,0.41739894534548799,0.85092007279784887,0,0,2.5181957539452529,"PASS",1,null,"ImiEgsld809",null,59314.060635794609,0,0.41739894534548799,"FAIL",0,1,null,null,5.2449256821103054,null,1965.5644446311103,"YES",1,null,6.8320000000000007,5.3630000000000004,5.5847964346769574,15.4,15.58,17.390432125820322,null,-52287.172994304085,null,-6336.9585418076758,null,0,null,0,null,1965.5644446311103,null,0,0,null,"ImiEgsld809"]
[4992,"IteNgsld809",0.98957013189792642,8588.5282253098176,0,4798.55029296875,0,0,67143.775390186827,17486.732421875,39068.783114205391,0,0,null,89429.058102824594,39068.783114205391,43867.333311192408,null,29961.354102490644,7366.2401469431052,0,0,98382.847443586739,0,null,37327.594536280129,98382.84375,null,-52101.463568750449,-6539.7388708940125,59314.060635794609,null,0.4410654680127073,0.95543274094728159,0,0,0.41739894534548799,0.85092007279784887,0,0,2.5181957539452529,"PASS",1,null,"IteNgsld809",null,59314.060635794609,0,0.41739894534548799,"FAIL",0,1,null,null,5.2449256821103054,null,1965.5644446311103,"YES",1,null,6.8320000000000007,5.3630000000000004,5.5847964346769574,15.4,15.58,17.390432125820322,null,-52287.172994304085,null,-6336.9585418076758,null,0,null,0,null,1965.5644446311103,null,0,0,null,"IteNgsld809"]
[5002,"IcoNgsld901",0.98957013189792642,8588.5282253098176,0,10149.8623046875,0,0,67143.775390186827,17486.732421875,83662.67829536178,0,0,null,94780.3699575543,83662.67829536178,93812.54034707848,null,29961.354102490644,7366.2401469431052,0,0,98382.847443586739,0,null,37327.594536280129,98382.84375,null,-57452.775580469199,-56484.946063769152,14720.16545463822,null,0.4410654680127073,0.44616781696253144,0,0,0.39383254665813655,0.39789557235656531,0,0,1.1759466198616104,"PASS",1,null,"IcoNgsld901",null,14720.16545463822,0,0.39383254665813655,"FAIL",0,1,null,null,5.3099583246856801,null,2007.3329364181095,"YES",1,null,6.8320000000000007,5.3630000000000004,5.5847964346769574,15.4,15.58,17.390432125820322,null,-57638.48500602282,null,-5099.7649261795823,null,0,null,0,null,2007.3329364181095,null,0,0,null,"IcoNgsld901"]
[5006,"IluNgsld901",0.98957013189792642,8588.5282253098176,0,10149.8623046875,0,0,67143.775390186827,17486.732421875,87009.185187611278,0,0,null,94780.3699575543,87009.185187611278,97159.047239327992,null,29961.354102490644,7366.2401469431052,0,0,98382.847443586739,0,null,37327.594536280129,98382.84375,null,-57452.775580469199,-59831.452956018649,11373.658562388722,null,0.4410654680127073,0.42900751749132554,0,0,0.39383254665813655,0.38419061836972895,0,0,1.130717906826326,"PASS",1,null,"IluNgsld901",null,11373.658562388722,0,0.39383254665813655,"FAIL",0,1,null,null,5.5223566576731082,null,2143.7499367987316,"YES",1,null,6.8320000000000007,5.3630000000000004,5.5847964346769574,15.4,15.58,17.390432125820322,null,-57638.48500602282,null,-5099.7649261795823,null,0,null,0,null,2143.7499367987316,null,0,0,null,"IluNgsld901"]
[5007,"ImeEgsld901",0.98957013189792642,8588.5282253098176,0,10149.8623046875,0,0,67143.775390186827,17486.732421875,83662.67829536178,0,0,null,94780.3699575543,83662.67829536178,93812.54034707848,null,29961.354102490644,7366.2401469431052,0,0,98382.847443586739,0,null,37327.594536280129,98382.84375,null,-57452.775580469199,-56484.946063769152,14720.16545463822,null,0.4410654680127073,0.44616781696253144,0,0,0.39383254665813655,0.39789557235656531,0,0,1.1759466198616104,"PASS",1,null,"ImeEgsld901",null,14720.16545463822,0,0.39383254665813655,"FAIL",0,1,null,null,5.3099583246856801,null,2007.3329364181095,"YES",1,null,6.8320000000000007,5.3630000000000004,5.5847964346769574,15.4,15.58,17.390432125820322,null,-57638.48500602282,null,-5099.7649261795823,null,0,null,0,null,2007.3329364181095,null,0,0,null,"ImeEgsld901"]
[5008,"ImeNgsld901",0.98957013189792642,8588.5282253098176,0,10149.8623046875,0,0,67143.775390186827,17486.732421875,83662.67829536178,0,0,null,94780.3699575543,83662.67829536178,93812.54034707848,null,29961.354102490644,7366.2401469431052,0,0,98382.847443586739,0,null,37327.594536280129,98382.84375,null,-57452.775580469199,-56484.946063769152,14720.16545463822,null,0.4410654680127073,0.44616781696253144,0,0,0.39383254665813655,0.39789557235656531,0,0,1.1759466198616104,"PASS",1,null,"ImeNgsld901",null,14720.16545463822,0,0.39383254665813655,"FAIL",0,1,null,null,5.3099583246856801,null,2007.3329364181095,"YES",1,null,6.8320000000000007,5.3630000000000004,5.5847964346769574,15.4,15.58,17.390432125820322,null,-57638.48500602282,null,-5099.7649261795823,null,0,null,0,null,2007.3329364181095,null,0,0,null,"ImeNgsld901"]
[5009,"ImiEgsld901",0.98957013189792642,8588.5282253098176,0,10149.8623046875,0,0,67143.775390186827,17486.732421875,84969.906427185968,0,0,null,94780.3699575543,84969.906427185968,95119.768478902668,null,29961.354102490644,7366.2401469431052,0,0,98382.847443586739,0,null,37327.594536280129,98382.84375,null,-57452.775580469199,-57792.174195593339,13412.937322814032,null,0.4410654680127073,0.43930370299121846,0,0,0.39383254665813655,0.39242730542691184,0,0,1.1578551499795766,"PASS",1,null,"ImiEgsld901",null,13412.937322814032,0,0.39383254665813655,"FAIL",0,1,null,null,5.3929264235088947,null,2060.6208271917903,"YES",1,null,6.8320000000000007,5.3630000000000004,5.5847964346769574,15.4,15.58,17.390432125820322,null,-57638.48500602282,null,-5099.7649261795823,null,0,null,0,null,2060.6208271917903,null,0,0,null,"ImiEgsld901"]
[5010,"ImiNgsld901",0.98957013189792642,8588.5282253098176,0,10149.8623046875,0,0,67143.775390186827,17486.732421875,84969.906427185968,0,0,null,94780.3699575543,84969.906427185968,95119.768478902668,null,29961.354102490644,7366.2401469431052,0,0,98382.847443586739,0,null,37327.594536280129,98382.84375,null,-57452.775580469199,-57792.174195593339,13412.937322814032,null,0.4410654680127073,0.43930370299121846,0,0,0.39383254665813655,0.39242730542691184,0,0,1.1578551499795766,"PASS",1,null,"ImiNgsld901",null,13412.937322814032,0,0.39383254665813655,"FAIL",0,1,null,null,5.3929264235088947,null,2060.6208271917903,"YES",1,null,6.8320000000000007,5.3630000000000004,5.5847964346769574,15.4,15.58,17.390432125820322,null,-57638.48500602282,null,-5099.7649261795823,null,0,null,0,null,2060.6208271917903,null,0,0,null,"ImiNgsld901"]
[5011,"IprEgsld901",0.98957013189792642,8588.5282253098176,0,10149.8623046875,0,0,67143.775390186827,17486.732421875,83662.67829536178,0,0,null,94780.3699575543,83662.67829536178,93812.54034707848,null,29961.354102490644,7366.2401469431052,0,0,98382.847443586739,0,null,37327.594536280129,98382.84375,null,-57452.775580469199,-56484.946063769152,14720.16545463822,null,0.4410654680127073,0.44616781696253144,0,0,0.39383254665813655,0.39789557235656531,0,0,1.1759466198616104,"PASS",1,null,"IprEgsld901",null,14720.16545463822,0,0.39383254665813655,"FAIL",0,1,null,null,5.3099583246856801,null,2007.3329364181095,"YES",1,null,6.8320000000000007,5.3630000000000004,5.5847964346769574,15.4,15.58,17.390432125820322,null,-57638.48500602282,null,-5099.7649261795823,null,0,null,0,null,2007.3329364181095,null,0,0,null,"IprEgsld901"]
[5012,"IprNgsld901",0.98957013189792642,8588.5282253098176,0,10149.8623046875,0,0,67143.775390186827,17486.732421875,83662.67829536178,0,0,null,94780.3699575543,83662.67829536178,93812.54034707848,null,29961.354102490644,7366.2401469431052,0,0,98382.847443586739,0,null,37327.594536280129,98382.84375,null,-57452.775580469199,-56484.946063769152,14720.16545463822,null,0.4410654680127073,0.44616781696253144,0,0,0.39383254665813655,0.39789557235656531,0,0,1.1759466198616104,"PASS",1,null,"IprNgsld901",null,14720.16545463822,0,0.39383254665813655,"FAIL",0,1,null,null,5.3099583246856801,null,2007.3329364181095,"YES",1,null,6.8320000000000007,5.3630000000000004,5.5847964346769574,15.4,15.58,17.390432125820322,null,-57638.48500602282,null,-5099.7649261795823,null,0,null,0,null,2007.3329364181095,null,0,0,null,"IprNgsld901"]
[5013,"IstEgsld901",0.98957013189792642,8588.5282253098176,0,10149.8623046875,0,0,67143.775390186827,17486.732421875,83662.67829536178,0,0,null,94780.3699575543,83662.67829536178,93812.54034707848,null,29961.354102490644,7366.2401469431052,0,0,98382.847443586739,0,null,37327.594536280129,98382.84375,null,-57452.775580469199,-56484.946063769152,14720.16545463822,null,0.4410654680127073,0.44616781696253144,0,0,0.39383254665813655,0.39789557235656531,0,0,1.1759466198616104,"PASS",1,null,"IstEgsld901",null,14720.16545463822,0,0.39383254665813655,"FAIL",0,1,null,null,5.3099583246856801,null,2007.3329364181095,"YES",1,null,6.8320000000000007,5.3630000000000004,5.5847964346769574,15.4,15.58,17.390432125820322,null,-57638.48500602282,null,-5099.7649261795823,null,0,null,0,null,2007.3329364181095,null,0,0,null,"IstEgsld901"]
[5014,"IstNgsld901",0.98957013189792642,8588.5282253098176,0,10149.8623046875,0,0,67143.775390186827,17486.732421875,83662.67829536178,0,0,null,94780.3699575543,83662.67829536178,93812.54034707848,null,29961.354102490644,7366.2401469431052,0,0,98382.847443586739,0,null,37327.594536280129,98382.84375,null,-57452.775580469199,-56484.946063769152,14720.16545463822,null,0.4410654680127073,0.44616781696253144,0,0,0.39383254665813655,0.39789557235656531,0,0,1.1759466198616104,"PASS",1,null,"IstNgsld901",null,14720.16545463822,0,0.39383254665813655,"FAIL",0,1,null,null,5.3099583246856801,null,2007.3329364181095,"YES",1,null,6.8320000000000007,5.3630000000000004,5.5847964346769574,15.4,15.58,17.390432125820322,null,-57638.48500602282,null,-5099.7649261795823,null,0,null,0,null,2007.3329364181095,null,0,0,null,"IstNgsld901"]
[5015,"IteEgsld901",0.98957013189792642,8588.5282253098176,0,10149.8623046875,0,0,67143.775390186827,17486.732421875,83662.67829536178,0,0,null,94780.3699575543,83662.67829536178,93812.54034707848,null,29961.354102490644,7366.2401469431052,0,0,98382.847443586739,0,null,37327.594536280129,98382.84375,null,-57452.775580469199,-56484.946063769152,14720.16545463822,null,0.4410654680127073,0.44616781696253144,0,0,0.39383254665813655,0.39789557235656531,0,0,1.1759466198616104,"PASS",1,null,"IteEgsld901",null,14720.16545463822,0,0.39383254665813655,"FAIL",0,1,null,null,5.3099583246856801,null,2007.3329364181095,"YES",1,null,6.8320000000000007,5.3630000000000004,5.5847964346769574,15.4,15.58,17.390432125820322,null,-57638.48500602282,null,-5099.7649261795823,null,0,null,0,null,2007.3329364181095,null,0,0,null,"IteEgsld901"]
[5016,"IteNgsld901",0.98957013189792642,8588.5282253098176,0,10149.8623046875,0,0,67143.775390186827,17486.732421875,83662.67829536178,0,0,null,94780.3699575543,83662.67829536178,93812.54034707848,null,29961.354102490644,7366.2401469431052,0,0,98382.847443586739,0,null,37327.594536280129,98382.84375,null,-57452.775580469199,-56484.946063769152,14720.16545463822,null,0.4410654680127073,0.44616781696253144,0,0,0.39383254665813655,0.39789557235656531,0,0,1.1759466198616104,"PASS",1,null,"IteNgsld901",null,14720.16545463822,0,0.39383254665813655,"FAIL",0,1,null,null,5.3099583246856801,null,2007.3329364181095,"YES",1,null,6.8320000000000007,5.3630000000000004,5.5847964346769574,15.4,15.58,17.390432125820322,null,-57638.48500602282,null,-5099.7649261795823,null,0,null,0,null,2007.3329364181095,null,0,0,null,"IteNgsld901"]
[5017,"ItrEgsld901",0.98957013189792642,8588.5282253098176,0,10149.8623046875,0,0,67143.775390186827,17486.732421875,86318.633199324177,0,0,null,94780.3699575543,86318.633199324177,96468.495251040862,null,29961.354102490644,7366.2401469431052,0,0,98382.847443586739,0,null,37327.594536280129,98382.84375,null,-57452.775580469199,-59140.900967731548,12064.210550675823,null,0.4410654680127073,0.43243959215717032,0,0,0.39383254665813655,0.38694077627371981,0,0,1.139763688366306,"PASS",1,null,"ItrEgsld901",null,12064.210550675823,0,0.39383254665813655,"FAIL",0,1,null,null,5.4785284302312567,null,2115.6003970376505,"YES",1,null,6.8320000000000007,5.3630000000000004,5.5847964346769574,15.4,15.58,17.390432125820322,null,-57638.48500602282,null,-5099.7649261795823,null,0,null,0,null,2115.6003970376505,null,0,0,null,"ItrEgsld901"]
[5018,"ItrNgsld901",0.98957013189792642,8588.5282253098176,0,10149.8623046875,0,0,67143.775390186827,17486.732421875,86318.633199324177,0,0,null,94780.3699575543,86318.633199324177,96468.495251040862,null,29961.354102490644,7366.2401469431052,0,0,98382.847443586739,0,null,37327.594536280129,98382.84375,null,-57452.775580469199,-59140.900967731548,12064.210550675823,null,0.4410654680127073,0.43243959215717032,0,0,0.39383254665813655,0.38694077627371981,0,0,1.139763688366306,"PASS",1,null,"ItrNgsld901",null,12064.210550675823,0,0.39383254665813655,"FAIL",0,1,null,null,5.4785284302312567,null,2115.6003970376505,"YES",1,null,6.8320000000000007,5.3630000000000004,5.5847964346769574,15.4,15.58,17.390432125820322,null,-57638.48500602282,null,-5099.7649261795823,null,0,null,0,null,2115.6003970376505,null,0,0,null,"ItrNgsld901"]
[5019,"IwaEgsld901",0.98957013189792642,8588.5282253098176,0,10149.8623046875,0,0,67143.775390186827,17486.732421875,83662.67829536178,0,0,null,94780.3699575543,83662.67829536178,93812.54034707848,null,29961.354102490644,7366.2401469431052,0,0,98382.847443586739,0,null,37327.594536280129,98382.84375,null,-57452.775580469199,-56484.946063769152,14720.16545463822,null,0.4410654680127073,0.44616781696253144,0,0,0.39383254665813655,0.39789557235656531,0,0,1.1759466198616104,"PASS",1,null,"IwaEgsld901",null,14720.16545463822,0,0.39383254665813655,"FAIL",0,1,null,null,5.3099583246856801,null,2007.3329364181095,"YES",1,null,6.8320000000000007,5.3630000000000004,5.5847964346769574,15.4,15.58,17.390432125820322,null,-57638.48500602282,null,-5099.7649261795823,null,0,null,0,null,2007.3329364181095,null,0,0,null,"IwaEgsld901"]
[5020,"IwaNgsld901",0.98957013189792642,8588.5282253098176,0,10149.8623046875,0,0,67143.775390186827,17486.732421875,83662.67829536178,0,0,null,94780.3699575543,83662.67829536178,93812.54034707848,null,29961.354102490644,7366.2401469431052,0,0,98382.847443586739,0,null,37327.594536280129,98382.84375,null,-57452.775580469199,-56484.946063769152,14720.16545463822,null,0.4410654680127073,0.44616781696253144,0,0,0.39383254665813655,0.39789557235656531,0,0,1.1759466198616104,"PASS",1,null,"IwaNgsld901",null,14720.16545463822,0,0.39383254665813655,"FAIL",0,1,null,null,5.3099583246856801,null,2007.3329364181095,"YES",1,null,6.8320000000000007,5.3630000000000004,5.5847964346769574,15.4,15.58,17.390432125820322,null,-57638.48500602282,null,-5099.7649261795823,null,0,null,0,null,2007.3329364181095,null,0,0,null,"IwaNgsld901"]
[5021,"IagEgsld1001",0.98533076643943773,8329.1060426051008,0,9843.2783203125,0,0,65115.653189292614,17486.732421875,7617.4927218456487,0,0,null,92445.664498228565,7617.4927218456487,17460.7715151308,null,29141.849175987871,7334.6828241912654,0,0,95939.32671961782,0,null,36476.533294644541,95939.328125,null,-55969.130636835573,19015.762252486391,88321.835403154357,null,0.44159176547696483,4.7885222377746643,0,1,0.39457267916514305,2.0890562740083927,0,1,12.594607127075111,"PASS",1,null,"IagEgsld1001",null,88321.835403154357,0,0.39457267916514305,"FAIL",0,1,null,null,0.4937185201092486,null,-1062.2627565032085,"NO",0,null,6.8320000000000007,5.3630000000000004,5.5847964346769574,15.4,15.58,17.390432125820322,null,-56150.605926858669,null,-4968.1196627496911,null,0,null,0,null,-1062.2627565032085,null,-1062.2627565032085,-3.4209217705149797,null,"IagEgsld1001"]
[5022,"IagNgsld1001",0.98533076643943773,8329.1060426051008,0,9843.2783203125,0,0,65115.653189292614,17486.732421875,7617.4927218456487,0,0,null,92445.664498228565,7617.4927218456487,17460.7715151308,null,29141.849175987871,7334.6828241912654,0,0,95939.32671961782,0,null,36476.533294644541,95939.328125,null,-55969.130636835573,19015.762252486391,88321.835403154357,null,0.44159176547696483,4.7885222377746643,0,1,0.39457267916514305,2.0890562740083927,0,1,12.594607127075111,"PASS",1,null,"IagNgsld1001",null,88321.835403154357,0,0.39457267916514305,"FAIL",0,1,null,null,0.4937185201092486,null,-1062.2627565032085,"NO",0,null,6.8320000000000007,5.3630000000000004,5.5847964346769574,15.4,15.58,17.390432125820322,null,-56150.605926858669,null,-4968.1196627496911,null,0,null,0,null,-1062.2627565032085,null,-1062.2627565032085,-3.4209217705149797,null,"IagNgsld1001"]
[5023,"IchEgsld1001",0.98533076643943773,8329.1060426051008,0,9843.2783203125,0,0,65115.653189292614,17486.732421875,7617.4927218456487,0,0,null,92445.664498228565,7617.4927218456487,17460.7715151308,null,29141.849175987871,7334.6828241912654,0,0,95939.32671961782,0,null,36476.533294644541,95939.328125,null,-55969.130636835573,19015.762252486391,88321.835403154357,null,0.44159176547696483,4.7885222377746643,0,1,0.39457267916514305,2.0890562740083927,0,1,12.594607127075111,"PASS",1,null,"IchEgsld1001",null,88321.835403154357,0,0.39457267916514305,"FAIL",0,1,null,null,0.4937185201092486,null,-1062.2627565032085,"NO",0,null,6.8320000000000007,5.3630000000000004,5.5847964346769574,15.4,15.58,17.390432125820322,null,-56150.605926858669,null,-4968.1196627496911,null,0,null,0,null,-1062.2627565032085,null,-1062.2627565032085,-3.4209217705149797,null,"IchEgsld1001"]
[5024,"IchNgsld1001",0.98533076643943773,8329.1060426051008,0,9843.2783203125,0,0,65115.653189292614,17486.732421875,7617.4927218456487,0,0,null,92445.664498228565,7617.4927218456487,17460.7715151308,null,29141.849175987871,7334.6828241912654,0,0,95939.32671961782,0,null,36476.533294644541,95939.328125,null,-55969.130636835573,19015.762252486391,88321.835403154357,null,0.44159176547696483,4.7885222377746643,0,1,0.39457267916514305,2.0890562740083927,0,1,12.594607127075111,"PASS",1,null,"IchNgsld1001",null,88321.835403154357,0,0.39457267916514305,"FAIL",0,1,null,null,0.4937185201092486,null,-1062.2627565032085,"NO",0,null,6.8320000000000007,5.3630000000000004,5.5847964346769574,15.4,15.58,17.390432125820322,null,-56150.605926858669,null,-4968.1196627496911,null,0,null,0,null,-1062.2627565032085,null,-1062.2627565032085,-3.4209217705149797,null,"IchNgsld1001"]
[5025,"IcoEgsld1001",0.98533076643943773,8329.1060426051008,0,9843.2783203125,0,0,65115.653189292614,17486.732421875,7617.4927218456487,0,0,null,92445.664498228565,7617.4927218456487,17460.7715151308,null,29141.849175987871,7334.6828241912654,0,0,95939.32671961782,0,null,36476.533294644541,95939.328125,null,-55969.130636835573,19015.762252486391,88321.835403154357,null,0.44159176547696483,4.7885222377746643,0,1,0.39457267916514305,2.0890562740083927,0,1,12.594607127075111,"PASS",1,null,"IcoEgsld1001",null,88321.835403154357,0,0.39457267916514305,"FAIL",0,1,null,null,0.4937185201092486,null,-1062.2627565032085,"NO",0,null,6.8320000000000007,5.3630000000000004,5.5847964346769574,15.4,15.58,17.390432125820322,null,-56150.605926858669,null,-4968.1196627496911,null,0,null,0,null,-1062.2627565032085,null,-1062.2627565032085,-3.4209217705149797,null,"IcoEgsld1001"]
[5026,"IcoNgsld1001",0.98533076643943773,8329.1060426051008,0,9843.2783203125,0,0,65115.653189292614,17486.732421875,7617.4927218456487,0,0,null,92445.664498228565,7617.4927218456487,17460.7715151308,null,29141.849175987871,7334.6828241912654,0,0,95939.32671961782,0,null,36476.533294644541,95939.328125,null,-55969.130636835573,19015.762252486391,88321.835403154357,null,0.44159176547696483,4.7885222377746643,0,1,0.39457267916514305,2.0890562740083927,0,1,12.594607127075111,"PASS",1,null,"IcoNgsld1001",null,88321.835403154357,0,0.39457267916514305,"FAIL",0,1,null,null,0.4937185201092486,null,-1062.2627565032085,"NO",0,null,6.8320000000000007,5.3630000000000004,5.5847964346769574,15.4,15.58,17.390432125820322,null,-56150.605926858669,null,-4968.1196627496911,null,0,null,0,null,-1062.2627565032085,null,-1062.2627565032085,-3.4209217705149797,null,"IcoNgsld1001"]
[5027,"IelEgsld1001",0.98533076643943773,8329.1060426051008,0,9843.2783203125,0,0,65115.653189292614,17486.732421875,7617.4927218456487,0,0,null,92445.664498228565,7617.4927218456487,17460.7715151308,null,29141.849175987871,7334.6828241912654,0,0,95939.32671961782,0,null,36476.533294644541,95939.328125,null,-55969.130636835573,19015.762252486391,88321.835403154357,null,0.44159176547696483,4.7885222377746643,0,1,0.39457267916514305,2.0890562740083927,0,1,12.594607127075111,"PASS",1,null,"IelEgsld1001",null,88321.835403154357,0,0.39457267916514305,"FAIL",0,1,null,null,0.4937185201092486,null,-1062.2627565032085,"NO",0,null,6.8320000000000007,5.3630000000000004,5.5847964346769574,15.4,15.58,17.390432125820322,null,-56150.605926858669,null,-4968.1196627496911,null,0,null,0,null,-1062.2627565032085,null,-1062.2627565032085,-3.4209217705149797,null,"IelEgsld1001"]
[5028,"IelNgsld1001",0.98533076643943773,8329.1060426051008,0,9843.2783203125,0,0,65115.653189292614,17486.732421875,7617.4927218456487,0,0,null,92445.664498228565,7617.4927218456487,17460.7715151308,null,29141.849175987871,7334.6828241912654,0,0,95939.32671961782,0,null,36476.533294644541,95939.328125,null,-55969.130636835573,19015.762252486391,88321.835403154357,null,0.44159176547696483,4.7885222377746643,0,1,0.39457267916514305,2.0890562740083927,0,1,12.594607127075111,"PASS",1,null,"IelNgsld1001",null,88321.835403154357,0,0.39457267916514305,"FAIL",0,1,null,null,0.4937185201092486,null,-1062.2627565032085,"NO",0,null,6.8320000000000007,5.3630000000000004,5.5847964346769574,15.4,15.58,17.390432125820322,null,-56150.605926858669,null,-4968.1196627496911,null,0,null,0,null,-1062.2627565032085,null,-1062.2627565032085,-3.4209217705149797,null,"IelNgsld1001"]
[5029,"IluEgsld1001",0.98533076643943773,8329.1060426051008,0,9843.2783203125,0,0,65115.653189292614,17486.732421875,7617.4927218456487,0,0,null,92445.664498228565,7617.4927218456487,17460.7715151308,null,29141.849175987871,7334.6828241912654,0,0,95939.32671961782,0,null,36476.533294644541,95939.328125,null,-55969.130636835573,19015.762252486391,88321.835403154357,null,0.44159176547696483,4.7885222377746643,0,1,0.39457267916514305,2.0890562740083927,0,1,12.594607127075111,"PASS",1,null,"IluEgsld1001",null,88321.835403154357,0,0.39457267916514305,"FAIL",0,1,null,null,0.4937185201092486,null,-1062.2627565032085,"NO",0,null,6.8320000000000007,5.3630000000000004,5.5847964346769574,15.4,15.58,17.390432125820322,null,-56150.605926858669,null,-4968.1196627496911,null,0,null,0,null,-1062.2627565032085,null,-1062.2627565032085,-3.4209217705149797,null,"IluEgsld1001"]
[5030,"IluNgsld1001",0.98533076643943773,8329.1060426051008,0,9843.2783203125,0,0,65115.653189292614,17486.732421875,7617.4927218456487,0,0,null,92445.664498228565,7617.4927218456487,17460.7715151308,null,29141.849175987871,7334.6828241912654,0,0,95939.32671961782,0,null,36476.533294644541,95939.328125,null,-55969.130636835573,19015.762252486391,88321.835403154357,null,0.44159176547696483,4.7885222377746643,0,1,0.39457267916514305,2.0890562740083927,0,1,12.594607127075111,"PASS",1,null,"IluNgsld1001",null,88321.835403154357,0,0.39457267916514305,"FAIL",0,1,null,null,0.4937185201092486,null,-1062.2627565032085,"NO",0,null,6.8320000000000007,5.3630000000000004,5.5847964346769574,15.4,15.58,17.390432125820322,null,-56150.605926858669,null,-4968.1196627496911,null,0,null,0,null,-1062.2627565032085,null,-1062.2627565032085,-3.4209217705149797,null,"IluNgsld1001"]
[5031,"ImeEgsld1001",0.98533076643943773,8329.1060426051008,0,9843.2783203125,0,0,65115.653189292614,17486.732421875,7617.4927218456487,0,0,null,92445.664498228565,7617.4927218456487,17460.7715151308,null,29141.849175987871,7334.6828241912654,0,0,95939.32671961782,0,null,36476.533294644541,95939.328125,null,-55969.130636835573,19015.762252486391,88321.835403154357,null,0.44159176547696483,4.7885222377746643,0,1,0.39457267916514305,2.0890562740083927,0,1,12.594607127075111,"PASS",1,null,"ImeEgsld1001",null,88321.835403154357,0,0.39457267916514305,"FAIL",0,1,null,null,0.4937185201092486,null,-1062.2627565032085,"NO",0,null,6.8320000000000007,5.3630000000000004,5.5847964346769574,15.4,15.58,17.390432125820322,null,-56150.605926858669,null,-4968.1196627496911,null,0,null,0,null,-1062.2627565032085,null,-1062.2627565032085,-3.4209217705149797,null,"ImeEgsld1001"]
[5032,"ImeNgsld1001",0.98533076643943773,8329.1060426051008,0,9843.2783203125,0,0,65115.653189292614,17486.732421875,7617.4927218456487,0,0,null,92445.664498228565,7617.4927218456487,17460.7715151308,null,29141.849175987871,7334.6828241912654,0,0,95939.32671961782,0,null,36476.533294644541,95939.328125,null,-55969.130636835573,19015.762252486391,88321.835403154357,null,0.44159176547696483,4.7885222377746643,0,1,0.39457267916514305,2.0890562740083927,0,1,12.594607127075111,"PASS",1,null,"ImeNgsld1001",null,88321.835403154357,0,0.39457267916514305,"FAIL",0,1,null,null,0.4937185201092486,null,-1062.2627565032085,"NO",0,null,6.8320000000000007,5.3630000000000004,5.5847964346769574,15.4,15.58,17.390432125820322,null,-56150.605926858669,null,-4968.1196627496911,null,0,null,0,null,-1062.2627565032085,null,-1062.2627565032085,-3.4209217705149797,null,"ImeNgsld1001"]
[5033,"ImiEgsld1001",0.98533076643943773,8329.1060426051008,0,9843.2783203125,0,0,65115.653189292614,17486.732421875,7617.4927218456487,0,0,null,92445.664498228565,7617.4927218456487,17460.7715151308,null,29141.849175987871,7334.6828241912654,0,0,95939.32671961782,0,null,36476.533294644541,95939.328125,null,-55969.130636835573,19015.762252486391,88321.835403154357,null,0.44159176547696483,4.7885222377746643,0,1,0.39457267916514305,2.0890562740083927,0,1,12.594607127075111,"PASS",1,null,"ImiEgsld1001",null,88321.835403154357,0,0.39457267916514305,"FAIL",0,1,null,null,0.4937185201092486,null,-1062.2627565032085,"NO",0,null,6.8320000000000007,5.3630000000000004,5.5847964346769574,15.4,15.58,17.390432125820322,null,-56150.605926858669,null,-4968.1196627496911,null,0,null,0,null,-1062.2627565032085,null,-1062.2627565032085,-3.4209217705149797,null,"ImiEgsld1001"]
[5034,"ImiNgsld1001",0.98533076643943773,8329.1060426051008,0,9843.2783203125,0,0,65115.653189292614,17486.732421875,7617.4927218456487,0,0,null,92445.664498228565,7617.4927218456487,17460.7715151308,null,29141.849175987871,7334.6828241912654,0,0,95939.32671961782,0,null,36476.533294644541,95939.328125,null,-55969.130636835573,19015.762252486391,88321.835403154357,null,0.44159176547696483,4.7885222377746643,0,1,0.39457267916514305,2.0890562740083927,0,1,12.594607127075111,"PASS",1,null,"ImiNgsld1001",null,88321.835403154357,0,0.39457267916514305,"FAIL",0,1,null,null,0.4937185201092486,null,-1062.2627565032085,"NO",0,null,6.8320000000000007,5.3630000000000004,5.5847964346769574,15.4,15.58,17.390432125820322,null,-56150.605926858669,null,-4968.1196627496911,null,0,null,0,null,-1062.2627565032085,null,-1062.2627565032085,-3.4209217705149797,null,"ImiNgsld1001"]
[5035,"IprEgsld1001",0.98533076643943773,8329.1060426051008,0,9843.2783203125,0,0,65115.653189292614,17486.732421875,7617.4927218456487,0,0,null,92445.664498228565,7617.4927218456487,17460.7715151308,null,29141.849175987871,7334.6828241912654,0,0,95939.32671961782,0,null,36476.533294644541,95939.328125,null,-55969.130636835573,19015.762252486391,88321.835403154357,null,0.44159176547696483,4.7885222377746643,0,1,0.39457267916514305,2.0890562740083927,0,1,12.594607127075111,"PASS",1,null,"IprEgsld1001",null,88321.835403154357,0,0.39457267916514305,"FAIL",0,1,null,null,0.4937185201092486,null,-1062.2627565032085,"NO",0,null,6.8320000000000007,5.3630000000000004,5.5847964346769574,15.4,15.58,17.390432125820322,null,-56150.605926858669,null,-4968.1196627496911,null,0,null,0,null,-1062.2627565032085,null,-1062.2627565032085,-3.4209217705149797,null,"IprEgsld1001"]
[5036,"IprNgsld1001",0.98533076643943773,8329.1060426051008,0,9843.2783203125,0,0,65115.653189292614,17486.732421875,7617.4927218456487,0,0,null,92445.664498228565,7617.4927218456487,17460.7715151308,null,29141.849175987871,7334.6828241912654,0,0,95939.32671961782,0,null,36476.533294644541,95939.328125,null,-55969.130636835573,19015.762252486391,88321.835403154357,null,0.44159176547696483,4.7885222377746643,0,1,0.39457267916514305,2.0890562740083927,0,1,12.594607127075111,"PASS",1,null,"IprNgsld1001",null,88321.835403154357,0,0.39457267916514305,"FAIL",0,1,null,null,0.4937185201092486,null,-1062.2627565032085,"NO",0,null,6.8320000000000007,5.3630000000000004,5.5847964346769574,15.4,15.58,17.390432125820322,null,-56150.605926858669,null,-4968.1196627496911,null,0,null,0,null,-1062.2627565032085,null,-1062.2627565032085,-3.4209217705149797,null,"IprNgsld1001"]
[5037,"IstEgsld1001",0.98533076643943773,8329.1060426051008,0,9843.2783203125,0,0,65115.653189292614,17486.732421875,7617.4927218456487,0,0,null,92445.664498228565,7617.4927218456487,17460.7715151308,null,29141.849175987871,7334.6828241912654,0,0,95939.32671961782,0,null,36476.533294644541,95939.328125,null,-55969.130636835573,19015.762252486391,88321.835403154357,null,0.44159176547696483,4.7885222377746643,0,1,0.39457267916514305,2.0890562740083927,0,1,12.594607127075111,"PASS",1,null,"IstEgsld1001",null,88321.835403154357,0,0.39457267916514305,"FAIL",0,1,null,null,0.4937185201092486,null,-1062.2627565032085,"NO",0,null,6.8320000000000007,5.3630000000000004,5.5847964346769574,15.4,15.58,17.390432125820322,null,-56150.605926858669,null,-4968.1196627496911,null,0,null,0,null,-1062.2627565032085,null,-1062.2627565032085,-3.4209217705149797,null,"IstEgsld1001"]
[5038,"IstNgsld1001",0.98533076643943773,8329.1060426051008,0,9843.2783203125,0,0,65115.653189292614,17486.732421875,7617.4927218456487,0,0,null,92445.664498228565,7617.4927218456487,17460.7715151308,null,29141.849175987871,7334.6828241912654,0,0,95939.32671961782,0,null,36476.533294644541,95939.328125,null,-55969.130636835573,19015.762252486391,88321.835403154357,null,0.44159176547696483,4.7885222377746643,0,1,0.39457267916514305,2.0890562740083927,0,1,12.594607127075111,"PASS",1,null,"IstNgsld1001",null,88321.835403154357,0,0.39457267916514305,"FAIL",0,1,null,null,0.4937185201092486,null,-1062.2627565032085,"NO",0,null,6.8320000000000007,5.3630000000000004,5.5847964346769574,15.4,15.58,17.390432125820322,null,-56150.605926858669,null,-4968.1196627496911,null,0,null,0,null,-1062.2627565032085,null,-1062.2627565032085,-3.4209217705149797,null,"IstNgsld1001"]
[5039,"IteEgsld1001",0.98533076643943773,8329.1060426051008,0,9843.2783203125,0,0,65115.653189292614,17486.732421875,7617.4927218456487,0,0,null,92445.664498228565,7617.4927218456487,17460.7715151308,null,29141.849175987871,7334.6828241912654,0,0,95939.32671961782,0,null,36476.533294644541,95939.328125,null,-55969.130636835573,19015.762252486391,88321.835403154357,null,0.44159176547696483,4.7885222377746643,0,1,0.39457267916514305,2.0890562740083927,0,1,12.594607127075111,"PASS",1,null,"IteEgsld1001",null,88321.835403154357,0,0.39457267916514305,"FAIL",0,1,null,null,0.4937185201092486,null,-1062.2627565032085,"NO",0,null,6.8320000000000007,5.3630000000000004,5.5847964346769574,15.4,15.58,17.390432125820322,null,-56150.605926858669,null,-4968.1196627496911,null,0,null,0,null,-1062.2627565032085,null,-1062.2627565032085,-3.4209217705149797,null,"IteEgsld1001"]
[5040,"IteNgsld1001",0.98533076643943773,8329.1060426051008,0,9843.2783203125,0,0,65115.653189292614,17486.732421875,7617.4927218456487,0,0,null,92445.664498228565,7617.4927218456487,17460.7715151308,null,29141.849175987871,7334.6828241912654,0,0,95939.32671961782,0,null,36476.533294644541,95939.328125,null,-55969.130636835573,19015.762252486391,88321.835403154357,null,0.44159176547696483,4.7885222377746643,0,1,0.39457267916514305,2.0890562740083927,0,1,12.594607127075111,"PASS",1,null,"IteNgsld1001",null,88321.835403154357,0,0.39457267916514305,"FAIL",0,1,null,null,0.4937185201092486,null,-1062.2627565032085,"NO",0,null,6.8320000000000007,5.3630000000000004,5.5847964346769574,15.4,15.58,17.390432125820322,null,-56150.605926858669,null,-4968.1196627496911,null,0,null,0,null,-1062.2627565032085,null,-1062.2627565032085,-3.4209217705149797,null,"IteNgsld1001"]
[5041,"ItrEgsld1001",0.98533076643943773,8329.1060426051008,0,9843.2783203125,0,0,65115.653189292614,17486.732421875,7617.4927218456487,0,0,null,92445.664498228565,7617.4927218456487,17460.7715151308,null,29141.849175987871,7334.6828241912654,0,0,95939.32671961782,0,null,36476.533294644541,95939.328125,null,-55969.130636835573,19015.762252486391,88321.835403154357,null,0.44159176547696483,4.7885222377746643,0,1,0.39457267916514305,2.0890562740083927,0,1,12.594607127075111,"PASS",1,null,"ItrEgsld1001",null,88321.835403154357,0,0.39457267916514305,"FAIL",0,1,null,null,0.4937185201092486,null,-1062.2627565032085,"NO",0,null,6.8320000000000007,5.3630000000000004,5.5847964346769574,15.4,15.58,17.390432125820322,null,-56150.605926858669,null,-4968.1196627496911,null,0,null,0,null,-1062.2627565032085,null,-1062.2627565032085,-3.4209217705149797,null,"ItrEgsld1001"]
[5042,"ItrNgsld1001",0.98533076643943773,8329.1060426051008,0,9843.2783203125,0,0,65115.653189292614,17486.732421875,7617.4927218456487,0,0,null,92445.664498228565,7617.4927218456487,17460.7715151308,null,29141.849175987871,7334.6828241912654,0,0,95939.32671961782,0,null,36476.533294644541,95939.328125,null,-55969.130636835573,19015.762252486391,88321.835403154357,null,0.44159176547696483,4.7885222377746643,0,1,0.39457267916514305,2.0890562740083927,0,1,12.594607127075111,"PASS",1,null,"ItrNgsld1001",null,88321.835403154357,0,0.39457267916514305,"FAIL",0,1,null,null,0.4937185201092486,null,-1062.2627565032085,"NO",0,null,6.8320000000000007,5.3630000000000004,5.5847964346769574,15.4,15.58,17.390432125820322,null,-56150.605926858669,null,-4968.1196627496911,null,0,null,0,null,-1062.2627565032085,null,-1062.2627565032085,-3.4209217705149797,null,"ItrNgsld1001"]
[5043,"IwaEgsld1001",0.98533076643943773,8329.1060426051008,0,9843.2783203125,0,0,65115.653189292614,17486.732421875,7617.4927218456487,0,0,null,92445.664498228565,7617.4927218456487,17460.7715151308,null,29141.849175987871,7334.6828241912654,0,0,95939.32671961782,0,null,36476.533294644541,95939.328125,null,-55969.130636835573,19015.762252486391,88321.835403154357,null,0.44159176547696483,4.7885222377746643,0,1,0.39457267916514305,2.0890562740083927,0,1,12.594607127075111,"PASS",1,null,"IwaEgsld1001",null,88321.835403154357,0,0.39457267916514305,"FAIL",0,1,null,null,0.4937185201092486,null,-1062.2627565032085,"NO",0,null,6.8320000000000007,5.3630000000000004,5.5847964346769574,15.4,15.58,17.390432125820322,null,-56150.605926858669,null,-4968.1196627496911,null,0,null,0,null,-1062.2627565032085,null,-1062.2627565032085,-3.4209217705149797,null,"IwaEgsld1001"]
[5044,"IwaNgsld1001",0.98533076643943773,8329.1060426051008,0,9843.2783203125,0,0,65115.653189292614,17486.732421875,7617.4927218456487,0,0,null,92445.664498228565,7617.4927218456487,17460.7715151308,null,29141.849175987871,7334.6828241912654,0,0,95939.32671961782,0,null,36476.533294644541,95939.328125,null,-55969.130636835573,19015.762252486391,88321.835403154357,null,0.44159176547696483,4.7885222377746643,0,1,0.39457267916514305,2.0890562740083927,0,1,12.594607127075111,"PASS",1,null,"IwaNgsld1001",null,88321.835403154357,0,0.39457267916514305,"FAIL",0,1,null,null,0.4937185201092486,null,-1062.2627565032085,"NO",0,null,6.8320000000000007,5.3630000000000004,5.5847964346769574,15.4,15.58,17.390432125820322,null,-56150.605926858669,null,-4968.1196627496911,null,0,null,0,null,-1062.2627565032085,null,-1062.2627565032085,-3.4209217705149797,null,"IwaNgsld1001"]
[5045,"IagEgsld1002",0.98533076643943773,8329.1060426051008,0,4212.60595703125,0,0,65115.653189292614,17486.732421875,29440.221354933743,0,0,null,86814.991476824216,29440.221354933743,33652.827126814584,null,29141.849175987871,7334.6828241912654,0,0,95939.32671961782,0,null,36476.533294644541,95939.328125,null,-50338.458273554323,2823.7059826795448,66499.106770066253,null,0.44159176547696483,1.2390033639652516,0,1,0.42016399052449177,1.0839069465546984,0,1,3.258784197589669,"PASS",1,null,"IagEgsld1002",null,66499.106770066253,0,0.42016399052449177,"FAIL",0,1,null,null,4.4585885316192266,null,1431.4036071082373,"YES",1,null,6.8320000000000007,5.3630000000000004,5.5847964346769574,15.4,15.58,17.390432125820322,null,-50519.933563577426,null,-6632.6063496040715,null,0,null,0,null,1431.4036071082373,null,0,0,null,"IagEgsld1002"]
[5046,"IagNgsld1002",0.98533076643943773,8329.1060426051008,0,4212.60595703125,0,0,65115.653189292614,17486.732421875,29440.221354933743,0,0,null,86814.991476824216,29440.221354933743,33652.827126814584,null,29141.849175987871,7334.6828241912654,0,0,95939.32671961782,0,null,36476.533294644541,95939.328125,null,-50338.458273554323,2823.7059826795448,66499.106770066253,null,0.44159176547696483,1.2390033639652516,0,1,0.42016399052449177,1.0839069465546984,0,1,3.258784197589669,"PASS",1,null,"IagNgsld1002",null,66499.106770066253,0,0.42016399052449177,"FAIL",0,1,null,null,4.4585885316192266,null,1431.4036071082373,"YES",1,null,6.8320000000000007,5.3630000000000004,5.5847964346769574,15.4,15.58,17.390432125820322,null,-50519.933563577426,null,-6632.6063496040715,null,0,null,0,null,1431.4036071082373,null,0,0,null,"IagNgsld1002"]
[5047,"IchEgsld1002",0.98533076643943773,8329.1060426051008,0,4212.60595703125,0,0,65115.653189292614,17486.732421875,2027.2932490923106,0,0,null,86814.991476824216,2027.2932490923106,6239.8990209731464,null,29141.849175987871,7334.6828241912654,0,0,95939.32671961782,0,null,36476.533294644541,95939.328125,null,-50338.458273554323,30236.634088520979,93912.034875907688,null,0.44159176547696483,17.992726662004301,0,1,0.42016399052449177,5.8456927090822379,0,1,47.323853205724113,"PASS",1,null,"IchEgsld1002",null,93912.034875907688,0,0.42016399052449177,"FAIL",0,1,null,null,0.30702439259861508,null,-1179.6822090213384,"NO",0,null,6.8320000000000007,5.3630000000000004,5.5847964346769574,15.4,15.58,17.390432125820322,null,-50519.933563577426,null,-6632.6063496040715,null,0,null,0,null,-1179.6822090213384,null,-1179.6822090213384,-6.1091776636488015,null,"IchEgsld1002"]
[5048,"IchNgsld1002",0.98533076643943773,8329.1060426051008,0,4212.60595703125,0,0,65115.653189292614,17486.732421875,2027.2932490923106,0,0,null,86814.991476824216,2027.2932490923106,6239.8990209731464,null,29141.849175987871,7334.6828241912654,0,0,95939.32671961782,0,null,36476.533294644541,95939.328125,null,-50338.458273554323,30236.634088520979,93912.034875907688,null,0.44159176547696483,17.992726662004301,0,1,0.42016399052449177,5.8456927090822379,0,1,47.323853205724113,"PASS",1,null,"IchNgsld1002",null,93912.034875907688,0,0.42016399052449177,"FAIL",0,1,null,null,0.30702439259861508,null,-1179.6822090213384,"NO",0,null,6.8320000000000007,5.3630000000000004,5.5847964346769574,15.4,15.58,17.390432125820322,null,-50519.933563577426,null,-6632.6063496040715,null,0,null,0,null,-1179.6822090213384,null,-1179.6822090213384,-6.1091776636488015,null,"IchNgsld1002"]
[5049,"IcoEgsld1002",0.98533076643943773,8329.1060426051008,0,4212.60595703125,0,0,65115.653189292614,17486.732421875,108822.21111928487,0,0,null,86814.991476824216,108822.21111928487,113034.81689116571,null,29141.849175987871,7334.6828241912654,0,0,95939.32671961782,0,null,36476.533294644541,95939.328125,null,-50338.458273554323,-76558.283781671576,-12882.882994284868,null,0.44159176547696483,0.33519382596132868,0,0,0.42016399052449177,0.32270175011666713,0,0,0.88161531674665783,"FAIL",0,null,"IcoEgsld1002",null,-12882.882994284868,12882.882994284868,0.36587072146441368,"FAIL",0,1,null,null,16.480632461982673,null,8992.5510051257825,"YES",1,null,6.8320000000000007,5.3630000000000004,5.5847964346769574,15.4,15.58,17.390432125820322,null,-50519.933563577426,null,-6632.6063496040715,null,1691.3539967658151,null,1691.3539967658151,null,8992.5510051257825,null,1691.3539967658151,0.16317410755299125,null,"IcoEgsld1002"]
[5050,"IcoNgsld1002",0.98533076643943773,8329.1060426051008,0,4212.60595703125,0,0,65115.653189292614,17486.732421875,108822.21111928487,0,0,null,86814.991476824216,108822.21111928487,113034.81689116571,null,29141.849175987871,7334.6828241912654,0,0,95939.32671961782,0,null,36476.533294644541,95939.328125,null,-50338.458273554323,-76558.283781671576,-12882.882994284868,null,0.44159176547696483,0.33519382596132868,0,0,0.42016399052449177,0.32270175011666713,0,0,0.88161531674665783,"FAIL",0,null,"IcoNgsld1002",null,-12882.882994284868,12882.882994284868,0.36587072146441368,"FAIL",0,1,null,null,16.480632461982673,null,8992.5510051257825,"YES",1,null,6.8320000000000007,5.3630000000000004,5.5847964346769574,15.4,15.58,17.390432125820322,null,-50519.933563577426,null,-6632.6063496040715,null,1691.3539967658151,null,1691.3539967658151,null,8992.5510051257825,null,1691.3539967658151,0.16317410755299125,null,"IcoNgsld1002"]
[5051,"IelEgsld1002",0.98533076643943773,8329.1060426051008,0,4212.60595703125,0,0,65115.653189292614,17486.732421875,5282.4531856110871,0,0,null,86814.991476824216,5282.4531856110871,9495.0589574919231,null,29141.849175987871,7334.6828241912654,0,0,95939.32671961782,0,null,36476.533294644541,95939.328125,null,-50338.458273554323,26981.474152002203,90656.874939388916,null,0.44159176547696483,6.9052260404319794,0,1,0.42016399052449177,3.8416330795485334,0,1,18.161888947038818,"PASS",1,null,"IelEgsld1002",null,90656.874939388916,0,0.42016399052449177,"FAIL",0,1,null,null,0.80000368897077512,null,-869.62768371499226,"NO",0,null,6.8320000000000007,5.3630000000000004,5.5847964346769574,15.4,15.58,17.390432125820322,null,-50519.933563577426,null,-6632.6063496040715,null,0,null,0,null,-869.62768371499226,null,-869.62768371499226,-1.7283511115623753,null,"IelEgsld1002"]
[5052,"IelNgsld1002",0.98533076643943773,8329.1060426051008,0,4212.60595703125,0,0,65115.653189292614,17486.732421875,5282.4531856110871,0,0,null,86814.991476824216,5282.4531856110871,9495.0589574919231,null,29141.849175987871,7334.6828241912654,0,0,95939.32671961782,0,null,36476.533294644541,95939.328125,null,-50338.458273554323,26981.474152002203,90656.874939388916,null,0.44159176547696483,6.9052260404319794,0,1,0.42016399052449177,3.8416330795485334,0,1,18.161888947038818,"PASS",1,null,"IelNgsld1002",null,90656.874939388916,0,0.42016399052449177,"FAIL",0,1,null,null,0.80000368897077512,null,-869.62768371499226,"NO",0,null,6.8320000000000007,5.3630000000000004,5.5847964346769574,15.4,15.58,17.390432125820322,null,-50519.933563577426,null,-6632.6063496040715,null,0,null,0,null,-869.62768371499226,null,-869.62768371499226,-1.7283511115623753,null,"IelNgsld1002"]
[5053,"IluEgsld1002",0.98533076643943773,8329.1060426051008,0,4212.60595703125,0,0,65115.653189292614,17486.732421875,4531.8348025579708,0,0,null,86814.991476824216,4531.8348025579708,8744.4405744388077,null,29141.849175987871,7334.6828241912654,0,0,95939.32671961782,0,null,36476.533294644541,95939.328125,null,-50338.458273554323,27732.092535055323,91407.493322442024,null,0.44159176547696483,8.0489547575863867,0,1,0.42016399052449177,4.1713969249141627,0,1,21.170085032854143,"PASS",1,null,"IluEgsld1002",null,91407.493322442024,0,0.42016399052449177,"FAIL",0,1,null,null,0.68632592663960468,null,-941.12420475929684,"NO",0,null,6.8320000000000007,5.3630000000000004,5.5847964346769574,15.4,15.58,17.390432125820322,null,-50519.933563577426,null,-6632.6063496040715,null,0,null,0,null,-941.12420475929684,null,-941.12420475929684,-2.1802542630792434,null,"IluEgsld1002"]
[5054,"IluNgsld1002",0.98533076643943773,8329.1060426051008,0,4212.60595703125,0,0,65115.653189292614,17486.732421875,4531.8348025579708,0,0,null,86814.991476824216,4531.8348025579708,8744.4405744388077,null,29141.849175987871,7334.6828241912654,0,0,95939.32671961782,0,null,36476.533294644541,95939.328125,null,-50338.458273554323,27732.092535055323,91407.493322442024,null,0.44159176547696483,8.0489547575863867,0,1,0.42016399052449177,4.1713969249141627,0,1,21.170085032854143,"PASS",1,null,"IluNgsld1002",null,91407.493322442024,0,0.42016399052449177,"FAIL",0,1,null,null,0.68632592663960468,null,-941.12420475929684,"NO",0,null,6.8320000000000007,5.3630000000000004,5.5847964346769574,15.4,15.58,17.390432125820322,null,-50519.933563577426,null,-6632.6063496040715,null,0,null,0,null,-941.12420475929684,null,-941.12420475929684,-2.1802542630792434,null,"IluNgsld1002"]
[5055,"ImeEgsld1002",0.98533076643943773,8329.1060426051008,0,4212.60595703125,0,0,65115.653189292614,17486.732421875,27793.360397159358,0,0,null,86814.991476824216,27793.360397159358,32005.966169040184,null,29141.849175987871,7334.6828241912654,0,0,95939.32671961782,0,null,36476.533294644541,95939.328125,null,-50338.458273554323,4470.5669404539331,68145.967727840645,null,0.44159176547696483,1.3124189652998079,0,1,0.42016399052449177,1.1396791739071672,0,1,3.451879396879463,"PASS",1,null,"ImeEgsld1002",null,68145.967727840645,0,0.42016399052449177,"FAIL",0,1,null,null,4.2091789080892852,null,1274.5398544121567,"YES",1,null,6.8320000000000007,5.3630000000000004,5.5847964346769574,15.4,15.58,17.390432125820322,null,-50519.933563577426,null,-6632.6063496040715,null,0,null,0,null,1274.5398544121567,null,0,0,null,"ImeEgsld1002"]
[5056,"ImeNgsld1002",0.98533076643943773,8329.1060426051008,0,4212.60595703125,0,0,65115.653189292614,17486.732421875,27793.360397159358,0,0,null,86814.991476824216,27793.360397159358,32005.966169040184,null,29141.849175987871,7334.6828241912654,0,0,95939.32671961782,0,null,36476.533294644541,95939.328125,null,-50338.458273554323,4470.5669404539331,68145.967727840645,null,0.44159176547696483,1.3124189652998079,0,1,0.42016399052449177,1.1396791739071672,0,1,3.451879396879463,"PASS",1,null,"ImeNgsld1002",null,68145.967727840645,0,0.42016399052449177,"FAIL",0,1,null,null,4.2091789080892852,null,1274.5398544121567,"YES",1,null,6.8320000000000007,5.3630000000000004,5.5847964346769574,15.4,15.58,17.390432125820322,null,-50519.933563577426,null,-6632.6063496040715,null,0,null,0,null,1274.5398544121567,null,0,0,null,"ImeNgsld1002"]
[5057,"ImiEgsld1002",0.98533076643943773,8329.1060426051008,0,4212.60595703125,0,0,65115.653189292614,17486.732421875,108822.21111928487,0,0,null,86814.991476824216,108822.21111928487,113034.81689116571,null,29141.849175987871,7334.6828241912654,0,0,95939.32671961782,0,null,36476.533294644541,95939.328125,null,-50338.458273554323,-76558.283781671576,-12882.882994284868,null,0.44159176547696483,0.33519382596132868,0,0,0.42016399052449177,0.32270175011666713,0,0,0.88161531674665783,"FAIL",0,null,"ImiEgsld1002",null,-12882.882994284868,12882.882994284868,0.36587072146441368,"FAIL",0,1,null,null,16.480632461982673,null,8992.5510051257825,"YES",1,null,6.8320000000000007,5.3630000000000004,5.5847964346769574,15.4,15.58,17.390432125820322,null,-50519.933563577426,null,-6632.6063496040715,null,1691.3539967658151,null,1691.3539967658151,null,8992.5510051257825,null,1691.3539967658151,0.16317410755299125,null,"ImiEgsld1002"]
[5058,"ImiNgsld1002",0.98533076643943773,8329.1060426051008,0,4212.60595703125,0,0,65115.653189292614,17486.732421875,108822.21111928487,0,0,null,86814.991476824216,108822.21111928487,113034.81689116571,null,29141.849175987871,7334.6828241912654,0,0,95939.32671961782,0,null,36476.533294644541,95939.328125,null,-50338.458273554323,-76558.283781671576,-12882.882994284868,null,0.44159176547696483,0.33519382596132868,0,0,0.42016399052449177,0.32270175011666713,0,0,0.88161531674665783,"FAIL",0,null,"ImiNgsld1002",null,-12882.882994284868,12882.882994284868,0.36587072146441368,"FAIL",0,1,null,null,16.480632461982673,null,8992.5510051257825,"YES",1,null,6.8320000000000007,5.3630000000000004,5.5847964346769574,15.4,15.58,17.390432125820322,null,-50519.933563577426,null,-6632.6063496040715,null,1691.3539967658151,null,1691.3539967658151,null,8992.5510051257825,null,1691.3539967658151,0.16317410755299125,null,"ImiNgsld1002"]
[5059,"IprEgsld1002",0.98533076643943773,8329.1060426051008,0,4212.60595703125,0,0,65115.653189292614,17486.732421875,251.2954739021265,0,0,null,86814.991476824216,251.2954739021265,4463.9012457829622,null,29141.849175987871,7334.6828241912654,0,0,95939.32671961782,0,null,36476.533294644541,95939.328125,null,-50338.458273554323,32012.631863711165,95688.032651097878,null,0.44159176547696483,145.15396050806416,0,1,0.42016399052449177,8.1714468518220631,0,1,381.77897371269825,"PASS",1,null,"IprEgsld1002",null,95688.032651097878,0,0.42016399052449177,"FAIL",0,1,null,null,3.80575644917669E-2,null,-1348.8462749882515,"NO",0,null,6.8320000000000007,5.3630000000000004,5.5847964346769574,15.4,15.58,17.390432125820322,null,-50519.933563577426,null,-6632.6063496040715,null,0,null,0,null,-1348.8462749882515,null,-1348.8462749882515,-56.352355128494963,null,"IprEgsld1002"]
[5060,"IprNgsld1002",0.98533076643943773,8329.1060426051008,0,4212.60595703125,0,0,65115.653189292614,17486.732421875,251.2954739021265,0,0,null,86814.991476824216,251.2954739021265,4463.9012457829622,null,29141.849175987871,7334.6828241912654,0,0,95939.32671961782,0,null,36476.533294644541,95939.328125,null,-50338.458273554323,32012.631863711165,95688.032651097878,null,0.44159176547696483,145.15396050806416,0,1,0.42016399052449177,8.1714468518220631,0,1,381.77897371269825,"PASS",1,null,"IprNgsld1002",null,95688.032651097878,0,0.42016399052449177,"FAIL",0,1,null,null,3.80575644917669E-2,null,-1348.8462749882515,"NO",0,null,6.8320000000000007,5.3630000000000004,5.5847964346769574,15.4,15.58,17.390432125820322,null,-50519.933563577426,null,-6632.6063496040715,null,0,null,0,null,-1348.8462749882515,null,-1348.8462749882515,-56.352355128494963,null,"IprNgsld1002"]
[5061,"IstEgsld1002",0.98533076643943773,8329.1060426051008,0,4212.60595703125,0,0,65115.653189292614,17486.732421875,18206.139469611971,0,0,null,86814.991476824216,18206.139469611971,22418.745241492801,null,29141.849175987871,7334.6828241912654,0,0,95939.32671961782,0,null,36476.533294644541,95939.328125,null,-50338.458273554323,14057.78786800132,77733.188655388032,null,0.44159176547696483,2.0035292685485491,0,1,0.42016399052449177,1.6270550648786328,0,1,5.269614037898215,"PASS",1,null,"IstEgsld1002",null,77733.188655388032,0,0.42016399052449177,"FAIL",0,1,null,null,2.7572374913360922,null,361.35544675665892,"YES",1,null,6.8320000000000007,5.3630000000000004,5.5847964346769574,15.4,15.58,17.390432125820322,null,-50519.933563577426,null,-6632.6063496040715,null,0,null,0,null,361.35544675665892,null,0,0,null,"IstEgsld1002"]
[5062,"IstNgsld1002",0.98533076643943773,8329.1060426051008,0,4212.60595703125,0,0,65115.653189292614,17486.732421875,18206.139469611971,0,0,null,86814.991476824216,18206.139469611971,22418.745241492801,null,29141.849175987871,7334.6828241912654,0,0,95939.32671961782,0,null,36476.533294644541,95939.328125,null,-50338.458273554323,14057.78786800132,77733.188655388032,null,0.44159176547696483,2.0035292685485491,0,1,0.42016399052449177,1.6270550648786328,0,1,5.269614037898215,"PASS",1,null,"IstNgsld1002",null,77733.188655388032,0,0.42016399052449177,"FAIL",0,1,null,null,2.7572374913360922,null,361.35544675665892,"YES",1,null,6.8320000000000007,5.3630000000000004,5.5847964346769574,15.4,15.58,17.390432125820322,null,-50519.933563577426,null,-6632.6063496040715,null,0,null,0,null,361.35544675665892,null,0,0,null,"IstNgsld1002"]
[5063,"IteEgsld1002",0.98533076643943773,8329.1060426051008,0,4212.60595703125,0,0,65115.653189292614,17486.732421875,68466.584550479412,0,0,null,86814.991476824216,68466.584550479412,72679.190322360286,null,29141.849175987871,7334.6828241912654,0,0,95939.32671961782,0,null,36476.533294644541,95939.328125,null,-50338.458273554323,-36202.657212866121,27472.743574520588,null,0.44159176547696483,0.53276402692105851,0,0,0.42016399052449177,0.50188414372715195,0,0,1.4012576902279292,"PASS",1,null,"IteEgsld1002",null,27472.743574520588,0,0.42016399052449177,"FAIL",0,1,null,null,10.368955017438561,null,5148.6710230685076,"YES",1,null,6.8320000000000007,5.3630000000000004,5.5847964346769574,15.4,15.58,17.390432125820322,null,-50519.933563577426,null,-6632.6063496040715,null,0,null,0,null,5148.6710230685076,null,0,0,null,"IteEgsld1002"]
[5064,"IteNgsld1002",0.98533076643943773,8329.1060426051008,0,4212.60595703125,0,0,65115.653189292614,17486.732421875,68466.584550479412,0,0,null,86814.991476824216,68466.584550479412,72679.190322360286,null,29141.849175987871,7334.6828241912654,0,0,95939.32671961782,0,null,36476.533294644541,95939.328125,null,-50338.458273554323,-36202.657212866121,27472.743574520588,null,0.44159176547696483,0.53276402692105851,0,0,0.42016399052449177,0.50188414372715195,0,0,1.4012576902279292,"PASS",1,null,"IteNgsld1002",null,27472.743574520588,0,0.42016399052449177,"FAIL",0,1,null,null,10.368955017438561,null,5148.6710230685076,"YES",1,null,6.8320000000000007,5.3630000000000004,5.5847964346769574,15.4,15.58,17.390432125820322,null,-50519.933563577426,null,-6632.6063496040715,null,0,null,0,null,5148.6710230685076,null,0,0,null,"IteNgsld1002"]
[5065,"ItrEgsld1002",0.98533076643943773,8329.1060426051008,0,4212.60595703125,0,0,65115.653189292614,17486.732421875,6217.3144490973773,0,0,null,86814.991476824216,6217.3144490973773,10429.920220978211,null,29141.849175987871,7334.6828241912654,0,0,95939.32671961782,0,null,36476.533294644541,95939.328125,null,-50338.458273554323,26046.612888515912,89722.013675902621,null,0.44159176547696483,5.8669275284830036,0,1,0.42016399052449177,3.4972973785313748,0,1,15.430991774740999,"PASS",1,null,"ItrEgsld1002",null,89722.013675902621,0,0.42016399052449177,"FAIL",0,1,null,null,0.94158417720083865,null,-780.58201507564661,"NO",0,null,6.8320000000000007,5.3630000000000004,5.5847964346769574,15.4,15.58,17.390432125820322,null,-50519.933563577426,null,-6632.6063496040715,null,0,null,0,null,-780.58201507564661,null,-780.58201507564661,-1.3181049627938362,null,"ItrEgsld1002"]
[5066,"ItrNgsld1002",0.98533076643943773,8329.1060426051008,0,4212.60595703125,0,0,65115.653189292614,17486.732421875,6217.3144490973773,0,0,null,86814.991476824216,6217.3144490973773,10429.920220978211,null,29141.849175987871,7334.6828241912654,0,0,95939.32671961782,0,null,36476.533294644541,95939.328125,null,-50338.458273554323,26046.612888515912,89722.013675902621,null,0.44159176547696483,5.8669275284830036,0,1,0.42016399052449177,3.4972973785313748,0,1,15.430991774740999,"PASS",1,null,"ItrNgsld1002",null,89722.013675902621,0,0.42016399052449177,"FAIL",0,1,null,null,0.94158417720083865,null,-780.58201507564661,"NO",0,null,6.8320000000000007,5.3630000000000004,5.5847964346769574,15.4,15.58,17.390432125820322,null,-50519.933563577426,null,-6632.6063496040715,null,0,null,0,null,-780.58201507564661,null,-780.58201507564661,-1.3181049627938362,null,"ItrNgsld1002"]
[5067,"IwaEgsld1002",0.98533076643943773,8329.1060426051008,0,4212.60595703125,0,0,65115.653189292614,17486.732421875,8517.4991082585457,0,0,null,86814.991476824216,8517.4991082585457,12730.104880139384,null,29141.849175987871,7334.6828241912654,0,0,95939.32671961782,0,null,36476.533294644541,95939.328125,null,-50338.458273554323,23746.428229354744,87421.829016741453,null,0.44159176547696483,4.2825403127165567,0,1,0.42016399052449177,2.8653756671735819,0,1,11.263790803567854,"PASS",1,null,"IwaEgsld1002",null,87421.829016741453,0,0.42016399052449177,"FAIL",0,1,null,null,1.2899367135242485,null,-561.48908138887577,"NO",0,null,6.8320000000000007,5.3630000000000004,5.5847964346769574,15.4,15.58,17.390432125820322,null,-50519.933563577426,null,-6632.6063496040715,null,0,null,0,null,-561.48908138887577,null,-561.48908138887577,-0.69209150431424171,null,"IwaEgsld1002"]
[5068,"IwaNgsld1002",0.98533076643943773,8329.1060426051008,0,4212.60595703125,0,0,65115.653189292614,17486.732421875,8517.4991082585457,0,0,null,86814.991476824216,8517.4991082585457,12730.104880139384,null,29141.849175987871,7334.6828241912654,0,0,95939.32671961782,0,null,36476.533294644541,95939.328125,null,-50338.458273554323,23746.428229354744,87421.829016741453,null,0.44159176547696483,4.2825403127165567,0,1,0.42016399052449177,2.8653756671735819,0,1,11.263790803567854,"PASS",1,null,"IwaNgsld1002",null,87421.829016741453,0,0.42016399052449177,"FAIL",0,1,null,null,1.2899367135242485,null,-561.48908138887577,"NO",0,null,6.8320000000000007,5.3630000000000004,5.5847964346769574,15.4,15.58,17.390432125820322,null,-50519.933563577426,null,-6632.6063496040715,null,0,null,0,null,-561.48908138887577,null,-561.48908138887577,-0.69209150431424171,null,"IwaNgsld1002"]
[5069,"IagTgsld1003",0.98533076643943773,8329.1060426051008,0,5026.65576171875,0,0,65115.653189292614,17486.732421875,6077.7091787976151,0,0,null,87629.041460671317,6077.7091787976151,11104.364934525514,null,29141.849175987871,7334.6828241912654,0,0,95939.32671961782,0,null,36476.533294644541,95939.328125,null,-51152.508078241823,25372.168354128175,89861.61894620239,null,0.44159176547696483,6.0016911342014696,0,1,0.41626078207824474,3.2848824304713768,0,1,15.785442393276899,"PASS",1,null,"IagTgsld1003",null,89861.61894620239,0,0.41626078207824474,"FAIL",0,1,null,null,0.92044157777775026,null,-793.87944698832291,"NO",0,null,6.8320000000000007,5.3630000000000004,5.5847964346769574,15.4,15.58,17.390432125820322,null,-51333.983368264933,null,-6739.480439148736,null,0,null,0,null,-793.87944698832291,null,-793.87944698832291,-1.3713519757844392,null,"IagTgsld1003"]
[5070,"IagNgsld1003",0.98533076643943773,8329.1060426051008,0,5026.65576171875,0,0,65115.653189292614,17486.732421875,6077.7091787976151,0,0,null,87629.041460671317,6077.7091787976151,11104.364934525514,null,29141.849175987871,7334.6828241912654,0,0,95939.32671961782,0,null,36476.533294644541,95939.328125,null,-51152.508078241823,25372.168354128175,89861.61894620239,null,0.44159176547696483,6.0016911342014696,0,1,0.41626078207824474,3.2848824304713768,0,1,15.785442393276899,"PASS",1,null,"IagNgsld1003",null,89861.61894620239,0,0.41626078207824474,"FAIL",0,1,null,null,0.92044157777775026,null,-793.87944698832291,"NO",0,null,6.8320000000000007,5.3630000000000004,5.5847964346769574,15.4,15.58,17.390432125820322,null,-51333.983368264933,null,-6739.480439148736,null,0,null,0,null,-793.87944698832291,null,-793.87944698832291,-1.3713519757844392,null,"IagNgsld1003"]
[5071,"IchTgsld1003",0.98533076643943773,8329.1060426051008,0,5026.65576171875,0,0,65115.653189292614,17486.732421875,6077.7091787976151,0,0,null,87629.041460671317,6077.7091787976151,11104.364934525514,null,29141.849175987871,7334.6828241912654,0,0,95939.32671961782,0,null,36476.533294644541,95939.328125,null,-51152.508078241823,25372.168354128175,89861.61894620239,null,0.44159176547696483,6.0016911342014696,0,1,0.41626078207824474,3.2848824304713768,0,1,15.785442393276899,"PASS",1,null,"IchTgsld1003",null,89861.61894620239,0,0.41626078207824474,"FAIL",0,1,null,null,0.92044157777775026,null,-793.87944698832291,"NO",0,null,6.8320000000000007,5.3630000000000004,5.5847964346769574,15.4,15.58,17.390432125820322,null,-51333.983368264933,null,-6739.480439148736,null,0,null,0,null,-793.87944698832291,null,-793.87944698832291,-1.3713519757844392,null,"IchTgsld1003"]
[5072,"IchNgsld1003",0.98533076643943773,8329.1060426051008,0,5026.65576171875,0,0,65115.653189292614,17486.732421875,6077.7091787976151,0,0,null,87629.041460671317,6077.7091787976151,11104.364934525514,null,29141.849175987871,7334.6828241912654,0,0,95939.32671961782,0,null,36476.533294644541,95939.328125,null,-51152.508078241823,25372.168354128175,89861.61894620239,null,0.44159176547696483,6.0016911342014696,0,1,0.41626078207824474,3.2848824304713768,0,1,15.785442393276899,"PASS",1,null,"IchNgsld1003",null,89861.61894620239,0,0.41626078207824474,"FAIL",0,1,null,null,0.92044157777775026,null,-793.87944698832291,"NO",0,null,6.8320000000000007,5.3630000000000004,5.5847964346769574,15.4,15.58,17.390432125820322,null,-51333.983368264933,null,-6739.480439148736,null,0,null,0,null,-793.87944698832291,null,-793.87944698832291,-1.3713519757844392,null,"IchNgsld1003"]
[5073,"IcoTgsld1003",0.98533076643943773,8329.1060426051008,0,5026.65576171875,0,0,65115.653189292614,17486.732421875,6077.7091787976151,0,0,null,87629.041460671317,6077.7091787976151,11104.364934525514,null,29141.849175987871,7334.6828241912654,0,0,95939.32671961782,0,null,36476.533294644541,95939.328125,null,-51152.508078241823,25372.168354128175,89861.61894620239,null,0.44159176547696483,6.0016911342014696,0,1,0.41626078207824474,3.2848824304713768,0,1,15.785442393276899,"PASS",1,null,"IcoTgsld1003",null,89861.61894620239,0,0.41626078207824474,"FAIL",0,1,null,null,0.92044157777775026,null,-793.87944698832291,"NO",0,null,6.8320000000000007,5.3630000000000004,5.5847964346769574,15.4,15.58,17.390432125820322,null,-51333.983368264933,null,-6739.480439148736,null,0,null,0,null,-793.87944698832291,null,-793.87944698832291,-1.3713519757844392,null,"IcoTgsld1003"]
[5074,"IcoNgsld1003",0.98533076643943773,8329.1060426051008,0,5026.65576171875,0,0,65115.653189292614,17486.732421875,6077.7091787976151,0,0,null,87629.041460671317,6077.7091787976151,11104.364934525514,null,29141.849175987871,7334.6828241912654,0,0,95939.32671961782,0,null,36476.533294644541,95939.328125,null,-51152.508078241823,25372.168354128175,89861.61894620239,null,0.44159176547696483,6.0016911342014696,0,1,0.41626078207824474,3.2848824304713768,0,1,15.785442393276899,"PASS",1,null,"IcoNgsld1003",null,89861.61894620239,0,0.41626078207824474,"FAIL",0,1,null,null,0.92044157777775026,null,-793.87944698832291,"NO",0,null,6.8320000000000007,5.3630000000000004,5.5847964346769574,15.4,15.58,17.390432125820322,null,-51333.983368264933,null,-6739.480439148736,null,0,null,0,null,-793.87944698832291,null,-793.87944698832291,-1.3713519757844392,null,"IcoNgsld1003"]
[5075,"IelTgsld1003",0.98533076643943773,8329.1060426051008,0,5026.65576171875,0,0,65115.653189292614,17486.732421875,6077.7091787976151,0,0,null,87629.041460671317,6077.7091787976151,11104.364934525514,null,29141.849175987871,7334.6828241912654,0,0,95939.32671961782,0,null,36476.533294644541,95939.328125,null,-51152.508078241823,25372.168354128175,89861.61894620239,null,0.44159176547696483,6.0016911342014696,0,1,0.41626078207824474,3.2848824304713768,0,1,15.785442393276899,"PASS",1,null,"IelTgsld1003",null,89861.61894620239,0,0.41626078207824474,"FAIL",0,1,null,null,0.92044157777775026,null,-793.87944698832291,"NO",0,null,6.8320000000000007,5.3630000000000004,5.5847964346769574,15.4,15.58,17.390432125820322,null,-51333.983368264933,null,-6739.480439148736,null,0,null,0,null,-793.87944698832291,null,-793.87944698832291,-1.3713519757844392,null,"IelTgsld1003"]
[5076,"IelNgsld1003",0.98533076643943773,8329.1060426051008,0,5026.65576171875,0,0,65115.653189292614,17486.732421875,6077.7091787976151,0,0,null,87629.041460671317,6077.7091787976151,11104.364934525514,null,29141.849175987871,7334.6828241912654,0,0,95939.32671961782,0,null,36476.533294644541,95939.328125,null,-51152.508078241823,25372.168354128175,89861.61894620239,null,0.44159176547696483,6.0016911342014696,0,1,0.41626078207824474,3.2848824304713768,0,1,15.785442393276899,"PASS",1,null,"IelNgsld1003",null,89861.61894620239,0,0.41626078207824474,"FAIL",0,1,null,null,0.92044157777775026,null,-793.87944698832291,"NO",0,null,6.8320000000000007,5.3630000000000004,5.5847964346769574,15.4,15.58,17.390432125820322,null,-51333.983368264933,null,-6739.480439148736,null,0,null,0,null,-793.87944698832291,null,-793.87944698832291,-1.3713519757844392,null,"IelNgsld1003"]
[5077,"IluTgsld1003",0.98533076643943773,8329.1060426051008,0,5026.65576171875,0,0,65115.653189292614,17486.732421875,6077.7091787976151,0,0,null,87629.041460671317,6077.7091787976151,11104.364934525514,null,29141.849175987871,7334.6828241912654,0,0,95939.32671961782,0,null,36476.533294644541,95939.328125,null,-51152.508078241823,25372.168354128175,89861.61894620239,null,0.44159176547696483,6.0016911342014696,0,1,0.41626078207824474,3.2848824304713768,0,1,15.785442393276899,"PASS",1,null,"IluTgsld1003",null,89861.61894620239,0,0.41626078207824474,"FAIL",0,1,null,null,0.92044157777775026,null,-793.87944698832291,"NO",0,null,6.8320000000000007,5.3630000000000004,5.5847964346769574,15.4,15.58,17.390432125820322,null,-51333.983368264933,null,-6739.480439148736,null,0,null,0,null,-793.87944698832291,null,-793.87944698832291,-1.3713519757844392,null,"IluTgsld1003"]
[5078,"IluNgsld1003",0.98533076643943773,8329.1060426051008,0,5026.65576171875,0,0,65115.653189292614,17486.732421875,6077.7091787976151,0,0,null,87629.041460671317,6077.7091787976151,11104.364934525514,null,29141.849175987871,7334.6828241912654,0,0,95939.32671961782,0,null,36476.533294644541,95939.328125,null,-51152.508078241823,25372.168354128175,89861.61894620239,null,0.44159176547696483,6.0016911342014696,0,1,0.41626078207824474,3.2848824304713768,0,1,15.785442393276899,"PASS",1,null,"IluNgsld1003",null,89861.61894620239,0,0.41626078207824474,"FAIL",0,1,null,null,0.92044157777775026,null,-793.87944698832291,"NO",0,null,6.8320000000000007,5.3630000000000004,5.5847964346769574,15.4,15.58,17.390432125820322,null,-51333.983368264933,null,-6739.480439148736,null,0,null,0,null,-793.87944698832291,null,-793.87944698832291,-1.3713519757844392,null,"IluNgsld1003"]
[5079,"ImeTgsld1003",0.98533076643943773,8329.1060426051008,0,5026.65576171875,0,0,65115.653189292614,17486.732421875,6077.7091787976151,0,0,null,87629.041460671317,6077.7091787976151,11104.364934525514,null,29141.849175987871,7334.6828241912654,0,0,95939.32671961782,0,null,36476.533294644541,95939.328125,null,-51152.508078241823,25372.168354128175,89861.61894620239,null,0.44159176547696483,6.0016911342014696,0,1,0.41626078207824474,3.2848824304713768,0,1,15.785442393276899,"PASS",1,null,"ImeTgsld1003",null,89861.61894620239,0,0.41626078207824474,"FAIL",0,1,null,null,0.92044157777775026,null,-793.87944698832291,"NO",0,null,6.8320000000000007,5.3630000000000004,5.5847964346769574,15.4,15.58,17.390432125820322,null,-51333.983368264933,null,-6739.480439148736,null,0,null,0,null,-793.87944698832291,null,-793.87944698832291,-1.3713519757844392,null,"ImeTgsld1003"]
[5080,"ImeNgsld1003",0.98533076643943773,8329.1060426051008,0,5026.65576171875,0,0,65115.653189292614,17486.732421875,6077.7091787976151,0,0,null,87629.041460671317,6077.7091787976151,11104.364934525514,null,29141.849175987871,7334.6828241912654,0,0,95939.32671961782,0,null,36476.533294644541,95939.328125,null,-51152.508078241823,25372.168354128175,89861.61894620239,null,0.44159176547696483,6.0016911342014696,0,1,0.41626078207824474,3.2848824304713768,0,1,15.785442393276899,"PASS",1,null,"ImeNgsld1003",null,89861.61894620239,0,0.41626078207824474,"FAIL",0,1,null,null,0.92044157777775026,null,-793.87944698832291,"NO",0,null,6.8320000000000007,5.3630000000000004,5.5847964346769574,15.4,15.58,17.390432125820322,null,-51333.983368264933,null,-6739.480439148736,null,0,null,0,null,-793.87944698832291,null,-793.87944698832291,-1.3713519757844392,null,"ImeNgsld1003"]
[5081,"ImiTgsld1003",0.98533076643943773,8329.1060426051008,0,5026.65576171875,0,0,65115.653189292614,17486.732421875,6077.7091787976151,0,0,null,87629.041460671317,6077.7091787976151,11104.364934525514,null,29141.849175987871,7334.6828241912654,0,0,95939.32671961782,0,null,36476.533294644541,95939.328125,null,-51152.508078241823,25372.168354128175,89861.61894620239,null,0.44159176547696483,6.0016911342014696,0,1,0.41626078207824474,3.2848824304713768,0,1,15.785442393276899,"PASS",1,null,"ImiTgsld1003",null,89861.61894620239,0,0.41626078207824474,"FAIL",0,1,null,null,0.92044157777775026,null,-793.87944698832291,"NO",0,null,6.8320000000000007,5.3630000000000004,5.5847964346769574,15.4,15.58,17.390432125820322,null,-51333.983368264933,null,-6739.480439148736,null,0,null,0,null,-793.87944698832291,null,-793.87944698832291,-1.3713519757844392,null,"ImiTgsld1003"]
[5082,"ImiNgsld1003",0.98533076643943773,8329.1060426051008,0,5026.65576171875,0,0,65115.653189292614,17486.732421875,6077.7091787976151,0,0,null,87629.041460671317,6077.7091787976151,11104.364934525514,null,29141.849175987871,7334.6828241912654,0,0,95939.32671961782,0,null,36476.533294644541,95939.328125,null,-51152.508078241823,25372.168354128175,89861.61894620239,null,0.44159176547696483,6.0016911342014696,0,1,0.41626078207824474,3.2848824304713768,0,1,15.785442393276899,"PASS",1,null,"ImiNgsld1003",null,89861.61894620239,0,0.41626078207824474,"FAIL",0,1,null,null,0.92044157777775026,null,-793.87944698832291,"NO",0,null,6.8320000000000007,5.3630000000000004,5.5847964346769574,15.4,15.58,17.390432125820322,null,-51333.983368264933,null,-6739.480439148736,null,0,null,0,null,-793.87944698832291,null,-793.87944698832291,-1.3713519757844392,null,"ImiNgsld1003"]
[5083,"IprTgsld1003",0.98533076643943773,8329.1060426051008,0,5026.65576171875,0,0,65115.653189292614,17486.732421875,6077.7091787976151,0,0,null,87629.041460671317,6077.7091787976151,11104.364934525514,null,29141.849175987871,7334.6828241912654,0,0,95939.32671961782,0,null,36476.533294644541,95939.328125,null,-51152.508078241823,25372.168354128175,89861.61894620239,null,0.44159176547696483,6.0016911342014696,0,1,0.41626078207824474,3.2848824304713768,0,1,15.785442393276899,"PASS",1,null,"IprTgsld1003",null,89861.61894620239,0,0.41626078207824474,"FAIL",0,1,null,null,0.92044157777775026,null,-793.87944698832291,"NO",0,null,6.8320000000000007,5.3630000000000004,5.5847964346769574,15.4,15.58,17.390432125820322,null,-51333.983368264933,null,-6739.480439148736,null,0,null,0,null,-793.87944698832291,null,-793.87944698832291,-1.3713519757844392,null,"IprTgsld1003"]
[5084,"IprNgsld1003",0.98533076643943773,8329.1060426051008,0,5026.65576171875,0,0,65115.653189292614,17486.732421875,6077.7091787976151,0,0,null,87629.041460671317,6077.7091787976151,11104.364934525514,null,29141.849175987871,7334.6828241912654,0,0,95939.32671961782,0,null,36476.533294644541,95939.328125,null,-51152.508078241823,25372.168354128175,89861.61894620239,null,0.44159176547696483,6.0016911342014696,0,1,0.41626078207824474,3.2848824304713768,0,1,15.785442393276899,"PASS",1,null,"IprNgsld1003",null,89861.61894620239,0,0.41626078207824474,"FAIL",0,1,null,null,0.92044157777775026,null,-793.87944698832291,"NO",0,null,6.8320000000000007,5.3630000000000004,5.5847964346769574,15.4,15.58,17.390432125820322,null,-51333.983368264933,null,-6739.480439148736,null,0,null,0,null,-793.87944698832291,null,-793.87944698832291,-1.3713519757844392,null,"IprNgsld1003"]
[5085,"IstTgsld1003",0.98533076643943773,8329.1060426051008,0,5026.65576171875,0,0,65115.653189292614,17486.732421875,6077.7091787976151,0,0,null,87629.041460671317,6077.7091787976151,11104.364934525514,null,29141.849175987871,7334.6828241912654,0,0,95939.32671961782,0,null,36476.533294644541,95939.328125,null,-51152.508078241823,25372.168354128175,89861.61894620239,null,0.44159176547696483,6.0016911342014696,0,1,0.41626078207824474,3.2848824304713768,0,1,15.785442393276899,"PASS",1,null,"IstTgsld1003",null,89861.61894620239,0,0.41626078207824474,"FAIL",0,1,null,null,0.92044157777775026,null,-793.87944698832291,"NO",0,null,6.8320000000000007,5.3630000000000004,5.5847964346769574,15.4,15.58,17.390432125820322,null,-51333.983368264933,null,-6739.480439148736,null,0,null,0,null,-793.87944698832291,null,-793.87944698832291,-1.3713519757844392,null,"IstTgsld1003"]
[5086,"IstNgsld1003",0.98533076643943773,8329.1060426051008,0,5026.65576171875,0,0,65115.653189292614,17486.732421875,6077.7091787976151,0,0,null,87629.041460671317,6077.7091787976151,11104.364934525514,null,29141.849175987871,7334.6828241912654,0,0,95939.32671961782,0,null,36476.533294644541,95939.328125,null,-51152.508078241823,25372.168354128175,89861.61894620239,null,0.44159176547696483,6.0016911342014696,0,1,0.41626078207824474,3.2848824304713768,0,1,15.785442393276899,"PASS",1,null,"IstNgsld1003",null,89861.61894620239,0,0.41626078207824474,"FAIL",0,1,null,null,0.92044157777775026,null,-793.87944698832291,"NO",0,null,6.8320000000000007,5.3630000000000004,5.5847964346769574,15.4,15.58,17.390432125820322,null,-51333.983368264933,null,-6739.480439148736,null,0,null,0,null,-793.87944698832291,null,-793.87944698832291,-1.3713519757844392,null,"IstNgsld1003"]
[5087,"IteTgsld1003",0.98533076643943773,8329.1060426051008,0,5026.65576171875,0,0,65115.653189292614,17486.732421875,6077.7091787976151,0,0,null,87629.041460671317,6077.7091787976151,11104.364934525514,null,29141.849175987871,7334.6828241912654,0,0,95939.32671961782,0,null,36476.533294644541,95939.328125,null,-51152.508078241823,25372.168354128175,89861.61894620239,null,0.44159176547696483,6.0016911342014696,0,1,0.41626078207824474,3.2848824304713768,0,1,15.785442393276899,"PASS",1,null,"IteTgsld1003",null,89861.61894620239,0,0.41626078207824474,"FAIL",0,1,null,null,0.92044157777775026,null,-793.87944698832291,"NO",0,null,6.8320000000000007,5.3630000000000004,5.5847964346769574,15.4,15.58,17.390432125820322,null,-51333.983368264933,null,-6739.480439148736,null,0,null,0,null,-793.87944698832291,null,-793.87944698832291,-1.3713519757844392,null,"IteTgsld1003"]
[5088,"IteNgsld1003",0.98533076643943773,8329.1060426051008,0,5026.65576171875,0,0,65115.653189292614,17486.732421875,6077.7091787976151,0,0,null,87629.041460671317,6077.7091787976151,11104.364934525514,null,29141.849175987871,7334.6828241912654,0,0,95939.32671961782,0,null,36476.533294644541,95939.328125,null,-51152.508078241823,25372.168354128175,89861.61894620239,null,0.44159176547696483,6.0016911342014696,0,1,0.41626078207824474,3.2848824304713768,0,1,15.785442393276899,"PASS",1,null,"IteNgsld1003",null,89861.61894620239,0,0.41626078207824474,"FAIL",0,1,null,null,0.92044157777775026,null,-793.87944698832291,"NO",0,null,6.8320000000000007,5.3630000000000004,5.5847964346769574,15.4,15.58,17.390432125820322,null,-51333.983368264933,null,-6739.480439148736,null,0,null,0,null,-793.87944698832291,null,-793.87944698832291,-1.3713519757844392,null,"IteNgsld1003"]
[5089,"ItrTgsld1003",0.98533076643943773,8329.1060426051008,0,5026.65576171875,0,0,65115.653189292614,17486.732421875,6077.7091787976151,0,0,null,87629.041460671317,6077.7091787976151,11104.364934525514,null,29141.849175987871,7334.6828241912654,0,0,95939.32671961782,0,null,36476.533294644541,95939.328125,null,-51152.508078241823,25372.168354128175,89861.61894620239,null,0.44159176547696483,6.0016911342014696,0,1,0.41626078207824474,3.2848824304713768,0,1,15.785442393276899,"PASS",1,null,"ItrTgsld1003",null,89861.61894620239,0,0.41626078207824474,"FAIL",0,1,null,null,0.92044157777775026,null,-793.87944698832291,"NO",0,null,6.8320000000000007,5.3630000000000004,5.5847964346769574,15.4,15.58,17.390432125820322,null,-51333.983368264933,null,-6739.480439148736,null,0,null,0,null,-793.87944698832291,null,-793.87944698832291,-1.3713519757844392,null,"ItrTgsld1003"]
[5090,"ItrNgsld1003",0.98533076643943773,8329.1060426051008,0,5026.65576171875,0,0,65115.653189292614,17486.732421875,6077.7091787976151,0,0,null,87629.041460671317,6077.7091787976151,11104.364934525514,null,29141.849175987871,7334.6828241912654,0,0,95939.32671961782,0,null,36476.533294644541,95939.328125,null,-51152.508078241823,25372.168354128175,89861.61894620239,null,0.44159176547696483,6.0016911342014696,0,1,0.41626078207824474,3.2848824304713768,0,1,15.785442393276899,"PASS",1,null,"ItrNgsld1003",null,89861.61894620239,0,0.41626078207824474,"FAIL",0,1,null,null,0.92044157777775026,null,-793.87944698832291,"NO",0,null,6.8320000000000007,5.3630000000000004,5.5847964346769574,15.4,15.58,17.390432125820322,null,-51333.983368264933,null,-6739.480439148736,null,0,null,0,null,-793.87944698832291,null,-793.87944698832291,-1.3713519757844392,null,"ItrNgsld1003"]
[5091,"IwaTgsld1003",0.98533076643943773,8329.1060426051008,0,5026.65576171875,0,0,65115.653189292614,17486.732421875,6077.7091787976151,0,0,null,87629.041460671317,6077.7091787976151,11104.364934525514,null,29141.849175987871,7334.6828241912654,0,0,95939.32671961782,0,null,36476.533294644541,95939.328125,null,-51152.508078241823,25372.168354128175,89861.61894620239,null,0.44159176547696483,6.0016911342014696,0,1,0.41626078207824474,3.2848824304713768,0,1,15.785442393276899,"PASS",1,null,"IwaTgsld1003",null,89861.61894620239,0,0.41626078207824474,"FAIL",0,1,null,null,0.92044157777775026,null,-793.87944698832291,"NO",0,null,6.8320000000000007,5.3630000000000004,5.5847964346769574,15.4,15.58,17.390432125820322,null,-51333.983368264933,null,-6739.480439148736,null,0,null,0,null,-793.87944698832291,null,-793.87944698832291,-1.3713519757844392,null,"IwaTgsld1003"]
[5092,"IwaNgsld1003",0.98533076643943773,8329.1060426051008,0,5026.65576171875,0,0,65115.653189292614,17486.732421875,6077.7091787976151,0,0,null,87629.041460671317,6077.7091787976151,11104.364934525514,null,29141.849175987871,7334.6828241912654,0,0,95939.32671961782,0,null,36476.533294644541,95939.328125,null,-51152.508078241823,25372.168354128175,89861.61894620239,null,0.44159176547696483,6.0016911342014696,0,1,0.41626078207824474,3.2848824304713768,0,1,15.785442393276899,"PASS",1,null,"IwaNgsld1003",null,89861.61894620239,0,0.41626078207824474,"FAIL",0,1,null,null,0.92044157777775026,null,-793.87944698832291,"NO",0,null,6.8320000000000007,5.3630000000000004,5.5847964346769574,15.4,15.58,17.390432125820322,null,-51333.983368264933,null,-6739.480439148736,null,0,null,0,null,-793.87944698832291,null,-793.87944698832291,-1.3713519757844392,null,"IwaNgsld1003"]
[5093,"IagEgsld1004",0.98533076643943773,8329.1060426051008,0,9843.2783203125,0,0,65115.653189292614,17486.732421875,2152.9976270188295,0,0,null,92445.664498228565,2152.9976270188295,11996.276420303979,null,29141.849175987871,7334.6828241912654,0,0,95939.32671961782,0,null,36476.533294644541,95939.328125,null,-55969.130636835573,24480.257347313214,93786.330497981166,null,0.44159176547696483,16.942207848669185,0,1,0.39457267916514305,3.0406547377529316,0,1,44.560814615408283,"PASS",1,null,"IagEgsld1004",null,93786.330497981166,0,0.39457267916514305,"FAIL",0,1,null,null,0.1395439198004691,null,-1285.0174206086217,"NO",0,null,6.8320000000000007,5.3630000000000004,5.5847964346769574,15.4,15.58,17.390432125820322,null,-56150.605926858669,null,-4968.1196627496911,null,0,null,0,null,-1285.0174206086217,null,-1285.0174206086217,-14.641605576068082,null,"IagEgsld1004"]
[5094,"IagNgsld1004",0.98533076643943773,8329.1060426051008,0,9843.2783203125,0,0,65115.653189292614,17486.732421875,2152.9976270188295,0,0,null,92445.664498228565,2152.9976270188295,11996.276420303979,null,29141.849175987871,7334.6828241912654,0,0,95939.32671961782,0,null,36476.533294644541,95939.328125,null,-55969.130636835573,24480.257347313214,93786.330497981166,null,0.44159176547696483,16.942207848669185,0,1,0.39457267916514305,3.0406547377529316,0,1,44.560814615408283,"PASS",1,null,"IagNgsld1004",null,93786.330497981166,0,0.39457267916514305,"FAIL",0,1,null,null,0.1395439198004691,null,-1285.0174206086217,"NO",0,null,6.8320000000000007,5.3630000000000004,5.5847964346769574,15.4,15.58,17.390432125820322,null,-56150.605926858669,null,-4968.1196627496911,null,0,null,0,null,-1285.0174206086217,null,-1285.0174206086217,-14.641605576068082,null,"IagNgsld1004"]
[5095,"IchEgsld1004",0.98533076643943773,8329.1060426051008,0,9843.2783203125,0,0,65115.653189292614,17486.732421875,2152.9976270188295,0,0,null,92445.664498228565,2152.9976270188295,11996.276420303979,null,29141.849175987871,7334.6828241912654,0,0,95939.32671961782,0,null,36476.533294644541,95939.328125,null,-55969.130636835573,24480.257347313214,93786.330497981166,null,0.44159176547696483,16.942207848669185,0,1,0.39457267916514305,3.0406547377529316,0,1,44.560814615408283,"PASS",1,null,"IchEgsld1004",null,93786.330497981166,0,0.39457267916514305,"FAIL",0,1,null,null,0.1395439198004691,null,-1285.0174206086217,"NO",0,null,6.8320000000000007,5.3630000000000004,5.5847964346769574,15.4,15.58,17.390432125820322,null,-56150.605926858669,null,-4968.1196627496911,null,0,null,0,null,-1285.0174206086217,null,-1285.0174206086217,-14.641605576068082,null,"IchEgsld1004"]
[5096,"IchNgsld1004",0.98533076643943773,8329.1060426051008,0,9843.2783203125,0,0,65115.653189292614,17486.732421875,2152.9976270188295,0,0,null,92445.664498228565,2152.9976270188295,11996.276420303979,null,29141.849175987871,7334.6828241912654,0,0,95939.32671961782,0,null,36476.533294644541,95939.328125,null,-55969.130636835573,24480.257347313214,93786.330497981166,null,0.44159176547696483,16.942207848669185,0,1,0.39457267916514305,3.0406547377529316,0,1,44.560814615408283,"PASS",1,null,"IchNgsld1004",null,93786.330497981166,0,0.39457267916514305,"FAIL",0,1,null,null,0.1395439198004691,null,-1285.0174206086217,"NO",0,null,6.8320000000000007,5.3630000000000004,5.5847964346769574,15.4,15.58,17.390432125820322,null,-56150.605926858669,null,-4968.1196627496911,null,0,null,0,null,-1285.0174206086217,null,-1285.0174206086217,-14.641605576068082,null,"IchNgsld1004"]
[5097,"IcoEgsld1004",0.98533076643943773,8329.1060426051008,0,9843.2783203125,0,0,65115.653189292614,17486.732421875,2152.9976270188295,0,0,null,92445.664498228565,2152.9976270188295,11996.276420303979,null,29141.849175987871,7334.6828241912654,0,0,95939.32671961782,0,null,36476.533294644541,95939.328125,null,-55969.130636835573,24480.257347313214,93786.330497981166,null,0.44159176547696483,16.942207848669185,0,1,0.39457267916514305,3.0406547377529316,0,1,44.560814615408283,"PASS",1,null,"IcoEgsld1004",null,93786.330497981166,0,0.39457267916514305,"FAIL",0,1,null,null,0.1395439198004691,null,-1285.0174206086217,"NO",0,null,6.8320000000000007,5.3630000000000004,5.5847964346769574,15.4,15.58,17.390432125820322,null,-56150.605926858669,null,-4968.1196627496911,null,0,null,0,null,-1285.0174206086217,null,-1285.0174206086217,-14.641605576068082,null,"IcoEgsld1004"]
[5098,"IcoNgsld1004",0.98533076643943773,8329.1060426051008,0,9843.2783203125,0,0,65115.653189292614,17486.732421875,2152.9976270188295,0,0,null,92445.664498228565,2152.9976270188295,11996.276420303979,null,29141.849175987871,7334.6828241912654,0,0,95939.32671961782,0,null,36476.533294644541,95939.328125,null,-55969.130636835573,24480.257347313214,93786.330497981166,null,0.44159176547696483,16.942207848669185,0,1,0.39457267916514305,3.0406547377529316,0,1,44.560814615408283,"PASS",1,null,"IcoNgsld1004",null,93786.330497981166,0,0.39457267916514305,"FAIL",0,1,null,null,0.1395439198004691,null,-1285.0174206086217,"NO",0,null,6.8320000000000007,5.3630000000000004,5.5847964346769574,15.4,15.58,17.390432125820322,null,-56150.605926858669,null,-4968.1196627496911,null,0,null,0,null,-1285.0174206086217,null,-1285.0174206086217,-14.641605576068082,null,"IcoNgsld1004"]
[5099,"IelEgsld1004",0.98533076643943773,8329.1060426051008,0,9843.2783203125,0,0,65115.653189292614,17486.732421875,2152.9976270188295,0,0,null,92445.664498228565,2152.9976270188295,11996.276420303979,null,29141.849175987871,7334.6828241912654,0,0,95939.32671961782,0,null,36476.533294644541,95939.328125,null,-55969.130636835573,24480.257347313214,93786.330497981166,null,0.44159176547696483,16.942207848669185,0,1,0.39457267916514305,3.0406547377529316,0,1,44.560814615408283,"PASS",1,null,"IelEgsld1004",null,93786.330497981166,0,0.39457267916514305,"FAIL",0,1,null,null,0.1395439198004691,null,-1285.0174206086217,"NO",0,null,6.8320000000000007,5.3630000000000004,5.5847964346769574,15.4,15.58,17.390432125820322,null,-56150.605926858669,null,-4968.1196627496911,null,0,null,0,null,-1285.0174206086217,null,-1285.0174206086217,-14.641605576068082,null,"IelEgsld1004"]
[5100,"IelNgsld1004",0.98533076643943773,8329.1060426051008,0,9843.2783203125,0,0,65115.653189292614,17486.732421875,2152.9976270188295,0,0,null,92445.664498228565,2152.9976270188295,11996.276420303979,null,29141.849175987871,7334.6828241912654,0,0,95939.32671961782,0,null,36476.533294644541,95939.328125,null,-55969.130636835573,24480.257347313214,93786.330497981166,null,0.44159176547696483,16.942207848669185,0,1,0.39457267916514305,3.0406547377529316,0,1,44.560814615408283,"PASS",1,null,"IelNgsld1004",null,93786.330497981166,0,0.39457267916514305,"FAIL",0,1,null,null,0.1395439198004691,null,-1285.0174206086217,"NO",0,null,6.8320000000000007,5.3630000000000004,5.5847964346769574,15.4,15.58,17.390432125820322,null,-56150.605926858669,null,-4968.1196627496911,null,0,null,0,null,-1285.0174206086217,null,-1285.0174206086217,-14.641605576068082,null,"IelNgsld1004"]
[5101,"IluEgsld1004",0.98533076643943773,8329.1060426051008,0,9843.2783203125,0,0,65115.653189292614,17486.732421875,2239.1159899001495,0,0,null,92445.664498228565,2239.1159899001495,12082.394783185307,null,29141.849175987871,7334.6828241912654,0,0,95939.32671961782,0,null,36476.533294644541,95939.328125,null,-55969.130636835573,24394.138984431891,93700.21213509985,null,0.44159176547696483,16.290595690074621,0,1,0.39457267916514305,3.0189821949290905,0,1,42.846966641186945,"PASS",1,null,"IluEgsld1004",null,93700.21213509985,0,0.39457267916514305,"FAIL",0,1,null,null,0.14512556721028855,null,-1281.5068978527688,"NO",0,null,6.8320000000000007,5.3630000000000004,5.5847964346769574,15.4,15.58,17.390432125820322,null,-56150.605926858669,null,-4968.1196627496911,null,0,null,0,null,-1281.5068978527688,null,-1281.5068978527688,-14.040016697365751,null,"IluEgsld1004"]
[5102,"IluNgsld1004",0.98533076643943773,8329.1060426051008,0,9843.2783203125,0,0,65115.653189292614,17486.732421875,2239.1159899001495,0,0,null,92445.664498228565,2239.1159899001495,12082.394783185307,null,29141.849175987871,7334.6828241912654,0,0,95939.32671961782,0,null,36476.533294644541,95939.328125,null,-55969.130636835573,24394.138984431891,93700.21213509985,null,0.44159176547696483,16.290595690074621,0,1,0.39457267916514305,3.0189821949290905,0,1,42.846966641186945,"PASS",1,null,"IluNgsld1004",null,93700.21213509985,0,0.39457267916514305,"FAIL",0,1,null,null,0.14512556721028855,null,-1281.5068978527688,"NO",0,null,6.8320000000000007,5.3630000000000004,5.5847964346769574,15.4,15.58,17.390432125820322,null,-56150.605926858669,null,-4968.1196627496911,null,0,null,0,null,-1281.5068978527688,null,-1281.5068978527688,-14.040016697365751,null,"IluNgsld1004"]
[5103,"ImeEgsld1004",0.98533076643943773,8329.1060426051008,0,9843.2783203125,0,0,65115.653189292614,17486.732421875,2152.9976270188295,0,0,null,92445.664498228565,2152.9976270188295,11996.276420303979,null,29141.849175987871,7334.6828241912654,0,0,95939.32671961782,0,null,36476.533294644541,95939.328125,null,-55969.130636835573,24480.257347313214,93786.330497981166,null,0.44159176547696483,16.942207848669185,0,1,0.39457267916514305,3.0406547377529316,0,1,44.560814615408283,"PASS",1,null,"ImeEgsld1004",null,93786.330497981166,0,0.39457267916514305,"FAIL",0,1,null,null,0.1395439198004691,null,-1285.0174206086217,"NO",0,null,6.8320000000000007,5.3630000000000004,5.5847964346769574,15.4,15.58,17.390432125820322,null,-56150.605926858669,null,-4968.1196627496911,null,0,null,0,null,-1285.0174206086217,null,-1285.0174206086217,-14.641605576068082,null,"ImeEgsld1004"]
[5104,"ImeNgsld1004",0.98533076643943773,8329.1060426051008,0,9843.2783203125,0,0,65115.653189292614,17486.732421875,2152.9976270188295,0,0,null,92445.664498228565,2152.9976270188295,11996.276420303979,null,29141.849175987871,7334.6828241912654,0,0,95939.32671961782,0,null,36476.533294644541,95939.328125,null,-55969.130636835573,24480.257347313214,93786.330497981166,null,0.44159176547696483,16.942207848669185,0,1,0.39457267916514305,3.0406547377529316,0,1,44.560814615408283,"PASS",1,null,"ImeNgsld1004",null,93786.330497981166,0,0.39457267916514305,"FAIL",0,1,null,null,0.1395439198004691,null,-1285.0174206086217,"NO",0,null,6.8320000000000007,5.3630000000000004,5.5847964346769574,15.4,15.58,17.390432125820322,null,-56150.605926858669,null,-4968.1196627496911,null,0,null,0,null,-1285.0174206086217,null,-1285.0174206086217,-14.641605576068082,null,"ImeNgsld1004"]
[5105,"ImiEgsld1004",0.98533076643943773,8329.1060426051008,0,9843.2783203125,0,0,65115.653189292614,17486.732421875,2186.6376008218381,0,0,null,92445.664498228565,2186.6376008218381,12029.916394106986,null,29141.849175987871,7334.6828241912654,0,0,95939.32671961782,0,null,36476.533294644541,95939.328125,null,-55969.130636835573,24446.617373510206,93752.690524178164,null,0.44159176547696483,16.681563182182085,0,1,0.39457267916514305,3.0321519729462132,0,1,43.875275943732802,"PASS",1,null,"ImiEgsld1004",null,93752.690524178164,0,0.39457267916514305,"FAIL",0,1,null,null,0.14172425182133425,null,-1283.6461220272931,"NO",0,null,6.8320000000000007,5.3630000000000004,5.5847964346769574,15.4,15.58,17.390432125820322,null,-56150.605926858669,null,-4968.1196627496911,null,0,null,0,null,-1283.6461220272931,null,-1283.6461220272931,-14.400970024587188,null,"ImiEgsld1004"]
[5106,"ImiNgsld1004",0.98533076643943773,8329.1060426051008,0,9843.2783203125,0,0,65115.653189292614,17486.732421875,2186.6376008218381,0,0,null,92445.664498228565,2186.6376008218381,12029.916394106986,null,29141.849175987871,7334.6828241912654,0,0,95939.32671961782,0,null,36476.533294644541,95939.328125,null,-55969.130636835573,24446.617373510206,93752.690524178164,null,0.44159176547696483,16.681563182182085,0,1,0.39457267916514305,3.0321519729462132,0,1,43.875275943732802,"PASS",1,null,"ImiNgsld1004",null,93752.690524178164,0,0.39457267916514305,"FAIL",0,1,null,null,0.14172425182133425,null,-1283.6461220272931,"NO",0,null,6.8320000000000007,5.3630000000000004,5.5847964346769574,15.4,15.58,17.390432125820322,null,-56150.605926858669,null,-4968.1196627496911,null,0,null,0,null,-1283.6461220272931,null,-1283.6461220272931,-14.400970024587188,null,"ImiNgsld1004"]
[5107,"IprEgsld1004",0.98533076643943773,8329.1060426051008,0,9843.2783203125,0,0,65115.653189292614,17486.732421875,2152.9976270188295,0,0,null,92445.664498228565,2152.9976270188295,11996.276420303979,null,29141.849175987871,7334.6828241912654,0,0,95939.32671961782,0,null,36476.533294644541,95939.328125,null,-55969.130636835573,24480.257347313214,93786.330497981166,null,0.44159176547696483,16.942207848669185,0,1,0.39457267916514305,3.0406547377529316,0,1,44.560814615408283,"PASS",1,null,"IprEgsld1004",null,93786.330497981166,0,0.39457267916514305,"FAIL",0,1,null,null,0.1395439198004691,null,-1285.0174206086217,"NO",0,null,6.8320000000000007,5.3630000000000004,5.5847964346769574,15.4,15.58,17.390432125820322,null,-56150.605926858669,null,-4968.1196627496911,null,0,null,0,null,-1285.0174206086217,null,-1285.0174206086217,-14.641605576068082,null,"IprEgsld1004"]
[5108,"IprNgsld1004",0.98533076643943773,8329.1060426051008,0,9843.2783203125,0,0,65115.653189292614,17486.732421875,2152.9976270188295,0,0,null,92445.664498228565,2152.9976270188295,11996.276420303979,null,29141.849175987871,7334.6828241912654,0,0,95939.32671961782,0,null,36476.533294644541,95939.328125,null,-55969.130636835573,24480.257347313214,93786.330497981166,null,0.44159176547696483,16.942207848669185,0,1,0.39457267916514305,3.0406547377529316,0,1,44.560814615408283,"PASS",1,null,"IprNgsld1004",null,93786.330497981166,0,0.39457267916514305,"FAIL",0,1,null,null,0.1395439198004691,null,-1285.0174206086217,"NO",0,null,6.8320000000000007,5.3630000000000004,5.5847964346769574,15.4,15.58,17.390432125820322,null,-56150.605926858669,null,-4968.1196627496911,null,0,null,0,null,-1285.0174206086217,null,-1285.0174206086217,-14.641605576068082,null,"IprNgsld1004"]
[5109,"IstEgsld1004",0.98533076643943773,8329.1060426051008,0,9843.2783203125,0,0,65115.653189292614,17486.732421875,2152.9976270188295,0,0,null,92445.664498228565,2152.9976270188295,11996.276420303979,null,29141.849175987871,7334.6828241912654,0,0,95939.32671961782,0,null,36476.533294644541,95939.328125,null,-55969.130636835573,24480.257347313214,93786.330497981166,null,0.44159176547696483,16.942207848669185,0,1,0.39457267916514305,3.0406547377529316,0,1,44.560814615408283,"PASS",1,null,"IstEgsld1004",null,93786.330497981166,0,0.39457267916514305,"FAIL",0,1,null,null,0.1395439198004691,null,-1285.0174206086217,"NO",0,null,6.8320000000000007,5.3630000000000004,5.5847964346769574,15.4,15.58,17.390432125820322,null,-56150.605926858669,null,-4968.1196627496911,null,0,null,0,null,-1285.0174206086217,null,-1285.0174206086217,-14.641605576068082,null,"IstEgsld1004"]
[5110,"IstNgsld1004",0.98533076643943773,8329.1060426051008,0,9843.2783203125,0,0,65115.653189292614,17486.732421875,2152.9976270188295,0,0,null,92445.664498228565,2152.9976270188295,11996.276420303979,null,29141.849175987871,7334.6828241912654,0,0,95939.32671961782,0,null,36476.533294644541,95939.328125,null,-55969.130636835573,24480.257347313214,93786.330497981166,null,0.44159176547696483,16.942207848669185,0,1,0.39457267916514305,3.0406547377529316,0,1,44.560814615408283,"PASS",1,null,"IstNgsld1004",null,93786.330497981166,0,0.39457267916514305,"FAIL",0,1,null,null,0.1395439198004691,null,-1285.0174206086217,"NO",0,null,6.8320000000000007,5.3630000000000004,5.5847964346769574,15.4,15.58,17.390432125820322,null,-56150.605926858669,null,-4968.1196627496911,null,0,null,0,null,-1285.0174206086217,null,-1285.0174206086217,-14.641605576068082,null,"IstNgsld1004"]
[5111,"IteEgsld1004",0.98533076643943773,8329.1060426051008,0,9843.2783203125,0,0,65115.653189292614,17486.732421875,2152.9976270188295,0,0,null,92445.664498228565,2152.9976270188295,11996.276420303979,null,29141.849175987871,7334.6828241912654,0,0,95939.32671961782,0,null,36476.533294644541,95939.328125,null,-55969.130636835573,24480.257347313214,93786.330497981166,null,0.44159176547696483,16.942207848669185,0,1,0.39457267916514305,3.0406547377529316,0,1,44.560814615408283,"PASS",1,null,"IteEgsld1004",null,93786.330497981166,0,0.39457267916514305,"FAIL",0,1,null,null,0.1395439198004691,null,-1285.0174206086217,"NO",0,null,6.8320000000000007,5.3630000000000004,5.5847964346769574,15.4,15.58,17.390432125820322,null,-56150.605926858669,null,-4968.1196627496911,null,0,null,0,null,-1285.0174206086217,null,-1285.0174206086217,-14.641605576068082,null,"IteEgsld1004"]
[5112,"IteNgsld1004",0.98533076643943773,8329.1060426051008,0,9843.2783203125,0,0,65115.653189292614,17486.732421875,2152.9976270188295,0,0,null,92445.664498228565,2152.9976270188295,11996.276420303979,null,29141.849175987871,7334.6828241912654,0,0,95939.32671961782,0,null,36476.533294644541,95939.328125,null,-55969.130636835573,24480.257347313214,93786.330497981166,null,0.44159176547696483,16.942207848669185,0,1,0.39457267916514305,3.0406547377529316,0,1,44.560814615408283,"PASS",1,null,"IteNgsld1004",null,93786.330497981166,0,0.39457267916514305,"FAIL",0,1,null,null,0.1395439198004691,null,-1285.0174206086217,"NO",0,null,6.8320000000000007,5.3630000000000004,5.5847964346769574,15.4,15.58,17.390432125820322,null,-56150.605926858669,null,-4968.1196627496911,null,0,null,0,null,-1285.0174206086217,null,-1285.0174206086217,-14.641605576068082,null,"IteNgsld1004"]
[5113,"ItrEgsld1004",0.98533076643943773,8329.1060426051008,0,9843.2783203125,0,0,65115.653189292614,17486.732421875,2221.3455103011315,0,0,null,92445.664498228565,2221.3455103011315,12064.624303586283,null,29141.849175987871,7334.6828241912654,0,0,95939.32671961782,0,null,36476.533294644541,95939.328125,null,-55969.130636835573,24411.909464030912,93717.982614698863,null,0.44159176547696483,16.420918369290369,0,1,0.39457267916514305,3.0234289777097239,0,1,43.189736886988918,"PASS",1,null,"ItrEgsld1004",null,93717.982614698863,0,0.39457267916514305,"FAIL",0,1,null,null,0.14397379938611629,null,-1282.2312910039918,"NO",0,null,6.8320000000000007,5.3630000000000004,5.5847964346769574,15.4,15.58,17.390432125820322,null,-56150.605926858669,null,-4968.1196627496911,null,0,null,0,null,-1282.2312910039918,null,-1282.2312910039918,-14.160334473106198,null,"ItrEgsld1004"]
[5114,"ItrNgsld1004",0.98533076643943773,8329.1060426051008,0,9843.2783203125,0,0,65115.653189292614,17486.732421875,2221.3455103011315,0,0,null,92445.664498228565,2221.3455103011315,12064.624303586283,null,29141.849175987871,7334.6828241912654,0,0,95939.32671961782,0,null,36476.533294644541,95939.328125,null,-55969.130636835573,24411.909464030912,93717.982614698863,null,0.44159176547696483,16.420918369290369,0,1,0.39457267916514305,3.0234289777097239,0,1,43.189736886988918,"PASS",1,null,"ItrNgsld1004",null,93717.982614698863,0,0.39457267916514305,"FAIL",0,1,null,null,0.14397379938611629,null,-1282.2312910039918,"NO",0,null,6.8320000000000007,5.3630000000000004,5.5847964346769574,15.4,15.58,17.390432125820322,null,-56150.605926858669,null,-4968.1196627496911,null,0,null,0,null,-1282.2312910039918,null,-1282.2312910039918,-14.160334473106198,null,"ItrNgsld1004"]
[5115,"IwaEgsld1004",0.98533076643943773,8329.1060426051008,0,9843.2783203125,0,0,65115.653189292614,17486.732421875,2152.9976270188295,0,0,null,92445.664498228565,2152.9976270188295,11996.276420303979,null,29141.849175987871,7334.6828241912654,0,0,95939.32671961782,0,null,36476.533294644541,95939.328125,null,-55969.130636835573,24480.257347313214,93786.330497981166,null,0.44159176547696483,16.942207848669185,0,1,0.39457267916514305,3.0406547377529316,0,1,44.560814615408283,"PASS",1,null,"IwaEgsld1004",null,93786.330497981166,0,0.39457267916514305,"FAIL",0,1,null,null,0.1395439198004691,null,-1285.0174206086217,"NO",0,null,6.8320000000000007,5.3630000000000004,5.5847964346769574,15.4,15.58,17.390432125820322,null,-56150.605926858669,null,-4968.1196627496911,null,0,null,0,null,-1285.0174206086217,null,-1285.0174206086217,-14.641605576068082,null,"IwaEgsld1004"]
[5116,"IwaNgsld1004",0.98533076643943773,8329.1060426051008,0,9843.2783203125,0,0,65115.653189292614,17486.732421875,2152.9976270188295,0,0,null,92445.664498228565,2152.9976270188295,11996.276420303979,null,29141.849175987871,7334.6828241912654,0,0,95939.32671961782,0,null,36476.533294644541,95939.328125,null,-55969.130636835573,24480.257347313214,93786.330497981166,null,0.44159176547696483,16.942207848669185,0,1,0.39457267916514305,3.0406547377529316,0,1,44.560814615408283,"PASS",1,null,"IwaNgsld1004",null,93786.330497981166,0,0.39457267916514305,"FAIL",0,1,null,null,0.1395439198004691,null,-1285.0174206086217,"NO",0,null,6.8320000000000007,5.3630000000000004,5.5847964346769574,15.4,15.58,17.390432125820322,null,-56150.605926858669,null,-4968.1196627496911,null,0,null,0,null,-1285.0174206086217,null,-1285.0174206086217,-14.641605576068082,null,"IwaNgsld1004"]
[5117,"IagNgsld2001",0.98603092133998871,8348.9641729365176,0,3544.369140625,0,0,65270.900957904749,17405.404296875,58793.483738351293,0,0,null,86220.674686949598,58793.483738351293,62337.852796796906,null,29202.356581350119,7339.9644579715132,0,0,96045.044378918232,0,null,36542.322100521189,96045.046875,null,-49678.352294883567,-25795.530778455104,37251.563136648707,null,0.4419926844566941,0.62153694214048494,0,0,0.42382319967644277,0.58619795858970369,0,0,1.6336002013833604,"PASS",1,null,"IagNgsld2001",null,37251.563136648707,0,0.42382319967644277,"FAIL",0,1,null,null,10.606511342394537,null,5298.525645255073,"YES",1,null,6.8320000000000007,5.3630000000000004,5.5847964346769574,15.4,15.58,17.390432125820322,null,-49860.154892398597,null,-7499.0264480098913,null,0,null,0,null,5298.525645255073,null,0,0,null,"IagNgsld2001"]
[5118,"IchNgsld2001",0.98603092133998871,8348.9641729365176,0,3544.369140625,0,0,65270.900957904749,17405.404296875,24353.47902692563,0,0,null,86220.674686949598,24353.47902692563,27897.848085371235,null,29202.356581350119,7339.9644579715132,0,0,96045.044378918232,0,null,36542.322100521189,96045.046875,null,-49678.352294883567,8644.473932970559,71691.567848074366,null,0.4419926844566941,1.5004969951159488,0,1,0.42382319967644277,1.3098616739561073,0,1,3.9437916352243114,"PASS",1,null,"IchNgsld2001",null,71691.567848074366,0,0.42382319967644277,"FAIL",0,1,null,null,4.3934367413494364,null,1390.3414651918815,"YES",1,null,6.8320000000000007,5.3630000000000004,5.5847964346769574,15.4,15.58,17.390432125820322,null,-49860.154892398597,null,-7499.0264480098913,null,0,null,0,null,1390.3414651918815,null,0,0,null,"IchNgsld2001"]
[5119,"IcoNgsld2001",0.98603092133998871,8348.9641729365176,0,3544.369140625,0,0,65270.900957904749,17405.404296875,150850.15872182685,0,0,null,86220.674686949598,150850.15872182685,154394.52778027247,null,29202.356581350119,7339.9644579715132,0,0,96045.044378918232,0,null,36542.322100521189,96045.046875,null,-49678.352294883567,-117852.20576193067,-54805.111846826854,null,0.4419926844566941,0.24224251674740729,0,0,0.42382319967644277,0.23668145889908926,0,0,0.63669171904625266,"FAIL",0,null,"IcoNgsld2001",null,-54805.111846826854,54805.111846826854,0.25911801716712018,"FAIL",0,1,null,null,27.213795286721439,null,15744.935603718839,"YES",1,null,6.8320000000000007,5.3630000000000004,5.5847964346769574,15.4,15.58,17.390432125820322,null,-49860.154892398597,null,-7499.0264480098913,null,8242.7538404649295,null,8242.7538404649295,null,15744.935603718839,null,8242.7538404649295,0.48152047939612935,null,"IcoNgsld2001"]
[5120,"IelNgsld2001",0.98603092133998871,8348.9641729365176,0,3544.369140625,0,0,65270.900957904749,17405.404296875,31051.903256433561,0,0,null,86220.674686949598,31051.903256433561,34596.272314879156,null,29202.356581350119,7339.9644579715132,0,0,96045.044378918232,0,null,36542.322100521189,96045.046875,null,-49678.352294883567,1946.0497034626242,64993.143618566435,null,0.4419926844566941,1.1768142454504809,0,1,0.42382319967644277,1.0562502711600825,0,1,3.0930486315714218,"PASS",1,null,"IelNgsld2001",null,64993.143618566435,0,0.42382319967644277,"FAIL",0,1,null,null,5.601851429710222,null,2150.4654732334407,"YES",1,null,6.8320000000000007,5.3630000000000004,5.5847964346769574,15.4,15.58,17.390432125820322,null,-49860.154892398597,null,-7499.0264480098913,null,0,null,0,null,2150.4654732334407,null,0,0,null,"IelNgsld2001"]
[5121,"IluNgsld2001",0.98603092133998871,8348.9641729365176,0,3544.369140625,0,0,65270.900957904749,17405.404296875,52341.78608211792,0,0,null,86220.674686949598,52341.78608211792,55886.155140563518,null,29202.356581350119,7339.9644579715132,0,0,96045.044378918232,0,null,36542.322100521189,96045.046875,null,-49678.352294883567,-19343.833122221731,43703.26079288208,null,0.4419926844566941,0.69814816871534935,0,0,0.42382319967644277,0.65387074768117626,0,0,1.8349592947462083,"PASS",1,null,"IluNgsld2001",null,43703.26079288208,0,0.42382319967644277,"FAIL",0,1,null,null,9.4426064216296144,null,4566.3994290873115,"YES",1,null,6.8320000000000007,5.3630000000000004,5.5847964346769574,15.4,15.58,17.390432125820322,null,-49860.154892398597,null,-7499.0264480098913,null,0,null,0,null,4566.3994290873115,null,0,0,null,"IluNgsld2001"]
[5122,"ImeNgsld2001",0.98603092133998871,8348.9641729365176,0,3544.369140625,0,0,65270.900957904749,17405.404296875,135303.31235625705,0,0,null,86220.674686949598,135303.31235625705,138847.68141470267,null,29202.356581350119,7339.9644579715132,0,0,96045.044378918232,0,null,36542.322100521189,96045.046875,null,-49678.352294883567,-102305.35939636087,-39258.265481257054,null,0.4419926844566941,0.27007706954212862,0,0,0.42382319967644277,0.26318280367786895,0,0,0.7098499305184115,"FAIL",0,null,"ImeNgsld2001",null,-39258.265481257054,39258.265481257054,0.29122275129547698,"FAIL",0,1,null,null,24.409100213291133,null,13980.710060050378,"YES",1,null,6.8320000000000007,5.3630000000000004,5.5847964346769574,15.4,15.58,17.390432125820322,null,-49860.154892398597,null,-7499.0264480098913,null,5904.4897028954638,null,5904.4897028954638,null,13980.710060050378,null,5904.4897028954638,0.3845582607895523,null,"ImeNgsld2001"]
[5123,"ImiNgsld2001",0.98603092133998871,8348.9641729365176,0,3544.369140625,0,0,65270.900957904749,17405.404296875,150850.15872182685,0,0,null,86220.674686949598,150850.15872182685,154394.52778027247,null,29202.356581350119,7339.9644579715132,0,0,96045.044378918232,0,null,36542.322100521189,96045.046875,null,-49678.352294883567,-117852.20576193067,-54805.111846826854,null,0.4419926844566941,0.24224251674740729,0,0,0.42382319967644277,0.23668145889908926,0,0,0.63669171904625266,"FAIL",0,null,"ImiNgsld2001",null,-54805.111846826854,54805.111846826854,0.25911801716712018,"FAIL",0,1,null,null,27.213795286721439,null,15744.935603718839,"YES",1,null,6.8320000000000007,5.3630000000000004,5.5847964346769574,15.4,15.58,17.390432125820322,null,-49860.154892398597,null,-7499.0264480098913,null,8242.7538404649295,null,8242.7538404649295,null,15744.935603718839,null,8242.7538404649295,0.48152047939612935,null,"ImiNgsld2001"]
[5124,"IprNgsld2001",0.98603092133998871,8348.9641729365176,0,3544.369140625,0,0,65270.900957904749,17405.404296875,18861.702213767934,0,0,null,86220.674686949598,18861.702213767934,22406.071272213525,null,29202.356581350119,7339.9644579715132,0,0,96045.044378918232,0,null,36542.322100521189,96045.046875,null,-49678.352294883567,14136.250746128255,77183.344661232069,null,0.4419926844566941,1.9373819863324659,0,1,0.42382319967644277,1.6309116186652106,0,1,5.0920667597483735,"PASS",1,null,"IprNgsld2001",null,77183.344661232069,0,0.42382319967644277,"FAIL",0,1,null,null,3.4027045692452211,null,767.1453746369674,"YES",1,null,6.8320000000000007,5.3630000000000004,5.5847964346769574,15.4,15.58,17.390432125820322,null,-49860.154892398597,null,-7499.0264480098913,null,0,null,0,null,767.1453746369674,null,0,0,null,"IprNgsld2001"]
[5125,"IstNgsld2001",0.98603092133998871,8348.9641729365176,0,3544.369140625,0,0,65270.900957904749,17405.404296875,100289.6877248837,0,0,null,86220.674686949598,100289.6877248837,103834.05678332926,null,29202.356581350119,7339.9644579715132,0,0,96045.044378918232,0,null,36542.322100521189,96045.046875,null,-49678.352294883567,-67291.734764987516,-4244.6408498836972,null,0.4419926844566941,0.36436769252652057,0,0,0.42382319967644277,0.35193002376717991,0,0,0.95767619835922047,"FAIL",0,null,"IstNgsld2001",null,-4244.6408498836972,4244.6408498836972,0.40393737645682232,"FAIL",0,1,null,null,18.092544338738477,null,10007.433489822261,"YES",1,null,6.8320000000000007,5.3630000000000004,5.5847964346769574,15.4,15.58,17.390432125820322,null,-49860.154892398597,null,-7499.0264480098913,null,638.39901950312139,null,638.39901950312139,null,10007.433489822261,null,638.39901950312139,5.6094994730099053E-2,null,"IstNgsld2001"]
[5126,"IteNgsld2001",0.98603092133998871,8348.9641729365176,0,3544.369140625,0,0,65270.900957904749,17405.404296875,56293.06008838128,0,0,null,86220.674686949598,56293.06008838128,59837.429146826893,null,29202.356581350119,7339.9644579715132,0,0,96045.044378918232,0,null,36542.322100521189,96045.046875,null,-49678.352294883567,-23295.107128485091,39751.98678661872,null,0.4419926844566941,0.64914435355173405,0,0,0.42382319967644277,0.61069338324460043,0,0,1.7061614118011577,"PASS",1,null,"IteNgsld2001",null,39751.98678661872,0,0.42382319967644277,"FAIL",0,1,null,null,10.155427810672885,null,5014.7824688468809,"YES",1,null,6.8320000000000007,5.3630000000000004,5.5847964346769574,15.4,15.58,17.390432125820322,null,-49860.154892398597,null,-7499.0264480098913,null,0,null,0,null,5014.7824688468809,null,0,0,null,"IteNgsld2001"]
[5127,"ItrNgsld2001",0.98603092133998871,8348.9641729365176,0,3544.369140625,0,0,65270.900957904749,17405.404296875,17151.238188159638,0,0,null,86220.674686949598,17151.238188159638,20695.607246605236,null,29202.356581350119,7339.9644579715132,0,0,96045.044378918232,0,null,36542.322100521189,96045.046875,null,-49678.352294883567,15846.714771736551,78893.808686840362,null,0.4419926844566941,2.1305938206693549,0,1,0.42382319967644277,1.7657042637108809,0,1,5.5998899800309889,"PASS",1,null,"ItrNgsld2001",null,78893.808686840362,0,0.42382319967644277,"FAIL",0,1,null,null,3.0941319921752939,null,573.04526453959863,"YES",1,null,6.8320000000000007,5.3630000000000004,5.5847964346769574,15.4,15.58,17.390432125820322,null,-49860.154892398597,null,-7499.0264480098913,null,0,null,0,null,573.04526453959863,null,0,0,null,"ItrNgsld2001"]
[5128,"IwaNgsld2001",0.98603092133998871,8348.9641729365176,0,3544.369140625,0,0,65270.900957904749,17405.404296875,11747.192594089742,0,0,null,86220.674686949598,11747.192594089742,15291.561652535342,null,29202.356581350119,7339.9644579715132,0,0,96045.044378918232,0,null,36542.322100521189,96045.046875,null,-49678.352294883567,21250.760365806447,84297.854280910251,null,0.4419926844566941,3.1107281001680689,0,1,0.42382319967644277,2.3897050369657924,0,1,8.1760000192149977,"PASS",1,null,"IwaNgsld2001",null,84297.854280910251,0,0.42382319967644277,"FAIL",0,1,null,null,2.11922679680649,null,-40.195249417995768,"NO",0,null,6.8320000000000007,5.3630000000000004,5.5847964346769574,15.4,15.58,17.390432125820322,null,-49860.154892398597,null,-7499.0264480098913,null,0,null,0,null,-40.195249417995768,null,-40.195249417995768,-3.0152882608154817E-2,null,"IwaNgsld2001"]
[]
[null,null,null,null,null,null,null,null,null,null,null,null,null,null,null,null,null,null,null,null,null,null,null,null,null,null,null,null,null,null,null,null,null,null,5128,2612,null,null,5128,3020,null,null,null,null,null,null,null,null,null,null,5128]