{"text_format":"1","workbook":"xlsx","n_sheets":2,"sheets":["INPUTS","OUTPUTS"],"not_rendered":{"charts":0,"images":0,"macros":1,"external_links":1,"defined_names":70,"comments":0,"pivot_tables":0},"unopened":[],"bounds":{"document_bytes":16777216,"sheet_cells":100000,"rows_first":2000,"rows_last":500,"rows_between":2000,"halvings":0,"cell_chars":16384,"cell_head_chars":4096},"cells_cut":0,"cells_raw":0,"read":"whole","date_system":"1900"}

{"sheet":"INPUTS","index":0,"n_rows":730,"n_cols":45,"rows_kept":730,"cut":false,"hidden":false,"merged":[[3,43,3,44],[2,0,2,27],[7,36,7,41],[3,32,3,33]]}
["FPL 000707"]
["20240012-EG"]
["I. Inputs: Batch Runs "]
[null,null,null,null,null,null,null,null,null,null,null,null,null,null,null,null,null,null,null,null,null,null,"adjusted for tax credits",null,null,null,null,null,null,null,null,null,"Screening Step # 4",null,null,null,null,null,null,null,null,null,null,"Maximum Incentive"]
[]
[null,null,"Summer","Winter","Annual",null,null,null,"Billing","Billing","Billing","Billing","Billing","Billing","Billing","Billing","Billing","Billing","Billing","Billing",null,null,null,null,null,null,null,null,null,null,null,null,"Maximum Incentive",null,null,null,null,null,null,null,null,null,null,"Minimum","Conversion Factor to"]
[null,null,"kW","kW","kWh",null,null,"Life","kW","kW","kW","kW","kW","kW","kW","kW","kW","kW","kW","kW","Admin.",null,null,null,null,null,"Kwh pct","External",null,null,"(Based on 3-Yrs.)",null,"that does not violate",null,null,null,null,null,null,null,null,null,null,"Incentive Needed","calculate one-time"]
[null,null,"Reduction ","Reduction ","Reduction ",null,null,"(Years)","per","per","per","per","per","per","per","per","per","per","per","per","Non-","Admin.","Part.","Part.","Rebate","Rebate","for rev","non rec",null,null,"with zero incentive",null,"3-Years Payback",null,null,null,"Energy and Demand Charge",null,null,null,null,null,null,"to get Participant ","incentive payment needed"]
[null,"Measure","at","at","at","Load","Rate","of","month","month","month","month","month","month","month","month","month","month","month","month","rec.","Rec.","Equip.","O&M","Non-rec.","Rec.","loss & bill","credit",null,null,"Years",null,"one-time incentive payment","3 Yrs. Payback ",null,null,null,null,null,null,null,null,null,"Test to 1.00","to make Part. Test = 1.00"]
[null,"Name","Meter","Meter","Meter","Shifting %","Class","Measure","Jan.","Feb.","March","April","May","June","July","Aug.","Sep.","Oct.","Nov.","Dec.","Cost","Cost","Cost","Cost","Cost","Cost","savings","per part",null,null,"to Payback",null,"(Nominal $)"," criterion met",null,null,"Egy yr1","Egy yr2","Egy yr3","Dmd yr1","Dmd yr2","Dmd yr3",null,"(NPV $)","(Nominal $)"]
[1,"RMOT101",2.5000000000000001E-2,1.2999999999999999E-2,172.18,0,"RS",16,1,1,1,1,1,1,1,1,1,1,1,1,10.3308,0,417,0,0,0,1,0,null,null,19.075978457626753,null,350.95039396750292,1,null,null,13.941899999999999,11.722899999999999,12.695988728363995,0,0,0,null,1510.8110677565883,204.54023512491099]
[2,"RMON101",2.5000000000000001E-2,1.2999999999999999E-2,172.18,0,"RS",16,1,1,1,1,1,1,1,1,1,1,1,1,10.3308,0,417,0,0,0,1,0,null,null,19.075978457626753,null,350.95039396750292,1,null,null,13.941899999999999,11.722899999999999,12.695988728363995,0,0,0,null,1510.8110677565883,204.54023512491099]
[3,"RMFT101",2.4E-2,1.2999999999999999E-2,172.18,0,"RS",16,1,1,1,1,1,1,1,1,1,1,1,1,10.3308,0,417,0,0,0,1,0,null,null,19.075978457626753,null,350.95039396750292,1,null,null,13.941899999999999,11.722899999999999,12.695988728363995,0,0,0,null,1510.8110677565883,204.54023512491099]
[4,"RMFN101",2.4E-2,1.2999999999999999E-2,172.18,0,"RS",16,1,1,1,1,1,1,1,1,1,1,1,1,10.3308,0,417,0,0,0,1,0,null,null,19.075978457626753,null,350.95039396750292,1,null,null,13.941899999999999,11.722899999999999,12.695988728363995,0,0,0,null,1510.8110677565883,204.54023512491099]
[5,"RSFT101",2.5000000000000001E-2,1.2999999999999999E-2,172.18,0,"RS",16,1,1,1,1,1,1,1,1,1,1,1,1,10.3308,0,417,0,0,0,1,0,null,null,19.075978457626753,null,350.95039396750292,1,null,null,13.941899999999999,11.722899999999999,12.695988728363995,0,0,0,null,1510.8110677565883,204.54023512491099]
[6,"RSFN101",2.5000000000000001E-2,1.2999999999999999E-2,172.18,0,"RS",16,1,1,1,1,1,1,1,1,1,1,1,1,10.3308,0,417,0,0,0,1,0,null,null,19.075978457626753,null,350.95039396750292,1,null,null,13.941899999999999,11.722899999999999,12.695988728363995,0,0,0,null,1510.8110677565883,204.54023512491099]
[7,"RMOT102",0.05,3.5999999999999997E-2,324.88,0,"RS",14,1,1,1,1,1,1,1,1,1,1,1,1,19.492799999999999,0,204,0,0,0,1,0,null,null,4.9458468343535333,null,79.373469579291054,1,null,null,13.941899999999999,11.722899999999999,12.695988728363995,0,0,0,null,0,0]
[8,"RMON102",0.05,3.5999999999999997E-2,324.88,0,"RS",14,1,1,1,1,1,1,1,1,1,1,1,1,19.492799999999999,0,204,0,0,0,1,0,null,null,4.9458468343535333,null,79.373469579291054,1,null,null,13.941899999999999,11.722899999999999,12.695988728363995,0,0,0,null,0,0]
[9,"RMFT102",0.05,3.6999999999999998E-2,324.88,0,"RS",14,1,1,1,1,1,1,1,1,1,1,1,1,19.492799999999999,0,204,0,0,0,1,0,null,null,4.9458468343535333,null,79.373469579291054,1,null,null,13.941899999999999,11.722899999999999,12.695988728363995,0,0,0,null,0,0]
[10,"RMFN102",0.05,3.6999999999999998E-2,324.88,0,"RS",14,1,1,1,1,1,1,1,1,1,1,1,1,19.492799999999999,0,204,0,0,0,1,0,null,null,4.9458468343535333,null,79.373469579291054,1,null,null,13.941899999999999,11.722899999999999,12.695988728363995,0,0,0,null,0,0]
[11,"RSFT102",5.0999999999999997E-2,3.5999999999999997E-2,324.88,0,"RS",14,1,1,1,1,1,1,1,1,1,1,1,1,19.492799999999999,0,204,0,0,0,1,0,null,null,4.9458468343535333,null,79.373469579291054,1,null,null,13.941899999999999,11.722899999999999,12.695988728363995,0,0,0,null,0,0]
[12,"RSFN102",5.0999999999999997E-2,3.5999999999999997E-2,324.88,0,"RS",14,1,1,1,1,1,1,1,1,1,1,1,1,19.492799999999999,0,204,0,0,0,1,0,null,null,4.9458468343535333,null,79.373469579291054,1,null,null,13.941899999999999,11.722899999999999,12.695988728363995,0,0,0,null,0,0]
[13,"RMOT103",1.4E-2,1.2E-2,108.53,0,"RS",17,1,1,1,1,1,1,1,1,1,1,1,1,6.5118,0,9299.01,0,0,0,1,0,null,null,674.87040508877396,null,9257.3770359931077,1,null,null,13.941899999999999,11.722899999999999,12.695988728363995,0,0,0,null,89412.933515235709,{"$error":"#N/A"}]
[14,"RMON103",1.4E-2,1.2E-2,108.53,0,"RS",17,1,1,1,1,1,1,1,1,1,1,1,1,6.5118,0,9299.01,0,0,0,1,0,null,null,674.87040508877396,null,9257.3770359931077,1,null,null,13.941899999999999,11.722899999999999,12.695988728363995,0,0,0,null,89412.933515235709,{"$error":"#N/A"}]
[15,"RMFT103",1.4E-2,1.2E-2,108.53,0,"RS",17,1,1,1,1,1,1,1,1,1,1,1,1,6.5118,0,9299.01,0,0,0,1,0,null,null,674.87040508877396,null,9257.3770359931077,1,null,null,13.941899999999999,11.722899999999999,12.695988728363995,0,0,0,null,89412.933515235709,{"$error":"#N/A"}]
[16,"RMFN103",1.4E-2,1.2E-2,108.53,0,"RS",17,1,1,1,1,1,1,1,1,1,1,1,1,6.5118,0,9299.01,0,0,0,1,0,null,null,674.87040508877396,null,9257.3770359931077,1,null,null,13.941899999999999,11.722899999999999,12.695988728363995,0,0,0,null,89412.933515235709,{"$error":"#N/A"}]
[17,"RSFT103",1.4E-2,1.2E-2,108.53,0,"RS",17,1,1,1,1,1,1,1,1,1,1,1,1,6.5118,0,9299.01,0,0,0,1,0,null,null,674.87040508877396,null,9257.3770359931077,1,null,null,13.941899999999999,11.722899999999999,12.695988728363995,0,0,0,null,89412.933515235709,{"$error":"#N/A"}]
[18,"RSFN103",1.4E-2,1.2E-2,108.53,0,"RS",17,1,1,1,1,1,1,1,1,1,1,1,1,6.5118,0,9299.01,0,0,0,1,0,null,null,674.87040508877396,null,9257.3770359931077,1,null,null,13.941899999999999,11.722899999999999,12.695988728363995,0,0,0,null,89412.933515235709,{"$error":"#N/A"}]
[19,"RMOT104",6.2E-2,5.8999999999999997E-2,556.52,0,"RS",8,1,1,1,1,1,1,1,1,1,1,1,1,33.391199999999998,0,51.87,0,0,0,1,0,null,null,0.73412319046007479,null,-161.61546143109126,0,null,null,13.941899999999999,11.722899999999999,12.695988728363995,0,0,0,null,0,0]
[20,"RMON104",6.2E-2,5.8999999999999997E-2,556.52,0,"RS",8,1,1,1,1,1,1,1,1,1,1,1,1,33.391199999999998,0,51.87,0,0,0,1,0,null,null,0.73412319046007479,null,-161.61546143109126,0,null,null,13.941899999999999,11.722899999999999,12.695988728363995,0,0,0,null,0,0]
[21,"RMFT104",6.2E-2,5.8999999999999997E-2,556.52,0,"RS",8,1,1,1,1,1,1,1,1,1,1,1,1,33.391199999999998,0,51.87,0,0,0,1,0,null,null,0.73412319046007479,null,-161.61546143109126,0,null,null,13.941899999999999,11.722899999999999,12.695988728363995,0,0,0,null,0,0]
[22,"RMFN104",6.2E-2,5.8999999999999997E-2,556.52,0,"RS",8,1,1,1,1,1,1,1,1,1,1,1,1,33.391199999999998,0,51.87,0,0,0,1,0,null,null,0.73412319046007479,null,-161.61546143109126,0,null,null,13.941899999999999,11.722899999999999,12.695988728363995,0,0,0,null,0,0]
[23,"RSFT104",6.2E-2,5.8999999999999997E-2,556.52,0,"RS",8,1,1,1,1,1,1,1,1,1,1,1,1,33.391199999999998,0,51.87,0,0,0,1,0,null,null,0.73412319046007479,null,-161.61546143109126,0,null,null,13.941899999999999,11.722899999999999,12.695988728363995,0,0,0,null,0,0]
[24,"RSFN104",6.2E-2,5.8999999999999997E-2,556.52,0,"RS",8,1,1,1,1,1,1,1,1,1,1,1,1,33.391199999999998,0,51.87,0,0,0,1,0,null,null,0.73412319046007479,null,-161.61546143109126,0,null,null,13.941899999999999,11.722899999999999,12.695988728363995,0,0,0,null,0,0]
[25,"RMOT105",3.5000000000000003E-2,3.3000000000000002E-2,308.5,0,"RS",9,1,1,1,1,1,1,1,1,1,1,1,1,18.509999999999998,0,43.11,0,0,0,1,0,null,null,1.1006679645275255,null,-75.23303322700292,0,null,null,13.941899999999999,11.722899999999999,12.695988728363995,0,0,0,null,0,0]
[26,"RMON105",3.5000000000000003E-2,3.3000000000000002E-2,308.5,0,"RS",9,1,1,1,1,1,1,1,1,1,1,1,1,18.509999999999998,0,43.11,0,0,0,1,0,null,null,1.1006679645275255,null,-75.23303322700292,0,null,null,13.941899999999999,11.722899999999999,12.695988728363995,0,0,0,null,0,0]
[27,"RMFT105",3.4000000000000002E-2,3.3000000000000002E-2,308.5,0,"RS",9,1,1,1,1,1,1,1,1,1,1,1,1,18.509999999999998,0,43.11,0,0,0,1,0,null,null,1.1006679645275255,null,-75.23303322700292,0,null,null,13.941899999999999,11.722899999999999,12.695988728363995,0,0,0,null,0,0]
[28,"RMFN105",3.4000000000000002E-2,3.3000000000000002E-2,308.5,0,"RS",9,1,1,1,1,1,1,1,1,1,1,1,1,18.509999999999998,0,43.11,0,0,0,1,0,null,null,1.1006679645275255,null,-75.23303322700292,0,null,null,13.941899999999999,11.722899999999999,12.695988728363995,0,0,0,null,0,0]
[29,"RSFT105",3.5000000000000003E-2,3.3000000000000002E-2,308.5,0,"RS",9,1,1,1,1,1,1,1,1,1,1,1,1,18.509999999999998,0,43.11,0,0,0,1,0,null,null,1.1006679645275255,null,-75.23303322700292,0,null,null,13.941899999999999,11.722899999999999,12.695988728363995,0,0,0,null,0,0]
[30,"RSFN105",3.5000000000000003E-2,3.3000000000000002E-2,308.5,0,"RS",9,1,1,1,1,1,1,1,1,1,1,1,1,18.509999999999998,0,43.11,0,0,0,1,0,null,null,1.1006679645275255,null,-75.23303322700292,0,null,null,13.941899999999999,11.722899999999999,12.695988728363995,0,0,0,null,0,0]
[31,"RMOT106",8.9999999999999993E-3,8.9999999999999993E-3,80.3,0,"RS",7,1,1,1,1,1,1,1,1,1,1,1,1,4.8179999999999996,0,0,0,0,0,1,0,null,null,0,null,-30.803713348876286,0,null,null,13.941899999999999,11.722899999999999,12.695988728363995,0,0,0,null,0,0]
[32,"RMON106",8.9999999999999993E-3,8.9999999999999993E-3,80.3,0,"RS",7,1,1,1,1,1,1,1,1,1,1,1,1,4.8179999999999996,0,0,0,0,0,1,0,null,null,0,null,-30.803713348876286,0,null,null,13.941899999999999,11.722899999999999,12.695988728363995,0,0,0,null,0,0]
[33,"RMFT106",8.9999999999999993E-3,8.9999999999999993E-3,80.3,0,"RS",7,1,1,1,1,1,1,1,1,1,1,1,1,4.8179999999999996,0,0,0,0,0,1,0,null,null,0,null,-30.803713348876286,0,null,null,13.941899999999999,11.722899999999999,12.695988728363995,0,0,0,null,0,0]
[34,"RMFN106",8.9999999999999993E-3,8.9999999999999993E-3,80.3,0,"RS",7,1,1,1,1,1,1,1,1,1,1,1,1,4.8179999999999996,0,0,0,0,0,1,0,null,null,0,null,-30.803713348876286,0,null,null,13.941899999999999,11.722899999999999,12.695988728363995,0,0,0,null,0,0]
[35,"RSFT106",8.9999999999999993E-3,8.9999999999999993E-3,80.3,0,"RS",7,1,1,1,1,1,1,1,1,1,1,1,1,4.8179999999999996,0,0,0,0,0,1,0,null,null,0,null,-30.803713348876286,0,null,null,13.941899999999999,11.722899999999999,12.695988728363995,0,0,0,null,0,0]
[36,"RSFN106",8.9999999999999993E-3,8.9999999999999993E-3,80.3,0,"RS",7,1,1,1,1,1,1,1,1,1,1,1,1,4.8179999999999996,0,0,0,0,0,1,0,null,null,0,null,-30.803713348876286,0,null,null,13.941899999999999,11.722899999999999,12.695988728363995,0,0,0,null,0,0]
[37,"RMOT107",4.0000000000000001E-3,2E-3,31,0,"RS",16,1,1,1,1,1,1,1,1,1,1,1,1,1.8599999999999999,0,156.38999999999999,0,0,0,1,0,null,null,39.735689890829768,null,144.49815549420714,1,null,null,13.941899999999999,11.722899999999999,12.695988728363995,0,0,0,null,1097.657047448341,148.60563002426429]
[38,"RMON107",4.0000000000000001E-3,2E-3,31,0,"RS",16,1,1,1,1,1,1,1,1,1,1,1,1,1.8599999999999999,0,156.38999999999999,0,0,0,1,0,null,null,39.735689890829768,null,144.49815549420714,1,null,null,13.941899999999999,11.722899999999999,12.695988728363995,0,0,0,null,1097.657047448341,148.60563002426429]
[39,"RMFT107",4.0000000000000001E-3,2E-3,31,0,"RS",16,1,1,1,1,1,1,1,1,1,1,1,1,1.8599999999999999,0,156.38999999999999,0,0,0,1,0,null,null,39.735689890829768,null,144.49815549420714,1,null,null,13.941899999999999,11.722899999999999,12.695988728363995,0,0,0,null,1097.657047448341,148.60563002426429]
[40,"RMFN107",4.0000000000000001E-3,2E-3,31,0,"RS",16,1,1,1,1,1,1,1,1,1,1,1,1,1.8599999999999999,0,156.38999999999999,0,0,0,1,0,null,null,39.735689890829768,null,144.49815549420714,1,null,null,13.941899999999999,11.722899999999999,12.695988728363995,0,0,0,null,1097.657047448341,148.60563002426429]
[41,"RSFT107",4.0000000000000001E-3,2E-3,31,0,"RS",16,1,1,1,1,1,1,1,1,1,1,1,1,1.8599999999999999,0,156.38999999999999,0,0,0,1,0,null,null,39.735689890829768,null,144.49815549420714,1,null,null,13.941899999999999,11.722899999999999,12.695988728363995,0,0,0,null,1097.657047448341,148.60563002426429]
[42,"RSFN107",4.0000000000000001E-3,2E-3,31,0,"RS",16,1,1,1,1,1,1,1,1,1,1,1,1,1.8599999999999999,0,156.38999999999999,0,0,0,1,0,null,null,39.735689890829768,null,144.49815549420714,1,null,null,13.941899999999999,11.722899999999999,12.695988728363995,0,0,0,null,1097.657047448341,148.60563002426429]
[43,"RMOT108",4.2000000000000003E-2,3.1E-2,275.64999999999998,0,"RS",14,1,1,1,1,1,1,1,1,1,1,1,1,16.538999999999998,0,86.42,0,0,0,1,0,null,null,2.4693902950078699,null,-19.321514129735334,0,null,null,13.941899999999999,11.722899999999999,12.695988728363995,0,0,0,null,0,0]
[44,"RMON108",4.2000000000000003E-2,3.1E-2,275.64999999999998,0,"RS",14,1,1,1,1,1,1,1,1,1,1,1,1,16.538999999999998,0,86.42,0,0,0,1,0,null,null,2.4693902950078699,null,-19.321514129735334,0,null,null,13.941899999999999,11.722899999999999,12.695988728363995,0,0,0,null,0,0]
[45,"RMFT108",4.2000000000000003E-2,3.1E-2,275.64999999999998,0,"RS",14,1,1,1,1,1,1,1,1,1,1,1,1,16.538999999999998,0,86.42,0,0,0,1,0,null,null,2.4693902950078699,null,-19.321514129735334,0,null,null,13.941899999999999,11.722899999999999,12.695988728363995,0,0,0,null,0,0]
[46,"RMFN108",4.2000000000000003E-2,3.1E-2,275.64999999999998,0,"RS",14,1,1,1,1,1,1,1,1,1,1,1,1,16.538999999999998,0,86.42,0,0,0,1,0,null,null,2.4693902950078699,null,-19.321514129735334,0,null,null,13.941899999999999,11.722899999999999,12.695988728363995,0,0,0,null,0,0]
[47,"RSFT108",4.2999999999999997E-2,0.03,275.64999999999998,0,"RS",14,1,1,1,1,1,1,1,1,1,1,1,1,16.538999999999998,0,86.42,0,0,0,1,0,null,null,2.4693902950078699,null,-19.321514129735334,0,null,null,13.941899999999999,11.722899999999999,12.695988728363995,0,0,0,null,0,0]
[48,"RSFN108",4.2999999999999997E-2,0.03,275.64999999999998,0,"RS",14,1,1,1,1,1,1,1,1,1,1,1,1,16.538999999999998,0,86.42,0,0,0,1,0,null,null,2.4693902950078699,null,-19.321514129735334,0,null,null,13.941899999999999,11.722899999999999,12.695988728363995,0,0,0,null,0,0]
[49,"RMOT109",8.9999999999999993E-3,8.9999999999999993E-3,84.32,0,"RS",12,1,1,1,1,1,1,1,1,1,1,1,1,5.0591999999999997,0,10.29,0,0,0,1,0,null,null,0.96120992996542953,null,-22.055817055756513,0,null,null,13.941899999999999,11.722899999999999,12.695988728363995,0,0,0,null,0,0]
[50,"RMON109",8.9999999999999993E-3,8.9999999999999993E-3,84.32,0,"RS",12,1,1,1,1,1,1,1,1,1,1,1,1,5.0591999999999997,0,10.29,0,0,0,1,0,null,null,0.96120992996542953,null,-22.055817055756513,0,null,null,13.941899999999999,11.722899999999999,12.695988728363995,0,0,0,null,0,0]
[51,"RMFT109",8.9999999999999993E-3,8.9999999999999993E-3,84.32,0,"RS",12,1,1,1,1,1,1,1,1,1,1,1,1,5.0591999999999997,0,10.29,0,0,0,1,0,null,null,0.96120992996542953,null,-22.055817055756513,0,null,null,13.941899999999999,11.722899999999999,12.695988728363995,0,0,0,null,0,0]
[52,"RMFN109",8.9999999999999993E-3,8.9999999999999993E-3,84.32,0,"RS",12,1,1,1,1,1,1,1,1,1,1,1,1,5.0591999999999997,0,10.29,0,0,0,1,0,null,null,0.96120992996542953,null,-22.055817055756513,0,null,null,13.941899999999999,11.722899999999999,12.695988728363995,0,0,0,null,0,0]
[53,"RSFT109",8.9999999999999993E-3,8.9999999999999993E-3,84.32,0,"RS",12,1,1,1,1,1,1,1,1,1,1,1,1,5.0591999999999997,0,10.29,0,0,0,1,0,null,null,0.96120992996542953,null,-22.055817055756513,0,null,null,13.941899999999999,11.722899999999999,12.695988728363995,0,0,0,null,0,0]
[54,"RSFN109",8.9999999999999993E-3,8.9999999999999993E-3,84.32,0,"RS",12,1,1,1,1,1,1,1,1,1,1,1,1,5.0591999999999997,0,10.29,0,0,0,1,0,null,null,0.96120992996542953,null,-22.055817055756513,0,null,null,13.941899999999999,11.722899999999999,12.695988728363995,0,0,0,null,0,0]
[55,"RMOT110",6.0000000000000001E-3,4.0000000000000001E-3,53.47,0,"RS",11,1,1,1,1,1,1,1,1,1,1,1,1,3.2081999999999997,0,77.849999999999994,0,0,0,1,0,null,null,11.467847383410966,null,57.338486266943768,1,null,null,13.941899999999999,11.722899999999999,12.695988728363995,0,0,0,null,166.05692386205351,18.221054225951214]
[56,"RMON110",6.0000000000000001E-3,4.0000000000000001E-3,53.47,0,"RS",11,1,1,1,1,1,1,1,1,1,1,1,1,3.2081999999999997,0,77.849999999999994,0,0,0,1,0,null,null,11.467847383410966,null,57.338486266943768,1,null,null,13.941899999999999,11.722899999999999,12.695988728363995,0,0,0,null,166.05692386205351,18.221054225951214]
[57,"RMFT110",6.0000000000000001E-3,4.0000000000000001E-3,53.47,0,"RS",11,1,1,1,1,1,1,1,1,1,1,1,1,3.2081999999999997,0,77.849999999999994,0,0,0,1,0,null,null,11.467847383410966,null,57.338486266943768,1,null,null,13.941899999999999,11.722899999999999,12.695988728363995,0,0,0,null,166.05692386205351,18.221054225951214]
[58,"RMFN110",6.0000000000000001E-3,4.0000000000000001E-3,53.47,0,"RS",11,1,1,1,1,1,1,1,1,1,1,1,1,3.2081999999999997,0,77.849999999999994,0,0,0,1,0,null,null,11.467847383410966,null,57.338486266943768,1,null,null,13.941899999999999,11.722899999999999,12.695988728363995,0,0,0,null,166.05692386205351,18.221054225951214]
[59,"RSFT110",6.0000000000000001E-3,4.0000000000000001E-3,53.47,0,"RS",11,1,1,1,1,1,1,1,1,1,1,1,1,3.2081999999999997,0,77.849999999999994,0,0,0,1,0,null,null,11.467847383410966,null,57.338486266943768,1,null,null,13.941899999999999,11.722899999999999,12.695988728363995,0,0,0,null,166.05692386205351,18.221054225951214]
[60,"RSFN110",6.0000000000000001E-3,4.0000000000000001E-3,53.47,0,"RS",11,1,1,1,1,1,1,1,1,1,1,1,1,3.2081999999999997,0,77.849999999999994,0,0,0,1,0,null,null,11.467847383410966,null,57.338486266943768,1,null,null,13.941899999999999,11.722899999999999,12.695988728363995,0,0,0,null,166.05692386205351,18.221054225951214]
[61,"RMOT111",2E-3,1E-3,16,0,"RS",11,1,1,1,1,1,1,1,1,1,1,1,1,0.96,0,77.849999999999994,0,0,0,1,0,null,null,38.324112474436518,null,71.712273803461756,1,null,null,13.941899999999999,11.722899999999999,12.695988728363995,0,0,0,null,758.73500918920195,83.254292708978994]
[62,"RMON111",2E-3,1E-3,16,0,"RS",11,1,1,1,1,1,1,1,1,1,1,1,1,0.96,0,77.849999999999994,0,0,0,1,0,null,null,38.324112474436518,null,71.712273803461756,1,null,null,13.941899999999999,11.722899999999999,12.695988728363995,0,0,0,null,758.73500918920195,83.254292708978994]
[63,"RMFT111",2E-3,1E-3,16,0,"RS",11,1,1,1,1,1,1,1,1,1,1,1,1,0.96,0,77.849999999999994,0,0,0,1,0,null,null,38.324112474436518,null,71.712273803461756,1,null,null,13.941899999999999,11.722899999999999,12.695988728363995,0,0,0,null,758.73500918920195,83.254292708978994]
[64,"RMFN111",2E-3,1E-3,16,0,"RS",11,1,1,1,1,1,1,1,1,1,1,1,1,0.96,0,77.849999999999994,0,0,0,1,0,null,null,38.324112474436518,null,71.712273803461756,1,null,null,13.941899999999999,11.722899999999999,12.695988728363995,0,0,0,null,758.73500918920195,83.254292708978994]
[65,"RSFT111",2E-3,1E-3,16,0,"RS",11,1,1,1,1,1,1,1,1,1,1,1,1,0.96,0,77.849999999999994,0,0,0,1,0,null,null,38.324112474436518,null,71.712273803461756,1,null,null,13.941899999999999,11.722899999999999,12.695988728363995,0,0,0,null,758.73500918920195,83.254292708978994]
[66,"RSFN111",2E-3,1E-3,16,0,"RS",11,1,1,1,1,1,1,1,1,1,1,1,1,0.96,0,77.849999999999994,0,0,0,1,0,null,null,38.324112474436518,null,71.712273803461756,1,null,null,13.941899999999999,11.722899999999999,12.695988728363995,0,0,0,null,758.73500918920195,83.254292708978994]
[67,"RMOT112",7.0000000000000001E-3,2E-3,21.07,0,"RS",10,1,1,1,1,1,1,1,1,1,1,1,1,1.2642,0,41.048000000000002,0,0,0,1,17.591999999999999,null,null,15.344789595809011,null,32.965381814933707,1,null,null,13.941899999999999,11.722899999999999,12.695988728363995,0,0,0,null,70.372864400090862,7.2538390931588559]
[68,"RMON112",7.0000000000000001E-3,2E-3,21.07,0,"RS",10,1,1,1,1,1,1,1,1,1,1,1,1,1.2642,0,41.048000000000002,0,0,0,1,17.591999999999999,null,null,15.344789595809011,null,32.965381814933707,1,null,null,13.941899999999999,11.722899999999999,12.695988728363995,0,0,0,null,70.372864400090862,7.2538390931588559]
[69,"RMFT112",7.0000000000000001E-3,2E-3,21.07,0,"RS",10,1,1,1,1,1,1,1,1,1,1,1,1,1.2642,0,41.048000000000002,0,0,0,1,17.591999999999999,null,null,15.344789595809011,null,32.965381814933707,1,null,null,13.941899999999999,11.722899999999999,12.695988728363995,0,0,0,null,70.372864400090862,7.2538390931588559]
[70,"RMFN112",7.0000000000000001E-3,2E-3,21.07,0,"RS",10,1,1,1,1,1,1,1,1,1,1,1,1,1.2642,0,41.048000000000002,0,0,0,1,17.591999999999999,null,null,15.344789595809011,null,32.965381814933707,1,null,null,13.941899999999999,11.722899999999999,12.695988728363995,0,0,0,null,70.372864400090862,7.2538390931588559]
[71,"RSFT112",2E-3,2E-3,21.07,0,"RS",10,1,1,1,1,1,1,1,1,1,1,1,1,1.2642,0,41.048000000000002,0,0,0,1,17.591999999999999,null,null,15.344789595809011,null,32.965381814933707,1,null,null,13.941899999999999,11.722899999999999,12.695988728363995,0,0,0,null,70.372864400090862,7.2538390931588559]
[72,"RSFN112",2E-3,2E-3,21.07,0,"RS",10,1,1,1,1,1,1,1,1,1,1,1,1,1.2642,0,41.048000000000002,0,0,0,1,17.591999999999999,null,null,15.344789595809011,null,32.965381814933707,1,null,null,13.941899999999999,11.722899999999999,12.695988728363995,0,0,0,null,70.372864400090862,7.2538390931588559]
[73,"RMOT113",5.0000000000000001E-3,4.0000000000000001E-3,40.909999999999997,0,"RS",22,1,1,1,1,1,1,1,1,1,1,1,1,2.4545999999999997,0,36.01,0,0,0,1,0,null,null,6.933094402683003,null,20.316601331226291,1,null,null,13.941899999999999,11.722899999999999,12.695988728363995,0,0,0,null,0,{"$error":"#N/A"}]
[74,"RMON113",5.0000000000000001E-3,4.0000000000000001E-3,40.909999999999997,0,"RS",22,1,1,1,1,1,1,1,1,1,1,1,1,2.4545999999999997,0,36.01,0,0,0,1,0,null,null,6.933094402683003,null,20.316601331226291,1,null,null,13.941899999999999,11.722899999999999,12.695988728363995,0,0,0,null,0,{"$error":"#N/A"}]
[75,"RMFT113",5.0000000000000001E-3,4.0000000000000001E-3,40.909999999999997,0,"RS",22,1,1,1,1,1,1,1,1,1,1,1,1,2.4545999999999997,0,36.01,0,0,0,1,0,null,null,6.933094402683003,null,20.316601331226291,1,null,null,13.941899999999999,11.722899999999999,12.695988728363995,0,0,0,null,0,{"$error":"#N/A"}]
[76,"RMFN113",5.0000000000000001E-3,4.0000000000000001E-3,40.909999999999997,0,"RS",22,1,1,1,1,1,1,1,1,1,1,1,1,2.4545999999999997,0,36.01,0,0,0,1,0,null,null,6.933094402683003,null,20.316601331226291,1,null,null,13.941899999999999,11.722899999999999,12.695988728363995,0,0,0,null,0,{"$error":"#N/A"}]
[77,"RSFT113",5.0000000000000001E-3,4.0000000000000001E-3,40.909999999999997,0,"RS",22,1,1,1,1,1,1,1,1,1,1,1,1,2.4545999999999997,0,36.01,0,0,0,1,0,null,null,6.933094402683003,null,20.316601331226291,1,null,null,13.941899999999999,11.722899999999999,12.695988728363995,0,0,0,null,0,{"$error":"#N/A"}]
[78,"RSFN113",5.0000000000000001E-3,4.0000000000000001E-3,40.909999999999997,0,"RS",22,1,1,1,1,1,1,1,1,1,1,1,1,2.4545999999999997,0,36.01,0,0,0,1,0,null,null,6.933094402683003,null,20.316601331226291,1,null,null,13.941899999999999,11.722899999999999,12.695988728363995,0,0,0,null,0,{"$error":"#N/A"}]
[79,"RMOT114",1.4E-2,1.4E-2,127.64,0,"RS",6,1,1,1,1,1,1,1,1,1,1,1,1,7.6583999999999994,0,0,0,0,0,1,0,null,null,0,null,-48.963710732883797,0,null,null,13.941899999999999,11.722899999999999,12.695988728363995,0,0,0,null,0,0]
[80,"RMON114",1.4E-2,1.4E-2,127.64,0,"RS",6,1,1,1,1,1,1,1,1,1,1,1,1,7.6583999999999994,0,0,0,0,0,1,0,null,null,0,null,-48.963710732883797,0,null,null,13.941899999999999,11.722899999999999,12.695988728363995,0,0,0,null,0,0]
[81,"RMFT114",1.4E-2,1.4E-2,127.64,0,"RS",6,1,1,1,1,1,1,1,1,1,1,1,1,7.6583999999999994,0,0,0,0,0,1,0,null,null,0,null,-48.963710732883797,0,null,null,13.941899999999999,11.722899999999999,12.695988728363995,0,0,0,null,0,0]
[82,"RMFN114",1.4E-2,1.4E-2,127.64,0,"RS",6,1,1,1,1,1,1,1,1,1,1,1,1,7.6583999999999994,0,0,0,0,0,1,0,null,null,0,null,-48.963710732883797,0,null,null,13.941899999999999,11.722899999999999,12.695988728363995,0,0,0,null,0,0]
[83,"RSFT114",1.4E-2,1.4E-2,127.64,0,"RS",6,1,1,1,1,1,1,1,1,1,1,1,1,7.6583999999999994,0,0,0,0,0,1,0,null,null,0,null,-48.963710732883797,0,null,null,13.941899999999999,11.722899999999999,12.695988728363995,0,0,0,null,0,0]
[84,"RSFN114",1.4E-2,1.4E-2,127.64,0,"RS",6,1,1,1,1,1,1,1,1,1,1,1,1,7.6583999999999994,0,0,0,0,0,1,0,null,null,0,null,-48.963710732883797,0,null,null,13.941899999999999,11.722899999999999,12.695988728363995,0,0,0,null,0,0]
[85,"RMOT115",1E-3,1E-3,7.51,0,"RS",4,1,1,1,1,1,1,1,1,1,1,1,1,0.45059999999999995,0,2.2400000000000002,0,0,0,1,0,null,null,2.3493166312761407,null,-0.64089523350013544,0,null,null,13.941899999999999,11.722899999999999,12.695988728363995,0,0,0,null,0,0]
[86,"RMON115",1E-3,1E-3,7.51,0,"RS",4,1,1,1,1,1,1,1,1,1,1,1,1,0.45059999999999995,0,2.2400000000000002,0,0,0,1,0,null,null,2.3493166312761407,null,-0.64089523350013544,0,null,null,13.941899999999999,11.722899999999999,12.695988728363995,0,0,0,null,0,0]
[87,"RMFT115",1E-3,1E-3,7.51,0,"RS",4,1,1,1,1,1,1,1,1,1,1,1,1,0.45059999999999995,0,2.2400000000000002,0,0,0,1,0,null,null,2.3493166312761407,null,-0.64089523350013544,0,null,null,13.941899999999999,11.722899999999999,12.695988728363995,0,0,0,null,0,0]
[88,"RMFN115",1E-3,1E-3,7.51,0,"RS",4,1,1,1,1,1,1,1,1,1,1,1,1,0.45059999999999995,0,2.2400000000000002,0,0,0,1,0,null,null,2.3493166312761407,null,-0.64089523350013544,0,null,null,13.941899999999999,11.722899999999999,12.695988728363995,0,0,0,null,0,0]
[89,"RSFT115",1E-3,1E-3,7.51,0,"RS",4,1,1,1,1,1,1,1,1,1,1,1,1,0.45059999999999995,0,2.2400000000000002,0,0,0,1,0,null,null,2.3493166312761407,null,-0.64089523350013544,0,null,null,13.941899999999999,11.722899999999999,12.695988728363995,0,0,0,null,0,0]
[90,"RSFN115",1E-3,1E-3,7.51,0,"RS",4,1,1,1,1,1,1,1,1,1,1,1,1,0.45059999999999995,0,2.2400000000000002,0,0,0,1,0,null,null,2.3493166312761407,null,-0.64089523350013544,0,null,null,13.941899999999999,11.722899999999999,12.695988728363995,0,0,0,null,0,0]
[91,"RMOT116",1.2999999999999999E-2,1.2999999999999999E-2,119.56,0,"RS",4,1,1,1,1,1,1,1,1,1,1,1,1,7.1735999999999995,0,20.73,0,0,0,1,0,null,null,1.365673453650444,null,-25.134159003631986,0,null,null,13.941899999999999,11.722899999999999,12.695988728363995,0,0,0,null,0,0]
[92,"RMON116",1.2999999999999999E-2,1.2999999999999999E-2,119.56,0,"RS",4,1,1,1,1,1,1,1,1,1,1,1,1,7.1735999999999995,0,20.73,0,0,0,1,0,null,null,1.365673453650444,null,-25.134159003631986,0,null,null,13.941899999999999,11.722899999999999,12.695988728363995,0,0,0,null,0,0]
[93,"RMFT116",1.2999999999999999E-2,1.2999999999999999E-2,119.56,0,"RS",4,1,1,1,1,1,1,1,1,1,1,1,1,7.1735999999999995,0,20.73,0,0,0,1,0,null,null,1.365673453650444,null,-25.134159003631986,0,null,null,13.941899999999999,11.722899999999999,12.695988728363995,0,0,0,null,0,0]
[94,"RMFN116",1.2999999999999999E-2,1.2999999999999999E-2,119.56,0,"RS",4,1,1,1,1,1,1,1,1,1,1,1,1,7.1735999999999995,0,20.73,0,0,0,1,0,null,null,1.365673453650444,null,-25.134159003631986,0,null,null,13.941899999999999,11.722899999999999,12.695988728363995,0,0,0,null,0,0]
[95,"RSFT116",1.2999999999999999E-2,1.2999999999999999E-2,119.56,0,"RS",4,1,1,1,1,1,1,1,1,1,1,1,1,7.1735999999999995,0,20.73,0,0,0,1,0,null,null,1.365673453650444,null,-25.134159003631986,0,null,null,13.941899999999999,11.722899999999999,12.695988728363995,0,0,0,null,0,0]
[96,"RSFN116",1.2999999999999999E-2,1.2999999999999999E-2,119.56,0,"RS",4,1,1,1,1,1,1,1,1,1,1,1,1,7.1735999999999995,0,20.73,0,0,0,1,0,null,null,1.365673453650444,null,-25.134159003631986,0,null,null,13.941899999999999,11.722899999999999,12.695988728363995,0,0,0,null,0,0]
[97,"RMOT117",5.0000000000000001E-3,4.0000000000000001E-3,34,0,"RS",17,1,1,1,1,1,1,1,1,1,1,1,1,2.04,0,41.15,0,0,0,1,0,null,null,9.5328858865725969,null,28.107331832356245,1,null,null,13.941899999999999,11.722899999999999,12.695988728363995,0,0,0,null,0,{"$error":"#N/A"}]
[98,"RMON117",5.0000000000000001E-3,4.0000000000000001E-3,34,0,"RS",17,1,1,1,1,1,1,1,1,1,1,1,1,2.04,0,41.15,0,0,0,1,0,null,null,9.5328858865725969,null,28.107331832356245,1,null,null,13.941899999999999,11.722899999999999,12.695988728363995,0,0,0,null,0,{"$error":"#N/A"}]
[99,"RMFT117",4.0000000000000001E-3,4.0000000000000001E-3,34,0,"RS",17,1,1,1,1,1,1,1,1,1,1,1,1,2.04,0,41.15,0,0,0,1,0,null,null,9.5328858865725969,null,28.107331832356245,1,null,null,13.941899999999999,11.722899999999999,12.695988728363995,0,0,0,null,0,{"$error":"#N/A"}]
[100,"RMFN117",4.0000000000000001E-3,4.0000000000000001E-3,34,0,"RS",17,1,1,1,1,1,1,1,1,1,1,1,1,2.04,0,41.15,0,0,0,1,0,null,null,9.5328858865725969,null,28.107331832356245,1,null,null,13.941899999999999,11.722899999999999,12.695988728363995,0,0,0,null,0,{"$error":"#N/A"}]
[101,"RSFT117",4.0000000000000001E-3,4.0000000000000001E-3,34,0,"RS",17,1,1,1,1,1,1,1,1,1,1,1,1,2.04,0,41.15,0,0,0,1,0,null,null,9.5328858865725969,null,28.107331832356245,1,null,null,13.941899999999999,11.722899999999999,12.695988728363995,0,0,0,null,0,{"$error":"#N/A"}]
[102,"RSFN117",4.0000000000000001E-3,4.0000000000000001E-3,34,0,"RS",17,1,1,1,1,1,1,1,1,1,1,1,1,2.04,0,41.15,0,0,0,1,0,null,null,9.5328858865725969,null,28.107331832356245,1,null,null,13.941899999999999,11.722899999999999,12.695988728363995,0,0,0,null,0,{"$error":"#N/A"}]
[103,"RMOT118",5.0000000000000001E-3,5.0000000000000001E-3,44,0,"RS",6,1,1,1,1,1,1,1,1,1,1,1,1,2.6399999999999997,0,49.99,0,0,0,1,0,null,null,8.9487820755395884,null,33.111252959519845,1,null,null,13.941899999999999,11.722899999999999,12.695988728363995,0,0,0,null,352.45725114102265,31.184878075106159]
[104,"RMON118",5.0000000000000001E-3,5.0000000000000001E-3,44,0,"RS",6,1,1,1,1,1,1,1,1,1,1,1,1,2.6399999999999997,0,49.99,0,0,0,1,0,null,null,8.9487820755395884,null,33.111252959519845,1,null,null,13.941899999999999,11.722899999999999,12.695988728363995,0,0,0,null,352.45725114102265,31.184878075106159]
[105,"RMFT118",5.0000000000000001E-3,5.0000000000000001E-3,44,0,"RS",6,1,1,1,1,1,1,1,1,1,1,1,1,2.6399999999999997,0,49.99,0,0,0,1,0,null,null,8.9487820755395884,null,33.111252959519845,1,null,null,13.941899999999999,11.722899999999999,12.695988728363995,0,0,0,null,352.45725114102265,31.184878075106159]
[106,"RMFN118",5.0000000000000001E-3,5.0000000000000001E-3,44,0,"RS",6,1,1,1,1,1,1,1,1,1,1,1,1,2.6399999999999997,0,49.99,0,0,0,1,0,null,null,8.9487820755395884,null,33.111252959519845,1,null,null,13.941899999999999,11.722899999999999,12.695988728363995,0,0,0,null,352.45725114102265,31.184878075106159]
[107,"RSFT118",5.0000000000000001E-3,5.0000000000000001E-3,44,0,"RS",6,1,1,1,1,1,1,1,1,1,1,1,1,2.6399999999999997,0,49.99,0,0,0,1,0,null,null,8.9487820755395884,null,33.111252959519845,1,null,null,13.941899999999999,11.722899999999999,12.695988728363995,0,0,0,null,352.45725114102265,31.184878075106159]
[108,"RSFN118",5.0000000000000001E-3,5.0000000000000001E-3,44,0,"RS",6,1,1,1,1,1,1,1,1,1,1,1,1,2.6399999999999997,0,49.99,0,0,0,1,0,null,null,8.9487820755395884,null,33.111252959519845,1,null,null,13.941899999999999,11.722899999999999,12.695988728363995,0,0,0,null,352.45725114102265,31.184878075106159]
[109,"RMOT119",6.0000000000000001E-3,5.0000000000000001E-3,50,0,"RS",6,1,1,1,1,1,1,1,1,1,1,1,1,3,0,0,0,0,0,1,0,null,null,0,null,-19.180394364181996,0,null,null,13.941899999999999,11.722899999999999,12.695988728363995,0,0,0,null,0,0]
[110,"RMON119",6.0000000000000001E-3,5.0000000000000001E-3,50,0,"RS",6,1,1,1,1,1,1,1,1,1,1,1,1,3,0,0,0,0,0,1,0,null,null,0,null,-19.180394364181996,0,null,null,13.941899999999999,11.722899999999999,12.695988728363995,0,0,0,null,0,0]
[111,"RMFT119",6.0000000000000001E-3,5.0000000000000001E-3,50,0,"RS",6,1,1,1,1,1,1,1,1,1,1,1,1,3,0,0,0,0,0,1,0,null,null,0,null,-19.180394364181996,0,null,null,13.941899999999999,11.722899999999999,12.695988728363995,0,0,0,null,0,0]
[112,"RMFN119",6.0000000000000001E-3,5.0000000000000001E-3,50,0,"RS",6,1,1,1,1,1,1,1,1,1,1,1,1,3,0,0,0,0,0,1,0,null,null,0,null,-19.180394364181996,0,null,null,13.941899999999999,11.722899999999999,12.695988728363995,0,0,0,null,0,0]
[113,"RSFT119",6.0000000000000001E-3,5.0000000000000001E-3,50,0,"RS",6,1,1,1,1,1,1,1,1,1,1,1,1,3,0,0,0,0,0,1,0,null,null,0,null,-19.180394364181996,0,null,null,13.941899999999999,11.722899999999999,12.695988728363995,0,0,0,null,0,0]
[114,"RSFN119",6.0000000000000001E-3,5.0000000000000001E-3,50,0,"RS",6,1,1,1,1,1,1,1,1,1,1,1,1,3,0,0,0,0,0,1,0,null,null,0,null,-19.180394364181996,0,null,null,13.941899999999999,11.722899999999999,12.695988728363995,0,0,0,null,0,0]
[115,"RMOT120",0.12,9.8000000000000004E-2,905,0,"RS",6.5,1,1,1,1,1,1,1,1,1,1,1,1,54.3,0,50,0,0,0,1,0,null,null,0.43516594072819192,null,-297.16513799169411,0,null,null,13.941899999999999,11.722899999999999,12.695988728363995,0,0,0,null,0,0]
[116,"RMON120",0.12,9.8000000000000004E-2,905,0,"RS",6.5,1,1,1,1,1,1,1,1,1,1,1,1,54.3,0,50,0,0,0,1,0,null,null,0.43516594072819192,null,-297.16513799169411,0,null,null,13.941899999999999,11.722899999999999,12.695988728363995,0,0,0,null,0,0]
[117,"RMFT120",0.11899999999999999,9.7000000000000003E-2,905,0,"RS",6.5,1,1,1,1,1,1,1,1,1,1,1,1,54.3,0,50,0,0,0,1,0,null,null,0.43516594072819192,null,-297.16513799169411,0,null,null,13.941899999999999,11.722899999999999,12.695988728363995,0,0,0,null,0,0]
[118,"RMFN120",0.11899999999999999,9.7000000000000003E-2,905,0,"RS",6.5,1,1,1,1,1,1,1,1,1,1,1,1,54.3,0,50,0,0,0,1,0,null,null,0.43516594072819192,null,-297.16513799169411,0,null,null,13.941899999999999,11.722899999999999,12.695988728363995,0,0,0,null,0,0]
[119,"RSFT120",0.11899999999999999,9.7000000000000003E-2,905,0,"RS",6.5,1,1,1,1,1,1,1,1,1,1,1,1,54.3,0,50,0,0,0,1,0,null,null,0.43516594072819192,null,-297.16513799169411,0,null,null,13.941899999999999,11.722899999999999,12.695988728363995,0,0,0,null,0,0]
[120,"RSFN120",0.11899999999999999,9.7000000000000003E-2,905,0,"RS",6.5,1,1,1,1,1,1,1,1,1,1,1,1,54.3,0,50,0,0,0,1,0,null,null,0.43516594072819192,null,-297.16513799169411,0,null,null,13.941899999999999,11.722899999999999,12.695988728363995,0,0,0,null,0,0]
[121,"RMOT121",5.7000000000000002E-2,2.9000000000000001E-2,390.62,0,"RS",16,1,1,1,1,1,1,1,1,1,1,1,1,23.437200000000001,0,800,0,0,0,1,0,null,null,16.131285704122213,null,650.15508706926448,1,null,null,13.941899999999999,11.722899999999999,12.695988728363995,0,0,0,null,1944.670045306405,263.27796823595173]
[122,"RMON121",5.7000000000000002E-2,2.9000000000000001E-2,390.62,0,"RS",16,1,1,1,1,1,1,1,1,1,1,1,1,23.437200000000001,0,800,0,0,0,1,0,null,null,16.131285704122213,null,650.15508706926448,1,null,null,13.941899999999999,11.722899999999999,12.695988728363995,0,0,0,null,1944.670045306405,263.27796823595173]
[123,"RMFT121",5.5E-2,2.9000000000000001E-2,390.62,0,"RS",16,1,1,1,1,1,1,1,1,1,1,1,1,23.437200000000001,0,800,0,0,0,1,0,null,null,16.131285704122213,null,650.15508706926448,1,null,null,13.941899999999999,11.722899999999999,12.695988728363995,0,0,0,null,1944.670045306405,263.27796823595173]
[124,"RMFN121",5.5E-2,2.9000000000000001E-2,390.62,0,"RS",16,1,1,1,1,1,1,1,1,1,1,1,1,23.437200000000001,0,800,0,0,0,1,0,null,null,16.131285704122213,null,650.15508706926448,1,null,null,13.941899999999999,11.722899999999999,12.695988728363995,0,0,0,null,1944.670045306405,263.27796823595173]
[125,"RSFT121",5.7000000000000002E-2,2.9000000000000001E-2,390.62,0,"RS",16,1,1,1,1,1,1,1,1,1,1,1,1,23.437200000000001,0,800,0,0,0,1,0,null,null,16.131285704122213,null,650.15508706926448,1,null,null,13.941899999999999,11.722899999999999,12.695988728363995,0,0,0,null,1944.670045306405,263.27796823595173]
[126,"RSFN121",5.7000000000000002E-2,2.9000000000000001E-2,390.62,0,"RS",16,1,1,1,1,1,1,1,1,1,1,1,1,23.437200000000001,0,800,0,0,0,1,0,null,null,16.131285704122213,null,650.15508706926448,1,null,null,13.941899999999999,11.722899999999999,12.695988728363995,0,0,0,null,1944.670045306405,263.27796823595173]
[127,"RMOT122",4.1000000000000002E-2,3.5000000000000003E-2,204.4,0,"RS",12,1,1,1,1,1,1,1,1,1,1,1,1,12.263999999999999,0,425,0,0,0,1,0,null,null,16.377270054068575,null,346.59054783922403,1,null,null,13.941899999999999,11.722899999999999,12.695988728363995,0,0,0,null,1965.8346814868246,227.43085735522311]
[128,"RMON122",4.1000000000000002E-2,3.5000000000000003E-2,204.4,0,"RS",12,1,1,1,1,1,1,1,1,1,1,1,1,12.263999999999999,0,425,0,0,0,1,0,null,null,16.377270054068575,null,346.59054783922403,1,null,null,13.941899999999999,11.722899999999999,12.695988728363995,0,0,0,null,1965.8346814868246,227.43085735522311]
[129,"RMFT122",4.2000000000000003E-2,3.5000000000000003E-2,204.4,0,"RS",12,1,1,1,1,1,1,1,1,1,1,1,1,12.263999999999999,0,425,0,0,0,1,0,null,null,16.377270054068575,null,346.59054783922403,1,null,null,13.941899999999999,11.722899999999999,12.695988728363995,0,0,0,null,1965.8346814868246,227.43085735522311]
[130,"RMFN122",4.2000000000000003E-2,3.5000000000000003E-2,204.4,0,"RS",12,1,1,1,1,1,1,1,1,1,1,1,1,12.263999999999999,0,425,0,0,0,1,0,null,null,16.377270054068575,null,346.59054783922403,1,null,null,13.941899999999999,11.722899999999999,12.695988728363995,0,0,0,null,1965.8346814868246,227.43085735522311]
[131,"RSFT122",4.1000000000000002E-2,3.5999999999999997E-2,204.4,0,"RS",12,1,1,1,1,1,1,1,1,1,1,1,1,12.263999999999999,0,425,0,0,0,1,0,null,null,16.377270054068575,null,346.59054783922403,1,null,null,13.941899999999999,11.722899999999999,12.695988728363995,0,0,0,null,1965.8346814868246,227.43085735522311]
[132,"RSFN122",4.1000000000000002E-2,3.5999999999999997E-2,204.4,0,"RS",12,1,1,1,1,1,1,1,1,1,1,1,1,12.263999999999999,0,425,0,0,0,1,0,null,null,16.377270054068575,null,346.59054783922403,1,null,null,13.941899999999999,11.722899999999999,12.695988728363995,0,0,0,null,1965.8346814868246,227.43085735522311]
[133,"RMOT123",0.01,8.9999999999999993E-3,51.1,0,"RS",16,1,1,1,1,1,1,1,1,1,1,1,1,3.0659999999999998,0,652.5,0,0,0,1,0,null,null,100.57570550851524,null,632.89763695980594,1,null,null,13.941899999999999,11.722899999999999,12.695988728363995,0,0,0,null,5817.2678069725716,787.56725471278332]
[134,"RMON123",0.01,8.9999999999999993E-3,51.1,0,"RS",16,1,1,1,1,1,1,1,1,1,1,1,1,3.0659999999999998,0,652.5,0,0,0,1,0,null,null,100.57570550851524,null,632.89763695980594,1,null,null,13.941899999999999,11.722899999999999,12.695988728363995,0,0,0,null,5817.2678069725716,787.56725471278332]
[135,"RMFT123",1.0999999999999999E-2,8.9999999999999993E-3,51.1,0,"RS",16,1,1,1,1,1,1,1,1,1,1,1,1,3.0659999999999998,0,652.5,0,0,0,1,0,null,null,100.57570550851524,null,632.89763695980594,1,null,null,13.941899999999999,11.722899999999999,12.695988728363995,0,0,0,null,5817.2678069725716,787.56725471278332]
[136,"RMFN123",1.0999999999999999E-2,8.9999999999999993E-3,51.1,0,"RS",16,1,1,1,1,1,1,1,1,1,1,1,1,3.0659999999999998,0,652.5,0,0,0,1,0,null,null,100.57570550851524,null,632.89763695980594,1,null,null,13.941899999999999,11.722899999999999,12.695988728363995,0,0,0,null,5817.2678069725716,787.56725471278332]
[137,"RSFT123",0.01,8.9999999999999993E-3,51.1,0,"RS",16,1,1,1,1,1,1,1,1,1,1,1,1,3.0659999999999998,0,652.5,0,0,0,1,0,null,null,100.57570550851524,null,632.89763695980594,1,null,null,13.941899999999999,11.722899999999999,12.695988728363995,0,0,0,null,5817.2678069725716,787.56725471278332]
[138,"RSFN123",0.01,8.9999999999999993E-3,51.1,0,"RS",16,1,1,1,1,1,1,1,1,1,1,1,1,3.0659999999999998,0,652.5,0,0,0,1,0,null,null,100.57570550851524,null,632.89763695980594,1,null,null,13.941899999999999,11.722899999999999,12.695988728363995,0,0,0,null,5817.2678069725716,787.56725471278332]
[139,"RMOT124",0.01,8.9999999999999993E-3,51.1,0,"RS",16,1,1,1,1,1,1,1,1,1,1,1,1,3.0659999999999998,0,946.25,0,0,0,1,0,null,null,145.8540403638813,null,926.64763695980594,1,null,null,13.941899999999999,11.722899999999999,12.695988728363995,0,0,0,null,8800.0287318116443,1191.3865236528195]
[140,"RMON124",0.01,8.9999999999999993E-3,51.1,0,"RS",16,1,1,1,1,1,1,1,1,1,1,1,1,3.0659999999999998,0,946.25,0,0,0,1,0,null,null,145.8540403638813,null,926.64763695980594,1,null,null,13.941899999999999,11.722899999999999,12.695988728363995,0,0,0,null,8800.0287318116443,1191.3865236528195]
[141,"RMFT124",1.0999999999999999E-2,8.9999999999999993E-3,51.1,0,"RS",16,1,1,1,1,1,1,1,1,1,1,1,1,3.0659999999999998,0,946.25,0,0,0,1,0,null,null,145.8540403638813,null,926.64763695980594,1,null,null,13.941899999999999,11.722899999999999,12.695988728363995,0,0,0,null,8800.0287318116443,1191.3865236528195]
[142,"RMFN124",1.0999999999999999E-2,8.9999999999999993E-3,51.1,0,"RS",16,1,1,1,1,1,1,1,1,1,1,1,1,3.0659999999999998,0,946.25,0,0,0,1,0,null,null,145.8540403638813,null,926.64763695980594,1,null,null,13.941899999999999,11.722899999999999,12.695988728363995,0,0,0,null,8800.0287318116443,1191.3865236528195]
[143,"RSFT124",0.01,8.9999999999999993E-3,51.1,0,"RS",16,1,1,1,1,1,1,1,1,1,1,1,1,3.0659999999999998,0,946.25,0,0,0,1,0,null,null,145.8540403638813,null,926.64763695980594,1,null,null,13.941899999999999,11.722899999999999,12.695988728363995,0,0,0,null,8800.0287318116443,1191.3865236528195]
[144,"RSFN124",0.01,8.9999999999999993E-3,51.1,0,"RS",16,1,1,1,1,1,1,1,1,1,1,1,1,3.0659999999999998,0,946.25,0,0,0,1,0,null,null,145.8540403638813,null,926.64763695980594,1,null,null,13.941899999999999,11.722899999999999,12.695988728363995,0,0,0,null,8800.0287318116443,1191.3865236528195]
[145,"RMOT125",3.5000000000000003E-2,2.5000000000000001E-2,225.27,0,"RS",10,1,1,1,1,1,1,1,1,1,1,1,1,13.5162,0,308.66000000000003,0,0,0,1,0,null,null,10.792211917696379,null,222.24465123161445,1,null,null,13.941899999999999,11.722899999999999,12.695988728363995,0,0,0,null,755.35943452089668,77.860349187477055]
[146,"RMON125",3.5000000000000003E-2,2.5000000000000001E-2,225.27,0,"RS",10,1,1,1,1,1,1,1,1,1,1,1,1,13.5162,0,308.66000000000003,0,0,0,1,0,null,null,10.792211917696379,null,222.24465123161445,1,null,null,13.941899999999999,11.722899999999999,12.695988728363995,0,0,0,null,755.35943452089668,77.860349187477055]
[147,"RMFT125",3.4000000000000002E-2,2.5000000000000001E-2,225.27,0,"RS",10,1,1,1,1,1,1,1,1,1,1,1,1,13.5162,0,308.66000000000003,0,0,0,1,0,null,null,10.792211917696379,null,222.24465123161445,1,null,null,13.941899999999999,11.722899999999999,12.695988728363995,0,0,0,null,755.35943452089668,77.860349187477055]
[148,"RMFN125",3.4000000000000002E-2,2.5000000000000001E-2,225.27,0,"RS",10,1,1,1,1,1,1,1,1,1,1,1,1,13.5162,0,308.66000000000003,0,0,0,1,0,null,null,10.792211917696379,null,222.24465123161445,1,null,null,13.941899999999999,11.722899999999999,12.695988728363995,0,0,0,null,755.35943452089668,77.860349187477055]
[149,"RSFT125",2.1999999999999999E-2,1.4999999999999999E-2,139.36000000000001,0,"RS",10,1,1,1,1,1,1,1,1,1,1,1,1,8.361600000000001,0,308.66000000000003,0,0,0,1,0,null,null,17.445189284582831,null,255.20040482815199,1,null,null,13.941899999999999,11.722899999999999,12.695988728363995,0,0,0,null,2114.2324813958967,217.92920263106424]
[150,"RSFN125",2.1999999999999999E-2,1.4999999999999999E-2,139.36000000000001,0,"RS",10,1,1,1,1,1,1,1,1,1,1,1,1,8.361600000000001,0,308.66000000000003,0,0,0,1,0,null,null,17.445189284582831,null,255.20040482815199,1,null,null,13.941899999999999,11.722899999999999,12.695988728363995,0,0,0,null,2114.2324813958967,217.92920263106424]
[151,"RMOE126",5.0000000000000001E-3,4.0000000000000001E-3,39.79,0,"RS",1,1,1,1,1,1,1,1,1,1,1,1,1,2.3874,0,150,0,0,0,1,0,null,null,29.692775297236519,null,134.73624216498396,1,null,null,13.941899999999999,11.722899999999999,12.695988728363995,0,0,0,null,13448.770641409779,{"$error":"#N/A"}]
[152,"RMON126",5.0000000000000001E-3,4.0000000000000001E-3,39.79,0,"RS",1,1,1,1,1,1,1,1,1,1,1,1,1,2.3874,0,150,0,0,0,1,0,null,null,29.692775297236519,null,134.73624216498396,1,null,null,13.941899999999999,11.722899999999999,12.695988728363995,0,0,0,null,13448.770641409779,{"$error":"#N/A"}]
[153,"RMFE126",5.0000000000000001E-3,4.0000000000000001E-3,39.79,0,"RS",1,1,1,1,1,1,1,1,1,1,1,1,1,2.3874,0,150,0,0,0,1,0,null,null,29.692775297236519,null,134.73624216498396,1,null,null,13.941899999999999,11.722899999999999,12.695988728363995,0,0,0,null,13448.770641409779,{"$error":"#N/A"}]
[154,"RMFN126",5.0000000000000001E-3,4.0000000000000001E-3,39.79,0,"RS",1,1,1,1,1,1,1,1,1,1,1,1,1,2.3874,0,150,0,0,0,1,0,null,null,29.692775297236519,null,134.73624216498396,1,null,null,13.941899999999999,11.722899999999999,12.695988728363995,0,0,0,null,13448.770641409779,{"$error":"#N/A"}]
[155,"RSFE126",5.0000000000000001E-3,4.0000000000000001E-3,39.79,0,"RS",1,1,1,1,1,1,1,1,1,1,1,1,1,2.3874,0,150,0,0,0,1,0,null,null,29.692775297236519,null,134.73624216498396,1,null,null,13.941899999999999,11.722899999999999,12.695988728363995,0,0,0,null,13448.770641409779,{"$error":"#N/A"}]
[156,"RSFN126",5.0000000000000001E-3,4.0000000000000001E-3,39.79,0,"RS",1,1,1,1,1,1,1,1,1,1,1,1,1,2.3874,0,150,0,0,0,1,0,null,null,29.692775297236519,null,134.73624216498396,1,null,null,13.941899999999999,11.722899999999999,12.695988728363995,0,0,0,null,13448.770641409779,{"$error":"#N/A"}]
[157,"RMOT127",0.12,9.6000000000000002E-2,900.9,0,"RS",6.5,1,1,1,1,1,1,1,1,1,1,1,1,54.053999999999995,0,50,0,0,0,1,0,null,null,0.43714638290488811,null,-295.59234565383122,0,null,null,13.941899999999999,11.722899999999999,12.695988728363995,0,0,0,null,0,0]
[158,"RMON127",0.12,9.6000000000000002E-2,900.9,0,"RS",6.5,1,1,1,1,1,1,1,1,1,1,1,1,54.053999999999995,0,50,0,0,0,1,0,null,null,0.43714638290488811,null,-295.59234565383122,0,null,null,13.941899999999999,11.722899999999999,12.695988728363995,0,0,0,null,0,0]
[159,"RMFT127",0.11899999999999999,9.6000000000000002E-2,900.9,0,"RS",6.5,1,1,1,1,1,1,1,1,1,1,1,1,54.053999999999995,0,50,0,0,0,1,0,null,null,0.43714638290488811,null,-295.59234565383122,0,null,null,13.941899999999999,11.722899999999999,12.695988728363995,0,0,0,null,0,0]
[160,"RMFN127",0.11899999999999999,9.6000000000000002E-2,900.9,0,"RS",6.5,1,1,1,1,1,1,1,1,1,1,1,1,54.053999999999995,0,50,0,0,0,1,0,null,null,0.43714638290488811,null,-295.59234565383122,0,null,null,13.941899999999999,11.722899999999999,12.695988728363995,0,0,0,null,0,0]
[161,"RSFT127",0.11899999999999999,9.6000000000000002E-2,900.9,0,"RS",6.5,1,1,1,1,1,1,1,1,1,1,1,1,54.053999999999995,0,50,0,0,0,1,0,null,null,0.43714638290488811,null,-295.59234565383122,0,null,null,13.941899999999999,11.722899999999999,12.695988728363995,0,0,0,null,0,0]
[162,"RSFN127",0.11899999999999999,9.6000000000000002E-2,900.9,0,"RS",6.5,1,1,1,1,1,1,1,1,1,1,1,1,54.053999999999995,0,50,0,0,0,1,0,null,null,0.43714638290488811,null,-295.59234565383122,0,null,null,13.941899999999999,11.722899999999999,12.695988728363995,0,0,0,null,0,0]
[163,"RMOE128",7.0000000000000001E-3,7.0000000000000001E-3,65.7,0,"RS",7,1,1,1,1,1,1,1,1,1,1,1,1,3.9420000000000002,0,20.170000000000002,0,0,0,1,0,null,null,2.418098571434188,null,-5.0330381945351403,0,null,null,13.941899999999999,11.722899999999999,12.695988728363995,0,0,0,null,0,0]
[164,"RMON128",7.0000000000000001E-3,7.0000000000000001E-3,65.7,0,"RS",7,1,1,1,1,1,1,1,1,1,1,1,1,3.9420000000000002,0,20.170000000000002,0,0,0,1,0,null,null,2.418098571434188,null,-5.0330381945351403,0,null,null,13.941899999999999,11.722899999999999,12.695988728363995,0,0,0,null,0,0]
[165,"RMFE128",7.0000000000000001E-3,7.0000000000000001E-3,65.7,0,"RS",7,1,1,1,1,1,1,1,1,1,1,1,1,3.9420000000000002,0,20.170000000000002,0,0,0,1,0,null,null,2.418098571434188,null,-5.0330381945351403,0,null,null,13.941899999999999,11.722899999999999,12.695988728363995,0,0,0,null,0,0]
[166,"RMFN128",7.0000000000000001E-3,7.0000000000000001E-3,65.7,0,"RS",7,1,1,1,1,1,1,1,1,1,1,1,1,3.9420000000000002,0,20.170000000000002,0,0,0,1,0,null,null,2.418098571434188,null,-5.0330381945351403,0,null,null,13.941899999999999,11.722899999999999,12.695988728363995,0,0,0,null,0,0]
[167,"RSFE128",7.0000000000000001E-3,7.0000000000000001E-3,65.7,0,"RS",7,1,1,1,1,1,1,1,1,1,1,1,1,3.9420000000000002,0,20.170000000000002,0,0,0,1,0,null,null,2.418098571434188,null,-5.0330381945351403,0,null,null,13.941899999999999,11.722899999999999,12.695988728363995,0,0,0,null,0,0]
[168,"RSFN128",7.0000000000000001E-3,7.0000000000000001E-3,65.7,0,"RS",7,1,1,1,1,1,1,1,1,1,1,1,1,3.9420000000000002,0,20.170000000000002,0,0,0,1,0,null,null,2.418098571434188,null,-5.0330381945351403,0,null,null,13.941899999999999,11.722899999999999,12.695988728363995,0,0,0,null,0,0]
[169,"RMOE201",0.13700000000000001,0.24,466.59999999999997,0,"RS",20,1,1,1,1,1,1,1,1,1,1,1,1,88.317752529953339,0,569.61500000000035,0,0,0,1,104.8349999999997,null,null,9.6154619730707136,null,390.62355979345398,1,null,null,13.941899999999999,11.722899999999999,12.695988728363995,0,0,0,null,0,0]
[170,"RMON201",0.13700000000000001,0.24,466.59999999999997,0,"RS",20,1,1,1,1,1,1,1,1,1,1,1,1,88.317752529953339,0,674.45,0,0,0,1,0,null,null,11.385143171681818,null,495.45855979345362,1,null,null,13.941899999999999,11.722899999999999,12.695988728363995,0,0,0,null,0,0]
[171,"RMFE201",8.5000000000000006E-2,3.1E-2,220.93,0,"RS",20,1,1,1,1,1,1,1,1,1,1,1,1,41.817490498162442,0,509.67399998000019,0,0,0,1,79.145999999999745,null,null,18.170683286808266,null,424.92350944242565,1,null,null,13.941899999999999,11.722899999999999,12.695988728363995,0,0,0,null,470.61784984795213,70.781482940266187]
[172,"RMFN201",8.5000000000000006E-2,3.1E-2,220.93,0,"RS",20,1,1,1,1,1,1,1,1,1,1,1,1,41.817490498162442,0,588.81999997999992,0,0,0,1,0,null,null,20.992363222363455,null,504.06950944242533,1,null,null,13.941899999999999,11.722899999999999,12.695988728363995,0,0,0,null,1694.3070381629359,254.82578860119412]
[173,"RSFE201",0.20599999999999999,0.22800000000000001,624.29999999999995,0,"RS",20,1,1,1,1,1,1,1,1,1,1,1,1,118.16710866791658,0,741.05200000000036,0,0,0,1,178.30799999999971,null,null,9.349509357398686,null,501.56559596882403,1,null,null,13.941899999999999,11.722899999999999,12.695988728363995,0,0,0,null,0,0]
[174,"RSFN201",0.20599999999999999,0.22800000000000001,624.29999999999995,0,"RS",20,1,1,1,1,1,1,1,1,1,1,1,1,118.16710866791658,0,919.36,0,0,0,1,0,null,null,11.599138687727786,null,679.87359596882368,1,null,null,13.941899999999999,11.722899999999999,12.695988728363995,0,0,0,null,0,0]
[175,"RMOE202",0.30941956318498154,0.6353410129411885,1316.7,0,"RS",20,1,1,1,1,1,1,1,1,1,1,1,1,249.22414221215084,0,1583.8199999000019,0,0,0,1,678.77999999999815,null,null,9.4744162038665038,null,1078.7234947136333,1,null,null,13.941899999999999,11.722899999999999,12.695988728363995,0,0,0,null,0,0]
[176,"RMON202",0.30941956318498154,0.6353410129411885,1316.7,0,"RS",20,1,1,1,1,1,1,1,1,1,1,1,1,249.22414221215084,0,2262.5999999000001,0,0,0,1,0,null,null,13.534880291494218,null,1757.5034947136312,1,null,null,13.941899999999999,11.722899999999999,12.695988728363995,0,0,0,null,0,0]
[177,"RMFE202",0.17355670740585,0.32289639292911476,694.9,0,"RS",20,1,1,1,1,1,1,1,1,1,1,1,1,131.53023196113284,0,1195.7400004000021,0,0,0,1,512.45999999999799,null,null,13.553389452786243,null,929.17087952660074,1,null,null,13.941899999999999,11.722899999999999,12.695988728363995,0,0,0,null,0,0]
[178,"RMFN202",0.17355670740585,0.32289639292911476,694.9,0,"RS",20,1,1,1,1,1,1,1,1,1,1,1,1,131.53023196113284,0,1708.2000004000001,0,0,0,1,0,null,null,19.361984930608646,null,1441.6308795265988,1,null,null,13.941899999999999,11.722899999999999,12.695988728363995,0,0,0,null,4061.6192235027938,610.87234976553066]
[179,"RSFE202",0.41926477726890343,0.84614044241884756,1764.9,0,"RS",20,1,1,1,1,1,1,1,1,1,1,1,1,334.05915439373058,0,2816.1991024987256,0,0,0,1,1032.2008975012741,null,null,12.568305379383043,null,2139.1695422318298,1,null,null,13.941899999999999,11.722899999999999,12.695988728363995,0,0,0,null,0,0]
[180,"RSFN202",0.41926477726890343,0.84614044241884756,1764.9,0,"RS",20,1,1,1,1,1,1,1,1,1,1,1,1,334.05915439373058,0,3848.3999999999996,0,0,0,1,0,null,null,17.17487459572812,null,3171.3704397331039,1,null,null,13.941899999999999,11.722899999999999,12.695988728363995,0,0,0,null,5997.0351327802782,901.96119862475575]
[181,"RMOE203",0.22317425384849499,1.7655660643401298E-2,375.13,0,"RS",30,1,1,1,1,1,1,1,1,1,1,1,1,71.004368852467636,0,902.20659833065577,0,0,0,1,141.10340163934424,null,null,18.943388835861509,null,758.30377157394389,1,null,null,13.941899999999999,11.722899999999999,12.695988728363995,0,0,0,null,0,0]
[182,"RMON203",0.22317425384849499,1.7655660643401298E-2,375.13,0,"RS",30,1,1,1,1,1,1,1,1,1,1,1,1,71.004368852467636,0,1043.30999997,0,0,0,1,0,null,null,21.906098938251159,null,899.40717321328816,1,null,null,13.941899999999999,11.722899999999999,12.695988728363995,0,0,0,null,1617.6396815346307,278.4413728410309]
[183,"RMFE203",0.19900323013701848,1.3204218808847461E-2,331.19,0,"RS",30,1,1,1,1,1,1,1,1,1,1,1,1,62.687433477057972,0,681.14086066573782,0,0,0,1,106.52913934426221,null,null,16.199185940216466,null,554.09376447626903,1,null,null,13.941899999999999,11.722899999999999,12.695988728363995,0,0,0,null,0,0]
[184,"RMFN203",0.19900323013701848,1.3204218808847461E-2,331.19,0,"RS",30,1,1,1,1,1,1,1,1,1,1,1,1,62.687433477057972,0,787.67000000999997,0,0,0,1,0,null,null,18.732707911871888,null,660.62290382053118,1,null,null,13.941899999999999,11.722899999999999,12.695988728363995,0,0,0,null,462.39663146748717,79.5914902017808]
[185,"RSFE203",0.2641044462714468,2.2090818578307223E-2,445.49,0,"RS",30,1,1,1,1,1,1,1,1,1,1,1,1,84.322065097661635,0,1096.1017625050822,0,0,0,1,171.42823770491788,null,null,19.379670471884431,null,925.20828479909346,1,null,null,13.941899999999999,11.722899999999999,12.695988728363995,0,0,0,null,0,0]
[186,"RSFN203",0.2641044462714468,2.2090818578307223E-2,445.49,0,"RS",30,1,1,1,1,1,1,1,1,1,1,1,1,84.322065097661635,0,1267.53000021,0,0,0,1,0,null,null,22.410614194394661,null,1096.6365225040115,1,null,null,13.941899999999999,11.722899999999999,12.695988728363995,0,0,0,null,2127.5767019551549,366.21590362754955]
[187,"RMOE204",0.19664260508564824,0.28169967382470118,677.6,0,"RS",30,1,1,1,1,1,1,1,1,1,1,1,1,128.25569891619458,0,980.46,0,0,0,1,0,null,null,11.396984427773274,null,720.52729557660552,1,null,null,13.941899999999999,11.722899999999999,12.695988728363995,0,0,0,null,0,0]
[188,"RMON204",0.19664260508564824,0.28169967382470118,677.6,0,"RS",30,1,1,1,1,1,1,1,1,1,1,1,1,128.25569891619458,0,980.46,0,0,0,1,0,null,null,11.396984427773274,null,720.52729557660552,1,null,null,13.941899999999999,11.722899999999999,12.695988728363995,0,0,0,null,0,0]
[189,"RMFE204",0.178049509922974,0.27843652323368157,644.01,0,"RS",30,1,1,1,1,1,1,1,1,1,1,1,1,121.89780498674509,0,740.22,0,0,0,1,0,null,null,9.0531908524547493,null,493.17268451046317,1,null,null,13.941899999999999,11.722899999999999,12.695988728363995,0,0,0,null,0,0]
[190,"RMFN204",0.178049509922974,0.27843652323368157,644.01,0,"RS",30,1,1,1,1,1,1,1,1,1,1,1,1,121.89780498674509,0,740.22,0,0,0,1,0,null,null,9.0531908524547493,null,493.17268451046317,1,null,null,13.941899999999999,11.722899999999999,12.695988728363995,0,0,0,null,0,0]
[191,"RSFE204",0.25851382619011032,0.31652526339194303,820.63,0,"RS",30,1,1,1,1,1,1,1,1,1,1,1,1,155.32832674379688,0,1191.17,0,0,0,1,0,null,null,11.432990149606189,null,876.36985945842662,1,null,null,13.941899999999999,11.722899999999999,12.695988728363995,0,0,0,null,0,0]
[192,"RSFN204",0.25851382619011032,0.31652526339194303,820.63,0,"RS",30,1,1,1,1,1,1,1,1,1,1,1,1,155.32832674379688,0,1191.17,0,0,0,1,0,null,null,11.432990149606189,null,876.36985945842662,1,null,null,13.941899999999999,11.722899999999999,12.695988728363995,0,0,0,null,0,0]
[193,"RMOE205",0.25470636642983568,0.14233637387291517,587.47,0,"RS",30,1,1,1,1,1,1,1,1,1,1,1,1,111.19594959016652,0,1111.8354180602007,0,0,0,1,220.58458193979931,null,null,14.906932425477258,null,886.47729251768078,1,null,null,13.941899999999999,11.722899999999999,12.695988728363995,0,0,0,null,0,0]
[194,"RMON205",0.25470636642983568,0.14233637387291517,587.47,0,"RS",30,1,1,1,1,1,1,1,1,1,1,1,1,111.19594959016652,0,1332.42,0,0,0,1,0,null,null,17.864420020912625,null,1107.0618744574801,1,null,null,13.941899999999999,11.722899999999999,12.695988728363995,0,0,0,null,351.48031101032029,60.49966592774323]
[195,"RMFE205",0.22981192536390702,0.1371114621870895,541.38,0,"RS",30,1,1,1,1,1,1,1,1,1,1,1,1,102.47206357622406,0,839.40478260869577,0,0,0,1,166.53521739130434,null,null,12.212447321565968,null,631.72714459107885,1,null,null,13.941899999999999,11.722899999999999,12.695988728363995,0,0,0,null,0,0]
[196,"RMFN205",0.22981192536390702,0.1371114621870895,541.38,0,"RS",30,1,1,1,1,1,1,1,1,1,1,1,1,102.47206357622406,0,1005.94,0,0,0,1,0,null,null,14.63535771201693,null,798.26236198238314,1,null,null,13.941899999999999,11.722899999999999,12.695988728363995,0,0,0,null,0,0]
[197,"RSFE205",0.32671812202916245,0.17306023783652183,741.15,0,"RS",30,1,1,1,1,1,1,1,1,1,1,1,1,140.2844026737568,0,1350.7796486294317,0,0,0,1,267.99035117056837,null,null,14.35528660442967,null,1066.4686629691619,1,null,null,13.941899999999999,11.722899999999999,12.695988728363995,0,0,0,null,0,0]
[198,"RSFN205",0.32671812202916245,0.17306023783652183,741.15,0,"RS",30,1,1,1,1,1,1,1,1,1,1,1,1,140.2844026737568,0,1618.7699998000001,0,0,0,1,0,null,null,17.203329438195119,null,1334.4590141397302,1,null,null,13.941899999999999,11.722899999999999,12.695988728363995,0,0,0,null,0,0]
[199,"RMOE206",0.12411684241868445,1.0450950586984527E-2,209.45,0,"RS",30,1,1,1,1,1,1,1,1,1,1,1,1,39.6445633677641,0,645.55749004000006,0,0,0,1,70.932509999999994,null,null,24.276609440428292,null,565.21081804844175,1,null,null,13.941899999999999,11.722899999999999,12.695988728363995,0,0,0,null,947.34060289611079,163.06401297487955]
[200,"RMON206",0.12411684241868445,1.0450950586984527E-2,209.45,0,"RS",30,1,1,1,1,1,1,1,1,1,1,1,1,39.6445633677641,0,716.49000004000004,0,0,0,1,0,null,null,26.944072630720722,null,636.14332804844162,1,null,null,13.941899999999999,11.722899999999999,12.695988728363995,0,0,0,null,1872.8239060306414,322.3657687415045]
[201,"RMFE206",0.10874739651970937,8.8395572269073588E-3,183.1,0,"RS",30,1,1,1,1,1,1,1,1,1,1,1,1,34.657052053652933,0,487.37793003000002,0,0,0,1,53.552069999999972,null,null,20.965778181054702,null,417.13932586836557,1,null,null,13.941899999999999,11.722899999999999,12.695988728363995,0,0,0,null,320.23792878399718,55.121971564021351]
[202,"RMFN206",0.10874739651970937,8.8395572269073588E-3,183.1,0,"RS",30,1,1,1,1,1,1,1,1,1,1,1,1,34.657052053652933,0,540.93000002999997,0,0,0,1,0,null,null,23.269454140873407,null,470.69139586836553,1,null,null,13.941899999999999,11.722899999999999,12.695988728363995,0,0,0,null,1018.9520519537414,175.39036130470402]
[203,"RSFE206",0.12275884843751984,8.8118636641171758E-3,205.17,0,"RS",30,1,1,1,1,1,1,1,1,1,1,1,1,38.834447678033705,0,784.29347005,0,0,0,1,86.176529999999929,null,null,30.109130395249217,null,705.58863981601564,1,null,null,13.941899999999999,11.722899999999999,12.695988728363995,0,0,0,null,1930.6139273924382,332.31305988932411]
[204,"RSFN206",0.12275884843751984,8.8118636641171758E-3,205.17,0,"RS",30,1,1,1,1,1,1,1,1,1,1,1,1,38.834447678033705,0,870.47000004999995,0,0,0,1,0,null,null,33.417458818045709,null,791.7651698160156,1,null,null,13.941899999999999,11.722899999999999,12.695988728363995,0,0,0,null,3054.9917080313653,525.85015990411011]
[205,"RMOE207",0.11667960435361475,0.19866599395530665,443.16,0,"RS",30,1,1,1,1,1,1,1,1,1,1,1,1,83.881044173112144,0,1043.31,0,0,0,1,0,null,null,18.543268559758218,null,873.31032867138208,1,null,null,13.941899999999999,11.722899999999999,12.695988728363995,0,0,0,null,541.58206434713065,93.221534575508173]
[206,"RMON207",0.11667960435361475,0.19866599395530665,443.16,0,"RS",30,1,1,1,1,1,1,1,1,1,1,1,1,83.881044173112144,0,1043.31,0,0,0,1,0,null,null,18.543268559758218,null,873.31032867138208,1,null,null,13.941899999999999,11.722899999999999,12.695988728363995,0,0,0,null,541.58206434713065,93.221534575508173]
[207,"RMFE207",0.10502243172090739,0.19868265442107252,424.79,0,"RS",30,1,1,1,1,1,1,1,1,1,1,1,1,80.403982205741286,0,787.67000000000007,0,0,0,1,0,null,null,14.605064933859287,null,624.71720556078265,1,null,null,13.941899999999999,11.722899999999999,12.695988728363995,0,0,0,null,0,0]
[208,"RMFN207",0.10502243172090739,0.19868265442107252,424.79,0,"RS",30,1,1,1,1,1,1,1,1,1,1,1,1,80.403982205741286,0,787.67000000000007,0,0,0,1,0,null,null,14.605064933859287,null,624.71720556078265,1,null,null,13.941899999999999,11.722899999999999,12.695988728363995,0,0,0,null,0,0]
[209,"RSFE207",0.14134559783392697,0.17510423094417296,451.35,0,"RS",30,1,1,1,1,1,1,1,1,1,1,1,1,85.431242186871941,0,1267.5300000000002,0,0,0,1,0,null,null,22.119651081880612,null,1094.388580074529,1,null,null,13.941899999999999,11.722899999999999,12.695988728363995,0,0,0,null,2034.8867605489049,350.26135279134189]
[210,"RSFN207",0.14134559783392697,0.17510423094417296,451.35,0,"RS",30,1,1,1,1,1,1,1,1,1,1,1,1,85.431242186871941,0,1267.5300000000002,0,0,0,1,0,null,null,22.119651081880612,null,1094.388580074529,1,null,null,13.941899999999999,11.722899999999999,12.695988728363995,0,0,0,null,2034.8867605489049,350.26135279134189]
[211,"RMOE208",0.16386037654968405,0.1025294232126384,392.23,0,"RS",30,1,1,1,1,1,1,1,1,1,1,1,1,74.241046024054015,0,902.05515050167241,0,0,0,1,178.96484949832757,null,null,18.114475115716683,null,751.59262887241027,1,null,null,13.941899999999999,11.722899999999999,12.695988728363995,0,0,0,null,0,0]
[212,"RMON208",0.16386037654968405,0.1025294232126384,392.23,0,"RS",30,1,1,1,1,1,1,1,1,1,1,1,1,74.241046024054015,0,1081.02,0,0,0,1,0,null,null,21.708328896189528,null,930.55747837073784,1,null,null,13.941899999999999,11.722899999999999,12.695988728363995,0,0,0,null,1620.0975866260897,278.8644475688526]
[213,"RMFE208",0.1469679467465991,0.10032974324196134,362.71000000000004,0,"RS",30,1,1,1,1,1,1,1,1,1,1,1,1,68.65351911731544,0,681.02652173913066,0,0,0,1,135.11347826086939,null,null,14.788971356129073,null,541.8881049424815,1,null,null,13.941899999999999,11.722899999999999,12.695988728363995,0,0,0,null,0,0]
[214,"RMFN208",0.1469679467465991,0.10032974324196134,362.71000000000004,0,"RS",30,1,1,1,1,1,1,1,1,1,1,1,1,68.65351911731544,0,816.1400000000001,0,0,0,1,0,null,null,17.723055853637643,null,677.00158320335095,1,null,null,13.941899999999999,11.722899999999999,12.695988728363995,0,0,0,null,169.89128220747898,29.243077053287994]
[215,"RSFE208",0.19576688934078509,0.10467697159499756,445.37,0,"RS",30,1,1,1,1,1,1,1,1,1,1,1,1,84.299351573650497,0,1095.9141471571907,0,0,0,1,217.42585284280915,null,null,19.381574074523147,null,925.06670239767607,1,null,null,13.941899999999999,11.722899999999999,12.695988728363995,0,0,0,null,0,0]
[216,"RSFN208",0.19576688934078509,0.10467697159499756,445.37,0,"RS",30,1,1,1,1,1,1,1,1,1,1,1,1,84.299351573650497,0,1313.34,0,0,0,1,0,null,null,23.226816225580844,null,1142.4925552404852,1,null,null,13.941899999999999,11.722899999999999,12.695988728363995,0,0,0,null,2461.0357310809195,423.6135991192495]
[217,"RMOE209",1.2920868527142502,0.10153809526040418,2170.96,0,"RS",30,1,1,1,1,1,1,1,1,1,1,1,1,410.91793406006758,0,844.28499999000007,0,0,0,1,161.31499999999991,null,null,3.0631673454907662,null,11.487621012709269,1,null,null,13.941899999999999,11.722899999999999,12.695988728363995,0,0,0,null,0,0]
[218,"RMON209",1.2920868527142502,0.10153809526040418,2170.96,0,"RS",30,1,1,1,1,1,1,1,1,1,1,1,1,410.91793406006758,0,1005.59999999,0,0,0,1,0,null,null,3.6484375330976708,null,172.8026210127091,1,null,null,13.941899999999999,11.722899999999999,12.695988728363995,0,0,0,null,0,0]
[219,"RMFE209",1.095818647838362,8.7731835927530893E-2,1843.3,0,"RS",30,1,1,1,1,1,1,1,1,1,1,1,1,348.89865674767037,0,637.41166669666688,0,0,0,1,121.78833333333323,null,null,2.7236886242077545,null,-69.692751933266578,0,null,null,13.941899999999999,11.722899999999999,12.695988728363995,0,0,0,null,0,0]
[220,"RMFN209",1.095818647838362,8.7731835927530893E-2,1843.3,0,"RS",30,1,1,1,1,1,1,1,1,1,1,1,1,348.89865674767037,0,759.20000003000007,0,0,0,1,0,null,null,3.2440956317862311,null,52.095581400066607,1,null,null,13.941899999999999,11.722899999999999,12.695988728363995,0,0,0,null,0,0]
[221,"RSFE209",1.7761482493367597,0.17500692552653477,3030.48,0,"RS",30,1,1,1,1,1,1,1,1,1,1,1,1,573.60733537713895,0,1025.7273545366675,0,0,0,1,195.9826458333325,null,null,2.6659621993655631,null,-136.78867571865766,0,null,null,13.941899999999999,11.722899999999999,12.695988728363995,0,0,0,null,0,0]
[222,"RSFN209",1.7761482493367597,0.17500692552653477,3030.48,0,"RS",30,1,1,1,1,1,1,1,1,1,1,1,1,573.60733537713895,0,1221.71000037,0,0,0,1,0,null,null,3.1753395921127074,null,59.193970114674869,1,null,null,13.941899999999999,11.722899999999999,12.695988728363995,0,0,0,null,0,0]
[223,"RMOE210",1.0558910864856159,1.1087458936152776,3111.77,0,"RS",30,1,1,1,1,1,1,1,1,1,1,1,1,588.99385510101354,0,1282.1399999999999,0,0,0,1,0,null,null,3.2453491846566149,null,88.440484587387687,1,null,null,13.941899999999999,11.722899999999999,12.695988728363995,0,0,0,null,0,0]
[224,"RMON210",1.0558910864856159,1.1087458936152776,3111.77,0,"RS",30,1,1,1,1,1,1,1,1,1,1,1,1,588.99385510101354,0,1282.1399999999999,0,0,0,1,0,null,null,3.2453491846566149,null,88.440484587387687,1,null,null,13.941899999999999,11.722899999999999,12.695988728363995,0,0,0,null,0,0]
[225,"RMFE210",0.87263804822360003,1.0078622091620615,2691.09,0,"RS",30,1,1,1,1,1,1,1,1,1,1,1,1,509.3678110926536,0,967.98,0,0,0,1,0,null,null,2.8331634706531412,null,-64.343349390130584,0,null,null,13.941899999999999,11.722899999999999,12.695988728363995,0,0,0,null,0,0]
[226,"RMFN210",0.87263804822360003,1.0078622091620615,2691.09,0,"RS",30,1,1,1,1,1,1,1,1,1,1,1,1,509.3678110926536,0,967.98,0,0,0,1,0,null,null,2.8331634706531412,null,-64.343349390130584,0,null,null,13.941899999999999,11.722899999999999,12.695988728363995,0,0,0,null,0,0]
[227,"RSFE210",1.4841541603213015,1.6767346050129466,4528.1399999999994,0,"RS",30,1,1,1,1,1,1,1,1,1,1,1,1,857.08347179807743,0,1557.69,0,0,0,1,0,null,null,2.7095343296040855,null,-179.34021872454093,0,null,null,13.941899999999999,11.722899999999999,12.695988728363995,0,0,0,null,0,0]
[228,"RSFN210",1.4841541603213015,1.6767346050129466,4528.1399999999994,0,"RS",30,1,1,1,1,1,1,1,1,1,1,1,1,857.08347179807743,0,1557.69,0,0,0,1,0,null,null,2.7095343296040855,null,-179.34021872454093,0,null,null,13.941899999999999,11.722899999999999,12.695988728363995,0,0,0,null,0,0]
[229,"RMOE211",1.2334646639385556,0.54578061460441052,2657.79,0,"RS",30,1,1,1,1,1,1,1,1,1,1,1,1,503.06480817956435,0,1053.3046829268294,0,0,0,1,266.54531707317057,null,null,3.1215250453454457,null,33.75547618324407,1,null,null,13.941899999999999,11.722899999999999,12.695988728363995,0,0,0,null,0,0]
[230,"RMON211",1.2334646639385556,0.54578061460441052,2657.79,0,"RS",30,1,1,1,1,1,1,1,1,1,1,1,1,503.06480817956435,0,1319.85,0,0,0,1,0,null,null,3.9114464199010772,null,300.30079325641458,1,null,null,13.941899999999999,11.722899999999999,12.695988728363995,0,0,0,null,0,0]
[231,"RMFE211",1.039671307906846,0.49324563013499295,2283.5299999999997,0,"RS",30,1,1,1,1,1,1,1,1,1,1,1,1,432.22511237617738,0,795.21570731707334,0,0,0,1,201.23429268292665,null,null,2.7429108982812074,null,-80.764411531736812,0,null,null,13.941899999999999,11.722899999999999,12.695988728363995,0,0,0,null,0,0]
[232,"RMFN211",1.039671307906846,0.49324563013499295,2283.5299999999997,0,"RS",30,1,1,1,1,1,1,1,1,1,1,1,1,432.22511237617738,0,996.45,0,0,0,1,0,null,null,3.4370216023694828,null,120.46988115118984,1,null,null,13.941899999999999,11.722899999999999,12.695988728363995,0,0,0,null,0,0]
[233,"RSFE211",1.7156096391483939,0.84510821637611855,3808.82,0,"RS",30,1,1,1,1,1,1,1,1,1,1,1,1,720.93103770067921,0,1279.6712192121968,0,0,0,1,323.8287804878031,null,null,2.6463143104047839,null,-181.42217403147669,0,null,null,13.941899999999999,11.722899999999999,12.695988728363995,0,0,0,null,0,0]
[234,"RSFN211",1.7156096391483939,0.84510821637611855,3808.82,0,"RS",30,1,1,1,1,1,1,1,1,1,1,1,1,720.93103770067921,0,1603.4999997,0,0,0,1,0,null,null,3.3159806458353551,null,142.40660645632636,1,null,null,13.941899999999999,11.722899999999999,12.695988728363995,0,0,0,null,0,0]
[235,"RMOE212",4.8354738955487274E-2,0.1268421511930875,241.7,0,"RS",30,1,1,1,1,1,1,1,1,1,1,1,1,45.748822945755947,0,590.79,0,0,0,1,0,null,null,19.25262523302786,null,498.07197364354414,1,null,null,13.941899999999999,11.722899999999999,12.695988728363995,0,0,0,null,452.92673329165063,77.961453872402927]
[236,"RMON212",4.8354738955487274E-2,0.1268421511930875,241.7,0,"RS",30,1,1,1,1,1,1,1,1,1,1,1,1,45.748822945755947,0,590.79,0,0,0,1,0,null,null,19.25262523302786,null,498.07197364354414,1,null,null,13.941899999999999,11.722899999999999,12.695988728363995,0,0,0,null,452.92673329165063,77.961453872402927]
[237,"RMFE212",4.0422531121581881E-2,0.12520479180211946,227.05,0,"RS",30,1,1,1,1,1,1,1,1,1,1,1,1,42.975880222730197,0,446.03000000000003,0,0,0,1,0,null,null,15.47305381294084,null,358.93182919224961,1,null,null,13.941899999999999,11.722899999999999,12.695988728363995,0,0,0,null,0,0]
[238,"RMFN212",4.0422531121581881E-2,0.12520479180211946,227.05,0,"RS",30,1,1,1,1,1,1,1,1,1,1,1,1,42.975880222730197,0,446.03000000000003,0,0,0,1,0,null,null,15.47305381294084,null,358.93182919224961,1,null,null,13.941899999999999,11.722899999999999,12.695988728363995,0,0,0,null,0,0]
[239,"RSFE212",3.9058191374150147E-2,4.9389724987922448E-2,126.03,0,"RS",30,1,1,1,1,1,1,1,1,1,1,1,1,23.854878592691858,0,717.76,0,0,0,1,0,null,null,44.85788440584713,null,669.41389796564295,1,null,null,13.941899999999999,11.722899999999999,12.695988728363995,0,0,0,null,3201.5036666642145,551.06899656163898]
[240,"RSFN212",3.9058191374150147E-2,4.9389724987922448E-2,126.03,0,"RS",30,1,1,1,1,1,1,1,1,1,1,1,1,23.854878592691858,0,717.76,0,0,0,1,0,null,null,44.85788440584713,null,669.41389796564295,1,null,null,13.941899999999999,11.722899999999999,12.695988728363995,0,0,0,null,3201.5036666642145,551.06899656163898]
[241,"RMOE213",8.4931735719191825E-2,6.8211318467035945E-2,222.95,0,"RS",30,1,1,1,1,1,1,1,1,1,1,1,1,42.199834819016502,0,875.94568750000008,0,0,0,1,167.36431249999984,null,null,30.945904001848401,null,790.42030903011255,1,null,null,13.941899999999999,11.722899999999999,12.695988728363995,0,0,0,null,1841.066410079452,316.89940879028603]
[242,"RMON213",8.4931735719191825E-2,6.8211318467035945E-2,222.95,0,"RS",30,1,1,1,1,1,1,1,1,1,1,1,1,42.199834819016502,0,1043.31,0,0,0,1,0,null,null,36.858644964980719,null,957.78462153011242,1,null,null,13.941899999999999,11.722899999999999,12.695988728363995,0,0,0,null,4024.7324549721307,692.76986888523095]
[243,"RMFE213",3.6773715517985403E-2,6.5948966414021148E-2,144.01999999999998,0,"RS",30,1,1,1,1,1,1,1,1,1,1,1,1,27.260014400694129,0,661.31460416666675,0,0,0,1,126.35539583333316,null,null,36.167524040373408,null,606.06739624007685,1,null,null,13.941899999999999,11.722899999999999,12.695988728363995,0,0,0,null,1774.3330152986427,305.41271106073776]
[244,"RMFN213",3.6773715517985403E-2,6.5948966414021148E-2,144.01999999999998,0,"RS",30,1,1,1,1,1,1,1,1,1,1,1,1,27.260014400694129,0,787.67,0,0,0,1,0,null,null,43.077944266449713,null,732.42279207341005,1,null,null,13.941899999999999,11.722899999999999,12.695988728363995,0,0,0,null,3422.9396002174872,589.18436059401461]
[245,"RSFE213",8.1809618715766641E-2,4.5601804440819703E-2,188.54,0,"RS",30,1,1,1,1,1,1,1,1,1,1,1,1,35.68673180882427,0,1064.1970624999999,0,0,0,1,203.33293750000001,null,null,44.458215319805539,null,991.8716314315426,1,null,null,13.941899999999999,11.722899999999999,12.695988728363995,0,0,0,null,3538.8959367505886,609.14371365789532]
[246,"RSFN213",8.1809618715766641E-2,4.5601804440819703E-2,188.54,0,"RS",30,1,1,1,1,1,1,1,1,1,1,1,1,35.68673180882427,0,1267.53,0,0,0,1,0,null,null,52.95271303599668,null,1195.2045689315426,1,null,null,13.941899999999999,11.722899999999999,12.695988728363995,0,0,0,null,6191.8584402364049,1065.7933186339433]
[247,"RMOE214",5.5709482059084353E-2,5.5607967130277686E-2,160.41000000000003,0,"RS",30,1,1,1,1,1,1,1,1,1,1,1,1,30.362303221881309,0,601.55306250000012,0,0,0,1,114.93693749999983,null,null,29.537652381817509,null,540.01852130083137,1,null,null,13.941899999999999,11.722899999999999,12.695988728363995,0,0,0,null,1148.883283947258,197.75518767745933]
[248,"RMON214",5.5709482059084353E-2,5.5607967130277686E-2,160.41000000000003,0,"RS",30,1,1,1,1,1,1,1,1,1,1,1,1,30.362303221881309,0,716.49,0,0,0,1,0,null,null,35.181322936159802,null,654.95545880083125,1,null,null,13.941899999999999,11.722899999999999,12.695988728363995,0,0,0,null,2648.5092087650164,455.88306746470982]
[249,"RMFE214",2.1626371438359659E-2,5.4376063682846254E-2,105.03,0,"RS",30,1,1,1,1,1,1,1,1,1,1,1,1,19.880011890743678,0,454.15581250000014,0,0,0,1,86.774187499999826,null,null,34.058458145726689,null,413.86547609859946,1,null,null,13.941899999999999,11.722899999999999,12.695988728363995,0,0,0,null,1121.6411601526911,193.06605051357101]
[250,"RMFN214",2.1626371438359659E-2,5.4376063682846254E-2,105.03,0,"RS",30,1,1,1,1,1,1,1,1,1,1,1,1,19.880011890743678,0,540.92999999999995,0,0,0,1,0,null,null,40.565905483743933,null,500.63966359859927,1,null,null,13.941899999999999,11.722899999999999,12.695988728363995,0,0,0,null,2253.8167980474914,387.94538149878173]
[251,"RSFE214",3.8512455475177461E-2,2.0549825281843265E-2,87.56,0,"RS",30,1,1,1,1,1,1,1,1,1,1,1,1,16.573301353456312,0,730.83210416666691,0,0,0,1,139.63789583333315,null,null,65.742366905497178,null,697.2433975561114,1,null,null,13.941899999999999,11.722899999999999,12.695988728363995,0,0,0,null,3093.3680234226194,532.45580519341456]
[252,"RSFN214",3.8512455475177461E-2,2.0549825281843265E-2,87.56,0,"RS",30,1,1,1,1,1,1,1,1,1,1,1,1,16.573301353456312,0,870.47,0,0,0,1,0,null,null,78.30356355989737,null,836.88129338944452,1,null,null,13.941899999999999,11.722899999999999,12.695988728363995,0,0,0,null,4915.2763760001153,846.05757243057587]
[253,"RMOE215",3.4000000000000002E-2,0.06,116.64999999999999,0,"RS",20,1,1,1,1,1,1,1,1,1,1,1,1,22.079438132488335,0,1797.5099998999999,0,0,0,1,0,null,null,121.37242909862121,null,1752.7621398483634,1,null,null,13.941899999999999,11.722899999999999,12.695988728363995,0,0,0,null,13995.057986724689,2104.8733244083942]
[254,"RMON215",3.4000000000000002E-2,0.06,116.64999999999999,0,"RS",20,1,1,1,1,1,1,1,1,1,1,1,1,22.079438132488335,0,1797.5099998999999,0,0,0,1,0,null,null,121.37242909862121,null,1752.7621398483634,1,null,null,13.941899999999999,11.722899999999999,12.695988728363995,0,0,0,null,13995.057986724689,2104.8733244083942]
[255,"RMFE215",2.1000000000000001E-2,8.0000000000000002E-3,55.239999999999995,0,"RS",20,1,1,1,1,1,1,1,1,1,1,1,1,10.455792219791304,0,1357.0700005000001,0,0,0,1,0,null,null,193.50048236004324,null,1335.8795008064517,1,null,null,13.941899999999999,11.722899999999999,12.695988728363995,0,0,0,null,11085.124311806625,1667.2158474659793]
[256,"RMFN215",2.1000000000000001E-2,8.0000000000000002E-3,55.239999999999995,0,"RS",20,1,1,1,1,1,1,1,1,1,1,1,1,10.455792219791304,0,1357.0700005000001,0,0,0,1,0,null,null,193.50048236004324,null,1335.8795008064517,1,null,null,13.941899999999999,11.722899999999999,12.695988728363995,0,0,0,null,11085.124311806625,1667.2158474659793]
[257,"RSFE215",5.0999999999999997E-2,5.7000000000000002E-2,156.07999999999998,0,"RS",20,1,1,1,1,1,1,1,1,1,1,1,1,29.542723563812938,0,3057.3399998999998,0,0,0,1,0,null,null,154.28721997053876,null,2997.4664808527696,1,null,null,13.941899999999999,11.722899999999999,12.695988728363995,0,0,0,null,24473.35060404602,3680.8209651017219]
[258,"RSFN215",5.0999999999999997E-2,5.7000000000000002E-2,156.07999999999998,0,"RS",20,1,1,1,1,1,1,1,1,1,1,1,1,29.542723563812938,0,3057.3399998999998,0,0,0,1,0,null,null,154.28721997053876,null,2997.4664808527696,1,null,null,13.941899999999999,11.722899999999999,12.695988728363995,0,0,0,null,24473.35060404602,3680.8209651017219]
[259,"RMOE216",0.109,0.06,296.72000000000003,0,"RS",20,1,1,1,1,1,1,1,1,1,1,1,1,56.162973704860178,0,276.59404419677003,0,0,0,1,152.59595578322993,null,null,7.3422552059615649,null,162.76991188196837,1,null,null,13.941899999999999,11.722899999999999,12.695988728363995,0,0,0,null,0,0]
[260,"RMON216",0.109,0.06,296.72000000000003,0,"RS",20,1,1,1,1,1,1,1,1,1,1,1,1,56.162973704860178,0,429.18999997999998,0,0,0,1,0,null,null,11.392951431224626,null,315.36586766519832,1,null,null,13.941899999999999,11.722899999999999,12.695988728363995,0,0,0,null,0,0]
[261,"RMFE216",0.109,0.06,296.72000000000003,0,"RS",20,1,1,1,1,1,1,1,1,1,1,1,1,56.162973704860178,0,276.59404419677003,0,0,0,1,152.59595578322995,null,null,7.3422552059615649,null,162.76991188196837,1,null,null,13.941899999999999,11.722899999999999,12.695988728363995,0,0,0,null,0,0]
[262,"RMFN216",0.109,0.06,296.72000000000003,0,"RS",20,1,1,1,1,1,1,1,1,1,1,1,1,56.162973704860178,0,429.18999997999998,0,0,0,1,0,null,null,11.392951431224626,null,315.36586766519832,1,null,null,13.941899999999999,11.722899999999999,12.695988728363995,0,0,0,null,0,0]
[263,"RSFE216",0.109,0.06,296.72000000000003,0,"RS",20,1,1,1,1,1,1,1,1,1,1,1,1,56.162973704860178,0,276.59404419676986,0,0,0,1,152.59595578323012,null,null,7.3422552059615604,null,162.7699118819682,1,null,null,13.941899999999999,11.722899999999999,12.695988728363995,0,0,0,null,0,0]
[264,"RSFN216",0.109,0.06,296.72000000000003,0,"RS",20,1,1,1,1,1,1,1,1,1,1,1,1,56.162973704860178,0,429.18999997999998,0,0,0,1,0,null,null,11.392951431224626,null,315.36586766519832,1,null,null,13.941899999999999,11.722899999999999,12.695988728363995,0,0,0,null,0,0]
[265,"RMOE217",0.11700000000000001,6.4000000000000001E-2,316.22000000000003,0,"RS",20,1,1,1,1,1,1,1,1,1,1,1,1,59.853921356669204,0,315.25662133957417,0,0,0,1,589.78337866042591,null,null,7.8525073997473021,null,193.95213522274156,1,null,null,13.941899999999999,11.722899999999999,12.695988728363995,0,0,0,null,0,0]
[266,"RMON217",0.11700000000000001,6.4000000000000001E-2,316.22000000000003,0,"RS",20,1,1,1,1,1,1,1,1,1,1,1,1,59.853921356669204,0,905.04000000000008,0,0,0,1,0,null,null,22.543010411230266,null,783.73551388316741,1,null,null,13.941899999999999,11.722899999999999,12.695988728363995,0,0,0,null,2973.6851033031917,447.24576740381036]
[267,"RMFE217",8.7999999999999995E-2,4.8000000000000001E-2,238.74,0,"RS",20,1,1,1,1,1,1,1,1,1,1,1,1,45.188556020148013,0,164.49602794645637,0,0,0,1,518.78397210354365,null,null,5.4270484390022977,null,72.913480936360173,1,null,null,13.941899999999999,11.722899999999999,12.695988728363995,0,0,0,null,0,0]
[268,"RMFN217",8.7999999999999995E-2,4.8000000000000001E-2,238.74,0,"RS",20,1,1,1,1,1,1,1,1,1,1,1,1,45.188556020148013,0,683.28000005000001,0,0,0,1,0,null,null,22.542755007311566,null,591.69745303990385,1,null,null,13.941899999999999,11.722899999999999,12.695988728363995,0,0,0,null,2245.0067622662591,337.65168043556071]
[269,"RSFE217",0.19800000000000001,0.108,537.84,0,"RS",20,1,1,1,1,1,1,1,1,1,1,1,1,101.80201461789565,0,939.36000009999998,0,0,0,1,600,null,null,13.756642038672675,null,733.04033400336698,1,null,null,13.941899999999999,11.722899999999999,12.695988728363995,0,0,0,null,0,0]
[270,"RSFN217",0.19800000000000001,0.108,537.84,0,"RS",20,1,1,1,1,1,1,1,1,1,1,1,1,101.80201461789565,0,1539.3600001,0,0,0,1,0,null,null,22.543459895857271,null,1333.0403340033672,1,null,null,13.941899999999999,11.722899999999999,12.695988728363995,0,0,0,null,5058.0357526306216,760.73457785706353]
[271,"RMOE218",0.22756552410534503,0.33172216244806491,791.62,0,"RS",20,1,1,1,1,1,1,1,1,1,1,1,1,149.83733231410559,0,1602.0500000000004,0,0,0,1,201.74999999999969,null,null,15.940163810564616,null,1298.3783242685254,1,null,null,13.941899999999999,11.722899999999999,12.695988728363995,0,0,0,null,254.92626370178732,38.341212495581196]
[272,"RMON218",0.22756552410534503,0.33172216244806491,791.62,0,"RS",20,1,1,1,1,1,1,1,1,1,1,1,1,149.83733231410559,0,1803.8000000000002,0,0,0,1,0,null,null,17.94754688149337,null,1500.1283242685251,1,null,null,13.941899999999999,11.722899999999999,12.695988728363995,0,0,0,null,3374.2154650173543,507.48600897962189]
[273,"RMFE218",8.1543096532547432E-2,0.16340344064453438,341.74,0,"RS",20,1,1,1,1,1,1,1,1,1,1,1,1,64.684330796370034,0,1209.5040000000004,0,0,0,1,152.31599999999969,null,null,27.876931357577845,null,1078.4098405996892,1,null,null,13.941899999999999,11.722899999999999,12.695988728363995,0,0,0,null,4240.3153621387537,637.74846101468768]
[274,"RMFN218",8.1543096532547432E-2,0.16340344064453438,341.74,0,"RS",20,1,1,1,1,1,1,1,1,1,1,1,1,64.684330796370034,0,1361.82,0,0,0,1,0,null,null,31.387546185359163,null,1230.7258405996888,1,null,null,13.941899999999999,11.722899999999999,12.695988728363995,0,0,0,null,6595.2970245245597,991.94049689827079]
[275,"RSFE218",0.19465003447777121,0.32133257546852451,726.14,0,"RS",20,1,1,1,1,1,1,1,1,1,1,1,1,137.44331937869765,0,2724.8810000000003,0,0,0,1,343.14899999999966,null,null,29.557020419817828,null,2446.3279687278582,1,null,null,13.941899999999999,11.722899999999999,12.695988728363995,0,0,0,null,10245.202843357984,1540.8906621603894]
[276,"RSFN218",0.19465003447777121,0.32133257546852451,726.14,0,"RS",20,1,1,1,1,1,1,1,1,1,1,1,1,137.44331937869765,0,3068.0299999999997,0,0,0,1,0,null,null,33.279187369508492,null,2789.4769687278576,1,null,null,13.941899999999999,11.722899999999999,12.695988728363995,0,0,0,null,15550.685175747374,2338.8414991743916]
[277,"RMOE219",0,0.1175942097294123,153.35,0,"RS",20,1,1,1,1,1,1,1,1,1,1,1,1,29.02599089255968,0,1455.6570000000002,0,0,0,1,275.28300000000002,null,null,74.766791619593462,null,1396.8307304850539,1,null,null,13.941899999999999,11.722899999999999,12.695988728363995,0,0,0,null,8571.7307011534413,1289.1984666290666]
[278,"RMON219",0,0.1175942097294123,153.35,0,"RS",20,1,1,1,1,1,1,1,1,1,1,1,1,29.02599089255968,0,1730.94,0,0,0,1,0,null,null,88.90612986851923,null,1672.1137304850538,1,null,null,13.941899999999999,11.722899999999999,12.695988728363995,0,0,0,null,12827.925134700497,1929.3351588218898]
[279,"RMFE219",0,9.3937337410192417E-2,122.5,0,"RS",20,1,1,1,1,1,1,1,1,1,1,1,1,23.186722428031043,0,1098.979,0,0,0,1,207.83099999999999,null,null,70.662138528955523,null,1051.9870338077542,1,null,null,13.941899999999999,11.722899999999999,12.695988728363995,0,0,0,null,6365.0326981428607,957.30846903361623]
[280,"RMFN219",0,9.3937337410192417E-2,122.5,0,"RS",20,1,1,1,1,1,1,1,1,1,1,1,1,23.186722428031043,0,1306.81,0,0,0,1,0,null,null,84.025253668199625,null,1259.8180338077541,1,null,null,13.941899999999999,11.722899999999999,12.695988728363995,0,0,0,null,9578.3417288274923,1440.5939593963171]
[281,"RSFE219",0,0.11369868585966718,148.27000000000001,0,"RS",20,1,1,1,1,1,1,1,1,1,1,1,1,28.064451709421739,0,2475.8879999999899,0,0,0,1,468.22199999999998,null,null,131.52586878602034,null,2419.0104585524446,1,null,null,13.941899999999999,11.722899999999999,12.695988728363995,0,0,0,null,16359.812983731314,2460.5352814136613]
[282,"RSFN219",0,0.11369868585966718,148.27000000000001,0,"RS",20,1,1,1,1,1,1,1,1,1,1,1,1,28.064451709421739,0,2944.1099999999901,0,0,0,1,0,null,null,156.39908814599474,null,2887.2324585524448,1,null,null,13.941899999999999,11.722899999999999,12.695988728363995,0,0,0,null,23599.070470714243,3549.3281958358939]
[283,"RMOE220",0.46300000000000002,2E-3,1113.2,0,"RS",20,1,1,1,1,1,1,1,1,1,1,1,1,210.70579107660538,0,36767.25,0,0,0,1,0,null,null,260.14855759047697,null,36340.217699875851,1,null,null,13.941899999999999,11.722899999999999,12.695988728363995,0,0,0,null,306395.29764637275,46082.216261752961]
[284,"RMON220",0.46300000000000002,2E-3,1113.2,0,"RS",20,1,1,1,1,1,1,1,1,1,1,1,1,210.70579107660538,0,36767.25,0,0,0,1,0,null,null,260.14855759047697,null,36340.217699875851,1,null,null,13.941899999999999,11.722899999999999,12.695988728363995,0,0,0,null,306395.29764637275,46082.216261752961]
[285,"RMFE220",0.28599999999999998,1E-3,686.7,0,"RS",20,1,1,1,1,1,1,1,1,1,1,1,1,129.97814115370548,0,27758.25,0,0,0,1,0,null,null,318.38933163441362,null,27494.826463802325,1,null,null,13.941899999999999,11.722899999999999,12.695988728363995,0,0,0,null,233751.60599517816,35156.518855697883]
[286,"RMFN220",0.28599999999999998,1E-3,686.7,0,"RS",20,1,1,1,1,1,1,1,1,1,1,1,1,129.97814115370548,0,27758.25,0,0,0,1,0,null,null,318.38933163441362,null,27494.826463802325,1,null,null,13.941899999999999,11.722899999999999,12.695988728363995,0,0,0,null,233751.60599517816,35156.518855697883]
[287,"RSFE220",0.69399999999999995,3.0000000000000001E-3,1668.28,0,"RS",20,1,1,1,1,1,1,1,1,1,1,1,1,315.77098197743373,0,44668.93,0,0,0,1,0,null,null,210.8968426765104,null,44028.964633802447,1,null,null,13.941899999999999,11.722899999999999,12.695988728363995,0,0,0,null,367247.1701514094,55234.410078859721]
[288,"RSFN220",0.69399999999999995,3.0000000000000001E-3,1668.28,0,"RS",20,1,1,1,1,1,1,1,1,1,1,1,1,315.77098197743373,0,44668.93,0,0,0,1,0,null,null,210.8968426765104,null,44028.964633802447,1,null,null,13.941899999999999,11.722899999999999,12.695988728363995,0,0,0,null,367247.1701514094,55234.410078859721]
[289,"RMOE221",9.6000000000000002E-2,0,230.03,0,"RS",25,1,1,1,1,1,1,1,1,1,1,1,1,43.539932735673318,0,1379.2,0,0,0,1,0,null,null,47.225464785841126,null,1290.9586776881442,1,null,null,13.941899999999999,11.722899999999999,12.695988728363995,0,0,0,null,7438.3892202723946,1207.2178731372614]
[290,"RMON221",9.6000000000000002E-2,0,230.03,0,"RS",25,1,1,1,1,1,1,1,1,1,1,1,1,43.539932735673318,0,1379.2,0,0,0,1,0,null,null,47.225464785841126,null,1290.9586776881442,1,null,null,13.941899999999999,11.722899999999999,12.695988728363995,0,0,0,null,7438.3892202723946,1207.2178731372614]
[291,"RMFE221",7.1999999999999995E-2,0,173.67,0,"RS",25,1,1,1,1,1,1,1,1,1,1,1,1,32.872147625111438,0,1194.4000000000001,0,0,0,1,0,null,null,54.169953433892559,null,1127.7788182154504,1,null,null,13.941899999999999,11.722899999999999,12.695988728363995,0,0,0,null,6845.6612271841223,1111.0207253441888]
[292,"RMFN221",7.1999999999999995E-2,0,173.67,0,"RS",25,1,1,1,1,1,1,1,1,1,1,1,1,32.872147625111438,0,1194.4000000000001,0,0,0,1,0,null,null,54.169953433892559,null,1127.7788182154504,1,null,null,13.941899999999999,11.722899999999999,12.695988728363995,0,0,0,null,6845.6612271841223,1111.0207253441888]
[293,"RSFE221",0.16300000000000001,1E-3,391.25,0,"RS",25,1,1,1,1,1,1,1,1,1,1,1,1,74.055552244629766,0,1541.29,0,0,0,1,0,null,null,31.028692962064369,null,1391.2034141002757,1,null,null,13.941899999999999,11.722899999999999,12.695988728363995,0,0,0,null,6190.1132827216479,1004.6281755839988]
[294,"RSFN221",0.16300000000000001,1E-3,391.25,0,"RS",25,1,1,1,1,1,1,1,1,1,1,1,1,74.055552244629766,0,1541.29,0,0,0,1,0,null,null,31.028692962064369,null,1391.2034141002757,1,null,null,13.941899999999999,11.722899999999999,12.695988728363995,0,0,0,null,6190.1132827216479,1004.6281755839988]
[295,"RMOE222",8.8999999999999996E-2,0,213.69,0,"RS",15,1,1,1,1,1,1,1,1,1,1,1,1,40.447107882824113,0,2312.88,0,0,0,1,0,null,null,85.251567588304141,null,2230.9068305663591,1,null,null,13.941899999999999,11.722899999999999,12.695988728363995,0,0,0,null,20902.141983316873,2744.1777900282777]
[296,"RMON222",8.8999999999999996E-2,0,213.69,0,"RS",15,1,1,1,1,1,1,1,1,1,1,1,1,40.447107882824113,0,2312.88,0,0,0,1,0,null,null,85.251567588304141,null,2230.9068305663591,1,null,null,13.941899999999999,11.722899999999999,12.695988728363995,0,0,0,null,20902.141983316873,2744.1777900282777]
[297,"RMFE222",6.7000000000000004E-2,0,161.33000000000001,0,"RS",15,1,1,1,1,1,1,1,1,1,1,1,1,30.536440239299989,0,1746.16,0,0,0,1,0,null,null,85.251567588304141,null,1684.2725395445304,1,null,null,13.941899999999999,11.722899999999999,12.695988728363995,0,0,0,null,15780.536505302549,2071.7779941953054]
[298,"RMFN222",6.7000000000000004E-2,0,161.33000000000001,0,"RS",15,1,1,1,1,1,1,1,1,1,1,1,1,30.536440239299989,0,1746.16,0,0,0,1,0,null,null,85.251567588304141,null,1684.2725395445304,1,null,null,13.941899999999999,11.722899999999999,12.695988728363995,0,0,0,null,15780.536505302549,2071.7779941953054]
[299,"RSFE222",0.151,1E-3,363.46,0,"RS",15,1,1,1,1,1,1,1,1,1,1,1,1,68.795478642385007,0,2809.94,0,0,0,1,0,null,null,60.893914931945588,null,2670.5138772878881,1,null,null,13.941899999999999,11.722899999999999,12.695988728363995,0,0,0,null,23751.639117191578,3118.2794851449498]
[300,"RSFN222",0.151,1E-3,363.46,0,"RS",15,1,1,1,1,1,1,1,1,1,1,1,1,68.795478642385007,0,2809.94,0,0,0,1,0,null,null,60.893914931945588,null,2670.5138772878881,1,null,null,13.941899999999999,11.722899999999999,12.695988728363995,0,0,0,null,23751.639117191578,3118.2794851449498]
[301,"RMOE223",2.163906297089391E-3,2.6118160780269502E-3,6.82,0,"RS",20,1,1,1,1,1,1,1,1,1,1,1,1,1.290885281299361,0,3771,0,0,0,1,0,null,null,4355.1751907619955,null,3768.3837942087257,1,null,null,13.941899999999999,11.722899999999999,12.695988728363995,0,0,0,null,33123.225752497237,4981.7724493119767]
[302,"RMON223",2.163906297089391E-3,2.6118160780269502E-3,6.82,0,"RS",20,1,1,1,1,1,1,1,1,1,1,1,1,1.290885281299361,0,3771,0,0,0,1,0,null,null,4355.1751907619955,null,3768.3837942087257,1,null,null,13.941899999999999,11.722899999999999,12.695988728363995,0,0,0,null,33123.225752497237,4981.7724493119767]
[303,"RMFE223",1.7260484246578135E-3,2.0833254346725233E-3,5.44,0,"RS",20,1,1,1,1,1,1,1,1,1,1,1,1,1.0296797551713379,0,2847,0,0,0,1,0,null,null,4122.133371669529,null,2844.9131730931767,1,null,null,13.941899999999999,11.722899999999999,12.695988728363995,0,0,0,null,25002.508873768329,3760.4069966412212]
[304,"RMFN223",1.7260484246578135E-3,2.0833254346725233E-3,5.44,0,"RS",20,1,1,1,1,1,1,1,1,1,1,1,1,1.0296797551713379,0,2847,0,0,0,1,0,null,null,4122.133371669529,null,2844.9131730931767,1,null,null,13.941899999999999,11.722899999999999,12.695988728363995,0,0,0,null,25002.508873768329,3760.4069966412212]
[305,"RSFE223",2.0877571018838993E-3,2.5199046617913972E-3,6.58,0,"RS",20,1,1,1,1,1,1,1,1,1,1,1,1,1.245458233277096,0,4581.43,0,0,0,1,0,null,null,5484.1412696853386,null,4578.9058601016741,1,null,null,13.941899999999999,11.722899999999999,12.695988728363995,0,0,0,null,40268.757963650336,6056.4689710572975]
[306,"RSFN223",2.0877571018838993E-3,2.5199046617913972E-3,6.58,0,"RS",20,1,1,1,1,1,1,1,1,1,1,1,1,1.245458233277096,0,4581.43,0,0,0,1,0,null,null,5484.1412696853386,null,4578.9058601016741,1,null,null,13.941899999999999,11.722899999999999,12.695988728363995,0,0,0,null,40268.757963650336,6056.4689710572975]
[307,"RMOE224",0.23191237399832515,0.13150289339134538,537.38,0,"RS",20,1,1,1,1,1,1,1,1,1,1,1,1,101.71494610918631,0,4177.0994503703159,0,0,0,1,1001.740549629684,null,null,61.224717247059026,null,3970.9562439018337,1,null,null,13.941899999999999,11.722899999999999,12.695988728363995,0,0,0,null,21649.350994772212,3256.0880735811133]
[308,"RMON224",0.23191237399832515,0.13150289339134538,537.38,0,"RS",20,1,1,1,1,1,1,1,1,1,1,1,1,101.71494610918631,0,5178.84,0,0,0,1,0,null,null,75.907461250329916,null,4972.696793531517,1,null,null,13.941899999999999,11.722899999999999,12.695988728363995,0,0,0,null,37137.420505571157,5585.512102462415]
[309,"RMFE224",0.20723368898547873,0.12722854925154095,492.87,0,"RS",20,1,1,1,1,1,1,1,1,1,1,1,1,93.290121494723763,0,2989.9967015643101,0,0,0,1,919.88329843568999,null,null,47.78282217649415,null,2800.9278821588223,1,null,null,13.941899999999999,11.722899999999999,12.695988728363995,0,0,0,null,12436.561063352532,1870.473538191693]
[310,"RMFN224",0.20723368898547873,0.12722854925154095,492.87,0,"RS",20,1,1,1,1,1,1,1,1,1,1,1,1,93.290121494723763,0,3909.88,0,0,0,1,0,null,null,62.483380223693082,null,3720.8111805945123,1,null,null,13.941899999999999,11.722899999999999,12.695988728363995,0,0,0,null,26659.025239544644,4009.5490232820498]
[311,"RSFE224",0.39464320415246107,0.1797266474008461,857.01,0,"RS",20,1,1,1,1,1,1,1,1,1,1,1,1,162.2143101065052,0,5273.2960122168952,0,0,0,1,1018.533987783105,null,null,48.465169181330495,null,4944.5402167359434,1,null,null,13.941899999999999,11.722899999999999,12.695988728363995,0,0,0,null,26141.962466120305,3931.7821687354026]
[312,"RSFN224",0.39464320415246107,0.1797266474008461,857.01,0,"RS",20,1,1,1,1,1,1,1,1,1,1,1,1,162.2143101065052,0,6291.83,0,0,0,1,0,null,null,57.826187777760659,null,5963.0742045190482,1,null,null,13.941899999999999,11.722899999999999,12.695988728363995,0,0,0,null,41889.684071870186,6300.2581807387041]
[313,"RMOE225",0.14106638411817352,9.1695942731068625E-2,342.14,0,"RS",20,1,1,1,1,1,1,1,1,1,1,1,1,64.760042543073808,0,4138.9959562752092,0,0,0,1,1039.8440437247909,null,null,95.285018555522825,null,4007.7483537199846,1,null,null,13.941899999999999,11.722899999999999,12.695988728363995,0,0,0,null,24148.415971279836,3631.9504108435867]
[314,"RMON225",0.14106638411817352,9.1695942731068625E-2,342.14,0,"RS",20,1,1,1,1,1,1,1,1,1,1,1,1,64.760042543073808,0,5178.84,0,0,0,1,0,null,null,119.22356791577218,null,5047.5923974447751,1,null,null,13.941899999999999,11.722899999999999,12.695988728363995,0,0,0,null,40225.610446977407,6049.9795333611146]
[315,"RMFE225",0.1243897103681708,9.0446830306412734E-2,314.20000000000005,0,"RS",20,1,1,1,1,1,1,1,1,1,1,1,1,59.471577035815145,0,2961.8290000000034,0,0,0,1,948.05099999999698,null,null,74.248429552529743,null,2841.2994018154836,1,null,null,13.941899999999999,11.722899999999999,12.695988728363995,0,0,0,null,14827.151941017746,2230.0212422987188]
[316,"RMFN225",0.1243897103681708,9.0446830306412734E-2,314.20000000000005,0,"RS",20,1,1,1,1,1,1,1,1,1,1,1,1,59.471577035815145,0,3909.88,0,0,0,1,0,null,null,98.014588194944636,null,3789.3504018154804,1,null,null,13.941899999999999,11.722899999999999,12.695988728363995,0,0,0,null,29485.120454388394,4434.597096366525]
[317,"RSFE225",0.15751461028255972,8.2194349241522122E-2,355.7,0,"RS",20,1,1,1,1,1,1,1,1,1,1,1,1,67.326670756331779,0,5230.842327354515,0,0,0,1,1060.987672645485,null,null,115.83004790984458,null,5094.3930018477249,1,null,null,13.941899999999999,11.722899999999999,12.695988728363995,0,0,0,null,33415.002742949095,5025.6560548290709]
[318,"RSFN225",0.15751461028255972,8.2194349241522122E-2,355.7,0,"RS",20,1,1,1,1,1,1,1,1,1,1,1,1,67.326670756331779,0,6291.83,0,0,0,1,0,null,null,139.32420912965608,null,6155.3806744932099,1,null,null,13.941899999999999,11.722899999999999,12.695988728363995,0,0,0,null,49819.105458588936,7492.8525644654301]
[319,"RMOE226",1.210670671507045,0.53494713412284078,2607.6999999999998,0,"RS",20,1,1,1,1,1,1,1,1,1,1,1,1,493.58380469858412,0,4241.8210576446691,0,0,0,1,937.01894235533098,null,null,12.812332140279096,null,3241.4867699751212,1,null,null,13.941899999999999,11.722899999999999,12.695988728363995,0,0,0,null,0,0]
[320,"RMON226",1.210670671507045,0.53494713412284078,2607.6999999999998,0,"RS",20,1,1,1,1,1,1,1,1,1,1,1,1,493.58380469858412,0,5178.84,0,0,0,1,0,null,null,15.642578335967441,null,4178.5057123304523,1,null,null,13.941899999999999,11.722899999999999,12.695988728363995,0,0,0,null,4390.3374977586573,660.31196819248214]
[321,"RMFE226",1.0170930715284179,0.48336271719944435,2235.02,0,"RS",20,1,1,1,1,1,1,1,1,1,1,1,1,423.04317029467711,0,3041.7006173859745,0,0,0,1,868.17938261402549,null,null,10.719351791691818,null,2184.3293171492937,1,null,null,13.941899999999999,11.722899999999999,12.695988728363995,0,0,0,null,0,0]
[322,"RMFN226",1.0170930715284179,0.48336271719944435,2235.02,0,"RS",20,1,1,1,1,1,1,1,1,1,1,1,1,423.04317029467711,0,3909.88,0,0,0,1,0,null,null,13.778929768347313,null,3052.5086997633193,1,null,null,13.941899999999999,11.722899999999999,12.695988728363995,0,0,0,null,0,0]
[323,"RSFE226",1.7398060459249387,0.85541824444588666,3860.4399999999996,0,"RS",20,1,1,1,1,1,1,1,1,1,1,1,1,730.70163861280128,0,5249.7044197759851,0,0,0,1,1042.125580224015,null,null,10.711036922998266,null,3768.8091873907301,1,null,null,13.941899999999999,11.722899999999999,12.695988728363995,0,0,0,null,0,0]
[324,"RSFN226",1.7398060459249387,0.85541824444588666,3860.4399999999996,0,"RS",20,1,1,1,1,1,1,1,1,1,1,1,1,730.70163861280128,0,6291.83,0,0,0,1,0,null,null,12.837298646635791,null,4810.9347676147445,1,null,null,13.941899999999999,11.722899999999999,12.695988728363995,0,0,0,null,0,0]
[325,"RMOE227",6.2137743287681284E-2,5.7377837985466161E-2,172.86,0,"RS",20,1,1,1,1,1,1,1,1,1,1,1,1,32.718831338036303,0,4034.4377066990642,0,0,0,1,1144.402293300936,null,null,183.83236623281425,null,3968.1272473032141,1,null,null,13.941899999999999,11.722899999999999,12.695988728363995,0,0,0,null,25209.392747918711,3791.5225767526058]
[326,"RMON227",6.2137743287681284E-2,5.7377837985466161E-2,172.86,0,"RS",20,1,1,1,1,1,1,1,1,1,1,1,1,32.718831338036303,0,5178.84,0,0,0,1,0,null,null,235.97796787401532,null,5112.5295406041505,1,null,null,13.941899999999999,11.722899999999999,12.695988728363995,0,0,0,null,42903.180271196157,6452.6892114907096]
[327,"RMFE227",5.1299174503432958E-2,5.6013024766805093E-2,153.98000000000002,0,"RS",20,1,1,1,1,1,1,1,1,1,1,1,1,29.145236893618129,0,2961.8290000000034,0,0,0,1,948.05099999999698,null,null,151.50575766596214,null,2902.7610575160684,1,null,null,13.941899999999999,11.722899999999999,12.695988728363995,0,0,0,null,17361.416589455246,2611.1776519789992]
[328,"RMFN227",5.1299174503432958E-2,5.6013024766805093E-2,153.98000000000002,0,"RS",20,1,1,1,1,1,1,1,1,1,1,1,1,29.145236893618129,0,3909.88,0,0,0,1,0,null,null,200.00119243311863,null,3850.8120575160651,1,null,null,13.941899999999999,11.722899999999999,12.695988728363995,0,0,0,null,32019.385102825894,4815.7535060468044]
[329,"RSFE227",4.1444199490588897E-2,2.2792462968355093E-2,95.11,0,"RS",20,1,1,1,1,1,1,1,1,1,1,1,1,18.002360572490062,0,5213.8215192934549,0,0,0,1,1078.008480706545,null,null,431.78092300287364,null,5177.3365731339081,1,null,null,13.941899999999999,11.722899999999999,12.695988728363995,0,0,0,null,37273.696493075047,5606.0081726556537]
[330,"RSFN227",4.1444199490588897E-2,2.2792462968355093E-2,95.11,0,"RS",20,1,1,1,1,1,1,1,1,1,1,1,1,18.002360572490062,0,6291.83,0,0,0,1,0,null,null,521.0558425761609,null,6255.3450538404531,1,null,null,13.941899999999999,11.722899999999999,12.695988728363995,0,0,0,null,53940.962758393624,8112.7847923709296]
[331,"RMOE228",6.0000000000000001E-3,2.8000000000000001E-2,29.55,0,"RS",10,1,1,1,1,1,1,1,1,1,1,1,1,5.593205287741366,0,16.939999999999998,0,0,0,1,0,null,null,4.5153289255645968,null,5.6043869307684382,1,null,null,13.941899999999999,11.722899999999999,12.695988728363995,0,0,0,null,0,0]
[332,"RMON228",6.0000000000000001E-3,2.8000000000000001E-2,29.55,0,"RS",10,1,1,1,1,1,1,1,1,1,1,1,1,5.593205287741366,0,16.939999999999998,0,0,0,1,0,null,null,4.5153289255645968,null,5.6043869307684382,1,null,null,13.941899999999999,11.722899999999999,12.695988728363995,0,0,0,null,0,0]
[333,"RMFE228",6.0000000000000001E-3,2.8000000000000001E-2,29.55,0,"RS",10,1,1,1,1,1,1,1,1,1,1,1,1,5.593205287741366,0,16.939999999999998,0,0,0,1,0,null,null,4.5153289255645968,null,5.6043869307684382,1,null,null,13.941899999999999,11.722899999999999,12.695988728363995,0,0,0,null,0,0]
[334,"RMFN228",6.0000000000000001E-3,2.8000000000000001E-2,29.55,0,"RS",10,1,1,1,1,1,1,1,1,1,1,1,1,5.593205287741366,0,16.939999999999998,0,0,0,1,0,null,null,4.5153289255645968,null,5.6043869307684382,1,null,null,13.941899999999999,11.722899999999999,12.695988728363995,0,0,0,null,0,0]
[335,"RSFE228",6.0000000000000001E-3,2.8000000000000001E-2,29.55,0,"RS",10,1,1,1,1,1,1,1,1,1,1,1,1,5.593205287741366,0,16.939999999999998,0,0,0,1,0,null,null,4.5153289255645968,null,5.6043869307684382,1,null,null,13.941899999999999,11.722899999999999,12.695988728363995,0,0,0,null,0,0]
[336,"RSFN228",6.0000000000000001E-3,2.8000000000000001E-2,29.55,0,"RS",10,1,1,1,1,1,1,1,1,1,1,1,1,5.593205287741366,0,16.939999999999998,0,0,0,1,0,null,null,4.5153289255645968,null,5.6043869307684382,1,null,null,13.941899999999999,11.722899999999999,12.695988728363995,0,0,0,null,0,0]
[337,"RMOE229",6.0000000000000001E-3,2.8000000000000001E-2,29.55,0,"RS",10,1,1,1,1,1,1,1,1,1,1,1,1,5.593205287741366,0,4.2799999999999994,0,0,0,1,0,null,null,1.1408269068132511,null,-7.0556130692315602,0,null,null,13.941899999999999,11.722899999999999,12.695988728363995,0,0,0,null,0,0]
[338,"RMON229",6.0000000000000001E-3,2.8000000000000001E-2,29.55,0,"RS",10,1,1,1,1,1,1,1,1,1,1,1,1,5.593205287741366,0,4.2799999999999994,0,0,0,1,0,null,null,1.1408269068132511,null,-7.0556130692315602,0,null,null,13.941899999999999,11.722899999999999,12.695988728363995,0,0,0,null,0,0]
[339,"RMFE229",6.0000000000000001E-3,2.8000000000000001E-2,29.55,0,"RS",10,1,1,1,1,1,1,1,1,1,1,1,1,5.593205287741366,0,4.2799999999999994,0,0,0,1,0,null,null,1.1408269068132511,null,-7.0556130692315602,0,null,null,13.941899999999999,11.722899999999999,12.695988728363995,0,0,0,null,0,0]
[340,"RMFN229",6.0000000000000001E-3,2.8000000000000001E-2,29.55,0,"RS",10,1,1,1,1,1,1,1,1,1,1,1,1,5.593205287741366,0,4.2799999999999994,0,0,0,1,0,null,null,1.1408269068132511,null,-7.0556130692315602,0,null,null,13.941899999999999,11.722899999999999,12.695988728363995,0,0,0,null,0,0]
[341,"RSFE229",6.0000000000000001E-3,2.8000000000000001E-2,29.55,0,"RS",10,1,1,1,1,1,1,1,1,1,1,1,1,5.593205287741366,0,4.2799999999999994,0,0,0,1,0,null,null,1.1408269068132511,null,-7.0556130692315602,0,null,null,13.941899999999999,11.722899999999999,12.695988728363995,0,0,0,null,0,0]
[342,"RSFN229",6.0000000000000001E-3,2.8000000000000001E-2,29.55,0,"RS",10,1,1,1,1,1,1,1,1,1,1,1,1,5.593205287741366,0,4.2799999999999994,0,0,0,1,0,null,null,1.1408269068132511,null,-7.0556130692315602,0,null,null,13.941899999999999,11.722899999999999,12.695988728363995,0,0,0,null,0,0]
[343,"RMOE230",0.10199999999999999,0,244.76,0,"RS",10,1,1,1,1,1,1,1,1,1,1,1,1,46.328017808039824,0,742.89,0,0,0,1,0,null,null,23.906584839462958,null,648.99813350845625,1,null,null,13.941899999999999,11.722899999999999,12.695988728363995,0,0,0,null,6522.5081264103792,672.32199280410202]
[344,"RMON230",0.10199999999999999,0,244.76,0,"RS",10,1,1,1,1,1,1,1,1,1,1,1,1,46.328017808039824,0,742.89,0,0,0,1,0,null,null,23.906584839462958,null,648.99813350845625,1,null,null,13.941899999999999,11.722899999999999,12.695988728363995,0,0,0,null,6522.5081264103792,672.32199280410202]
[345,"RMFE230",0.10199999999999999,0,244.76,0,"RS",10,1,1,1,1,1,1,1,1,1,1,1,1,46.328017808039824,0,560.86,0,0,0,1,0,null,null,18.04876519142968,null,466.96813350845633,1,null,null,13.941899999999999,11.722899999999999,12.695988728363995,0,0,0,null,3975.6766824935576,409.80169255686343]
[346,"RMFN230",0.10199999999999999,0,244.76,0,"RS",10,1,1,1,1,1,1,1,1,1,1,1,1,46.328017808039824,0,560.86,0,0,0,1,0,null,null,18.04876519142968,null,466.96813350845633,1,null,null,13.941899999999999,11.722899999999999,12.695988728363995,0,0,0,null,3975.6766824935576,409.80169255686343]
[347,"RSFE230",0.10199999999999999,0,244.76,0,"RS",10,1,1,1,1,1,1,1,1,1,1,1,1,46.328017808039824,0,1263.56,0,0,0,1,0,null,null,40.662015022078393,null,1169.6681335084563,1,null,null,13.941899999999999,11.722899999999999,12.695988728363995,0,0,0,null,13807.343738136798,1423.2225820873298]
[348,"RSFN230",0.10199999999999999,0,244.76,0,"RS",10,1,1,1,1,1,1,1,1,1,1,1,1,46.328017808039824,0,1263.56,0,0,0,1,0,null,null,40.662015022078393,null,1169.6681335084563,1,null,null,13.941899999999999,11.722899999999999,12.695988728363995,0,0,0,null,13807.343738136798,1423.2225820873298]
[349,"RMOT301",0.81499999999999995,1.3380000000000001,2720.92,0,"RS",16,1,1,1,1,1,1,1,1,1,1,1,1,515.01401460308762,0,2527.7000000000016,0,0,0,1,1083.2999999999986,null,null,7.3171713852864437,null,1483.9336273322001,1,null,null,13.941899999999999,11.722899999999999,12.695988728363995,0,0,0,null,0,0]
[350,"RMON301",0.81499999999999995,1.3380000000000001,2720.92,0,"RS",16,1,1,1,1,1,1,1,1,1,1,1,1,515.01401460308762,0,3611,0,0,0,1,0,null,null,10.453101978980627,null,2567.2336273321985,1,null,null,13.941899999999999,11.722899999999999,12.695988728363995,0,0,0,null,0,0]
[351,"RMFT301",0.67900000000000005,1.1139999999999999,2267.44,0,"RS",16,1,1,1,1,1,1,1,1,1,1,1,1,429.17960736501806,0,2641.4500000000016,0,0,0,1,1132.0499999999986,null,null,9.1757180970038235,null,1771.6421320575853,1,null,null,13.941899999999999,11.722899999999999,12.695988728363995,0,0,0,null,0,0]
[352,"RMFN301",0.67900000000000005,1.1139999999999999,2267.44,0,"RS",16,1,1,1,1,1,1,1,1,1,1,1,1,429.17960736501806,0,3773.5,0,0,0,1,0,null,null,13.108168710005453,null,2903.6921320575834,1,null,null,13.941899999999999,11.722899999999999,12.695988728363995,0,0,0,null,2451.4081957359158,331.88240372603764]
[353,"RSFT301",0.81499999999999995,1.3380000000000001,2720.92,0,"RS",16,1,1,1,1,1,1,1,1,1,1,1,1,515.01401460308762,0,2527.7000000000016,0,0,0,1,1083.2999999999986,null,null,7.3171713852864437,null,1483.9336273322001,1,null,null,13.941899999999999,11.722899999999999,12.695988728363995,0,0,0,null,0,0]
[354,"RSFN301",0.81499999999999995,1.3380000000000001,2720.92,0,"RS",16,1,1,1,1,1,1,1,1,1,1,1,1,515.01401460308762,0,3611,0,0,0,1,0,null,null,10.453101978980627,null,2567.2336273321985,1,null,null,13.941899999999999,11.722899999999999,12.695988728363995,0,0,0,null,0,0]
[355,"RMOT302",0,2.8256736555165758,3732.4,0,"RS",16,1,1,1,1,1,1,1,1,1,1,1,1,706.46630849292308,0,382.20000000000005,0,0,0,1,163.79999999999998,null,null,0.80655868826714738,null,-1049.5780784974575,0,null,null,13.941899999999999,11.722899999999999,12.695988728363995,0,0,0,null,0,0]
[356,"RMON302",0,2.8256736555165758,3732.4,0,"RS",16,1,1,1,1,1,1,1,1,1,1,1,1,706.46630849292308,0,546,0,0,0,1,0,null,null,1.1522266975244961,null,-885.77807849745761,0,null,null,13.941899999999999,11.722899999999999,12.695988728363995,0,0,0,null,0,0]
[357,"RMFT302",0,2.3547255227100177,3110.33,0,"RS",16,1,1,1,1,1,1,1,1,1,1,1,1,588.72129281287994,0,318.5,0,0,0,1,136.5,null,null,0.80655955265419343,null,-874.64712005492379,0,null,null,13.941899999999999,11.722899999999999,12.695988728363995,0,0,0,null,0,0]
[358,"RMFN302",0,2.3547255227100177,3110.33,0,"RS",16,1,1,1,1,1,1,1,1,1,1,1,1,588.72129281287994,0,455,0,0,0,1,0,null,null,1.1522279323631335,null,-738.14712005492379,0,null,null,13.941899999999999,11.722899999999999,12.695988728363995,0,0,0,null,0,0]
[359,"RSFT302",0,2.8256736555165758,3732.4,0,"RS",16,1,1,1,1,1,1,1,1,1,1,1,1,706.46630849292308,0,382.20000000000005,0,0,0,1,163.79999999999998,null,null,0.80655868826714738,null,-1049.5780784974575,0,null,null,13.941899999999999,11.722899999999999,12.695988728363995,0,0,0,null,0,0]
[360,"RSFN302",0,2.8256736555165758,3732.4,0,"RS",16,1,1,1,1,1,1,1,1,1,1,1,1,706.46630849292308,0,546,0,0,0,1,0,null,null,1.1522266975244961,null,-885.77807849745761,0,null,null,13.941899999999999,11.722899999999999,12.695988728363995,0,0,0,null,0,0]
[361,"RMOT303",0.76400000000000001,3.1191000402834779,5950.36,0,"RS",16,1,1,1,1,1,1,1,1,1,1,1,1,1126.2803727906842,0,6853,0,0,0,1,2000,null,null,9.0713299147894286,null,4570.3949718229196,1,null,null,13.941899999999999,11.722899999999999,12.695988728363995,0,0,0,null,0,0]
[362,"RMON303",0.76400000000000001,3.1191000402834779,5950.36,0,"RS",16,1,1,1,1,1,1,1,1,1,1,1,1,1126.2803727906842,0,8853,0,0,0,1,0,null,null,11.71873394653886,null,6570.3949718229196,1,null,null,13.941899999999999,11.722899999999999,12.695988728363995,0,0,0,null,0,0]
[363,"RMFT303",0.63600000000000001,2.5989192237900269,4958.6400000000003,0,"RS",16,1,1,1,1,1,1,1,1,1,1,1,1,938.56823918801524,0,5377.5,0,0,0,1,2000,null,null,8.5418376243106824,null,3475.3265857998517,1,null,null,13.941899999999999,11.722899999999999,12.695988728363995,0,0,0,null,0,0]
[364,"RMFN303",0.63600000000000001,2.5989192237900269,4958.6400000000003,0,"RS",16,1,1,1,1,1,1,1,1,1,1,1,1,938.56823918801524,0,7377.5,0,0,0,1,0,null,null,11.718718191232368,null,5475.3265857998522,1,null,null,13.941899999999999,11.722899999999999,12.695988728363995,0,0,0,null,0,0]
[365,"RSFT303",0.76400000000000001,3.1191000402834779,5950.36,0,"RS",16,1,1,1,1,1,1,1,1,1,1,1,1,1126.2803727906842,0,6853,0,0,0,1,2000,null,null,9.0713299147894286,null,4570.3949718229196,1,null,null,13.941899999999999,11.722899999999999,12.695988728363995,0,0,0,null,0,0]
[366,"RSFN303",0.76400000000000001,3.1191000402834779,5950.36,0,"RS",16,1,1,1,1,1,1,1,1,1,1,1,1,1126.2803727906842,0,8853,0,0,0,1,0,null,null,11.71873394653886,null,6570.3949718229196,1,null,null,13.941899999999999,11.722899999999999,12.695988728363995,0,0,0,null,0,0]
[367,"RMOT304",0.76400000000000001,0.67200000000000004,2217.96,0,"RS",16,1,1,1,1,1,1,1,1,1,1,1,1,419.81406429776109,0,6853,0,0,0,1,2000,null,null,24.336633064512622,null,6002.173050320378,1,null,null,13.941899999999999,11.722899999999999,12.695988728363995,0,0,0,null,19730.7912990435,2671.2411483055912]
[368,"RMON304",0.76400000000000001,0.67200000000000004,2217.96,0,"RS",16,1,1,1,1,1,1,1,1,1,1,1,1,419.81406429776109,0,8853,0,0,0,1,0,null,null,31.439108787411389,null,8002.1730503203771,1,null,null,13.941899999999999,11.722899999999999,12.695988728363995,0,0,0,null,54811.700787309528,7420.6486872512323]
[369,"RMFT304",0.63600000000000001,0.56000000000000005,1848.31,0,"RS",16,1,1,1,1,1,1,1,1,1,1,1,1,349.84694637513519,0,5377.5,0,0,0,1,2000,null,null,22.916013935655773,null,4668.4737058547762,1,null,null,13.941899999999999,11.722899999999999,12.695988728363995,0,0,0,null,10595.348980325267,1434.4448607225695]
[370,"RMFN304",0.63600000000000001,0.56000000000000005,1848.31,0,"RS",16,1,1,1,1,1,1,1,1,1,1,1,1,349.84694637513519,0,7377.5,0,0,0,1,0,null,null,31.438938690897345,null,6668.4737058547762,1,null,null,13.941899999999999,11.722899999999999,12.695988728363995,0,0,0,null,45676.258468591259,6183.8523996682061]
[371,"RSFT304",0.76400000000000001,0.67200000000000004,2217.96,0,"RS",16,1,1,1,1,1,1,1,1,1,1,1,1,419.81406429776109,0,6853,0,0,0,1,2000,null,null,24.336633064512622,null,6002.173050320378,1,null,null,13.941899999999999,11.722899999999999,12.695988728363995,0,0,0,null,19730.7912990435,2671.2411483055912]
[372,"RSFN304",0.76400000000000001,0.67200000000000004,2217.96,0,"RS",16,1,1,1,1,1,1,1,1,1,1,1,1,419.81406429776109,0,8853,0,0,0,1,0,null,null,31.439108787411389,null,8002.1730503203771,1,null,null,13.941899999999999,11.722899999999999,12.695988728363995,0,0,0,null,54811.700787309528,7420.6486872512323]
[373,"RMOT305",0.32,0.497,1053.3699999999999,0,"RS",16,1,1,1,1,1,1,1,1,1,1,1,1,199.38120656338825,0,2049.599999900001,0,0,0,1,878.39999999999907,null,null,15.325746535900061,null,1645.5189596720334,1,null,null,13.941899999999999,11.722899999999999,12.695988728363995,0,0,0,null,0,0]
[374,"RMON305",0.32,0.497,1053.3699999999999,0,"RS",16,1,1,1,1,1,1,1,1,1,1,1,1,199.38120656338825,0,2927.9999999000001,0,0,0,1,0,null,null,21.893923623034826,null,2523.9189596720325,1,null,null,13.941899999999999,11.722899999999999,12.695988728363995,0,0,0,null,13069.567365821455,1769.415408079788]
[375,"RMFT305",0.26700000000000002,0.41399999999999998,877.81,0,"RS",16,1,1,1,1,1,1,1,1,1,1,1,1,166.15132093510147,0,1708.0000001000003,0,0,0,1,731.99999999999966,null,null,15.32571743909452,null,1371.2651605635485,1,null,null,13.941899999999999,11.722899999999999,12.695988728363995,0,0,0,null,0,0]
[376,"RMFN305",0.26700000000000002,0.41399999999999998,877.81,0,"RS",16,1,1,1,1,1,1,1,1,1,1,1,1,166.15132093510147,0,2440.0000000999999,0,0,0,1,0,null,null,21.893882055464758,null,2103.2651605635474,1,null,null,13.941899999999999,11.722899999999999,12.695988728363995,0,0,0,null,10891.280747559551,1474.509402572208]
[377,"RSFT305",0.32,0.497,1053.3699999999999,0,"RS",16,1,1,1,1,1,1,1,1,1,1,1,1,199.38120656338825,0,2049.599999900001,0,0,0,1,878.39999999999907,null,null,15.325746535900061,null,1645.5189596720334,1,null,null,13.941899999999999,11.722899999999999,12.695988728363995,0,0,0,null,0,0]
[378,"RSFN305",0.32,0.497,1053.3699999999999,0,"RS",16,1,1,1,1,1,1,1,1,1,1,1,1,199.38120656338825,0,2927.9999999000001,0,0,0,1,0,null,null,21.893923623034826,null,2523.9189596720325,1,null,null,13.941899999999999,11.722899999999999,12.695988728363995,0,0,0,null,13069.567365821455,1769.415408079788]
[379,"RMOT306",0.32,3.0421883458741528,4785.7700000000004,0,"RS",16,1,1,1,1,1,1,1,1,1,1,1,1,905.84751505631141,0,2049.6000004000007,0,0,0,1,878.39999999999907,null,null,3.3732673388941166,null,213.74088167457523,1,null,null,13.941899999999999,11.722899999999999,12.695988728363995,0,0,0,null,0,0]
[380,"RMON306",0.32,3.0421883458741528,4785.7700000000004,0,"RS",16,1,1,1,1,1,1,1,1,1,1,1,1,905.84751505631141,0,2928.0000003999999,0,0,0,1,0,null,null,4.8189533409951677,null,1092.1408816745743,1,null,null,13.941899999999999,11.722899999999999,12.695988728363995,0,0,0,null,0,0]
[381,"RMFT306",0.26700000000000002,2.5344915500053582,3988.14,0,"RS",16,1,1,1,1,1,1,1,1,1,1,1,1,754.8726137479814,0,1707.9999999000033,0,0,0,1,731.99999999999693,null,null,3.3732687477461383,null,178.11804030862771,1,null,null,13.941899999999999,11.722899999999999,12.695988728363995,0,0,0,null,0,0]
[382,"RMFN306",0.26700000000000002,2.5344915500053582,3988.14,0,"RS",16,1,1,1,1,1,1,1,1,1,1,1,1,754.8726137479814,0,2439.9999999000001,0,0,0,1,0,null,null,4.8189553540076879,null,910.11804030862459,1,null,null,13.941899999999999,11.722899999999999,12.695988728363995,0,0,0,null,0,0]
[383,"RSFT306",0.32,3.0421883458741528,4785.7700000000004,0,"RS",16,1,1,1,1,1,1,1,1,1,1,1,1,905.84751505631141,0,2049.6000004000007,0,0,0,1,878.39999999999907,null,null,3.3732673388941166,null,213.74088167457523,1,null,null,13.941899999999999,11.722899999999999,12.695988728363995,0,0,0,null,0,0]
[384,"RSFN306",0.32,3.0421883458741528,4785.7700000000004,0,"RS",16,1,1,1,1,1,1,1,1,1,1,1,1,905.84751505631141,0,2928.0000003999999,0,0,0,1,0,null,null,4.8189533409951677,null,1092.1408816745743,1,null,null,13.941899999999999,11.722899999999999,12.695988728363995,0,0,0,null,0,0]
[385,"RMOT307",0.218,9.2999999999999999E-2,576.94000000000005,0,"RS",16,1,1,1,1,1,1,1,1,1,1,1,1,109.20283785818965,0,1434.2999998000005,0,0,0,1,614.69999999999936,null,null,19.581358559745151,null,1212.9812653105773,1,null,null,13.941899999999999,11.722899999999999,12.695988728363995,0,0,0,null,897.89941656464907,121.56156497805271]
[386,"RMON307",0.218,9.2999999999999999E-2,576.94000000000005,0,"RS",16,1,1,1,1,1,1,1,1,1,1,1,1,109.20283785818965,0,2048.9999997999998,0,0,0,1,0,null,null,27.973369372234682,null,1827.6812653105767,1,null,null,13.941899999999999,11.722899999999999,12.695988728363995,0,0,0,null,11680.017012916036,1581.291980890963]
[387,"RMFT307",0.182,7.6999999999999999E-2,480.79,0,"RS",16,1,1,1,1,1,1,1,1,1,1,1,1,91.003626744269766,0,1195.2499998000003,0,0,0,1,512.24999999999943,null,null,19.581087042756554,null,1010.8151636728991,1,null,null,13.941899999999999,11.722899999999999,12.695988728363995,0,0,0,null,748.14330636247905,101.28692531868862]
[388,"RMFN307",0.182,7.6999999999999999E-2,480.79,0,"RS",16,1,1,1,1,1,1,1,1,1,1,1,1,91.003626744269766,0,1707.4999997999998,0,0,0,1,0,null,null,27.972981491056416,null,1523.0651636728985,1,null,null,13.941899999999999,11.722899999999999,12.695988728363995,0,0,0,null,9733.2420420133712,1317.7290385867323]
[389,"RSFT307",0.218,9.2999999999999999E-2,576.94000000000005,0,"RS",16,1,1,1,1,1,1,1,1,1,1,1,1,109.20283785818965,0,1434.2999998000005,0,0,0,1,614.69999999999936,null,null,19.581358559745151,null,1212.9812653105773,1,null,null,13.941899999999999,11.722899999999999,12.695988728363995,0,0,0,null,897.89941656464907,121.56156497805271]
[390,"RSFN307",0.218,9.2999999999999999E-2,576.94000000000005,0,"RS",16,1,1,1,1,1,1,1,1,1,1,1,1,109.20283785818965,0,2048.9999997999998,0,0,0,1,0,null,null,27.973369372234682,null,1827.6812653105767,1,null,null,13.941899999999999,11.722899999999999,12.695988728363995,0,0,0,null,11680.017012916036,1581.291980890963]
[391,"RMOT308",0.218,2.866396915806189,4309.34,0,"RS",16,1,1,1,1,1,1,1,1,1,1,1,1,815.66914635111266,0,1434.3000001000028,0,0,0,1,614.69999999999698,null,null,2.6215775524378073,null,-218.79681288687806,0,null,null,13.941899999999999,11.722899999999999,12.695988728363995,0,0,0,null,0,0]
[392,"RMON308",0.218,2.866396915806189,4309.34,0,"RS",16,1,1,1,1,1,1,1,1,1,1,1,1,815.66914635111266,0,2049.0000000999999,0,0,0,1,0,null,null,3.7451107891185269,null,395.90318711311909,1,null,null,13.941899999999999,11.722899999999999,12.695988728363995,0,0,0,null,0,0]
[393,"RMFT308",0.182,2.388832024948722,3591.12,0,"RS",16,1,1,1,1,1,1,1,1,1,1,1,1,679.72491955714975,0,1195.2499995000019,0,0,0,1,512.24999999999795,null,null,2.6215751177693827,null,-182.33195668202308,0,null,null,13.941899999999999,11.722899999999999,12.695988728363995,0,0,0,null,0,0]
[394,"RMFN308",0.182,2.388832024948722,3591.12,0,"RS",16,1,1,1,1,1,1,1,1,1,1,1,1,679.72491955714975,0,1707.4999994999998,0,0,0,1,0,null,null,3.7451073115691105,null,329.91804331797482,1,null,null,13.941899999999999,11.722899999999999,12.695988728363995,0,0,0,null,0,0]
[395,"RSFT308",0.218,2.866396915806189,4309.34,0,"RS",16,1,1,1,1,1,1,1,1,1,1,1,1,815.66914635111266,0,1434.3000001000028,0,0,0,1,614.69999999999698,null,null,2.6215775524378073,null,-218.79681288687806,0,null,null,13.941899999999999,11.722899999999999,12.695988728363995,0,0,0,null,0,0]
[396,"RSFN308",0.218,2.866396915806189,4309.34,0,"RS",16,1,1,1,1,1,1,1,1,1,1,1,1,815.66914635111266,0,2049.0000000999999,0,0,0,1,0,null,null,3.7451107891185269,null,395.90318711311909,1,null,null,13.941899999999999,11.722899999999999,12.695988728363995,0,0,0,null,0,0]
[397,"RMOT309",0.127,2.866396915806189,4090.81,0,"RS",16,1,1,1,1,1,1,1,1,1,1,1,1,774.30592633317292,0,734.99999998999999,0,0,0,1,314.99999999999989,null,null,1.4151794124876826,null,-834.26698138878692,0,null,null,13.941899999999999,11.722899999999999,12.695988728363995,0,0,0,null,0,0]
[398,"RMON309",0.127,2.866396915806189,4090.81,0,"RS",16,1,1,1,1,1,1,1,1,1,1,1,1,774.30592633317292,0,1049.9999999899999,0,0,0,1,0,null,null,2.0216848749906555,null,-519.26698138878714,0,null,null,13.941899999999999,11.722899999999999,12.695988728363995,0,0,0,null,0,0]
[399,"RMFT309",0.106,2.388832024948722,3409.0099999999998,0,"RS",16,1,1,1,1,1,1,1,1,1,1,1,1,645.25525407658859,0,612.50000005000027,0,0,0,1,262.49999999999977,null,null,1.4151787207405511,null,-695.22312377880087,0,null,null,13.941899999999999,11.722899999999999,12.695988728363995,0,0,0,null,0,0]
[400,"RMFN309",0.106,2.388832024948722,3409.0099999999998,0,"RS",16,1,1,1,1,1,1,1,1,1,1,1,1,645.25525407658859,0,875.00000005000004,0,0,0,1,0,null,null,2.0216838867227045,null,-432.7231237788011,0,null,null,13.941899999999999,11.722899999999999,12.695988728363995,0,0,0,null,0,0]
[401,"RSFT309",0.127,2.866396915806189,4090.81,0,"RS",16,1,1,1,1,1,1,1,1,1,1,1,1,774.30592633317292,0,734.99999998999999,0,0,0,1,314.99999999999989,null,null,1.4151794124876826,null,-834.26698138878692,0,null,null,13.941899999999999,11.722899999999999,12.695988728363995,0,0,0,null,0,0]
[402,"RSFN309",0.127,2.866396915806189,4090.81,0,"RS",16,1,1,1,1,1,1,1,1,1,1,1,1,774.30592633317292,0,1049.9999999899999,0,0,0,1,0,null,null,2.0216848749906555,null,-519.26698138878714,0,null,null,13.941899999999999,11.722899999999999,12.695988728363995,0,0,0,null,0,0]
[403,"RMOT310",0.127,9.2999999999999999E-2,358.40999999999997,0,"RS",16,1,1,1,1,1,1,1,1,1,1,1,1,67.839617840249844,0,735.00000000000023,0,0,0,1,314.99999999999972,null,null,16.152535064528067,null,597.51109711867082,1,null,null,13.941899999999999,11.722899999999999,12.695988728363995,0,0,0,null,0,0]
[404,"RMON310",0.127,9.2999999999999999E-2,358.40999999999997,0,"RS",16,1,1,1,1,1,1,1,1,1,1,1,1,67.839617840249844,0,1050,0,0,0,1,0,null,null,23.075050092182945,null,912.51109711867059,1,null,null,13.941899999999999,11.722899999999999,12.695988728363995,0,0,0,null,4992.6684969646576,675.92937996295916]
[405,"RMFT310",0.106,7.6999999999999999E-2,298.68,0,"RS",16,1,1,1,1,1,1,1,1,1,1,1,1,56.533961263708676,0,612.50000000000023,0,0,0,1,262.49999999999972,null,null,16.152264665856165,null,497.9239962261226,1,null,null,13.941899999999999,11.722899999999999,12.695988728363995,0,0,0,null,0,0]
[406,"RMFN310",0.106,7.6999999999999999E-2,298.68,0,"RS",16,1,1,1,1,1,1,1,1,1,1,1,1,56.533961263708676,0,875,0,0,0,1,0,null,null,23.074663808365944,null,760.42399622612243,1,null,null,13.941899999999999,11.722899999999999,12.695988728363995,0,0,0,null,4160.4779792413829,563.26377418566278]
[407,"RSFT310",0.127,9.2999999999999999E-2,358.40999999999997,0,"RS",16,1,1,1,1,1,1,1,1,1,1,1,1,67.839617840249844,0,735.00000000000023,0,0,0,1,314.99999999999972,null,null,16.152535064528067,null,597.51109711867082,1,null,null,13.941899999999999,11.722899999999999,12.695988728363995,0,0,0,null,0,0]
[408,"RSFN310",0.127,9.2999999999999999E-2,358.40999999999997,0,"RS",16,1,1,1,1,1,1,1,1,1,1,1,1,67.839617840249844,0,1050,0,0,0,1,0,null,null,23.075050092182945,null,912.51109711867059,1,null,null,13.941899999999999,11.722899999999999,12.695988728363995,0,0,0,null,4992.6684969646576,675.92937996295916]
[409,"RMOT311",0.218,1E-3,524.47,0,"RS",18,1,1,1,1,1,1,1,1,1,1,1,1,99.271349484321988,0,1680,0,0,0,1,600,null,null,25.230281857232747,null,1478.8091713563492,1,null,null,13.941899999999999,11.722899999999999,12.695988728363995,0,0,0,null,3321.7382490723812,476.66975164548285]
[410,"RMON311",0.218,1E-3,524.47,0,"RS",18,1,1,1,1,1,1,1,1,1,1,1,1,99.271349484321988,0,2280,0,0,0,1,0,null,null,34.241096806244443,null,2078.8091713563495,1,null,null,13.941899999999999,11.722899999999999,12.695988728363995,0,0,0,null,13145.303039477694,1886.3522244361845]
[411,"RMFT311",0.182,1E-3,437.06,0,"RS",18,1,1,1,1,1,1,1,1,1,1,1,1,82.726440035879577,0,1330,0,0,0,1,570,null,null,23.96867636285582,null,1162.3403367838123,1,null,null,13.941899999999999,11.722899999999999,12.695988728363995,0,0,0,null,1622.0062814921966,232.758054185097]
[412,"RMFN311",0.182,1E-3,437.06,0,"RS",18,1,1,1,1,1,1,1,1,1,1,1,1,82.726440035879577,0,1900,0,0,0,1,0,null,null,34.240966232651175,null,1732.3403367838123,1,null,null,13.941899999999999,11.722899999999999,12.695988728363995,0,0,0,null,10954.392832377242,1571.9564033362633]
[413,"RSFT311",0.218,1E-3,524.47,0,"RS",18,1,1,1,1,1,1,1,1,1,1,1,1,99.271349484321988,0,1680,0,0,0,1,600,null,null,25.230281857232747,null,1478.8091713563492,1,null,null,13.941899999999999,11.722899999999999,12.695988728363995,0,0,0,null,3321.7382490723812,476.66975164548285]
[414,"RSFN311",0.218,1E-3,524.47,0,"RS",18,1,1,1,1,1,1,1,1,1,1,1,1,99.271349484321988,0,2280,0,0,0,1,0,null,null,34.241096806244443,null,2078.8091713563495,1,null,null,13.941899999999999,11.722899999999999,12.695988728363995,0,0,0,null,13145.303039477694,1886.3522244361845]
[415,"RMOT312",0.76400000000000001,4.0000000000000001E-3,1835.66,0,"RS",18,1,1,1,1,1,1,1,1,1,1,1,1,347.45256238562831,0,9408,0,0,0,1,600,null,null,40.368121102879627,null,8703.8263456289133,1,null,null,13.941899999999999,11.722899999999999,12.695988728363995,0,0,0,null,55256.01310105533,7929.2430850488918]
[416,"RMON312",0.76400000000000001,4.0000000000000001E-3,1835.66,0,"RS",18,1,1,1,1,1,1,1,1,1,1,1,1,347.45256238562831,0,10008,0,0,0,1,0,null,null,42.94261862219593,null,9303.8263456289133,1,null,null,13.941899999999999,11.722899999999999,12.695988728363995,0,0,0,null,65079.577891460649,9338.9255578395932]
[417,"RMFT312",0.63600000000000001,3.0000000000000001E-3,1529.72,0,"RS",18,1,1,1,1,1,1,1,1,1,1,1,1,289.54443291924611,0,7740,0,0,0,1,600,null,null,39.853134756932853,null,7153.1873426644706,1,null,null,13.941899999999999,11.722899999999999,12.695988728363995,0,0,0,null,44409.363725916046,6372.7478779755738]
[418,"RMFN312",0.63600000000000001,3.0000000000000001E-3,1529.72,0,"RS",18,1,1,1,1,1,1,1,1,1,1,1,1,289.54443291924611,0,8340,0,0,0,1,0,null,null,42.942525048167958,null,7753.1873426644706,1,null,null,13.941899999999999,11.722899999999999,12.695988728363995,0,0,0,null,54232.92851632135,7782.4303507662744]
[419,"RSFT312",0.76400000000000001,4.0000000000000001E-3,1835.66,0,"RS",18,1,1,1,1,1,1,1,1,1,1,1,1,347.45256238562831,0,9408,0,0,0,1,600,null,null,40.368121102879627,null,8703.8263456289133,1,null,null,13.941899999999999,11.722899999999999,12.695988728363995,0,0,0,null,55256.01310105533,7929.2430850488918]
[420,"RSFN312",0.76400000000000001,4.0000000000000001E-3,1835.66,0,"RS",18,1,1,1,1,1,1,1,1,1,1,1,1,347.45256238562831,0,10008,0,0,0,1,0,null,null,42.94261862219593,null,9303.8263456289133,1,null,null,13.941899999999999,11.722899999999999,12.695988728363995,0,0,0,null,65079.577891460649,9338.9255578395932]
[421,"RMOT313",0.32,2E-3,770.02,0,"RS",18,1,1,1,1,1,1,1,1,1,1,1,1,145.74889799210175,0,2814,0,0,0,1,600,null,null,28.784292519006378,null,2518.614254633851,1,null,null,13.941899999999999,11.722899999999999,12.695988728363995,0,0,0,null,10101.87853496967,1449.6205213524943]
[422,"RMON313",0.32,2E-3,770.02,0,"RS",18,1,1,1,1,1,1,1,1,1,1,1,1,145.74889799210175,0,3414,0,0,0,1,0,null,null,34.92166832263247,null,3118.614254633851,1,null,null,13.941899999999999,11.722899999999999,12.695988728363995,0,0,0,null,19925.443325374978,2859.3029941431955]
[423,"RMFT313",0.26700000000000002,1E-3,641.67999999999995,0,"RS",18,1,1,1,1,1,1,1,1,1,1,1,1,121.4567840621956,0,2245,0,0,0,1,600,null,null,27.556960507604593,null,1998.8464908878339,1,null,null,13.941899999999999,11.722899999999999,12.695988728363995,0,0,0,null,6781.024373969678,973.07763642867928]
[424,"RMFN313",0.26700000000000002,1E-3,641.67999999999995,0,"RS",18,1,1,1,1,1,1,1,1,1,1,1,1,121.4567840621956,0,2845,0,0,0,1,0,null,null,34.921849730126979,null,2598.8464908878341,1,null,null,13.941899999999999,11.722899999999999,12.695988728363995,0,0,0,null,16604.589164374996,2382.7601092193818]
[425,"RSFT313",0.32,2E-3,770.02,0,"RS",18,1,1,1,1,1,1,1,1,1,1,1,1,145.74889799210175,0,2814,0,0,0,1,600,null,null,28.784292519006378,null,2518.614254633851,1,null,null,13.941899999999999,11.722899999999999,12.695988728363995,0,0,0,null,10101.87853496967,1449.6205213524943]
[426,"RSFN313",0.32,2E-3,770.02,0,"RS",18,1,1,1,1,1,1,1,1,1,1,1,1,145.74889799210175,0,3414,0,0,0,1,0,null,null,34.92166832263247,null,3118.614254633851,1,null,null,13.941899999999999,11.722899999999999,12.695988728363995,0,0,0,null,19925.443325374978,2859.3029941431955]
[427,"RMOT314",0.127,1E-3,305.94,0,"RS",18,1,1,1,1,1,1,1,1,1,1,1,1,57.908129466382185,0,408,0,0,0,1,0,null,null,10.504064323362593,null,290.63900296444319,1,null,null,13.941899999999999,11.722899999999999,12.695988728363995,0,0,0,null,0,0]
[428,"RMON314",0.127,1E-3,305.94,0,"RS",18,1,1,1,1,1,1,1,1,1,1,1,1,57.908129466382185,0,408,0,0,0,1,0,null,null,10.504064323362593,null,290.63900296444319,1,null,null,13.941899999999999,11.722899999999999,12.695988728363995,0,0,0,null,0,0]
[429,"RMFT314",0.106,1E-3,254.95,0,"RS",18,1,1,1,1,1,1,1,1,1,1,1,1,48.256774555318486,0,340,0,0,0,1,0,null,null,10.504064323362593,null,242.19916913703602,1,null,null,13.941899999999999,11.722899999999999,12.695988728363995,0,0,0,null,0,0]
[430,"RMFN314",0.106,1E-3,254.95,0,"RS",18,1,1,1,1,1,1,1,1,1,1,1,1,48.256774555318486,0,340,0,0,0,1,0,null,null,10.504064323362593,null,242.19916913703602,1,null,null,13.941899999999999,11.722899999999999,12.695988728363995,0,0,0,null,0,0]
[431,"RSFT314",0.127,1E-3,305.94,0,"RS",18,1,1,1,1,1,1,1,1,1,1,1,1,57.908129466382185,0,408,0,0,0,1,0,null,null,10.504064323362593,null,290.63900296444319,1,null,null,13.941899999999999,11.722899999999999,12.695988728363995,0,0,0,null,0,0]
[432,"RSFN314",0.127,1E-3,305.94,0,"RS",18,1,1,1,1,1,1,1,1,1,1,1,1,57.908129466382185,0,408,0,0,0,1,0,null,null,10.504064323362593,null,290.63900296444319,1,null,null,13.941899999999999,11.722899999999999,12.695988728363995,0,0,0,null,0,0]
[433,"RMOE315",8.5999999999999993E-2,0,206.15,0,"RS",3,1,1,1,1,1,1,1,1,1,1,1,1,39.019941457457961,0,231.5,0,0,0,1,0,null,null,8.8450670217910901,null,152.4192340364776,1,null,null,13.941899999999999,11.722899999999999,12.695988728363995,0,0,0,null,5697.2468137151864,504.08367730930269]
[434,"RMFE315",5.2999999999999999E-2,0,127.17,0,"RS",3,1,1,1,1,1,1,1,1,1,1,1,1,24.070657070797616,0,231.5,0,0,0,1,0,null,null,14.338370421815155,null,182.71658497413952,1,null,null,13.941899999999999,11.722899999999999,12.695988728363995,0,0,0,null,6946.5051144964364,614.61613952438699]
[435,"RSFE315",0.129,1E-3,308.94,0,"RS",3,1,1,1,1,1,1,1,1,1,1,1,1,58.475967566660501,0,231.5,0,0,0,1,0,null,null,5.9021511184768354,null,112.98817930259229,1,null,null,13.941899999999999,11.722899999999999,12.695988728363995,0,0,0,null,4071.3757199651864,360.22909165305106]
[436,"RMOE316",0.20599999999999999,0.36,699.9,0,"RS",20,1,1,1,1,1,1,1,1,1,1,1,1,132.47662879493004,0,685.01,0,0,0,1,0,null,null,7.7089351066634659,null,416.52283969018038,1,null,null,13.941899999999999,11.722899999999999,12.695988728363995,0,0,0,null,0,0]
[437,"RMON316",0.20599999999999999,0.36,699.9,0,"RS",20,1,1,1,1,1,1,1,1,1,1,1,1,132.47662879493004,0,685.01,0,0,0,1,0,null,null,7.7089351066634659,null,416.52283969018038,1,null,null,13.941899999999999,11.722899999999999,12.695988728363995,0,0,0,null,0,0]
[438,"RMFE316",0.127,4.7E-2,331.39,0,"RS",20,1,1,1,1,1,1,1,1,1,1,1,1,62.725289350409859,0,685.00999995999996,0,0,0,1,0,null,null,16.281371437999638,null,557.88618219307443,1,null,null,13.941899999999999,11.722899999999999,12.695988728363995,0,0,0,null,794.76916512247954,119.53422531835821]
[439,"RMFN316",0.127,4.7E-2,331.39,0,"RS",20,1,1,1,1,1,1,1,1,1,1,1,1,62.725289350409859,0,685.00999995999996,0,0,0,1,0,null,null,16.281371437999638,null,557.88618219307443,1,null,null,13.941899999999999,11.722899999999999,12.695988728363995,0,0,0,null,794.76916512247954,119.53422531835821]
[440,"RSFE316",0.308,0.34200000000000003,936.45,0,"RS",20,1,1,1,1,1,1,1,1,1,1,1,1,177.25066300187487,0,685.01,0,0,0,1,0,null,null,5.7616356251308236,null,325.78039395323532,1,null,null,13.941899999999999,11.722899999999999,12.695988728363995,0,0,0,null,0,0]
[441,"RSFN316",0.308,0.34200000000000003,936.45,0,"RS",20,1,1,1,1,1,1,1,1,1,1,1,1,177.25066300187487,0,685.01,0,0,0,1,0,null,null,5.7616356251308236,null,325.78039395323532,1,null,null,13.941899999999999,11.722899999999999,12.695988728363995,0,0,0,null,0,0]
[442,"RMOT317",2E-3,2E-3,21.48,0,"RS",10,1,1,1,1,1,1,1,1,1,1,1,1,1.2887999999999999,0,31.6,0,0,0,1,0,null,null,11.587407423598542,null,23.360102581147416,1,null,null,13.941899999999999,11.722899999999999,12.695988728363995,0,0,0,null,102.36635190396873,10.551638782861682]
[443,"RMON317",2E-3,2E-3,21.48,0,"RS",10,1,1,1,1,1,1,1,1,1,1,1,1,1.2887999999999999,0,31.6,0,0,0,1,0,null,null,11.587407423598542,null,23.360102581147416,1,null,null,13.941899999999999,11.722899999999999,12.695988728363995,0,0,0,null,102.36635190396873,10.551638782861682]
[444,"RMFT317",2E-3,2E-3,21.48,0,"RS",10,1,1,1,1,1,1,1,1,1,1,1,1,1.2887999999999999,0,31.6,0,0,0,1,0,null,null,11.587407423598542,null,23.360102581147416,1,null,null,13.941899999999999,11.722899999999999,12.695988728363995,0,0,0,null,102.36635190396873,10.551638782861682]
[445,"RMFN317",2E-3,2E-3,21.48,0,"RS",10,1,1,1,1,1,1,1,1,1,1,1,1,1.2887999999999999,0,31.6,0,0,0,1,0,null,null,11.587407423598542,null,23.360102581147416,1,null,null,13.941899999999999,11.722899999999999,12.695988728363995,0,0,0,null,102.36635190396873,10.551638782861682]
[446,"RSFT317",2E-3,2E-3,21.48,0,"RS",10,1,1,1,1,1,1,1,1,1,1,1,1,1.2887999999999999,0,31.6,0,0,0,1,0,null,null,11.587407423598542,null,23.360102581147416,1,null,null,13.941899999999999,11.722899999999999,12.695988728363995,0,0,0,null,102.36635190396873,10.551638782861682]
[447,"RSFN317",2E-3,2E-3,21.48,0,"RS",10,1,1,1,1,1,1,1,1,1,1,1,1,1.2887999999999999,0,31.6,0,0,0,1,0,null,null,11.587407423598542,null,23.360102581147416,1,null,null,13.941899999999999,11.722899999999999,12.695988728363995,0,0,0,null,102.36635190396873,10.551638782861682]
[448,"RMOT318",0.25,1.1019999999999999,1230.83,0,"RS",25,1,1,1,1,1,1,1,1,1,1,1,1,232.97072298851796,0,11134.200000000004,0,0,0,1,4771.7999999999965,null,null,71.251566481423637,null,10662.043904094682,1,null,null,13.941899999999999,11.722899999999999,12.695988728363995,0,0,0,null,40552.453280864269,6581.4849089639811]
[449,"RMON318",0.25,1.1019999999999999,1230.83,0,"RS",25,1,1,1,1,1,1,1,1,1,1,1,1,232.97072298851796,0,11134.200000000004,0,0,0,1,4771.7999999999965,null,null,71.251566481423637,null,10662.043904094682,1,null,null,13.941899999999999,11.722899999999999,12.695988728363995,0,0,0,null,40552.453280864269,6581.4849089639811]
[450,"RMFT318",0.20799999999999999,0.91800000000000004,1025.69,0,"RS",25,1,1,1,1,1,1,1,1,1,1,1,1,194.14195369148706,0,10853.500000000004,0,0,0,1,4651.4999999999964,null,null,83.346460462957751,null,10460.037226092045,1,null,null,13.941899999999999,11.722899999999999,12.695988728363995,0,0,0,null,42284.065448560257,6862.5179520437041]
[451,"RMFN318",0.20799999999999999,0.91800000000000004,1025.69,0,"RS",25,1,1,1,1,1,1,1,1,1,1,1,1,194.14195369148706,0,10853.500000000004,0,0,0,1,4651.4999999999964,null,null,83.346460462957751,null,10460.037226092045,1,null,null,13.941899999999999,11.722899999999999,12.695988728363995,0,0,0,null,42284.065448560257,6862.5179520437041]
[452,"RSFT318",0.25,1.1019999999999999,1230.83,0,"RS",25,1,1,1,1,1,1,1,1,1,1,1,1,232.97072298851796,0,11134.200000000004,0,0,0,1,4771.7999999999965,null,null,71.251566481423637,null,10662.043904094682,1,null,null,13.941899999999999,11.722899999999999,12.695988728363995,0,0,0,null,40552.453280864269,6581.4849089639811]
[453,"RSFN318",0.25,1.1019999999999999,1230.83,0,"RS",25,1,1,1,1,1,1,1,1,1,1,1,1,232.97072298851796,0,11134.200000000004,0,0,0,1,4771.7999999999965,null,null,71.251566481423637,null,10662.043904094682,1,null,null,13.941899999999999,11.722899999999999,12.695988728363995,0,0,0,null,40552.453280864269,6581.4849089639811]
[454,"RMOT319",7.1999999999999995E-2,0,173.83,0,"RS",12,1,1,1,1,1,1,1,1,1,1,1,1,32.902432323792951,0,41.15,0,0,0,1,0,null,null,1.864569522772066,null,-25.532559046515132,0,null,null,13.941899999999999,11.722899999999999,12.695988728363995,0,0,0,null,0,0]
[455,"RMON319",7.1999999999999995E-2,0,173.83,0,"RS",12,1,1,1,1,1,1,1,1,1,1,1,1,32.902432323792951,0,41.15,0,0,0,1,0,null,null,1.864569522772066,null,-25.532559046515132,0,null,null,13.941899999999999,11.722899999999999,12.695988728363995,0,0,0,null,0,0]
[456,"RMFT319",7.1999999999999995E-2,0,173.83,0,"RS",12,1,1,1,1,1,1,1,1,1,1,1,1,32.902432323792951,0,41.15,0,0,0,1,0,null,null,1.864569522772066,null,-25.532559046515132,0,null,null,13.941899999999999,11.722899999999999,12.695988728363995,0,0,0,null,0,0]
[457,"RMFN319",7.1999999999999995E-2,0,173.83,0,"RS",12,1,1,1,1,1,1,1,1,1,1,1,1,32.902432323792951,0,41.15,0,0,0,1,0,null,null,1.864569522772066,null,-25.532559046515132,0,null,null,13.941899999999999,11.722899999999999,12.695988728363995,0,0,0,null,0,0]
[458,"RSFT319",7.1999999999999995E-2,0,173.83,0,"RS",12,1,1,1,1,1,1,1,1,1,1,1,1,32.902432323792951,0,41.15,0,0,0,1,0,null,null,1.864569522772066,null,-25.532559046515132,0,null,null,13.941899999999999,11.722899999999999,12.695988728363995,0,0,0,null,0,0]
[459,"RSFN319",7.1999999999999995E-2,0,173.83,0,"RS",12,1,1,1,1,1,1,1,1,1,1,1,1,32.902432323792951,0,41.15,0,0,0,1,0,null,null,1.864569522772066,null,-25.532559046515132,0,null,null,13.941899999999999,11.722899999999999,12.695988728363995,0,0,0,null,0,0]
[460,"RMOE320",0,4.5999999999999999E-2,21.76,0,"RS",3,1,1,1,1,1,1,1,1,1,1,1,1,4.1187190206853517,0,1.59,0,0,0,1,0,null,null,0.57553495442172042,null,-6.7573076272920041,0,null,null,13.941899999999999,11.722899999999999,12.695988728363995,0,0,0,null,0,0]
[461,"RMON320",0,4.5999999999999999E-2,21.76,0,"RS",3,1,1,1,1,1,1,1,1,1,1,1,1,4.1187190206853517,0,1.59,0,0,0,1,0,null,null,0.57553495442172042,null,-6.7573076272920041,0,null,null,13.941899999999999,11.722899999999999,12.695988728363995,0,0,0,null,0,0]
[462,"RMFE320",0,4.5999999999999999E-2,21.76,0,"RS",3,1,1,1,1,1,1,1,1,1,1,1,1,4.1187190206853517,0,1.59,0,0,0,1,0,null,null,0.57553495442172042,null,-6.7573076272920041,0,null,null,13.941899999999999,11.722899999999999,12.695988728363995,0,0,0,null,0,0]
[463,"RMFN320",0,4.5999999999999999E-2,21.76,0,"RS",3,1,1,1,1,1,1,1,1,1,1,1,1,4.1187190206853517,0,1.59,0,0,0,1,0,null,null,0.57553495442172042,null,-6.7573076272920041,0,null,null,13.941899999999999,11.722899999999999,12.695988728363995,0,0,0,null,0,0]
[464,"RSFE320",0,4.5999999999999999E-2,21.76,0,"RS",3,1,1,1,1,1,1,1,1,1,1,1,1,4.1187190206853517,0,1.59,0,0,0,1,0,null,null,0.57553495442172042,null,-6.7573076272920041,0,null,null,13.941899999999999,11.722899999999999,12.695988728363995,0,0,0,null,0,0]
[465,"RSFN320",0,4.5999999999999999E-2,21.76,0,"RS",3,1,1,1,1,1,1,1,1,1,1,1,1,4.1187190206853517,0,1.59,0,0,0,1,0,null,null,0.57553495442172042,null,-6.7573076272920041,0,null,null,13.941899999999999,11.722899999999999,12.695988728363995,0,0,0,null,0,0]
[466,"RMOE321",0.23699999999999999,3.4000000000000002E-2,587.77,0,"RS",3,1,1,1,1,1,1,1,1,1,1,1,1,111.25273340019434,0,231.48999998300002,0,0,0,1,0,null,null,3.1021178375437013,null,6.0167920742949974,1,null,null,13.941899999999999,11.722899999999999,12.695988728363995,0,0,0,null,0,0]
[467,"RMFE321",0.14599999999999999,5.0000000000000001E-3,353.38,0,"RS",3,1,1,1,1,1,1,1,1,1,1,1,1,66.887542625449882,0,231.48999995999998,0,0,0,1,0,null,null,5.1596915535454793,null,95.93064475170732,1,null,null,13.941899999999999,11.722899999999999,12.695988728363995,0,0,0,null,3368.0636847346923,298.00111933466582]
[468,"RSFE321",0.35499999999999998,3.3000000000000002E-2,870.55,0,"RS",3,1,1,1,1,1,1,1,1,1,1,1,1,164.77715273242796,0,231.48999997099997,0,0,0,1,0,null,null,2.0944595959778796,null,-102.45984630377272,0,null,null,13.941899999999999,11.722899999999999,12.695988728363995,0,0,0,null,0,0]
[469,"RMOE322",0.154,1E-3,371.21,0,"RS",6,1,1,1,1,1,1,1,1,1,1,1,1,70.26239373477064,0,331.29,0,0,0,1,0,null,null,7.0294627125334808,null,188.89091616144009,1,null,null,13.941899999999999,11.722899999999999,12.695988728363995,0,0,0,null,1076.4526933036095,95.242886578779164]
[470,"RMON322",0.154,1E-3,371.21,0,"RS",6,1,1,1,1,1,1,1,1,1,1,1,1,70.26239373477064,0,331.29,0,0,0,1,0,null,null,7.0294627125334808,null,188.89091616144009,1,null,null,13.941899999999999,11.722899999999999,12.695988728363995,0,0,0,null,1076.4526933036095,95.242886578779164]
[471,"RMFE322",0.154,1E-3,371.21,0,"RS",6,1,1,1,1,1,1,1,1,1,1,1,1,70.26239373477064,0,331.29,0,0,0,1,0,null,null,7.0294627125334808,null,188.89091616144009,1,null,null,13.941899999999999,11.722899999999999,12.695988728363995,0,0,0,null,1076.4526933036095,95.242886578779164]
[472,"RMFN322",0.154,1E-3,371.21,0,"RS",6,1,1,1,1,1,1,1,1,1,1,1,1,70.26239373477064,0,331.29,0,0,0,1,0,null,null,7.0294627125334808,null,188.89091616144009,1,null,null,13.941899999999999,11.722899999999999,12.695988728363995,0,0,0,null,1076.4526933036095,95.242886578779164]
[473,"RSFE322",0.154,1E-3,371.21,0,"RS",6,1,1,1,1,1,1,1,1,1,1,1,1,70.26239373477064,0,331.29,0,0,0,1,0,null,null,7.0294627125334808,null,188.89091616144009,1,null,null,13.941899999999999,11.722899999999999,12.695988728363995,0,0,0,null,1076.4526933036095,95.242886578779164]
[474,"RSFN322",0.154,1E-3,371.21,0,"RS",6,1,1,1,1,1,1,1,1,1,1,1,1,70.26239373477064,0,331.29,0,0,0,1,0,null,null,7.0294627125334808,null,188.89091616144009,1,null,null,13.941899999999999,11.722899999999999,12.695988728363995,0,0,0,null,1076.4526933036095,95.242886578779164]
[475,"RMOE323",0.41199999999999998,2E-3,989.51,0,"RS",10,1,1,1,1,1,1,1,1,1,1,1,1,187.29382620213062,0,1992.5,0,0,0,1,0,null,null,15.860307907860149,null,1612.9161594539655,1,null,null,13.941899999999999,11.722899999999999,12.695988728363995,0,0,0,null,12226.128666034627,1260.2353312132284]
[476,"RMON323",0.41199999999999998,2E-3,989.51,0,"RS",10,1,1,1,1,1,1,1,1,1,1,1,1,187.29382620213062,0,1992.5,0,0,0,1,0,null,null,15.860307907860149,null,1612.9161594539655,1,null,null,13.941899999999999,11.722899999999999,12.695988728363995,0,0,0,null,12226.128666034627,1260.2353312132284]
[477,"RMFE323",0.254,1E-3,610.4,0,"RS",10,1,1,1,1,1,1,1,1,1,1,1,1,115.5361254699604,0,1992.5,0,0,0,1,0,null,null,25.710899865509006,null,1758.345745602066,1,null,null,13.941899999999999,11.722899999999999,12.695988728363995,0,0,0,null,18222.663822284627,1878.3414934494144]
[478,"RMFN323",0.254,1E-3,610.4,0,"RS",10,1,1,1,1,1,1,1,1,1,1,1,1,115.5361254699604,0,1992.5,0,0,0,1,0,null,null,25.710899865509006,null,1758.345745602066,1,null,null,13.941899999999999,11.722899999999999,12.695988728363995,0,0,0,null,18222.663822284627,1878.3414934494144]
[479,"RSFE323",0.61699999999999999,3.0000000000000001E-3,1482.92,0,"RS",10,1,1,1,1,1,1,1,1,1,1,1,1,280.68615855490447,0,1992.5,0,0,0,1,0,null,null,10.583128744576035,null,1423.6401917893445,1,null,null,13.941899999999999,11.722899999999999,12.695988728363995,0,0,0,null,4421.6638222846268,455.77280624167724]
[480,"RSFN323",0.61699999999999999,3.0000000000000001E-3,1482.92,0,"RS",10,1,1,1,1,1,1,1,1,1,1,1,1,280.68615855490447,0,1992.5,0,0,0,1,0,null,null,10.583128744576035,null,1423.6401917893445,1,null,null,13.941899999999999,11.722899999999999,12.695988728363995,0,0,0,null,4421.6638222846268,455.77280624167724]
[481,"RMOE324",0.51500000000000001,0.89800000000000002,1749.75,0,"RS",16,1,1,1,1,1,1,1,1,1,1,1,1,331.19157198732506,0,3099.9999997000004,0,0,0,1,0,null,null,13.954656912070812,null,2428.7820989254515,1,null,null,13.941899999999999,11.722899999999999,12.695988728363995,0,0,0,null,3801.1472068123221,514.61599667805353]
[482,"RMON324",0.51500000000000001,0.89800000000000002,1749.75,0,"RS",16,1,1,1,1,1,1,1,1,1,1,1,1,331.19157198732506,0,3099.9999997000004,0,0,0,1,0,null,null,13.954656912070812,null,2428.7820989254515,1,null,null,13.941899999999999,11.722899999999999,12.695988728363995,0,0,0,null,3801.1472068123221,514.61599667805353]
[483,"RMFE324",0.317,0.11600000000000001,828.48,0,"RS",16,1,1,1,1,1,1,1,1,1,1,1,1,156.81416977285846,0,3100.0000000999999,0,0,0,1,0,null,null,29.472239444581039,null,2782.1885376432497,1,null,null,13.941899999999999,11.722899999999999,12.695988728363995,0,0,0,null,18373.245839624822,2487.4506841050811]
[484,"RMFN324",0.317,0.11600000000000001,828.48,0,"RS",16,1,1,1,1,1,1,1,1,1,1,1,1,156.81416977285846,0,3100.0000000999999,0,0,0,1,0,null,null,29.472239444581039,null,2782.1885376432497,1,null,null,13.941899999999999,11.722899999999999,12.695988728363995,0,0,0,null,18373.245839624822,2487.4506841050811]
[485,"RSFE324",0.77100000000000002,0.85599999999999998,2341.11,0,"RS",16,1,1,1,1,1,1,1,1,1,1,1,1,443.12381831418583,0,3100.0000004000003,0,0,0,1,0,null,null,10.429736722071773,null,2201.9317394013979,1,null,null,13.941899999999999,11.722899999999999,12.695988728363995,0,0,0,null,0,0]
[486,"RSFN324",0.77100000000000002,0.85599999999999998,2341.11,0,"RS",16,1,1,1,1,1,1,1,1,1,1,1,1,443.12381831418583,0,3100.0000004000003,0,0,0,1,0,null,null,10.429736722071773,null,2201.9317394013979,1,null,null,13.941899999999999,11.722899999999999,12.695988728363995,0,0,0,null,0,0]
[487,"RMOE325",6.2E-2,0.108,209.97,0,"RS",8,1,1,1,1,1,1,1,1,1,1,1,1,39.742988638479005,0,4.99,0,0,0,1,0,null,null,0.18718746773648409,null,-75.556148092945875,0,null,null,13.941899999999999,11.722899999999999,12.695988728363995,0,0,0,null,0,0]
[488,"RMON325",6.2E-2,0.108,209.97,0,"RS",8,1,1,1,1,1,1,1,1,1,1,1,1,39.742988638479005,0,4.99,0,0,0,1,0,null,null,0.18718746773648409,null,-75.556148092945875,0,null,null,13.941899999999999,11.722899999999999,12.695988728363995,0,0,0,null,0,0]
[489,"RMFE325",3.7999999999999999E-2,1.4E-2,99.42,0,"RS",8,1,1,1,1,1,1,1,1,1,1,1,1,18.818154643223238,0,4.9899999999999993,0,0,0,1,0,null,null,0.39533044257322025,null,-33.14829615373948,0,null,null,13.941899999999999,11.722899999999999,12.695988728363995,0,0,0,null,0,0]
[490,"RMFN325",3.7999999999999999E-2,1.4E-2,99.42,0,"RS",8,1,1,1,1,1,1,1,1,1,1,1,1,18.818154643223238,0,4.9899999999999993,0,0,0,1,0,null,null,0.39533044257322025,null,-33.14829615373948,0,null,null,13.941899999999999,11.722899999999999,12.695988728363995,0,0,0,null,0,0]
[491,"RSFE325",9.2999999999999999E-2,0.10199999999999999,280.94,0,"RS",8,1,1,1,1,1,1,1,1,1,1,1,1,53.176145297396261,0,4.99,0,0,0,1,0,null,null,0.13990087776973578,null,-102.78079985346579,0,null,null,13.941899999999999,11.722899999999999,12.695988728363995,0,0,0,null,0,0]
[492,"RSFN325",9.2999999999999999E-2,0.10199999999999999,280.94,0,"RS",8,1,1,1,1,1,1,1,1,1,1,1,1,53.176145297396261,0,4.99,0,0,0,1,0,null,null,0.13990087776973578,null,-102.78079985346579,0,null,null,13.941899999999999,11.722899999999999,12.695988728363995,0,0,0,null,0,0]
[493,"RMOT326",0.23499999999999999,1E-3,564.85,0,"RS",14,1,1,1,1,1,1,1,1,1,1,1,1,106.91445031406805,0,250,0,0,0,1,0,null,null,3.4861040662035383,null,33.319084867836011,1,null,null,13.941899999999999,11.722899999999999,12.695988728363995,0,0,0,null,0,0]
[494,"RMON326",0.23499999999999999,1E-3,564.85,0,"RS",14,1,1,1,1,1,1,1,1,1,1,1,1,106.91445031406805,0,250,0,0,0,1,0,null,null,3.4861040662035383,null,33.319084867836011,1,null,null,13.941899999999999,11.722899999999999,12.695988728363995,0,0,0,null,0,0]
[495,"RMFT326",0.14499999999999999,1E-3,348.43,0,"RS",14,1,1,1,1,1,1,1,1,1,1,1,1,65.95060975999067,0,250,0,0,0,1,0,null,null,5.6514246241571291,null,116.33950383376136,1,null,null,13.941899999999999,11.722899999999999,12.695988728363995,0,0,0,null,0,0]
[496,"RMFN326",0.14499999999999999,1E-3,348.43,0,"RS",14,1,1,1,1,1,1,1,1,1,1,1,1,65.95060975999067,0,250,0,0,0,1,0,null,null,5.6514246241571291,null,116.33950383376136,1,null,null,13.941899999999999,11.722899999999999,12.695988728363995,0,0,0,null,0,0]
[497,"RSFT326",0.35199999999999998,2E-3,846.5,0,"RS",14,1,1,1,1,1,1,1,1,1,1,1,1,160.2249839618635,0,250,0,0,0,1,0,null,null,2.3261971432900985,null,-74.724076585601182,0,null,null,13.941899999999999,11.722899999999999,12.695988728363995,0,0,0,null,0,0]
[498,"RSFN326",0.35199999999999998,2E-3,846.5,0,"RS",14,1,1,1,1,1,1,1,1,1,1,1,1,160.2249839618635,0,250,0,0,0,1,0,null,null,2.3261971432900985,null,-74.724076585601182,0,null,null,13.941899999999999,11.722899999999999,12.695988728363995,0,0,0,null,0,0]
[499,"RMOE327",0.13100000000000001,1E-3,314.38,0,"RS",25,1,1,1,1,1,1,1,1,1,1,1,1,59.505647321831837,0,1297.5,0,0,0,1,0,null,null,32.507676463249588,null,1176.9013523957694,1,null,null,13.941899999999999,11.722899999999999,12.695988728363995,0,0,0,null,5448.0283725732497,884.19105668800773]
[500,"RMON327",0.13100000000000001,1E-3,314.38,0,"RS",25,1,1,1,1,1,1,1,1,1,1,1,1,59.505647321831837,0,1297.5,0,0,0,1,0,null,null,32.507676463249588,null,1176.9013523957694,1,null,null,13.941899999999999,11.722899999999999,12.695988728363995,0,0,0,null,5448.0283725732497,884.19105668800773]
[501,"RMFE327",8.1000000000000003E-2,0,193.93,0,"RS",25,1,1,1,1,1,1,1,1,1,1,1,1,36.706947595657638,0,1297.5,0,0,0,1,0,null,null,52.698207221762516,null,1223.1069224190837,1,null,null,13.941899999999999,11.722899999999999,12.695988728363995,0,0,0,null,7353.2349155419997,1193.3977037967084]
[502,"RMFN327",8.1000000000000003E-2,0,193.93,0,"RS",25,1,1,1,1,1,1,1,1,1,1,1,1,36.706947595657638,0,1297.5,0,0,0,1,0,null,null,52.698207221762516,null,1223.1069224190837,1,null,null,13.941899999999999,11.722899999999999,12.695988728363995,0,0,0,null,7353.2349155419997,1193.3977037967084]
[503,"RSFE327",0.19600000000000001,1E-3,471.14,0,"RS",25,1,1,1,1,1,1,1,1,1,1,1,1,89.177080855041197,0,1297.5,0,0,0,1,0,null,null,21.691563710396924,null,1116.766979985186,1,null,null,13.941899999999999,11.722899999999999,12.695988728363995,0,0,0,null,2968.4922397607497,481.77324175800595]
[504,"RSFN327",0.19600000000000001,1E-3,471.14,0,"RS",25,1,1,1,1,1,1,1,1,1,1,1,1,89.177080855041197,0,1297.5,0,0,0,1,0,null,null,21.691563710396924,null,1116.766979985186,1,null,null,13.941899999999999,11.722899999999999,12.695988728363995,0,0,0,null,2968.4922397607497,481.77324175800595]
[505,"RMOE328",0.12,0.21,408.28000000000003,0,"RS",11,1,1,1,1,1,1,1,1,1,1,1,1,77.278979860542989,0,128.60999999999999,0,0,0,1,0,null,null,2.4811333365108625,null,-28.009428220164523,0,null,null,13.941899999999999,11.722899999999999,12.695988728363995,0,0,0,null,0,0]
[506,"RMON328",0.12,0.21,408.28000000000003,0,"RS",11,1,1,1,1,1,1,1,1,1,1,1,1,77.278979860542989,0,128.60999999999999,0,0,0,1,0,null,null,2.4811333365108625,null,-28.009428220164523,0,null,null,13.941899999999999,11.722899999999999,12.695988728363995,0,0,0,null,0,0]
[507,"RMFE328",7.3999999999999996E-2,2.7E-2,193.31,0,"RS",11,1,1,1,1,1,1,1,1,1,1,1,1,36.589594388266789,0,128.61000003999999,0,0,0,1,0,null,null,5.2402727171161088,null,54.454759349199549,1,null,null,13.941899999999999,11.722899999999999,12.695988728363995,0,0,0,null,0,0]
[508,"RMFN328",7.3999999999999996E-2,2.7E-2,193.31,0,"RS",11,1,1,1,1,1,1,1,1,1,1,1,1,36.589594388266789,0,128.61000003999999,0,0,0,1,0,null,null,5.2402727171161088,null,54.454759349199549,1,null,null,13.941899999999999,11.722899999999999,12.695988728363995,0,0,0,null,0,0]
[509,"RSFE328",0.18,0.2,546.26,0,"RS",11,1,1,1,1,1,1,1,1,1,1,1,1,103.39574688601012,0,128.60999996999999,0,0,0,1,0,null,null,1.8544230190648407,null,-80.939644537561136,0,null,null,13.941899999999999,11.722899999999999,12.695988728363995,0,0,0,null,0,0]
[510,"RSFN328",0.18,0.2,546.26,0,"RS",11,1,1,1,1,1,1,1,1,1,1,1,1,103.39574688601012,0,128.60999996999999,0,0,0,1,0,null,null,1.8544230190648407,null,-80.939644537561136,0,null,null,13.941899999999999,11.722899999999999,12.695988728363995,0,0,0,null,0,0]
[511,"RMOT329",0.47699999999999998,0.83299999999999996,1621.58,0,"RS",18,1,1,1,1,1,1,1,1,1,1,1,1,306.93163554976798,0,2024.0009999999945,0,0,0,1,867.42899999999759,null,null,9.8311837932857831,null,1401.9501221385897,1,null,null,13.941899999999999,11.722899999999999,12.695988728363995,0,0,0,null,0,0]
[512,"RMON329",0.47699999999999998,0.83299999999999996,1621.58,0,"RS",18,1,1,1,1,1,1,1,1,1,1,1,1,306.93163554976798,0,2891.4299999999921,0,0,0,1,0,null,null,14.044548276122548,null,2269.3791221385873,1,null,null,13.941899999999999,11.722899999999999,12.695988728363995,0,0,0,null,1541.7422813491794,221.2401626038054]
[513,"RMFT329",0.41599999999999998,0.152,1084.57,0,"RS",18,1,1,1,1,1,1,1,1,1,1,1,1,205.28672280628268,0,1686.6639999999984,0,0,0,1,722.85599999999931,null,null,12.249107890839667,null,1270.6143936887811,1,null,null,13.941899999999999,11.722899999999999,12.695988728363995,0,0,0,null,0,0]
[514,"RMFN329",0.41599999999999998,0.152,1084.57,0,"RS",18,1,1,1,1,1,1,1,1,1,1,1,1,205.28672280628268,0,2409.5199999999977,0,0,0,1,0,null,null,17.498725558342382,null,1993.4703936887804,1,null,null,13.941899999999999,11.722899999999999,12.695988728363995,0,0,0,null,5503.9785173107666,789.82143570200003]
[515,"RSFT329",0.53400000000000003,0.59299999999999997,1621.58,0,"RS",18,1,1,1,1,1,1,1,1,1,1,1,1,306.93163554976798,0,2024.0009999999945,0,0,0,1,867.42899999999759,null,null,9.8311837932857831,null,1401.9501221385897,1,null,null,13.941899999999999,11.722899999999999,12.695988728363995,0,0,0,null,0,0]
[516,"RSFN329",0.53400000000000003,0.59299999999999997,1621.58,0,"RS",18,1,1,1,1,1,1,1,1,1,1,1,1,306.93163554976798,0,2891.4299999999921,0,0,0,1,0,null,null,14.044548276122548,null,2269.3791221385873,1,null,null,13.941899999999999,11.722899999999999,12.695988728363995,0,0,0,null,1541.7422813491794,221.2401626038054]
[517,"RMOE401",1.2999999999999999E-2,1.0999999999999999E-2,125.29,0,"RS",8,1,1,1,1,1,1,1,1,1,1,1,1,4.3851499999999994,0,236.45,0,0,0,1,0,null,null,14.8647079495712,null,188.38776780223276,1,null,null,13.941899999999999,11.722899999999999,12.695988728363995,0,0,0,null,1937.0746008662322,171.38939560709616]
[518,"RMON401",1.2999999999999999E-2,1.0999999999999999E-2,125.29,0,"RS",8,1,1,1,1,1,1,1,1,1,1,1,1,4.3851499999999994,0,236.45,0,0,0,1,0,null,null,14.8647079495712,null,188.38776780223276,1,null,null,13.941899999999999,11.722899999999999,12.695988728363995,0,0,0,null,1937.0746008662322,171.38939560709616]
[519,"RMFE401",1.2999999999999999E-2,1.0999999999999999E-2,125.29,0,"RS",8,1,1,1,1,1,1,1,1,1,1,1,1,4.3851499999999994,0,236.45,0,0,0,1,0,null,null,14.8647079495712,null,188.38776780223276,1,null,null,13.941899999999999,11.722899999999999,12.695988728363995,0,0,0,null,1937.0746008662322,171.38939560709616]
[520,"RMFN401",1.2999999999999999E-2,1.0999999999999999E-2,125.29,0,"RS",8,1,1,1,1,1,1,1,1,1,1,1,1,4.3851499999999994,0,236.45,0,0,0,1,0,null,null,14.8647079495712,null,188.38776780223276,1,null,null,13.941899999999999,11.722899999999999,12.695988728363995,0,0,0,null,1937.0746008662322,171.38939560709616]
[521,"RSFE401",1.2999999999999999E-2,1.0999999999999999E-2,125.29,0,"RS",8,1,1,1,1,1,1,1,1,1,1,1,1,4.3851499999999994,0,236.45,0,0,0,1,0,null,null,14.8647079495712,null,188.38776780223276,1,null,null,13.941899999999999,11.722899999999999,12.695988728363995,0,0,0,null,1937.0746008662322,171.38939560709616]
[522,"RSFN401",1.2999999999999999E-2,1.0999999999999999E-2,125.29,0,"RS",8,1,1,1,1,1,1,1,1,1,1,1,1,4.3851499999999994,0,236.45,0,0,0,1,0,null,null,14.8647079495712,null,188.38776780223276,1,null,null,13.941899999999999,11.722899999999999,12.695988728363995,0,0,0,null,1937.0746008662322,171.38939560709616]
[523,"RMOT402",0,0,4.4800000000000004,0,"RS",10,1,1,1,1,1,1,1,1,1,1,1,1,0.15679999999999999,0,0.25,0,0,0,1,0,null,null,0.4395370271863992,null,-1.4685633350307068,0,null,null,13.941899999999999,11.722899999999999,12.695988728363995,0,0,0,null,0,0]
[524,"RMON402",0,0,4.4800000000000004,0,"RS",10,1,1,1,1,1,1,1,1,1,1,1,1,0.15679999999999999,0,0.25,0,0,0,1,0,null,null,0.4395370271863992,null,-1.4685633350307068,0,null,null,13.941899999999999,11.722899999999999,12.695988728363995,0,0,0,null,0,0]
[525,"RMFT402",0,0,4.4800000000000004,0,"RS",10,1,1,1,1,1,1,1,1,1,1,1,1,0.15679999999999999,0,0.25,0,0,0,1,0,null,null,0.4395370271863992,null,-1.4685633350307068,0,null,null,13.941899999999999,11.722899999999999,12.695988728363995,0,0,0,null,0,0]
[526,"RMFN402",0,0,4.4800000000000004,0,"RS",10,1,1,1,1,1,1,1,1,1,1,1,1,0.15679999999999999,0,0.25,0,0,0,1,0,null,null,0.4395370271863992,null,-1.4685633350307068,0,null,null,13.941899999999999,11.722899999999999,12.695988728363995,0,0,0,null,0,0]
[527,"RSFT402",0,0,4.4800000000000004,0,"RS",10,1,1,1,1,1,1,1,1,1,1,1,1,0.15679999999999999,0,0.25,0,0,0,1,0,null,null,0.4395370271863992,null,-1.4685633350307068,0,null,null,13.941899999999999,11.722899999999999,12.695988728363995,0,0,0,null,0,0]
[528,"RSFN402",0,0,4.4800000000000004,0,"RS",10,1,1,1,1,1,1,1,1,1,1,1,1,0.15679999999999999,0,0.25,0,0,0,1,0,null,null,0.4395370271863992,null,-1.4685633350307068,0,null,null,13.941899999999999,11.722899999999999,12.695988728363995,0,0,0,null,0,0]
[529,"RMOT403",3.0000000000000001E-3,3.0000000000000001E-3,30.43,0,"RS",10,1,1,1,1,1,1,1,1,1,1,1,1,1.0650499999999998,0,0.4,0,0,0,1,0,null,null,0.103536030590605,null,-11.273188010041164,0,null,null,13.941899999999999,11.722899999999999,12.695988728363995,0,0,0,null,0,0]
[530,"RMON403",3.0000000000000001E-3,3.0000000000000001E-3,30.43,0,"RS",10,1,1,1,1,1,1,1,1,1,1,1,1,1.0650499999999998,0,0.4,0,0,0,1,0,null,null,0.103536030590605,null,-11.273188010041164,0,null,null,13.941899999999999,11.722899999999999,12.695988728363995,0,0,0,null,0,0]
[531,"RMFT403",3.0000000000000001E-3,3.0000000000000001E-3,30.43,0,"RS",10,1,1,1,1,1,1,1,1,1,1,1,1,1.0650499999999998,0,0.4,0,0,0,1,0,null,null,0.103536030590605,null,-11.273188010041164,0,null,null,13.941899999999999,11.722899999999999,12.695988728363995,0,0,0,null,0,0]
[532,"RMFN403",3.0000000000000001E-3,3.0000000000000001E-3,30.43,0,"RS",10,1,1,1,1,1,1,1,1,1,1,1,1,1.0650499999999998,0,0.4,0,0,0,1,0,null,null,0.103536030590605,null,-11.273188010041164,0,null,null,13.941899999999999,11.722899999999999,12.695988728363995,0,0,0,null,0,0]
[533,"RSFT403",3.0000000000000001E-3,3.0000000000000001E-3,30.43,0,"RS",10,1,1,1,1,1,1,1,1,1,1,1,1,1.0650499999999998,0,0.4,0,0,0,1,0,null,null,0.103536030590605,null,-11.273188010041164,0,null,null,13.941899999999999,11.722899999999999,12.695988728363995,0,0,0,null,0,0]
[534,"RSFN403",3.0000000000000001E-3,3.0000000000000001E-3,30.43,0,"RS",10,1,1,1,1,1,1,1,1,1,1,1,1,1.0650499999999998,0,0.4,0,0,0,1,0,null,null,0.103536030590605,null,-11.273188010041164,0,null,null,13.941899999999999,11.722899999999999,12.695988728363995,0,0,0,null,0,0]
[535,"RMOT404",1E-3,1E-3,6.27,0,"RS",10,1,1,1,1,1,1,1,1,1,1,1,1,0.21944999999999995,0,1.97,0,0,0,1,0,null,null,2.4747546967376621,null,-0.43522145326842199,0,null,null,13.941899999999999,11.722899999999999,12.695988728363995,0,0,0,null,0,0]
[536,"RMON404",1E-3,1E-3,6.27,0,"RS",10,1,1,1,1,1,1,1,1,1,1,1,1,0.21944999999999995,0,1.97,0,0,0,1,0,null,null,2.4747546967376621,null,-0.43522145326842199,0,null,null,13.941899999999999,11.722899999999999,12.695988728363995,0,0,0,null,0,0]
[537,"RMFT404",1E-3,1E-3,6.27,0,"RS",10,1,1,1,1,1,1,1,1,1,1,1,1,0.21944999999999995,0,1.97,0,0,0,1,0,null,null,2.4747546967376621,null,-0.43522145326842199,0,null,null,13.941899999999999,11.722899999999999,12.695988728363995,0,0,0,null,0,0]
[538,"RMFN404",1E-3,1E-3,6.27,0,"RS",10,1,1,1,1,1,1,1,1,1,1,1,1,0.21944999999999995,0,1.97,0,0,0,1,0,null,null,2.4747546967376621,null,-0.43522145326842199,0,null,null,13.941899999999999,11.722899999999999,12.695988728363995,0,0,0,null,0,0]
[539,"RSFT404",1E-3,1E-3,6.27,0,"RS",10,1,1,1,1,1,1,1,1,1,1,1,1,0.21944999999999995,0,1.97,0,0,0,1,0,null,null,2.4747546967376621,null,-0.43522145326842199,0,null,null,13.941899999999999,11.722899999999999,12.695988728363995,0,0,0,null,0,0]
[540,"RSFN404",1E-3,1E-3,6.27,0,"RS",10,1,1,1,1,1,1,1,1,1,1,1,1,0.21944999999999995,0,1.97,0,0,0,1,0,null,null,2.4747546967376621,null,-0.43522145326842199,0,null,null,13.941899999999999,11.722899999999999,12.695988728363995,0,0,0,null,0,0]
[541,"RMOT405",1E-3,1E-3,12.53,0,"RS",10,1,1,1,1,1,1,1,1,1,1,1,1,0.43854999999999994,0,2.15,0,0,0,1,0,null,null,1.3515149707452188,null,-2.656606827664008,0,null,null,13.941899999999999,11.722899999999999,12.695988728363995,0,0,0,null,0,0]
[542,"RMON405",1E-3,1E-3,12.53,0,"RS",10,1,1,1,1,1,1,1,1,1,1,1,1,0.43854999999999994,0,2.15,0,0,0,1,0,null,null,1.3515149707452188,null,-2.656606827664008,0,null,null,13.941899999999999,11.722899999999999,12.695988728363995,0,0,0,null,0,0]
[543,"RMFT405",1E-3,1E-3,12.53,0,"RS",10,1,1,1,1,1,1,1,1,1,1,1,1,0.43854999999999994,0,2.15,0,0,0,1,0,null,null,1.3515149707452188,null,-2.656606827664008,0,null,null,13.941899999999999,11.722899999999999,12.695988728363995,0,0,0,null,0,0]
[544,"RMFN405",1E-3,1E-3,12.53,0,"RS",10,1,1,1,1,1,1,1,1,1,1,1,1,0.43854999999999994,0,2.15,0,0,0,1,0,null,null,1.3515149707452188,null,-2.656606827664008,0,null,null,13.941899999999999,11.722899999999999,12.695988728363995,0,0,0,null,0,0]
[545,"RSFT405",1E-3,1E-3,12.53,0,"RS",10,1,1,1,1,1,1,1,1,1,1,1,1,0.43854999999999994,0,2.15,0,0,0,1,0,null,null,1.3515149707452188,null,-2.656606827664008,0,null,null,13.941899999999999,11.722899999999999,12.695988728363995,0,0,0,null,0,0]
[546,"RSFN405",1E-3,1E-3,12.53,0,"RS",10,1,1,1,1,1,1,1,1,1,1,1,1,0.43854999999999994,0,2.15,0,0,0,1,0,null,null,1.3515149707452188,null,-2.656606827664008,0,null,null,13.941899999999999,11.722899999999999,12.695988728363995,0,0,0,null,0,0]
[547,"RMOE406",1.0999999999999999E-2,8.9999999999999993E-3,107.39,0,"RS",8,1,1,1,1,1,1,1,1,1,1,1,1,3.7586499999999998,0,28.01,0,0,0,1,0,null,null,2.0543892708475604,null,-13.185651015390087,0,null,null,13.941899999999999,11.722899999999999,12.695988728363995,0,0,0,null,0,0]
[548,"RMON406",1.0999999999999999E-2,8.9999999999999993E-3,107.39,0,"RS",8,1,1,1,1,1,1,1,1,1,1,1,1,3.7586499999999998,0,28.01,0,0,0,1,0,null,null,2.0543892708475604,null,-13.185651015390087,0,null,null,13.941899999999999,11.722899999999999,12.695988728363995,0,0,0,null,0,0]
[549,"RMFE406",1.0999999999999999E-2,8.9999999999999993E-3,107.39,0,"RS",8,1,1,1,1,1,1,1,1,1,1,1,1,3.7586499999999998,0,28.01,0,0,0,1,0,null,null,2.0543892708475604,null,-13.185651015390087,0,null,null,13.941899999999999,11.722899999999999,12.695988728363995,0,0,0,null,0,0]
[550,"RMFN406",1.0999999999999999E-2,8.9999999999999993E-3,107.39,0,"RS",8,1,1,1,1,1,1,1,1,1,1,1,1,3.7586499999999998,0,28.01,0,0,0,1,0,null,null,2.0543892708475604,null,-13.185651015390087,0,null,null,13.941899999999999,11.722899999999999,12.695988728363995,0,0,0,null,0,0]
[551,"RSFE406",1.0999999999999999E-2,8.9999999999999993E-3,107.39,0,"RS",8,1,1,1,1,1,1,1,1,1,1,1,1,3.7586499999999998,0,28.01,0,0,0,1,0,null,null,2.0543892708475604,null,-13.185651015390087,0,null,null,13.941899999999999,11.722899999999999,12.695988728363995,0,0,0,null,0,0]
[552,"RSFN406",1.0999999999999999E-2,8.9999999999999993E-3,107.39,0,"RS",8,1,1,1,1,1,1,1,1,1,1,1,1,3.7586499999999998,0,28.01,0,0,0,1,0,null,null,2.0543892708475604,null,-13.185651015390087,0,null,null,13.941899999999999,11.722899999999999,12.695988728363995,0,0,0,null,0,0]
[553,"RMOE407",4.0000000000000001E-3,6.0000000000000001E-3,47.81,0,"RS",8,1,1,1,1,1,1,1,1,1,1,1,1,1.6733499999999999,0,14.85,0,0,0,1,0,null,null,2.446477251173961,null,-3.490293091030825,0,null,null,13.941899999999999,11.722899999999999,12.695988728363995,0,0,0,null,0,0]
[554,"RMON407",4.0000000000000001E-3,6.0000000000000001E-3,47.81,0,"RS",8,1,1,1,1,1,1,1,1,1,1,1,1,1.6733499999999999,0,14.85,0,0,0,1,0,null,null,2.446477251173961,null,-3.490293091030825,0,null,null,13.941899999999999,11.722899999999999,12.695988728363995,0,0,0,null,0,0]
[555,"RMFE407",4.0000000000000001E-3,6.0000000000000001E-3,47.81,0,"RS",8,1,1,1,1,1,1,1,1,1,1,1,1,1.6733499999999999,0,14.85,0,0,0,1,0,null,null,2.446477251173961,null,-3.490293091030825,0,null,null,13.941899999999999,11.722899999999999,12.695988728363995,0,0,0,null,0,0]
[556,"RMFN407",4.0000000000000001E-3,6.0000000000000001E-3,47.81,0,"RS",8,1,1,1,1,1,1,1,1,1,1,1,1,1.6733499999999999,0,14.85,0,0,0,1,0,null,null,2.446477251173961,null,-3.490293091030825,0,null,null,13.941899999999999,11.722899999999999,12.695988728363995,0,0,0,null,0,0]
[557,"RSFE407",4.0000000000000001E-3,6.0000000000000001E-3,47.81,0,"RS",8,1,1,1,1,1,1,1,1,1,1,1,1,1.6733499999999999,0,14.85,0,0,0,1,0,null,null,2.446477251173961,null,-3.490293091030825,0,null,null,13.941899999999999,11.722899999999999,12.695988728363995,0,0,0,null,0,0]
[558,"RSFN407",4.0000000000000001E-3,6.0000000000000001E-3,47.81,0,"RS",8,1,1,1,1,1,1,1,1,1,1,1,1,1.6733499999999999,0,14.85,0,0,0,1,0,null,null,2.446477251173961,null,-3.490293091030825,0,null,null,13.941899999999999,11.722899999999999,12.695988728363995,0,0,0,null,0,0]
[559,"RMOE408",5.0000000000000001E-3,6.0000000000000001E-3,51.23,0,"RS",8,1,1,1,1,1,1,1,1,1,1,1,1,1.7930499999999998,0,132.75,0,0,0,1,0,null,null,20.410030123622516,null,113.09776793445913,1,null,null,13.941899999999999,11.722899999999999,12.695988728363995,0,0,0,null,1389.8250986555204,122.96959732558685]
[560,"RMON408",5.0000000000000001E-3,6.0000000000000001E-3,51.23,0,"RS",8,1,1,1,1,1,1,1,1,1,1,1,1,1.7930499999999998,0,132.75,0,0,0,1,0,null,null,20.410030123622516,null,113.09776793445913,1,null,null,13.941899999999999,11.722899999999999,12.695988728363995,0,0,0,null,1389.8250986555204,122.96959732558685]
[561,"RMFE408",5.0000000000000001E-3,6.0000000000000001E-3,51.23,0,"RS",8,1,1,1,1,1,1,1,1,1,1,1,1,1.7930499999999998,0,132.75,0,0,0,1,0,null,null,20.410030123622516,null,113.09776793445913,1,null,null,13.941899999999999,11.722899999999999,12.695988728363995,0,0,0,null,1389.8250986555204,122.96959732558685]
[562,"RMFN408",5.0000000000000001E-3,6.0000000000000001E-3,51.23,0,"RS",8,1,1,1,1,1,1,1,1,1,1,1,1,1.7930499999999998,0,132.75,0,0,0,1,0,null,null,20.410030123622516,null,113.09776793445913,1,null,null,13.941899999999999,11.722899999999999,12.695988728363995,0,0,0,null,1389.8250986555204,122.96959732558685]
[563,"RSFE408",5.0000000000000001E-3,6.0000000000000001E-3,51.23,0,"RS",8,1,1,1,1,1,1,1,1,1,1,1,1,1.7930499999999998,0,132.75,0,0,0,1,0,null,null,20.410030123622516,null,113.09776793445913,1,null,null,13.941899999999999,11.722899999999999,12.695988728363995,0,0,0,null,1389.8250986555204,122.96959732558685]
[564,"RSFN408",5.0000000000000001E-3,6.0000000000000001E-3,51.23,0,"RS",8,1,1,1,1,1,1,1,1,1,1,1,1,1.7930499999999998,0,132.75,0,0,0,1,0,null,null,20.410030123622516,null,113.09776793445913,1,null,null,13.941899999999999,11.722899999999999,12.695988728363995,0,0,0,null,1389.8250986555204,122.96959732558685]
[565,"RMOE501",2.1000000000000001E-2,7.0000000000000001E-3,62.85,0,"RS",15,1,1,1,1,1,1,1,1,1,1,1,1,3.7709999999999999,0,220.93,0,0,0,1,0,null,null,27.687445095623517,null,196.82024428422324,1,null,null,13.941899999999999,11.722899999999999,12.695988728363995,0,0,0,null,1325.3473771121639,174.00077175087173]
[566,"RMON501",2.1000000000000001E-2,7.0000000000000001E-3,62.85,0,"RS",15,1,1,1,1,1,1,1,1,1,1,1,1,3.7709999999999999,0,220.93,0,0,0,1,0,null,null,27.687445095623517,null,196.82024428422324,1,null,null,13.941899999999999,11.722899999999999,12.695988728363995,0,0,0,null,1325.3473771121639,174.00077175087173]
[567,"RMFE501",2.1999999999999999E-2,7.0000000000000001E-3,66.430000000000007,0,"RS",15,1,1,1,1,1,1,1,1,1,1,1,1,3.9858000000000002,0,220.93,0,0,0,1,0,null,null,26.195332293541139,null,195.4469280477478,1,null,null,13.941899999999999,11.722899999999999,12.695988728363995,0,0,0,null,1268.7210953738827,166.5664817722608]
[568,"RMFN501",2.1999999999999999E-2,7.0000000000000001E-3,66.430000000000007,0,"RS",15,1,1,1,1,1,1,1,1,1,1,1,1,3.9858000000000002,0,220.93,0,0,0,1,0,null,null,26.195332293541139,null,195.4469280477478,1,null,null,13.941899999999999,11.722899999999999,12.695988728363995,0,0,0,null,1268.7210953738827,166.5664817722608]
[569,"RSFE501",0.02,2.1999999999999999E-2,200.97,0,"RS",15,1,1,1,1,1,1,1,1,1,1,1,1,12.058199999999999,0,220.93,0,0,0,1,0,null,null,8.6587845163951727,null,143.83632289260689,1,null,null,13.941899999999999,11.722899999999999,12.695988728363995,0,0,0,null,0,0]
[570,"RSFN501",0.02,2.1999999999999999E-2,200.97,0,"RS",15,1,1,1,1,1,1,1,1,1,1,1,1,12.058199999999999,0,220.93,0,0,0,1,0,null,null,8.6587845163951727,null,143.83632289260689,1,null,null,13.941899999999999,11.722899999999999,12.695988728363995,0,0,0,null,0,0]
[571,"RMOT502",1E-3,1E-3,10.11,0,"RS",15,1,1,1,1,1,1,1,1,1,1,1,1,1.913614397937909,0,48.74,0,0,0,1,0,null,null,37.972381989591156,null,44.861724259562401,1,null,null,13.941899999999999,11.722899999999999,12.695988728363995,0,0,0,null,351.79125501465728,46.185589472500787]
[572,"RMON502",1E-3,1E-3,10.11,0,"RS",15,1,1,1,1,1,1,1,1,1,1,1,1,1.913614397937909,0,48.74,0,0,0,1,0,null,null,37.972381989591156,null,44.861724259562401,1,null,null,13.941899999999999,11.722899999999999,12.695988728363995,0,0,0,null,351.79125501465728,46.185589472500787]
[573,"RMFT502",1E-3,1E-3,10.11,0,"RS",15,1,1,1,1,1,1,1,1,1,1,1,1,1.913614397937909,0,48.74,0,0,0,1,0,null,null,37.972381989591156,null,44.861724259562401,1,null,null,13.941899999999999,11.722899999999999,12.695988728363995,0,0,0,null,351.79125501465728,46.185589472500787]
[574,"RMFN502",1E-3,1E-3,10.11,0,"RS",15,1,1,1,1,1,1,1,1,1,1,1,1,1.913614397937909,0,48.74,0,0,0,1,0,null,null,37.972381989591156,null,44.861724259562401,1,null,null,13.941899999999999,11.722899999999999,12.695988728363995,0,0,0,null,351.79125501465728,46.185589472500787]
[575,"RSFT502",1E-3,1E-3,10.11,0,"RS",15,1,1,1,1,1,1,1,1,1,1,1,1,1.913614397937909,0,48.74,0,0,0,1,0,null,null,37.972381989591156,null,44.861724259562401,1,null,null,13.941899999999999,11.722899999999999,12.695988728363995,0,0,0,null,351.79125501465728,46.185589472500787]
[576,"RSFN502",1E-3,1E-3,10.11,0,"RS",15,1,1,1,1,1,1,1,1,1,1,1,1,1.913614397937909,0,48.74,0,0,0,1,0,null,null,37.972381989591156,null,44.861724259562401,1,null,null,13.941899999999999,11.722899999999999,12.695988728363995,0,0,0,null,351.79125501465728,46.185589472500787]
[577,"RMOE503",0.10299999999999999,0,247.38,0,"RS",10,1,1,1,1,1,1,1,1,1,1,1,1,46.823929748949553,0,926.69,0,0,0,1,0,null,null,29.505526128234656,null,831.79308084377317,1,null,null,13.941899999999999,11.722899999999999,12.695988728363995,0,0,0,null,9052.6616445196414,933.12317885516575]
[578,"RMON503",0.10299999999999999,0,247.38,0,"RS",10,1,1,1,1,1,1,1,1,1,1,1,1,46.823929748949553,0,926.69,0,0,0,1,0,null,null,29.505526128234656,null,831.79308084377317,1,null,null,13.941899999999999,11.722899999999999,12.695988728363995,0,0,0,null,9052.6616445196414,933.12317885516575]
[579,"RMFE503",6.3E-2,0,152.6,0,"RS",10,1,1,1,1,1,1,1,1,1,1,1,1,28.884031367490099,0,926.69,0,0,0,1,0,null,null,47.831435475771229,null,868.15143640051667,1,null,null,13.941899999999999,11.722899999999999,12.695988728363995,0,0,0,null,10551.834984363391,1087.6537961987178]
[580,"RMFN503",6.3E-2,0,152.6,0,"RS",10,1,1,1,1,1,1,1,1,1,1,1,1,28.884031367490099,0,926.69,0,0,0,1,0,null,null,47.831435475771229,null,868.15143640051667,1,null,null,13.941899999999999,11.722899999999999,12.695988728363995,0,0,0,null,10551.834984363391,1087.6537961987178]
[581,"RSFE503",0.154,1E-3,370.73,0,"RS",10,1,1,1,1,1,1,1,1,1,1,1,1,70.171539638726117,0,926.69,0,0,0,1,0,null,null,19.688390617437726,null,784.47504794733629,1,null,null,13.941899999999999,11.722899999999999,12.695988728363995,0,0,0,null,7101.5849843633914,732.01162439678353]
[582,"RSFN503",0.154,1E-3,370.73,0,"RS",10,1,1,1,1,1,1,1,1,1,1,1,1,70.171539638726117,0,926.69,0,0,0,1,0,null,null,19.688390617437726,null,784.47504794733629,1,null,null,13.941899999999999,11.722899999999999,12.695988728363995,0,0,0,null,7101.5849843633914,732.01162439678353]
[583,"RMOT504",6.6000000000000003E-2,2.1999999999999999E-2,198.3,0,"RS",15,1,1,1,1,1,1,1,1,1,1,1,1,11.898,0,3669.01,0,0,0,1,0,null,null,145.73358651669034,null,3592.9405559516545,1,null,null,13.941899999999999,11.722899999999999,12.695988728363995,0,0,0,null,35383.134407034275,4645.3426476036611]
[584,"RMON504",6.6000000000000003E-2,2.1999999999999999E-2,198.3,0,"RS",15,1,1,1,1,1,1,1,1,1,1,1,1,11.898,0,3669.01,0,0,0,1,0,null,null,145.73358651669034,null,3592.9405559516545,1,null,null,13.941899999999999,11.722899999999999,12.695988728363995,0,0,0,null,35383.134407034275,4645.3426476036611]
[585,"RMFT504",6.7000000000000004E-2,2.1000000000000001E-2,198.3,0,"RS",15,1,1,1,1,1,1,1,1,1,1,1,1,11.898,0,3669.01,0,0,0,1,0,null,null,145.73358651669034,null,3592.9405559516545,1,null,null,13.941899999999999,11.722899999999999,12.695988728363995,0,0,0,null,35383.134407034275,4645.3426476036611]
[586,"RMFN504",6.7000000000000004E-2,2.1000000000000001E-2,198.3,0,"RS",15,1,1,1,1,1,1,1,1,1,1,1,1,11.898,0,3669.01,0,0,0,1,0,null,null,145.73358651669034,null,3592.9405559516545,1,null,null,13.941899999999999,11.722899999999999,12.695988728363995,0,0,0,null,35383.134407034275,4645.3426476036611]
[587,"RSFT504",1.9E-2,2.1999999999999999E-2,198.3,0,"RS",15,1,1,1,1,1,1,1,1,1,1,1,1,11.898,0,3669.01,0,0,0,1,0,null,null,145.73358651669034,null,3592.9405559516545,1,null,null,13.941899999999999,11.722899999999999,12.695988728363995,0,0,0,null,35383.134407034275,4645.3426476036611]
[588,"RSFN504",1.9E-2,2.1999999999999999E-2,198.3,0,"RS",15,1,1,1,1,1,1,1,1,1,1,1,1,11.898,0,3669.01,0,0,0,1,0,null,null,145.73358651669034,null,3592.9405559516545,1,null,null,13.941899999999999,11.722899999999999,12.695988728363995,0,0,0,null,35383.134407034275,4645.3426476036611]
[589,"RMOT601",0.13300000000000001,0.318,1190.47,0,"RS",15,1,1,1,1,1,1,1,1,1,1,1,1,71.428200000000004,0,847,0,0,0,1,363,null,null,5.6040038703383477,null,390.32631842544515,1,null,null,13.941899999999999,11.722899999999999,12.695988728363995,0,0,0,null,0,0]
[590,"RMON601",0.13300000000000001,0.318,1190.47,0,"RS",15,1,1,1,1,1,1,1,1,1,1,1,1,71.428200000000004,0,1210,0,0,0,1,0,null,null,8.0057198147690674,null,753.32631842544515,1,null,null,13.941899999999999,11.722899999999999,12.695988728363995,0,0,0,null,0,0]
[591,"RMFT601",0.111,0.26500000000000001,992.05,0,"RS",15,1,1,1,1,1,1,1,1,1,1,1,1,59.522999999999996,0,847,0,0,0,1,363,null,null,6.724861133533282,null,466.44179542026512,1,null,null,13.941899999999999,11.722899999999999,12.695988728363995,0,0,0,null,0,0]
[592,"RMFN601",0.111,0.26500000000000001,992.05,0,"RS",15,1,1,1,1,1,1,1,1,1,1,1,1,59.522999999999996,0,1210,0,0,0,1,0,null,null,9.6069444764761176,null,829.44179542026507,1,null,null,13.941899999999999,11.722899999999999,12.695988728363995,0,0,0,null,0,0]
[593,"RSFT601",0.14399999999999999,0.34399999999999997,1289.67,0,"RS",15,1,1,1,1,1,1,1,1,1,1,1,1,77.380200000000002,0,847,0,0,0,1,363,null,null,5.1729500473157417,null,352.27241600690809,1,null,null,13.941899999999999,11.722899999999999,12.695988728363995,0,0,0,null,0,0]
[594,"RSFN601",0.14399999999999999,0.34399999999999997,1289.67,0,"RS",15,1,1,1,1,1,1,1,1,1,1,1,1,77.380200000000002,0,1210,0,0,0,1,0,null,null,7.3899286390224876,null,715.27241600690797,1,null,null,13.941899999999999,11.722899999999999,12.695988728363995,0,0,0,null,0,0]
[595,"RMOE602",1.2E-2,0.03,110.71,0,"RS",10,1,1,1,1,1,1,1,1,1,1,1,1,6.6425999999999989,0,3.09,0,0,0,1,0,null,null,0.2198391825398523,null,-39.379229201171768,0,null,null,13.941899999999999,11.722899999999999,12.695988728363995,0,0,0,null,0,0]
[596,"RMON602",1.2E-2,0.03,110.71,0,"RS",10,1,1,1,1,1,1,1,1,1,1,1,1,6.6425999999999989,0,3.09,0,0,0,1,0,null,null,0.2198391825398523,null,-39.379229201171768,0,null,null,13.941899999999999,11.722899999999999,12.695988728363995,0,0,0,null,0,0]
[597,"RMFE602",0.01,2.5000000000000001E-2,92.26,0,"RS",10,1,1,1,1,1,1,1,1,1,1,1,1,5.5356000000000005,0,3.09,0,0,0,1,0,null,null,0.26380225340328467,null,-32.301663680788621,0,null,null,13.941899999999999,11.722899999999999,12.695988728363995,0,0,0,null,0,0]
[598,"RMFN602",0.01,2.5000000000000001E-2,92.26,0,"RS",10,1,1,1,1,1,1,1,1,1,1,1,1,5.5356000000000005,0,3.09,0,0,0,1,0,null,null,0.26380225340328467,null,-32.301663680788621,0,null,null,13.941899999999999,11.722899999999999,12.695988728363995,0,0,0,null,0,0]
[599,"RSFE602",1.2999999999999999E-2,3.2000000000000001E-2,119.94,0,"RS",10,1,1,1,1,1,1,1,1,1,1,1,1,7.1963999999999997,0,3.09,0,0,0,1,0,null,null,0.20292142653816111,null,-42.919930000799766,0,null,null,13.941899999999999,11.722899999999999,12.695988728363995,0,0,0,null,0,0]
[600,"RSFN602",1.2999999999999999E-2,3.2000000000000001E-2,119.94,0,"RS",10,1,1,1,1,1,1,1,1,1,1,1,1,7.1963999999999997,0,3.09,0,0,0,1,0,null,null,0.20292142653816111,null,-42.919930000799766,0,null,null,13.941899999999999,11.722899999999999,12.695988728363995,0,0,0,null,0,0]
[601,"RMOE603",6.0999999999999999E-2,0.14499999999999999,544.57000000000005,0,"RS",30,1,1,1,1,1,1,1,1,1,1,1,1,32.674199999999999,0,763.41,0,0,0,1,0,null,null,11.041742214379587,null,554.50865282194809,1,null,null,13.941899999999999,11.722899999999999,12.695988728363995,0,0,0,null,0,0]
[602,"RMON603",6.0999999999999999E-2,0.14499999999999999,544.57000000000005,0,"RS",30,1,1,1,1,1,1,1,1,1,1,1,1,32.674199999999999,0,763.41,0,0,0,1,0,null,null,11.041742214379587,null,554.50865282194809,1,null,null,13.941899999999999,11.722899999999999,12.695988728363995,0,0,0,null,0,0]
[603,"RMFE603",2.9000000000000001E-2,6.9000000000000006E-2,259.74,0,"RS",30,1,1,1,1,1,1,1,1,1,1,1,1,15.5844,0,763.41,0,0,0,1,0,null,null,23.150079147165211,null,663.77168735694738,1,null,null,13.941899999999999,11.722899999999999,12.695988728363995,0,0,0,null,1416.9619539155929,243.89908099773632]
[604,"RMFN603",2.9000000000000001E-2,6.9000000000000006E-2,259.74,0,"RS",30,1,1,1,1,1,1,1,1,1,1,1,1,15.5844,0,763.41,0,0,0,1,0,null,null,23.150079147165211,null,663.77168735694738,1,null,null,13.941899999999999,11.722899999999999,12.695988728363995,0,0,0,null,1416.9619539155929,243.89908099773632]
[605,"RSFE603",5.1999999999999998E-2,0.125,468.14,0,"RS",30,1,1,1,1,1,1,1,1,1,1,1,1,28.088399999999996,0,763.41,0,0,0,1,0,null,null,12.844451569369618,null,583.82780364703683,1,null,null,13.941899999999999,11.722899999999999,12.695988728363995,0,0,0,null,0,0]
[606,"RSFN603",5.1999999999999998E-2,0.125,468.14,0,"RS",30,1,1,1,1,1,1,1,1,1,1,1,1,28.088399999999996,0,763.41,0,0,0,1,0,null,null,12.844451569369618,null,583.82780364703683,1,null,null,13.941899999999999,11.722899999999999,12.695988728363995,0,0,0,null,0,0]
[607,"RMOT604",0.94,0.308,2823.53,0,"RS",15,1,1,1,1,1,1,1,1,1,1,1,1,169.4118,0,3153.89,0,0,0,1,0,null,null,8.7980739391253469,null,2070.7616220180239,1,null,null,13.941899999999999,11.722899999999999,12.695988728363995,0,0,0,null,0,0]
[608,"RMON604",0.94,0.308,2823.53,0,"RS",15,1,1,1,1,1,1,1,1,1,1,1,1,169.4118,0,3153.89,0,0,0,1,0,null,null,8.7980739391253469,null,2070.7616220180239,1,null,null,13.941899999999999,11.722899999999999,12.695988728363995,0,0,0,null,0,0]
[609,"RMFT604",0.95399999999999996,0.29899999999999999,2823.53,0,"RS",15,1,1,1,1,1,1,1,1,1,1,1,1,169.4118,0,3153.89,0,0,0,1,0,null,null,8.7980739391253469,null,2070.7616220180239,1,null,null,13.941899999999999,11.722899999999999,12.695988728363995,0,0,0,null,0,0]
[610,"RMFN604",0.95399999999999996,0.29899999999999999,2823.53,0,"RS",15,1,1,1,1,1,1,1,1,1,1,1,1,169.4118,0,3153.89,0,0,0,1,0,null,null,8.7980739391253469,null,2070.7616220180239,1,null,null,13.941899999999999,11.722899999999999,12.695988728363995,0,0,0,null,0,0]
[611,"RSFT604",0.27700000000000002,0.308,2823.53,0,"RS",15,1,1,1,1,1,1,1,1,1,1,1,1,169.4118,0,3153.89,0,0,0,1,0,null,null,8.7980739391253469,null,2070.7616220180239,1,null,null,13.941899999999999,11.722899999999999,12.695988728363995,0,0,0,null,0,0]
[612,"RSFN604",0.27700000000000002,0.308,2823.53,0,"RS",15,1,1,1,1,1,1,1,1,1,1,1,1,169.4118,0,3153.89,0,0,0,1,0,null,null,8.7980739391253469,null,2070.7616220180239,1,null,null,13.941899999999999,11.722899999999999,12.695988728363995,0,0,0,null,0,0]
[613,"RMOT605",0.17199999999999999,0.41099999999999998,1539.62,0,"RS",15,1,1,1,1,1,1,1,1,1,1,1,1,92.377199999999988,0,972.65,0,0,0,1,416.85,null,null,4.9759558564528223,null,382.03962458036233,1,null,null,13.941899999999999,11.722899999999999,12.695988728363995,0,0,0,null,0,0]
[614,"RMON605",0.17199999999999999,0.41099999999999998,1539.62,0,"RS",15,1,1,1,1,1,1,1,1,1,1,1,1,92.377199999999988,0,1389.5,0,0,0,1,0,null,null,7.1085083663611748,null,798.88962458036235,1,null,null,13.941899999999999,11.722899999999999,12.695988728363995,0,0,0,null,0,0]
[615,"RMFT605",0.14399999999999999,0.34300000000000003,1283.01,0,"RS",15,1,1,1,1,1,1,1,1,1,1,1,1,76.980599999999995,0,972.65,0,0,0,1,416.85,null,null,5.971178054506117,null,480.47724453621709,1,null,null,13.941899999999999,11.722899999999999,12.695988728363995,0,0,0,null,0,0]
[616,"RMFN605",0.14399999999999999,0.34300000000000003,1283.01,0,"RS",15,1,1,1,1,1,1,1,1,1,1,1,1,76.980599999999995,0,1389.5,0,0,0,1,0,null,null,8.530254363580168,null,897.32724453621711,1,null,null,13.941899999999999,11.722899999999999,12.695988728363995,0,0,0,null,0,0]
[617,"RSFT605",0.187,0.44500000000000001,1667.91,0,"RS",15,1,1,1,1,1,1,1,1,1,1,1,1,100.0746,0,972.65,0,0,0,1,416.85,null,null,4.5932221497034575,null,332.82656872074404,1,null,null,13.941899999999999,11.722899999999999,12.695988728363995,0,0,0,null,0,0]
[618,"RSFN605",0.187,0.44500000000000001,1667.91,0,"RS",15,1,1,1,1,1,1,1,1,1,1,1,1,100.0746,0,1389.5,0,0,0,1,0,null,null,6.5617459281477961,null,749.67656872074417,1,null,null,13.941899999999999,11.722899999999999,12.695988728363995,0,0,0,null,0,0]
[619,"RMOT606",0.16500000000000001,0.39300000000000002,1472.04,0,"RS",15,1,1,1,1,1,1,1,1,1,1,1,1,88.322399999999988,0,972.65,0,0,0,1,416.85,null,null,5.2043974047661026,null,407.96384560299066,1,null,null,13.941899999999999,11.722899999999999,12.695988728363995,0,0,0,null,0,0]
[620,"RMON606",0.16500000000000001,0.39300000000000002,1472.04,0,"RS",15,1,1,1,1,1,1,1,1,1,1,1,1,88.322399999999988,0,1389.5,0,0,0,1,0,null,null,7.4348534353801465,null,824.8138456029908,1,null,null,13.941899999999999,11.722899999999999,12.695988728363995,0,0,0,null,0,0]
[621,"RMFT606",0.13700000000000001,0.32800000000000001,1226.7,0,"RS",15,1,1,1,1,1,1,1,1,1,1,1,1,73.602000000000004,0,972.65,0,0,0,1,416.85,null,null,6.2452768857193224,null,502.07820466915882,1,null,null,13.941899999999999,11.722899999999999,12.695988728363995,0,0,0,null,0,0]
[622,"RMFN606",0.13700000000000001,0.32800000000000001,1226.7,0,"RS",15,1,1,1,1,1,1,1,1,1,1,1,1,73.602000000000004,0,1389.5,0,0,0,1,0,null,null,8.9218241224561758,null,918.92820466915884,1,null,null,13.941899999999999,11.722899999999999,12.695988728363995,0,0,0,null,0,0]
[623,"RSFT606",0.17899999999999999,0.42599999999999999,1594.7,0,"RS",15,1,1,1,1,1,1,1,1,1,1,1,1,95.682000000000002,0,972.65,0,0,0,1,416.85,null,null,4.8040892680202498,null,360.91050214877941,1,null,null,13.941899999999999,11.722899999999999,12.695988728363995,0,0,0,null,0,0]
[624,"RSFN606",0.17899999999999999,0.42599999999999999,1594.7,0,"RS",15,1,1,1,1,1,1,1,1,1,1,1,1,95.682000000000002,0,1389.5,0,0,0,1,0,null,null,6.8629846686003573,null,777.76050214877944,1,null,null,13.941899999999999,11.722899999999999,12.695988728363995,0,0,0,null,0,0]
[625,"RMOT607",5.3999999999999999E-2,0.13,485.91,0,"RS",15,1,1,1,1,1,1,1,1,1,1,1,1,29.154600000000002,0,1210.6500000000001,0,0,0,1,518.85,null,null,19.624393396268442,null,1024.2510914900065,1,null,null,13.941899999999999,11.722899999999999,12.695988728363995,0,0,0,null,1072.3499076813059,140.78551385530997]
[626,"RMON607",5.3999999999999999E-2,0.13,485.91,0,"RS",15,1,1,1,1,1,1,1,1,1,1,1,1,29.154600000000002,0,1729.5,0,0,0,1,0,null,null,28.034847708954917,null,1543.1010914900064,1,null,null,13.941899999999999,11.722899999999999,12.695988728363995,0,0,0,null,10471.615852398023,1374.7861664509992]
[627,"RMFT607",4.4999999999999998E-2,0.108,404.93,0,"RS",15,1,1,1,1,1,1,1,1,1,1,1,1,24.2958,0,1210.6500000000001,0,0,0,1,518.85,null,null,23.548981293509492,null,1055.3156582022357,1,null,null,13.941899999999999,11.722899999999999,12.695988728363995,0,0,0,null,2353.2434623688059,308.95008028918647]
[628,"RMFN607",4.4999999999999998E-2,0.108,404.93,0,"RS",15,1,1,1,1,1,1,1,1,1,1,1,1,24.2958,0,1729.5,0,0,0,1,0,null,null,33.641401847870704,null,1574.1656582022356,1,null,null,13.941899999999999,11.722899999999999,12.695988728363995,0,0,0,null,11752.508918804273,1542.9506687799355]
[629,"RSFT607",5.8999999999999997E-2,0.14099999999999999,526.41,0,"RS",15,1,1,1,1,1,1,1,1,1,1,1,1,31.584599999999998,0,1210.6500000000001,0,0,0,1,518.85,null,null,18.114566583425088,null,1008.7149720550193,1,null,null,13.941899999999999,11.722899999999999,12.695988728363995,0,0,0,null,431.74541549380592,56.682524742692628]
[630,"RSFN607",5.8999999999999997E-2,0.14099999999999999,526.41,0,"RS",15,1,1,1,1,1,1,1,1,1,1,1,1,31.584599999999998,0,1729.5,0,0,0,1,0,null,null,25.877952262035837,null,1527.5649720550193,1,null,null,13.941899999999999,11.722899999999999,12.695988728363995,0,0,0,null,9831.011360210523,1290.6831773383817]
[631,"RMOE608",1.2E-2,2.8000000000000001E-2,103.02,0,"RS",10,1,1,1,1,1,1,1,1,1,1,1,1,6.1811999999999996,0,107.98,0,0,0,1,0,null,null,8.2557255956603193,null,68.460715452039423,1,null,null,13.941899999999999,11.722899999999999,12.695988728363995,0,0,0,null,0,0]
[632,"RMON608",1.2E-2,2.8000000000000001E-2,103.02,0,"RS",10,1,1,1,1,1,1,1,1,1,1,1,1,6.1811999999999996,0,107.98,0,0,0,1,0,null,null,8.2557255956603193,null,68.460715452039423,1,null,null,13.941899999999999,11.722899999999999,12.695988728363995,0,0,0,null,0,0]
[633,"RMFE608",1.2E-2,2.8000000000000001E-2,104.27,0,"RS",10,1,1,1,1,1,1,1,1,1,1,1,1,6.2561999999999998,0,107.98,0,0,0,1,0,null,null,8.156755067276551,null,67.98120559293487,1,null,null,13.941899999999999,11.722899999999999,12.695988728363995,0,0,0,null,0,0]
[634,"RMFN608",1.2E-2,2.8000000000000001E-2,104.27,0,"RS",10,1,1,1,1,1,1,1,1,1,1,1,1,6.2561999999999998,0,107.98,0,0,0,1,0,null,null,8.156755067276551,null,67.98120559293487,1,null,null,13.941899999999999,11.722899999999999,12.695988728363995,0,0,0,null,0,0]
[635,"RSFE608",1.4999999999999999E-2,3.5000000000000003E-2,131.91,0,"RS",10,1,1,1,1,1,1,1,1,1,1,1,1,7.9145999999999992,0,107.98,0,0,0,1,0,null,null,6.4476146680685771,null,57.378283588415059,1,null,null,13.941899999999999,11.722899999999999,12.695988728363995,0,0,0,null,0,0]
[636,"RSFN608",1.4999999999999999E-2,3.5000000000000003E-2,131.91,0,"RS",10,1,1,1,1,1,1,1,1,1,1,1,1,7.9145999999999992,0,107.98,0,0,0,1,0,null,null,6.4476146680685771,null,57.378283588415059,1,null,null,13.941899999999999,11.722899999999999,12.695988728363995,0,0,0,null,0,0]
[637,"RMOE609",1.2E-2,2.8000000000000001E-2,104.46,0,"RS",15,1,1,1,1,1,1,1,1,1,1,1,1,6.2675999999999989,0,18.52,0,0,0,1,0,null,null,1.396446920576093,null,-21.551679905649024,0,null,null,13.941899999999999,11.722899999999999,12.695988728363995,0,0,0,null,0,0]
[638,"RMON609",1.2E-2,2.8000000000000001E-2,104.46,0,"RS",15,1,1,1,1,1,1,1,1,1,1,1,1,6.2675999999999989,0,18.52,0,0,0,1,0,null,null,1.396446920576093,null,-21.551679905649024,0,null,null,13.941899999999999,11.722899999999999,12.695988728363995,0,0,0,null,0,0]
[639,"RMFE609",6.0000000000000001E-3,1.2999999999999999E-2,49.82,0,"RS",15,1,1,1,1,1,1,1,1,1,1,1,1,2.9891999999999999,0,18.52,0,0,0,1,0,null,null,2.9279976981810254,null,-0.59134494447093999,0,null,null,13.941899999999999,11.722899999999999,12.695988728363995,0,0,0,null,0,0]
[640,"RMFN609",6.0000000000000001E-3,1.2999999999999999E-2,49.82,0,"RS",15,1,1,1,1,1,1,1,1,1,1,1,1,2.9891999999999999,0,18.52,0,0,0,1,0,null,null,2.9279976981810254,null,-0.59134494447093999,0,null,null,13.941899999999999,11.722899999999999,12.695988728363995,0,0,0,null,0,0]
[641,"RSFE609",0.01,2.4E-2,89.8,0,"RS",15,1,1,1,1,1,1,1,1,1,1,1,1,5.3879999999999999,0,18.52,0,0,0,1,0,null,null,1.6244192129552191,null,-15.927988278070863,0,null,null,13.941899999999999,11.722899999999999,12.695988728363995,0,0,0,null,0,0]
[642,"RSFN609",0.01,2.4E-2,89.8,0,"RS",15,1,1,1,1,1,1,1,1,1,1,1,1,5.3879999999999999,0,18.52,0,0,0,1,0,null,null,1.6244192129552191,null,-15.927988278070863,0,null,null,13.941899999999999,11.722899999999999,12.695988728363995,0,0,0,null,0,0]
[643,"RMOT610",1.6E-2,3.6999999999999998E-2,138.88999999999999,0,"RS",20,1,1,1,1,1,1,1,1,1,1,1,1,8.3333999999999993,0,1411.44,0,0,0,1,0,null,null,80.043287050207553,null,1358.1607005351752,1,null,null,13.941899999999999,11.722899999999999,12.695988728363995,0,0,0,null,10241.122275787702,1540.2769399567887]
[644,"RMON610",1.6E-2,3.6999999999999998E-2,138.88999999999999,0,"RS",20,1,1,1,1,1,1,1,1,1,1,1,1,8.3333999999999993,0,1411.44,0,0,0,1,0,null,null,80.043287050207553,null,1358.1607005351752,1,null,null,13.941899999999999,11.722899999999999,12.695988728363995,0,0,0,null,10241.122275787702,1540.2769399567887]
[645,"RMFT610",1.2999999999999999E-2,3.1E-2,115.74,0,"RS",20,1,1,1,1,1,1,1,1,1,1,1,1,6.944399999999999,0,1411.44,0,0,0,1,0,null,null,96.053327617101502,null,1367.0412231257917,1,null,null,13.941899999999999,11.722899999999999,12.695988728363995,0,0,0,null,10607.29500527989,1595.3497528858261]
[646,"RMFN610",1.2999999999999999E-2,3.1E-2,115.74,0,"RS",20,1,1,1,1,1,1,1,1,1,1,1,1,6.944399999999999,0,1411.44,0,0,0,1,0,null,null,96.053327617101502,null,1367.0412231257917,1,null,null,13.941899999999999,11.722899999999999,12.695988728363995,0,0,0,null,10607.29500527989,1595.3497528858261]
[647,"RSFT610",1.7000000000000001E-2,0.04,150.46,0,"RS",20,1,1,1,1,1,1,1,1,1,1,1,1,9.0275999999999996,0,1411.44,0,0,0,1,0,null,null,73.888157240484688,null,1353.7223572793034,1,null,null,13.941899999999999,11.722899999999999,12.695988728363995,0,0,0,null,10058.114707428327,1512.7523845623139]
[648,"RSFN610",1.7000000000000001E-2,0.04,150.46,0,"RS",20,1,1,1,1,1,1,1,1,1,1,1,1,9.0275999999999996,0,1411.44,0,0,0,1,0,null,null,73.888157240484688,null,1353.7223572793034,1,null,null,13.941899999999999,11.722899999999999,12.695988728363995,0,0,0,null,10058.114707428327,1512.7523845623139]
[649,"RMOE611",2.5000000000000001E-2,5.8999999999999997E-2,221.43,0,"RS",10,1,1,1,1,1,1,1,1,1,1,1,1,13.2858,0,3.09,0,0,0,1,0,null,null,0.10991462719137897,null,-81.85229448121639,0,null,null,13.941899999999999,11.722899999999999,12.695988728363995,0,0,0,null,0,0]
[650,"RMON611",2.5000000000000001E-2,5.8999999999999997E-2,221.43,0,"RS",10,1,1,1,1,1,1,1,1,1,1,1,1,13.2858,0,3.09,0,0,0,1,0,null,null,0.10991462719137897,null,-81.85229448121639,0,null,null,13.941899999999999,11.722899999999999,12.695988728363995,0,0,0,null,0,0]
[651,"RMFE611",2.1000000000000001E-2,4.9000000000000002E-2,184.52,0,"RS",10,1,1,1,1,1,1,1,1,1,1,1,1,11.071200000000001,0,3.09,0,0,0,1,0,null,null,0.13190112670164233,null,-67.693327361577246,0,null,null,13.941899999999999,11.722899999999999,12.695988728363995,0,0,0,null,0,0]
[652,"RMFN611",2.1000000000000001E-2,4.9000000000000002E-2,184.52,0,"RS",10,1,1,1,1,1,1,1,1,1,1,1,1,11.071200000000001,0,3.09,0,0,0,1,0,null,null,0.13190112670164233,null,-67.693327361577246,0,null,null,13.941899999999999,11.722899999999999,12.695988728363995,0,0,0,null,0,0]
[653,"RSFE611",2.7E-2,6.4000000000000001E-2,239.88,0,"RS",10,1,1,1,1,1,1,1,1,1,1,1,1,14.392799999999999,0,3.09,0,0,0,1,0,null,null,0.10146071326908056,null,-88.929860001599536,0,null,null,13.941899999999999,11.722899999999999,12.695988728363995,0,0,0,null,0,0]
[654,"RSFN611",2.7E-2,6.4000000000000001E-2,239.88,0,"RS",10,1,1,1,1,1,1,1,1,1,1,1,1,14.392799999999999,0,3.09,0,0,0,1,0,null,null,0.10146071326908056,null,-88.929860001599536,0,null,null,13.941899999999999,11.722899999999999,12.695988728363995,0,0,0,null,0,0]
[655,"RMOE612",1.6E-2,3.9E-2,146.76,0,"RS",10,1,1,1,1,1,1,1,1,1,1,1,1,8.8055999999999983,0,12.34,0,0,0,1,0,null,null,0.66227891472747735,null,-43.958293537746989,0,null,null,13.941899999999999,11.722899999999999,12.695988728363995,0,0,0,null,0,0]
[656,"RMON612",1.6E-2,3.9E-2,146.76,0,"RS",10,1,1,1,1,1,1,1,1,1,1,1,1,8.8055999999999983,0,12.34,0,0,0,1,0,null,null,0.66227891472747735,null,-43.958293537746989,0,null,null,13.941899999999999,11.722899999999999,12.695988728363995,0,0,0,null,0,0]
[657,"RMFE612",1.4E-2,3.3000000000000002E-2,122.3,0,"RS",10,1,1,1,1,1,1,1,1,1,1,1,1,7.3379999999999992,0,12.34,0,0,0,1,0,null,null,0.79473469767297289,null,-34.575244614789156,0,null,null,13.941899999999999,11.722899999999999,12.695988728363995,0,0,0,null,0,0]
[658,"RMFN612",1.4E-2,3.3000000000000002E-2,122.3,0,"RS",10,1,1,1,1,1,1,1,1,1,1,1,1,7.3379999999999992,0,12.34,0,0,0,1,0,null,null,0.79473469767297289,null,-34.575244614789156,0,null,null,13.941899999999999,11.722899999999999,12.695988728363995,0,0,0,null,0,0]
[659,"RSFE612",1.7999999999999999E-2,4.2000000000000003E-2,158.97999999999999,0,"RS",10,1,1,1,1,1,1,1,1,1,1,1,1,9.5387999999999984,0,12.34,0,0,0,1,0,null,null,0.61137283636560935,null,-48.645981920353066,0,null,null,13.941899999999999,11.722899999999999,12.695988728363995,0,0,0,null,0,0]
[660,"RSFN612",1.7999999999999999E-2,4.2000000000000003E-2,158.97999999999999,0,"RS",10,1,1,1,1,1,1,1,1,1,1,1,1,9.5387999999999984,0,12.34,0,0,0,1,0,null,null,0.61137283636560935,null,-48.645981920353066,0,null,null,13.941899999999999,11.722899999999999,12.695988728363995,0,0,0,null,0,0]
[661,"RMOT613",1.0109999999999999,0.33100000000000002,3035.29,0,"RS",15,1,1,1,1,1,1,1,1,1,1,1,1,182.1174,0,3266.72,0,0,0,1,0,null,null,8.4770587332051779,null,2102.3588158068405,1,null,null,13.941899999999999,11.722899999999999,12.695988728363995,0,0,0,null,0,0]
[662,"RMON613",1.0109999999999999,0.33100000000000002,3035.29,0,"RS",15,1,1,1,1,1,1,1,1,1,1,1,1,182.1174,0,3266.72,0,0,0,1,0,null,null,8.4770587332051779,null,2102.3588158068405,1,null,null,13.941899999999999,11.722899999999999,12.695988728363995,0,0,0,null,0,0]
[663,"RMFT613",1.026,0.32200000000000001,3035.29,0,"RS",15,1,1,1,1,1,1,1,1,1,1,1,1,182.1174,0,3266.72,0,0,0,1,0,null,null,8.4770587332051779,null,2102.3588158068405,1,null,null,13.941899999999999,11.722899999999999,12.695988728363995,0,0,0,null,0,0]
[664,"RMFN613",1.026,0.32200000000000001,3035.29,0,"RS",15,1,1,1,1,1,1,1,1,1,1,1,1,182.1174,0,3266.72,0,0,0,1,0,null,null,8.4770587332051779,null,2102.3588158068405,1,null,null,13.941899999999999,11.722899999999999,12.695988728363995,0,0,0,null,0,0]
[665,"RSFT613",0.29699999999999999,0.33100000000000002,3035.29,0,"RS",15,1,1,1,1,1,1,1,1,1,1,1,1,182.1174,0,3266.72,0,0,0,1,0,null,null,8.4770587332051779,null,2102.3588158068405,1,null,null,13.941899999999999,11.722899999999999,12.695988728363995,0,0,0,null,0,0]
[666,"RSFN613",0.29699999999999999,0.33100000000000002,3035.29,0,"RS",15,1,1,1,1,1,1,1,1,1,1,1,1,182.1174,0,3266.72,0,0,0,1,0,null,null,8.4770587332051779,null,2102.3588158068405,1,null,null,13.941899999999999,11.722899999999999,12.695988728363995,0,0,0,null,0,0]
[667,"RMOT614",0.14799999999999999,0.35199999999999998,1319.99,0,"RS",20,1,1,1,1,1,1,1,1,1,1,1,1,79.199399999999997,0,6293.014000000001,0,0,0,1,2697.0059999999999,null,null,37.551001876980017,null,5786.6554248644698,1,null,null,13.941899999999999,11.722899999999999,12.695988728363995,0,0,0,null,16644.895875686285,2503.4120865751993]
[668,"RMON614",0.14799999999999999,0.35199999999999998,1319.99,0,"RS",20,1,1,1,1,1,1,1,1,1,1,1,1,79.199399999999997,0,8990.02,0,0,0,1,0,null,null,53.644288395685734,null,8483.6614248644692,1,null,null,13.941899999999999,11.722899999999999,12.695988728363995,0,0,0,null,58343.739077237362,8774.9675740115526]
[669,"RMFT614",0.123,0.29399999999999998,1099.99,0,"RS",20,1,1,1,1,1,1,1,1,1,1,1,1,65.999399999999994,0,6293.014000000001,0,0,0,1,2697.0059999999999,null,null,45.061270527545574,null,5871.0491600668702,1,null,null,13.941899999999999,11.722899999999999,12.695988728363995,0,0,0,null,20124.727906936285,3026.7829524156919]
[670,"RMFN614",0.123,0.29399999999999998,1099.99,0,"RS",20,1,1,1,1,1,1,1,1,1,1,1,1,65.999399999999994,0,8990.02,0,0,0,1,0,null,null,64.373243610779383,null,8568.0551600668696,1,null,null,13.941899999999999,11.722899999999999,12.695988728363995,0,0,0,null,61823.567202237362,9298.3378523474112]
[671,"RSFT614",0.16,0.38200000000000001,1429.99,0,"RS",20,1,1,1,1,1,1,1,1,1,1,1,1,85.799399999999991,0,6293.014000000001,0,0,0,1,2697.0059999999999,null,null,34.662443071346551,null,5744.4585572632686,1,null,null,13.941899999999999,11.722899999999999,12.695988728363995,0,0,0,null,14904.981813186285,2241.72694740727]
[672,"RSFN614",0.16,0.38200000000000001,1429.99,0,"RS",20,1,1,1,1,1,1,1,1,1,1,1,1,85.799399999999991,0,8990.02,0,0,0,1,0,null,null,49.517775816209351,null,8441.4645572632689,1,null,null,13.941899999999999,11.722899999999999,12.695988728363995,0,0,0,null,56603.825014737362,8513.2824348436243]
[673,"RMOE615",0.01,2.3E-2,87.07,0,"RS",10,1,1,1,1,1,1,1,1,1,1,1,1,5.2241999999999997,0,51.45,0,0,0,1,0,null,null,4.6542564198165293,null,18.049261254213476,1,null,null,13.941899999999999,11.722899999999999,12.695988728363995,0,0,0,null,0,0]
[674,"RMON615",0.01,2.3E-2,87.07,0,"RS",10,1,1,1,1,1,1,1,1,1,1,1,1,5.2241999999999997,0,51.45,0,0,0,1,0,null,null,4.6542564198165293,null,18.049261254213476,1,null,null,13.941899999999999,11.722899999999999,12.695988728363995,0,0,0,null,0,0]
[675,"RMFE615",8.0000000000000002E-3,1.9E-2,72.56,0,"RS",10,1,1,1,1,1,1,1,1,1,1,1,1,4.3536000000000001,0,51.45,0,0,0,1,0,null,null,5.5849794166679319,null,23.615411698699091,1,null,null,13.941899999999999,11.722899999999999,12.695988728363995,0,0,0,null,0,0]
[676,"RMFN615",8.0000000000000002E-3,1.9E-2,72.56,0,"RS",10,1,1,1,1,1,1,1,1,1,1,1,1,4.3536000000000001,0,51.45,0,0,0,1,0,null,null,5.5849794166679319,null,23.615411698699091,1,null,null,13.941899999999999,11.722899999999999,12.695988728363995,0,0,0,null,0,0]
[677,"RSFE615",1.0999999999999999E-2,2.5000000000000001E-2,94.33,0,"RS",10,1,1,1,1,1,1,1,1,1,1,1,1,5.6597999999999997,0,51.45,0,0,0,1,0,null,null,4.2960469254046973,null,15.264267992534252,1,null,null,13.941899999999999,11.722899999999999,12.695988728363995,0,0,0,null,0,0]
[678,"RSFN615",1.0999999999999999E-2,2.5000000000000001E-2,94.33,0,"RS",10,1,1,1,1,1,1,1,1,1,1,1,1,5.6597999999999997,0,51.45,0,0,0,1,0,null,null,4.2960469254046973,null,15.264267992534252,1,null,null,13.941899999999999,11.722899999999999,12.695988728363995,0,0,0,null,0,0]
[679,"RMOE616",2.1474879999999887E-2,5.1194579999999726E-2,191.73999999999899,0,"RS",5,1,1,1,1,1,1,1,1,1,1,1,1,11.504399999999938,0,63.17,0,0,0,1,0,null,null,2.5949657234378876,null,-10.382976307764729,0,null,null,13.941899999999999,11.722899999999999,12.695988728363995,0,0,0,null,0,0]
[680,"RMON616",2.1474879999999887E-2,5.1194579999999726E-2,191.73999999999899,0,"RS",5,1,1,1,1,1,1,1,1,1,1,1,1,11.504399999999938,0,63.17,0,0,0,1,0,null,null,2.5949657234378876,null,-10.382976307764729,0,null,null,13.941899999999999,11.722899999999999,12.695988728363995,0,0,0,null,0,0]
[681,"RMFE616",2.1474880000000002E-2,5.1194579999999996E-2,191.74,0,"RS",5,1,1,1,1,1,1,1,1,1,1,1,1,11.5044,0,63.17,0,0,0,1,0,null,null,2.5949657234378738,null,-10.382976307765119,0,null,null,13.941899999999999,11.722899999999999,12.695988728363995,0,0,0,null,0,0]
[682,"RMFN616",2.1474880000000002E-2,5.1194579999999996E-2,191.74,0,"RS",5,1,1,1,1,1,1,1,1,1,1,1,1,11.5044,0,63.17,0,0,0,1,0,null,null,2.5949657234378738,null,-10.382976307765119,0,null,null,13.941899999999999,11.722899999999999,12.695988728363995,0,0,0,null,0,0]
[683,"RSFE616",2.1474879999999887E-2,5.1194579999999726E-2,191.73999999999899,0,"RS",5,1,1,1,1,1,1,1,1,1,1,1,1,11.504399999999938,0,63.17,0,0,0,1,0,null,null,2.5949657234378876,null,-10.382976307764729,0,null,null,13.941899999999999,11.722899999999999,12.695988728363995,0,0,0,null,0,0]
[684,"RSFN616",2.1474879999999887E-2,5.1194579999999726E-2,191.73999999999899,0,"RS",5,1,1,1,1,1,1,1,1,1,1,1,1,11.504399999999938,0,63.17,0,0,0,1,0,null,null,2.5949657234378876,null,-10.382976307764729,0,null,null,13.941899999999999,11.722899999999999,12.695988728363995,0,0,0,null,0,0]
[685,"RMOE617",7.0000000000000001E-3,1.6E-2,58.07,0,"RS",2,1,1,1,1,1,1,1,1,1,1,1,1,3.4842,0,5.14,0,0,0,1,0,null,null,0.69717975081292582,null,-17.13611001456097,0,null,null,13.941899999999999,11.722899999999999,12.695988728363995,0,0,0,null,0,0]
[686,"RMON617",7.0000000000000001E-3,1.6E-2,58.07,0,"RS",2,1,1,1,1,1,1,1,1,1,1,1,1,3.4842,0,5.14,0,0,0,1,0,null,null,0.69717975081292582,null,-17.13611001456097,0,null,null,13.941899999999999,11.722899999999999,12.695988728363995,0,0,0,null,0,0]
[687,"RMFE617",7.0000000000000001E-3,1.6E-2,58.07,0,"RS",2,1,1,1,1,1,1,1,1,1,1,1,1,3.4842,0,5.14,0,0,0,1,0,null,null,0.69717975081292582,null,-17.13611001456097,0,null,null,13.941899999999999,11.722899999999999,12.695988728363995,0,0,0,null,0,0]
[688,"RMFN617",7.0000000000000001E-3,1.6E-2,58.07,0,"RS",2,1,1,1,1,1,1,1,1,1,1,1,1,3.4842,0,5.14,0,0,0,1,0,null,null,0.69717975081292582,null,-17.13611001456097,0,null,null,13.941899999999999,11.722899999999999,12.695988728363995,0,0,0,null,0,0]
[689,"RSFE617",7.0000000000000001E-3,1.6E-2,58.07,0,"RS",2,1,1,1,1,1,1,1,1,1,1,1,1,3.4842,0,5.14,0,0,0,1,0,null,null,0.69717975081292582,null,-17.13611001456097,0,null,null,13.941899999999999,11.722899999999999,12.695988728363995,0,0,0,null,0,0]
[690,"RSFN617",7.0000000000000001E-3,1.6E-2,58.07,0,"RS",2,1,1,1,1,1,1,1,1,1,1,1,1,3.4842,0,5.14,0,0,0,1,0,null,null,0.69717975081292582,null,-17.13611001456097,0,null,null,13.941899999999999,11.722899999999999,12.695988728363995,0,0,0,null,0,0]
[691,"RMOE618",1.0999999999999999E-2,2.7E-2,101.76,0,"RS",2,1,1,1,1,1,1,1,1,1,1,1,1,6.1055999999999999,0,171.91,0,0,0,1,0,null,null,13.306306224032634,null,132.87406139001678,1,null,null,13.941899999999999,11.722899999999999,12.695988728363995,0,0,0,null,8098.6766515342315,716.55851349403224]
[692,"RMON618",1.0999999999999999E-2,2.7E-2,101.76,0,"RS",2,1,1,1,1,1,1,1,1,1,1,1,1,6.1055999999999999,0,171.91,0,0,0,1,0,null,null,13.306306224032634,null,132.87406139001678,1,null,null,13.941899999999999,11.722899999999999,12.695988728363995,0,0,0,null,8098.6766515342315,716.55851349403224]
[693,"RMFE618",8.9999999999999993E-3,2.3E-2,84.8,0,"RS",2,1,1,1,1,1,1,1,1,1,1,1,1,5.0880000000000001,0,171.91,0,0,0,1,0,null,null,15.967567468839164,null,139.38005115834733,1,null,null,13.941899999999999,11.722899999999999,12.695988728363995,0,0,0,null,8366.939713057669,740.29401854771004]
[694,"RMFN618",8.9999999999999993E-3,2.3E-2,84.8,0,"RS",2,1,1,1,1,1,1,1,1,1,1,1,1,5.0880000000000001,0,171.91,0,0,0,1,0,null,null,15.967567468839164,null,139.38005115834733,1,null,null,13.941899999999999,11.722899999999999,12.695988728363995,0,0,0,null,8366.939713057669,740.29401854771004]
[695,"RSFE618",1.2E-2,2.9000000000000001E-2,110.23,0,"RS",2,1,1,1,1,1,1,1,1,1,1,1,1,6.6138000000000003,0,171.91,0,0,0,1,0,null,null,12.283858490044098,null,129.62490258472437,1,null,null,13.941899999999999,11.722899999999999,12.695988728363995,0,0,0,null,7964.703140792044,704.70474233664049]
[696,"RSFN618",1.2E-2,2.9000000000000001E-2,110.23,0,"RS",2,1,1,1,1,1,1,1,1,1,1,1,1,6.6138000000000003,0,171.91,0,0,0,1,0,null,null,12.283858490044098,null,129.62490258472437,1,null,null,13.941899999999999,11.722899999999999,12.695988728363995,0,0,0,null,7964.703140792044,704.70474233664049]
[697,"RMOE701",0.20184799748693025,0.34136274048238968,765.02336376047401,0,"RS",15,1,1,1,1,1,1,1,1,1,1,1,1,26.775817731616588,0,2197.9999999999995,0,0,0,1,0,null,null,22.630099383687238,null,1904.5310037052204,1,null,null,13.941899999999999,11.722899999999999,12.695988728363995,0,0,0,null,10975.394134027949,1440.9256641470183]
[698,"RMON701",0.20184799748693025,0.34136274048238968,765.02336376047401,0,"RS",15,1,1,1,1,1,1,1,1,1,1,1,1,26.775817731616588,0,2197.9999999999995,0,0,0,1,0,null,null,22.630099383687238,null,1904.5310037052204,1,null,null,13.941899999999999,11.722899999999999,12.695988728363995,0,0,0,null,10975.394134027949,1440.9256641470183]
[699,"RMFE701",0.12774932127625296,5.3665071548911383E-2,410.56977706759972,0,"RS",15,1,1,1,1,1,1,1,1,1,1,1,1,14.369942197365988,0,2198.0000000000005,0,0,0,1,0,null,null,42.167143612940016,null,2040.5021952365835,1,null,null,13.941899999999999,11.722899999999999,12.695988728363995,0,0,0,null,16581.929778559199,2176.9904467422375]
[700,"RMFN701",0.12774932127625296,5.3665071548911383E-2,410.56977706759972,0,"RS",15,1,1,1,1,1,1,1,1,1,1,1,1,14.369942197365988,0,2198.0000000000005,0,0,0,1,0,null,null,42.167143612940016,null,2040.5021952365835,1,null,null,13.941899999999999,11.722899999999999,12.695988728363995,0,0,0,null,16581.929778559199,2176.9904467422375]
[701,"RSFE701",0.30543178750125571,0.33451240698871082,1066.8945970626073,0,"RS",15,1,1,1,1,1,1,1,1,1,1,1,1,37.341310897191249,0,2198.0000000000005,0,0,0,1,0,null,null,16.227052607078029,null,1788.7308176664833,1,null,null,13.941899999999999,11.722899999999999,12.695988728363995,0,0,0,null,6200.5747980904489,814.05435193722519]
[702,"RSFN701",0.30543178750125571,0.33451240698871082,1066.8945970626073,0,"RS",15,1,1,1,1,1,1,1,1,1,1,1,1,37.341310897191249,0,2198.0000000000005,0,0,0,1,0,null,null,16.227052607078029,null,1788.7308176664833,1,null,null,13.941899999999999,11.722899999999999,12.695988728363995,0,0,0,null,6200.5747980904489,814.05435193722519]
[703,"RMON702",0.83,0.95199999999999996,3491.9593503220003,0,"RS",20,1,1,1,1,1,1,1,1,1,1,1,1,209.51756101932,0,1475.3839505190001,0,0,0,1,0,null,null,3.3278929461582907,null,135.84080166162573,1,null,null,13.941899999999999,11.722899999999999,12.695988728363995,0,0,0,null,0,0]
[704,"RMFN702",0.40200000000000002,0.23899999999999999,1596.225645038,0,"RS",20,1,1,1,1,1,1,1,1,1,1,1,1,95.773538702279993,0,1475.385217708,0,0,0,1,0,null,null,7.2802218830095606,null,863.06047038700763,1,null,null,13.941899999999999,11.722899999999999,12.695988728363995,0,0,0,null,0,0]
[705,"RSFN702",0.871,0.91900000000000004,4134.8942303999993,0,"RS",20,1,1,1,1,1,1,1,1,1,1,1,1,248.09365382399994,0,1475.381509522,0,0,0,1,0,null,null,2.8104340803325503,null,-110.79653034305591,0,null,null,13.941899999999999,11.722899999999999,12.695988728363995,0,0,0,null,0,0]
[706,"RMON703",1.4490000000000001,1.6659999999999999,6110.9263633700002,0,"RS",20,1,1,1,1,1,1,1,1,1,1,1,1,366.6555818022,0,2151.0057596789998,0,0,0,1,0,null,null,2.7724772719652733,null,-193.19379191926271,0,null,null,13.941899999999999,11.722899999999999,12.695988728363995,0,0,0,null,0,0]
[707,"RMFN703",0.70200000000000007,0.41299999999999998,2793.3898787800003,0,"RS",20,1,1,1,1,1,1,1,1,1,1,1,1,167.60339272680002,0,2151.007607001,0,0,0,1,0,null,null,6.0651823550440076,null,1079.441217242701,1,null,null,13.941899999999999,11.722899999999999,12.695988728363995,0,0,0,null,0,0]
[708,"RSFN703",1.528,1.6099999999999999,7236.0674043999998,0,"RS",20,1,1,1,1,1,1,1,1,1,1,1,1,434.16404426399998,0,2151.0022009479999,0,0,0,1,0,null,null,2.3413790220413628,null,-624.81032829589606,0,null,null,13.941899999999999,11.722899999999999,12.695988728363995,0,0,0,null,0,0]
[709,"RMOE704",2.1999999999999999E-2,2.5000000000000001E-2,95.030254455999994,0,"RS",12,1,1,1,1,1,1,1,1,1,1,1,1,5.7018152673599998,0,300.00080329847378,0,0,0,1,0,null,null,24.865316828457178,null,263.54644815858092,1,null,null,13.941899999999999,11.722899999999999,12.695988728363995,0,0,0,null,2166.6978131167652,250.66906485449326]
[710,"RMON704",2.1999999999999999E-2,2.5000000000000001E-2,95.030254455999994,0,"RS",12,1,1,1,1,1,1,1,1,1,1,1,1,5.7018152673599998,0,300.00080329847378,0,0,0,1,0,null,null,24.865316828457178,null,263.54644815858092,1,null,null,13.941899999999999,11.722899999999999,12.695988728363995,0,0,0,null,2166.6978131167652,250.66906485449326]
[711,"RMFE704",9.0000000000000011E-3,4.0000000000000001E-3,37.730133430999999,0,"RS",12,1,1,1,1,1,1,1,1,1,1,1,1,2.2638080058599996,0,300.00106094116256,0,0,0,1,0,null,null,62.627910367245768,null,285.52748416876676,1,null,null,13.941899999999999,11.722899999999999,12.695988728363995,0,0,0,null,3073.0402842653939,355.52541275190708]
[712,"RMFN704",9.0000000000000011E-3,4.0000000000000001E-3,37.730133430999999,0,"RS",12,1,1,1,1,1,1,1,1,1,1,1,1,2.2638080058599996,0,300.00106094116256,0,0,0,1,0,null,null,62.627910367245768,null,285.52748416876676,1,null,null,13.941899999999999,11.722899999999999,12.695988728363995,0,0,0,null,3073.0402842653939,355.52541275190708]
[713,"RSFE704",2.3E-2,2.1999999999999999E-2,103.270105668,0,"RS",12,1,1,1,1,1,1,1,1,1,1,1,1,6.1962063400799998,0,300.00030695125577,0,0,0,1,0,null,null,22.881292321451863,null,260.38507989639601,1,null,null,13.941899999999999,11.722899999999999,12.695988728363995,0,0,0,null,2036.3588322900359,235.58991988091441]
[714,"RSFN704",2.3E-2,2.1999999999999999E-2,103.270105668,0,"RS",12,1,1,1,1,1,1,1,1,1,1,1,1,6.1962063400799998,0,300.00030695125577,0,0,0,1,0,null,null,22.881292321451863,null,260.38507989639601,1,null,null,13.941899999999999,11.722899999999999,12.695988728363995,0,0,0,null,2036.3588322900359,235.58991988091441]
[715,"RMFE705",0.14000000000000001,0.08,558.68197581899994,0,"RS",12,1,1,1,1,1,1,1,1,1,1,1,1,33.520918549139992,0,3200.0113167057343,0,0,0,1,0,null,null,45.114933923007591,null,2985.6965042983584,1,null,null,13.941899999999999,11.722899999999999,12.695988728363995,0,0,0,null,30307.985976055286,3506.3839803817859]
[716,"RMFN705",0.14000000000000001,0.08,558.68197581899994,0,"RS",12,1,1,1,1,1,1,1,1,1,1,1,1,33.520918549139992,0,3200.0113167057343,0,0,0,1,0,null,null,45.114933923007591,null,2985.6965042983584,1,null,null,13.941899999999999,11.722899999999999,12.695988728363995,0,0,0,null,30307.985976055286,3506.3839803817859]
[717,"RSFE705",0.30600000000000005,0.32300000000000001,1447.2114808430001,0,"RS",12,1,1,1,1,1,1,1,1,1,1,1,1,86.832688850579999,0,3200.003274146728,0,0,0,1,0,null,null,17.416139527253694,null,2644.8415355279167,1,null,null,13.941899999999999,11.722899999999999,12.695988728363995,0,0,0,null,16253.659882258013,1880.4143791919921]
[718,"RSFN705",0.30600000000000005,0.32300000000000001,1447.2114808430001,0,"RS",12,1,1,1,1,1,1,1,1,1,1,1,1,86.832688850579999,0,3200.003274146728,0,0,0,1,0,null,null,17.416139527253694,null,2644.8415355279167,1,null,null,13.941899999999999,11.722899999999999,12.695988728363995,0,0,0,null,16253.659882258013,1880.4143791919921]
[719,"RMOE705",0.28900000000000003,0.33499999999999996,1222.1832725449999,0,"RS",12,1,1,1,1,1,1,1,1,1,1,1,1,73.330996352699998,0,3200.0085685170534,0,0,0,1,0,null,null,20.622830751435966,null,2731.1694254626609,1,null,null,13.941899999999999,11.722899999999999,12.695988728363995,0,0,0,null,19813.086913539541,2292.210726586497]
[720,"RMON705",0.28900000000000003,0.33499999999999996,1222.1832725449999,0,"RS",12,1,1,1,1,1,1,1,1,1,1,1,1,73.330996352699998,0,3200.0085685170534,0,0,0,1,0,null,null,20.622830751435966,null,2731.1694254626609,1,null,null,13.941899999999999,11.722899999999999,12.695988728363995,0,0,0,null,19813.086913539541,2292.210726586497]

{"sheet":"OUTPUTS","index":1,"n_rows":747,"n_cols":81,"rows_kept":747,"cut":false,"hidden":false,"merged":[[22,60,22,65],[16,46,16,51],[16,54,16,57],[14,67,14,78],[17,28,17,30],[1,0,1,44],[2,0,2,44],[3,0,3,44]]}
[]
["II. Outputs: Batch Runs"]
[]
["All values are Net Present Value (NPV) dollars unless otherwise noted."]
["FPL 000708"]
["20240012-EG"]
[]
[]
[null,"DSM",null,null,null,"DSM",null,null,null,null,"DSM",null,null,null,"Total DSM Costs",null,null,null,"DSM",null,null,null,"DSM",null,null,"DSM Total",null,null,"DSM Net",null,null,null,"Step 1",null,null,null,"Step 2"]
[null,"Measure",null,null,null,"Utility Costs",null,null,null,null,"Participant",null,null,null,"Accounted",null,null,null,"Utility",null,null,null,"Participant",null,null,"Benefits",null,null,"Benefits"]
[null,null,null,null,null,null,null,null,null,null,"Costs",null,null,null,"for in",null,null,null,"Benefits",null,null,null,"Benefits",null,null,"Accounted for",null,null,"Accounted for"]
[null,null,null,null,null,null,null,null,null,null,null,null,null,null,"Tests",null,null,null,null,null,null,null,null,null,null,"In Tests",null,null,"In Tests"]
[null,"<---------->",null,null,null,"<-------------","--------------","--------------","--------------","----------->","<-------------","----------->",null,null,"<--------","------------","------------",null,"<-----------------","-----------------",null,"----------->","<------------","--------->",null,"<------------","------------->",null,"<----------","------------","----------->"]
[]
["E-RIM :",null,null,null,null,"X","X","X","X","X",null,null,null,null,null,null,null,null,"X","X","X","X",null,null,null,null,null,null,null,null,null,null,"E-RIM","E-TRC",null,null,"E-RIM","E-TRC",null,null,null,null,"PART.",null,null,null,null,null,null,null,null,null,null,null,null,null,null,null,null,null,null,null,null,null,null,null,null,"E-RIM Maximum Incentive Based on 3 Years Payback"]
["Part :",null,null,null,null,null,"X",null,null,null,"X","X","X",null,null,null,null,null,null,null,null,null,"X","X",null,null,null,null,null,null,null,null,"Cut-off","Cut-off",null,null,"Cut-off","Cut-off",null,null,null,null,"Cut-off"]
["E-TRC :",null,null,null,null,"X",null,"X",null,null,"X","X","X",null,null,null,null,null,"X","X",null,"X",null,null,null,null,null,null,null,null,null,null,1.0049999999999999,1.0049999999999999,null,null,1.0049999999999999,1.0049999999999999,null,null,null,null,1.0049999999999999,null,null,null,"Screening Step # 3",null,null,null,null,null,null,null,"Screening Step # 4",null,null,null,null,null,null,null,null,null,null,null,null,null,null,"[A]",null,"[B]",null,"[C]",null,"[D]",null,"[E]","[F]"]
[null,null,null,null,null,null,null,null,null,null,null,null,null,null,null,null,null,null,null,null,null,null,null,null,null,null,null,null,"Formulas"]
["Page :",1,1,1,1,2,2,2,2,2,2,2,2,null,11,10,9,null,11,11,11,11,10,10,null,11,10,null,11,9,10,null,null,null,null,null,null,null,null,null,null,null,null,null,null,null,null,null,null,null,null,null,null,null,null,null,null,null,null,null,null,null,null,null,null,null,null,null,null,null,null,null,null,"Maximum Incentive"]
[null,null,null,null,null,"Utility",null,"Other","Energy ","Demand",null,null,null,null,null,null,null,null,null,null,null,null,null,null,null,"Total ",null,null,null,null,null,null,null,null,"Step 1","Step 1",null,null,"Step 2","Step 2",null,null,null,null,null,null,null,null,null,null,null,null,null,null,null,null,null,null,null,null,null,null,null,null,null,null,null,"E-RIM",null,null,null,null,null,"that passes E-RIM and",null,"Maximum Incentive",null,"Maximum Incentive"]
[null,null,null,null,null,null,null,null,null,null,null,null,null,null,null,null,null,null,null,null,null,null,null,null,null,null,null,null,null,null,null,null,"E-RIM","E-TRC",null,null,"E-RIM","E-TRC",null,null,null,null,null,null,null,null,null,null,null,null,null,null,null,null,null,null,"Maximum Incentive"]
[null,null,null,null,"Cust.","Program","Utility","Utility","Charge","Charge","Part.","Part.","Other",null,"Total ","Total ","Total ",null,"Avoided gen","Avoided",null,"Env /","Savings in","Part.",null,"E-RIM /","Total ",null,"Net","Net","Net",null,"Accounting","Accounting",null,null,"Accounting","Accounting",null,null,null,null,null,null,null,null,"Net","Incentive ",null,null,null,null,null,null,"(Based on 3-Yrs.)",null,"that does not violate",null,null,null,null,null,null,null,null,null,null,"Maximum",null,"Maximum One-time",null,"Incentive ",null,"has a Part. Test >= 1.00",null,"that does not violate",null,"that can be offered","Percentage of the maximum"]
[null,null,"Cust.","Gen.","kwh","Costs w/o","Incentives","Program","Revenue","Revenue","Equipment","O&M","Part.",null,"E-RIM","Part","E-TRC",null,"Unit $ & Fuel","T&D","Revenue","Other","Part.","Tax",null,"E-TRC","Part",null,"E-RIM","E-TRC","Part",null,"for","for",null,null,"for","for",null,null,null,null,null,null,null,null,"Part","Amount Needed","E-RIM",null,null,null,null,null,"with zero incentive",null,"3-Years Payback",null,null,null,"Energy and Demand Charge",null,null,null,null,null,null,"Incentive",null,"Incentive Payment ",null,"needed to make",null,"Larger of",null,"3-Years Payback",null,"Smaller of","incentive based on the"]
[null,"Measure","kw red at","kwh red.","increase","Incentives","to Part.","Costs","Loss","Loss","Cost","Cost","Costs",null,"Costs","Costs","Costs",null,"Benefits","Benefits","Gains","Benefits","Bills","Credits",null,"Benefits","Benefits",null,"Benefits","Benefits","Benefits",null,"Unrecovered","Participant",null,null,"Admin","Admin",null,null,"Part.","PASS /","PASS",null,"Measure",null,"Benefits","to pass Part. Test","Test","PASS /","PASS","FAIL",null,null,"Years",null,"one-time incentive payment","3 Yrs. Payback ",null,null,null,null,null,null,null,null,null,"for E-RIM = 1.005",null,"for RIM =1.005",null,"Part. Test = 1.00",null,"[A] and [B]",null,"one-time incentive payment",null,"[C] and [D]","participant costs",null,"Measure"]
[null,"Name","meter","per cust.","at meter","(000$)","(000$)","(000$)","(000$)","(000$)","(000$)","(000$)","(000$)",null,"(000$)","(000$)","(000$)",null,"(000$)","(000$)",null,"(000$)","(000$)","(000$)",null,"(000$)","(000$)",null,"(000$)","(000$)","(000$)",null,"Revenue Req.","Cost","Pass RIM?","Pass TRC?","Cost","Cost","Pass RIM?","Pass TRC?","Test","FAIL","Cnt.",null,"Name",null,"(000$)","(000$)","w/Incentive","FAIL","Cnt.","Cnt.",null,null,"to Payback",null,"(Nominal $)"," criterion met","Pass Payback?",null,"Egy yr1","Egy yr2","Egy yr3","Dmd yr1","Dmd yr2","Dmd yr3",null,"(NPV 000$)",null,"(Nominal $)",null,"(Nominal $)",null,"(Nominal $)",null,"(Nominal $)",null,"(Nominal $)","(%)",null,"Name"]
[1,"RMOT101",2.320000035688281E-2,179.71629610196126,0,104.89976501464844,0,0,2069.8145915235345,0,4234.2512533034633,0,0,null,2174.7143591174977,4234.2512533034633,4339.1510208974269,null,722.36639358288915,172.34663170989668,0,0,2723.4402520046506,0,null,894.71302530935736,2723.440185546875,null,-1280.0013312288256,-3444.4379930087543,-1510.8110677565883,null,0.43226723252094928,0.21130371623821881,0,0,0.41141634192989163,0.20619541046906337,0,0,0.64319286282837163,"FAIL",0,null,"RMOT101",null,-1510.8110677565883,1510.8110677565883,0.24276403560031376,"FAIL",0,1,null,null,19.075978457626753,1,350.95039396750292,"YES",1,null,13.941899999999999,11.722899999999999,12.695988728363995,0,0,0,null,-1284.4526398124542,null,-173.89483738967419,null,204.54023512491099,null,204.54023512491099,null,350.95039396750292,null,204.54023512491099,0.49050416097100957,null,"RMOT101"]
[2,"RMON101",2.320000035688281E-2,179.71629610196126,0,104.89976501464844,0,0,2069.8145915235345,0,4234.2512533034633,0,0,null,2174.7143591174977,4234.2512533034633,4339.1510208974269,null,722.36639358288915,172.34663170989668,0,0,2723.4402520046506,0,null,894.71302530935736,2723.440185546875,null,-1280.0013312288256,-3444.4379930087543,-1510.8110677565883,null,0.43226723252094928,0.21130371623821881,0,0,0.41141634192989163,0.20619541046906337,0,0,0.64319286282837163,"FAIL",0,null,"RMON101",null,-1510.8110677565883,1510.8110677565883,0.24276403560031376,"FAIL",0,1,null,null,19.075978457626753,1,350.95039396750292,"YES",1,null,13.941899999999999,11.722899999999999,12.695988728363995,0,0,0,null,-1284.4526398124542,null,-173.89483738967419,null,204.54023512491099,null,204.54023512491099,null,350.95039396750292,null,204.54023512491099,0.49050416097100957,null,"RMON101"]
[3,"RMFT101",2.2350000217556953E-2,179.71629610196126,0,104.89976501464844,0,0,2069.8145915235345,0,4234.2512533034633,0,0,null,2174.7143591174977,4234.2512533034633,4339.1510208974269,null,717.48319097480123,166.03220676540343,0,0,2723.4402520046506,0,null,883.51541295220227,2723.440185546875,null,-1291.1989435859807,-3455.6356053659092,-1510.8110677565883,null,0.42685727338595603,0.20865918437478276,0,0,0.40626733818901417,0.203614810644378,0,0,0.64319286282837163,"FAIL",0,null,"RMFT101",null,-1510.8110677565883,1510.8110677565883,0.23972576803516796,"FAIL",0,1,null,null,19.075978457626753,1,350.95039396750292,"YES",1,null,13.941899999999999,11.722899999999999,12.695988728363995,0,0,0,null,-1295.5945426553947,null,-175.40327711180174,null,204.54023512491099,null,204.54023512491099,null,350.95039396750292,null,204.54023512491099,0.49050416097100957,null,"RMFT101"]
[4,"RMFN101",2.2350000217556953E-2,179.71629610196126,0,104.89976501464844,0,0,2069.8145915235345,0,4234.2512533034633,0,0,null,2174.7143591174977,4234.2512533034633,4339.1510208974269,null,717.48319097480123,166.03220676540343,0,0,2723.4402520046506,0,null,883.51541295220227,2723.440185546875,null,-1291.1989435859807,-3455.6356053659092,-1510.8110677565883,null,0.42685727338595603,0.20865918437478276,0,0,0.40626733818901417,0.203614810644378,0,0,0.64319286282837163,"FAIL",0,null,"RMFN101",null,-1510.8110677565883,1510.8110677565883,0.23972576803516796,"FAIL",0,1,null,null,19.075978457626753,1,350.95039396750292,"YES",1,null,13.941899999999999,11.722899999999999,12.695988728363995,0,0,0,null,-1295.5945426553947,null,-175.40327711180174,null,204.54023512491099,null,204.54023512491099,null,350.95039396750292,null,204.54023512491099,0.49050416097100957,null,"RMFN101"]
[5,"RSFT101",2.320000035688281E-2,179.71629610196126,0,104.89976501464844,0,0,2069.8145915235345,0,4234.2512533034633,0,0,null,2174.7143591174977,4234.2512533034633,4339.1510208974269,null,722.36639358288915,172.34663170989668,0,0,2723.4402520046506,0,null,894.71302530935736,2723.440185546875,null,-1280.0013312288256,-3444.4379930087543,-1510.8110677565883,null,0.43226723252094928,0.21130371623821881,0,0,0.41141634192989163,0.20619541046906337,0,0,0.64319286282837163,"FAIL",0,null,"RSFT101",null,-1510.8110677565883,1510.8110677565883,0.24276403560031376,"FAIL",0,1,null,null,19.075978457626753,1,350.95039396750292,"YES",1,null,13.941899999999999,11.722899999999999,12.695988728363995,0,0,0,null,-1284.4526398124542,null,-173.89483738967419,null,204.54023512491099,null,204.54023512491099,null,350.95039396750292,null,204.54023512491099,0.49050416097100957,null,"RSFT101"]
[6,"RSFN101",2.320000035688281E-2,179.71629610196126,0,104.89976501464844,0,0,2069.8145915235345,0,4234.2512533034633,0,0,null,2174.7143591174977,4234.2512533034633,4339.1510208974269,null,722.36639358288915,172.34663170989668,0,0,2723.4402520046506,0,null,894.71302530935736,2723.440185546875,null,-1280.0013312288256,-3444.4379930087543,-1510.8110677565883,null,0.43226723252094928,0.21130371623821881,0,0,0.41141634192989163,0.20619541046906337,0,0,0.64319286282837163,"FAIL",0,null,"RSFN101",null,-1510.8110677565883,1510.8110677565883,0.24276403560031376,"FAIL",0,1,null,null,19.075978457626753,1,350.95039396750292,"YES",1,null,13.941899999999999,11.722899999999999,12.695988728363995,0,0,0,null,-1284.4526398124542,null,-173.89483738967419,null,204.54023512491099,null,204.54023512491099,null,350.95039396750292,null,204.54023512491099,0.49050416097100957,null,"RSFN101"]
[7,"RMOT102",4.7900000400841233E-2,339.09997467051079,0,213.7977294921875,0,0,3905.4559368399105,0,2237.479357581904,0,0,null,4119.2536676342306,2237.479357581904,2451.2770883762241,null,1385.2228892992036,355.83636211188826,0,0,5138.7578116314644,0,null,1741.0592017960919,5138.7578125,null,-2378.1944645360063,-710.21788527799959,2901.278454918096,null,0.44580177832062945,0.77813419636536674,0,0,0.42266374999585327,0.71026617552822868,0,0,2.2966727246384857,"PASS",1,null,"RMOT102",null,2901.278454918096,0,0.42266374999585327,"FAIL",0,1,null,null,4.9458468343535333,1,79.373469579291054,"YES",1,null,13.941899999999999,11.722899999999999,12.695988728363995,0,0,0,null,-2386.856450614594,null,-302.14600868524019,null,0,null,0,null,79.373469579291054,null,0,0,null,"RMOT102"]
[8,"RMON102",4.7900000400841233E-2,339.09997467051079,0,213.7977294921875,0,0,3905.4559368399105,0,2237.479357581904,0,0,null,4119.2536676342306,2237.479357581904,2451.2770883762241,null,1385.2228892992036,355.83636211188826,0,0,5138.7578116314644,0,null,1741.0592017960919,5138.7578125,null,-2378.1944645360063,-710.21788527799959,2901.278454918096,null,0.44580177832062945,0.77813419636536674,0,0,0.42266374999585327,0.71026617552822868,0,0,2.2966727246384857,"PASS",1,null,"RMON102",null,2901.278454918096,0,0.42266374999585327,"FAIL",0,1,null,null,4.9458468343535333,1,79.373469579291054,"YES",1,null,13.941899999999999,11.722899999999999,12.695988728363995,0,0,0,null,-2386.856450614594,null,-302.14600868524019,null,0,null,0,null,79.373469579291054,null,0,0,null,"RMON102"]
[9,"RMFT102",4.8050000704824923E-2,339.09997467051079,0,213.7977294921875,0,0,3905.4559368399105,0,2237.479357581904,0,0,null,4119.2536676342306,2237.479357581904,2451.2770883762241,null,1385.9683711391483,356.95067447177507,0,0,5138.7578116314644,0,null,1742.9190331006864,5138.7578125,null,-2376.3346332314113,-708.35805397340505,2901.278454918096,null,0.44627799193939049,0.77896541355550186,0,0,0.42311524714928073,0.71102489485637066,0,0,2.2966727246384857,"PASS",1,null,"RMFT102",null,2901.278454918096,0,0.42311524714928073,"FAIL",0,1,null,null,4.9458468343535333,1,79.373469579291054,"YES",1,null,13.941899999999999,11.722899999999999,12.695988728363995,0,0,0,null,-2385.0058722020613,null,-301.91174873175117,null,0,null,0,null,79.373469579291054,null,0,0,null,"RMFT102"]
[10,"RMFN102",4.8050000704824923E-2,339.09997467051079,0,213.7977294921875,0,0,3905.4559368399105,0,2237.479357581904,0,0,null,4119.2536676342306,2237.479357581904,2451.2770883762241,null,1385.9683711391483,356.95067447177507,0,0,5138.7578116314644,0,null,1742.9190331006864,5138.7578125,null,-2376.3346332314113,-708.35805397340505,2901.278454918096,null,0.44627799193939049,0.77896541355550186,0,0,0.42311524714928073,0.71102489485637066,0,0,2.2966727246384857,"PASS",1,null,"RMFN102",null,2901.278454918096,0,0.42311524714928073,"FAIL",0,1,null,null,4.9458468343535333,1,79.373469579291054,"YES",1,null,13.941899999999999,11.722899999999999,12.695988728363995,0,0,0,null,-2385.0058722020613,null,-301.91174873175117,null,0,null,0,null,79.373469579291054,null,0,0,null,"RMFN102"]
[11,"RSFT102",4.8749998956918714E-2,339.09997467051079,0,213.7977294921875,0,0,3905.4559368399105,0,2237.479357581904,0,0,null,4119.2536676342306,2237.479357581904,2451.2770883762241,null,1390.7692557376874,362.15077529485063,0,0,5138.7578116314644,0,null,1752.9200211229077,5138.7578125,null,-2366.3336452091903,-698.35706595118381,2901.278454918096,null,0.44883876542754658,0.78343517010915764,0,0,0.42554311123154454,0.71510480409019728,0,0,2.2966727246384857,"PASS",1,null,"RSFT102",null,2901.278454918096,0,0.42554311123154454,"FAIL",0,1,null,null,4.9458468343535333,1,79.373469579291054,"YES",1,null,13.941899999999999,11.722899999999999,12.695988728363995,0,0,0,null,-2375.054640339155,null,-300.65204792816735,null,0,null,0,null,79.373469579291054,null,0,0,null,"RSFT102"]
[12,"RSFN102",4.8749998956918714E-2,339.09997467051079,0,213.7977294921875,0,0,3905.4559368399105,0,2237.479357581904,0,0,null,4119.2536676342306,2237.479357581904,2451.2770883762241,null,1390.7692557376874,362.15077529485063,0,0,5138.7578116314644,0,null,1752.9200211229077,5138.7578125,null,-2366.3336452091903,-698.35706595118381,2901.278454918096,null,0.44883876542754658,0.78343517010915764,0,0,0.42554311123154454,0.71510480409019728,0,0,2.2966727246384857,"PASS",1,null,"RSFN102",null,2901.278454918096,0,0.42554311123154454,"FAIL",0,1,null,null,4.9458468343535333,1,79.373469579291054,"YES",1,null,13.941899999999999,11.722899999999999,12.695988728363995,0,0,0,null,-2375.054640339155,null,-300.65204792816735,null,0,null,0,null,79.373469579291054,null,0,0,null,"RSFN102"]
[13,"RMOT103",1.3700000382959841E-2,113.28034746344325,0,63.815147399902344,0,0,1304.663634841804,0,91129.596234962271,0,0,null,1368.4787831872754,91129.596234962271,91193.411383307714,null,451.41461290355534,101.77365879767906,0,0,1716.6626774234269,0,null,553.18828376807869,1716.6627197265625,null,-815.29049847362762,-90640.223098594099,-89412.933515235709,null,0.42400835663297626,6.0703471388348536E-3,0,0,0.40423592308965178,6.0660992431638703E-3,0,0,1.8837598218919324E-2,"FAIL",0,null,"RMOT103",null,-89412.933515235709,89412.933515235709,6.0936294090178011E-3,"FAIL",0,1,null,null,674.87040508877396,1,9257.3770359931077,"YES",1,null,13.941899999999999,11.722899999999999,12.695988728363995,0,0,0,null,-818.04267898988655,null,{"$error":"#N/A"},null,{"$error":"#N/A"},null,{"$error":"#N/A"},null,9257.3770359931077,null,{"$error":"#N/A"},{"$error":"#N/A"},null,"RMOT103"]
[14,"RMON103",1.3700000382959841E-2,113.28034746344325,0,63.815147399902344,0,0,1304.663634841804,0,91129.596234962271,0,0,null,1368.4787831872754,91129.596234962271,91193.411383307714,null,451.41461290355534,101.77365879767906,0,0,1716.6626774234269,0,null,553.18828376807869,1716.6627197265625,null,-815.29049847362762,-90640.223098594099,-89412.933515235709,null,0.42400835663297626,6.0703471388348536E-3,0,0,0.40423592308965178,6.0660992431638703E-3,0,0,1.8837598218919324E-2,"FAIL",0,null,"RMON103",null,-89412.933515235709,89412.933515235709,6.0936294090178011E-3,"FAIL",0,1,null,null,674.87040508877396,1,9257.3770359931077,"YES",1,null,13.941899999999999,11.722899999999999,12.695988728363995,0,0,0,null,-818.04267898988655,null,{"$error":"#N/A"},null,{"$error":"#N/A"},null,{"$error":"#N/A"},null,9257.3770359931077,null,{"$error":"#N/A"},{"$error":"#N/A"},null,"RMON103"]
[15,"RMFT103",1.3700000382959841E-2,113.28034746344325,0,63.815147399902344,0,0,1304.663634841804,0,91129.596234962271,0,0,null,1368.4787831872754,91129.596234962271,91193.411383307714,null,451.41461290355534,101.77365879767906,0,0,1716.6626774234269,0,null,553.18828376807869,1716.6627197265625,null,-815.29049847362762,-90640.223098594099,-89412.933515235709,null,0.42400835663297626,6.0703471388348536E-3,0,0,0.40423592308965178,6.0660992431638703E-3,0,0,1.8837598218919324E-2,"FAIL",0,null,"RMFT103",null,-89412.933515235709,89412.933515235709,6.0936294090178011E-3,"FAIL",0,1,null,null,674.87040508877396,1,9257.3770359931077,"YES",1,null,13.941899999999999,11.722899999999999,12.695988728363995,0,0,0,null,-818.04267898988655,null,{"$error":"#N/A"},null,{"$error":"#N/A"},null,{"$error":"#N/A"},null,9257.3770359931077,null,{"$error":"#N/A"},{"$error":"#N/A"},null,"RMFT103"]
[16,"RMFN103",1.3700000382959841E-2,113.28034746344325,0,63.815147399902344,0,0,1304.663634841804,0,91129.596234962271,0,0,null,1368.4787831872754,91129.596234962271,91193.411383307714,null,451.41461290355534,101.77365879767906,0,0,1716.6626774234269,0,null,553.18828376807869,1716.6627197265625,null,-815.29049847362762,-90640.223098594099,-89412.933515235709,null,0.42400835663297626,6.0703471388348536E-3,0,0,0.40423592308965178,6.0660992431638703E-3,0,0,1.8837598218919324E-2,"FAIL",0,null,"RMFN103",null,-89412.933515235709,89412.933515235709,6.0936294090178011E-3,"FAIL",0,1,null,null,674.87040508877396,1,9257.3770359931077,"YES",1,null,13.941899999999999,11.722899999999999,12.695988728363995,0,0,0,null,-818.04267898988655,null,{"$error":"#N/A"},null,{"$error":"#N/A"},null,{"$error":"#N/A"},null,9257.3770359931077,null,{"$error":"#N/A"},{"$error":"#N/A"},null,"RMFN103"]
[17,"RSFT103",1.3700000382959841E-2,113.28034746344325,0,63.815147399902344,0,0,1304.663634841804,0,91129.596234962271,0,0,null,1368.4787831872754,91129.596234962271,91193.411383307714,null,451.41461290355534,101.77365879767906,0,0,1716.6626774234269,0,null,553.18828376807869,1716.6627197265625,null,-815.29049847362762,-90640.223098594099,-89412.933515235709,null,0.42400835663297626,6.0703471388348536E-3,0,0,0.40423592308965178,6.0660992431638703E-3,0,0,1.8837598218919324E-2,"FAIL",0,null,"RSFT103",null,-89412.933515235709,89412.933515235709,6.0936294090178011E-3,"FAIL",0,1,null,null,674.87040508877396,1,9257.3770359931077,"YES",1,null,13.941899999999999,11.722899999999999,12.695988728363995,0,0,0,null,-818.04267898988655,null,{"$error":"#N/A"},null,{"$error":"#N/A"},null,{"$error":"#N/A"},null,9257.3770359931077,null,{"$error":"#N/A"},{"$error":"#N/A"},null,"RSFT103"]
[18,"RSFN103",1.3700000382959841E-2,113.28034746344325,0,63.815147399902344,0,0,1304.663634841804,0,91129.596234962271,0,0,null,1368.4787831872754,91129.596234962271,91193.411383307714,null,451.41461290355534,101.77365879767906,0,0,1716.6626774234269,0,null,553.18828376807869,1716.6627197265625,null,-815.29049847362762,-90640.223098594099,-89412.933515235709,null,0.42400835663297626,6.0703471388348536E-3,0,0,0.40423592308965178,6.0660992431638703E-3,0,0,1.8837598218919324E-2,"FAIL",0,null,"RSFN103",null,-89412.933515235709,89412.933515235709,6.0936294090178011E-3,"FAIL",0,1,null,null,674.87040508877396,1,9257.3770359931077,"YES",1,null,13.941899999999999,11.722899999999999,12.695988728363995,0,0,0,null,-818.04267898988655,null,{"$error":"#N/A"},null,{"$error":"#N/A"},null,{"$error":"#N/A"},null,9257.3770359931077,null,{"$error":"#N/A"},{"$error":"#N/A"},null,"RSFN103"]
[19,"RMOT104",6.1549999192357062E-2,580.87885277750718,0,553.4136962890625,0,0,6690.0528859342185,0,859.67464578210593,0,0,null,7243.4666029113641,859.67464578210593,1413.0883627592484,null,2283.5591586476166,457.23857238659548,0,0,8802.7011657029216,0,null,2740.7976268034172,8802.701171875,null,-4502.6689554198638,1327.7092847322488,7943.0265260928936,null,0.40968250528570882,3.1881801333223252,0,1,0.37838203513353791,1.9395798162103728,0,1,10.239572860575141,"PASS",1,null,"RMOT104",null,7943.0265260928936,0,0.37838203513353791,"FAIL",0,1,null,null,0.73412319046007479,0,-161.61546143109126,"NO",0,null,13.941899999999999,11.722899999999999,12.695988728363995,0,0,0,null,-4516.304764508438,null,-399.59573246193372,null,0,null,0,null,-161.61546143109126,null,-161.61546143109126,-3.1157790906321816,null,"RMOT104"]
[20,"RMON104",6.1549999192357062E-2,580.87885277750718,0,553.4136962890625,0,0,6690.0528859342185,0,859.67464578210593,0,0,null,7243.4666029113641,859.67464578210593,1413.0883627592484,null,2283.5591586476166,457.23857238659548,0,0,8802.7011657029216,0,null,2740.7976268034172,8802.701171875,null,-4502.6689554198638,1327.7092847322488,7943.0265260928936,null,0.40968250528570882,3.1881801333223252,0,1,0.37838203513353791,1.9395798162103728,0,1,10.239572860575141,"PASS",1,null,"RMON104",null,7943.0265260928936,0,0.37838203513353791,"FAIL",0,1,null,null,0.73412319046007479,0,-161.61546143109126,"NO",0,null,13.941899999999999,11.722899999999999,12.695988728363995,0,0,0,null,-4516.304764508438,null,-399.59573246193372,null,0,null,0,null,-161.61546143109126,null,-161.61546143109126,-3.1157790906321816,null,"RMON104"]
[21,"RMFT104",6.1549999192357062E-2,580.87885277750718,0,553.4136962890625,0,0,6690.0528859342185,0,859.67464578210593,0,0,null,7243.4666029113641,859.67464578210593,1413.0883627592484,null,2283.5591586476166,457.23857238659548,0,0,8802.7011657029216,0,null,2740.7976268034172,8802.701171875,null,-4502.6689554198638,1327.7092847322488,7943.0265260928936,null,0.40968250528570882,3.1881801333223252,0,1,0.37838203513353791,1.9395798162103728,0,1,10.239572860575141,"PASS",1,null,"RMFT104",null,7943.0265260928936,0,0.37838203513353791,"FAIL",0,1,null,null,0.73412319046007479,0,-161.61546143109126,"NO",0,null,13.941899999999999,11.722899999999999,12.695988728363995,0,0,0,null,-4516.304764508438,null,-399.59573246193372,null,0,null,0,null,-161.61546143109126,null,-161.61546143109126,-3.1157790906321816,null,"RMFT104"]
[22,"RMFN104",6.1549999192357062E-2,580.87885277750718,0,553.4136962890625,0,0,6690.0528859342185,0,859.67464578210593,0,0,null,7243.4666029113641,859.67464578210593,1413.0883627592484,null,2283.5591586476166,457.23857238659548,0,0,8802.7011657029216,0,null,2740.7976268034172,8802.701171875,null,-4502.6689554198638,1327.7092847322488,7943.0265260928936,null,0.40968250528570882,3.1881801333223252,0,1,0.37838203513353791,1.9395798162103728,0,1,10.239572860575141,"PASS",1,null,"RMFN104",null,7943.0265260928936,0,0.37838203513353791,"FAIL",0,1,null,null,0.73412319046007479,0,-161.61546143109126,"NO",0,null,13.941899999999999,11.722899999999999,12.695988728363995,0,0,0,null,-4516.304764508438,null,-399.59573246193372,null,0,null,0,null,-161.61546143109126,null,-161.61546143109126,-3.1157790906321816,null,"RMFN104"]
[23,"RSFT104",6.1549999192357062E-2,580.87885277750718,0,553.4136962890625,0,0,6690.0528859342185,0,859.67464578210593,0,0,null,7243.4666029113641,859.67464578210593,1413.0883627592484,null,2283.5591586476166,457.23857238659548,0,0,8802.7011657029216,0,null,2740.7976268034172,8802.701171875,null,-4502.6689554198638,1327.7092847322488,7943.0265260928936,null,0.40968250528570882,3.1881801333223252,0,1,0.37838203513353791,1.9395798162103728,0,1,10.239572860575141,"PASS",1,null,"RSFT104",null,7943.0265260928936,0,0.37838203513353791,"FAIL",0,1,null,null,0.73412319046007479,0,-161.61546143109126,"NO",0,null,13.941899999999999,11.722899999999999,12.695988728363995,0,0,0,null,-4516.304764508438,null,-399.59573246193372,null,0,null,0,null,-161.61546143109126,null,-161.61546143109126,-3.1157790906321816,null,"RSFT104"]
[24,"RSFN104",6.1549999192357062E-2,580.87885277750718,0,553.4136962890625,0,0,6690.0528859342185,0,859.67464578210593,0,0,null,7243.4666029113641,859.67464578210593,1413.0883627592484,null,2283.5591586476166,457.23857238659548,0,0,8802.7011657029216,0,null,2740.7976268034172,8802.701171875,null,-4502.6689554198638,1327.7092847322488,7943.0265260928936,null,0.40968250528570882,3.1881801333223252,0,1,0.37838203513353791,1.9395798162103728,0,1,10.239572860575141,"PASS",1,null,"RSFN104",null,7943.0265260928936,0,0.37838203513353791,"FAIL",0,1,null,null,0.73412319046007479,0,-161.61546143109126,"NO",0,null,13.941899999999999,11.722899999999999,12.695988728363995,0,0,0,null,-4516.304764508438,null,-399.59573246193372,null,0,null,0,null,-161.61546143109126,null,-161.61546143109126,-3.1157790906321816,null,"RSFN104"]
[25,"RMOT105",3.4700000099837779E-2,322.00301838701125,0,279.7886962890625,0,0,3708.5481975097478,0,651.6310399541992,0,0,null,3988.3368898764684,651.6310399541992,931.41973232091823,null,1268.7479176100717,257.77707092861692,0,0,4879.6686809338808,0,null,1526.5250349768482,4879.66845703125,null,-2461.8118588219622,595.10529873358655,4228.037417077051,null,0.41162335061517985,2.342621731285456,0,1,0.3827472642419793,1.6389227923533727,0,1,7.4883916784783988,"PASS",1,null,"RMOT105",null,4228.037417077051,0,0.3827472642419793,"FAIL",0,1,null,null,1.1006679645275255,0,-75.23303322700292,"NO",0,null,13.941899999999999,11.722899999999999,12.695988728363995,0,0,0,null,-2469.4065107372694,null,-237.34343798359046,null,0,null,0,null,-75.23303322700292,null,-75.23303322700292,-1.7451411094178362,null,"RMOT105"]
[26,"RMON105",3.4700000099837779E-2,322.00301838701125,0,279.7886962890625,0,0,3708.5481975097478,0,651.6310399541992,0,0,null,3988.3368898764684,651.6310399541992,931.41973232091823,null,1268.7479176100717,257.77707092861692,0,0,4879.6686809338808,0,null,1526.5250349768482,4879.66845703125,null,-2461.8118588219622,595.10529873358655,4228.037417077051,null,0.41162335061517985,2.342621731285456,0,1,0.3827472642419793,1.6389227923533727,0,1,7.4883916784783988,"PASS",1,null,"RMON105",null,4228.037417077051,0,0.3827472642419793,"FAIL",0,1,null,null,1.1006679645275255,0,-75.23303322700292,"NO",0,null,13.941899999999999,11.722899999999999,12.695988728363995,0,0,0,null,-2469.4065107372694,null,-237.34343798359046,null,0,null,0,null,-75.23303322700292,null,-75.23303322700292,-1.7451411094178362,null,"RMON105"]
[27,"RMFT105",3.3850001543760298E-2,322.00301838701125,0,279.7886962890625,0,0,3708.5481975097478,0,651.6310399541992,0,0,null,3988.3368898764684,651.6310399541992,931.41973232091823,null,1264.5235362541212,251.46265774565492,0,0,4879.6686809338808,0,null,1515.9862371344072,4879.66845703125,null,-2472.3506566644028,584.56650089114555,4228.037417077051,null,0.40878159225552912,2.3264487788073454,0,1,0.38010486012139788,1.6276080247654023,0,1,7.4883916784783988,"PASS",1,null,"RMFT105",null,4228.037417077051,0,0.38010486012139788,"FAIL",0,1,null,null,1.1006679645275255,0,-75.23303322700292,"NO",0,null,13.941899999999999,11.722899999999999,12.695988728363995,0,0,0,null,-2479.8928767496486,null,-238.35131989793322,null,0,null,0,null,-75.23303322700292,null,-75.23303322700292,-1.7451411094178362,null,"RMFT105"]
[28,"RMFN105",3.3850001543760298E-2,322.00301838701125,0,279.7886962890625,0,0,3708.5481975097478,0,651.6310399541992,0,0,null,3988.3368898764684,651.6310399541992,931.41973232091823,null,1264.5235362541212,251.46265774565492,0,0,4879.6686809338808,0,null,1515.9862371344072,4879.66845703125,null,-2472.3506566644028,584.56650089114555,4228.037417077051,null,0.40878159225552912,2.3264487788073454,0,1,0.38010486012139788,1.6276080247654023,0,1,7.4883916784783988,"PASS",1,null,"RMFN105",null,4228.037417077051,0,0.38010486012139788,"FAIL",0,1,null,null,1.1006679645275255,0,-75.23303322700292,"NO",0,null,13.941899999999999,11.722899999999999,12.695988728363995,0,0,0,null,-2479.8928767496486,null,-238.35131989793322,null,0,null,0,null,-75.23303322700292,null,-75.23303322700292,-1.7451411094178362,null,"RMFN105"]
[29,"RSFT105",3.4700000099837779E-2,322.00301838701125,0,279.7886962890625,0,0,3708.5481975097478,0,651.6310399541992,0,0,null,3988.3368898764684,651.6310399541992,931.41973232091823,null,1268.7479176100717,257.77707092861692,0,0,4879.6686809338808,0,null,1526.5250349768482,4879.66845703125,null,-2461.8118588219622,595.10529873358655,4228.037417077051,null,0.41162335061517985,2.342621731285456,0,1,0.3827472642419793,1.6389227923533727,0,1,7.4883916784783988,"PASS",1,null,"RSFT105",null,4228.037417077051,0,0.3827472642419793,"FAIL",0,1,null,null,1.1006679645275255,0,-75.23303322700292,"NO",0,null,13.941899999999999,11.722899999999999,12.695988728363995,0,0,0,null,-2469.4065107372694,null,-237.34343798359046,null,0,null,0,null,-75.23303322700292,null,-75.23303322700292,-1.7451411094178362,null,"RSFT105"]
[30,"RSFN105",3.4700000099837779E-2,322.00301838701125,0,279.7886962890625,0,0,3708.5481975097478,0,651.6310399541992,0,0,null,3988.3368898764684,651.6310399541992,931.41973232091823,null,1268.7479176100717,257.77707092861692,0,0,4879.6686809338808,0,null,1526.5250349768482,4879.66845703125,null,-2461.8118588219622,595.10529873358655,4228.037417077051,null,0.41162335061517985,2.342621731285456,0,1,0.3827472642419793,1.6389227923533727,0,1,7.4883916784783988,"PASS",1,null,"RSFN105",null,4228.037417077051,0,0.3827472642419793,"FAIL",0,1,null,null,1.1006679645275255,0,-75.23303322700292,"NO",0,null,13.941899999999999,11.722899999999999,12.695988728363995,0,0,0,null,-2469.4065107372694,null,-237.34343798359046,null,0,null,0,null,-75.23303322700292,null,-75.23303322700292,-1.7451411094178362,null,"RSFN105"]
[31,"RMOT106",8.999999612569809E-3,83.814727258191994,0,88.972999572753906,0,0,965.30447837155157,0,0,0,0,null,1054.2774807057936,0,88.973002334241684,null,330.08495654924786,66.858603222245534,0,0,1270.1374715415154,0,null,396.94354677265983,1270.137451171875,null,-657.33393117164565,307.97054719990592,1270.137451171875,null,0.41121071710171209,9999,0,1,0.37650766053225815,4.4613933291984385,0,1,99,"PASS",1,null,"RMOT106",null,1270.137451171875,0,0.37650766053225815,"FAIL",0,1,null,null,0,0,-30.803713348876286,"NO",0,null,13.941899999999999,11.722899999999999,12.695988728363995,0,0,0,null,-659.30877468792755,null,-58.334631181312119,null,0,null,0,null,-30.803713348876286,null,-30.803713348876286,0,null,"RMOT106"]
[32,"RMON106",8.999999612569809E-3,83.814727258191994,0,88.972999572753906,0,0,965.30447837155157,0,0,0,0,null,1054.2774807057936,0,88.973002334241684,null,330.08495654924786,66.858603222245534,0,0,1270.1374715415154,0,null,396.94354677265983,1270.137451171875,null,-657.33393117164565,307.97054719990592,1270.137451171875,null,0.41121071710171209,9999,0,1,0.37650766053225815,4.4613933291984385,0,1,99,"PASS",1,null,"RMON106",null,1270.137451171875,0,0.37650766053225815,"FAIL",0,1,null,null,0,0,-30.803713348876286,"NO",0,null,13.941899999999999,11.722899999999999,12.695988728363995,0,0,0,null,-659.30877468792755,null,-58.334631181312119,null,0,null,0,null,-30.803713348876286,null,-30.803713348876286,0,null,"RMON106"]
[33,"RMFT106",8.999999612569809E-3,83.814727258191994,0,88.972999572753906,0,0,965.30447837155157,0,0,0,0,null,1054.2774807057936,0,88.973002334241684,null,330.08495654924786,66.858603222245534,0,0,1270.1374715415154,0,null,396.94354677265983,1270.137451171875,null,-657.33393117164565,307.97054719990592,1270.137451171875,null,0.41121071710171209,9999,0,1,0.37650766053225815,4.4613933291984385,0,1,99,"PASS",1,null,"RMFT106",null,1270.137451171875,0,0.37650766053225815,"FAIL",0,1,null,null,0,0,-30.803713348876286,"NO",0,null,13.941899999999999,11.722899999999999,12.695988728363995,0,0,0,null,-659.30877468792755,null,-58.334631181312119,null,0,null,0,null,-30.803713348876286,null,-30.803713348876286,0,null,"RMFT106"]
[34,"RMFN106",8.999999612569809E-3,83.814727258191994,0,88.972999572753906,0,0,965.30447837155157,0,0,0,0,null,1054.2774807057936,0,88.973002334241684,null,330.08495654924786,66.858603222245534,0,0,1270.1374715415154,0,null,396.94354677265983,1270.137451171875,null,-657.33393117164565,307.97054719990592,1270.137451171875,null,0.41121071710171209,9999,0,1,0.37650766053225815,4.4613933291984385,0,1,99,"PASS",1,null,"RMFN106",null,1270.137451171875,0,0.37650766053225815,"FAIL",0,1,null,null,0,0,-30.803713348876286,"NO",0,null,13.941899999999999,11.722899999999999,12.695988728363995,0,0,0,null,-659.30877468792755,null,-58.334631181312119,null,0,null,0,null,-30.803713348876286,null,-30.803713348876286,0,null,"RMFN106"]
[35,"RSFT106",8.999999612569809E-3,83.814727258191994,0,88.972999572753906,0,0,965.30447837155157,0,0,0,0,null,1054.2774807057936,0,88.973002334241684,null,330.08495654924786,66.858603222245534,0,0,1270.1374715415154,0,null,396.94354677265983,1270.137451171875,null,-657.33393117164565,307.97054719990592,1270.137451171875,null,0.41121071710171209,9999,0,1,0.37650766053225815,4.4613933291984385,0,1,99,"PASS",1,null,"RSFT106",null,1270.137451171875,0,0.37650766053225815,"FAIL",0,1,null,null,0,0,-30.803713348876286,"NO",0,null,13.941899999999999,11.722899999999999,12.695988728363995,0,0,0,null,-659.30877468792755,null,-58.334631181312119,null,0,null,0,null,-30.803713348876286,null,-30.803713348876286,0,null,"RSFT106"]
[36,"RSFN106",8.999999612569809E-3,83.814727258191994,0,88.972999572753906,0,0,965.30447837155157,0,0,0,0,null,1054.2774807057936,0,88.973002334241684,null,330.08495654924786,66.858603222245534,0,0,1270.1374715415154,0,null,396.94354677265983,1270.137451171875,null,-657.33393117164565,307.97054719990592,1270.137451171875,null,0.41121071710171209,9999,0,1,0.37650766053225815,4.4613933291984385,0,1,99,"PASS",1,null,"RSFN106",null,1270.137451171875,0,0.37650766053225815,"FAIL",0,1,null,null,0,0,-30.803713348876286,"NO",0,null,13.941899999999999,11.722899999999999,12.695988728363995,0,0,0,null,-659.30877468792755,null,-58.334631181312119,null,0,null,0,null,-30.803713348876286,null,-30.803713348876286,0,null,"RSFN106"]
[37,"RMOT107",3.7000001757405703E-3,32.356867325761264,0,18.886589050292969,0,0,372.65800363955339,0,1587.9965249874035,0,0,null,391.54459210889604,1587.9965249874035,1606.8831134567451,null,127.88035910694573,27.486317146789617,0,0,490.33947847309645,0,null,155.36667654981363,490.3394775390625,null,-236.17791614003272,-1451.5164374878827,-1097.657047448341,null,0.41691490597928821,9.7838171623861742E-2,0,0,0.39680455164115624,9.6688225293136559E-2,0,0,0.30877868422473531,"FAIL",0,null,"RMOT107",null,-1097.657047448341,1097.657047448341,0.10432883792378626,"FAIL",0,1,null,null,39.735689890829768,1,144.49815549420714,"YES",1,null,13.941899999999999,11.722899999999999,12.695988728363995,0,0,0,null,-236.95088468008154,null,-32.079451031217928,null,148.60563002426429,null,148.60563002426429,null,144.49815549420714,null,144.49815549420714,0.92396032671019346,null,"RMOT107"]
[38,"RMON107",3.7000001757405703E-3,32.356867325761264,0,18.886589050292969,0,0,372.65800363955339,0,1587.9965249874035,0,0,null,391.54459210889604,1587.9965249874035,1606.8831134567451,null,127.88035910694573,27.486317146789617,0,0,490.33947847309645,0,null,155.36667654981363,490.3394775390625,null,-236.17791614003272,-1451.5164374878827,-1097.657047448341,null,0.41691490597928821,9.7838171623861742E-2,0,0,0.39680455164115624,9.6688225293136559E-2,0,0,0.30877868422473531,"FAIL",0,null,"RMON107",null,-1097.657047448341,1097.657047448341,0.10432883792378626,"FAIL",0,1,null,null,39.735689890829768,1,144.49815549420714,"YES",1,null,13.941899999999999,11.722899999999999,12.695988728363995,0,0,0,null,-236.95088468008154,null,-32.079451031217928,null,148.60563002426429,null,148.60563002426429,null,144.49815549420714,null,144.49815549420714,0.92396032671019346,null,"RMON107"]
[39,"RMFT107",3.7000001757405703E-3,32.356867325761264,0,18.886589050292969,0,0,372.65800363955339,0,1587.9965249874035,0,0,null,391.54459210889604,1587.9965249874035,1606.8831134567451,null,127.88035910694573,27.486317146789617,0,0,490.33947847309645,0,null,155.36667654981363,490.3394775390625,null,-236.17791614003272,-1451.5164374878827,-1097.657047448341,null,0.41691490597928821,9.7838171623861742E-2,0,0,0.39680455164115624,9.6688225293136559E-2,0,0,0.30877868422473531,"FAIL",0,null,"RMFT107",null,-1097.657047448341,1097.657047448341,0.10432883792378626,"FAIL",0,1,null,null,39.735689890829768,1,144.49815549420714,"YES",1,null,13.941899999999999,11.722899999999999,12.695988728363995,0,0,0,null,-236.95088468008154,null,-32.079451031217928,null,148.60563002426429,null,148.60563002426429,null,144.49815549420714,null,144.49815549420714,0.92396032671019346,null,"RMFT107"]
[40,"RMFN107",3.7000001757405703E-3,32.356867325761264,0,18.886589050292969,0,0,372.65800363955339,0,1587.9965249874035,0,0,null,391.54459210889604,1587.9965249874035,1606.8831134567451,null,127.88035910694573,27.486317146789617,0,0,490.33947847309645,0,null,155.36667654981363,490.3394775390625,null,-236.17791614003272,-1451.5164374878827,-1097.657047448341,null,0.41691490597928821,9.7838171623861742E-2,0,0,0.39680455164115624,9.6688225293136559E-2,0,0,0.30877868422473531,"FAIL",0,null,"RMFN107",null,-1097.657047448341,1097.657047448341,0.10432883792378626,"FAIL",0,1,null,null,39.735689890829768,1,144.49815549420714,"YES",1,null,13.941899999999999,11.722899999999999,12.695988728363995,0,0,0,null,-236.95088468008154,null,-32.079451031217928,null,148.60563002426429,null,148.60563002426429,null,144.49815549420714,null,144.49815549420714,0.92396032671019346,null,"RMFN107"]
[41,"RSFT107",3.7000001757405703E-3,32.356867325761264,0,18.886589050292969,0,0,372.65800363955339,0,1587.9965249874035,0,0,null,391.54459210889604,1587.9965249874035,1606.8831134567451,null,127.88035910694573,27.486317146789617,0,0,490.33947847309645,0,null,155.36667654981363,490.3394775390625,null,-236.17791614003272,-1451.5164374878827,-1097.657047448341,null,0.41691490597928821,9.7838171623861742E-2,0,0,0.39680455164115624,9.6688225293136559E-2,0,0,0.30877868422473531,"FAIL",0,null,"RSFT107",null,-1097.657047448341,1097.657047448341,0.10432883792378626,"FAIL",0,1,null,null,39.735689890829768,1,144.49815549420714,"YES",1,null,13.941899999999999,11.722899999999999,12.695988728363995,0,0,0,null,-236.95088468008154,null,-32.079451031217928,null,148.60563002426429,null,148.60563002426429,null,144.49815549420714,null,144.49815549420714,0.92396032671019346,null,"RSFT107"]
[42,"RSFN107",3.7000001757405703E-3,32.356867325761264,0,18.886589050292969,0,0,372.65800363955339,0,1587.9965249874035,0,0,null,391.54459210889604,1587.9965249874035,1606.8831134567451,null,127.88035910694573,27.486317146789617,0,0,490.33947847309645,0,null,155.36667654981363,490.3394775390625,null,-236.17791614003272,-1451.5164374878827,-1097.657047448341,null,0.41691490597928821,9.7838171623861742E-2,0,0,0.39680455164115624,9.6688225293136559E-2,0,0,0.30877868422473531,"FAIL",0,null,"RSFN107",null,-1097.657047448341,1097.657047448341,0.10432883792378626,"FAIL",0,1,null,null,39.735689890829768,1,144.49815549420714,"YES",1,null,13.941899999999999,11.722899999999999,12.695988728363995,0,0,0,null,-236.95088468008154,null,-32.079451031217928,null,148.60563002426429,null,148.60563002426429,null,144.49815549420714,null,144.49815549420714,0.92396032671019346,null,"RSFN107"]
[43,"RMOT108",4.0349999442696571E-2,287.7151703501757,0,181.40034484863281,0,0,3313.6508525393192,0,947.8576567905933,0,0,null,3495.0511961910438,947.8576567905933,1129.2580004423171,null,1173.3838910252769,299.74941320989444,0,0,4360.0669112359456,0,null,1473.1333028121073,4360.06689453125,null,-2021.9178945758447,343.87530117288111,3412.2092377406566,null,0.44456503366467076,1.5541714436322387,0,1,0.42149119415276737,1.3045143808356576,0,1,4.5999173644851439,"PASS",1,null,"RMOT108",null,3412.2092377406566,0,0.42149119415276737,"FAIL",0,1,null,null,2.4693902950078699,1,-19.321514129735334,"NO",0,null,13.941899999999999,11.722899999999999,12.695988728363995,0,0,0,null,-2029.24691598287,null,-256.87713902659789,null,0,null,0,null,-19.321514129735334,null,-19.321514129735334,-0.2235768818529893,null,"RMOT108"]
[44,"RMON108",4.0349999442696571E-2,287.7151703501757,0,181.40034484863281,0,0,3313.6508525393192,0,947.8576567905933,0,0,null,3495.0511961910438,947.8576567905933,1129.2580004423171,null,1173.3838910252769,299.74941320989444,0,0,4360.0669112359456,0,null,1473.1333028121073,4360.06689453125,null,-2021.9178945758447,343.87530117288111,3412.2092377406566,null,0.44456503366467076,1.5541714436322387,0,1,0.42149119415276737,1.3045143808356576,0,1,4.5999173644851439,"PASS",1,null,"RMON108",null,3412.2092377406566,0,0.42149119415276737,"FAIL",0,1,null,null,2.4693902950078699,1,-19.321514129735334,"NO",0,null,13.941899999999999,11.722899999999999,12.695988728363995,0,0,0,null,-2029.24691598287,null,-256.87713902659789,null,0,null,0,null,-19.321514129735334,null,-19.321514129735334,-0.2235768818529893,null,"RMON108"]
[45,"RMFT108",4.0349999442696571E-2,287.7151703501757,0,181.40034484863281,0,0,3313.6508525393192,0,947.8576567905933,0,0,null,3495.0511961910438,947.8576567905933,1129.2580004423171,null,1173.3838910252769,299.74941320989444,0,0,4360.0669112359456,0,null,1473.1333028121073,4360.06689453125,null,-2021.9178945758447,343.87530117288111,3412.2092377406566,null,0.44456503366467076,1.5541714436322387,0,1,0.42149119415276737,1.3045143808356576,0,1,4.5999173644851439,"PASS",1,null,"RMFT108",null,3412.2092377406566,0,0.42149119415276737,"FAIL",0,1,null,null,2.4693902950078699,1,-19.321514129735334,"NO",0,null,13.941899999999999,11.722899999999999,12.695988728363995,0,0,0,null,-2029.24691598287,null,-256.87713902659789,null,0,null,0,null,-19.321514129735334,null,-19.321514129735334,-0.2235768818529893,null,"RMFT108"]
[46,"RMFN108",4.0349999442696571E-2,287.7151703501757,0,181.40034484863281,0,0,3313.6508525393192,0,947.8576567905933,0,0,null,3495.0511961910438,947.8576567905933,1129.2580004423171,null,1173.3838910252769,299.74941320989444,0,0,4360.0669112359456,0,null,1473.1333028121073,4360.06689453125,null,-2021.9178945758447,343.87530117288111,3412.2092377406566,null,0.44456503366467076,1.5541714436322387,0,1,0.42149119415276737,1.3045143808356576,0,1,4.5999173644851439,"PASS",1,null,"RMFN108",null,3412.2092377406566,0,0.42149119415276737,"FAIL",0,1,null,null,2.4693902950078699,1,-19.321514129735334,"NO",0,null,13.941899999999999,11.722899999999999,12.695988728363995,0,0,0,null,-2029.24691598287,null,-256.87713902659789,null,0,null,0,null,-19.321514129735334,null,-19.321514129735334,-0.2235768818529893,null,"RMFN108"]
[47,"RSFT108",4.1050001140683891E-2,287.7151703501757,0,181.40034484863281,0,0,3313.6508525393192,0,947.8576567905933,0,0,null,3495.0511961910438,947.8576567905933,1129.2580004423171,null,1177.3458689452643,304.94953963159628,0,0,4360.0669112359456,0,null,1482.2954259063354,4360.06689453125,null,-2012.7557714816166,353.03742426710915,3412.2092377406566,null,0.44732999699422821,1.5638375818214374,0,1,0.42411265019926975,1.3126277819193146,0,1,4.5999173644851439,"PASS",1,null,"RSFT108",null,3412.2092377406566,0,0.42411265019926975,"FAIL",0,1,null,null,2.4693902950078699,1,-19.321514129735334,"NO",0,null,13.941899999999999,11.722899999999999,12.695988728363995,0,0,0,null,-2020.1303755906033,null,-255.72309966581778,null,0,null,0,null,-19.321514129735334,null,-19.321514129735334,-0.2235768818529893,null,"RSFT108"]
[48,"RSFN108",4.1050001140683891E-2,287.7151703501757,0,181.40034484863281,0,0,3313.6508525393192,0,947.8576567905933,0,0,null,3495.0511961910438,947.8576567905933,1129.2580004423171,null,1177.3458689452643,304.94953963159628,0,0,4360.0669112359456,0,null,1482.2954259063354,4360.06689453125,null,-2012.7557714816166,353.03742426710915,3412.2092377406566,null,0.44732999699422821,1.5638375818214374,0,1,0.42411265019926975,1.3126277819193146,0,1,4.5999173644851439,"PASS",1,null,"RSFN108",null,3412.2092377406566,0,0.42411265019926975,"FAIL",0,1,null,null,2.4693902950078699,1,-19.321514129735334,"NO",0,null,13.941899999999999,11.722899999999999,12.695988728363995,0,0,0,null,-2020.1303755906033,null,-255.72309966581778,null,0,null,0,null,-19.321514129735334,null,-19.321514129735334,-0.2235768818529893,null,"RSFN108"]
[49,"RMOT109",8.999999612569809E-3,88.010678807537332,0,61.887840270996094,0,0,1013.6297662309981,0,125.87482357503893,0,0,null,1075.5176074242916,125.87482357503893,187.7626647683322,null,344.37051914141426,66.858603222245534,0,0,1333.7233766197346,0,null,411.22911802365763,1333.723388671875,null,-664.28848847833649,223.46645417762261,1207.848565096836,null,0.40569952829299788,3.2669687737715698,0,1,0.38235461282789812,2.190153833569727,0,1,10.595632635598413,"PASS",1,null,"RMOT109",null,1207.848565096836,0,0.38235461282789812,"FAIL",0,1,null,null,0.96120992996542953,0,-22.055817055756513,"NO",0,null,13.941899999999999,11.722899999999999,12.695988728363995,0,0,0,null,-666.33440448840452,null,-77.089394304235924,null,0,null,0,null,-22.055817055756513,null,-22.055817055756513,-2.1434224543981064,null,"RMOT109"]
[50,"RMON109",8.999999612569809E-3,88.010678807537332,0,61.887840270996094,0,0,1013.6297662309981,0,125.87482357503893,0,0,null,1075.5176074242916,125.87482357503893,187.7626647683322,null,344.37051914141426,66.858603222245534,0,0,1333.7233766197346,0,null,411.22911802365763,1333.723388671875,null,-664.28848847833649,223.46645417762261,1207.848565096836,null,0.40569952829299788,3.2669687737715698,0,1,0.38235461282789812,2.190153833569727,0,1,10.595632635598413,"PASS",1,null,"RMON109",null,1207.848565096836,0,0.38235461282789812,"FAIL",0,1,null,null,0.96120992996542953,0,-22.055817055756513,"NO",0,null,13.941899999999999,11.722899999999999,12.695988728363995,0,0,0,null,-666.33440448840452,null,-77.089394304235924,null,0,null,0,null,-22.055817055756513,null,-22.055817055756513,-2.1434224543981064,null,"RMON109"]
[51,"RMFT109",8.999999612569809E-3,88.010678807537332,0,61.887840270996094,0,0,1013.6297662309981,0,125.87482357503893,0,0,null,1075.5176074242916,125.87482357503893,187.7626647683322,null,344.37051914141426,66.858603222245534,0,0,1333.7233766197346,0,null,411.22911802365763,1333.723388671875,null,-664.28848847833649,223.46645417762261,1207.848565096836,null,0.40569952829299788,3.2669687737715698,0,1,0.38235461282789812,2.190153833569727,0,1,10.595632635598413,"PASS",1,null,"RMFT109",null,1207.848565096836,0,0.38235461282789812,"FAIL",0,1,null,null,0.96120992996542953,0,-22.055817055756513,"NO",0,null,13.941899999999999,11.722899999999999,12.695988728363995,0,0,0,null,-666.33440448840452,null,-77.089394304235924,null,0,null,0,null,-22.055817055756513,null,-22.055817055756513,-2.1434224543981064,null,"RMFT109"]
[52,"RMFN109",8.999999612569809E-3,88.010678807537332,0,61.887840270996094,0,0,1013.6297662309981,0,125.87482357503893,0,0,null,1075.5176074242916,125.87482357503893,187.7626647683322,null,344.37051914141426,66.858603222245534,0,0,1333.7233766197346,0,null,411.22911802365763,1333.723388671875,null,-664.28848847833649,223.46645417762261,1207.848565096836,null,0.40569952829299788,3.2669687737715698,0,1,0.38235461282789812,2.190153833569727,0,1,10.595632635598413,"PASS",1,null,"RMFN109",null,1207.848565096836,0,0.38235461282789812,"FAIL",0,1,null,null,0.96120992996542953,0,-22.055817055756513,"NO",0,null,13.941899999999999,11.722899999999999,12.695988728363995,0,0,0,null,-666.33440448840452,null,-77.089394304235924,null,0,null,0,null,-22.055817055756513,null,-22.055817055756513,-2.1434224543981064,null,"RMFN109"]
[53,"RSFT109",8.999999612569809E-3,88.010678807537332,0,61.887840270996094,0,0,1013.6297662309981,0,125.87482357503893,0,0,null,1075.5176074242916,125.87482357503893,187.7626647683322,null,344.37051914141426,66.858603222245534,0,0,1333.7233766197346,0,null,411.22911802365763,1333.723388671875,null,-664.28848847833649,223.46645417762261,1207.848565096836,null,0.40569952829299788,3.2669687737715698,0,1,0.38235461282789812,2.190153833569727,0,1,10.595632635598413,"PASS",1,null,"RSFT109",null,1207.848565096836,0,0.38235461282789812,"FAIL",0,1,null,null,0.96120992996542953,0,-22.055817055756513,"NO",0,null,13.941899999999999,11.722899999999999,12.695988728363995,0,0,0,null,-666.33440448840452,null,-77.089394304235924,null,0,null,0,null,-22.055817055756513,null,-22.055817055756513,-2.1434224543981064,null,"RSFT109"]
[54,"RSFN109",8.999999612569809E-3,88.010678807537332,0,61.887840270996094,0,0,1013.6297662309981,0,125.87482357503893,0,0,null,1075.5176074242916,125.87482357503893,187.7626647683322,null,344.37051914141426,66.858603222245534,0,0,1333.7233766197346,0,null,411.22911802365763,1333.723388671875,null,-664.28848847833649,223.46645417762261,1207.848565096836,null,0.40569952829299788,3.2669687737715698,0,1,0.38235461282789812,2.190153833569727,0,1,10.595632635598413,"PASS",1,null,"RSFN109",null,1207.848565096836,0,0.38235461282789812,"FAIL",0,1,null,null,0.96120992996542953,0,-22.055817055756513,"NO",0,null,13.941899999999999,11.722899999999999,12.695988728363995,0,0,0,null,-666.33440448840452,null,-77.089394304235924,null,0,null,0,null,-22.055817055756513,null,-22.055817055756513,-2.1434224543981064,null,"RSFN109"]
[55,"RMOT110",5.700000072829425E-3,55.810378561502702,0,41.696853637695313,0,0,642.77496482295805,0,1011.8134546237723,0,0,null,684.47181731315379,1011.8134546237723,1053.5103071139674,null,218.34061284626844,42.343784404592625,0,0,845.75653266178733,0,null,260.68439193884365,845.75653076171875,null,-423.78742652180972,-792.82591632262393,-166.05692386205351,null,0.40556089798961747,0.25764076445867706,0,0,0.38085482105766055,0.24744360818740577,0,0,0.83588187812367121,"FAIL",0,null,"RMOT110",null,-166.05692386205351,166.05692386205351,0.30649686361796696,"FAIL",0,1,null,null,11.467847383410966,1,57.338486266943768,"YES",1,null,13.941899999999999,11.722899999999999,12.695988728363995,0,0,0,null,-425.08436379513722,null,-46.643554891751961,null,18.221054225951214,null,18.221054225951214,null,57.338486266943768,null,18.221054225951214,0.23405336192615561,null,"RMOT110"]
[56,"RMON110",5.700000072829425E-3,55.810378561502702,0,41.696853637695313,0,0,642.77496482295805,0,1011.8134546237723,0,0,null,684.47181731315379,1011.8134546237723,1053.5103071139674,null,218.34061284626844,42.343784404592625,0,0,845.75653266178733,0,null,260.68439193884365,845.75653076171875,null,-423.78742652180972,-792.82591632262393,-166.05692386205351,null,0.40556089798961747,0.25764076445867706,0,0,0.38085482105766055,0.24744360818740577,0,0,0.83588187812367121,"FAIL",0,null,"RMON110",null,-166.05692386205351,166.05692386205351,0.30649686361796696,"FAIL",0,1,null,null,11.467847383410966,1,57.338486266943768,"YES",1,null,13.941899999999999,11.722899999999999,12.695988728363995,0,0,0,null,-425.08436379513722,null,-46.643554891751961,null,18.221054225951214,null,18.221054225951214,null,57.338486266943768,null,18.221054225951214,0.23405336192615561,null,"RMON110"]
[57,"RMFT110",5.700000072829425E-3,55.810378561502702,0,41.696853637695313,0,0,642.77496482295805,0,1011.8134546237723,0,0,null,684.47181731315379,1011.8134546237723,1053.5103071139674,null,218.34061284626844,42.343784404592625,0,0,845.75653266178733,0,null,260.68439193884365,845.75653076171875,null,-423.78742652180972,-792.82591632262393,-166.05692386205351,null,0.40556089798961747,0.25764076445867706,0,0,0.38085482105766055,0.24744360818740577,0,0,0.83588187812367121,"FAIL",0,null,"RMFT110",null,-166.05692386205351,166.05692386205351,0.30649686361796696,"FAIL",0,1,null,null,11.467847383410966,1,57.338486266943768,"YES",1,null,13.941899999999999,11.722899999999999,12.695988728363995,0,0,0,null,-425.08436379513722,null,-46.643554891751961,null,18.221054225951214,null,18.221054225951214,null,57.338486266943768,null,18.221054225951214,0.23405336192615561,null,"RMFT110"]
[58,"RMFN110",5.700000072829425E-3,55.810378561502702,0,41.696853637695313,0,0,642.77496482295805,0,1011.8134546237723,0,0,null,684.47181731315379,1011.8134546237723,1053.5103071139674,null,218.34061284626844,42.343784404592625,0,0,845.75653266178733,0,null,260.68439193884365,845.75653076171875,null,-423.78742652180972,-792.82591632262393,-166.05692386205351,null,0.40556089798961747,0.25764076445867706,0,0,0.38085482105766055,0.24744360818740577,0,0,0.83588187812367121,"FAIL",0,null,"RMFN110",null,-166.05692386205351,166.05692386205351,0.30649686361796696,"FAIL",0,1,null,null,11.467847383410966,1,57.338486266943768,"YES",1,null,13.941899999999999,11.722899999999999,12.695988728363995,0,0,0,null,-425.08436379513722,null,-46.643554891751961,null,18.221054225951214,null,18.221054225951214,null,57.338486266943768,null,18.221054225951214,0.23405336192615561,null,"RMFN110"]
[59,"RSFT110",5.700000072829425E-3,55.810378561502702,0,41.696853637695313,0,0,642.77496482295805,0,1011.8134546237723,0,0,null,684.47181731315379,1011.8134546237723,1053.5103071139674,null,218.34061284626844,42.343784404592625,0,0,845.75653266178733,0,null,260.68439193884365,845.75653076171875,null,-423.78742652180972,-792.82591632262393,-166.05692386205351,null,0.40556089798961747,0.25764076445867706,0,0,0.38085482105766055,0.24744360818740577,0,0,0.83588187812367121,"FAIL",0,null,"RSFT110",null,-166.05692386205351,166.05692386205351,0.30649686361796696,"FAIL",0,1,null,null,11.467847383410966,1,57.338486266943768,"YES",1,null,13.941899999999999,11.722899999999999,12.695988728363995,0,0,0,null,-425.08436379513722,null,-46.643554891751961,null,18.221054225951214,null,18.221054225951214,null,57.338486266943768,null,18.221054225951214,0.23405336192615561,null,"RSFT110"]
[60,"RSFN110",5.700000072829425E-3,55.810378561502702,0,41.696853637695313,0,0,642.77496482295805,0,1011.8134546237723,0,0,null,684.47181731315379,1011.8134546237723,1053.5103071139674,null,218.34061284626844,42.343784404592625,0,0,845.75653266178733,0,null,260.68439193884365,845.75653076171875,null,-423.78742652180972,-792.82591632262393,-166.05692386205351,null,0.40556089798961747,0.25764076445867706,0,0,0.38085482105766055,0.24744360818740577,0,0,0.83588187812367121,"FAIL",0,null,"RSFN110",null,-166.05692386205351,166.05692386205351,0.30649686361796696,"FAIL",0,1,null,null,11.467847383410966,1,57.338486266943768,"YES",1,null,13.941899999999999,11.722899999999999,12.695988728363995,0,0,0,null,-425.08436379513722,null,-46.643554891751961,null,18.221054225951214,null,18.221054225951214,null,57.338486266943768,null,18.221054225951214,0.23405336192615561,null,"RSFN110"]
[61,"RMOT111",1.8500000878702851E-3,16.700318619747748,0,12.477083206176758,0,0,192.33961478170488,0,1011.8134546237723,0,0,null,204.81669781017217,1011.8134546237723,1024.2905376522397,null,65.814267651457641,13.743158573394808,0,0,253.07844050224341,0,null,79.557424680600946,253.07844543457031,null,-125.25927330728069,-944.73311314934813,-758.73500918920195,null,0.41362994706469774,7.8628549874525222E-2,0,0,0.3884323175901806,7.7670760143064926E-2,0,0,0.25012362138302829,"FAIL",0,null,"RMOT111",null,-758.73500918920195,758.73500918920195,8.2566845233122202E-2,"FAIL",0,1,null,null,38.324112474436518,1,71.712273803461756,"YES",1,null,13.941899999999999,11.722899999999999,12.695988728363995,0,0,0,null,-125.65508139026875,null,-13.787850566715218,null,83.254292708978994,null,83.254292708978994,null,71.712273803461756,null,71.712273803461756,0.92115958642853901,null,"RMOT111"]
[62,"RMON111",1.8500000878702851E-3,16.700318619747748,0,12.477083206176758,0,0,192.33961478170488,0,1011.8134546237723,0,0,null,204.81669781017217,1011.8134546237723,1024.2905376522397,null,65.814267651457641,13.743158573394808,0,0,253.07844050224341,0,null,79.557424680600946,253.07844543457031,null,-125.25927330728069,-944.73311314934813,-758.73500918920195,null,0.41362994706469774,7.8628549874525222E-2,0,0,0.3884323175901806,7.7670760143064926E-2,0,0,0.25012362138302829,"FAIL",0,null,"RMON111",null,-758.73500918920195,758.73500918920195,8.2566845233122202E-2,"FAIL",0,1,null,null,38.324112474436518,1,71.712273803461756,"YES",1,null,13.941899999999999,11.722899999999999,12.695988728363995,0,0,0,null,-125.65508139026875,null,-13.787850566715218,null,83.254292708978994,null,83.254292708978994,null,71.712273803461756,null,71.712273803461756,0.92115958642853901,null,"RMON111"]
[63,"RMFT111",1.8500000878702851E-3,16.700318619747748,0,12.477083206176758,0,0,192.33961478170488,0,1011.8134546237723,0,0,null,204.81669781017217,1011.8134546237723,1024.2905376522397,null,65.814267651457641,13.743158573394808,0,0,253.07844050224341,0,null,79.557424680600946,253.07844543457031,null,-125.25927330728069,-944.73311314934813,-758.73500918920195,null,0.41362994706469774,7.8628549874525222E-2,0,0,0.3884323175901806,7.7670760143064926E-2,0,0,0.25012362138302829,"FAIL",0,null,"RMFT111",null,-758.73500918920195,758.73500918920195,8.2566845233122202E-2,"FAIL",0,1,null,null,38.324112474436518,1,71.712273803461756,"YES",1,null,13.941899999999999,11.722899999999999,12.695988728363995,0,0,0,null,-125.65508139026875,null,-13.787850566715218,null,83.254292708978994,null,83.254292708978994,null,71.712273803461756,null,71.712273803461756,0.92115958642853901,null,"RMFT111"]
[64,"RMFN111",1.8500000878702851E-3,16.700318619747748,0,12.477083206176758,0,0,192.33961478170488,0,1011.8134546237723,0,0,null,204.81669781017217,1011.8134546237723,1024.2905376522397,null,65.814267651457641,13.743158573394808,0,0,253.07844050224341,0,null,79.557424680600946,253.07844543457031,null,-125.25927330728069,-944.73311314934813,-758.73500918920195,null,0.41362994706469774,7.8628549874525222E-2,0,0,0.3884323175901806,7.7670760143064926E-2,0,0,0.25012362138302829,"FAIL",0,null,"RMFN111",null,-758.73500918920195,758.73500918920195,8.2566845233122202E-2,"FAIL",0,1,null,null,38.324112474436518,1,71.712273803461756,"YES",1,null,13.941899999999999,11.722899999999999,12.695988728363995,0,0,0,null,-125.65508139026875,null,-13.787850566715218,null,83.254292708978994,null,83.254292708978994,null,71.712273803461756,null,71.712273803461756,0.92115958642853901,null,"RMFN111"]
[65,"RSFT111",1.8500000878702851E-3,16.700318619747748,0,12.477083206176758,0,0,192.33961478170488,0,1011.8134546237723,0,0,null,204.81669781017217,1011.8134546237723,1024.2905376522397,null,65.814267651457641,13.743158573394808,0,0,253.07844050224341,0,null,79.557424680600946,253.07844543457031,null,-125.25927330728069,-944.73311314934813,-758.73500918920195,null,0.41362994706469774,7.8628549874525222E-2,0,0,0.3884323175901806,7.7670760143064926E-2,0,0,0.25012362138302829,"FAIL",0,null,"RSFT111",null,-758.73500918920195,758.73500918920195,8.2566845233122202E-2,"FAIL",0,1,null,null,38.324112474436518,1,71.712273803461756,"YES",1,null,13.941899999999999,11.722899999999999,12.695988728363995,0,0,0,null,-125.65508139026875,null,-13.787850566715218,null,83.254292708978994,null,83.254292708978994,null,71.712273803461756,null,71.712273803461756,0.92115958642853901,null,"RSFT111"]
[66,"RSFN111",1.8500000878702851E-3,16.700318619747748,0,12.477083206176758,0,0,192.33961478170488,0,1011.8134546237723,0,0,null,204.81669781017217,1011.8134546237723,1024.2905376522397,null,65.814267651457641,13.743158573394808,0,0,253.07844050224341,0,null,79.557424680600946,253.07844543457031,null,-125.25927330728069,-944.73311314934813,-758.73500918920195,null,0.41362994706469774,7.8628549874525222E-2,0,0,0.3884323175901806,7.7670760143064926E-2,0,0,0.25012362138302829,"FAIL",0,null,"RSFN111",null,-758.73500918920195,758.73500918920195,8.2566845233122202E-2,"FAIL",0,1,null,null,38.324112474436518,1,71.712273803461756,"YES",1,null,13.941899999999999,11.722899999999999,12.695988728363995,0,0,0,null,-125.65508139026875,null,-13.787850566715218,null,83.254292708978994,null,83.254292708978994,null,71.712273803461756,null,71.712273803461756,0.92115958642853901,null,"RSFN111"]
[67,"RMOT112",6.2500001979060461E-3,21.992231763847016,0,17.687765121459961,0,0,253.28722654707067,0,574.31369081610649,0,0,null,270.97499077429188,574.31369081610649,592.00145504332772,null,115.76788051495501,46.429589039886743,0,0,333.27266650930341,0,null,162.1974686336205,503.94082641601563,null,-108.7775230349101,-429.80398730394597,-70.372864400090862,null,0.64036971324915137,0.28241964492111621,0,0,0.59856988143034284,0.27398153671217684,0,0,0.87746615564729058,"FAIL",0,null,"RMOT112",null,-70.372864400090862,70.372864400090862,0.47516767939217347,"FAIL",0,1,null,null,15.344789595809011,1,32.965381814933707,"YES",1,null,13.941899999999999,11.722899999999999,12.695988728363995,0,0,0,null,-109.58447561517687,null,-11.295662895024307,null,7.2538390931588559,null,7.2538390931588559,null,32.965381814933707,null,7.2538390931588559,0.17671601766611908,null,"RMOT112"]
[68,"RMON112",6.2500001979060461E-3,21.992231763847016,0,17.687765121459961,0,0,253.28722654707067,0,574.31369081610649,0,0,null,270.97499077429188,574.31369081610649,592.00145504332772,null,115.76788051495501,46.429589039886743,0,0,333.27266650930341,0,null,162.1974686336205,503.94082641601563,null,-108.7775230349101,-429.80398730394597,-70.372864400090862,null,0.64036971324915137,0.28241964492111621,0,0,0.59856988143034284,0.27398153671217684,0,0,0.87746615564729058,"FAIL",0,null,"RMON112",null,-70.372864400090862,70.372864400090862,0.47516767939217347,"FAIL",0,1,null,null,15.344789595809011,1,32.965381814933707,"YES",1,null,13.941899999999999,11.722899999999999,12.695988728363995,0,0,0,null,-109.58447561517687,null,-11.295662895024307,null,7.2538390931588559,null,7.2538390931588559,null,32.965381814933707,null,7.2538390931588559,0.17671601766611908,null,"RMON112"]
[69,"RMFT112",6.2500001979060461E-3,21.992231763847016,0,17.687765121459961,0,0,253.28722654707067,0,574.31369081610649,0,0,null,270.97499077429188,574.31369081610649,592.00145504332772,null,115.76788051495501,46.429589039886743,0,0,333.27266650930341,0,null,162.1974686336205,503.94082641601563,null,-108.7775230349101,-429.80398730394597,-70.372864400090862,null,0.64036971324915137,0.28241964492111621,0,0,0.59856988143034284,0.27398153671217684,0,0,0.87746615564729058,"FAIL",0,null,"RMFT112",null,-70.372864400090862,70.372864400090862,0.47516767939217347,"FAIL",0,1,null,null,15.344789595809011,1,32.965381814933707,"YES",1,null,13.941899999999999,11.722899999999999,12.695988728363995,0,0,0,null,-109.58447561517687,null,-11.295662895024307,null,7.2538390931588559,null,7.2538390931588559,null,32.965381814933707,null,7.2538390931588559,0.17671601766611908,null,"RMFT112"]
[70,"RMFN112",6.2500001979060461E-3,21.992231763847016,0,17.687765121459961,0,0,253.28722654707067,0,574.31369081610649,0,0,null,270.97499077429188,574.31369081610649,592.00145504332772,null,115.76788051495501,46.429589039886743,0,0,333.27266650930341,0,null,162.1974686336205,503.94082641601563,null,-108.7775230349101,-429.80398730394597,-70.372864400090862,null,0.64036971324915137,0.28241964492111621,0,0,0.59856988143034284,0.27398153671217684,0,0,0.87746615564729058,"FAIL",0,null,"RMFN112",null,-70.372864400090862,70.372864400090862,0.47516767939217347,"FAIL",0,1,null,null,15.344789595809011,1,32.965381814933707,"YES",1,null,13.941899999999999,11.722899999999999,12.695988728363995,0,0,0,null,-109.58447561517687,null,-11.295662895024307,null,7.2538390931588559,null,7.2538390931588559,null,32.965381814933707,null,7.2538390931588559,0.17671601766611908,null,"RMFN112"]
[71,"RSFT112",2.0000000949949026E-3,21.992231763847016,0,17.687765121459961,0,0,253.28722654707067,0,574.31369081610649,0,0,null,270.97499077429188,574.31369081610649,592.00145504332772,null,84.814626455135638,14.857468727994393,0,0,333.27266650930341,0,null,99.672091868499166,503.94082641601563,null,-171.30289980003144,-492.32936406906731,-70.372864400090862,null,0.39351408765169688,0.17354991438017778,0,0,0.36782764067919144,0.16836460597997374,0,0,0.87746615564729058,"FAIL",0,null,"RSFT112",null,-70.372864400090862,70.372864400090862,0.29199565808452593,"FAIL",0,1,null,null,15.344789595809011,1,32.965381814933707,"YES",1,null,13.941899999999999,11.722899999999999,12.695988728363995,0,0,0,null,-171.79878085410357,null,-17.708540406022163,null,7.2538390931588559,null,7.2538390931588559,null,32.965381814933707,null,7.2538390931588559,0.17671601766611908,null,"RSFT112"]
[72,"RSFN112",2.0000000949949026E-3,21.992231763847016,0,17.687765121459961,0,0,253.28722654707067,0,574.31369081610649,0,0,null,270.97499077429188,574.31369081610649,592.00145504332772,null,84.814626455135638,14.857468727994393,0,0,333.27266650930341,0,null,99.672091868499166,503.94082641601563,null,-171.30289980003144,-492.32936406906731,-70.372864400090862,null,0.39351408765169688,0.17354991438017778,0,0,0.36782764067919144,0.16836460597997374,0,0,0.87746615564729058,"FAIL",0,null,"RSFN112",null,-70.372864400090862,70.372864400090862,0.29199565808452593,"FAIL",0,1,null,null,15.344789595809011,1,32.965381814933707,"YES",1,null,13.941899999999999,11.722899999999999,12.695988728363995,0,0,0,null,-171.79878085410357,null,-17.708540406022163,null,7.2538390931588559,null,7.2538390931588559,null,32.965381814933707,null,7.2538390931588559,0.17671601766611908,null,"RSFN112"]
[73,"RMOT113",4.8499999335035677E-3,42.700627011600872,0,20.778759002685547,0,0,491.78835071067846,0,304.83298725405973,0,0,null,512.56710979364664,304.83298725405973,325.61174633702831,null,169.15461675086533,36.029359460099315,0,0,647.08993514562974,0,null,205.18398042641294,647.08990478515625,null,-307.38312928695109,-120.42776583033233,342.25691753109652,null,0.41722009097999907,0.67310294162949169,0,0,0.40030656774125672,0.63014919696608584,0,0,2.1227686367349943,"PASS",1,null,"RMOT113",null,342.25691753109652,0,0.40030656774125672,"FAIL",0,1,null,null,6.933094402683003,1,20.316601331226291,"YES",1,null,13.941899999999999,11.722899999999999,12.695988728363995,0,0,0,null,-308.40394510996805,null,{"$error":"#N/A"},null,{"$error":"#N/A"},null,{"$error":"#N/A"},null,20.316601331226291,null,{"$error":"#N/A"},{"$error":"#N/A"},null,"RMOT113"]
[74,"RMON113",4.8499999335035677E-3,42.700627011600872,0,20.778759002685547,0,0,491.78835071067846,0,304.83298725405973,0,0,null,512.56710979364664,304.83298725405973,325.61174633702831,null,169.15461675086533,36.029359460099315,0,0,647.08993514562974,0,null,205.18398042641294,647.08990478515625,null,-307.38312928695109,-120.42776583033233,342.25691753109652,null,0.41722009097999907,0.67310294162949169,0,0,0.40030656774125672,0.63014919696608584,0,0,2.1227686367349943,"PASS",1,null,"RMON113",null,342.25691753109652,0,0.40030656774125672,"FAIL",0,1,null,null,6.933094402683003,1,20.316601331226291,"YES",1,null,13.941899999999999,11.722899999999999,12.695988728363995,0,0,0,null,-308.40394510996805,null,{"$error":"#N/A"},null,{"$error":"#N/A"},null,{"$error":"#N/A"},null,20.316601331226291,null,{"$error":"#N/A"},{"$error":"#N/A"},null,"RMON113"]
[75,"RMFT113",4.8499999335035677E-3,42.700627011600872,0,20.778759002685547,0,0,491.78835071067846,0,304.83298725405973,0,0,null,512.56710979364664,304.83298725405973,325.61174633702831,null,169.15461675086533,36.029359460099315,0,0,647.08993514562974,0,null,205.18398042641294,647.08990478515625,null,-307.38312928695109,-120.42776583033233,342.25691753109652,null,0.41722009097999907,0.67310294162949169,0,0,0.40030656774125672,0.63014919696608584,0,0,2.1227686367349943,"PASS",1,null,"RMFT113",null,342.25691753109652,0,0.40030656774125672,"FAIL",0,1,null,null,6.933094402683003,1,20.316601331226291,"YES",1,null,13.941899999999999,11.722899999999999,12.695988728363995,0,0,0,null,-308.40394510996805,null,{"$error":"#N/A"},null,{"$error":"#N/A"},null,{"$error":"#N/A"},null,20.316601331226291,null,{"$error":"#N/A"},{"$error":"#N/A"},null,"RMFT113"]
[76,"RMFN113",4.8499999335035677E-3,42.700627011600872,0,20.778759002685547,0,0,491.78835071067846,0,304.83298725405973,0,0,null,512.56710979364664,304.83298725405973,325.61174633702831,null,169.15461675086533,36.029359460099315,0,0,647.08993514562974,0,null,205.18398042641294,647.08990478515625,null,-307.38312928695109,-120.42776583033233,342.25691753109652,null,0.41722009097999907,0.67310294162949169,0,0,0.40030656774125672,0.63014919696608584,0,0,2.1227686367349943,"PASS",1,null,"RMFN113",null,342.25691753109652,0,0.40030656774125672,"FAIL",0,1,null,null,6.933094402683003,1,20.316601331226291,"YES",1,null,13.941899999999999,11.722899999999999,12.695988728363995,0,0,0,null,-308.40394510996805,null,{"$error":"#N/A"},null,{"$error":"#N/A"},null,{"$error":"#N/A"},null,20.316601331226291,null,{"$error":"#N/A"},{"$error":"#N/A"},null,"RMFN113"]
[77,"RSFT113",4.8499999335035677E-3,42.700627011600872,0,20.778759002685547,0,0,491.78835071067846,0,304.83298725405973,0,0,null,512.56710979364664,304.83298725405973,325.61174633702831,null,169.15461675086533,36.029359460099315,0,0,647.08993514562974,0,null,205.18398042641294,647.08990478515625,null,-307.38312928695109,-120.42776583033233,342.25691753109652,null,0.41722009097999907,0.67310294162949169,0,0,0.40030656774125672,0.63014919696608584,0,0,2.1227686367349943,"PASS",1,null,"RSFT113",null,342.25691753109652,0,0.40030656774125672,"FAIL",0,1,null,null,6.933094402683003,1,20.316601331226291,"YES",1,null,13.941899999999999,11.722899999999999,12.695988728363995,0,0,0,null,-308.40394510996805,null,{"$error":"#N/A"},null,{"$error":"#N/A"},null,{"$error":"#N/A"},null,20.316601331226291,null,{"$error":"#N/A"},{"$error":"#N/A"},null,"RSFT113"]
[78,"RSFN113",4.8499999335035677E-3,42.700627011600872,0,20.778759002685547,0,0,491.78835071067846,0,304.83298725405973,0,0,null,512.56710979364664,304.83298725405973,325.61174633702831,null,169.15461675086533,36.029359460099315,0,0,647.08993514562974,0,null,205.18398042641294,647.08990478515625,null,-307.38312928695109,-120.42776583033233,342.25691753109652,null,0.41722009097999907,0.67310294162949169,0,0,0.40030656774125672,0.63014919696608584,0,0,2.1227686367349943,"PASS",1,null,"RSFN113",null,342.25691753109652,0,0.40030656774125672,"FAIL",0,1,null,null,6.933094402683003,1,20.316601331226291,"YES",1,null,13.941899999999999,11.722899999999999,12.695988728363995,0,0,0,null,-308.40394510996805,null,{"$error":"#N/A"},null,{"$error":"#N/A"},null,{"$error":"#N/A"},null,20.316601331226291,null,{"$error":"#N/A"},{"$error":"#N/A"},null,"RSFN113"]
[79,"RMOT114",1.4000000432133673E-2,133.22679115197107,0,160.61695861816406,0,0,1534.389269583877,0,0,0,0,null,1695.0062351281285,0,160.61696554425168,null,523.16292321967023,104.00227936632383,0,0,2018.9332494524704,0,null,627.16522501139366,2018.9332275390625,null,-1067.8410031906474,466.5482663932296,2018.9332275390625,null,0.40873931892229637,9999,0,1,0.37000762273106935,3.9047260663324996,0,1,99,"PASS",1,null,"RMOT114",null,2018.9332275390625,0,0.37000762273106935,"FAIL",0,1,null,null,0,0,-48.963710732883797,"NO",0,null,13.941899999999999,11.722899999999999,12.695988728363995,0,0,0,null,-1070.9612281907041,null,-94.757010151367737,null,0,null,0,null,-48.963710732883797,null,-48.963710732883797,0,null,"RMOT114"]
[80,"RMON114",1.4000000432133673E-2,133.22679115197107,0,160.61695861816406,0,0,1534.389269583877,0,0,0,0,null,1695.0062351281285,0,160.61696554425168,null,523.16292321967023,104.00227936632383,0,0,2018.9332494524704,0,null,627.16522501139366,2018.9332275390625,null,-1067.8410031906474,466.5482663932296,2018.9332275390625,null,0.40873931892229637,9999,0,1,0.37000762273106935,3.9047260663324996,0,1,99,"PASS",1,null,"RMON114",null,2018.9332275390625,0,0.37000762273106935,"FAIL",0,1,null,null,0,0,-48.963710732883797,"NO",0,null,13.941899999999999,11.722899999999999,12.695988728363995,0,0,0,null,-1070.9612281907041,null,-94.757010151367737,null,0,null,0,null,-48.963710732883797,null,-48.963710732883797,0,null,"RMON114"]
[81,"RMFT114",1.4000000432133673E-2,133.22679115197107,0,160.61695861816406,0,0,1534.389269583877,0,0,0,0,null,1695.0062351281285,0,160.61696554425168,null,523.16292321967023,104.00227936632383,0,0,2018.9332494524704,0,null,627.16522501139366,2018.9332275390625,null,-1067.8410031906474,466.5482663932296,2018.9332275390625,null,0.40873931892229637,9999,0,1,0.37000762273106935,3.9047260663324996,0,1,99,"PASS",1,null,"RMFT114",null,2018.9332275390625,0,0.37000762273106935,"FAIL",0,1,null,null,0,0,-48.963710732883797,"NO",0,null,13.941899999999999,11.722899999999999,12.695988728363995,0,0,0,null,-1070.9612281907041,null,-94.757010151367737,null,0,null,0,null,-48.963710732883797,null,-48.963710732883797,0,null,"RMFT114"]
[82,"RMFN114",1.4000000432133673E-2,133.22679115197107,0,160.61695861816406,0,0,1534.389269583877,0,0,0,0,null,1695.0062351281285,0,160.61696554425168,null,523.16292321967023,104.00227936632383,0,0,2018.9332494524704,0,null,627.16522501139366,2018.9332275390625,null,-1067.8410031906474,466.5482663932296,2018.9332275390625,null,0.40873931892229637,9999,0,1,0.37000762273106935,3.9047260663324996,0,1,99,"PASS",1,null,"RMFN114",null,2018.9332275390625,0,0.37000762273106935,"FAIL",0,1,null,null,0,0,-48.963710732883797,"NO",0,null,13.941899999999999,11.722899999999999,12.695988728363995,0,0,0,null,-1070.9612281907041,null,-94.757010151367737,null,0,null,0,null,-48.963710732883797,null,-48.963710732883797,0,null,"RMFN114"]
[83,"RSFT114",1.4000000432133673E-2,133.22679115197107,0,160.61695861816406,0,0,1534.389269583877,0,0,0,0,null,1695.0062351281285,0,160.61696554425168,null,523.16292321967023,104.00227936632383,0,0,2018.9332494524704,0,null,627.16522501139366,2018.9332275390625,null,-1067.8410031906474,466.5482663932296,2018.9332275390625,null,0.40873931892229637,9999,0,1,0.37000762273106935,3.9047260663324996,0,1,99,"PASS",1,null,"RSFT114",null,2018.9332275390625,0,0.37000762273106935,"FAIL",0,1,null,null,0,0,-48.963710732883797,"NO",0,null,13.941899999999999,11.722899999999999,12.695988728363995,0,0,0,null,-1070.9612281907041,null,-94.757010151367737,null,0,null,0,null,-48.963710732883797,null,-48.963710732883797,0,null,"RSFT114"]
[84,"RSFN114",1.4000000432133673E-2,133.22679115197107,0,160.61695861816406,0,0,1534.389269583877,0,0,0,0,null,1695.0062351281285,0,160.61696554425168,null,523.16292321967023,104.00227936632383,0,0,2018.9332494524704,0,null,627.16522501139366,2018.9332275390625,null,-1067.8410031906474,466.5482663932296,2018.9332275390625,null,0.40873931892229637,9999,0,1,0.37000762273106935,3.9047260663324996,0,1,99,"PASS",1,null,"RSFN114",null,2018.9332275390625,0,0.37000762273106935,"FAIL",0,1,null,null,0,0,-48.963710732883797,"NO",0,null,13.941899999999999,11.722899999999999,12.695988728363995,0,0,0,null,-1070.9612281907041,null,-94.757010151367737,null,0,null,0,null,-48.963710732883797,null,-48.963710732883797,0,null,"RSFN114"]
[85,"RMOT115",1.0000000474974513E-3,7.8387122910440734,0,13.437090873718262,0,0,90.279409439603029,0,66.797788252552365,0,0,null,103.71650012737217,66.797788252552365,80.234878940321536,null,31.450677320407483,7.4287343639971963,0,0,118.78869663105661,0,null,38.879410158071778,118.7886962890625,null,-64.837090155249513,-41.355468968198849,51.990908036510135,null,0.43065645200173935,0.58204636972521595,0,0,0.37486234148490766,0.48456993493920303,0,0,1.7783327771263975,"PASS",1,null,"RMOT115",null,51.990908036510135,0,0.37486234148490766,"FAIL",0,1,null,null,2.3493166312761407,1,-0.64089523350013544,"NO",0,null,13.941899999999999,11.722899999999999,12.695988728363995,0,0,0,null,-65.030520056533447,null,-5.7538008724704177,null,0,null,0,null,-0.64089523350013544,null,-0.64089523350013544,-0.28611394352684616,null,"RMOT115"]
[86,"RMON115",1.0000000474974513E-3,7.8387122910440734,0,13.437090873718262,0,0,90.279409439603029,0,66.797788252552365,0,0,null,103.71650012737217,66.797788252552365,80.234878940321536,null,31.450677320407483,7.4287343639971963,0,0,118.78869663105661,0,null,38.879410158071778,118.7886962890625,null,-64.837090155249513,-41.355468968198849,51.990908036510135,null,0.43065645200173935,0.58204636972521595,0,0,0.37486234148490766,0.48456993493920303,0,0,1.7783327771263975,"PASS",1,null,"RMON115",null,51.990908036510135,0,0.37486234148490766,"FAIL",0,1,null,null,2.3493166312761407,1,-0.64089523350013544,"NO",0,null,13.941899999999999,11.722899999999999,12.695988728363995,0,0,0,null,-65.030520056533447,null,-5.7538008724704177,null,0,null,0,null,-0.64089523350013544,null,-0.64089523350013544,-0.28611394352684616,null,"RMON115"]
[87,"RMFT115",1.0000000474974513E-3,7.8387122910440734,0,13.437090873718262,0,0,90.279409439603029,0,66.797788252552365,0,0,null,103.71650012737217,66.797788252552365,80.234878940321536,null,31.450677320407483,7.4287343639971963,0,0,118.78869663105661,0,null,38.879410158071778,118.7886962890625,null,-64.837090155249513,-41.355468968198849,51.990908036510135,null,0.43065645200173935,0.58204636972521595,0,0,0.37486234148490766,0.48456993493920303,0,0,1.7783327771263975,"PASS",1,null,"RMFT115",null,51.990908036510135,0,0.37486234148490766,"FAIL",0,1,null,null,2.3493166312761407,1,-0.64089523350013544,"NO",0,null,13.941899999999999,11.722899999999999,12.695988728363995,0,0,0,null,-65.030520056533447,null,-5.7538008724704177,null,0,null,0,null,-0.64089523350013544,null,-0.64089523350013544,-0.28611394352684616,null,"RMFT115"]
[88,"RMFN115",1.0000000474974513E-3,7.8387122910440734,0,13.437090873718262,0,0,90.279409439603029,0,66.797788252552365,0,0,null,103.71650012737217,66.797788252552365,80.234878940321536,null,31.450677320407483,7.4287343639971963,0,0,118.78869663105661,0,null,38.879410158071778,118.7886962890625,null,-64.837090155249513,-41.355468968198849,51.990908036510135,null,0.43065645200173935,0.58204636972521595,0,0,0.37486234148490766,0.48456993493920303,0,0,1.7783327771263975,"PASS",1,null,"RMFN115",null,51.990908036510135,0,0.37486234148490766,"FAIL",0,1,null,null,2.3493166312761407,1,-0.64089523350013544,"NO",0,null,13.941899999999999,11.722899999999999,12.695988728363995,0,0,0,null,-65.030520056533447,null,-5.7538008724704177,null,0,null,0,null,-0.64089523350013544,null,-0.64089523350013544,-0.28611394352684616,null,"RMFN115"]
[89,"RSFT115",1.0000000474974513E-3,7.8387122910440734,0,13.437090873718262,0,0,90.279409439603029,0,66.797788252552365,0,0,null,103.71650012737217,66.797788252552365,80.234878940321536,null,31.450677320407483,7.4287343639971963,0,0,118.78869663105661,0,null,38.879410158071778,118.7886962890625,null,-64.837090155249513,-41.355468968198849,51.990908036510135,null,0.43065645200173935,0.58204636972521595,0,0,0.37486234148490766,0.48456993493920303,0,0,1.7783327771263975,"PASS",1,null,"RSFT115",null,51.990908036510135,0,0.37486234148490766,"FAIL",0,1,null,null,2.3493166312761407,1,-0.64089523350013544,"NO",0,null,13.941899999999999,11.722899999999999,12.695988728363995,0,0,0,null,-65.030520056533447,null,-5.7538008724704177,null,0,null,0,null,-0.64089523350013544,null,-0.64089523350013544,-0.28611394352684616,null,"RSFT115"]
[90,"RSFN115",1.0000000474974513E-3,7.8387122910440734,0,13.437090873718262,0,0,90.279409439603029,0,66.797788252552365,0,0,null,103.71650012737217,66.797788252552365,80.234878940321536,null,31.450677320407483,7.4287343639971963,0,0,118.78869663105661,0,null,38.879410158071778,118.7886962890625,null,-64.837090155249513,-41.355468968198849,51.990908036510135,null,0.43065645200173935,0.58204636972521595,0,0,0.37486234148490766,0.48456993493920303,0,0,1.7783327771263975,"PASS",1,null,"RSFN115",null,51.990908036510135,0,0.37486234148490766,"FAIL",0,1,null,null,2.3493166312761407,1,-0.64089523350013544,"NO",0,null,13.941899999999999,11.722899999999999,12.695988728363995,0,0,0,null,-65.030520056533447,null,-5.7538008724704177,null,0,null,0,null,-0.64089523350013544,null,-0.64089523350013544,-0.28611394352684616,null,"RSFN115"]
[91,"RMOT116",1.3000000268220901E-2,124.79312833779865,0,213.919921875,0,0,1437.2577421075937,0,618.1777294653607,0,0,null,1651.1776639454426,618.1777294653607,832.09765130320864,null,489.47975297390377,96.573544137508108,0,0,1891.1286080363086,0,null,586.0533056508134,1891.128662109375,null,-1065.1243583317803,-246.0443456895473,1272.9509326440143,null,0.40775797442665035,0.94803367658952942,0,0,0.35493049502454477,0.70430832812325117,0,0,3.0591989519663594,"PASS",1,null,"RMOT116",null,1272.9509326440143,0,0.35493049502454477,"FAIL",0,1,null,null,1.365673453650444,0,-25.134159003631986,"NO",0,null,13.941899999999999,11.722899999999999,12.695988728363995,0,0,0,null,-1068.0400464195952,null,-94.498548459709127,null,0,null,0,null,-25.134159003631986,null,-25.134159003631986,-1.2124534010435111,null,"RMOT116"]
[92,"RMON116",1.3000000268220901E-2,124.79312833779865,0,213.919921875,0,0,1437.2577421075937,0,618.1777294653607,0,0,null,1651.1776639454426,618.1777294653607,832.09765130320864,null,489.47975297390377,96.573544137508108,0,0,1891.1286080363086,0,null,586.0533056508134,1891.128662109375,null,-1065.1243583317803,-246.0443456895473,1272.9509326440143,null,0.40775797442665035,0.94803367658952942,0,0,0.35493049502454477,0.70430832812325117,0,0,3.0591989519663594,"PASS",1,null,"RMON116",null,1272.9509326440143,0,0.35493049502454477,"FAIL",0,1,null,null,1.365673453650444,0,-25.134159003631986,"NO",0,null,13.941899999999999,11.722899999999999,12.695988728363995,0,0,0,null,-1068.0400464195952,null,-94.498548459709127,null,0,null,0,null,-25.134159003631986,null,-25.134159003631986,-1.2124534010435111,null,"RMON116"]
[93,"RMFT116",1.3000000268220901E-2,124.79312833779865,0,213.919921875,0,0,1437.2577421075937,0,618.1777294653607,0,0,null,1651.1776639454426,618.1777294653607,832.09765130320864,null,489.47975297390377,96.573544137508108,0,0,1891.1286080363086,0,null,586.0533056508134,1891.128662109375,null,-1065.1243583317803,-246.0443456895473,1272.9509326440143,null,0.40775797442665035,0.94803367658952942,0,0,0.35493049502454477,0.70430832812325117,0,0,3.0591989519663594,"PASS",1,null,"RMFT116",null,1272.9509326440143,0,0.35493049502454477,"FAIL",0,1,null,null,1.365673453650444,0,-25.134159003631986,"NO",0,null,13.941899999999999,11.722899999999999,12.695988728363995,0,0,0,null,-1068.0400464195952,null,-94.498548459709127,null,0,null,0,null,-25.134159003631986,null,-25.134159003631986,-1.2124534010435111,null,"RMFT116"]
[94,"RMFN116",1.3000000268220901E-2,124.79312833779865,0,213.919921875,0,0,1437.2577421075937,0,618.1777294653607,0,0,null,1651.1776639454426,618.1777294653607,832.09765130320864,null,489.47975297390377,96.573544137508108,0,0,1891.1286080363086,0,null,586.0533056508134,1891.128662109375,null,-1065.1243583317803,-246.0443456895473,1272.9509326440143,null,0.40775797442665035,0.94803367658952942,0,0,0.35493049502454477,0.70430832812325117,0,0,3.0591989519663594,"PASS",1,null,"RMFN116",null,1272.9509326440143,0,0.35493049502454477,"FAIL",0,1,null,null,1.365673453650444,0,-25.134159003631986,"NO",0,null,13.941899999999999,11.722899999999999,12.695988728363995,0,0,0,null,-1068.0400464195952,null,-94.498548459709127,null,0,null,0,null,-25.134159003631986,null,-25.134159003631986,-1.2124534010435111,null,"RMFN116"]
[95,"RSFT116",1.3000000268220901E-2,124.79312833779865,0,213.919921875,0,0,1437.2577421075937,0,618.1777294653607,0,0,null,1651.1776639454426,618.1777294653607,832.09765130320864,null,489.47975297390377,96.573544137508108,0,0,1891.1286080363086,0,null,586.0533056508134,1891.128662109375,null,-1065.1243583317803,-246.0443456895473,1272.9509326440143,null,0.40775797442665035,0.94803367658952942,0,0,0.35493049502454477,0.70430832812325117,0,0,3.0591989519663594,"PASS",1,null,"RSFT116",null,1272.9509326440143,0,0.35493049502454477,"FAIL",0,1,null,null,1.365673453650444,0,-25.134159003631986,"NO",0,null,13.941899999999999,11.722899999999999,12.695988728363995,0,0,0,null,-1068.0400464195952,null,-94.498548459709127,null,0,null,0,null,-25.134159003631986,null,-25.134159003631986,-1.2124534010435111,null,"RSFT116"]
[96,"RSFN116",1.3000000268220901E-2,124.79312833779865,0,213.919921875,0,0,1437.2577421075937,0,618.1777294653607,0,0,null,1651.1776639454426,618.1777294653607,832.09765130320864,null,489.47975297390377,96.573544137508108,0,0,1891.1286080363086,0,null,586.0533056508134,1891.128662109375,null,-1065.1243583317803,-246.0443456895473,1272.9509326440143,null,0.40775797442665035,0.94803367658952942,0,0,0.35493049502454477,0.70430832812325117,0,0,3.0591989519663594,"PASS",1,null,"RSFN116",null,1272.9509326440143,0,0.35493049502454477,"FAIL",0,1,null,null,1.365673453650444,0,-25.134159003631986,"NO",0,null,13.941899999999999,11.722899999999999,12.695988728363995,0,0,0,null,-1068.0400464195952,null,-94.498548459709127,null,0,null,0,null,-25.134159003631986,null,-25.134159003631986,-1.2124534010435111,null,"RSFN116"]
[97,"RMOT117",4.8499999335035677E-3,35.488177066963964,0,19.991846084594727,0,0,408.72168141112286,0,403.26691966533105,0,0,null,428.71352758922075,403.26691966533105,423.25876584342882,null,143.97972403545862,36.029359460099315,0,0,537.79168606726705,0,null,180.00909063936857,537.79168701171875,null,-248.70443685634902,-243.24967511055721,134.5247673463877,null,0.44041972527095263,0.44637703183974797,0,0,0.41988199367272516,0.42529323715347089,0,0,1.3335874101898293,"PASS",1,null,"RMOT117",null,134.5247673463877,0,0.41988199367272516,"FAIL",0,1,null,null,9.5328858865725969,1,28.107331832356245,"YES",1,null,13.941899999999999,11.722899999999999,12.695988728363995,0,0,0,null,-249.60000447147024,null,{"$error":"#N/A"},null,{"$error":"#N/A"},null,{"$error":"#N/A"},null,28.107331832356245,null,{"$error":"#N/A"},{"$error":"#N/A"},null,"RMOT117"]
[98,"RMON117",4.8499999335035677E-3,35.488177066963964,0,19.991846084594727,0,0,408.72168141112286,0,403.26691966533105,0,0,null,428.71352758922075,403.26691966533105,423.25876584342882,null,143.97972403545862,36.029359460099315,0,0,537.79168606726705,0,null,180.00909063936857,537.79168701171875,null,-248.70443685634902,-243.24967511055721,134.5247673463877,null,0.44041972527095263,0.44637703183974797,0,0,0.41988199367272516,0.42529323715347089,0,0,1.3335874101898293,"PASS",1,null,"RMON117",null,134.5247673463877,0,0.41988199367272516,"FAIL",0,1,null,null,9.5328858865725969,1,28.107331832356245,"YES",1,null,13.941899999999999,11.722899999999999,12.695988728363995,0,0,0,null,-249.60000447147024,null,{"$error":"#N/A"},null,{"$error":"#N/A"},null,{"$error":"#N/A"},null,28.107331832356245,null,{"$error":"#N/A"},{"$error":"#N/A"},null,"RMON117"]
[99,"RMFT117",4.0000001899898052E-3,35.488177066963964,0,19.991846084594727,0,0,408.72168141112286,0,403.26691966533105,0,0,null,428.71352758922075,403.26691966533105,423.25876584342882,null,140.67718965842079,29.714937455988785,0,0,537.79168606726705,0,null,170.39212124194665,537.79168701171875,null,-258.32140625377093,-252.86664450797912,134.5247673463877,null,0.41689034125535784,0.42252937925916195,0,0,0.39744983611147822,0.40257198439835629,0,0,1.3335874101898293,"PASS",1,null,"RMFT117",null,134.5247673463877,0,0.39744983611147822,"FAIL",0,1,null,null,9.5328858865725969,1,28.107331832356245,"YES",1,null,13.941899999999999,11.722899999999999,12.695988728363995,0,0,0,null,-259.16912824999952,null,{"$error":"#N/A"},null,{"$error":"#N/A"},null,{"$error":"#N/A"},null,28.107331832356245,null,{"$error":"#N/A"},{"$error":"#N/A"},null,"RMFT117"]
[100,"RMFN117",4.0000001899898052E-3,35.488177066963964,0,19.991846084594727,0,0,408.72168141112286,0,403.26691966533105,0,0,null,428.71352758922075,403.26691966533105,423.25876584342882,null,140.67718965842079,29.714937455988785,0,0,537.79168606726705,0,null,170.39212124194665,537.79168701171875,null,-258.32140625377093,-252.86664450797912,134.5247673463877,null,0.41689034125535784,0.42252937925916195,0,0,0.39744983611147822,0.40257198439835629,0,0,1.3335874101898293,"PASS",1,null,"RMFN117",null,134.5247673463877,0,0.39744983611147822,"FAIL",0,1,null,null,9.5328858865725969,1,28.107331832356245,"YES",1,null,13.941899999999999,11.722899999999999,12.695988728363995,0,0,0,null,-259.16912824999952,null,{"$error":"#N/A"},null,{"$error":"#N/A"},null,{"$error":"#N/A"},null,28.107331832356245,null,{"$error":"#N/A"},{"$error":"#N/A"},null,"RMFN117"]
[101,"RSFT117",4.0000001899898052E-3,35.488177066963964,0,19.991846084594727,0,0,408.72168141112286,0,403.26691966533105,0,0,null,428.71352758922075,403.26691966533105,423.25876584342882,null,140.67718965842079,29.714937455988785,0,0,537.79168606726705,0,null,170.39212124194665,537.79168701171875,null,-258.32140625377093,-252.86664450797912,134.5247673463877,null,0.41689034125535784,0.42252937925916195,0,0,0.39744983611147822,0.40257198439835629,0,0,1.3335874101898293,"PASS",1,null,"RSFT117",null,134.5247673463877,0,0.39744983611147822,"FAIL",0,1,null,null,9.5328858865725969,1,28.107331832356245,"YES",1,null,13.941899999999999,11.722899999999999,12.695988728363995,0,0,0,null,-259.16912824999952,null,{"$error":"#N/A"},null,{"$error":"#N/A"},null,{"$error":"#N/A"},null,28.107331832356245,null,{"$error":"#N/A"},{"$error":"#N/A"},null,"RSFT117"]
[102,"RSFN117",4.0000001899898052E-3,35.488177066963964,0,19.991846084594727,0,0,408.72168141112286,0,403.26691966533105,0,0,null,428.71352758922075,403.26691966533105,423.25876584342882,null,140.67718965842079,29.714937455988785,0,0,537.79168606726705,0,null,170.39212124194665,537.79168701171875,null,-258.32140625377093,-252.86664450797912,134.5247673463877,null,0.41689034125535784,0.42252937925916195,0,0,0.39744983611147822,0.40257198439835629,0,0,1.3335874101898293,"PASS",1,null,"RSFN117",null,134.5247673463877,0,0.39744983611147822,"FAIL",0,1,null,null,9.5328858865725969,1,28.107331832356245,"YES",1,null,13.941899999999999,11.722899999999999,12.695988728363995,0,0,0,null,-259.16912824999952,null,{"$error":"#N/A"},null,{"$error":"#N/A"},null,{"$error":"#N/A"},null,28.107331832356245,null,{"$error":"#N/A"},{"$error":"#N/A"},null,"RSFN117"]
[103,"RMOT118",4.9999998882412902E-3,45.925876204306306,0,55.367805480957031,0,0,528.93394064968879,0,1048.4229493832102,0,0,null,584.30174627926647,1048.4229493832102,1103.7907550127888,null,181.2088658761223,37.14366922553058,0,0,695.96571138116929,0,null,218.35254191868549,695.9656982421875,null,-365.94920421196036,-885.43821294548172,-352.45725114102265,null,0.41281628032885048,0.20826760998234808,0,0,0.3736982532820694,0.19782059322063811,0,0,0.66382150319355926,"FAIL",0,null,"RMOT118",null,-352.45725114102265,352.45725114102265,0.23309361591897398,"FAIL",0,1,null,null,8.9487820755395884,1,33.111252959519845,"YES",1,null,13.941899999999999,11.722899999999999,12.695988728363995,0,0,0,null,-367.03553526628212,null,-32.474742339548747,null,31.184878075106159,null,31.184878075106159,null,33.111252959519845,null,31.184878075106159,0.62382232596731657,null,"RMOT118"]
[104,"RMON118",4.9999998882412902E-3,45.925876204306306,0,55.367805480957031,0,0,528.93394064968879,0,1048.4229493832102,0,0,null,584.30174627926647,1048.4229493832102,1103.7907550127888,null,181.2088658761223,37.14366922553058,0,0,695.96571138116929,0,null,218.35254191868549,695.9656982421875,null,-365.94920421196036,-885.43821294548172,-352.45725114102265,null,0.41281628032885048,0.20826760998234808,0,0,0.3736982532820694,0.19782059322063811,0,0,0.66382150319355926,"FAIL",0,null,"RMON118",null,-352.45725114102265,352.45725114102265,0.23309361591897398,"FAIL",0,1,null,null,8.9487820755395884,1,33.111252959519845,"YES",1,null,13.941899999999999,11.722899999999999,12.695988728363995,0,0,0,null,-367.03553526628212,null,-32.474742339548747,null,31.184878075106159,null,31.184878075106159,null,33.111252959519845,null,31.184878075106159,0.62382232596731657,null,"RMON118"]
[105,"RMFT118",4.9999998882412902E-3,45.925876204306306,0,55.367805480957031,0,0,528.93394064968879,0,1048.4229493832102,0,0,null,584.30174627926647,1048.4229493832102,1103.7907550127888,null,181.2088658761223,37.14366922553058,0,0,695.96571138116929,0,null,218.35254191868549,695.9656982421875,null,-365.94920421196036,-885.43821294548172,-352.45725114102265,null,0.41281628032885048,0.20826760998234808,0,0,0.3736982532820694,0.19782059322063811,0,0,0.66382150319355926,"FAIL",0,null,"RMFT118",null,-352.45725114102265,352.45725114102265,0.23309361591897398,"FAIL",0,1,null,null,8.9487820755395884,1,33.111252959519845,"YES",1,null,13.941899999999999,11.722899999999999,12.695988728363995,0,0,0,null,-367.03553526628212,null,-32.474742339548747,null,31.184878075106159,null,31.184878075106159,null,33.111252959519845,null,31.184878075106159,0.62382232596731657,null,"RMFT118"]
[106,"RMFN118",4.9999998882412902E-3,45.925876204306306,0,55.367805480957031,0,0,528.93394064968879,0,1048.4229493832102,0,0,null,584.30174627926647,1048.4229493832102,1103.7907550127888,null,181.2088658761223,37.14366922553058,0,0,695.96571138116929,0,null,218.35254191868549,695.9656982421875,null,-365.94920421196036,-885.43821294548172,-352.45725114102265,null,0.41281628032885048,0.20826760998234808,0,0,0.3736982532820694,0.19782059322063811,0,0,0.66382150319355926,"FAIL",0,null,"RMFN118",null,-352.45725114102265,352.45725114102265,0.23309361591897398,"FAIL",0,1,null,null,8.9487820755395884,1,33.111252959519845,"YES",1,null,13.941899999999999,11.722899999999999,12.695988728363995,0,0,0,null,-367.03553526628212,null,-32.474742339548747,null,31.184878075106159,null,31.184878075106159,null,33.111252959519845,null,31.184878075106159,0.62382232596731657,null,"RMFN118"]
[107,"RSFT118",4.9999998882412902E-3,45.925876204306306,0,55.367805480957031,0,0,528.93394064968879,0,1048.4229493832102,0,0,null,584.30174627926647,1048.4229493832102,1103.7907550127888,null,181.2088658761223,37.14366922553058,0,0,695.96571138116929,0,null,218.35254191868549,695.9656982421875,null,-365.94920421196036,-885.43821294548172,-352.45725114102265,null,0.41281628032885048,0.20826760998234808,0,0,0.3736982532820694,0.19782059322063811,0,0,0.66382150319355926,"FAIL",0,null,"RSFT118",null,-352.45725114102265,352.45725114102265,0.23309361591897398,"FAIL",0,1,null,null,8.9487820755395884,1,33.111252959519845,"YES",1,null,13.941899999999999,11.722899999999999,12.695988728363995,0,0,0,null,-367.03553526628212,null,-32.474742339548747,null,31.184878075106159,null,31.184878075106159,null,33.111252959519845,null,31.184878075106159,0.62382232596731657,null,"RSFT118"]
[108,"RSFN118",4.9999998882412902E-3,45.925876204306306,0,55.367805480957031,0,0,528.93394064968879,0,1048.4229493832102,0,0,null,584.30174627926647,1048.4229493832102,1103.7907550127888,null,181.2088658761223,37.14366922553058,0,0,695.96571138116929,0,null,218.35254191868549,695.9656982421875,null,-365.94920421196036,-885.43821294548172,-352.45725114102265,null,0.41281628032885048,0.20826760998234808,0,0,0.3736982532820694,0.19782059322063811,0,0,0.66382150319355926,"FAIL",0,null,"RSFN118",null,-352.45725114102265,352.45725114102265,0.23309361591897398,"FAIL",0,1,null,null,8.9487820755395884,1,33.111252959519845,"YES",1,null,13.941899999999999,11.722899999999999,12.695988728363995,0,0,0,null,-367.03553526628212,null,-32.474742339548747,null,31.184878075106159,null,31.184878075106159,null,33.111252959519845,null,31.184878075106159,0.62382232596731657,null,"RSFN118"]
[109,"RMOT119",5.8500000275671475E-3,52.188495686711711,0,62.917957305908203,0,0,601.06129619282774,0,0,0,0,null,663.97925463539502,0,62.917958442567034,null,206.6261696033018,43.458094170023884,0,0,790.87012656951038,0,null,250.08426560706084,790.8701171875,null,-413.8949878916751,187.16630830115264,790.8701171875,null,0.41607115146344537,9999,0,1,0.37664469829332842,3.974767718397894,0,1,99,"PASS",1,null,"RMOT119",null,790.8701171875,0,0.37664469829332842,"FAIL",0,1,null,null,0,0,-19.180394364181996,"NO",0,null,13.941899999999999,11.722899999999999,12.695988728363995,0,0,0,null,-415.13918821807835,null,-36.730879920525268,null,0,null,0,null,-19.180394364181996,null,-19.180394364181996,0,null,"RMOT119"]
[110,"RMON119",5.8500000275671475E-3,52.188495686711711,0,62.917957305908203,0,0,601.06129619282774,0,0,0,0,null,663.97925463539502,0,62.917958442567034,null,206.6261696033018,43.458094170023884,0,0,790.87012656951038,0,null,250.08426560706084,790.8701171875,null,-413.8949878916751,187.16630830115264,790.8701171875,null,0.41607115146344537,9999,0,1,0.37664469829332842,3.974767718397894,0,1,99,"PASS",1,null,"RMON119",null,790.8701171875,0,0.37664469829332842,"FAIL",0,1,null,null,0,0,-19.180394364181996,"NO",0,null,13.941899999999999,11.722899999999999,12.695988728363995,0,0,0,null,-415.13918821807835,null,-36.730879920525268,null,0,null,0,null,-19.180394364181996,null,-19.180394364181996,0,null,"RMON119"]
[111,"RMFT119",5.8500000275671475E-3,52.188495686711711,0,62.917957305908203,0,0,601.06129619282774,0,0,0,0,null,663.97925463539502,0,62.917958442567034,null,206.6261696033018,43.458094170023884,0,0,790.87012656951038,0,null,250.08426560706084,790.8701171875,null,-413.8949878916751,187.16630830115264,790.8701171875,null,0.41607115146344537,9999,0,1,0.37664469829332842,3.974767718397894,0,1,99,"PASS",1,null,"RMFT119",null,790.8701171875,0,0.37664469829332842,"FAIL",0,1,null,null,0,0,-19.180394364181996,"NO",0,null,13.941899999999999,11.722899999999999,12.695988728363995,0,0,0,null,-415.13918821807835,null,-36.730879920525268,null,0,null,0,null,-19.180394364181996,null,-19.180394364181996,0,null,"RMFT119"]
[112,"RMFN119",5.8500000275671475E-3,52.188495686711711,0,62.917957305908203,0,0,601.06129619282774,0,0,0,0,null,663.97925463539502,0,62.917958442567034,null,206.6261696033018,43.458094170023884,0,0,790.87012656951038,0,null,250.08426560706084,790.8701171875,null,-413.8949878916751,187.16630830115264,790.8701171875,null,0.41607115146344537,9999,0,1,0.37664469829332842,3.974767718397894,0,1,99,"PASS",1,null,"RMFN119",null,790.8701171875,0,0.37664469829332842,"FAIL",0,1,null,null,0,0,-19.180394364181996,"NO",0,null,13.941899999999999,11.722899999999999,12.695988728363995,0,0,0,null,-415.13918821807835,null,-36.730879920525268,null,0,null,0,null,-19.180394364181996,null,-19.180394364181996,0,null,"RMFN119"]
[113,"RSFT119",5.8500000275671475E-3,52.188495686711711,0,62.917957305908203,0,0,601.06129619282774,0,0,0,0,null,663.97925463539502,0,62.917958442567034,null,206.6261696033018,43.458094170023884,0,0,790.87012656951038,0,null,250.08426560706084,790.8701171875,null,-413.8949878916751,187.16630830115264,790.8701171875,null,0.41607115146344537,9999,0,1,0.37664469829332842,3.974767718397894,0,1,99,"PASS",1,null,"RSFT119",null,790.8701171875,0,0.37664469829332842,"FAIL",0,1,null,null,0,0,-19.180394364181996,"NO",0,null,13.941899999999999,11.722899999999999,12.695988728363995,0,0,0,null,-415.13918821807835,null,-36.730879920525268,null,0,null,0,null,-19.180394364181996,null,-19.180394364181996,0,null,"RSFT119"]
[114,"RSFN119",5.8500000275671475E-3,52.188495686711711,0,62.917957305908203,0,0,601.06129619282774,0,0,0,0,null,663.97925463539502,0,62.917958442567034,null,206.6261696033018,43.458094170023884,0,0,790.87012656951038,0,null,250.08426560706084,790.8701171875,null,-413.8949878916751,187.16630830115264,790.8701171875,null,0.41607115146344537,9999,0,1,0.37664469829332842,3.974767718397894,0,1,99,"PASS",1,null,"RSFN119",null,790.8701171875,0,0.37664469829332842,"FAIL",0,1,null,null,0,0,-19.180394364181996,"NO",0,null,13.941899999999999,11.722899999999999,12.695988728363995,0,0,0,null,-415.13918821807835,null,-36.730879920525268,null,0,null,0,null,-19.180394364181996,null,-19.180394364181996,0,null,"RSFN119"]
[115,"RMOT120",0.11669999733567236,944.61177192948196,0,1138.8150634765625,0,0,10879.209461090193,0,1048.6326407094507,0,0,null,12018.024492899789,1048.6326407094507,2187.4476725190502,null,3771.0796497803708,866.93323930877079,0,0,14314.749290908139,0,null,4638.0130405546988,14314.7490234375,null,-7380.0114840120568,2450.5653363686856,13266.116382728049,null,0.42631893954636008,4.4229150042638938,0,1,0.38592141587611689,2.1202852217582882,0,1,13.650871113217379,"PASS",1,null,"RMOT120",null,13266.116382728049,0,0.38592141587611689,"FAIL",0,1,null,null,0.43516594072819192,0,-297.16513799169411,"NO",0,null,13.941899999999999,11.722899999999999,12.695988728363995,0,0,0,null,-7403.0861757561097,null,-655.01373293661197,null,0,null,0,null,-297.16513799169411,null,-297.16513799169411,-5.9433027598338821,null,"RMOT120"]
[116,"RMON120",0.11669999733567236,944.61177192948196,0,1138.8150634765625,0,0,10879.209461090193,0,1048.6326407094507,0,0,null,12018.024492899789,1048.6326407094507,2187.4476725190502,null,3771.0796497803708,866.93323930877079,0,0,14314.749290908139,0,null,4638.0130405546988,14314.7490234375,null,-7380.0114840120568,2450.5653363686856,13266.116382728049,null,0.42631893954636008,4.4229150042638938,0,1,0.38592141587611689,2.1202852217582882,0,1,13.650871113217379,"PASS",1,null,"RMON120",null,13266.116382728049,0,0.38592141587611689,"FAIL",0,1,null,null,0.43516594072819192,0,-297.16513799169411,"NO",0,null,13.941899999999999,11.722899999999999,12.695988728363995,0,0,0,null,-7403.0861757561097,null,-655.01373293661197,null,0,null,0,null,-297.16513799169411,null,-297.16513799169411,-5.9433027598338821,null,"RMON120"]
[117,"RMFT120",0.11570000275969505,944.61177192948196,0,1138.8150634765625,0,0,10879.209461090193,0,1048.6326407094507,0,0,null,12018.024492899789,1048.6326407094507,2187.4476725190502,null,3769.003440570993,859.50454559124171,0,0,14314.749290908139,0,null,4628.5082130449055,14314.7490234375,null,-7389.5163115218502,2441.0605088588923,13266.116382728049,null,0.42544527059607584,4.4138509839952107,0,1,0.38513053485483389,2.1159400538753692,0,1,13.650871113217379,"PASS",1,null,"RMFT120",null,13266.116382728049,0,0.38513053485483389,"FAIL",0,1,null,null,0.43516594072819192,0,-297.16513799169411,"NO",0,null,13.941899999999999,11.722899999999999,12.695988728363995,0,0,0,null,-7412.5437155668496,null,-655.85052158242252,null,0,null,0,null,-297.16513799169411,null,-297.16513799169411,-5.9433027598338821,null,"RMFT120"]
[118,"RMFN120",0.11570000275969505,944.61177192948196,0,1138.8150634765625,0,0,10879.209461090193,0,1048.6326407094507,0,0,null,12018.024492899789,1048.6326407094507,2187.4476725190502,null,3769.003440570993,859.50454559124171,0,0,14314.749290908139,0,null,4628.5082130449055,14314.7490234375,null,-7389.5163115218502,2441.0605088588923,13266.116382728049,null,0.42544527059607584,4.4138509839952107,0,1,0.38513053485483389,2.1159400538753692,0,1,13.650871113217379,"PASS",1,null,"RMFN120",null,13266.116382728049,0,0.38513053485483389,"FAIL",0,1,null,null,0.43516594072819192,0,-297.16513799169411,"NO",0,null,13.941899999999999,11.722899999999999,12.695988728363995,0,0,0,null,-7412.5437155668496,null,-655.85052158242252,null,0,null,0,null,-297.16513799169411,null,-297.16513799169411,-5.9433027598338821,null,"RMFN120"]
[119,"RSFT120",0.11570000275969505,944.61177192948196,0,1138.8150634765625,0,0,10879.209461090193,0,1048.6326407094507,0,0,null,12018.024492899789,1048.6326407094507,2187.4476725190502,null,3769.003440570993,859.50454559124171,0,0,14314.749290908139,0,null,4628.5082130449055,14314.7490234375,null,-7389.5163115218502,2441.0605088588923,13266.116382728049,null,0.42544527059607584,4.4138509839952107,0,1,0.38513053485483389,2.1159400538753692,0,1,13.650871113217379,"PASS",1,null,"RSFT120",null,13266.116382728049,0,0.38513053485483389,"FAIL",0,1,null,null,0.43516594072819192,0,-297.16513799169411,"NO",0,null,13.941899999999999,11.722899999999999,12.695988728363995,0,0,0,null,-7412.5437155668496,null,-655.85052158242252,null,0,null,0,null,-297.16513799169411,null,-297.16513799169411,-5.9433027598338821,null,"RSFT120"]
[120,"RSFN120",0.11570000275969505,944.61177192948196,0,1138.8150634765625,0,0,10879.209461090193,0,1048.6326407094507,0,0,null,12018.024492899789,1048.6326407094507,2187.4476725190502,null,3769.003440570993,859.50454559124171,0,0,14314.749290908139,0,null,4628.5082130449055,14314.7490234375,null,-7389.5163115218502,2441.0605088588923,13266.116382728049,null,0.42544527059607584,4.4138509839952107,0,1,0.38513053485483389,2.1159400538753692,0,1,13.650871113217379,"PASS",1,null,"RSFN120",null,13266.116382728049,0,0.38513053485483389,"FAIL",0,1,null,null,0.43516594072819192,0,-297.16513799169411,"NO",0,null,13.941899999999999,11.722899999999999,12.695988728363995,0,0,0,null,-7412.5437155668496,null,-655.85052158242252,null,0,null,0,null,-297.16513799169411,null,-297.16513799169411,-5.9433027598338821,null,"RSFN120"]
[121,"RMOT121",5.2799999900162216E-2,407.7173986063338,0,237.98320007324219,0,0,4695.7312116794565,0,8123.263795306405,0,0,null,4933.7144150054655,8123.263795306405,8361.246998632414,null,1639.6416636063966,392.23715504711816,0,0,6178.5936995782313,0,null,2031.8787559658604,6178.59375,null,-2901.8356557868383,-6329.3682394137859,-1944.670045306405,null,0.43270763686645231,0.25013083499022565,0,0,0.41183550290744064,0.24301144997733701,0,0,0.7606048388543003,"FAIL",0,null,"RMOT121",null,-1944.670045306405,1944.670045306405,0.29540057969289535,"FAIL",0,1,null,null,16.131285704122213,1,650.15508706926448,"YES",1,null,13.941899999999999,11.722899999999999,12.695988728363995,0,0,0,null,-2911.9445053190066,null,-394.23183116672988,null,263.27796823595173,null,263.27796823595173,null,650.15508706926448,null,263.27796823595173,0.32909746029493969,null,"RMOT121"]
[122,"RMON121",5.2799999900162216E-2,407.7173986063338,0,237.98320007324219,0,0,4695.7312116794565,0,8123.263795306405,0,0,null,4933.7144150054655,8123.263795306405,8361.246998632414,null,1639.6416636063966,392.23715504711816,0,0,6178.5936995782313,0,null,2031.8787559658604,6178.59375,null,-2901.8356557868383,-6329.3682394137859,-1944.670045306405,null,0.43270763686645231,0.25013083499022565,0,0,0.41183550290744064,0.24301144997733701,0,0,0.7606048388543003,"FAIL",0,null,"RMON121",null,-1944.670045306405,1944.670045306405,0.29540057969289535,"FAIL",0,1,null,null,16.131285704122213,1,650.15508706926448,"YES",1,null,13.941899999999999,11.722899999999999,12.695988728363995,0,0,0,null,-2911.9445053190066,null,-394.23183116672988,null,263.27796823595173,null,263.27796823595173,null,650.15508706926448,null,263.27796823595173,0.32909746029493969,null,"RMON121"]
[123,"RMFT121",5.1099999621510503E-2,407.7173986063338,0,237.98320007324219,0,0,4695.7312116794565,0,8123.263795306405,0,0,null,4933.7144150054655,8123.263795306405,8361.246998632414,null,1629.698253425325,379.60830515813166,0,0,6178.5936995782313,0,null,2009.3065292984252,6178.59375,null,-2924.4078824542735,-6351.9404660812215,-1944.670045306405,null,0.42790066950612038,0.24735212101069473,0,0,0.40726040496223626,0.24031182554572911,0,0,0.7606048388543003,"FAIL",0,null,"RMFT121",null,-1944.670045306405,1944.670045306405,0.29211896221304223,"FAIL",0,1,null,null,16.131285704122213,1,650.15508706926448,"YES",1,null,13.941899999999999,11.722899999999999,12.695988728363995,0,0,0,null,-2934.4044323512803,null,-397.27255469206864,null,263.27796823595173,null,263.27796823595173,null,650.15508706926448,null,263.27796823595173,0.32909746029493969,null,"RMFT121"]
[124,"RMFN121",5.1099999621510503E-2,407.7173986063338,0,237.98320007324219,0,0,4695.7312116794565,0,8123.263795306405,0,0,null,4933.7144150054655,8123.263795306405,8361.246998632414,null,1629.698253425325,379.60830515813166,0,0,6178.5936995782313,0,null,2009.3065292984252,6178.59375,null,-2924.4078824542735,-6351.9404660812215,-1944.670045306405,null,0.42790066950612038,0.24735212101069473,0,0,0.40726040496223626,0.24031182554572911,0,0,0.7606048388543003,"FAIL",0,null,"RMFN121",null,-1944.670045306405,1944.670045306405,0.29211896221304223,"FAIL",0,1,null,null,16.131285704122213,1,650.15508706926448,"YES",1,null,13.941899999999999,11.722899999999999,12.695988728363995,0,0,0,null,-2934.4044323512803,null,-397.27255469206864,null,263.27796823595173,null,263.27796823595173,null,650.15508706926448,null,263.27796823595173,0.32909746029493969,null,"RMFN121"]
[125,"RSFT121",5.2799999900162216E-2,407.7173986063338,0,237.98320007324219,0,0,4695.7312116794565,0,8123.263795306405,0,0,null,4933.7144150054655,8123.263795306405,8361.246998632414,null,1639.6416636063966,392.23715504711816,0,0,6178.5936995782313,0,null,2031.8787559658604,6178.59375,null,-2901.8356557868383,-6329.3682394137859,-1944.670045306405,null,0.43270763686645231,0.25013083499022565,0,0,0.41183550290744064,0.24301144997733701,0,0,0.7606048388543003,"FAIL",0,null,"RSFT121",null,-1944.670045306405,1944.670045306405,0.29540057969289535,"FAIL",0,1,null,null,16.131285704122213,1,650.15508706926448,"YES",1,null,13.941899999999999,11.722899999999999,12.695988728363995,0,0,0,null,-2911.9445053190066,null,-394.23183116672988,null,263.27796823595173,null,263.27796823595173,null,650.15508706926448,null,263.27796823595173,0.32909746029493969,null,"RSFT121"]
[126,"RSFN121",5.2799999900162216E-2,407.7173986063338,0,237.98320007324219,0,0,4695.7312116794565,0,8123.263795306405,0,0,null,4933.7144150054655,8123.263795306405,8361.246998632414,null,1639.6416636063966,392.23715504711816,0,0,6178.5936995782313,0,null,2031.8787559658604,6178.59375,null,-2901.8356557868383,-6329.3682394137859,-1944.670045306405,null,0.43270763686645231,0.25013083499022565,0,0,0.41183550290744064,0.24301144997733701,0,0,0.7606048388543003,"FAIL",0,null,"RSFN121",null,-1944.670045306405,1944.670045306405,0.29540057969289535,"FAIL",0,1,null,null,16.131285704122213,1,650.15508706926448,"YES",1,null,13.941899999999999,11.722899999999999,12.695988728363995,0,0,0,null,-2911.9445053190066,null,-394.23183116672988,null,263.27796823595173,null,263.27796823595173,null,650.15508706926448,null,263.27796823595173,0.32909746029493969,null,"RSFN121"]
[127,"RMOT122",4.0100000984966751E-2,213.34656399661151,0,150.02223205566406,0,0,2457.1385054645398,0,5198.9115857836996,0,0,null,2607.1607439839167,5198.9115857836996,5348.9338243030779,null,948.77424790753605,297.89224116422167,0,0,3233.0769808743948,0,null,1246.6664809382519,3233.076904296875,null,-1360.494256581952,-4102.2673369011118,-1965.8346814868246,null,0.50736516405800269,0.23979374535763059,0,0,0.47817016534393519,0.23306821946094439,0,0,0.62187572359138543,"FAIL",0,null,"RMOT122",null,-1965.8346814868246,1965.8346814868246,0.27261485453421919,"FAIL",0,1,null,null,16.377270054068575,1,346.59054783922403,"YES",1,null,13.941899999999999,11.722899999999999,12.695988728363995,0,0,0,null,-1366.6965773826398,null,-158.1155207331538,null,227.43085735522311,null,227.43085735522311,null,346.59054783922403,null,227.43085735522311,0.53513142907111322,null,"RMOT122"]
[128,"RMON122",4.0100000984966751E-2,213.34656399661151,0,150.02223205566406,0,0,2457.1385054645398,0,5198.9115857836996,0,0,null,2607.1607439839167,5198.9115857836996,5348.9338243030779,null,948.77424790753605,297.89224116422167,0,0,3233.0769808743948,0,null,1246.6664809382519,3233.076904296875,null,-1360.494256581952,-4102.2673369011118,-1965.8346814868246,null,0.50736516405800269,0.23979374535763059,0,0,0.47817016534393519,0.23306821946094439,0,0,0.62187572359138543,"FAIL",0,null,"RMON122",null,-1965.8346814868246,1965.8346814868246,0.27261485453421919,"FAIL",0,1,null,null,16.377270054068575,1,346.59054783922403,"YES",1,null,13.941899999999999,11.722899999999999,12.695988728363995,0,0,0,null,-1366.6965773826398,null,-158.1155207331538,null,227.43085735522311,null,227.43085735522311,null,346.59054783922403,null,227.43085735522311,0.53513142907111322,null,"RMON122"]
[129,"RMFT122",4.0949999541044238E-2,213.34656399661151,0,150.02223205566406,0,0,2457.1385054645398,0,5198.9115857836996,0,0,null,2607.1607439839167,5198.9115857836996,5348.9338243030779,null,955.97366338938355,304.20665434718381,0,0,3233.0769808743948,0,null,1260.1803764369429,3233.076904296875,null,-1346.980361083261,-4088.7534414024208,-1965.8346814868246,null,0.5128650149897418,0.24239311549034151,0,0,0.48335354176726408,0.23559468472653067,0,0,0.62187572359138543,"FAIL",0,null,"RMFT122",null,-1965.8346814868246,1965.8346814868246,0.27557000630247208,"FAIL",0,1,null,null,16.377270054068575,1,346.59054783922403,"YES",1,null,13.941899999999999,11.722899999999999,12.695988728363995,0,0,0,null,-1353.2499151948875,null,-156.55985283354508,null,227.43085735522311,null,227.43085735522311,null,346.59054783922403,null,227.43085735522311,0.53513142907111322,null,"RMFT122"]
[130,"RMFN122",4.0949999541044238E-2,213.34656399661151,0,150.02223205566406,0,0,2457.1385054645398,0,5198.9115857836996,0,0,null,2607.1607439839167,5198.9115857836996,5348.9338243030779,null,955.97366338938355,304.20665434718381,0,0,3233.0769808743948,0,null,1260.1803764369429,3233.076904296875,null,-1346.980361083261,-4088.7534414024208,-1965.8346814868246,null,0.5128650149897418,0.24239311549034151,0,0,0.48335354176726408,0.23559468472653067,0,0,0.62187572359138543,"FAIL",0,null,"RMFN122",null,-1965.8346814868246,1965.8346814868246,0.27557000630247208,"FAIL",0,1,null,null,16.377270054068575,1,346.59054783922403,"YES",1,null,13.941899999999999,11.722899999999999,12.695988728363995,0,0,0,null,-1353.2499151948875,null,-156.55985283354508,null,227.43085735522311,null,227.43085735522311,null,346.59054783922403,null,227.43085735522311,0.53513142907111322,null,"RMFN122"]
[131,"RSFT122",4.0250000730156901E-2,213.34656399661151,0,150.02223205566406,0,0,2457.1385054645398,0,5198.9115857836996,0,0,null,2607.1607439839167,5198.9115857836996,5348.9338243030779,null,949.51972697035114,299.00654937297963,0,0,3233.0769808743948,0,null,1248.5263118764401,3233.076904296875,null,-1358.6344256437637,-4100.4075059629231,-1965.8346814868246,null,0.50812207333847348,0.24015148003103298,0,0,0.47888352026349307,0.23341592070413147,0,0,0.62187572359138543,"FAIL",0,null,"RSFT122",null,-1965.8346814868246,1965.8346814868246,0.2730215531568459,"FAIL",0,1,null,null,16.377270054068575,1,346.59054783922403,"YES",1,null,13.941899999999999,11.722899999999999,12.695988728363995,0,0,0,null,-1364.8459993346914,null,-157.90142411759845,null,227.43085735522311,null,227.43085735522311,null,346.59054783922403,null,227.43085735522311,0.53513142907111322,null,"RSFT122"]
[132,"RSFN122",4.0250000730156901E-2,213.34656399661151,0,150.02223205566406,0,0,2457.1385054645398,0,5198.9115857836996,0,0,null,2607.1607439839167,5198.9115857836996,5348.9338243030779,null,949.51972697035114,299.00654937297963,0,0,3233.0769808743948,0,null,1248.5263118764401,3233.076904296875,null,-1358.6344256437637,-4100.4075059629231,-1965.8346814868246,null,0.50812207333847348,0.24015148003103298,0,0,0.47888352026349307,0.23341592070413147,0,0,0.62187572359138543,"FAIL",0,null,"RSFN122",null,-1965.8346814868246,1965.8346814868246,0.2730215531568459,"FAIL",0,1,null,null,16.377270054068575,1,346.59054783922403,"YES",1,null,13.941899999999999,11.722899999999999,12.695988728363995,0,0,0,null,-1364.8459993346914,null,-157.90142411759845,null,227.43085735522311,null,227.43085735522311,null,346.59054783922403,null,227.43085735522311,0.53513142907111322,null,"RSFN122"]
[133,"RMOT123",9.8499997518956654E-3,53.336640999152877,0,31.132408142089844,0,0,614.28462636613494,0,6625.5370330467904,0,0,null,645.41703470670802,6625.5370330467904,6656.6694413873629,null,234.72480250210049,73.173028166738831,0,0,808.26924521859871,0,null,307.89781793083017,808.26922607421875,null,-337.51921657739462,-6348.7716232580497,-5817.2678069725716,null,0.50122989362802706,4.6471375285520311E-2,0,0,0.47705251251298747,4.6254034491434753E-2,0,0,0.12199301310108769,"FAIL",0,null,"RMOT123",null,-5817.2678069725716,5817.2678069725716,4.7642400253619897E-2,"FAIL",0,1,null,null,100.57570550851524,1,632.89763695980594,"YES",1,null,13.941899999999999,11.722899999999999,12.695988728363995,0,0,0,null,-339.05104651734894,null,-45.902219181504449,null,787.56725471278332,null,787.56725471278332,null,632.89763695980594,null,632.89763695980594,0.96995806430621601,null,"RMOT123"]
[134,"RMON123",9.8499997518956654E-3,53.336640999152877,0,31.132408142089844,0,0,614.28462636613494,0,6625.5370330467904,0,0,null,645.41703470670802,6625.5370330467904,6656.6694413873629,null,234.72480250210049,73.173028166738831,0,0,808.26924521859871,0,null,307.89781793083017,808.26922607421875,null,-337.51921657739462,-6348.7716232580497,-5817.2678069725716,null,0.50122989362802706,4.6471375285520311E-2,0,0,0.47705251251298747,4.6254034491434753E-2,0,0,0.12199301310108769,"FAIL",0,null,"RMON123",null,-5817.2678069725716,5817.2678069725716,4.7642400253619897E-2,"FAIL",0,1,null,null,100.57570550851524,1,632.89763695980594,"YES",1,null,13.941899999999999,11.722899999999999,12.695988728363995,0,0,0,null,-339.05104651734894,null,-45.902219181504449,null,787.56725471278332,null,787.56725471278332,null,632.89763695980594,null,632.89763695980594,0.96995806430621601,null,"RMON123"]
[135,"RMFT123",1.0699999891221524E-2,53.336640999152877,0,31.132408142089844,0,0,614.28462636613494,0,6625.5370330467904,0,0,null,645.41703470670802,6625.5370330467904,6656.6694413873629,null,243.13975324998356,79.487453111232142,0,0,808.26924521859871,0,null,322.62719908681345,808.26922607421875,null,-322.78983542141134,-6334.0422421020667,-5817.2678069725716,null,0.52520799844096444,4.8694497891660193E-2,0,0,0.49987400678483657,4.8466759831954684E-2,0,0,0.12199301310108769,"FAIL",0,null,"RMFT123",null,-5817.2678069725716,5817.2678069725716,4.9921542981026724E-2,"FAIL",0,1,null,null,100.57570550851524,1,632.89763695980594,"YES",1,null,13.941899999999999,11.722899999999999,12.695988728363995,0,0,0,null,-324.39494586462928,null,-43.918011931836205,null,787.56725471278332,null,787.56725471278332,null,632.89763695980594,null,632.89763695980594,0.96995806430621601,null,"RMFT123"]
[136,"RMFN123",1.0699999891221524E-2,53.336640999152877,0,31.132408142089844,0,0,614.28462636613494,0,6625.5370330467904,0,0,null,645.41703470670802,6625.5370330467904,6656.6694413873629,null,243.13975324998356,79.487453111232142,0,0,808.26924521859871,0,null,322.62719908681345,808.26922607421875,null,-322.78983542141134,-6334.0422421020667,-5817.2678069725716,null,0.52520799844096444,4.8694497891660193E-2,0,0,0.49987400678483657,4.8466759831954684E-2,0,0,0.12199301310108769,"FAIL",0,null,"RMFN123",null,-5817.2678069725716,5817.2678069725716,4.9921542981026724E-2,"FAIL",0,1,null,null,100.57570550851524,1,632.89763695980594,"YES",1,null,13.941899999999999,11.722899999999999,12.695988728363995,0,0,0,null,-324.39494586462928,null,-43.918011931836205,null,787.56725471278332,null,787.56725471278332,null,632.89763695980594,null,632.89763695980594,0.96995806430621601,null,"RMFN123"]
[137,"RSFT123",9.8499997518956654E-3,53.336640999152877,0,31.132408142089844,0,0,614.28462636613494,0,6625.5370330467904,0,0,null,645.41703470670802,6625.5370330467904,6656.6694413873629,null,234.72480250210049,73.173028166738831,0,0,808.26924521859871,0,null,307.89781793083017,808.26922607421875,null,-337.51921657739462,-6348.7716232580497,-5817.2678069725716,null,0.50122989362802706,4.6471375285520311E-2,0,0,0.47705251251298747,4.6254034491434753E-2,0,0,0.12199301310108769,"FAIL",0,null,"RSFT123",null,-5817.2678069725716,5817.2678069725716,4.7642400253619897E-2,"FAIL",0,1,null,null,100.57570550851524,1,632.89763695980594,"YES",1,null,13.941899999999999,11.722899999999999,12.695988728363995,0,0,0,null,-339.05104651734894,null,-45.902219181504449,null,787.56725471278332,null,787.56725471278332,null,632.89763695980594,null,632.89763695980594,0.96995806430621601,null,"RSFT123"]
[138,"RSFN123",9.8499997518956654E-3,53.336640999152877,0,31.132408142089844,0,0,614.28462636613494,0,6625.5370330467904,0,0,null,645.41703470670802,6625.5370330467904,6656.6694413873629,null,234.72480250210049,73.173028166738831,0,0,808.26924521859871,0,null,307.89781793083017,808.26922607421875,null,-337.51921657739462,-6348.7716232580497,-5817.2678069725716,null,0.50122989362802706,4.6471375285520311E-2,0,0,0.47705251251298747,4.6254034491434753E-2,0,0,0.12199301310108769,"FAIL",0,null,"RSFN123",null,-5817.2678069725716,5817.2678069725716,4.7642400253619897E-2,"FAIL",0,1,null,null,100.57570550851524,1,632.89763695980594,"YES",1,null,13.941899999999999,11.722899999999999,12.695988728363995,0,0,0,null,-339.05104651734894,null,-45.902219181504449,null,787.56725471278332,null,787.56725471278332,null,632.89763695980594,null,632.89763695980594,0.96995806430621601,null,"RSFN123"]
[139,"RMOT124",9.8499997518956654E-3,53.336640999152877,0,31.132408142089844,0,0,614.28462636613494,0,9608.2979578858631,0,0,null,645.41703470670802,9608.2979578858631,9639.4303662264338,null,234.72480250210049,73.173028166738831,0,0,808.26924521859871,0,null,307.89781793083017,808.26922607421875,null,-337.51921657739462,-9331.5325480971223,-8800.0287318116443,null,0.50122989362802706,3.2044990619605813E-2,0,0,0.47705251251298747,3.1941495113232847E-2,0,0,8.4121998466007625E-2,"FAIL",0,null,"RMOT124",null,-8800.0287318116443,8800.0287318116443,3.2597489366644597E-2,"FAIL",0,1,null,null,145.8540403638813,1,926.64763695980594,"YES",1,null,13.941899999999999,11.722899999999999,12.695988728363995,0,0,0,null,-339.05104651734894,null,-45.902219181504449,null,1191.3865236528195,null,1191.3865236528195,null,926.64763695980594,null,926.64763695980594,0.97928416059160472,null,"RMOT124"]
[140,"RMON124",9.8499997518956654E-3,53.336640999152877,0,31.132408142089844,0,0,614.28462636613494,0,9608.2979578858631,0,0,null,645.41703470670802,9608.2979578858631,9639.4303662264338,null,234.72480250210049,73.173028166738831,0,0,808.26924521859871,0,null,307.89781793083017,808.26922607421875,null,-337.51921657739462,-9331.5325480971223,-8800.0287318116443,null,0.50122989362802706,3.2044990619605813E-2,0,0,0.47705251251298747,3.1941495113232847E-2,0,0,8.4121998466007625E-2,"FAIL",0,null,"RMON124",null,-8800.0287318116443,8800.0287318116443,3.2597489366644597E-2,"FAIL",0,1,null,null,145.8540403638813,1,926.64763695980594,"YES",1,null,13.941899999999999,11.722899999999999,12.695988728363995,0,0,0,null,-339.05104651734894,null,-45.902219181504449,null,1191.3865236528195,null,1191.3865236528195,null,926.64763695980594,null,926.64763695980594,0.97928416059160472,null,"RMON124"]
[141,"RMFT124",1.0699999891221524E-2,53.336640999152877,0,31.132408142089844,0,0,614.28462636613494,0,9608.2979578858631,0,0,null,645.41703470670802,9608.2979578858631,9639.4303662264338,null,243.13975324998356,79.487453111232142,0,0,808.26924521859871,0,null,322.62719908681345,808.26922607421875,null,-322.78983542141134,-9316.8031669411394,-8800.0287318116443,null,0.52520799844096444,3.3577976089097253E-2,0,0,0.49987400678483657,3.3469529509113097E-2,0,0,8.4121998466007625E-2,"FAIL",0,null,"RMFT124",null,-8800.0287318116443,8800.0287318116443,3.4156905567889924E-2,"FAIL",0,1,null,null,145.8540403638813,1,926.64763695980594,"YES",1,null,13.941899999999999,11.722899999999999,12.695988728363995,0,0,0,null,-324.39494586462928,null,-43.918011931836205,null,1191.3865236528195,null,1191.3865236528195,null,926.64763695980594,null,926.64763695980594,0.97928416059160472,null,"RMFT124"]
[142,"RMFN124",1.0699999891221524E-2,53.336640999152877,0,31.132408142089844,0,0,614.28462636613494,0,9608.2979578858631,0,0,null,645.41703470670802,9608.2979578858631,9639.4303662264338,null,243.13975324998356,79.487453111232142,0,0,808.26924521859871,0,null,322.62719908681345,808.26922607421875,null,-322.78983542141134,-9316.8031669411394,-8800.0287318116443,null,0.52520799844096444,3.3577976089097253E-2,0,0,0.49987400678483657,3.3469529509113097E-2,0,0,8.4121998466007625E-2,"FAIL",0,null,"RMFN124",null,-8800.0287318116443,8800.0287318116443,3.4156905567889924E-2,"FAIL",0,1,null,null,145.8540403638813,1,926.64763695980594,"YES",1,null,13.941899999999999,11.722899999999999,12.695988728363995,0,0,0,null,-324.39494586462928,null,-43.918011931836205,null,1191.3865236528195,null,1191.3865236528195,null,926.64763695980594,null,926.64763695980594,0.97928416059160472,null,"RMFN124"]
[143,"RSFT124",9.8499997518956654E-3,53.336640999152877,0,31.132408142089844,0,0,614.28462636613494,0,9608.2979578858631,0,0,null,645.41703470670802,9608.2979578858631,9639.4303662264338,null,234.72480250210049,73.173028166738831,0,0,808.26924521859871,0,null,307.89781793083017,808.26922607421875,null,-337.51921657739462,-9331.5325480971223,-8800.0287318116443,null,0.50122989362802706,3.2044990619605813E-2,0,0,0.47705251251298747,3.1941495113232847E-2,0,0,8.4121998466007625E-2,"FAIL",0,null,"RSFT124",null,-8800.0287318116443,8800.0287318116443,3.2597489366644597E-2,"FAIL",0,1,null,null,145.8540403638813,1,926.64763695980594,"YES",1,null,13.941899999999999,11.722899999999999,12.695988728363995,0,0,0,null,-339.05104651734894,null,-45.902219181504449,null,1191.3865236528195,null,1191.3865236528195,null,926.64763695980594,null,926.64763695980594,0.97928416059160472,null,"RSFT124"]
[144,"RSFN124",9.8499997518956654E-3,53.336640999152877,0,31.132408142089844,0,0,614.28462636613494,0,9608.2979578858631,0,0,null,645.41703470670802,9608.2979578858631,9639.4303662264338,null,234.72480250210049,73.173028166738831,0,0,808.26924521859871,0,null,307.89781793083017,808.26922607421875,null,-337.51921657739462,-9331.5325480971223,-8800.0287318116443,null,0.50122989362802706,3.2044990619605813E-2,0,0,0.47705251251298747,3.1941495113232847E-2,0,0,8.4121998466007625E-2,"FAIL",0,null,"RSFN124",null,-8800.0287318116443,8800.0287318116443,3.2597489366644597E-2,"FAIL",0,1,null,null,145.8540403638813,1,926.64763695980594,"YES",1,null,13.941899999999999,11.722899999999999,12.695988728363995,0,0,0,null,-339.05104651734894,null,-45.902219181504449,null,1191.3865236528195,null,1191.3865236528195,null,926.64763695980594,null,926.64763695980594,0.97928416059160472,null,"RSFN124"]
[145,"RMOT125",3.3500000182539215E-2,235.13005292637712,0,189.10881042480469,0,0,2708.0216152273856,0,4318.5457138177717,0,0,null,2897.1304312965826,4318.5457138177717,4507.6545298869678,null,961.92930473889214,248.86259072960246,0,0,3563.1863358255064,0,null,1210.7918676858476,3563.186279296875,null,-1686.3385579663427,-3296.8626565567288,-755.35943452089668,null,0.44711307357278257,0.28037027923815999,0,0,0.41792798037847367,0.26860795590569303,0,0,0.82508939708475892,"FAIL",0,null,"RMOT125",null,-755.35943452089668,755.35943452089668,0.3314976670814001,"FAIL",0,1,null,null,10.792211917696379,1,222.24465123161445,"YES",1,null,13.941899999999999,11.722899999999999,12.695988728363995,0,0,0,null,-1692.3623981040828,null,-174.44400803932058,null,77.860349187477055,null,77.860349187477055,null,222.24465123161445,null,77.860349187477055,0.25225279980391707,null,"RMOT125"]
[146,"RMON125",3.3500000182539215E-2,235.13005292637712,0,189.10881042480469,0,0,2708.0216152273856,0,4318.5457138177717,0,0,null,2897.1304312965826,4318.5457138177717,4507.6545298869678,null,961.92930473889214,248.86259072960246,0,0,3563.1863358255064,0,null,1210.7918676858476,3563.186279296875,null,-1686.3385579663427,-3296.8626565567288,-755.35943452089668,null,0.44711307357278257,0.28037027923815999,0,0,0.41792798037847367,0.26860795590569303,0,0,0.82508939708475892,"FAIL",0,null,"RMON125",null,-755.35943452089668,755.35943452089668,0.3314976670814001,"FAIL",0,1,null,null,10.792211917696379,1,222.24465123161445,"YES",1,null,13.941899999999999,11.722899999999999,12.695988728363995,0,0,0,null,-1692.3623981040828,null,-174.44400803932058,null,77.860349187477055,null,77.860349187477055,null,222.24465123161445,null,77.860349187477055,0.25225279980391707,null,"RMON125"]
[147,"RMFT125",3.2650001626461748E-2,235.13005292637712,0,189.10881042480469,0,0,2708.0216152273856,0,4318.5457138177717,0,0,null,2897.1304312965826,4318.5457138177717,4507.6545298869678,null,957.15971573659681,242.54817754664046,0,0,3563.1863358255064,0,null,1199.7079038277816,3563.186279296875,null,-1697.4225218244087,-3307.9466204147948,-755.35943452089668,null,0.44302006198242444,0.27780368284377627,0,0,0.41410213817270869,0.26614903546304253,0,0,0.82508939708475892,"FAIL",0,null,"RMFT125",null,-755.35943452089668,755.35943452089668,0.32846303473952121,"FAIL",0,1,null,null,10.792211917696379,1,222.24465123161445,"YES",1,null,13.941899999999999,11.722899999999999,12.695988728363995,0,0,0,null,-1703.3912178633525,null,-175.58082809919992,null,77.860349187477055,null,77.860349187477055,null,222.24465123161445,null,77.860349187477055,0.25225279980391707,null,"RMFT125"]
[148,"RMFN125",3.2650001626461748E-2,235.13005292637712,0,189.10881042480469,0,0,2708.0216152273856,0,4318.5457138177717,0,0,null,2897.1304312965826,4318.5457138177717,4507.6545298869678,null,957.15971573659681,242.54817754664046,0,0,3563.1863358255064,0,null,1199.7079038277816,3563.186279296875,null,-1697.4225218244087,-3307.9466204147948,-755.35943452089668,null,0.44302006198242444,0.27780368284377627,0,0,0.41410213817270869,0.26614903546304253,0,0,0.82508939708475892,"FAIL",0,null,"RMFN125",null,-755.35943452089668,755.35943452089668,0.32846303473952121,"FAIL",0,1,null,null,10.792211917696379,1,222.24465123161445,"YES",1,null,13.941899999999999,11.722899999999999,12.695988728363995,0,0,0,null,-1703.3912178633525,null,-175.58082809919992,null,77.860349187477055,null,77.860349187477055,null,222.24465123161445,null,77.860349187477055,0.25225279980391707,null,"RMFN125"]
[149,"RSFT125",2.0949999848380686E-2,145.45977581506949,0,116.98941040039063,0,0,1675.2780520858241,0,4318.5457138177717,0,0,null,1792.267461391086,4318.5457138177717,4435.5351231230306,null,596.77236992687028,155.63197640727941,0,0,2204.3132264287156,0,null,752.40432969841595,2204.313232421875,null,-1039.8631327877988,-3683.1307945197464,-2114.2324813958967,null,0.44912205992409815,0.17422632051595435,0,0,0.41980583001528604,0.16963101601659392,0,0,0.5104295238484744,"FAIL",0,null,"RSFT125",null,-2114.2324813958967,2114.2324813958967,0.19260318456595418,"FAIL",0,1,null,null,17.445189284582831,1,255.20040482815199,"YES",1,null,13.941899999999999,11.722899999999999,12.695988728363995,0,0,0,null,-1043.6064379106765,null,-107.5720484269353,null,217.92920263106424,null,217.92920263106424,null,255.20040482815199,null,217.92920263106424,0.70604938324066679,null,"RSFT125"]
[150,"RSFN125",2.0949999848380686E-2,145.45977581506949,0,116.98941040039063,0,0,1675.2780520858241,0,4318.5457138177717,0,0,null,1792.267461391086,4318.5457138177717,4435.5351231230306,null,596.77236992687028,155.63197640727941,0,0,2204.3132264287156,0,null,752.40432969841595,2204.313232421875,null,-1039.8631327877988,-3683.1307945197464,-2114.2324813958967,null,0.44912205992409815,0.17422632051595435,0,0,0.41980583001528604,0.16963101601659392,0,0,0.5104295238484744,"FAIL",0,null,"RSFN125",null,-2114.2324813958967,2114.2324813958967,0.19260318456595418,"FAIL",0,1,null,null,17.445189284582831,1,255.20040482815199,"YES",1,null,13.941899999999999,11.722899999999999,12.695988728363995,0,0,0,null,-1043.6064379106765,null,-107.5720484269353,null,217.92920263106424,null,217.92920263106424,null,255.20040482815199,null,217.92920263106424,0.70604938324066679,null,"RSFN125"]
[151,"RMOE126",4.8499999335035677E-3,41.53160582308508,0,224.0677490234375,0,0,478.3245905160133,0,14078.145092093373,0,0,null,702.39233953137671,14078.145092093373,14302.212841108732,null,164.9107538111019,36.029359460099315,0,0,629.37446120528102,0,null,200.94010579279535,629.37445068359375,null,-501.45223374665551,-14101.272735324015,-13448.770641409779,null,0.42009152315590242,1.4273194691369404E-2,0,0,0.28607958043014686,1.4049581559513739E-2,0,0,4.4705779530363393E-2,"FAIL",0,null,"RMOE126",null,-13448.770641409779,13448.770641409779,1.419954713710157E-2,"FAIL",0,1,null,null,29.692775297236519,1,134.73624216498396,"YES",1,null,13.941899999999999,11.722899999999999,12.695988728363995,0,0,0,null,-502.45193576552515,null,{"$error":"#N/A"},null,{"$error":"#N/A"},null,{"$error":"#N/A"},null,134.73624216498396,null,{"$error":"#N/A"},{"$error":"#N/A"},null,"RMOE126"]
[152,"RMON126",4.8499999335035677E-3,41.53160582308508,0,224.0677490234375,0,0,478.3245905160133,0,14078.145092093373,0,0,null,702.39233953137671,14078.145092093373,14302.212841108732,null,164.9107538111019,36.029359460099315,0,0,629.37446120528102,0,null,200.94010579279535,629.37445068359375,null,-501.45223374665551,-14101.272735324015,-13448.770641409779,null,0.42009152315590242,1.4273194691369404E-2,0,0,0.28607958043014686,1.4049581559513739E-2,0,0,4.4705779530363393E-2,"FAIL",0,null,"RMON126",null,-13448.770641409779,13448.770641409779,1.419954713710157E-2,"FAIL",0,1,null,null,29.692775297236519,1,134.73624216498396,"YES",1,null,13.941899999999999,11.722899999999999,12.695988728363995,0,0,0,null,-502.45193576552515,null,{"$error":"#N/A"},null,{"$error":"#N/A"},null,{"$error":"#N/A"},null,134.73624216498396,null,{"$error":"#N/A"},{"$error":"#N/A"},null,"RMON126"]
[153,"RMFE126",4.8499999335035677E-3,41.53160582308508,0,224.0677490234375,0,0,478.3245905160133,0,14078.145092093373,0,0,null,702.39233953137671,14078.145092093373,14302.212841108732,null,164.9107538111019,36.029359460099315,0,0,629.37446120528102,0,null,200.94010579279535,629.37445068359375,null,-501.45223374665551,-14101.272735324015,-13448.770641409779,null,0.42009152315590242,1.4273194691369404E-2,0,0,0.28607958043014686,1.4049581559513739E-2,0,0,4.4705779530363393E-2,"FAIL",0,null,"RMFE126",null,-13448.770641409779,13448.770641409779,1.419954713710157E-2,"FAIL",0,1,null,null,29.692775297236519,1,134.73624216498396,"YES",1,null,13.941899999999999,11.722899999999999,12.695988728363995,0,0,0,null,-502.45193576552515,null,{"$error":"#N/A"},null,{"$error":"#N/A"},null,{"$error":"#N/A"},null,134.73624216498396,null,{"$error":"#N/A"},{"$error":"#N/A"},null,"RMFE126"]
[154,"RMFN126",4.8499999335035677E-3,41.53160582308508,0,224.0677490234375,0,0,478.3245905160133,0,14078.145092093373,0,0,null,702.39233953137671,14078.145092093373,14302.212841108732,null,164.9107538111019,36.029359460099315,0,0,629.37446120528102,0,null,200.94010579279535,629.37445068359375,null,-501.45223374665551,-14101.272735324015,-13448.770641409779,null,0.42009152315590242,1.4273194691369404E-2,0,0,0.28607958043014686,1.4049581559513739E-2,0,0,4.4705779530363393E-2,"FAIL",0,null,"RMFN126",null,-13448.770641409779,13448.770641409779,1.419954713710157E-2,"FAIL",0,1,null,null,29.692775297236519,1,134.73624216498396,"YES",1,null,13.941899999999999,11.722899999999999,12.695988728363995,0,0,0,null,-502.45193576552515,null,{"$error":"#N/A"},null,{"$error":"#N/A"},null,{"$error":"#N/A"},null,134.73624216498396,null,{"$error":"#N/A"},{"$error":"#N/A"},null,"RMFN126"]
[155,"RSFE126",4.8499999335035677E-3,41.53160582308508,0,224.0677490234375,0,0,478.3245905160133,0,14078.145092093373,0,0,null,702.39233953137671,14078.145092093373,14302.212841108732,null,164.9107538111019,36.029359460099315,0,0,629.37446120528102,0,null,200.94010579279535,629.37445068359375,null,-501.45223374665551,-14101.272735324015,-13448.770641409779,null,0.42009152315590242,1.4273194691369404E-2,0,0,0.28607958043014686,1.4049581559513739E-2,0,0,4.4705779530363393E-2,"FAIL",0,null,"RSFE126",null,-13448.770641409779,13448.770641409779,1.419954713710157E-2,"FAIL",0,1,null,null,29.692775297236519,1,134.73624216498396,"YES",1,null,13.941899999999999,11.722899999999999,12.695988728363995,0,0,0,null,-502.45193576552515,null,{"$error":"#N/A"},null,{"$error":"#N/A"},null,{"$error":"#N/A"},null,134.73624216498396,null,{"$error":"#N/A"},{"$error":"#N/A"},null,"RSFE126"]
[156,"RSFN126",4.8499999335035677E-3,41.53160582308508,0,224.0677490234375,0,0,478.3245905160133,0,14078.145092093373,0,0,null,702.39233953137671,14078.145092093373,14302.212841108732,null,164.9107538111019,36.029359460099315,0,0,629.37446120528102,0,null,200.94010579279535,629.37445068359375,null,-501.45223374665551,-14101.272735324015,-13448.770641409779,null,0.42009152315590242,1.4273194691369404E-2,0,0,0.28607958043014686,1.4049581559513739E-2,0,0,4.4705779530363393E-2,"FAIL",0,null,"RSFN126",null,-13448.770641409779,13448.770641409779,1.419954713710157E-2,"FAIL",0,1,null,null,29.692775297236519,1,134.73624216498396,"YES",1,null,13.941899999999999,11.722899999999999,12.695988728363995,0,0,0,null,-502.45193576552515,null,{"$error":"#N/A"},null,{"$error":"#N/A"},null,{"$error":"#N/A"},null,134.73624216498396,null,{"$error":"#N/A"},{"$error":"#N/A"},null,"RSFN126"]
[157,"RMOT127",0.11639999784529208,940.33234076583551,0,1133.65576171875,0,0,10829.922728289335,0,1048.6326407094507,0,0,null,11963.578521428479,1048.6326407094507,2182.2884338485915,null,3755.1318788848685,864.70462289125476,0,0,14249.89832669649,0,null,4619.8363741389485,14249.8984375,null,-7343.7421158691368,2437.5479717107478,13201.265796790549,null,0.42658073284966874,4.4055813206552541,0,1,0.38615840385862893,2.116968760406976,0,1,13.589028115565098,"PASS",1,null,"RMOT127",null,13201.265796790549,0,0.38615840385862893,"FAIL",0,1,null,null,0.43714638290488811,0,-295.59234565383122,"NO",0,null,13.941899999999999,11.722899999999999,12.695988728363995,0,0,0,null,-7366.7263764369918,null,-651.79667354875346,null,0,null,0,null,-295.59234565383122,null,-295.59234565383122,-5.9118469130766247,null,"RMOT127"]
[158,"RMON127",0.11639999784529208,940.33234076583551,0,1133.65576171875,0,0,10829.922728289335,0,1048.6326407094507,0,0,null,11963.578521428479,1048.6326407094507,2182.2884338485915,null,3755.1318788848685,864.70462289125476,0,0,14249.89832669649,0,null,4619.8363741389485,14249.8984375,null,-7343.7421158691368,2437.5479717107478,13201.265796790549,null,0.42658073284966874,4.4055813206552541,0,1,0.38615840385862893,2.116968760406976,0,1,13.589028115565098,"PASS",1,null,"RMON127",null,13201.265796790549,0,0.38615840385862893,"FAIL",0,1,null,null,0.43714638290488811,0,-295.59234565383122,"NO",0,null,13.941899999999999,11.722899999999999,12.695988728363995,0,0,0,null,-7366.7263764369918,null,-651.79667354875346,null,0,null,0,null,-295.59234565383122,null,-295.59234565383122,-5.9118469130766247,null,"RMON127"]
[159,"RMFT127",0.11555000245571137,940.33234076583551,0,1133.65576171875,0,0,10829.922728289335,0,1048.6326407094507,0,0,null,11963.578521428479,1048.6326407094507,2182.2884338485915,null,3750.9075132659937,858.39023323135461,0,0,14249.89832669649,0,null,4609.2975783728107,14249.8984375,null,-7354.2809116352746,2427.00917594461,13201.265796790549,null,0.42560761457075352,4.3955312846779195,0,1,0.38527749721560905,2.1121395198013753,0,1,13.589028115565098,"PASS",1,null,"RMFT127",null,13201.265796790549,0,0.38527749721560905,"FAIL",0,1,null,null,0.43714638290488811,0,-295.59234565383122,"NO",0,null,13.941899999999999,11.722899999999999,12.695988728363995,0,0,0,null,-7377.2127403833974,null,-652.72449097926801,null,0,null,0,null,-295.59234565383122,null,-295.59234565383122,-5.9118469130766247,null,"RMFT127"]
[160,"RMFN127",0.11555000245571137,940.33234076583551,0,1133.65576171875,0,0,10829.922728289335,0,1048.6326407094507,0,0,null,11963.578521428479,1048.6326407094507,2182.2884338485915,null,3750.9075132659937,858.39023323135461,0,0,14249.89832669649,0,null,4609.2975783728107,14249.8984375,null,-7354.2809116352746,2427.00917594461,13201.265796790549,null,0.42560761457075352,4.3955312846779195,0,1,0.38527749721560905,2.1121395198013753,0,1,13.589028115565098,"PASS",1,null,"RMFN127",null,13201.265796790549,0,0.38527749721560905,"FAIL",0,1,null,null,0.43714638290488811,0,-295.59234565383122,"NO",0,null,13.941899999999999,11.722899999999999,12.695988728363995,0,0,0,null,-7377.2127403833974,null,-652.72449097926801,null,0,null,0,null,-295.59234565383122,null,-295.59234565383122,-5.9118469130766247,null,"RMFN127"]
[161,"RSFT127",0.11555000245571137,940.33234076583551,0,1133.65576171875,0,0,10829.922728289335,0,1048.6326407094507,0,0,null,11963.578521428479,1048.6326407094507,2182.2884338485915,null,3750.9075132659937,858.39023323135461,0,0,14249.89832669649,0,null,4609.2975783728107,14249.8984375,null,-7354.2809116352746,2427.00917594461,13201.265796790549,null,0.42560761457075352,4.3955312846779195,0,1,0.38527749721560905,2.1121395198013753,0,1,13.589028115565098,"PASS",1,null,"RSFT127",null,13201.265796790549,0,0.38527749721560905,"FAIL",0,1,null,null,0.43714638290488811,0,-295.59234565383122,"NO",0,null,13.941899999999999,11.722899999999999,12.695988728363995,0,0,0,null,-7377.2127403833974,null,-652.72449097926801,null,0,null,0,null,-295.59234565383122,null,-295.59234565383122,-5.9118469130766247,null,"RSFT127"]
[162,"RSFN127",0.11555000245571137,940.33234076583551,0,1133.65576171875,0,0,10829.922728289335,0,1048.6326407094507,0,0,null,11963.578521428479,1048.6326407094507,2182.2884338485915,null,3750.9075132659937,858.39023323135461,0,0,14249.89832669649,0,null,4609.2975783728107,14249.8984375,null,-7354.2809116352746,2427.00917594461,13201.265796790549,null,0.42560761457075352,4.3955312846779195,0,1,0.38527749721560905,2.1121395198013753,0,1,13.589028115565098,"PASS",1,null,"RSFN127",null,13201.265796790549,0,0.38527749721560905,"FAIL",0,1,null,null,0.43714638290488811,0,-295.59234565383122,"NO",0,null,13.941899999999999,11.722899999999999,12.695988728363995,0,0,0,null,-7377.2127403833974,null,-652.72449097926801,null,0,null,0,null,-295.59234565383122,null,-295.59234565383122,-5.9118469130766247,null,"RSFN127"]
[163,"RMOE128",7.0000002160668364E-3,68.575680147006196,0,72.796096801757813,0,0,789.79450651150546,0,372.4752020644919,0,0,null,862.59060013094472,372.4752020644919,445.27129568393099,null,268.26226779486649,52.001139683161917,0,0,1039.2032980414551,0,null,320.26340397958188,1039.2032470703125,null,-542.32719933368139,-125.00789488666783,666.7280450058206,null,0.4055021924553186,0.85982476740593905,0,0,0.37128088660997527,0.71925454165816871,0,0,2.7899931090993291,"PASS",1,null,"RMOE128",null,666.7280450058206,0,0.37128088660997527,"FAIL",0,1,null,null,2.418098571434188,1,-5.0330381945351403,"NO",0,null,13.941899999999999,11.722899999999999,12.695988728363995,0,0,0,null,-543.92054960223652,null,-48.12525765033481,null,0,null,0,null,-5.0330381945351403,null,-5.0330381945351403,-0.24953089710139514,null,"RMOE128"]
[164,"RMON128",7.0000002160668364E-3,68.575680147006196,0,72.796096801757813,0,0,789.79450651150546,0,372.4752020644919,0,0,null,862.59060013094472,372.4752020644919,445.27129568393099,null,268.26226779486649,52.001139683161917,0,0,1039.2032980414551,0,null,320.26340397958188,1039.2032470703125,null,-542.32719933368139,-125.00789488666783,666.7280450058206,null,0.4055021924553186,0.85982476740593905,0,0,0.37128088660997527,0.71925454165816871,0,0,2.7899931090993291,"PASS",1,null,"RMON128",null,666.7280450058206,0,0.37128088660997527,"FAIL",0,1,null,null,2.418098571434188,1,-5.0330381945351403,"NO",0,null,13.941899999999999,11.722899999999999,12.695988728363995,0,0,0,null,-543.92054960223652,null,-48.12525765033481,null,0,null,0,null,-5.0330381945351403,null,-5.0330381945351403,-0.24953089710139514,null,"RMON128"]
[165,"RMFE128",7.0000002160668364E-3,68.575680147006196,0,72.796096801757813,0,0,789.79450651150546,0,372.4752020644919,0,0,null,862.59060013094472,372.4752020644919,445.27129568393099,null,268.26226779486649,52.001139683161917,0,0,1039.2032980414551,0,null,320.26340397958188,1039.2032470703125,null,-542.32719933368139,-125.00789488666783,666.7280450058206,null,0.4055021924553186,0.85982476740593905,0,0,0.37128088660997527,0.71925454165816871,0,0,2.7899931090993291,"PASS",1,null,"RMFE128",null,666.7280450058206,0,0.37128088660997527,"FAIL",0,1,null,null,2.418098571434188,1,-5.0330381945351403,"NO",0,null,13.941899999999999,11.722899999999999,12.695988728363995,0,0,0,null,-543.92054960223652,null,-48.12525765033481,null,0,null,0,null,-5.0330381945351403,null,-5.0330381945351403,-0.24953089710139514,null,"RMFE128"]
[166,"RMFN128",7.0000002160668364E-3,68.575680147006196,0,72.796096801757813,0,0,789.79450651150546,0,372.4752020644919,0,0,null,862.59060013094472,372.4752020644919,445.27129568393099,null,268.26226779486649,52.001139683161917,0,0,1039.2032980414551,0,null,320.26340397958188,1039.2032470703125,null,-542.32719933368139,-125.00789488666783,666.7280450058206,null,0.4055021924553186,0.85982476740593905,0,0,0.37128088660997527,0.71925454165816871,0,0,2.7899931090993291,"PASS",1,null,"RMFN128",null,666.7280450058206,0,0.37128088660997527,"FAIL",0,1,null,null,2.418098571434188,1,-5.0330381945351403,"NO",0,null,13.941899999999999,11.722899999999999,12.695988728363995,0,0,0,null,-543.92054960223652,null,-48.12525765033481,null,0,null,0,null,-5.0330381945351403,null,-5.0330381945351403,-0.24953089710139514,null,"RMFN128"]
[167,"RSFE128",7.0000002160668364E-3,68.575680147006196,0,72.796096801757813,0,0,789.79450651150546,0,372.4752020644919,0,0,null,862.59060013094472,372.4752020644919,445.27129568393099,null,268.26226779486649,52.001139683161917,0,0,1039.2032980414551,0,null,320.26340397958188,1039.2032470703125,null,-542.32719933368139,-125.00789488666783,666.7280450058206,null,0.4055021924553186,0.85982476740593905,0,0,0.37128088660997527,0.71925454165816871,0,0,2.7899931090993291,"PASS",1,null,"RSFE128",null,666.7280450058206,0,0.37128088660997527,"FAIL",0,1,null,null,2.418098571434188,1,-5.0330381945351403,"NO",0,null,13.941899999999999,11.722899999999999,12.695988728363995,0,0,0,null,-543.92054960223652,null,-48.12525765033481,null,0,null,0,null,-5.0330381945351403,null,-5.0330381945351403,-0.24953089710139514,null,"RSFE128"]
[168,"RSFN128",7.0000002160668364E-3,68.575680147006196,0,72.796096801757813,0,0,789.79450651150546,0,372.4752020644919,0,0,null,862.59060013094472,372.4752020644919,445.27129568393099,null,268.26226779486649,52.001139683161917,0,0,1039.2032980414551,0,null,320.26340397958188,1039.2032470703125,null,-542.32719933368139,-125.00789488666783,666.7280450058206,null,0.4055021924553186,0.85982476740593905,0,0,0.37128088660997527,0.71925454165816871,0,0,2.7899931090993291,"PASS",1,null,"RSFN128",null,666.7280450058206,0,0.37128088660997527,"FAIL",0,1,null,null,2.418098571434188,1,-5.0330381945351403,"NO",0,null,13.941899999999999,11.722899999999999,12.695988728363995,0,0,0,null,-543.92054960223652,null,-48.12525765033481,null,0,null,0,null,-5.0330381945351403,null,-5.0330381945351403,-0.24953089710139514,null,"RSFN128"]
[169,"RMOE201",0.15244999453425406,487.02304811905969,0,778.28057861328125,0,0,5609.1040894432099,0,5019.6056622733322,0,0,null,6387.3846485536224,5019.6056622733322,5797.8862213837456,null,2604.1422210436644,1132.5104593964372,0,0,7380.4001176884331,0,null,3736.6527273555926,8077.43603515625,null,-2650.7319407008986,-2061.2335135310209,3057.8303728829178,null,0.66617639248098048,0.74441160895162783,0,0,0.58500511892491913,0.64448534726410622,0,0,1.6091774092664592,"PASS",1,null,"RMOE201",null,3057.8303728829178,0,0.58500511892491913,"FAIL",0,1,null,null,9.6154619730707136,1,390.62355979345398,"YES",1,null,13.941899999999999,11.722899999999999,12.695988728363995,0,0,0,null,-2669.3222527772946,null,-401.46923360019497,null,0,null,0,null,390.62355979345398,null,0,0,null,"RMOE201"]
[170,"RMON201",0.15244999453425406,487.02304811905969,0,778.28057861328125,0,0,5609.1040894432099,0,5943.4410228595607,0,0,null,6387.3846485536224,5943.4410228595607,6721.7215819699722,null,2604.1422210436644,1132.5104593964372,0,0,7380.4001176884331,0,null,3736.6527273555926,7380.39990234375,null,-2650.7319407008986,-2985.0688741172494,1436.9588794841893,null,0.66617639248098048,0.62870191072541026,0,0,0.58500511892491913,0.55590709477417655,0,0,1.2417722114104242,"PASS",1,null,"RMON201",null,1436.9588794841893,0,0.58500511892491913,"FAIL",0,1,null,null,11.385143171681818,1,495.45855979345362,"YES",1,null,13.941899999999999,11.722899999999999,12.695988728363995,0,0,0,null,-2669.3222527772946,null,-401.46923360019497,null,0,null,0,null,495.45855979345362,null,0,0,null,"RMON201"]
[171,"RMFE201",7.6900000683963285E-2,230.60007939650521,0,368.50735473632813,0,0,2655.84935531154,0,4491.3890900823271,0,0,null,3024.3567002682353,4491.3890900823271,4859.8964350390224,null,1282.9196922236411,571.26965053851325,0,0,3494.5386254099212,0,null,1854.1892972278772,4020.771240234375,null,-1170.1674128199909,-3005.7071475907778,-470.61784984795213,null,0.69815303850710109,0.41283203482018743,0,0,0.61308551701843728,0.38152856100559679,0,0,0.89521775103227008,"FAIL",0,null,"RMFE201",null,-470.61784984795213,470.61784984795213,0.53053012702992253,"FAIL",0,1,null,null,18.170683286808266,1,424.92350944242565,"YES",1,null,13.941899999999999,11.722899999999999,12.695988728363995,0,0,0,null,-1179.3922351942585,null,-177.38199135934892,null,70.781482940266187,null,70.781482940266187,null,424.92350944242565,null,70.781482940266187,0.13887599317022975,null,"RMFE201"]
[172,"RMFN201",7.6900000683963285E-2,230.60007939650521,0,368.50735473632813,0,0,2655.84935531154,0,5188.8456123816859,0,0,null,3024.3567002682353,5188.8456123816859,5557.3529573383821,null,1282.9196922236411,571.26965053851325,0,0,3494.5386254099212,0,null,1854.1892972278772,3494.53857421875,null,-1170.1674128199909,-3703.1636698901366,-1694.3070381629359,null,0.69815303850710109,0.35734138876735672,0,0,0.61308551701843728,0.33364612760766221,0,0,0.67347129501792069,"FAIL",0,null,"RMFN201",null,-1694.3070381629359,1694.3070381629359,0.3929479607295473,"FAIL",0,1,null,null,20.992363222363455,1,504.06950944242533,"YES",1,null,13.941899999999999,11.722899999999999,12.695988728363995,0,0,0,null,-1179.3922351942585,null,-177.38199135934892,null,254.82578860119412,null,254.82578860119412,null,504.06950944242533,null,254.82578860119412,0.43277366361511094,null,"RMFN201"]
[173,"RSFE201",0.20930000022053719,651.62554440295048,0,1041.3214111328125,0,0,7504.8511975201673,0,6530.356273651334,0,0,null,8546.1725947720279,6530.356273651334,7571.6776709031947,null,3550.0217388709611,1554.8340301722703,0,0,9874.8042072633834,0,null,5104.85574808817,11060.353515625,null,-3441.3168605648098,-2466.8219366959765,4529.997241973666,null,0.68020745698128837,0.78171167608193592,0,0,0.59732654392207285,0.67420404837711989,0,0,1.6936830169972943,"PASS",1,null,"RSFE201",null,4529.997241973666,0,0.59732654392207285,"FAIL",0,1,null,null,9.349509357398686,1,501.56559596882403,"YES",1,null,13.941899999999999,11.722899999999999,12.695988728363995,0,0,0,null,-3466.7141528438542,null,-521.39792136565586,null,0,null,0,null,501.56559596882403,null,0,0,null,"RSFE201"]
[174,"RSFN201",0.20930000022053719,651.62554440295048,0,1041.3214111328125,0,0,7504.8511975201673,0,8101.6557977861576,0,0,null,8546.1725947720279,8101.6557977861576,9142.9771950380182,null,3550.0217388709611,1554.8340301722703,0,0,9874.8042072633834,0,null,5104.85574808817,9874.8046875,null,-3441.3168605648098,-4038.1214608308001,1773.1488897138424,null,0.68020745698128837,0.63010029992672767,0,0,0.59732654392207285,0.55833626524939661,0,0,1.2188625305704013,"PASS",1,null,"RSFN201",null,1773.1488897138424,0,0.59732654392207285,"FAIL",0,1,null,null,11.599138687727786,1,679.87359596882368,"YES",1,null,13.941899999999999,11.722899999999999,12.695988728363995,0,0,0,null,-3466.7141528438542,null,-521.39792136565586,null,0,null,0,null,679.87359596882368,null,0,0,null,"RSFN201"]
[175,"RMOE202",0.35830778479576109,1374.3317944485384,0,2196.232421875,0,0,15828.347586968006,0,13957.061711354956,0,0,null,18024.57996753728,13957.061711354956,16153.29409192423,null,6772.1574767917691,2661.7732273725378,0,0,20826.773140747377,0,null,9433.930439511485,25339.90234375,null,-8590.6495693315192,-6719.363693718471,11382.840632395044,null,0.59601486432347162,0.67592525093131772,0,0,0.52339252481240184,0.58402517540396626,0,0,1.8155613887652571,"PASS",1,null,"RMOE202",null,11382.840632395044,0,0.52339252481240184,"FAIL",0,1,null,null,9.4744162038665038,1,1078.7234947136333,"YES",1,null,13.941899999999999,11.722899999999999,12.695988728363995,0,0,0,null,-8637.5845466425217,null,-1299.1029631171243,null,0,null,0,null,1078.7234947136333,null,0,0,null,"RMOE202"]
[176,"RMON202",0.35830778479576109,1374.3317944485384,0,2196.232421875,0,0,15828.347586968006,0,19938.661124389266,0,0,null,18024.57996753728,19938.661124389266,22134.893504958542,null,6772.1574767917691,2661.7732273725378,0,0,20826.773140747377,0,null,9433.930439511485,20826.7734375,null,-8590.6495693315192,-12700.963106752781,888.11231311073425,null,0.59601486432347162,0.47314763918484787,0,0,0.52339252481240184,0.42620175334449084,0,0,1.0445422241528737,"PASS",1,null,"RMON202",null,888.11231311073425,0,0.52339252481240184,"FAIL",0,1,null,null,13.534880291494218,1,1757.5034947136312,"YES",1,null,13.941899999999999,11.722899999999999,12.695988728363995,0,0,0,null,-8637.5845466425217,null,-1299.1029631171243,null,0,null,0,null,1757.5034947136312,null,0,0,null,"RMON202"]
[177,"RMFE202",0.1959576539695263,725.31573853658324,0,1159.0809326171875,0,0,8353.5501879748826,0,10537.193241907964,0,0,null,9512.631123075038,10537.193241907964,11696.274177008116,null,3637.3483693351091,1455.717288788831,0,0,10991.513405230111,0,null,5093.0656197040853,14398.80078125,null,-4419.5655008879849,-6603.2085548210662,3861.607539342036,null,0.60968875569044456,0.48334176879742663,0,0,0.53540030672261485,0.43544341930671737,0,0,1.3664740173867038,"PASS",1,null,"RMFE202",null,3861.607539342036,0,0.53540030672261485,"FAIL",0,1,null,null,13.553389452786243,1,929.17087952660074,"YES",1,null,13.941899999999999,11.722899999999999,12.695988728363995,0,0,0,null,-4444.9041358118848,null,-668.51885529147353,null,0,null,0,null,929.17087952660074,null,0,0,null,"RMFE202"]
[178,"RMFN202",0.1959576539695263,725.31573853658324,0,1159.0809326171875,0,0,8353.5501879748826,0,15053.132895377794,0,0,null,9512.631123075038,15053.132895377794,16212.213830477946,null,3637.3483693351091,1455.717288788831,0,0,10991.513405230111,0,null,5093.0656197040853,10991.513671875,null,-4419.5655008879849,-11119.148208290895,-4061.6192235027938,null,0.60968875569044456,0.3383392450662519,0,0,0.53540030672261485,0.31414991646048146,0,0,0.73018113559935738,"FAIL",0,null,"RMFN202",null,-4061.6192235027938,4061.6192235027938,0.3752005076228534,"FAIL",0,1,null,null,19.361984930608646,1,1441.6308795265988,"YES",1,null,13.941899999999999,11.722899999999999,12.695988728363995,0,0,0,null,-4444.9041358118848,null,-668.51885529147353,null,610.87234976553066,null,610.87234976553066,null,1441.6308795265988,null,610.87234976553066,0.35761172557223153,null,"RMFN202"]
[179,"RSFE202",0.48329611569643011,1842.1495462322139,0,2943.822021484375,0,0,21216.2619265014,0,24817.130494951889,0,0,null,24160.083972652865,24817.130494951889,27760.952541103376,null,9092.3932792281576,3590.2782921313665,0,0,27916.134113817629,0,null,12682.672040635052,34779.1171875,null,-11477.411907350723,-15078.280475801212,9961.986692548111,null,0.59778070635492231,0.51104506394141191,0,0,0.52494321079097106,0.45685291357081848,0,0,1.4014157355772661,"PASS",1,null,"RSFE202",null,9961.986692548111,0,0.52494321079097106,"FAIL",0,1,null,null,12.568305379383043,1,2139.1695422318298,"YES",1,null,13.941899999999999,11.722899999999999,12.695988728363995,0,0,0,null,-11540.509778199654,null,-1735.7063618635041,null,0,null,0,null,2139.1695422318298,null,0,0,null,"RSFE202"]
[180,"RSFN202",0.48329611569643011,1842.1495462322139,0,2943.822021484375,0,0,21216.2619265014,0,33913.169898405278,0,0,null,24160.083972652865,33913.169898405278,36856.991944556758,null,9092.3932792281576,3590.2782921313665,0,0,27916.134113817629,0,null,12682.672040635052,27916.134765625,null,-11477.411907350723,-24174.319879254603,-5997.0351327802782,null,0.59778070635492231,0.37397483274577165,0,0,0.52494321079097106,0.34410491415581107,0,0,0.82316500784958235,"FAIL",0,null,"RSFN202",null,-5997.0351327802782,5997.0351327802782,0.42055317043609614,"FAIL",0,1,null,null,17.17487459572812,1,3171.3704397331039,"YES",1,null,13.941899999999999,11.722899999999999,12.695988728363995,0,0,0,null,-11540.509778199654,null,-1735.7063618635041,null,901.96119862475575,null,901.96119862475575,null,3171.3704397331039,null,901.96119862475575,0.2343730377883681,null,"RSFN202"]
[181,"RMOE203",0.19234646940603853,391.54941283565609,0,513.9122314453125,0,0,4509.5225395137049,0,6529.950020117024,0,0,null,5023.4347587120374,6529.950020117024,7043.8622393153555,null,2514.2383725715877,1428.8907592015044,0,0,5933.5822888338198,0,null,3943.1290997442088,6753.33984375,null,-1080.3056712148086,-3100.7331518181277,223.389823632976,null,0.87440057460482845,0.60385287599391813,0,0,0.78494681020640211,0.55979645241779374,0,0,1.034210035749856,"PASS",1,null,"RMOE203",null,223.389823632976,0,0.78494681020640211,"FAIL",0,1,null,null,18.943388835861509,1,758.30377157394389,"YES",1,null,13.941899999999999,11.722899999999999,12.695988728363995,0,0,0,null,-1099.9232289249785,null,-189.32778255727649,null,0,null,0,null,758.30377157394389,null,0,0,null,"RMOE203"]
[182,"RMON203",0.19234646940603853,391.54941283565609,0,513.9122314453125,0,0,4509.5225395137049,0,7551.2222010658807,0,0,null,5023.4347587120374,7551.2222010658807,8065.1344202642149,null,2514.2383725715877,1428.8907592015044,0,0,5933.5822888338198,0,null,3943.1290997442088,5933.58251953125,null,-1080.3056712148086,-4122.0053327669848,-1617.6396815346307,null,0.87440057460482845,0.52218422326224523,0,0,0.78494681020640211,0.48891052377864208,0,0,0.78577776703401803,"FAIL",0,null,"RMON203",null,-1617.6396815346307,1617.6396815346307,0.59374866641701463,"FAIL",0,1,null,null,21.906098938251159,1,899.40717321328816,"YES",1,null,13.941899999999999,11.722899999999999,12.695988728363995,0,0,0,null,-1099.9232289249785,null,-189.32778255727649,null,278.4413728410309,null,278.4413728410309,null,899.40717321328816,null,278.4413728410309,0.26688268381309233,null,"RMON203"]
[183,"RMFE203",0.17113338215276599,345.68616027790745,0,453.71627807617188,0,0,3981.30984307075,0,4929.9304753571678,0,0,null,4435.0261167082353,4929.9304753571678,5383.6467489946526,null,2226.2839814991462,1271.3043764415991,0,0,5238.5655829878297,0,null,3497.5882578993751,5857.4599609375,null,-937.43786324754728,-1886.0584955339646,927.52948558033222,null,0.87850189906388076,0.70945995595322853,0,0,0.78862855874113302,0.6496689731117371,0,0,1.1881425083409789,"PASS",1,null,"RMFE203",null,927.52948558033222,0,0.78862855874113302,"FAIL",0,1,null,null,16.199185940216466,1,554.09376447626903,"YES",1,null,13.941899999999999,11.722899999999999,12.695988728363995,0,0,0,null,-954.83879985401131,null,-164.35466396386218,null,0,null,0,null,554.09376447626903,null,0,0,null,"RMFE203"]
[184,"RMFN203",0.17113338215276599,345.68616027790745,0,453.71627807617188,0,0,3981.30984307075,0,5700.9620611549872,0,0,null,4435.0261167082353,5700.9620611549872,6154.6783347924747,null,2226.2839814991462,1271.3043764415991,0,0,5238.5655829878297,0,null,3497.5882578993751,5238.5654296875,null,-937.43786324754728,-2657.0900813317839,-462.39663146748717,null,0.87850189906388076,0.61350842548683449,0,0,0.78862855874113302,0.56828124316506412,0,0,0.91889147366579604,"FAIL",0,null,"RMFN203",null,-462.39663146748717,462.39663146748717,0.71416915275125969,"FAIL",0,1,null,null,18.732707911871888,1,660.62290382053118,"YES",1,null,13.941899999999999,11.722899999999999,12.695988728363995,0,0,0,null,-954.83879985401131,null,-164.35466396386218,null,79.5914902017808,null,79.5914902017808,null,660.62290382053118,null,79.5914902017808,0.10104674571936259,null,"RMFN203"]
[185,"RSFE203",0.22780241016298536,464.98904867639845,0,610.30242919921875,0,0,5355.3358194240745,0,7933.3159196119841,0,0,null,5965.6382516629847,7933.3159196119841,8543.6183518509006,null,2982.7273039915608,1692.2835121999992,0,0,7046.4944992421997,0,null,4675.0108353385767,8042.42822265625,null,-1290.6274132847166,-3868.607513472627,109.1123030442659,null,0.87296315170041727,0.58928837357673636,0,0,0.78365644051873939,0.54719331370754387,0,0,1.0137536818336617,"PASS",1,null,"RSFE203",null,109.1123030442659,0,0.78365644051873939,"FAIL",0,1,null,null,19.379670471884431,1,925.20828479909346,"YES",1,null,13.941899999999999,11.722899999999999,12.695988728363995,0,0,0,null,-1313.8861736595347,null,-226.15683463176597,null,0,null,0,null,925.20828479909346,null,0,0,null,"RSFE203"]
[186,"RSFN203",0.22780241016298536,464.98904867639845,0,610.30242919921875,0,0,5355.3358194240745,0,9174.0713308614049,0,0,null,5965.6382516629847,9174.0713308614049,9784.3737631003132,null,2982.7273039915608,1692.2835121999992,0,0,7046.4944992421997,0,null,4675.0108353385767,7046.49462890625,null,-1290.6274132847166,-5109.362924722047,-2127.5767019551549,null,0.87296315170041727,0.5095895450051634,0,0,0.78365644051873939,0.47780378693440373,0,0,0.76808805761101651,"FAIL",0,null,"RSFN203",null,-2127.5767019551549,2127.5767019551549,0.57764570246641456,"FAIL",0,1,null,null,22.410614194394661,1,1096.6365225040115,"YES",1,null,13.941899999999999,11.722899999999999,12.695988728363995,0,0,0,null,-1313.8861736595347,null,-226.15683463176597,null,366.21590362754955,null,366.21590362754955,null,1096.6365225040115,null,366.21590362754955,0.28892089620512029,null,"RSFN203"]
[187,"RMOE204",0.20940116941928863,707.25846806365325,0,928.283203125,0,0,8145.5823925182449,0,7096.3290578801443,0,0,null,9073.865616957879,7096.3290578801443,8024.6122823197766,null,3722.1765832697834,1555.5855892399177,0,0,10717.87156910295,0,null,5277.7623660418039,10717.87109375,null,-3796.1032296014409,-2746.8498949633404,3621.5420358698557,null,0.64792940660565324,0.74373134658702078,0,0,0.58164431800443306,0.65769686987726483,0,0,1.5103402063702642,"PASS",1,null,"RMOE204",null,3621.5420358698557,0,0.58164431800443306,"FAIL",0,1,null,null,11.396984427773274,1,720.52729557660552,"YES",1,null,13.941899999999999,11.722899999999999,12.695988728363995,0,0,0,null,-3822.360753810603,null,-657.93599646060454,null,0,null,0,null,720.52729557660552,null,0,0,null,"RMOE204"]
[188,"RMON204",0.20940116941928863,707.25846806365325,0,928.283203125,0,0,8145.5823925182449,0,7096.3290578801443,0,0,null,9073.865616957879,7096.3290578801443,8024.6122823197766,null,3722.1765832697834,1555.5855892399177,0,0,10717.87156910295,0,null,5277.7623660418039,10717.87109375,null,-3796.1032296014409,-2746.8498949633404,3621.5420358698557,null,0.64792940660565324,0.74373134658702078,0,0,0.58164431800443306,0.65769686987726483,0,0,1.5103402063702642,"PASS",1,null,"RMON204",null,3621.5420358698557,0,0.58164431800443306,"FAIL",0,1,null,null,11.396984427773274,1,720.52729557660552,"YES",1,null,13.941899999999999,11.722899999999999,12.695988728363995,0,0,0,null,-3822.360753810603,null,-657.93599646060454,null,0,null,0,null,720.52729557660552,null,0,0,null,"RMON204"]
[189,"RMFE204",0.1931075558066368,672.19827233704973,0,882.26641845703125,0,0,7741.7898246176501,0,5357.5305158849924,0,0,null,8624.0562210826665,5357.5305158849924,6239.796912350007,null,3483.8383648855583,1434.5446676310528,0,0,10186.565558707427,0,null,4918.3829991483481,10186.5654296875,null,-3705.6732439263333,-1321.4139351936756,4829.0349138025076,null,0.63530309018577058,0.91803172834301572,0,0,0.5703097081605798,0.78822805467899149,0,0,1.9013546258830438,"PASS",1,null,"RMFE204",null,4829.0349138025076,0,0.5703097081605798,"FAIL",0,1,null,null,9.0531908524547493,1,493.17268451046317,"YES",1,null,13.941899999999999,11.722899999999999,12.695988728363995,0,0,0,null,-3730.1428110862757,null,-642.06268989805926,null,0,null,0,null,493.17268451046317,null,0,0,null,"RMFE204"]
[190,"RMFN204",0.1931075558066368,672.19827233704973,0,882.26641845703125,0,0,7741.7898246176501,0,5357.5305158849924,0,0,null,8624.0562210826665,5357.5305158849924,6239.796912350007,null,3483.8383648855583,1434.5446676310528,0,0,10186.565558707427,0,null,4918.3829991483481,10186.5654296875,null,-3705.6732439263333,-1321.4139351936756,4829.0349138025076,null,0.63530309018577058,0.91803172834301572,0,0,0.5703097081605798,0.78822805467899149,0,0,1.9013546258830438,"PASS",1,null,"RMFN204",null,4829.0349138025076,0,0.5703097081605798,"FAIL",0,1,null,null,9.0531908524547493,1,493.17268451046317,"YES",1,null,13.941899999999999,11.722899999999999,12.695988728363995,0,0,0,null,-3730.1428110862757,null,-642.06268989805926,null,0,null,0,null,493.17268451046317,null,0,0,null,"RMFN204"]
[191,"RSFE204",0.26721554994583135,856.54890940425742,0,1124.228271484375,0,0,9864.9786885917983,0,8621.3964937789533,0,0,null,10989.206979291374,8621.3964937789533,9745.624784478523,null,4617.7477429816663,1985.0732441910866,0,0,12980.235116568156,0,null,6602.8207437534238,12980.2353515625,null,-4386.3862163227495,-3142.8040215099045,4358.8388577835467,null,0.66931931149422086,0.76586441054159871,0,0,0.60084597257486316,0.67751641406183516,0,0,1.5055838530252967,"PASS",1,null,"RSFE204",null,4358.8388577835467,0,0.60084597257486316,"FAIL",0,1,null,null,11.432990149606189,1,876.36985945842662,"YES",1,null,13.941899999999999,11.722899999999999,12.695988728363995,0,0,0,null,-4419.2360707692833,null,-760.67505792528982,null,0,null,0,null,876.36985945842662,null,0,0,null,"RSFE204"]
[192,"RSFN204",0.26721554994583135,856.54890940425742,0,1124.228271484375,0,0,9864.9786885917983,0,8621.3964937789533,0,0,null,10989.206979291374,8621.3964937789533,9745.624784478523,null,4617.7477429816663,1985.0732441910866,0,0,12980.235116568156,0,null,6602.8207437534238,12980.2353515625,null,-4386.3862163227495,-3142.8040215099045,4358.8388577835467,null,0.66931931149422086,0.76586441054159871,0,0,0.60084597257486316,0.67751641406183516,0,0,1.5055838530252967,"PASS",1,null,"RSFN204",null,4358.8388577835467,0,0.60084597257486316,"FAIL",0,1,null,null,11.432990149606189,1,876.36985945842662,"YES",1,null,13.941899999999999,11.722899999999999,12.695988728363995,0,0,0,null,-4419.2360707692833,null,-760.67505792528982,null,0,null,0,null,876.36985945842662,null,0,0,null,"RSFN204"]
[193,"RMOE205",0.23785085529088973,613.18348064225393,0,804.80902099609375,0,0,7062.1092413036577,0,8047.1921639373895,0,0,null,7866.9182669939728,8047.1921639373895,8852.001189627701,null,3588.393244840855,1766.9307382808495,0,0,9292.2490017153377,0,null,5355.3240165337547,10573.7626953125,null,-2511.5942457659967,-3496.6771683997295,2526.5705313751105,null,0.75831792366117068,0.6654897643097244,0,0,0.68073975576914436,0.60498455712463794,0,0,1.3139692056438841,"PASS",1,null,"RMOE205",null,2526.5705313751105,0,0.68073975576914436,"FAIL",0,1,null,null,14.906932425477258,1,886.47729251768078,"YES",1,null,13.941899999999999,11.722899999999999,12.695988728363995,0,0,0,null,-2538.2376488333284,null,-436.90222464588589,null,0,null,0,null,886.47729251768078,null,0,0,null,"RMOE205"]
[194,"RMON205",0.23785085529088973,613.18348064225393,0,804.80902099609375,0,0,7062.1092413036577,0,9643.7293344478203,0,0,null,7866.9182669939728,9643.7293344478203,10448.538360138136,null,3588.393244840855,1766.9307382808495,0,0,9292.2490017153377,0,null,5355.3240165337547,9292.2490234375,null,-2511.5942457659967,-5093.2143389101593,-351.48031101032029,null,0.75831792366117068,0.55531670693040969,0,0,0.68073975576914436,0.51254288727796227,0,0,0.9635534865381572,"FAIL",0,null,"RMON205",null,-351.48031101032029,351.48031101032029,0.6516262224036703,"FAIL",0,1,null,null,17.864420020912625,1,1107.0618744574801,"YES",1,null,13.941899999999999,11.722899999999999,12.695988728363995,0,0,0,null,-2538.2376488333284,null,-436.90222464588589,null,60.49966592774323,null,60.49966592774323,null,1107.0618744574801,null,60.49966592774323,4.5405852454738917E-2,null,"RMON205"]
[195,"RMFE205",0.21590685173869134,565.07616099397251,0,741.66766357421875,0,0,6508.0513493548578,0,6075.4058653439524,0,0,null,7249.7189838473296,6075.4058653439524,6817.0734998364278,null,3290.5476743735899,1603.9145727518087,0,0,8563.2254596774455,0,null,4894.4622863081113,9530.732421875,null,-2355.2567266209653,-1922.6112426100599,3455.3265565310476,null,0.75206264111503951,0.80561898164329748,0,0,0.67512441207436813,0.71797117422097589,0,0,1.5687400369811224,"PASS",1,null,"RMFE205",null,3455.3265565310476,0,0.67512441207436813,"FAIL",0,1,null,null,12.212447321565968,1,631.72714459107885,"YES",1,null,13.941899999999999,11.722899999999999,12.695988728363995,0,0,0,null,-2379.6072852593134,null,-409.5974690120986,null,0,null,0,null,631.72714459107885,null,0,0,null,"RMFE205"]
[196,"RMFN205",0.21590685173869134,565.07616099397251,0,741.66766357421875,0,0,6508.0513493548578,0,7280.746904342479,0,0,null,7249.7189838473296,7280.746904342479,8022.4145388349516,null,3290.5476743735899,1603.9145727518087,0,0,8563.2254596774455,0,null,4894.4622863081113,8563.2255859375,null,-2355.2567266209653,-3127.9522816085864,1282.478681595021,null,0.75206264111503951,0.67224727773312543,0,0,0.67512441207436813,0.61009839928767617,0,0,1.1761465819983534,"PASS",1,null,"RMFN205",null,1282.478681595021,0,0.67512441207436813,"FAIL",0,1,null,null,14.63535771201693,1,798.26236198238314,"YES",1,null,13.941899999999999,11.722899999999999,12.695988728363995,0,0,0,null,-2379.6072852593134,null,-409.5974690120986,null,0,null,0,null,798.26236198238314,null,0,0,null,"RMFN205"]
[197,"RSFE205",0.30366943925619122,773.59009704679158,0,1015.3441162109375,0,0,8909.5318869532439,0,9776.6117527815113,0,0,null,9924.8760137797399,9776.6117527815113,10791.955879608004,null,4552.5110171537399,2255.8794915496997,0,0,11723.068272306909,0,null,6808.3907330291313,13279.9912109375,null,-3116.4852701350501,-3983.5651359633175,3503.3794581559887,null,0.76416929861366356,0.69639573557701095,0,0,0.68599252331802696,0.63087644312844759,0,0,1.3583429051643841,"PASS",1,null,"RSFE205",null,3503.3794581559887,0,0.68599252331802696,"FAIL",0,1,null,null,14.35528660442967,1,1066.4686629691619,"YES",1,null,13.941899999999999,11.722899999999999,12.695988728363995,0,0,0,null,-3150.3578608466364,null,-542.26536213706993,null,0,null,0,null,1066.4686629691619,null,0,0,null,"RSFE205"]
[198,"RSFN205",0.30366943925619122,773.59009704679158,0,1015.3441162109375,0,0,8909.5318869532439,0,11716.260194385759,0,0,null,9924.8760137797399,11716.260194385759,12731.604321212249,null,4552.5110171537399,2255.8794915496997,0,0,11723.068272306909,0,null,6808.3907330291313,11723.068359375,null,-3116.4852701350501,-5923.2135775675652,6.8081649892410496,null,0.76416929861366356,0.58110613967856406,0,0,0.68599252331802696,0.53476298563272273,0,0,1.000581086872115,"FAIL",0,null,"RSFN205",null,6.8081649892410496,0,0.68599252331802696,"FAIL",0,1,null,null,17.203329438195119,1,1334.4590141397302,"YES",1,null,13.941899999999999,11.722899999999999,12.695988728363995,0,0,0,null,-3150.3578608466364,null,-542.26536213706993,null,0,null,0,null,1334.4590141397302,null,0,0,null,"RSFN205"]
[199,"RMOE206",0.10706696123816074,218.61760524630236,0,286.9376220703125,0,0,2517.8457330658853,0,4672.3867454742358,0,0,null,2804.7833433237306,4672.3867454742358,4959.3243557320829,null,1402.1705226976694,795.37197642053843,0,0,3312.9549119287972,0,null,2197.5424305902716,3725.046142578125,null,-607.24092454592619,-2761.7819369542767,-947.34060289611079,null,0.87278676438782743,0.47032545683827515,0,0,0.78349810033137512,0.44311326860806138,0,0,0.79724696295448505,"FAIL",0,null,"RMOE206",null,-947.34060289611079,947.34060289611079,0.58567959245746992,"FAIL",0,1,null,null,24.276609440428292,1,565.21081804844175,"YES",1,null,13.941899999999999,11.722899999999999,12.695988728363995,0,0,0,null,-618.17397146428573,null,-106.40516008225971,null,163.06401297487955,null,163.06401297487955,null,565.21081804844175,null,163.06401297487955,0.2525940996591578,null,"RMOE206"]
[200,"RMON206",0.10706696123816074,218.61760524630236,0,286.9376220703125,0,0,2517.8457330658853,0,5185.7787400150164,0,0,null,2804.7833433237306,5185.7787400150164,5472.7163502728608,null,1402.1705226976694,795.37197642053843,0,0,3312.9549119287972,0,null,2197.5424305902716,3312.954833984375,null,-607.24092454592619,-3275.1739314950573,-1872.8239060306414,null,0.87278676438782743,0.42376324574617469,0,0,0.78349810033137512,0.4015450984843143,0,0,0.63885387327087961,"FAIL",0,null,"RMON206",null,-1872.8239060306414,1872.8239060306414,0.46980054286175582,"FAIL",0,1,null,null,26.944072630720722,1,636.14332804844162,"YES",1,null,13.941899999999999,11.722899999999999,12.695988728363995,0,0,0,null,-618.17397146428573,null,-106.40516008225971,null,322.3657687415045,null,322.3657687415045,null,636.14332804844162,null,322.3657687415045,0.44992361194644381,null,"RMON206"]
[201,"RMFE206",9.376121750101446E-2,191.11427757540426,0,250.8392333984375,0,0,2201.0865400298762,0,3527.5218643308722,0,0,null,2451.9257717919431,3527.5218643308722,3778.3610960929386,null,1226.5840442031426,696.52714537673705,0,0,2896.1665000393104,0,null,1923.1111519771059,3207.283935546875,null,-528.81462145120781,-1855.2499457522038,-320.23792878399718,null,0.87370992325953833,0.54517341803688479,0,0,0.78432682294790168,0.5089802436121954,0,0,0.90921730860915806,"FAIL",0,null,"RMFE206",null,-320.23792878399718,320.23792878399718,0.69372207364318961,"FAIL",0,1,null,null,20.965778181054702,1,417.13932586836557,"YES",1,null,13.941899999999999,11.722899999999999,12.695988728363995,0,0,0,null,-538.38233862522293,null,-92.670771613340037,null,55.121971564021351,null,55.121971564021351,null,417.13932586836557,null,55.121971564021351,0.11309903089093176,null,"RMFE206"]
[202,"RMFN206",9.376121750101446E-2,191.11427757540426,0,250.8392333984375,0,0,2201.0865400298762,0,3915.1185558599914,0,0,null,2451.9257717919431,3915.1185558599914,4165.9577876220574,null,1226.5840442031426,696.52714537673705,0,0,2896.1665000393104,0,null,1923.1111519771059,2896.16650390625,null,-528.81462145120781,-2242.8466372813236,-1018.9520519537414,null,0.87370992325953833,0.49120125598717074,0,0,0.78432682294790168,0.46162521303880844,0,0,0.73973915798064016,"FAIL",0,null,"RMFN206",null,-1018.9520519537414,1018.9520519537414,0.55407054028628056,"FAIL",0,1,null,null,23.269454140873407,1,470.69139586836553,"YES",1,null,13.941899999999999,11.722899999999999,12.695988728363995,0,0,0,null,-538.38233862522293,null,-92.670771613340037,null,175.39036130470402,null,175.39036130470402,null,470.69139586836553,null,175.39036130470402,0.32423855451717759,null,"RMFN206"]
[203,"RSFE206",0.10566680249758065,214.15027128965303,0,281.07418823242188,0,0,2466.394900786127,0,5676.5235953611882,0,0,null,2747.469091563541,5676.5235953611882,5957.5977861386009,null,1377.4326700551278,784.97056956338031,0,0,3245.2564484027989,0,null,2162.4033594123644,3745.90966796875,null,-585.0657296061845,-3795.1944241812457,-1930.6139273924382,null,0.87674660644292213,0.38093796724098244,0,0,0.78705284367178019,0.36296565125079783,0,0,0.6598950229027285,"FAIL",0,null,"RSFE206",null,-1930.6139273924382,1930.6139273924382,0.46224133941756224,"FAIL",0,1,null,null,30.109130395249217,1,705.58863981601564,"YES",1,null,13.941899999999999,11.722899999999999,12.695988728363995,0,0,0,null,-595.82395527490269,null,-102.5580924924691,null,332.31305988932411,null,332.31305988932411,null,705.58863981601564,null,332.31305988932411,0.42371009396283588,null,"RSFE206"]
[204,"RSFN206",0.10566680249758065,214.15027128965303,0,281.07418823242188,0,0,2466.394900786127,0,6300.2480556876153,0,0,null,2747.469091563541,6300.2480556876153,6581.322246465028,null,1377.4326700551278,784.97056956338031,0,0,3245.2564484027989,0,null,2162.4033594123644,3245.25634765625,null,-585.0657296061845,-4418.9188845076733,-3054.9917080313653,null,0.87674660644292213,0.34322511436041503,0,0,0.78705284367178019,0.32856670426828555,0,0,0.51509977368693616,"FAIL",0,null,"RSFN206",null,-3054.9917080313653,3054.9917080313653,0.37267005069845072,"FAIL",0,1,null,null,33.417458818045709,1,791.7651698160156,"YES",1,null,13.941899999999999,11.722899999999999,12.695988728363995,0,0,0,null,-595.82395527490269,null,-102.5580924924691,null,525.85015990411011,null,525.85015990411011,null,791.7651698160156,null,525.85015990411011,0.60409911872196076,null,"RSFN206"]
[205,"RMOE207",0.12897755987942219,462.55707879286285,0,607.11041259765625,0,0,5327.326524439316,0,7551.2222010658807,0,0,null,5934.4369275354147,7551.2222010658807,8158.3326041619821,null,2367.675766988029,958.13998575156188,0,0,7009.6401637359422,0,null,3325.8157451004822,7009.64013671875,null,-2608.62119193649,-4832.5168685630542,-541.58206434713065,null,0.62429357949867992,0.44043409881794127,0,0,0.56042650387671678,0.4076587585471107,0,0,0.92827888652638446,"FAIL",0,null,"RMOE207",null,-541.58206434713065,541.58206434713065,0.51355867615423367,"FAIL",0,1,null,null,18.543268559758218,1,873.31032867138208,"YES",1,null,13.941899999999999,11.722899999999999,12.695988728363995,0,0,0,null,-2625.1675389270395,null,-451.86530833807751,null,93.221534575508173,null,93.221534575508173,null,873.31032867138208,null,93.221534575508173,8.9351711931744335E-2,null,"RMOE207"]
[206,"RMON207",0.12897755987942219,462.55707879286285,0,607.11041259765625,0,0,5327.326524439316,0,7551.2222010658807,0,0,null,5934.4369275354147,7551.2222010658807,8158.3326041619821,null,2367.675766988029,958.13998575156188,0,0,7009.6401637359422,0,null,3325.8157451004822,7009.64013671875,null,-2608.62119193649,-4832.5168685630542,-541.58206434713065,null,0.62429357949867992,0.44043409881794127,0,0,0.56042650387671678,0.4076587585471107,0,0,0.92827888652638446,"FAIL",0,null,"RMON207",null,-541.58206434713065,541.58206434713065,0.51355867615423367,"FAIL",0,1,null,null,18.543268559758218,1,873.31032867138208,"YES",1,null,13.941899999999999,11.722899999999999,12.695988728363995,0,0,0,null,-2625.1675389270395,null,-451.86530833807751,null,93.221534575508173,null,93.221534575508173,null,873.31032867138208,null,93.221534575508173,8.9351711931744335E-2,null,"RMON207"]
[207,"RMFE207",0.11907146349549293,443.38303057409775,0,581.9443359375,0,0,5106.4966629154624,0,5700.9620611549872,0,0,null,5688.4409704212903,5700.9620611549872,6282.9063686608142,null,2219.9363155272049,884.55023062652401,0,0,6719.0745564677145,0,null,3104.4866679398483,6719.07470703125,null,-2583.9543309131141,-3178.4197291526389,1018.1126458762628,null,0.6079484376216937,0.54455487242988154,0,0,0.54575351463887001,0.49411633274952144,0,0,1.1785861114237968,"PASS",1,null,"RMFE207",null,1018.1126458762628,0,0.54575351463887001,"FAIL",0,1,null,null,14.605064933859287,1,624.71720556078265,"YES",1,null,13.941899999999999,11.722899999999999,12.695988728363995,0,0,0,null,-2599.3995382162971,null,-447.42990929639404,null,0,null,0,null,624.71720556078265,null,0,0,null,"RMFE207"]
[208,"RMFN207",0.11907146349549293,443.38303057409775,0,581.9443359375,0,0,5106.4966629154624,0,5700.9620611549872,0,0,null,5688.4409704212903,5700.9620611549872,6282.9063686608142,null,2219.9363155272049,884.55023062652401,0,0,6719.0745564677145,0,null,3104.4866679398483,6719.07470703125,null,-2583.9543309131141,-3178.4197291526389,1018.1126458762628,null,0.6079484376216937,0.54455487242988154,0,0,0.54575351463887001,0.49411633274952144,0,0,1.1785861114237968,"PASS",1,null,"RMFN207",null,1018.1126458762628,0,0.54575351463887001,"FAIL",0,1,null,null,14.605064933859287,1,624.71720556078265,"YES",1,null,13.941899999999999,11.722899999999999,12.695988728363995,0,0,0,null,-2599.3995382162971,null,-447.42990929639404,null,0,null,0,null,624.71720556078265,null,0,0,null,"RMFN207"]
[209,"RSFE207",0.14640939906239508,471.10555693461259,0,618.33038330078125,0,0,5425.7803941043985,0,9174.0713308614049,0,0,null,6044.1107746677117,9174.0713308614049,9792.4017114247163,null,2536.9963839460784,1087.6364823670322,0,0,7139.1847290847327,0,null,3624.6328221160852,7139.1845703125,null,-2419.4779552890946,-6167.7688920461005,-2034.8867605489049,null,0.66803898404265993,0.39509533896067367,0,0,0.59969662297820925,0.37014748045660623,0,0,0.77819152618711562,"FAIL",0,null,"RSFE207",null,-2034.8867605489049,2034.8867605489049,0.44864883360689606,"FAIL",0,1,null,null,22.119651081880612,1,1094.388580074529,"YES",1,null,13.941899999999999,11.722899999999999,12.695988728363995,0,0,0,null,-2437.5109544040993,null,-419.5643221458642,null,350.26135279134189,null,350.26135279134189,null,1094.388580074529,null,350.26135279134189,0.27633377733966202,null,"RSFE207"]
[210,"RSFN207",0.14640939906239508,471.10555693461259,0,618.33038330078125,0,0,5425.7803941043985,0,9174.0713308614049,0,0,null,6044.1107746677117,9174.0713308614049,9792.4017114247163,null,2536.9963839460784,1087.6364823670322,0,0,7139.1847290847327,0,null,3624.6328221160852,7139.1845703125,null,-2419.4779552890946,-6167.7688920461005,-2034.8867605489049,null,0.66803898404265993,0.39509533896067367,0,0,0.59969662297820925,0.37014748045660623,0,0,0.77819152618711562,"FAIL",0,null,"RSFN207",null,-2034.8867605489049,2034.8867605489049,0.44864883360689606,"FAIL",0,1,null,null,22.119651081880612,1,1094.388580074529,"YES",1,null,13.941899999999999,11.722899999999999,12.695988728363995,0,0,0,null,-2437.5109544040993,null,-419.5643221458642,null,350.26135279134189,null,350.26135279134189,null,1094.388580074529,null,350.26135279134189,0.27633377733966202,null,"RSFN207"]
[211,"RMOE208",0.15466073676943778,409.39788473117744,0,537.33843994140625,0,0,4715.0855761833909,0,6528.8540197982602,0,0,null,5252.4240291197311,6528.8540197982602,7066.1924727346022,null,2375.2368568861102,1148.9334754288345,0,0,6204.0599686623555,0,null,3524.1704210827638,7243.7783203125,null,-1728.2535950420333,-3542.0220386569026,714.9243005142398,null,0.74742448766654002,0.53978392079160931,0,0,0.6709607621668886,0.49873682908611322,0,0,1.1095022646158552,"PASS",1,null,"RMOE208",null,714.9243005142398,0,0.6709607621668886,"FAIL",0,1,null,null,18.114475115716683,1,751.59262887241027,"YES",1,null,13.941899999999999,11.722899999999999,12.695988728363995,0,0,0,null,-1745.7867812165741,null,-300.49909976770124,null,0,null,0,null,751.59262887241027,null,0,0,null,"RMOE208"]
[212,"RMON208",0.15466073676943778,409.39788473117744,0,537.33843994140625,0,0,4715.0855761833909,0,7824.1576452198397,0,0,null,5252.4240291197311,7824.1576452198397,8361.4960981561817,null,2375.2368568861102,1148.9334754288345,0,0,6204.0599686623555,0,null,3524.1704210827638,6204.06005859375,null,-1728.2535950420333,-4837.3256640784812,-1620.0975866260897,null,0.74742448766654002,0.45042170427584005,0,0,0.6709607621668886,0.4214760594502871,0,0,0.79293648465584199,"FAIL",0,null,"RMON208",null,-1620.0975866260897,1620.0975866260897,0.51279146502386153,"FAIL",0,1,null,null,21.708328896189528,1,930.55747837073784,"YES",1,null,13.941899999999999,11.722899999999999,12.695988728363995,0,0,0,null,-1745.7867812165741,null,-300.49909976770124,null,278.8644475688526,null,278.8644475688526,null,930.55747837073784,null,278.8644475688526,0.25796418897786588,null,"RMON208"]
[213,"RMFE208",0.13997221663594242,378.58577649161174,0,496.89730834960938,0,0,4360.2187521215756,0,4929.1030635889074,0,0,null,4857.1160743921828,4929.1030635889074,5426.0003858595146,null,2178.108627246057,1039.8163663396579,0,0,5737.1299370020761,0,null,3217.9249721707097,6522.08837890625,null,-1639.1910883004753,-2208.0753997678071,1592.9853153173426,null,0.73801915800782847,0.65284189246140867,0,0,0.66251761994308644,0.59305653365096611,0,0,1.3231795510799242,"PASS",1,null,"RMFE208",null,1592.9853153173426,0,0.66251761994308644,"FAIL",0,1,null,null,14.788971356129073,1,541.8881049424815,"YES",1,null,13.941899999999999,11.722899999999999,12.695988728363995,0,0,0,null,-1655.2006652764489,null,-284.906676578146,null,0,null,0,null,541.8881049424815,null,0,0,null,"RMFE208"]
[214,"RMFN208",0.13997221663594242,378.58577649161174,0,496.89730834960938,0,0,4360.2187521215756,0,5907.021165019979,0,0,null,4857.1160743921828,5907.021165019979,6403.9184872905862,null,2178.108627246057,1039.8163663396579,0,0,5737.1299370020761,0,null,3217.9249721707097,5737.1298828125,null,-1639.1910883004753,-3185.9935011988787,-169.89128220747898,null,0.73801915800782847,0.54476272934766534,0,0,0.66251761994308644,0.50249311972853938,0,0,0.97123909370537964,"FAIL",0,null,"RMFN208",null,-169.89128220747898,169.89128220747898,0.64012736660456593,"FAIL",0,1,null,null,17.723055853637643,1,677.00158320335095,"YES",1,null,13.941899999999999,11.722899999999999,12.695988728363995,0,0,0,null,-1655.2006652764489,null,-284.906676578146,null,29.243077053287994,null,29.243077053287994,null,677.00158320335095,null,29.243077053287994,3.5830956763898338E-2,null,"RMFN208"]
[215,"RSFE208",0.18210340701043606,464.86380138328309,0,610.1380615234375,0,0,5353.8933310106031,0,7931.957957104978,0,0,null,5964.0313742456374,7931.957957104978,8542.0960003400141,null,2733.8104271662182,1352.7977732049471,0,0,7044.5964881718473,0,null,4086.6081580921118,8307.7587890625,null,-1877.4232344419288,-4455.4878605363037,375.80083195752195,null,0.76329652188283736,0.51520799532624484,0,0,0.68520902878007228,0.47840812713649278,0,0,1.0473780665492436,"PASS",1,null,"RSFE208",null,375.80083195752195,0,0.68520902878007228,"FAIL",0,1,null,null,19.381574074523147,1,925.06670239767607,"YES",1,null,13.941899999999999,11.722899999999999,12.695988728363995,0,0,0,null,-1897.7546183130337,null,-326.65704685062485,null,0,null,0,null,925.06670239767607,null,0,0,null,"RSFE208"]
[216,"RSFN208",0.18210340701043606,464.86380138328309,0,610.1380615234375,0,0,5353.8933310106031,0,9505.6324107684195,0,0,null,5964.0313742456374,9505.6324107684195,10115.770454003456,null,2733.8104271662182,1352.7977732049471,0,0,7044.5964881718473,0,null,4086.6081580921118,7044.5966796875,null,-1877.4232344419288,-6029.1623141997452,-2461.0357310809195,null,0.76329652188283736,0.42991438985822905,0,0,0.68520902878007228,0.40398387540383157,0,0,0.74109710698543907,"FAIL",0,null,"RSFN208",null,-2461.0357310809195,2461.0357310809195,0.48505348362597522,"FAIL",0,1,null,null,23.226816225580844,1,1142.4925552404852,"YES",1,null,13.941899999999999,11.722899999999999,12.695988728363995,0,0,0,null,-1897.7546183130337,null,-326.65704685062485,null,423.6135991192495,null,423.6135991192495,null,1142.4925552404852,null,423.6135991192495,0.3225467884319746,null,"RSFN208"]
[217,"RMOE209",1.1135045275092126,2265.982691148211,0,2974.123291015625,0,0,26097.600162076502,0,6110.7274685231205,0,0,null,29071.723369686752,6110.7274685231205,9084.850676133372,null,14552.206307386999,8271.9289550786034,0,0,34338.947581679604,0,null,22824.134765734059,35276.12890625,null,-6247.5886873580675,13739.284006195314,29165.40143772688,null,0.87456833670479595,3.7350928974173909,0,1,0.78509740925959581,2.5123290816604325,0,1,5.7728198627676255,"PASS",1,null,"RMOE209",null,29165.40143772688,0,0.78509740925959581,"FAIL",0,1,null,null,3.0631673454907662,1,11.487621012709269,"YES",1,null,13.941899999999999,11.722899999999999,12.695988728363995,0,0,0,null,-6361.1415966403247,null,-1094.9317200999938,null,0,null,0,null,11.487621012709269,null,0,0,null,"RMOE209"]
[218,"RMON209",1.1135045275092126,2265.982691148211,0,2974.123291015625,0,0,26097.600162076502,0,7278.285873396956,0,0,null,29071.723369686752,7278.285873396956,10252.409081007205,null,14552.206307386999,8271.9289550786034,0,0,34338.947581679604,0,null,22824.134765734059,34338.94921875,null,-6247.5886873580675,12571.725601321479,27060.663345353045,null,0.87456833670479595,3.1359217215085109,0,1,0.78509740925959581,2.2262216031095932,0,1,4.7179995147295806,"PASS",1,null,"RMON209",null,27060.663345353045,0,0.78509740925959581,"FAIL",0,1,null,null,3.6484375330976708,1,172.8026210127091,"YES",1,null,13.941899999999999,11.722899999999999,12.695988728363995,0,0,0,null,-6361.1415966403247,null,-1094.9317200999938,null,0,null,0,null,172.8026210127091,null,0,0,null,"RMON209"]
[219,"RMFE209",0.94460561871528614,1923.9811329516417,0,2525.242919921875,0,0,22158.726332418704,0,4613.4293498504021,0,0,null,24683.96915796322,4613.4293498504021,7138.6721753949105,null,12351.691469886262,7017.2238868748263,0,0,29156.218858445678,0,null,19368.914845302512,29863.763671875,null,-5315.0544070380674,12230.242575530236,25250.334322024599,null,0.8740987435259473,4.1983768204731646,0,1,0.78467586178288229,2.7132377161110912,0,1,6.4732244513169759,"PASS",1,null,"RMFE209",null,25250.334322024599,0,0.78467586178288229,"FAIL",0,1,null,null,2.7236886242077545,1,-69.692751933266578,"NO",0,null,13.941899999999999,11.722899999999999,12.695988728363995,0,0,0,null,-5411.417167462454,null,-931.45738344791687,null,0,null,0,null,-69.692751933266578,null,-69.692751933266578,-0.10933711379090924,null,"RMFE209"]
[220,"RMFN209",0.94460561871528614,1923.9811329516417,0,2525.242919921875,0,0,22158.726332418704,0,5494.90339904748,0,0,null,24683.96915796322,5494.90339904748,8020.146224591992,null,12351.691469886262,7017.2238868748263,0,0,29156.218858445678,0,null,19368.914845302512,29156.21875,null,-5315.0544070380674,11348.768526333157,23661.315350952522,null,0.8740987435259473,3.5248872343524797,0,1,0.78467586178288229,2.4150326035188288,0,1,5.3060475558231133,"PASS",1,null,"RMFN209",null,23661.315350952522,0,0.78467586178288229,"FAIL",0,1,null,null,3.2440956317862311,1,52.095581400066607,"YES",1,null,13.941899999999999,11.722899999999999,12.695988728363995,0,0,0,null,-5411.417167462454,null,-931.45738344791687,null,0,null,0,null,52.095581400066607,null,0,0,null,"RMFN209"]
[221,"RSFE209",1.5359770089387894,3163.1238277871912,0,4151.62939453125,0,0,36430.084502939251,0,7423.9624719934754,0,0,null,40581.713831335488,7423.9624719934754,11575.59180038974,null,20216.487583015773,11410.36464664997,0,0,47934.32171439378,0,null,31626.851694819787,49072.90625,null,-8954.8622026507146,20051.25982829506,41648.943778006527,null,0.8681520267203352,4.2601039288830584,0,1,0.77933750592015094,2.732201692967509,0,1,6.6100692770370362,"PASS",1,null,"RSFE209",null,41648.943778006527,0,0.77933750592015094,"FAIL",0,1,null,null,2.6659621993655631,1,-136.78867571865766,"NO",0,null,13.941899999999999,11.722899999999999,12.695988728363995,0,0,0,null,-9112.2097235204637,null,-1568.4680673915032,null,0,null,0,null,-136.78867571865766,null,-136.78867571865766,-0.13335773401543594,null,"RSFE209"]
[222,"RSFN209",1.5359770089387894,3163.1238277871912,0,4151.62939453125,0,0,36430.084502939251,0,8842.4369192119721,0,0,null,40581.713831335488,8842.4369192119721,12994.066247608236,null,20216.487583015773,11410.36464664997,0,0,47934.32171439378,0,null,31626.851694819787,47934.3203125,null,-8954.8622026507146,18632.785381076566,39091.88339328803,null,0.8681520267203352,3.5767121647318842,0,1,0.77933750592015094,2.4339456896083047,0,1,5.4209400361514657,"PASS",1,null,"RSFN209",null,39091.88339328803,0,0.77933750592015094,"FAIL",0,1,null,null,3.1753395921127074,1,59.193970114674869,"YES",1,null,13.941899999999999,11.722899999999999,12.695988728363995,0,0,0,null,-9112.2097235204637,null,-1568.4680673915032,null,0,null,0,null,59.193970114674869,null,0,0,null,"RSFN209"]
[223,"RMOE210",1.063819271326065,3247.9719248469091,0,4262.99267578125,0,0,37407.290427868698,0,9279.8148198992312,0,0,null,41670.28328401917,9279.8148198992312,13542.807676049702,null,17834.605659910743,7902.8304026180913,0,0,49220.118984037763,0,null,25737.435157721375,49220.1171875,null,-15932.847945928574,12194.627662040893,39940.302367600772,null,0.68803259640924974,2.7734858569086032,0,1,0.61764483561828754,1.9004504912242461,0,1,5.3039977782697258,"PASS",1,null,"RMOE210",null,39940.302367600772,0,0.61764483561828754,"FAIL",0,1,null,null,3.2453491846566149,1,88.440484587387687,"YES",1,null,13.941899999999999,11.722899999999999,12.695988728363995,0,0,0,null,-16060.894887011758,null,-2764.5325918022186,null,0,null,0,null,88.440484587387687,null,0,0,null,"RMOE210"]
[224,"RMON210",1.063819271326065,3247.9719248469091,0,4262.99267578125,0,0,37407.290427868698,0,9279.8148198992312,0,0,null,41670.28328401917,9279.8148198992312,13542.807676049702,null,17834.605659910743,7902.8304026180913,0,0,49220.118984037763,0,null,25737.435157721375,49220.1171875,null,-15932.847945928574,12194.627662040893,39940.302367600772,null,0.68803259640924974,2.7734858569086032,0,1,0.61764483561828754,1.9004504912242461,0,1,5.3039977782697258,"PASS",1,null,"RMON210",null,39940.302367600772,0,0.61764483561828754,"FAIL",0,1,null,null,3.2453491846566149,1,88.440484587387687,"YES",1,null,13.941899999999999,11.722899999999999,12.695988728363995,0,0,0,null,-16060.894887011758,null,-2764.5325918022186,null,0,null,0,null,88.440484587387687,null,0,0,null,"RMON210"]
[225,"RMFE210",0.89292167127132427,2808.8788688886507,0,3686.67919921875,0,0,32350.201927984217,0,7006.0015797749866,0,0,null,36036.881062305169,7006.0015797749866,10692.680714095944,null,15256.498873622708,6633.2775886673116,0,0,42566.055168400257,0,null,21889.776794643691,42566.0546875,null,-14147.10433255928,11197.096015649953,35560.053107725013,null,0.67665039134448679,3.1244321808084332,0,1,0.60742706110934419,2.0471738796922812,0,1,6.0756558791508439,"PASS",1,null,"RMFE210",null,35560.053107725013,0,0.60742706110934419,"FAIL",0,1,null,null,2.8331634706531412,1,-64.343349390130584,"NO",0,null,13.941899999999999,11.722899999999999,12.695988728363995,0,0,0,null,-14256.008694721686,null,-2453.8608180198753,null,0,null,0,null,-64.343349390130584,null,-64.343349390130584,-6.6471775646325934E-2,null,"RMFE210"]
[226,"RMFN210",0.89292167127132427,2808.8788688886507,0,3686.67919921875,0,0,32350.201927984217,0,7006.0015797749866,0,0,null,36036.881062305169,7006.0015797749866,10692.680714095944,null,15256.498873622708,6633.2775886673116,0,0,42566.055168400257,0,null,21889.776794643691,42566.0546875,null,-14147.10433255928,11197.096015649953,35560.053107725013,null,0.67665039134448679,3.1244321808084332,0,1,0.60742706110934419,2.0471738796922812,0,1,6.0756558791508439,"PASS",1,null,"RMFN210",null,35560.053107725013,0,0.60742706110934419,"FAIL",0,1,null,null,2.8331634706531412,1,-64.343349390130584,"NO",0,null,13.941899999999999,11.722899999999999,12.695988728363995,0,0,0,null,-14256.008694721686,null,-2453.8608180198753,null,0,null,0,null,-64.343349390130584,null,-64.343349390130584,-6.6471775646325934E-2,null,"RMFN210"]
[227,"RSFE210",1.5130411744117735,4726.3364398794529,0,6203.35986328125,0,0,54433.795598378805,0,11274.177576489772,0,0,null,60637.15563556063,11274.177576489772,17477.537613671589,null,25723.771213704429,11239.98043262499,0,0,71623.415261024784,0,null,36963.751714130965,71623.4140625,null,-23673.40374752909,19486.214274359943,60349.236486010224,null,0.67905886972966945,3.2786206766169874,0,1,0.60958914435725109,2.1149290534499485,0,1,6.3528726221110343,"PASS",1,null,"RSFE210",null,60349.236486010224,0,0.60958914435725109,"FAIL",0,1,null,null,2.7095343296040855,1,-179.34021872454093,"NO",0,null,13.941899999999999,11.722899999999999,12.695988728363995,0,0,0,null,-23857.303009788448,null,-4106.5141255857252,null,0,null,0,null,-179.34021872454093,null,-179.34021872454093,-0.11513216283377369,null,"RSFE210"]
[228,"RSFN210",1.5130411744117735,4726.3364398794529,0,6203.35986328125,0,0,54433.795598378805,0,11274.177576489772,0,0,null,60637.15563556063,11274.177576489772,17477.537613671589,null,25723.771213704429,11239.98043262499,0,0,71623.415261024784,0,null,36963.751714130965,71623.4140625,null,-23673.40374752909,19486.214274359943,60349.236486010224,null,0.67905886972966945,3.2786206766169874,0,1,0.60958914435725109,2.1149290534499485,0,1,6.3528726221110343,"PASS",1,null,"RSFN210",null,60349.236486010224,0,0.60958914435725109,"FAIL",0,1,null,null,2.7095343296040855,1,-179.34021872454093,"NO",0,null,13.941899999999999,11.722899999999999,12.695988728363995,0,0,0,null,-23857.303009788448,null,-4106.5141255857252,null,0,null,0,null,-179.34021872454093,null,-179.34021872454093,-0.11513216283377369,null,"RSFN210"]
[229,"RMOE211",1.1303121000528336,2774.1212797959724,0,3641.059814453125,0,0,31949.894517745844,0,7623.5608726493001,0,0,null,35590.954240169092,7623.5608726493001,11264.620595072534,null,16573.457586540804,8396.7879408782883,0,0,42039.334891770879,0,null,24970.246414472982,43587.86328125,null,-10620.707917725987,13705.625727370556,35964.302408600699,null,0.78154393907635045,3.2754046083710815,0,1,0.70158968431713331,2.216696603292021,0,1,5.7175201994684901,"PASS",1,null,"RMOE211",null,35964.302408600699,0,0.70158968431713331,"FAIL",0,1,null,null,3.1215250453454457,1,33.75547618324407,"YES",1,null,13.941899999999999,11.722899999999999,12.695988728363995,0,0,0,null,-10744.937999390027,null,-1849.5066125007579,null,0,null,0,null,33.75547618324407,null,0,0,null,"RMOE211"]
[230,"RMON211",1.1303121000528336,2774.1212797959724,0,3641.059814453125,0,0,31949.894517745844,0,9552.7502640531911,0,0,null,35590.954240169092,9552.7502640531911,13193.809986476423,null,16573.457586540804,8396.7879408782883,0,0,42039.334891770879,0,null,24970.246414472982,42039.3359375,null,-10620.707917725987,11776.436335966666,32486.585673446811,null,0.78154393907635045,2.6139327130151746,0,1,0.70158968431713331,1.8925728251273939,0,1,4.4007573500265345,"PASS",1,null,"RMON211",null,32486.585673446811,0,0.70158968431713331,"FAIL",0,1,null,null,3.9114464199010772,1,300.30079325641458,"YES",1,null,13.941899999999999,11.722899999999999,12.695988728363995,0,0,0,null,-10744.937999390027,null,-1849.5066125007579,null,0,null,0,null,300.30079325641458,null,0,0,null,"RMON211"]
[231,"RMFE211",0.95770745128393175,2383.4799416887327,0,3128.339111328125,0,0,27450.830386088521,0,5755.5760971923264,0,0,null,30579.169585347248,5755.5760971923264,8883.9152964510504,null,14172.858733878911,7114.5539160859353,0,0,36119.513665905943,0,null,21287.411835253984,37288.609375,null,-9291.7576621626613,12403.496626733533,31533.033277807674,null,0.77547424015420596,3.6985718676603661,0,1,0.69614094120680303,2.3961745846963391,0,1,6.4786927920543098,"PASS",1,null,"RMFE211",null,31533.033277807674,0,0.69614094120680303,"FAIL",0,1,null,null,2.7429108982812074,1,-80.764411531736812,"NO",0,null,13.941899999999999,11.722899999999999,12.695988728363995,0,0,0,null,-9397.6651837310892,null,-1617.6029959749878,null,0,null,0,null,-80.764411531736812,null,-80.764411531736812,-0.10156289770007514,null,"RMFE211"]
[232,"RMFN211",0.95770745128393175,2383.4799416887327,0,3128.339111328125,0,0,27450.830386088521,0,7212.0606836399747,0,0,null,30579.169585347248,7212.0606836399747,10340.399882898699,null,14172.858733878911,7114.5539160859353,0,0,36119.513665905943,0,null,21287.411835253984,36119.51171875,null,-9291.7576621626613,10947.012040285885,28907.451035110025,null,0.77547424015420596,2.9516406986900292,0,1,0.69614094120680303,2.0586642931942514,0,1,5.0082096231780797,"PASS",1,null,"RMFN211",null,28907.451035110025,0,0.69614094120680303,"FAIL",0,1,null,null,3.4370216023694828,1,120.46988115118984,"YES",1,null,13.941899999999999,11.722899999999999,12.695988728363995,0,0,0,null,-9397.6651837310892,null,-1617.6029959749878,null,0,null,0,null,120.46988115118984,null,0,0,null,"RMFN211"]
[233,"RSFE211",1.5850344508886336,3975.5317941806848,0,5217.921875,0,0,45786.686545066797,0,9261.9466131707268,0,0,null,51004.608443160811,9261.9466131707268,14479.868511264745,null,23517.208295605804,11774.799334162853,0,0,60245.640190877406,0,null,35292.00612150575,62126.96484375,null,-15712.602298561047,20812.137633335024,52865.01823057927,null,0.77079187826287954,3.8104307437185621,0,1,0.6919375957334235,2.4373153768860139,0,1,6.7077653800556201,"PASS",1,null,"RSFE211",null,52865.01823057927,0,0.6919375957334235,"FAIL",0,1,null,null,2.6463143104047839,1,-181.42217403147669,"NO",0,null,13.941899999999999,11.722899999999999,12.695988728363995,0,0,0,null,-15888.184418568535,null,-2734.8042533555958,null,0,null,0,null,-181.42217403147669,null,-181.42217403147669,-0.14177248914230134,null,"RSFE211"]
[234,"RSFN211",1.5850344508886336,3975.5317941806848,0,5217.921875,0,0,45786.686545066797,0,11605.739539911761,0,0,null,51004.608443160811,11605.739539911761,16823.66143800578,null,23517.208295605804,11774.799334162853,0,0,60245.640190877406,0,null,35292.00612150575,60245.640625,null,-15712.602298561047,18468.344706593991,48639.901085088241,null,0.77079187826287954,3.0409097154160394,0,1,0.6919375957334235,2.097760127900842,0,1,5.1910212544247782,"PASS",1,null,"RSFN211",null,48639.901085088241,0,0.6919375957334235,"FAIL",0,1,null,null,3.3159806458353551,1,142.40660645632636,"YES",1,null,13.941899999999999,11.722899999999999,12.695988728363995,0,0,0,null,-15888.184418568535,null,-2734.8042533555958,null,0,null,0,null,142.40660645632636,null,0,0,null,"RSFN211"]
[235,"RMOE212",6.012785024940967E-2,252.27918496423143,0,331.11874389648438,0,0,2905.5302691102606,0,4275.9928954010256,0,0,null,3236.6490117261942,4275.9928954010256,4607.1116380169597,null,1185.0796039221495,446.67380616519944,0,0,3823.0661435661309,0,null,1631.7534080489868,3823.066162109375,null,-1604.8956049577582,-2975.3582312485232,-452.92673329165063,null,0.56160261877039974,0.38160807278328096,0,0,0.50414901383858712,0.35418143422671555,0,0,0.89407682744777506,"FAIL",0,null,"RMOE212",null,-452.92673329165063,452.92673329165063,0.44226044408657555,"FAIL",0,1,null,null,19.25262523302786,1,498.07197364354414,"YES",1,null,13.941899999999999,11.722899999999999,12.695988728363995,0,0,0,null,-1613.013781117206,null,-277.64512502542857,null,77.961453872402927,null,77.961453872402927,null,498.07197364354414,null,77.961453872402927,0.13196136338191733,null,"RMOE212"]
[236,"RMON212",6.012785024940967E-2,252.27918496423143,0,331.11874389648438,0,0,2905.5302691102606,0,4275.9928954010256,0,0,null,3236.6490117261942,4275.9928954010256,4607.1116380169597,null,1185.0796039221495,446.67380616519944,0,0,3823.0661435661309,0,null,1631.7534080489868,3823.066162109375,null,-1604.8956049577582,-2975.3582312485232,-452.92673329165063,null,0.56160261877039974,0.38160807278328096,0,0,0.50414901383858712,0.35418143422671555,0,0,0.89407682744777506,"FAIL",0,null,"RMON212",null,-452.92673329165063,452.92673329165063,0.44226044408657555,"FAIL",0,1,null,null,19.25262523302786,1,498.07197364354414,"YES",1,null,13.941899999999999,11.722899999999999,12.695988728363995,0,0,0,null,-1613.013781117206,null,-277.64512502542857,null,77.961453872402927,null,77.961453872402927,null,498.07197364354414,null,77.961453872402927,0.13196136338191733,null,"RMON212"]
[237,"RMFE212",5.3139870800077912E-2,236.98796209869087,0,311.04885864257813,0,0,2729.4193826975011,0,3228.2556861987414,0,0,null,3040.4682545024302,3228.2556861987414,3539.3045580036687,null,1076.5362186849736,394.76196556072273,0,0,3591.3412930230293,0,null,1471.2982235482048,3591.34130859375,null,-1569.1700177918744,-2068.0063212931145,363.08562239500861,null,0.53905172392163203,0.4557564104473561,0,0,0.48390514445884608,0.41570263448865452,0,0,1.112471147792677,"PASS",1,null,"RMFE212",null,363.08562239500861,0,0.48390514445884608,"FAIL",0,1,null,null,15.47305381294084,1,358.93182919224961,"YES",1,null,13.941899999999999,11.722899999999999,12.695988728363995,0,0,0,null,-1576.4899094513182,null,-271.35833750147793,null,0,null,0,null,358.93182919224961,null,0,0,null,"RMFE212"]
[238,"RMFN212",5.3139870800077912E-2,236.98796209869087,0,311.04885864257813,0,0,2729.4193826975011,0,3228.2556861987414,0,0,null,3040.4682545024302,3228.2556861987414,3539.3045580036687,null,1076.5362186849736,394.76196556072273,0,0,3591.3412930230293,0,null,1471.2982235482048,3591.34130859375,null,-1569.1700177918744,-2068.0063212931145,363.08562239500861,null,0.53905172392163203,0.4557564104473561,0,0,0.48390514445884608,0.41570263448865452,0,0,1.112471147792677,"PASS",1,null,"RMFN212",null,363.08562239500861,0,0.48390514445884608,"FAIL",0,1,null,null,15.47305381294084,1,358.93182919224961,"YES",1,null,13.941899999999999,11.722899999999999,12.695988728363995,0,0,0,null,-1576.4899094513182,null,-271.35833750147793,null,0,null,0,null,358.93182919224961,null,0,0,null,"RMFN212"]
[239,"RSFE212",4.0607919916510575E-2,131.54632095379233,0,172.65576171875,0,0,1515.0350885092948,0,5194.970829750152,0,0,null,1687.6908520464624,5194.970829750152,5367.6265932873193,null,705.1470713714059,301.66543580588888,0,0,1993.4672217227553,0,null,1006.8124740261721,1993.4671630859375,null,-680.8783762018727,-4360.8141174427301,-3201.5036666642145,null,0.66454729772418419,0.19380522182346768,0,0,0.59656214518798223,0.187571258333499,0,0,0.38373019376160994,"FAIL",0,null,"RSFE212",null,-3201.5036666642145,3201.5036666642145,0.20592604171251849,"FAIL",0,1,null,null,44.85788440584713,1,669.41389796564295,"YES",1,null,13.941899999999999,11.722899999999999,12.695988728363995,0,0,0,null,-685.88739348558488,null,-118.06054811619315,null,551.06899656163898,null,551.06899656163898,null,669.41389796564295,null,551.06899656163898,0.7677621998462425,null,"RSFE212"]
[240,"RSFN212",4.0607919916510575E-2,131.54632095379233,0,172.65576171875,0,0,1515.0350885092948,0,5194.970829750152,0,0,null,1687.6908520464624,5194.970829750152,5367.6265932873193,null,705.1470713714059,301.66543580588888,0,0,1993.4672217227553,0,null,1006.8124740261721,1993.4671630859375,null,-680.8783762018727,-4360.8141174427301,-3201.5036666642145,null,0.66454729772418419,0.19380522182346768,0,0,0.59656214518798223,0.187571258333499,0,0,0.38373019376160994,"FAIL",0,null,"RSFN212",null,-3201.5036666642145,3201.5036666642145,0.20592604171251849,"FAIL",0,1,null,null,44.85788440584713,1,669.41389796564295,"YES",1,null,13.941899999999999,11.722899999999999,12.695988728363995,0,0,0,null,-685.88739348558488,null,-118.06054811619315,null,551.06899656163898,null,551.06899656163898,null,669.41389796564295,null,551.06899656163898,0.7677621998462425,null,"RSFN212"]
[241,"RMOE213",8.2423675432801241E-2,232.70849908171454,0,305.43203735351563,0,0,2680.1322830379504,0,6339.879886641952,0,0,null,2985.5643188682629,6339.879886641952,6645.3119224722632,null,1315.13825878694,612.30356101174357,0,0,3526.4898461025646,0,null,1927.4418468016274,4498.8134765625,null,-1058.1224735898386,-4717.8700771938402,-1841.066410079452,null,0.71915922172948021,0.30401866932254085,0,0,0.6455871118358294,0.29004535360362144,0,0,0.70960547470961466,"FAIL",0,null,"RMOE213",null,-1841.066410079452,1841.066410079452,0.39933484752283371,"FAIL",0,1,null,null,30.945904001848401,1,790.42030903011255,"YES",1,null,13.941899999999999,11.722899999999999,12.695988728363995,0,0,0,null,-1067.7117365092495,null,-183.7832770212938,null,316.89940879028603,null,316.89940879028603,null,790.42030903011255,null,316.89940879028603,0.36177974652142575,null,"RMOE213"]
[242,"RMON213",8.2423675432801241E-2,232.70849908171454,0,305.43203735351563,0,0,2680.1322830379504,0,7551.2222010658807,0,0,null,2985.5643188682629,7551.2222010658807,7856.6542368961918,null,1315.13825878694,612.30356101174357,0,0,3526.4898461025646,0,null,1927.4418468016274,3526.48974609375,null,-1058.1224735898386,-5929.2123916177688,-4024.7324549721307,null,0.71915922172948021,0.25524899088912556,0,0,0.6455871118358294,0.2453260367977439,0,0,0.46700913470616373,"FAIL",0,null,"RMON213",null,-4024.7324549721307,4024.7324549721307,0.27494440086691746,"FAIL",0,1,null,null,36.858644964980719,1,957.78462153011242,"YES",1,null,13.941899999999999,11.722899999999999,12.695988728363995,0,0,0,null,-1067.7117365092495,null,-183.7832770212938,null,692.76986888523095,null,692.76986888523095,null,957.78462153011242,null,692.76986888523095,0.6640115295408181,null,"RMON213"]
[243,"RMFE213",4.1150002367794515E-2,150.32374743547061,0,197.30128479003906,0,0,1731.2970089140399,0,4786.4326246736427,0,0,null,1928.5982982608919,4786.4326246736427,4983.7339140204977,null,759.71207109229488,305.69242214858997,0,0,2278.022380150052,0,null,1065.4044693839653,3012.099609375,null,-863.19382432011366,-3918.3294400797167,-1774.3330152986427,null,0.61537937390202202,0.22258841875092908,0,0,0.55242425178015808,0.21377635498573749,0,0,0.62929948994745888,"FAIL",0,null,"RMFE213",null,-1774.3330152986427,1774.3330152986427,0.28771920958774183,"FAIL",0,1,null,null,36.167524040373408,1,606.06739624007685,"YES",1,null,13.941899999999999,11.722899999999999,12.695988728363995,0,0,0,null,-868.49434406829255,null,-149.49235001309469,null,305.41271106073776,null,305.41271106073776,null,606.06739624007685,null,305.41271106073776,0.46182665426781744,null,"RMFE213"]
[244,"RMFN213",4.1150002367794515E-2,150.32374743547061,0,197.30128479003906,0,0,1731.2970089140399,0,5700.9620611549872,0,0,null,1928.5982982608919,5700.9620611549872,5898.2633505018412,null,759.71207109229488,305.69242214858997,0,0,2278.022380150052,0,null,1065.4044693839653,2278.0224609375,null,-863.19382432011366,-4832.8588765610612,-3422.9396002174872,null,0.61537937390202202,0.18688152244397141,0,0,0.55242425178015808,0.18063019687251097,0,0,0.39958562019898508,"FAIL",0,null,"RMFN213",null,-3422.9396002174872,3422.9396002174872,0.19908379432276524,"FAIL",0,1,null,null,43.077944266449713,1,732.42279207341005,"YES",1,null,13.941899999999999,11.722899999999999,12.695988728363995,0,0,0,null,-868.49434406829255,null,-149.49235001309469,null,589.18436059401461,null,589.18436059401461,null,732.42279207341005,null,589.18436059401461,0.74800914163801424,null,"RMFN213"]
[245,"RSFE213",7.6378445513546472E-2,196.79237252771995,0,258.29180908203125,0,0,2266.4818549750003,0,7702.3969133130886,0,0,null,2524.773673547897,7702.3969133130886,7960.6887318859854,null,1151.8598767278183,567.3951559053462,0,0,2982.2129670723698,0,null,1719.2550382234031,4163.5009765625,null,-805.51862583362845,-6241.4336841717168,-3538.8959367505886,null,0.75855671840018624,0.22321039250155797,0,0,0.68095412380876574,0.21596812765543399,0,0,0.54054614731242445,"FAIL",0,null,"RSFE213",null,-3538.8959367505886,3538.8959367505886,0.28353375949019644,"FAIL",0,1,null,null,44.458215319805539,1,991.8716314315426,"YES",1,null,13.941899999999999,11.722899999999999,12.695988728363995,0,0,0,null,-814.07213348648122,null,-140.12475400242599,null,609.14371365789532,null,609.14371365789532,null,991.8716314315426,null,609.14371365789532,0.57239747704894217,null,"RSFE213"]
[246,"RSFN213",7.6378445513546472E-2,196.79237252771995,0,258.29180908203125,0,0,2266.4818549750003,0,9174.0713308614049,0,0,null,2524.773673547897,9174.0713308614049,9432.363149434299,null,1151.8598767278183,567.3951559053462,0,0,2982.2129670723698,0,null,1719.2550382234031,2982.212890625,null,-805.51862583362845,-7713.1081017200331,-6191.8584402364049,null,0.75855671840018624,0.18740371381677196,0,0,0.68095412380876574,0.18227193045005188,0,0,0.32506973001102479,"FAIL",0,null,"RSFN213",null,-6191.8584402364049,6191.8584402364049,0.19723845375745208,"FAIL",0,1,null,null,52.95271303599668,1,1195.2045689315426,"YES",1,null,13.941899999999999,11.722899999999999,12.695988728363995,0,0,0,null,-814.07213348648122,null,-140.12475400242599,null,1065.7933186339433,null,1065.7933186339433,null,1195.2045689315426,null,1065.7933186339433,0.84084267720207273,null,"RSFN213"]
[247,"RMOE214",5.5694254115223885E-2,167.43113568450809,0,219.75489807128906,0,0,1928.3248944688755,0,4353.893293712883,0,0,null,2148.0797918174098,4353.893293712883,4573.6481910614175,null,925.49403114870825,413.73779977146472,0,0,2537.2695979853615,0,null,1339.2318527777486,3205.010009765625,null,-808.84793976241622,-3234.4163390064232,-1148.883283947258,null,0.69450529660180393,0.3075940916401485,0,0,0.62345535646702832,0.29281479392828347,0,0,0.73612507095516777,"FAIL",0,null,"RMOE214",null,-1148.883283947258,1148.883283947258,0.40620165337264358,"FAIL",0,1,null,null,29.537652381817509,1,540.01852130083137,"YES",1,null,13.941899999999999,11.722899999999999,12.695988728363995,0,0,0,null,-815.5107848011113,null,-140.37238643358958,null,197.75518767745933,null,197.75518767745933,null,540.01852130083137,null,197.75518767745933,0.32874105379100999,null,"RMOE214"]
[248,"RMON214",5.5694254115223885E-2,167.43113568450809,0,219.75489807128906,0,0,1928.3248944688755,0,5185.7787400150164,0,0,null,2148.0797918174098,5185.7787400150164,5405.533637363551,null,925.49403114870825,413.73779977146472,0,0,2537.2695979853615,0,null,1339.2318527777486,2537.26953125,null,-808.84793976241622,-4066.3017853085566,-2648.5092087650164,null,0.69450529660180393,0.25825086644052819,0,0,0.62345535646702832,0.24775201533143548,0,0,0.48927454456775626,"FAIL",0,null,"RMON214",null,-2648.5092087650164,2648.5092087650164,0.27920504600526236,"FAIL",0,1,null,null,35.181322936159802,1,654.95545880083125,"YES",1,null,13.941899999999999,11.722899999999999,12.695988728363995,0,0,0,null,-815.5107848011113,null,-140.37238643358958,null,455.88306746470982,null,455.88306746470982,null,654.95545880083125,null,455.88306746470982,0.63627275672334549,null,"RMON214"]
[249,"RMFE214",2.6538825407624245E-2,109.62715276537342,0,143.88665771484375,0,0,1262.589344108306,0,3287.0684062464411,0,0,null,1406.4759965977744,3287.0684062464411,3430.9550587359076,null,518.54133340998999,197.14987492162345,0,0,1661.3017685635598,0,null,715.69118168706143,2165.42724609375,null,-690.78482013608834,-2715.2638822742233,-1121.6411601526911,null,0.56684399011185449,0.21772932389451585,0,0,0.50885417224278551,0.20859823820039905,0,0,0.65877157955665666,"FAIL",0,null,"RMFE214",null,-1121.6411601526911,1121.6411601526911,0.28309256883004408,"FAIL",0,1,null,null,34.058458145726689,1,413.86547609859946,"YES",1,null,13.941899999999999,11.722899999999999,12.695988728363995,0,0,0,null,-694.34547278129742,null,-119.51642190414466,null,193.06605051357101,null,193.06605051357101,null,413.86547609859946,null,193.06605051357101,0.42510972049613688,null,"RMFE214"]
[250,"RMFN214",2.6538825407624245E-2,109.62715276537342,0,143.88665771484375,0,0,1262.589344108306,0,3915.1185558599914,0,0,null,1406.4759965977744,3915.1185558599914,4059.0052083494593,null,518.54133340998999,197.14987492162345,0,0,1661.3017685635598,0,null,715.69118168706143,1661.3017578125,null,-690.78482013608834,-3343.3140318877736,-2253.8167980474914,null,0.56684399011185449,0.18280191812220956,0,0,0.50885417224278551,0.17632181877803996,0,0,0.42432987254649812,"FAIL",0,null,"RMFN214",null,-2253.8167980474914,2253.8167980474914,0.19552839644750683,"FAIL",0,1,null,null,40.565905483743933,1,500.63966359859927,"YES",1,null,13.941899999999999,11.722899999999999,12.695988728363995,0,0,0,null,-694.34547278129742,null,-119.51642190414466,null,387.94538149878173,null,387.94538149878173,null,500.63966359859927,null,387.94538149878173,0.71718222597892844,null,"RMFN214"]
[251,"RSFE214",3.5818062257021666E-2,91.392491098303154,0,119.9534912109375,0,0,1052.5785125441837,0,5289.5833554538694,0,0,null,1172.5320007773846,5289.5833554538694,5409.5368436870704,null,537.55034735122115,266.08285730226999,0,0,1384.971727031821,0,null,803.63319369556189,2196.21533203125,null,-368.89881005955931,-4605.9036529692448,-3093.3680234226194,null,0.76349002389674758,0.15192750348984843,0,0,0.68538273677977801,0.14855859502852511,0,0,0.41519628001831632,"FAIL",0,null,"RSFE214",null,-3093.3680234226194,3093.3680234226194,0.18838537907022504,"FAIL",0,1,null,null,65.742366905497178,1,697.2433975561114,"YES",1,null,13.941899999999999,11.722899999999999,12.695988728363995,0,0,0,null,-372.89698515257186,null,-64.186079050472912,null,532.45580519341456,null,532.45580519341456,null,697.2433975561114,null,532.45580519341456,0.72856105001099891,null,"RSFE214"]
[252,"RSFN214",3.5818062257021666E-2,91.392491098303154,0,119.9534912109375,0,0,1052.5785125441837,0,6300.2480556876153,0,0,null,1172.5320007773846,6300.2480556876153,6420.2015439208171,null,537.55034735122115,266.08285730226999,0,0,1384.971727031821,0,null,803.63319369556189,1384.9716796875,null,-368.89881005955931,-5616.5683532029907,-4915.2763760001153,null,0.76349002389674758,0.12755580202434624,0,0,0.68538273677977801,0.12517258030377224,0,0,0.21982811905909042,"FAIL",0,null,"RSFN214",null,-4915.2763760001153,4915.2763760001153,0.13200697912372078,"FAIL",0,1,null,null,78.30356355989737,1,836.88129338944452,"YES",1,null,13.941899999999999,11.722899999999999,12.695988728363995,0,0,0,null,-372.89698515257186,null,-64.186079050472912,null,846.05757243057587,null,846.05757243057587,null,836.88129338944452,null,836.88129338944452,0.96141313702878273,null,"RSFN214"]
[253,"RMOE215",3.7900001369416708E-2,121.75576202976492,0,194.57014465332031,0,0,1402.2760223608025,0,15840.157962310626,0,0,null,1596.8461621384056,15840.157962310626,16034.728102088226,null,649.97947172473357,281.5490291956653,0,0,1845.1000294221083,0,null,931.52848393551551,1845.0999755859375,null,-665.31768307860727,-15103.199623028431,-13995.057986724689,null,0.66429751994706454,5.8808029954748771E-2,0,0,0.58335518046634538,5.8094435884506766E-2,0,0,0.11648242271169815,"FAIL",0,null,"RMOE215",null,-13995.057986724689,13995.057986724689,5.9744369561952608E-2,"FAIL",0,1,null,null,121.37242909862121,1,1752.7621398483634,"YES",1,null,13.941899999999999,11.722899999999999,12.695988728363995,0,0,0,null,-669.95215314793825,null,-100.76159863922707,null,2104.8733244083942,null,2104.8733244083942,null,1752.7621398483634,null,1752.7621398483634,0.97510564055046933,null,"RMOE215"]
[254,"RMON215",3.7900001369416708E-2,121.75576202976492,0,194.57014465332031,0,0,1402.2760223608025,0,15840.157962310626,0,0,null,1596.8461621384056,15840.157962310626,16034.728102088226,null,649.97947172473357,281.5490291956653,0,0,1845.1000294221083,0,null,931.52848393551551,1845.0999755859375,null,-665.31768307860727,-15103.199623028431,-13995.057986724689,null,0.66429751994706454,5.8808029954748771E-2,0,0,0.58335518046634538,5.8094435884506766E-2,0,0,0.11648242271169815,"FAIL",0,null,"RMON215",null,-13995.057986724689,13995.057986724689,5.9744369561952608E-2,"FAIL",0,1,null,null,121.37242909862121,1,1752.7621398483634,"YES",1,null,13.941899999999999,11.722899999999999,12.695988728363995,0,0,0,null,-669.95215314793825,null,-100.76159863922707,null,2104.8733244083942,null,2104.8733244083942,null,1752.7621398483634,null,1752.7621398483634,0.97510564055046933,null,"RMON215"]
[255,"RMFE215",1.9049999816343186E-2,57.657851786612241,0,92.139350891113281,0,0,664.05254021106487,0,11958.877668740219,0,0,null,756.19189007059879,11958.877668740219,12051.01701859975,null,319.03128264350397,141.51738154809391,0,0,873.75334238298024,0,null,460.54865410799079,873.75335693359375,null,-295.64323699418736,-11590.468365523342,-11085.124311806625,null,0.69354249282987201,3.8511026441205021E-2,0,0,0.60903675314042816,3.8216579841995779E-2,0,0,7.3063157023299269E-2,"FAIL",0,null,"RMFE215",null,-11085.124311806625,11085.124311806625,3.8893366769046978E-2,"FAIL",0,1,null,null,193.50048236004324,1,1335.8795008064517,"YES",1,null,13.941899999999999,11.722899999999999,12.695988728363995,0,0,0,null,-297.93452383054546,null,-44.809705842311978,null,1667.2158474659793,null,1667.2158474659793,null,1335.8795008064517,null,1335.8795008064517,0.98438510932690215,null,"RMFE215"]
[256,"RMFN215",1.9049999816343186E-2,57.657851786612241,0,92.139350891113281,0,0,664.05254021106487,0,11958.877668740219,0,0,null,756.19189007059879,11958.877668740219,12051.01701859975,null,319.03128264350397,141.51738154809391,0,0,873.75334238298024,0,null,460.54865410799079,873.75335693359375,null,-295.64323699418736,-11590.468365523342,-11085.124311806625,null,0.69354249282987201,3.8511026441205021E-2,0,0,0.60903675314042816,3.8216579841995779E-2,0,0,7.3063157023299269E-2,"FAIL",0,null,"RMFN215",null,-11085.124311806625,11085.124311806625,3.8893366769046978E-2,"FAIL",0,1,null,null,193.50048236004324,1,1335.8795008064517,"YES",1,null,13.941899999999999,11.722899999999999,12.695988728363995,0,0,0,null,-297.93452383054546,null,-44.809705842311978,null,1667.2158474659793,null,1667.2158474659793,null,1335.8795008064517,null,1335.8795008064517,0.98438510932690215,null,"RMFN215"]
[257,"RSFE215",5.1899999193847177E-2,162.91161004683906,0,260.33868408203125,0,0,1876.2729642070535,0,26942.13087748352,0,0,null,2136.6116503308958,26942.13087748352,27202.469563607359,null,885.41335694039628,385.55128919005557,0,0,2468.7802160619126,0,null,1270.9646910105675,2468.7802734375,null,-865.64695727851722,-25931.504870554985,-24473.35060404602,null,0.67738794687994663,4.7173874137503992E-2,0,0,0.59485058598660479,4.6722400998706282E-2,0,0,9.163270287209338E-2,"FAIL",0,null,"RSFE215",null,-24473.35060404602,24473.35060404602,4.776273934394764E-2,"FAIL",0,1,null,null,154.28721997053876,1,2997.4664808527696,"YES",1,null,13.941899999999999,11.722899999999999,12.695988728363995,0,0,0,null,-871.97016469647986,null,-131.1453472426202,null,3680.8209651017219,null,3680.8209651017219,null,2997.4664808527696,null,2997.4664808527696,0.98041646691267947,null,"RSFE215"]
[258,"RSFN215",5.1899999193847177E-2,162.91161004683906,0,260.33868408203125,0,0,1876.2729642070535,0,26942.13087748352,0,0,null,2136.6116503308958,26942.13087748352,27202.469563607359,null,885.41335694039628,385.55128919005557,0,0,2468.7802160619126,0,null,1270.9646910105675,2468.7802734375,null,-865.64695727851722,-25931.504870554985,-24473.35060404602,null,0.67738794687994663,4.7173874137503992E-2,0,0,0.59485058598660479,4.6722400998706282E-2,0,0,9.163270287209338E-2,"FAIL",0,null,"RSFN215",null,-24473.35060404602,24473.35060404602,4.776273934394764E-2,"FAIL",0,1,null,null,154.28721997053876,1,2997.4664808527696,"YES",1,null,13.941899999999999,11.722899999999999,12.695988728363995,0,0,0,null,-871.97016469647986,null,-131.1453472426202,null,3680.8209651017219,null,3680.8209651017219,null,2997.4664808527696,null,2997.4664808527696,0.98041646691267947,null,"RSFN215"]
[259,"RMOE216",0.10164999756962059,309.70741007735518,0,494.92376708984375,0,0,3566.9381708010683,0,2437.4237148151997,0,0,null,4061.8619240657372,2437.4237148151997,2932.347468079869,null,1708.451461525425,755.13079417888366,0,0,4693.3396984224555,0,null,2463.5823081240073,5707.9326171875,null,-1598.2796297669047,-468.76517378103608,3270.5089023723003,null,0.69067143588046342,1.0107320664641974,0,1,0.60651552066370873,0.8401399640821231,0,0,2.3417892352870062,"PASS",1,null,"RMOE216",null,3270.5089023723003,0,0.60651552066370873,"FAIL",0,1,null,null,7.3422552059615649,1,162.76991188196837,"YES",1,null,13.941899999999999,11.722899999999999,12.695988728363995,0,0,0,null,-1610.5362581655313,null,-242.22656390711427,null,0,null,0,null,162.76991188196837,null,0,0,null,"RMOE216"]
[260,"RMON216",0.10164999756962059,309.70741007735518,0,494.92376708984375,0,0,3566.9381708010683,0,3782.1416279082628,0,0,null,4061.8619240657372,3782.1416279082628,4277.0653811729326,null,1708.451461525425,755.13079417888366,0,0,4693.3396984224555,0,null,2463.5823081240073,4693.33984375,null,-1598.2796297669047,-1813.4830868740987,911.19821584173724,null,0.69067143588046342,0.65137230450212069,0,0,0.60651552066370873,0.57599827933542691,0,0,1.2409212307434614,"PASS",1,null,"RMON216",null,911.19821584173724,0,0.60651552066370873,"FAIL",0,1,null,null,11.392951431224626,1,315.36586766519832,"YES",1,null,13.941899999999999,11.722899999999999,12.695988728363995,0,0,0,null,-1610.5362581655313,null,-242.22656390711427,null,0,null,0,null,315.36586766519832,null,0,0,null,"RMON216"]
[261,"RMFE216",0.10164999756962059,309.70741007735518,0,494.92376708984375,0,0,3566.9381708010683,0,2437.4237148151997,0,0,null,4061.8619240657372,2437.4237148151997,2932.347468079869,null,1708.451461525425,755.13079417888366,0,0,4693.3396984224555,0,null,2463.5823081240073,5707.9326171875,null,-1598.2796297669047,-468.76517378103608,3270.5089023723003,null,0.69067143588046342,1.0107320664641974,0,1,0.60651552066370873,0.8401399640821231,0,0,2.3417892352870062,"PASS",1,null,"RMFE216",null,3270.5089023723003,0,0.60651552066370873,"FAIL",0,1,null,null,7.3422552059615649,1,162.76991188196837,"YES",1,null,13.941899999999999,11.722899999999999,12.695988728363995,0,0,0,null,-1610.5362581655313,null,-242.22656390711427,null,0,null,0,null,162.76991188196837,null,0,0,null,"RMFE216"]
[262,"RMFN216",0.10164999756962059,309.70741007735518,0,494.92376708984375,0,0,3566.9381708010683,0,3782.1416279082628,0,0,null,4061.8619240657372,3782.1416279082628,4277.0653811729326,null,1708.451461525425,755.13079417888366,0,0,4693.3396984224555,0,null,2463.5823081240073,4693.33984375,null,-1598.2796297669047,-1813.4830868740987,911.19821584173724,null,0.69067143588046342,0.65137230450212069,0,0,0.60651552066370873,0.57599827933542691,0,0,1.2409212307434614,"PASS",1,null,"RMFN216",null,911.19821584173724,0,0.60651552066370873,"FAIL",0,1,null,null,11.392951431224626,1,315.36586766519832,"YES",1,null,13.941899999999999,11.722899999999999,12.695988728363995,0,0,0,null,-1610.5362581655313,null,-242.22656390711427,null,0,null,0,null,315.36586766519832,null,0,0,null,"RMFN216"]
[263,"RSFE216",0.10164999756962059,309.70741007735518,0,494.92376708984375,0,0,3566.9381708010683,0,2437.4237148151997,0,0,null,4061.8619240657372,2437.4237148151997,2932.347468079869,null,1708.451461525425,755.13079417888366,0,0,4693.3396984224555,0,null,2463.5823081240073,5707.9326171875,null,-1598.2796297669047,-468.76517378103608,3270.5089023723003,null,0.69067143588046342,1.0107320664641974,0,1,0.60651552066370873,0.8401399640821231,0,0,2.3417892352870062,"PASS",1,null,"RSFE216",null,3270.5089023723003,0,0.60651552066370873,"FAIL",0,1,null,null,7.3422552059615604,1,162.7699118819682,"YES",1,null,13.941899999999999,11.722899999999999,12.695988728363995,0,0,0,null,-1610.5362581655313,null,-242.22656390711427,null,0,null,0,null,162.7699118819682,null,0,0,null,"RSFE216"]
[264,"RSFN216",0.10164999756962059,309.70741007735518,0,494.92376708984375,0,0,3566.9381708010683,0,3782.1416279082628,0,0,null,4061.8619240657372,3782.1416279082628,4277.0653811729326,null,1708.451461525425,755.13079417888366,0,0,4693.3396984224555,0,null,2463.5823081240073,4693.33984375,null,-1598.2796297669047,-1813.4830868740987,911.19821584173724,null,0.69067143588046342,0.65137230450212069,0,0,0.60651552066370873,0.57599827933542691,0,0,1.2409212307434614,"PASS",1,null,"RSFN216",null,911.19821584173724,0,0.60651552066370873,"FAIL",0,1,null,null,11.392951431224626,1,315.36586766519832,"YES",1,null,13.941899999999999,11.722899999999999,12.695988728363995,0,0,0,null,-1610.5362581655313,null,-242.22656390711427,null,0,null,0,null,315.36586766519832,null,0,0,null,"RSFN216"]
[265,"RMOE217",0.10904999934136868,330.06092339517272,0,527.44940185546875,0,0,3801.3520763162701,0,2778.1290056774487,0,0,null,4328.8014602095027,2778.1290056774487,3305.5783895706813,null,1824.3052518206546,810.10343902324769,0,0,5001.7790477845656,0,null,2634.408805341815,8923.1806640625,null,-1694.3926728299243,-671.16960219110251,6145.0516583850513,null,0.69301889234493363,0.94826726907140602,0,0,0.60857695106278065,0.79695849880262781,0,0,3.211938914941272,"PASS",1,null,"RMOE217",null,6145.0516583850513,0,0.60857695106278065,"FAIL",0,1,null,null,7.8525073997473021,1,193.95213522274156,"YES",1,null,13.941899999999999,11.722899999999999,12.695988728363995,0,0,0,null,-1707.4991842992861,null,-256.80990303076209,null,0,null,0,null,193.95213522274156,null,0,0,null,"RMOE217"]
[266,"RMON217",0.10904999934136868,330.06092339517272,0,527.44940185546875,0,0,3801.3520763162701,0,7975.4639118969417,0,0,null,4328.8014602095027,7975.4639118969417,8502.9132957901711,null,1824.3052518206546,810.10343902324769,0,0,5001.7790477845656,0,null,2634.408805341815,5001.77880859375,null,-1694.3926728299243,-5868.5045084105968,-2973.6851033031917,null,0.69301889234493363,0.33031417788902367,0,0,0.60857695106278065,0.3098242576554302,0,0,0.62714581419303184,"FAIL",0,null,"RMON217",null,-2973.6851033031917,2973.6851033031917,0.36075503541832271,"FAIL",0,1,null,null,22.543010411230266,1,783.73551388316741,"YES",1,null,13.941899999999999,11.722899999999999,12.695988728363995,0,0,0,null,-1707.4991842992861,null,-256.80990303076209,null,447.24576740381036,null,447.24576740381036,null,783.73551388316741,null,447.24576740381036,0.49417237625277372,null,"RMON217"]
[267,"RMFE217",8.1999999657273295E-2,249.18963493851047,0,398.214111328125,0,0,2869.9475430960797,0,1449.5847746162415,0,0,null,3268.1616681195364,1449.5847746162415,1847.7988996396978,null,1375.6720237375357,609.15618636837792,0,0,3776.2467672316861,0,null,1984.8282416621796,7225.5810546875,null,-1283.3334127620251,137.02935571781313,5775.9962800712583,null,0.69159042521068537,1.3692391617369442,0,1,0.60732254139732056,1.0741581547430041,0,1,4.9845867459530799,"PASS",1,null,"RMFE217",null,5775.9962800712583,0,0.60732254139732056,"FAIL",0,1,null,null,5.4270484390022977,1,72.913480936360173,"YES",1,null,13.941899999999999,11.722899999999999,12.695988728363995,0,0,0,null,-1293.2081801334787,null,-194.50004450511983,null,0,null,0,null,72.913480936360173,null,0,0,null,"RMFE217"]
[268,"RMFN217",8.1999999657273295E-2,249.18963493851047,0,398.214111328125,0,0,2869.9475430960797,0,6021.2535884381341,0,0,null,3268.1616681195364,6021.2535884381341,6419.4677134615858,null,1375.6720237375357,609.15618636837792,0,0,3776.2467672316861,0,null,1984.8282416621796,3776.246826171875,null,-1283.3334127620251,-4434.6394581040795,-2245.0067622662591,null,0.69159042521068537,0.329637045261372,0,0,0.60732254139732056,0.30918891323877984,0,0,0.62715292932072042,"FAIL",0,null,"RMFN217",null,-2245.0067622662591,2245.0067622662591,0.36001589134359613,"FAIL",0,1,null,null,22.542755007311566,1,591.69745303990385,"YES",1,null,13.941899999999999,11.722899999999999,12.695988728363995,0,0,0,null,-1293.2081801334787,null,-194.50004450511983,null,337.65168043556071,null,337.65168043556071,null,591.69745303990385,null,337.65168043556071,0.49416297917523205,null,"RMFN217"]
[269,"RSFE217",0.18449999950826168,561.38123843375081,0,897.107666015625,0,0,6465.4964737226692,0,8277.9013583254964,0,0,null,7362.6041531001238,8277.9013583254964,9175.0090377029501,null,3097.9993857635818,1370.6014214044144,0,0,8507.2322022666685,0,null,4468.6007253337411,12496.5625,null,-2894.003414404553,-4706.4082990073803,4218.6611416745036,null,0.69114579885631489,0.53982290098678787,0,0,0.60693209094528056,0.48704047194707167,0,0,1.5096293080892522,"PASS",1,null,"RSFE217",null,4218.6611416745036,0,0.60693209094528056,"FAIL",0,1,null,null,13.756642038672675,1,733.04033400336698,"YES",1,null,13.941899999999999,11.722899999999999,12.695988728363995,0,0,0,null,-2916.2352588091981,null,-438.6052426356012,null,0,null,0,null,733.04033400336698,null,0,0,null,"RSFE217"]
[270,"RSFN217",0.18449999950826168,561.38123843375081,0,897.107666015625,0,0,6465.4964737226692,0,13565.268174505622,0,0,null,7362.6041531001238,13565.268174505622,14462.375853883073,null,3097.9993857635818,1370.6014214044144,0,0,8507.2322022666685,0,null,4468.6007253337411,8507.232421875,null,-2894.003414404553,-9993.7751151875054,-5058.0357526306216,null,0.69114579885631489,0.32941484590271264,0,0,0.60693209094528056,0.30898109512639288,0,0,0.6271333756499835,"FAIL",0,null,"RSFN217",null,-5058.0357526306216,5058.0357526306216,0.3597721827584095,"FAIL",0,1,null,null,22.543459895857271,1,1333.0403340033672,"YES",1,null,13.941899999999999,11.722899999999999,12.695988728363995,0,0,0,null,-2916.2352588091981,null,-438.6052426356012,null,760.73457785706353,null,760.73457785706353,null,1333.0403340033672,null,760.73457785706353,0.49418886927531225,null,"RSFN217"]
[271,"RMOE218",0.24318902343511581,826.26913401376169,0,1320.408203125,0,0,9516.2428071459381,0,14117.710443389287,0,0,null,10836.650983114105,14117.710443389287,15438.118619357452,null,4341.3115404113532,1806.5865695311061,0,0,12521.372114665708,0,null,6147.8981746362479,13862.7841796875,null,-4688.7528356346902,-9290.2204718780395,-254.92626370178732,null,0.64604259256811603,0.43547416553758844,0,0,0.56732455154358041,0.3982284574567872,0,0,0.9819428040599063,"FAIL",0,null,"RMOE218",null,-254.92626370178732,254.92626370178732,0.55428529439746888,"FAIL",0,1,null,null,15.940163810564616,1,1298.3783242685254,"YES",1,null,13.941899999999999,11.722899999999999,12.695988728363995,0,0,0,null,-4719.3393937174569,null,-709.79424366003332,null,38.341212495581196,null,38.341212495581196,null,1298.3783242685254,null,38.341212495581196,2.3932594173453503E-2,null,"RMOE218"]
[272,"RMON218",0.24318902343511581,826.26913401376169,0,1320.408203125,0,0,9516.2428071459381,0,15895.587535329854,0,0,null,10836.650983114105,15895.587535329854,17215.995711298026,null,4341.3115404113532,1806.5865695311061,0,0,12521.372114665708,0,null,6147.8981746362479,12521.3720703125,null,-4688.7528356346902,-11068.097563818606,-3374.2154650173543,null,0.64604259256811603,0.38676759578542191,0,0,0.56732455154358041,0.35710383924549144,0,0,0.78772628205671824,"FAIL",0,null,"RMON218",null,-3374.2154650173543,3374.2154650173543,0.43261951587026837,"FAIL",0,1,null,null,17.94754688149337,1,1500.1283242685251,"YES",1,null,13.941899999999999,11.722899999999999,12.695988728363995,0,0,0,null,-4719.3393937174569,null,-709.79424366003332,null,507.48600897962189,null,507.48600897962189,null,1500.1283242685251,null,507.48600897962189,0.28134272590066628,null,"RMON218"]
[273,"RMFE218",9.3822146579623206E-2,356.69792012647162,0,570.016357421875,0,0,4108.1336298239548,0,10658.485772295004,0,0,null,4678.1499632698742,10658.485772295004,11228.502105740925,null,1769.435392367456,696.979771295266,0,0,5405.4389866104666,0,null,2466.4151133505106,6418.17041015625,null,-2211.7348738953192,-8762.0870163663676,-4240.3153621387537,null,0.60037363328324922,0.23140389414053117,0,0,0.52722018748325017,0.21965664563780068,0,0,0.60216531196572387,"FAIL",0,null,"RMFE218",null,-4240.3153621387537,4240.3153621387537,0.27655151606556444,"FAIL",0,1,null,null,27.876931357577845,1,1078.4098405996892,"YES",1,null,13.941899999999999,11.722899999999999,12.695988728363995,0,0,0,null,-2224.0055958522867,null,-334.49308009191344,null,637.74846101468768,null,637.74846101468768,null,1078.4098405996892,null,637.74846101468768,0.52728098544088109,null,"RMFE218"]
[274,"RMFN218",9.3822146579623206E-2,356.69792012647162,0,570.016357421875,0,0,4108.1336298239548,0,12000.73598936831,0,0,null,4678.1499632698742,12000.73598936831,12570.752322814227,null,1769.435392367456,696.979771295266,0,0,5405.4389866104666,0,null,2466.4151133505106,5405.43896484375,null,-2211.7348738953192,-10104.337233439674,-6595.2970245245597,null,0.60037363328324922,0.20552198761272281,0,0,0.52722018748325017,0.19620266514758641,0,0,0.45042562136460096,"FAIL",0,null,"RMFN218",null,-6595.2970245245597,6595.2970245245597,0.21878092040308292,"FAIL",0,1,null,null,31.387546185359163,1,1230.7258405996888,"YES",1,null,13.941899999999999,11.722899999999999,12.695988728363995,0,0,0,null,-2224.0055958522867,null,-334.49308009191344,null,991.94049689827079,null,991.94049689827079,null,1230.7258405996888,null,991.94049689827079,0.72839325086888929,null,"RMFN218"]
[275,"RSFE218",0.21365241929888726,757.92310044857516,0,1211.188720703125,0,0,8729.0931684413754,0,24012.409874607984,0,0,null,9940.2818608201269,24012.409874607984,25223.598566986737,null,3891.0672727021506,1587.1669938103935,0,0,11485.648905843915,0,null,5478.2343975845461,13767.20703125,null,-4462.0474915599543,-19745.364197726562,-10245.202843357984,null,0.627583449033425,0.2281417994358628,0,0,0.55111459198829871,0.21718686875245913,0,0,0.57333716620455433,"FAIL",0,null,"RSFE218",null,-10245.202843357984,10245.202843357984,0.27139474083391929,"FAIL",0,1,null,null,29.557020419817828,1,2446.3279687278582,"YES",1,null,13.941899999999999,11.722899999999999,12.695988728363995,0,0,0,null,-4489.3023890603736,null,-675.19640525244677,null,1540.8906621603894,null,1540.8906621603894,null,2446.3279687278582,null,1540.8906621603894,0.56548915793401222,null,"RSFE218"]
[276,"RSFN218",0.21365241929888726,757.92310044857516,0,1211.188720703125,0,0,8729.0931684413754,0,27036.333613247374,0,0,null,9940.2818608201269,27036.333613247374,28247.522305626127,null,3891.0672727021506,1587.1669938103935,0,0,11485.648905843915,0,null,5478.2343975845461,11485.6484375,null,-4462.0474915599543,-22769.287936365952,-15550.685175747374,null,0.627583449033425,0.20262490010480927,0,0,0.55111459198829871,0.19393681091103324,0,0,0.42482270716885273,"FAIL",0,null,"RSFN218",null,-15550.685175747374,15550.685175747374,0.21490884922642234,"FAIL",0,1,null,null,33.279187369508492,1,2789.4769687278576,"YES",1,null,13.941899999999999,11.722899999999999,12.695988728363995,0,0,0,null,-4489.3023890603736,null,-675.19640525244677,null,2338.8414991743916,null,2338.8414991743916,null,2789.4769687278576,null,2338.8414991743916,0.76232680227194383,null,"RSFN218"]
[277,"RMOE219",1.7639131844043733E-2,160.06212264181079,0,255.78511047363281,0,0,1843.455068795143,0,12827.654040997191,0,0,null,2099.2401753711915,12827.654040997191,13083.439147573237,null,632.61266464249695,131.036418657029,0,0,2425.5987747304525,0,null,763.64909077285699,4255.92333984375,null,-1335.5910884959189,-12319.790060697967,-8571.7307011534413,null,0.41424882206213337,5.953146914722162E-2,0,0,0.36377404468261337,5.8367611293320264E-2,0,0,0.33177721555647011,"FAIL",0,null,"RMOE219",null,-8571.7307011534413,8571.7307011534413,7.1563225064544614E-2,"FAIL",0,1,null,null,74.766791619593462,1,1396.8307304850539,"YES",1,null,13.941899999999999,11.722899999999999,12.695988728363995,0,0,0,null,-1339.3903377037439,null,-201.44589579244462,null,1289.1984666290666,null,1289.1984666290666,null,1396.8307304850539,null,1289.1984666290666,0.88564714532961164,null,"RMOE219"]
[278,"RMON219",1.7639131844043733E-2,160.06212264181079,0,255.78511047363281,0,0,1843.455068795143,0,15253.524011653622,0,0,null,2099.2401753711915,15253.524011653622,15509.30911822967,null,632.61266464249695,131.036418657029,0,0,2425.5987747304525,0,null,763.64909077285699,2425.598876953125,null,-1335.5910884959189,-14745.660031354399,-12827.925134700497,null,0.41424882206213337,5.0063781339278225E-2,0,0,0.36377404468261337,4.9238111430982619E-2,0,0,0.15901891753669373,"FAIL",0,null,"RMON219",null,-12827.925134700497,12827.925134700497,5.1158346190365564E-2,"FAIL",0,1,null,null,88.90612986851923,1,1672.1137304850538,"YES",1,null,13.941899999999999,11.722899999999999,12.695988728363995,0,0,0,null,-1339.3903377037439,null,-201.44589579244462,null,1929.3351588218898,null,1929.3351588218898,null,1672.1137304850538,null,1672.1137304850538,0.96601484192696097,null,"RMON219"]
[279,"RMFE219",1.4090600609779355E-2,127.86181443244369,0,204.32783508300781,0,0,1472.6001756724288,0,9684.5085282209857,0,0,null,1676.9280147234526,9684.5085282209857,9888.8363672720116,null,505.34756130569377,104.6753239874166,0,0,1937.631810095301,0,null,610.02285621277667,3319.475830078125,null,-1066.9051545426601,-9278.8135070912176,-6365.0326981428607,null,0.41424880038074413,6.2989552276726216E-2,0,0,0.3637740274479454,6.1688032221514061E-2,0,0,0.34276141328236326,"FAIL",0,null,"RMFE219",null,-6365.0326981428607,6365.0326981428607,7.5854990877759002E-2,"FAIL",0,1,null,null,70.662138528955523,1,1051.9870338077542,"YES",1,null,13.941899999999999,11.722899999999999,12.695988728363995,0,0,0,null,-1069.9400941258079,null,-160.92025949279284,null,957.30846903361623,null,957.30846903361623,null,1051.9870338077542,null,957.30846903361623,0.87108895532454778,null,"RMFE219"]
[280,"RMFN219",1.4090600609779355E-2,127.86181443244369,0,204.32783508300781,0,0,1472.6001756724288,0,11515.973564764992,0,0,null,1676.9280147234526,11515.973564764992,11720.301403816016,null,505.34756130569377,104.6753239874166,0,0,1937.631810095301,0,null,610.02285621277667,1937.6318359375,null,-1066.9051545426601,-11110.278543635224,-9578.3417288274923,null,0.41424880038074413,5.2971887507560933E-2,0,0,0.3637740274479454,5.2048393245304088E-2,0,0,0.16825601630990211,"FAIL",0,null,"RMFN219",null,-9578.3417288274923,9578.3417288274923,5.4198865982520772E-2,"FAIL",0,1,null,null,84.025253668199625,1,1259.8180338077541,"YES",1,null,13.941899999999999,11.722899999999999,12.695988728363995,0,0,0,null,-1069.9400941258079,null,-160.92025949279284,null,1440.5939593963171,null,1440.5939593963171,null,1259.8180338077541,null,1259.8180338077541,0.9640407050816524,null,"RMFN219"]
[281,"RSFE219",1.7054802551865578E-2,154.75976956884108,0,247.31175231933594,0,0,1782.3872190904299,0,21818.212886075064,0,0,null,2029.698965894622,21818.212886075064,22065.524632879256,null,611.65620062723588,126.69559177051319,0,0,2345.2463409084594,0,null,738.3517652515103,5458.39990234375,null,-1291.3472061582556,-21327.172873142888,-16359.812983731314,null,0.41424879921900398,3.3841074386195262E-2,0,0,0.36377402543524673,3.3461781550698566E-2,0,0,0.25017630595342844,"FAIL",0,null,"RSFE219",null,-16359.812983731314,16359.812983731314,4.01506993253887E-2,"FAIL",0,1,null,null,131.52586878602034,1,2419.0104585524446,"YES",1,null,13.941899999999999,11.722899999999999,12.695988728363995,0,0,0,null,-1295.0205980251785,null,-194.77263430621522,null,2460.5352814136613,null,2460.5352814136613,null,2419.0104585524446,null,2419.0104585524446,0.97702741745686983,null,"RSFE219"]
[282,"RSFN219",1.7054802551865578E-2,154.75976956884108,0,247.31175231933594,0,0,1782.3872190904299,0,25944.316808604868,0,0,null,2029.698965894622,25944.316808604868,26191.628555409057,null,611.65620062723588,126.69559177051319,0,0,2345.2463409084594,0,null,738.3517652515103,2345.246337890625,null,-1291.3472061582556,-25453.276795672693,-23599.070470714243,null,0.41424879921900398,2.8459094556177466E-2,0,0,0.36377402543524673,2.8190372489974583E-2,0,0,9.0395378502038048E-2,"FAIL",0,null,"RSFN219",null,-23599.070470714243,23599.070470714243,2.8809489543338711E-2,"FAIL",0,1,null,null,156.39908814599474,1,2887.2324585524448,"YES",1,null,13.941899999999999,11.722899999999999,12.695988728363995,0,0,0,null,-1295.0205980251785,null,-194.77263430621522,null,3549.3281958358939,null,3549.3281958358939,null,2887.2324585524448,null,2887.2324585524448,0.98068090477341352,null,"RSFN219"]
[283,"RMOE220",0.39384999960893763,1161.9246170036217,0,1856.798095703125,0,0,13382.028111463198,0,324003.22928699775,0,0,null,15238.826161434981,324003.22928699775,325860.02733696945,null,6507.2438353842263,2925.8068873868247,0,0,17607.931725609473,0,null,9433.0511538004266,17607.931640625,null,-5805.7750533658964,-316426.97622890043,-306395.29764637275,null,0.70490444910364281,2.9114065234963307E-2,0,0,0.61901428794852786,2.8948169033085905E-2,0,0,5.4344926374261929E-2,"FAIL",0,null,"RMOE220",null,-306395.29764637275,306395.29764637275,2.9328514775676939E-2,"FAIL",0,1,null,null,260.14855759047697,1,36340.217699875851,"YES",1,null,13.941899999999999,11.722899999999999,12.695988728363995,0,0,0,null,-5852.705656121122,null,-880.25387410821179,null,46082.216261752961,null,46082.216261752961,null,36340.217699875851,null,36340.217699875851,0.98838552515828215,null,"RMOE220"]
[284,"RMON220",0.39384999960893763,1161.9246170036217,0,1856.798095703125,0,0,13382.028111463198,0,324003.22928699775,0,0,null,15238.826161434981,324003.22928699775,325860.02733696945,null,6507.2438353842263,2925.8068873868247,0,0,17607.931725609473,0,null,9433.0511538004266,17607.931640625,null,-5805.7750533658964,-316426.97622890043,-306395.29764637275,null,0.70490444910364281,2.9114065234963307E-2,0,0,0.61901428794852786,2.8948169033085905E-2,0,0,5.4344926374261929E-2,"FAIL",0,null,"RMON220",null,-306395.29764637275,306395.29764637275,2.9328514775676939E-2,"FAIL",0,1,null,null,260.14855759047697,1,36340.217699875851,"YES",1,null,13.941899999999999,11.722899999999999,12.695988728363995,0,0,0,null,-5852.705656121122,null,-880.25387410821179,null,46082.216261752961,null,46082.216261752961,null,36340.217699875851,null,36340.217699875851,0.98838552515828215,null,"RMON220"]
[285,"RMFE220",0.24325001135584895,716.75681250263062,0,1145.4034423828125,0,0,8254.9759886557731,0,244613.41654205316,0,0,null,9400.379444258444,244613.41654205316,245758.81999765581,null,4015.5948681236423,1807.0396325721254,0,0,10861.810511389185,0,null,5822.6343757973764,10861.810546875,null,-3577.7450552412092,-239936.1856086386,-233751.60599517816,null,0.7053484327270011,2.3803413803332278E-2,0,0,0.61940418666207731,2.3692473686869615E-2,0,0,4.4403985277756311E-2,"FAIL",0,null,"RMFE220",null,-233751.60599517816,233751.60599517816,2.3946480904077281E-2,"FAIL",0,1,null,null,318.38933163441362,1,27494.826463802325,"YES",1,null,13.941899999999999,11.722899999999999,12.695988728363995,0,0,0,null,-3606.7133854690569,null,-542.45397204225617,null,35156.518855697883,null,35156.518855697883,null,27494.826463802325,null,27494.826463802325,0.9905100812840264,null,"RMFE220"]
[286,"RMFN220",0.24325001135584895,716.75681250263062,0,1145.4034423828125,0,0,8254.9759886557731,0,244613.41654205316,0,0,null,9400.379444258444,244613.41654205316,245758.81999765581,null,4015.5948681236423,1807.0396325721254,0,0,10861.810511389185,0,null,5822.6343757973764,10861.810546875,null,-3577.7450552412092,-239936.1856086386,-233751.60599517816,null,0.7053484327270011,2.3803413803332278E-2,0,0,0.61940418666207731,2.3692473686869615E-2,0,0,4.4403985277756311E-2,"FAIL",0,null,"RMFN220",null,-233751.60599517816,233751.60599517816,2.3946480904077281E-2,"FAIL",0,1,null,null,318.38933163441362,1,27494.826463802325,"YES",1,null,13.941899999999999,11.722899999999999,12.695988728363995,0,0,0,null,-3606.7133854690569,null,-542.45397204225617,null,35156.518855697883,null,35156.518855697883,null,27494.826463802325,null,27494.826463802325,0.9905100812840264,null,"RMFN220"]
[287,"RSFE220",0.59035000486765055,1741.3005022637449,0,2782.661865234375,0,0,20054.77113643576,0,393635.0275732844,0,0,null,22837.43294686616,393635.0275732844,396417.68938371481,null,9752.5414744690497,4385.5531596436294,0,0,26387.856758468111,0,null,14138.094571363072,26387.857421875,null,-8699.3384303070634,-382279.59486715571,-367247.1701514094,null,0.7049741168911573,3.5916759386284379E-2,0,0,0.61907547009898756,3.5664640978529734E-2,0,0,6.7036354931503853E-2,"FAIL",0,null,"RSFE220",null,-367247.1701514094,367247.1701514094,3.624366216221795E-2,"FAIL",0,1,null,null,210.8968426765104,1,44028.964633802447,"YES",1,null,13.941899999999999,11.722899999999999,12.695988728363995,0,0,0,null,-8769.677209269068,null,-1318.9698562858723,null,55234.410078859721,null,55234.410078859721,null,44028.964633802447,null,44028.964633802447,0.9856731431400404,null,"RSFE220"]
[288,"RSFN220",0.59035000486765055,1741.3005022637449,0,2782.661865234375,0,0,20054.77113643576,0,393635.0275732844,0,0,null,22837.43294686616,393635.0275732844,396417.68938371481,null,9752.5414744690497,4385.5531596436294,0,0,26387.856758468111,0,null,14138.094571363072,26387.857421875,null,-8699.3384303070634,-382279.59486715571,-367247.1701514094,null,0.7049741168911573,3.5916759386284379E-2,0,0,0.61907547009898756,3.5664640978529734E-2,0,0,6.7036354931503853E-2,"FAIL",0,null,"RSFN220",null,-367247.1701514094,367247.1701514094,3.624366216221795E-2,"FAIL",0,1,null,null,210.8968426765104,1,44028.964633802447,"YES",1,null,13.941899999999999,11.722899999999999,12.695988728363995,0,0,0,null,-8769.677209269068,null,-1318.9698562858723,null,55234.410078859721,null,55234.410078859721,null,44028.964633802447,null,44028.964633802447,0.9856731431400404,null,"RSFN220"]
[289,"RMOE221",8.1600000709295267E-2,240.09839198215269,0,349.68533325195313,0,0,2765.2425845903763,0,11076.866271053645,0,0,null,3114.9279268679884,11076.866271053645,11426.551613331258,null,1347.7554097136415,606.1847005791094,0,0,3638.4770849873366,0,null,1953.9400832883514,3638.47705078125,null,-1160.987834553978,-9472.6115210172466,-7438.3892202723946,null,0.70660711439094026,0.17639827325481383,0,0,0.62728260005509873,0.17099997890457994,0,0,0.32847530716240686,"FAIL",0,null,"RMOE221",null,-7438.3892202723946,7438.3892202723946,0.18514937604134288,"FAIL",0,1,null,null,47.225464785841126,1,1290.9586776881442,"YES",1,null,13.941899999999999,11.722899999999999,12.695988728363995,0,0,0,null,-1170.7089294957111,null,-190.00091311124712,null,1207.2178731372614,null,1207.2178731372614,null,1290.9586776881442,null,1207.2178731372614,0.87530298226309555,null,"RMOE221"]
[290,"RMON221",8.1600000709295267E-2,240.09839198215269,0,349.68533325195313,0,0,2765.2425845903763,0,11076.866271053645,0,0,null,3114.9279268679884,11076.866271053645,11426.551613331258,null,1347.7554097136415,606.1847005791094,0,0,3638.4770849873366,0,null,1953.9400832883514,3638.47705078125,null,-1160.987834553978,-9472.6115210172466,-7438.3892202723946,null,0.70660711439094026,0.17639827325481383,0,0,0.62728260005509873,0.17099997890457994,0,0,0.32847530716240686,"FAIL",0,null,"RMON221",null,-7438.3892202723946,7438.3892202723946,0.18514937604134288,"FAIL",0,1,null,null,47.225464785841126,1,1290.9586776881442,"YES",1,null,13.941899999999999,11.722899999999999,12.695988728363995,0,0,0,null,-1170.7089294957111,null,-190.00091311124712,null,1207.2178731372614,null,1207.2178731372614,null,1290.9586776881442,null,1207.2178731372614,0.87530298226309555,null,"RMON221"]
[291,"RMFE221",6.1199997365474691E-2,181.27151900702466,0,264.00839233398438,0,0,2087.7262841846459,0,9592.6695279653723,0,0,null,2351.7346839041206,9592.6695279653723,9856.6779276848483,null,1013.9784403952982,454.63850191126943,0,0,2747.0082686640085,0,null,1468.6169580285032,2747.00830078125,null,-883.11771849012712,-8388.0609622708544,-6845.6612271841223,null,0.70345282767854134,0.15309783723363607,0,0,0.62448241831538465,0.14899715400093949,0,0,0.28636536396598838,"FAIL",0,null,"RMFE221",null,-6845.6612271841223,6845.6612271841223,0.15967747538596844,"FAIL",0,1,null,null,54.169953433892559,1,1127.7788182154504,"YES",1,null,13.941899999999999,11.722899999999999,12.695988728363995,0,0,0,null,-890.42427052011942,null,-144.51194502130824,null,1111.0207253441888,null,1111.0207253441888,null,1127.7788182154504,null,1111.0207253441888,0.9301914981113435,null,"RMFE221"]
[292,"RMFN221",6.1199997365474691E-2,181.27151900702466,0,264.00839233398438,0,0,2087.7262841846459,0,9592.6695279653723,0,0,null,2351.7346839041206,9592.6695279653723,9856.6779276848483,null,1013.9784403952982,454.63850191126943,0,0,2747.0082686640085,0,null,1468.6169580285032,2747.00830078125,null,-883.11771849012712,-8388.0609622708544,-6845.6612271841223,null,0.70345282767854134,0.15309783723363607,0,0,0.62448241831538465,0.14899715400093949,0,0,0.28636536396598838,"FAIL",0,null,"RMFN221",null,-6845.6612271841223,6845.6612271841223,0.15967747538596844,"FAIL",0,1,null,null,54.169953433892559,1,1127.7788182154504,"YES",1,null,13.941899999999999,11.722899999999999,12.695988728363995,0,0,0,null,-890.42427052011942,null,-144.51194502130824,null,1111.0207253441888,null,1111.0207253441888,null,1127.7788182154504,null,1111.0207253441888,0.9301914981113435,null,"RMFN221"]
[293,"RSFE221",0.13870000213501044,408.37497874851914,0,594.767578125,0,0,4703.3046427088784,0,12378.671876471648,0,0,null,5298.0722245164661,12378.671876471648,12973.439458279234,null,2288.4343583002628,1030.3654232071044,0,0,6188.5587404064172,0,null,3318.7996911242981,6188.55859375,null,-1979.2725297095803,-9654.6397634723508,-6190.1132827216479,null,0.70563145346520195,0.26810628185665031,0,0,0.62641646863053579,0.25581494427435025,0,0,0.49993720291695415,"FAIL",0,null,"RSFE221",null,-6190.1132827216479,6190.1132827216479,0.28888806592626387,"FAIL",0,1,null,null,31.028692962064369,1,1391.2034141002757,"YES",1,null,13.941899999999999,11.722899999999999,12.695988728363995,0,0,0,null,-1995.7839709589548,null,-323.90696551561695,null,1004.6281755839988,null,1004.6281755839988,null,1391.2034141002757,null,1004.6281755839988,0.6518099615153532,null,"RSFE221"]
[294,"RSFN221",0.13870000213501044,408.37497874851914,0,594.767578125,0,0,4703.3046427088784,0,12378.671876471648,0,0,null,5298.0722245164661,12378.671876471648,12973.439458279234,null,2288.4343583002628,1030.3654232071044,0,0,6188.5587404064172,0,null,3318.7996911242981,6188.55859375,null,-1979.2725297095803,-9654.6397634723508,-6190.1132827216479,null,0.70563145346520195,0.26810628185665031,0,0,0.62641646863053579,0.25581494427435025,0,0,0.49993720291695415,"FAIL",0,null,"RSFN221",null,-6190.1132827216479,6190.1132827216479,0.28888806592626387,"FAIL",0,1,null,null,31.028692962064369,1,1391.2034141002757,"YES",1,null,13.941899999999999,11.722899999999999,12.695988728363995,0,0,0,null,-1995.7839709589548,null,-323.90696551561695,null,1004.6281755839988,null,1004.6281755839988,null,1391.2034141002757,null,1004.6281755839988,0.6518099615153532,null,"RSFN221"]
[295,"RMOE222",7.5650001317262641E-2,223.04319541413491,0,424.64083862304688,0,0,2568.8157970176039,0,24282.162735269998,0,0,null,2993.4566508761918,24282.162735269998,24706.803589128576,null,1249.3624722834199,561.98373772918649,0,0,3380.0207855494782,0,null,1811.3462117115766,3380.020751953125,null,-1182.1104239290742,-22895.457362181467,-20902.141983316873,null,0.7051288822711812,7.4595752917864466E-2,0,0,0.60510187124321502,7.3313660599365157E-2,0,0,0.1391976813928367,"FAIL",0,null,"RMOE222",null,-20902.141983316873,20902.141983316873,7.5802504075982796E-2,"FAIL",0,1,null,null,85.251567588304141,1,2230.9068305663591,"YES",1,null,13.941899999999999,11.722899999999999,12.695988728363995,0,0,0,null,-1191.1220966241567,null,-156.3787484257266,null,2744.1777900282777,null,2744.1777900282777,null,2230.9068305663591,null,2230.9068305663591,0.96455796693575069,null,"RMOE222"]
[296,"RMON222",7.5650001317262641E-2,223.04319541413491,0,424.64083862304688,0,0,2568.8157970176039,0,24282.162735269998,0,0,null,2993.4566508761918,24282.162735269998,24706.803589128576,null,1249.3624722834199,561.98373772918649,0,0,3380.0207855494782,0,null,1811.3462117115766,3380.020751953125,null,-1182.1104239290742,-22895.457362181467,-20902.141983316873,null,0.7051288822711812,7.4595752917864466E-2,0,0,0.60510187124321502,7.3313660599365157E-2,0,0,0.1391976813928367,"FAIL",0,null,"RMON222",null,-20902.141983316873,20902.141983316873,7.5802504075982796E-2,"FAIL",0,1,null,null,85.251567588304141,1,2230.9068305663591,"YES",1,null,13.941899999999999,11.722899999999999,12.695988728363995,0,0,0,null,-1191.1220966241567,null,-156.3787484257266,null,2744.1777900282777,null,2744.1777900282777,null,2230.9068305663591,null,2230.9068305663591,0.96455796693575069,null,"RMON222"]
[297,"RMFE222",5.6950001418590544E-2,168.39140209394381,0,320.59201049804688,0,0,1939.3844003073004,0,18332.358038505674,0,0,null,2259.9764070135925,18332.358038505674,18652.950045211965,null,942.42059408051693,423.06641247339621,0,0,2551.8215793517115,0,null,1365.487054292583,2551.821533203125,null,-894.48935651276429,-17287.462994711139,-15780.536505302549,null,0.70408272546495587,7.4485074501844495E-2,0,0,0.60420411813324582,7.3204884519889421E-2,0,0,0.13919767047115406,"FAIL",0,null,"RMFE222",null,-15780.536505302549,15780.536505302549,7.5690035014102944E-2,"FAIL",0,1,null,null,85.251567588304141,1,1684.2725395445304,"YES",1,null,13.941899999999999,11.722899999999999,12.695988728363995,0,0,0,null,-901.28282444456806,null,-118.32664381233261,null,2071.7779941953054,null,2071.7779941953054,null,1684.2725395445304,null,1684.2725395445304,0.96455796693575069,null,"RMFE222"]
[298,"RMFN222",5.6950001418590544E-2,168.39140209394381,0,320.59201049804688,0,0,1939.3844003073004,0,18332.358038505674,0,0,null,2259.9764070135925,18332.358038505674,18652.950045211965,null,942.42059408051693,423.06641247339621,0,0,2551.8215793517115,0,null,1365.487054292583,2551.821533203125,null,-894.48935651276429,-17287.462994711139,-15780.536505302549,null,0.70408272546495587,7.4485074501844495E-2,0,0,0.60420411813324582,7.3204884519889421E-2,0,0,0.13919767047115406,"FAIL",0,null,"RMFN222",null,-15780.536505302549,15780.536505302549,7.5690035014102944E-2,"FAIL",0,1,null,null,85.251567588304141,1,1684.2725395445304,"YES",1,null,13.941899999999999,11.722899999999999,12.695988728363995,0,0,0,null,-901.28282444456806,null,-118.32664381233261,null,2071.7779941953054,null,2071.7779941953054,null,1684.2725395445304,null,1684.2725395445304,0.96455796693575069,null,"RMFN222"]
[299,"RSFE222",0.12849999413010665,379.36860392691239,0,722.26104736328125,0,0,4369.234671564469,0,29500.632281254078,0,0,null,5091.4957040510089,29500.632281254078,30222.89331374062,null,2124.1585792060237,954.59227682706046,0,0,5748.9929889006153,0,null,3078.7507833371301,5748.9931640625,null,-2012.7449355906201,-27144.142545280229,-23751.639117191578,null,0.70464303585569088,0.10436219651107261,0,0,0.60468494000531214,0.10186816827434361,0,0,0.19487694735667235,"FAIL",0,null,"RSFE222",null,-23751.639117191578,23751.639117191578,0.10674119858434075,"FAIL",0,1,null,null,60.893914931945588,1,2670.5138772878881,"YES",1,null,13.941899999999999,11.722899999999999,12.695988728363995,0,0,0,null,-2028.0621036669236,null,-266.25802207844606,null,3118.2794851449498,null,3118.2794851449498,null,2670.5138772878881,null,2670.5138772878881,0.95038110325768099,null,"RSFE222"]
[300,"RSFN222",0.12849999413010665,379.36860392691239,0,722.26104736328125,0,0,4369.234671564469,0,29500.632281254078,0,0,null,5091.4957040510089,29500.632281254078,30222.89331374062,null,2124.1585792060237,954.59227682706046,0,0,5748.9929889006153,0,null,3078.7507833371301,5748.9931640625,null,-2012.7449355906201,-27144.142545280229,-23751.639117191578,null,0.70464303585569088,0.10436219651107261,0,0,0.60468494000531214,0.10186816827434361,0,0,0.19487694735667235,"FAIL",0,null,"RSFN222",null,-23751.639117191578,23751.639117191578,0.10674119858434075,"FAIL",0,1,null,null,60.893914931945588,1,2670.5138772878881,"YES",1,null,13.941899999999999,11.722899999999999,12.695988728363995,0,0,0,null,-2028.0621036669236,null,-266.25802207844606,null,3118.2794851449498,null,3118.2794851449498,null,2670.5138772878881,null,2670.5138772878881,0.95038110325768099,null,"RSFN222"]
[301,"RMOE223",2.2310928208753461E-3,7.1185109908424584,0,11.375640869140625,0,0,81.984762864281933,0,33231.100439692062,0,0,null,93.360403286534904,33231.100439692062,33242.47608011432,null,38.428088700225537,16.574195120472101,0,0,107.87468797931825,0,null,55.002284847567886,107.87468719482422,null,-38.358118885854672,-33187.473795713631,-33123.225752497237,null,0.67088423416701215,1.6551448528581308E-3,0,0,0.58913932082619458,1.6545784590255267E-3,0,0,3.2461966581755438E-3,"FAIL",0,null,"RMOE223",null,-33123.225752497237,33123.225752497237,1.6558680831579296E-3,"FAIL",0,1,null,null,4355.1751907619955,1,3768.3837942087257,"YES",1,null,13.941899999999999,11.722899999999999,12.695988728363995,0,0,0,null,-38.631762094051517,null,-5.8102628501999387,null,4981.7724493119767,null,4981.7724493119767,null,3768.3837942087257,null,3768.3837942087257,0.9993062302330219,null,"RMOE223"]
[302,"RMON223",2.2310928208753461E-3,7.1185109908424584,0,11.375640869140625,0,0,81.984762864281933,0,33231.100439692062,0,0,null,93.360403286534904,33231.100439692062,33242.47608011432,null,38.428088700225537,16.574195120472101,0,0,107.87468797931825,0,null,55.002284847567886,107.87468719482422,null,-38.358118885854672,-33187.473795713631,-33123.225752497237,null,0.67088423416701215,1.6551448528581308E-3,0,0,0.58913932082619458,1.6545784590255267E-3,0,0,3.2461966581755438E-3,"FAIL",0,null,"RMON223",null,-33123.225752497237,33123.225752497237,1.6558680831579296E-3,"FAIL",0,1,null,null,4355.1751907619955,1,3768.3837942087257,"YES",1,null,13.941899999999999,11.722899999999999,12.695988728363995,0,0,0,null,-38.631762094051517,null,-5.8102628501999387,null,4981.7724493119767,null,4981.7724493119767,null,3768.3837942087257,null,3768.3837942087257,0.9993062302330219,null,"RMON223"]
[303,"RMFE223",1.7796399828512222E-3,5.6781083904392275,0,9.0738248825073242,0,0,65.395469713639699,0,25088.555542774677,0,0,null,74.469294171782067,25088.555542774677,25097.629367232821,null,30.652316575572772,13.220472068211517,0,0,86.046670675841796,0,null,43.872787913151846,86.046669006347656,null,-30.596506682995177,-25053.756579744033,-25002.508873768329,null,0.67088420811512561,1.7487171725909462E-3,0,0,0.58913929762699524,1.7480849394361459E-3,0,0,3.429717938908144E-3,"FAIL",0,null,"RMFE223",null,-25002.508873768329,25002.508873768329,1.7495245088381091E-3,"FAIL",0,1,null,null,4122.133371669529,1,2844.9131730931767,"YES",1,null,13.941899999999999,11.722899999999999,12.695988728363995,0,0,0,null,-30.814779259677515,null,-4.6345793581386898,null,3760.4069966412212,null,3760.4069966412212,null,2844.9131730931767,null,2844.9131730931767,0.99926700846265426,null,"RMFE223"]
[304,"RMFN223",1.7796399828512222E-3,5.6781083904392275,0,9.0738248825073242,0,0,65.395469713639699,0,25088.555542774677,0,0,null,74.469294171782067,25088.555542774677,25097.629367232821,null,30.652316575572772,13.220472068211517,0,0,86.046670675841796,0,null,43.872787913151846,86.046669006347656,null,-30.596506682995177,-25053.756579744033,-25002.508873768329,null,0.67088420811512561,1.7487171725909462E-3,0,0,0.58913929762699524,1.7480849394361459E-3,0,0,3.429717938908144E-3,"FAIL",0,null,"RMFN223",null,-25002.508873768329,25002.508873768329,1.7495245088381091E-3,"FAIL",0,1,null,null,4122.133371669529,1,2844.9131730931767,"YES",1,null,13.941899999999999,11.722899999999999,12.695988728363995,0,0,0,null,-30.814779259677515,null,-4.6345793581386898,null,3760.4069966412212,null,3760.4069966412212,null,2844.9131730931767,null,2844.9131730931767,0.99926700846265426,null,"RMFN223"]
[305,"RSFE223",2.1525791380554438E-3,6.8680059527379367,0,10.975324630737305,0,0,79.099665661829349,0,40372.836470120063,0,0,null,90.074989990192151,40372.836470120063,40383.811794448455,null,37.07577886595336,15.990937854567134,0,0,104.0785074497755,0,null,53.066715567814157,104.07850646972656,null,-37.008274724752496,-40330.745079182983,-40268.757963650336,null,0.67088419557533285,1.3144163305713939E-3,0,0,0.58913928711456587,1.3140591046116137E-3,0,0,2.5779339667341694E-3,"FAIL",0,null,"RSFE223",null,-40268.757963650336,40268.757963650336,1.3148724005070554E-3,"FAIL",0,1,null,null,5484.1412696853386,1,4578.9058601016741,"YES",1,null,13.941899999999999,11.722899999999999,12.695988728363995,0,0,0,null,-37.272288235040122,null,-5.6057963689764971,null,6056.4689710572975,null,6056.4689710572975,null,4578.9058601016741,null,4578.9058601016741,0.99944904977303461,null,"RSFE223"]
[306,"RSFN223",2.1525791380554438E-3,6.8680059527379367,0,10.975324630737305,0,0,79.099665661829349,0,40372.836470120063,0,0,null,90.074989990192151,40372.836470120063,40383.811794448455,null,37.07577886595336,15.990937854567134,0,0,104.0785074497755,0,null,53.066715567814157,104.07850646972656,null,-37.008274724752496,-40330.745079182983,-40268.757963650336,null,0.67088419557533285,1.3144163305713939E-3,0,0,0.58913928711456587,1.3140591046116137E-3,0,0,2.5779339667341694E-3,"FAIL",0,null,"RSFN223",null,-40268.757963650336,40268.757963650336,1.3148724005070554E-3,"FAIL",0,1,null,null,5484.1412696853386,1,4578.9058601016741,"YES",1,null,13.941899999999999,11.722899999999999,12.695988728363995,0,0,0,null,-37.272288235040122,null,-5.6057963689764971,null,6056.4689710572975,null,6056.4689710572975,null,4578.9058601016741,null,4578.9058601016741,0.99944904977303461,null,"RSFN223"]
[307,"RMOE224",0.21685095280408859,560.90108133903561,0,896.34033203125,0,0,6459.9664456594292,0,36809.763104147212,0,0,null,7356.3068022744201,36809.763104147212,37706.103460762199,null,3278.8555375447845,1610.9280484462899,0,0,8499.9558495518813,0,null,4889.7833536947473,15160.412109375,null,-2466.5234239959318,-32816.320082483711,-21649.350994772212,null,0.75693633934898885,0.13283930515553452,0,0,0.66470628556762923,0.12968148146018904,0,0,0.41185845359778844,"FAIL",0,null,"RMOE224",null,-21649.350994772212,21649.350994772212,0.16858032981196386,"FAIL",0,1,null,null,61.224717247059026,1,3970.9562439018337,"YES",1,null,13.941899999999999,11.722899999999999,12.695988728363995,0,0,0,null,-2490.8507043625723,null,-374.62690098675739,null,3256.0880735811133,null,3256.0880735811133,null,3970.9562439018337,null,3256.0880735811133,0.77950934907533709,null,"RMOE224"]
[308,"RMON224",0.21685095280408859,560.90108133903561,0,896.34033203125,0,0,6459.9664456594292,0,45637.376560258657,0,0,null,7356.3068022744201,45637.376560258657,46533.716916873665,null,3278.8555375447845,1610.9280484462899,0,0,8499.9558495518813,0,null,4889.7833536947473,8499.9560546875,null,-2466.5234239959318,-41643.933538595156,-37137.420505571157,null,0.75693633934898885,0.10714426906722777,0,0,0.66470628556762923,0.10508043801901686,0,0,0.18624988321719879,"FAIL",0,null,"RMON224",null,-37137.420505571157,37137.420505571157,0.10989826324427181,"FAIL",0,1,null,null,75.907461250329916,1,4972.696793531517,"YES",1,null,13.941899999999999,11.722899999999999,12.695988728363995,0,0,0,null,-2490.8507043625723,null,-374.62690098675739,null,5585.512102462415,null,5585.512102462415,null,4972.696793531517,null,4972.696793531517,0.96019510035674338,null,"RMON224"]
[309,"RMFE224",0.19523291140794752,514.44287228565929,0,822.0985107421875,0,0,5924.9015623937939,0,26348.681180540032,0,0,null,6747.0000633149457,26348.681180540032,27170.77968146119,null,2989.1015333943637,1450.3333690723009,0,0,7795.9231084128814,0,null,4439.4346975621502,13912.1201171875,null,-2307.5653755738313,-22731.344993720071,-12436.561063352532,null,0.74928412747646023,0.1684879279969777,0,0,0.65798646056612786,0.16339003694423052,0,0,0.52800062446625884,"FAIL",0,null,"RMFE224",null,-12436.561063352532,12436.561063352532,0.23141869572474874,"FAIL",0,1,null,null,47.78282217649415,1,2800.9278821588223,"YES",1,null,13.941899999999999,11.722899999999999,12.695988728363995,0,0,0,null,-2329.6521153626973,null,-350.38244196129551,null,1870.473538191693,null,1870.473538191693,null,2800.9278821588223,null,1870.473538191693,0.62557712428682488,null,"RMFE224"]
[310,"RMFN224",0.19523291140794752,514.44287228565929,0,822.0985107421875,0,0,5924.9015623937939,0,34454.948579388394,0,0,null,6747.0000633149457,34454.948579388394,35277.04708030956,null,2989.1015333943637,1450.3333690723009,0,0,7795.9231084128814,0,null,4439.4346975621502,7795.92333984375,null,-2307.5653755738313,-30837.61239256843,-26659.025239544644,null,0.74928412747646023,0.12884752062053301,0,0,0.65798646056612786,0.12584484994505579,0,0,0.22626425698709124,"FAIL",0,null,"RMFN224",null,-26659.025239544644,26659.025239544644,0.13289323276292259,"FAIL",0,1,null,null,62.483380223693082,1,3720.8111805945123,"YES",1,null,13.941899999999999,11.722899999999999,12.695988728363995,0,0,0,null,-2329.6521153626973,null,-350.38244196129551,null,4009.5490232820498,null,4009.5490232820498,null,3720.8111805945123,null,3720.8111805945123,0.95164331912859534,null,"RMFN224"]
[311,"RSFE224",0.36240573152899741,894.52126396244159,0,1429.4775390625,0,0,10302.310946399097,0,46469.749575495305,0,0,null,11731.788543360877,46469.749575495305,47899.227172457075,null,5333.8796783135749,2692.2157836456149,0,0,13555.672297893547,0,null,8026.0957713248708,20327.787109375,null,-3705.692714136726,-39873.131343232933,-26141.962466120305,null,0.77905780684383075,0.17271657034186466,0,0,0.68413232826956116,0.16756211435581878,0,0,0.43744128804374632,"FAIL",0,null,"RSFE224",null,-26141.962466120305,26141.962466120305,0.21191710801461133,"FAIL",0,1,null,null,48.465169181330495,1,4944.5402167359434,"YES",1,null,13.941899999999999,11.722899999999999,12.695988728363995,0,0,0,null,-3745.6235388696841,null,-563.34622391143807,null,3931.7821687354026,null,3931.7821687354026,null,4944.5402167359434,null,3931.7821687354026,0.74560240115981657,null,"RSFE224"]
[312,"RSFN224",0.36240573152899741,894.52126396244159,0,1429.4775390625,0,0,10302.310946399097,0,55445.355946870186,0,0,null,11731.788543360877,55445.355946870186,56874.83354383197,null,5333.8796783135749,2692.2157836456149,0,0,13555.672297893547,0,null,8026.0957713248708,13555.671875,null,-3705.692714136726,-48848.737714607814,-41889.684071870186,null,0.77905780684383075,0.14475686257683648,0,0,0.68413232826956116,0.14111858056358142,0,0,0.24448705655329458,"FAIL",0,null,"RSFN224",null,-41889.684071870186,41889.684071870186,0.14968062957882056,"FAIL",0,1,null,null,57.826187777760659,1,5963.0742045190482,"YES",1,null,13.941899999999999,11.722899999999999,12.695988728363995,0,0,0,null,-3745.6235388696841,null,-563.34622391143807,null,6300.2581807387041,null,6300.2581807387041,null,5963.0742045190482,null,5963.0742045190482,0.94774877969033622,null,"RSFN224"]
[313,"RMOE225",0.13366082049906255,357.11545357462927,0,570.6834716796875,0,0,4112.94241368046,0,36473.984330654836,0,0,null,4683.6258936936192,36473.984330654836,37044.667810667997,null,2062.6683889967844,992.93068319976908,0,0,5411.7663337900758,0,null,3055.5990067643079,12325.568359375,null,-1628.0268785958397,-33989.068795570216,-24148.415971279836,null,0.74292287599281259,8.3774752411575906E-2,0,0,0.65240031581415425,8.2484178912565292E-2,0,0,0.33792766503482546,"FAIL",0,null,"RMOE225",null,-24148.415971279836,24148.415971279836,0.10597927895490368,"FAIL",0,1,null,null,95.285018555522825,1,4007.7483537199846,"YES",1,null,13.941899999999999,11.722899999999999,12.695988728363995,0,0,0,null,-1643.2288637041192,null,-247.14357056538284,null,3631.9504108435867,null,3631.9504108435867,null,4007.7483537199846,null,3631.9504108435867,0.87749552046242485,null,"RMOE225"]
[314,"RMON225",0.13366082049906255,357.11545357462927,0,570.6834716796875,0,0,4112.94241368046,0,45637.376560258657,0,0,null,4683.6258936936192,45637.376560258657,46208.060040271834,null,2062.6683889967844,992.93068319976908,0,0,5411.7663337900758,0,null,3055.5990067643079,5411.76611328125,null,-1628.0268785958397,-43152.461025174038,-40225.610446977407,null,0.74292287599281259,6.6953870644377592E-2,0,0,0.65240031581415425,6.6126970157421069E-2,0,0,0.11858188443710529,"FAIL",0,null,"RMON225",null,-40225.610446977407,40225.610446977407,6.8039433673559913E-2,"FAIL",0,1,null,null,119.22356791577218,1,5047.5923974447751,"YES",1,null,13.941899999999999,11.722899999999999,12.695988728363995,0,0,0,null,-1643.2288637041192,null,-247.14357056538284,null,6049.9795333611146,null,6049.9795333611146,null,5047.5923974447751,null,5047.5923974447751,0.97465694971166805,null,"RMON225"]
[315,"RMFE225",0.11929827630519865,327.95251963662832,0,524.080078125,0,0,3777.0693320192108,0,26100.461511330246,0,0,null,4301.1494005195127,26100.461511330246,26624.541579830551,null,1873.8976240697746,886.23516266014985,0,0,4969.8280684463307,0,null,2760.1327157099204,11273.3095703125,null,-1541.0166944342909,-23864.408873745328,-14827.151941017746,null,0.73076040524635033,0.10575034140724841,0,0,0.64171979452752304,0.10366874135414529,0,0,0.43191993235133946,"FAIL",0,null,"RMFE225",null,-14827.151941017746,14827.151941017746,0.14429575658803884,"FAIL",0,1,null,null,74.248429552529743,1,2841.2994018154836,"YES",1,null,13.941899999999999,11.722899999999999,12.695988728363995,0,0,0,null,-1554.7486979950368,null,-233.83604867323038,null,2230.0212422987188,null,2230.0212422987188,null,2841.2994018154836,null,2230.0212422987188,0.7529203212942801,null,"RMFE225"]
[316,"RMFN225",0.11929827630519865,327.95251963662832,0,524.080078125,0,0,3777.0693320192108,0,34454.948579388394,0,0,null,4301.1494005195127,34454.948579388394,34979.028647888699,null,1873.8976240697746,886.23516266014985,0,0,4969.8280684463307,0,null,2760.1327157099204,4969.828125,null,-1541.0166944342909,-32218.895941803472,-29485.120454388394,null,0.73076040524635033,8.0108455519828703E-2,0,0,0.64171979452752304,7.8908215054652522E-2,0,0,0.14424134500009225,"FAIL",0,null,"RMFN225",null,-29485.120454388394,29485.120454388394,8.1693916693875435E-2,"FAIL",0,1,null,null,98.014588194944636,1,3789.3504018154804,"YES",1,null,13.941899999999999,11.722899999999999,12.695988728363995,0,0,0,null,-1554.7486979950368,null,-233.83604867323038,null,4434.597096366525,null,4434.597096366525,null,3789.3504018154804,null,3789.3504018154804,0.96917306971453865,null,"RMFN225"]
[317,"RSFE225",0.14621657691895962,371.26897105659907,0,593.30133056640625,0,0,4275.9502078592568,0,46095.636532011595,0,0,null,4869.2515230155905,46095.636532011595,46688.937847167937,null,2187.2542808907056,1086.2040579519896,0,0,5626.2502734990239,0,null,3273.4582637394651,12680.6337890625,null,-1595.7932746861979,-43415.479598838538,-33415.002742949095,null,0.76555107160106839,7.1014493128133238E-2,0,0,0.67227134147969003,7.0112073942962816E-2,0,0,0.27509401633398212,"FAIL",0,null,"RSFE225",null,-33415.002742949095,33415.002742949095,8.5504036194117505E-2,"FAIL",0,1,null,null,115.83004790984458,1,5094.3930018477249,"YES",1,null,13.941899999999999,11.722899999999999,12.695988728363995,0,0,0,null,-1612.0791366948513,null,-242.45861466833645,null,5025.6560548290709,null,5025.6560548290709,null,5094.3930018477249,null,5025.6560548290709,0.96077376076651566,null,"RSFE225"]
[318,"RSFN225",0.14621657691895962,371.26897105659907,0,593.30133056640625,0,0,4275.9502078592568,0,55445.355946870186,0,0,null,4869.2515230155905,55445.355946870186,56038.657262026507,null,2187.2542808907056,1086.2040579519896,0,0,5626.2502734990239,0,null,3273.4582637394651,5626.25048828125,null,-1595.7932746861979,-52765.199013697129,-49819.105458588936,null,0.76555107160106839,5.9039358803579786E-2,0,0,0.67227134147969003,5.8414287971483757E-2,0,0,0.1014737914871091,"FAIL",0,null,"RSFN225",null,-49819.105458588936,49819.105458588936,5.9856584536232472E-2,"FAIL",0,1,null,null,139.32420912965608,1,6155.3806744932099,"YES",1,null,13.941899999999999,11.722899999999999,12.695988728363995,0,0,0,null,-1612.0791366948513,null,-242.45861466833645,null,7492.8525644654301,null,7492.8525644654301,null,6155.3806744932099,null,6155.3806744932099,0.97831325297937322,null,"RSFN225"]
[319,"RMOE226",1.1093121767044067,2721.8387530794348,0,4349.59765625,0,0,31347.750254666833,0,37380.10853992575,0,0,null,35697.347941061089,37380.10853992575,41729.706226320028,null,16262.60912404913,8240.7850960682663,0,0,41247.039808772126,0,null,24503.39477990786,47477.16796875,null,-11193.953131008973,-17226.31141626789,10097.05942882425,null,0.78166358289969995,0.65551962626688864,0,0,0.68642059463510796,0.58719308170335105,0,0,1.2701185155211512,"PASS",1,null,"RMOE226",null,10097.05942882425,0,0.68642059463510796,"FAIL",0,1,null,null,12.812332140279096,1,3241.4867699751212,"YES",1,null,13.941899999999999,11.722899999999999,12.695988728363995,0,0,0,null,-11315.860567724931,null,-1701.9188540928189,null,0,null,0,null,3241.4867699751212,null,0,0,null,"RMOE226"]
[320,"RMON226",1.1093121767044067,2721.8387530794348,0,4349.59765625,0,0,31347.750254666833,0,45637.376560258657,0,0,null,35697.347941061089,45637.376560258657,49986.97424665295,null,16262.60912404913,8240.7850960682663,0,0,41247.039808772126,0,null,24503.39477990786,41247.0390625,null,-11193.953131008973,-25483.579436600798,-4390.3374977586573,null,0.78166358289969995,0.53691506012739532,0,0,0.68642059463510796,0.49019559923303757,0,0,0.90379952072920433,"FAIL",0,null,"RMON226",null,-4390.3374977586573,4390.3374977586573,0.61124493794308743,"FAIL",0,1,null,null,15.642578335967441,1,4178.5057123304523,"YES",1,null,13.941899999999999,11.722899999999999,12.695988728363995,0,0,0,null,-11315.860567724931,null,-1701.9188540928189,null,660.31196819248214,null,660.31196819248214,null,4178.5057123304523,null,660.31196819248214,0.12750190548317425,null,"RMON226"]
[321,"RMFE226",0.93703350871801372,2332.8466529804191,0,3727.97412109375,0,0,26867.68059912746,0,26804.312098643317,0,0,null,30595.654739611582,26804.312098643317,30532.286239127461,null,13870.143758652177,6960.9726958019119,0,0,35352.211314641376,0,null,20831.115690354898,41124.63671875,null,-9764.5390298663115,-9701.1705293821688,14320.324620106683,null,0.77532244041308862,0.77715539252392352,0,0,0.68085209749040754,0.6822651779311889,0,0,1.534254509774623,"PASS",1,null,"RMFE226",null,14320.324620106683,0,0.68085209749040754,"FAIL",0,1,null,null,10.719351791691818,1,2184.3293171492937,"YES",1,null,13.941899999999999,11.722899999999999,12.695988728363995,0,0,0,null,-9868.1764213606129,null,-1484.1854410021645,null,0,null,0,null,2184.3293171492937,null,0,0,null,"RMFE226"]
[322,"RMFN226",0.93703350871801372,2332.8466529804191,0,3727.97412109375,0,0,26867.68059912746,0,34454.948579388394,0,0,null,30595.654739611582,34454.948579388394,38182.922719872535,null,13870.143758652177,6960.9726958019119,0,0,35352.211314641376,0,null,20831.115690354898,35352.2109375,null,-9764.5390298663115,-17351.807010127246,897.26235811160586,null,0.77532244041308862,0.6045899514944123,0,0,0.68085209749040754,0.54556105759006912,0,0,1.0260416107150532,"PASS",1,null,"RMFN226",null,897.26235811160586,0,0.68085209749040754,"FAIL",0,1,null,null,13.778929768347313,1,3052.5086997633193,"YES",1,null,13.941899999999999,11.722899999999999,12.695988728363995,0,0,0,null,-9868.1764213606129,null,-1484.1854410021645,null,0,null,0,null,3052.5086997633193,null,0,0,null,"RMFN226"]
[323,"RSFE226",1.6071478873491289,4029.4110646177937,0,6439.14599609375,0,0,46407.220701124119,0,46261.856405147206,0,0,null,52846.366885187243,46261.856405147206,52701.002589210329,null,23839.070941125785,11939.074171700368,0,0,61062.1325014791,0,null,35778.145001325691,67991.1015625,null,-17068.221695892178,-16922.857399915265,21729.245157352794,null,0.77096073543699717,0.77338325310579037,0,0,0.67702185102555512,0.67888926910587988,0,0,1.4697011068266415,"PASS",1,null,"RSFE226",null,21729.245157352794,0,0.67702185102555512,"FAIL",0,1,null,null,10.711036922998266,1,3768.8091873907301,"YES",1,null,13.941899999999999,11.722899999999999,12.695988728363995,0,0,0,null,-17246.222417291803,null,-2593.8523118236285,null,0,null,0,null,3768.8091873907301,null,0,0,null,"RSFE226"]
[324,"RSFN226",1.6071478873491289,4029.4110646177937,0,6439.14599609375,0,0,46407.220701124119,0,55445.355946870186,0,0,null,52846.366885187243,55445.355946870186,61884.502130933324,null,23839.070941125785,11939.074171700368,0,0,61062.1325014791,0,null,35778.145001325691,61062.1328125,null,-17068.221695892178,-26106.356941638245,5616.776865629814,null,0.77096073543699717,0.64528659597044791,0,0,0.67702185102555512,0.57814386280915275,0,0,1.1013029273544932,"PASS",1,null,"RSFN226",null,5616.776865629814,0,0.67702185102555512,"FAIL",0,1,null,null,12.837298646635791,1,4810.9347676147445,"YES",1,null,13.941899999999999,11.722899999999999,12.695988728363995,0,0,0,null,-17246.222417291803,null,-2593.8523118236285,null,0,null,0,null,4810.9347676147445,null,0,0,null,"RSFN226"]
[325,"RMOE227",6.1423755995929238E-2,180.42606792516634,0,288.32742309570313,0,0,2077.9891205350182,0,35552.587083856211,0,0,null,2366.3165481694709,35552.587083856211,35840.914511490693,null,1006.2530063458465,456.30074525961572,0,0,2734.1962112302881,0,null,1462.5537800162426,10343.1943359375,null,-903.76276361447867,-34378.360726935673,-25209.392747918711,null,0.70383129803859612,4.1137759583193934E-2,0,0,0.61807190756152841,4.0806820923404652E-2,0,0,0.29092662965824384,"FAIL",0,null,"RMOE227",null,-25209.392747918711,25209.392747918711,5.3037757417338377E-2,"FAIL",0,1,null,null,183.83236623281425,1,3968.1272473032141,"YES",1,null,13.941899999999999,11.722899999999999,12.695988728363995,0,0,0,null,-911.03915057973325,null,-137.02136906942181,null,3791.5225767526058,null,3791.5225767526058,null,3968.1272473032141,null,3791.5225767526058,0.93978959458387346,null,"RMOE227"]
[326,"RMON227",6.1423755995929238E-2,180.42606792516634,0,288.32742309570313,0,0,2077.9891205350182,0,45637.376560258657,0,0,null,2366.3165481694709,45637.376560258657,45925.70398789311,null,1006.2530063458465,456.30074525961572,0,0,2734.1962112302881,0,null,1462.5537800162426,2734.1962890625,null,-903.76276361447867,-44463.150203338118,-42903.180271196157,null,0.70383129803859612,3.2047279888779687E-2,0,0,0.61807190756152841,3.1846082981032607E-2,0,0,5.9911337923912504E-2,"FAIL",0,null,"RMON227",null,-42903.180271196157,42903.180271196157,3.230771011214819E-2,"FAIL",0,1,null,null,235.97796787401532,1,5112.5295406041505,"YES",1,null,13.941899999999999,11.722899999999999,12.695988728363995,0,0,0,null,-911.03915057973325,null,-137.02136906942181,null,6452.6892114907096,null,6452.6892114907096,null,5112.5295406041505,null,5112.5295406041505,0.98719588568176475,null,"RMON227"]
[327,"RMFE227",5.2006251178681843E-2,160.7196868573312,0,256.8359375,0,0,1851.0283163952151,0,26100.461511330246,0,0,null,2107.8642477278231,26100.461511330246,26357.297442662857,null,877.49891239100748,386.34060692354916,0,0,2435.5635742042291,0,null,1263.8395299628341,8739.044921875,null,-844.02472393238122,-25093.457918867411,-17361.416589455246,null,0.68277698334950288,4.8422114276186257E-2,0,0,0.59958297960949303,4.7950270031153146E-2,0,0,0.33482338686162194,"FAIL",0,null,"RMFE227",null,-17361.416589455246,17361.416589455246,6.491454615769672E-2,"FAIL",0,1,null,null,151.50575766596214,1,2902.7610575160684,"YES",1,null,13.941899999999999,11.722899999999999,12.695988728363995,0,0,0,null,-850.31248278791747,null,-127.88800618972158,null,2611.1776519789992,null,2611.1776519789992,null,2902.7610575160684,null,2611.1776519789992,0.88160986065670777,null,"RMFE227"]
[328,"RMFN227",5.2006251178681843E-2,160.7196868573312,0,256.8359375,0,0,1851.0283163952151,0,34454.948579388394,0,0,null,2107.8642477278231,34454.948579388394,34711.784510721016,null,877.49891239100748,386.34060692354916,0,0,2435.5635742042291,0,null,1263.8395299628341,2435.5634765625,null,-844.02472393238122,-33447.944986925562,-32019.385102825894,null,0.68277698334950288,3.6680929215459256E-2,0,0,0.59958297960949303,3.6409523380969817E-2,0,0,7.068835035265443E-2,"FAIL",0,null,"RMFN227",null,-32019.385102825894,32019.385102825894,3.7033149573595228E-2,"FAIL",0,1,null,null,200.00119243311863,1,3850.8120575160651,"YES",1,null,13.941899999999999,11.722899999999999,12.695988728363995,0,0,0,null,-850.31248278791747,null,-127.88800618972158,null,4815.7535060468044,null,4815.7535060468044,null,3850.8120575160651,null,3850.8120575160651,0.98489264568632928,null,"RMFN227"]
[329,"RSFE227",3.8646440207958217E-2,99.272957132329608,0,158.64181518554688,0,0,1143.3388049551716,0,45945.642782137547,0,0,null,1301.9806178515967,45945.642782137547,46104.284595033969,null,582.60887300831268,287.09412478278284,0,0,1504.3931644146985,0,null,869.7029822959455,8671.9462890625,null,-432.27763784477293,-45234.581615027149,-37273.696493075047,null,0.76066952204079619,1.892895451305043E-2,0,0,0.6679845835201047,1.8863821223818366E-2,0,0,0.18874360579049126,"FAIL",0,null,"RSFE227",null,-37273.696493075047,37273.696493075047,2.254537178293602E-2,"FAIL",0,1,null,null,431.78092300287364,1,5177.3365731339081,"YES",1,null,13.941899999999999,11.722899999999999,12.695988728363995,0,0,0,null,-436.60451835370787,null,-65.665837531407831,null,5606.0081726556537,null,5606.0081726556537,null,5177.3365731339081,null,5177.3365731339081,0.99300226407357128,null,"RSFE227"]
[330,"RSFN227",3.8646440207958217E-2,99.272957132329608,0,158.64181518554688,0,0,1143.3388049551716,0,55445.355946870186,0,0,null,1301.9806178515967,55445.355946870186,55603.9977597666,null,582.60887300831268,287.09412478278284,0,0,1504.3931644146985,0,null,869.7029822959455,1504.3931884765625,null,-432.27763784477293,-54734.294779759788,-53940.962758393624,null,0.76066952204079619,1.5685767859968783E-2,0,0,0.6679845835201047,1.5641015346012269E-2,0,0,2.7132898017971575E-2,"FAIL",0,null,"RSFN227",null,-53940.962758393624,53940.962758393624,1.5743241201624396E-2,"FAIL",0,1,null,null,521.0558425761609,1,6255.3450538404531,"YES",1,null,13.941899999999999,11.722899999999999,12.695988728363995,0,0,0,null,-436.60451835370787,null,-65.665837531407831,null,8112.7847923709296,null,8112.7847923709296,null,6255.3450538404531,null,6255.3450538404531,0.99420121869797073,null,"RSFN227"]
[331,"RMOE228",9.3000001739710556E-3,30.843400154513375,0,78.256050109863281,0,0,355.22721687849378,0,237.01213578196368,0,0,null,433.48326931322737,237.01213578196368,315.26818821669707,null,154.57207097114613,69.087227596091438,0,0,467.40423273486039,0,null,223.65930004249964,467.40423583984375,null,-209.82396694585742,-91.608885849327351,230.39210005788007,null,0.62962320851389819,0.9436618057745878,0,0,0.51595832428869026,0.70942553055207525,0,0,1.9720687900548113,"PASS",1,null,"RMOE228",null,230.39210005788007,0,0.51595832428869026,"FAIL",0,1,null,null,4.5153289255645968,1,5.6043869307684382,"YES",1,null,13.941899999999999,11.722899999999999,12.695988728363995,0,0,0,null,-210.93669978188973,null,-21.7427682119162,null,0,null,0,null,5.6043869307684382,null,0,0,null,"RMOE228"]
[332,"RMON228",9.3000001739710556E-3,30.843400154513375,0,78.256050109863281,0,0,355.22721687849378,0,237.01213578196368,0,0,null,433.48326931322737,237.01213578196368,315.26818821669707,null,154.57207097114613,69.087227596091438,0,0,467.40423273486039,0,null,223.65930004249964,467.40423583984375,null,-209.82396694585742,-91.608885849327351,230.39210005788007,null,0.62962320851389819,0.9436618057745878,0,0,0.51595832428869026,0.70942553055207525,0,0,1.9720687900548113,"PASS",1,null,"RMON228",null,230.39210005788007,0,0.51595832428869026,"FAIL",0,1,null,null,4.5153289255645968,1,5.6043869307684382,"YES",1,null,13.941899999999999,11.722899999999999,12.695988728363995,0,0,0,null,-210.93669978188973,null,-21.7427682119162,null,0,null,0,null,5.6043869307684382,null,0,0,null,"RMON228"]
[333,"RMFE228",9.3000001739710556E-3,30.843400154513375,0,78.256050109863281,0,0,355.22721687849378,0,237.01213578196368,0,0,null,433.48326931322737,237.01213578196368,315.26818821669707,null,154.57207097114613,69.087227596091438,0,0,467.40423273486039,0,null,223.65930004249964,467.40423583984375,null,-209.82396694585742,-91.608885849327351,230.39210005788007,null,0.62962320851389819,0.9436618057745878,0,0,0.51595832428869026,0.70942553055207525,0,0,1.9720687900548113,"PASS",1,null,"RMFE228",null,230.39210005788007,0,0.51595832428869026,"FAIL",0,1,null,null,4.5153289255645968,1,5.6043869307684382,"YES",1,null,13.941899999999999,11.722899999999999,12.695988728363995,0,0,0,null,-210.93669978188973,null,-21.7427682119162,null,0,null,0,null,5.6043869307684382,null,0,0,null,"RMFE228"]
[334,"RMFN228",9.3000001739710556E-3,30.843400154513375,0,78.256050109863281,0,0,355.22721687849378,0,237.01213578196368,0,0,null,433.48326931322737,237.01213578196368,315.26818821669707,null,154.57207097114613,69.087227596091438,0,0,467.40423273486039,0,null,223.65930004249964,467.40423583984375,null,-209.82396694585742,-91.608885849327351,230.39210005788007,null,0.62962320851389819,0.9436618057745878,0,0,0.51595832428869026,0.70942553055207525,0,0,1.9720687900548113,"PASS",1,null,"RMFN228",null,230.39210005788007,0,0.51595832428869026,"FAIL",0,1,null,null,4.5153289255645968,1,5.6043869307684382,"YES",1,null,13.941899999999999,11.722899999999999,12.695988728363995,0,0,0,null,-210.93669978188973,null,-21.7427682119162,null,0,null,0,null,5.6043869307684382,null,0,0,null,"RMFN228"]
[335,"RSFE228",9.3000001739710556E-3,30.843400154513375,0,78.256050109863281,0,0,355.22721687849378,0,237.01213578196368,0,0,null,433.48326931322737,237.01213578196368,315.26818821669707,null,154.57207097114613,69.087227596091438,0,0,467.40423273486039,0,null,223.65930004249964,467.40423583984375,null,-209.82396694585742,-91.608885849327351,230.39210005788007,null,0.62962320851389819,0.9436618057745878,0,0,0.51595832428869026,0.70942553055207525,0,0,1.9720687900548113,"PASS",1,null,"RSFE228",null,230.39210005788007,0,0.51595832428869026,"FAIL",0,1,null,null,4.5153289255645968,1,5.6043869307684382,"YES",1,null,13.941899999999999,11.722899999999999,12.695988728363995,0,0,0,null,-210.93669978188973,null,-21.7427682119162,null,0,null,0,null,5.6043869307684382,null,0,0,null,"RSFE228"]
[336,"RSFN228",9.3000001739710556E-3,30.843400154513375,0,78.256050109863281,0,0,355.22721687849378,0,237.01213578196368,0,0,null,433.48326931322737,237.01213578196368,315.26818821669707,null,154.57207097114613,69.087227596091438,0,0,467.40423273486039,0,null,223.65930004249964,467.40423583984375,null,-209.82396694585742,-91.608885849327351,230.39210005788007,null,0.62962320851389819,0.9436618057745878,0,0,0.51595832428869026,0.70942553055207525,0,0,1.9720687900548113,"PASS",1,null,"RSFN228",null,230.39210005788007,0,0.51595832428869026,"FAIL",0,1,null,null,4.5153289255645968,1,5.6043869307684382,"YES",1,null,13.941899999999999,11.722899999999999,12.695988728363995,0,0,0,null,-210.93669978188973,null,-21.7427682119162,null,0,null,0,null,5.6043869307684382,null,0,0,null,"RSFN228"]
[337,"RMOE229",9.3000001739710556E-3,30.843400154513375,0,78.256050109863281,0,0,355.22721687849378,0,59.882642201484551,0,0,null,433.48326931322737,59.882642201484551,138.13869463621802,null,154.57207097114613,69.087227596091438,0,0,467.40423273486039,0,null,223.65930004249964,467.40423583984375,null,-209.82396694585742,85.520607731151813,407.52159363835921,null,0.62962320851389819,3.7349604463003288,0,1,0.51595832428869026,1.6190923505950003,0,1,7.8053375511920269,"PASS",1,null,"RMOE229",null,407.52159363835921,0,0.51595832428869026,"FAIL",0,1,null,null,1.1408269068132511,0,-7.0556130692315602,"NO",0,null,13.941899999999999,11.722899999999999,12.695988728363995,0,0,0,null,-210.93669978188973,null,-21.7427682119162,null,0,null,0,null,-7.0556130692315602,null,-7.0556130692315602,-1.6485077264559722,null,"RMOE229"]
[338,"RMON229",9.3000001739710556E-3,30.843400154513375,0,78.256050109863281,0,0,355.22721687849378,0,59.882642201484551,0,0,null,433.48326931322737,59.882642201484551,138.13869463621802,null,154.57207097114613,69.087227596091438,0,0,467.40423273486039,0,null,223.65930004249964,467.40423583984375,null,-209.82396694585742,85.520607731151813,407.52159363835921,null,0.62962320851389819,3.7349604463003288,0,1,0.51595832428869026,1.6190923505950003,0,1,7.8053375511920269,"PASS",1,null,"RMON229",null,407.52159363835921,0,0.51595832428869026,"FAIL",0,1,null,null,1.1408269068132511,0,-7.0556130692315602,"NO",0,null,13.941899999999999,11.722899999999999,12.695988728363995,0,0,0,null,-210.93669978188973,null,-21.7427682119162,null,0,null,0,null,-7.0556130692315602,null,-7.0556130692315602,-1.6485077264559722,null,"RMON229"]
[339,"RMFE229",9.3000001739710556E-3,30.843400154513375,0,78.256050109863281,0,0,355.22721687849378,0,59.882642201484551,0,0,null,433.48326931322737,59.882642201484551,138.13869463621802,null,154.57207097114613,69.087227596091438,0,0,467.40423273486039,0,null,223.65930004249964,467.40423583984375,null,-209.82396694585742,85.520607731151813,407.52159363835921,null,0.62962320851389819,3.7349604463003288,0,1,0.51595832428869026,1.6190923505950003,0,1,7.8053375511920269,"PASS",1,null,"RMFE229",null,407.52159363835921,0,0.51595832428869026,"FAIL",0,1,null,null,1.1408269068132511,0,-7.0556130692315602,"NO",0,null,13.941899999999999,11.722899999999999,12.695988728363995,0,0,0,null,-210.93669978188973,null,-21.7427682119162,null,0,null,0,null,-7.0556130692315602,null,-7.0556130692315602,-1.6485077264559722,null,"RMFE229"]
[340,"RMFN229",9.3000001739710556E-3,30.843400154513375,0,78.256050109863281,0,0,355.22721687849378,0,59.882642201484551,0,0,null,433.48326931322737,59.882642201484551,138.13869463621802,null,154.57207097114613,69.087227596091438,0,0,467.40423273486039,0,null,223.65930004249964,467.40423583984375,null,-209.82396694585742,85.520607731151813,407.52159363835921,null,0.62962320851389819,3.7349604463003288,0,1,0.51595832428869026,1.6190923505950003,0,1,7.8053375511920269,"PASS",1,null,"RMFN229",null,407.52159363835921,0,0.51595832428869026,"FAIL",0,1,null,null,1.1408269068132511,0,-7.0556130692315602,"NO",0,null,13.941899999999999,11.722899999999999,12.695988728363995,0,0,0,null,-210.93669978188973,null,-21.7427682119162,null,0,null,0,null,-7.0556130692315602,null,-7.0556130692315602,-1.6485077264559722,null,"RMFN229"]
[341,"RSFE229",9.3000001739710556E-3,30.843400154513375,0,78.256050109863281,0,0,355.22721687849378,0,59.882642201484551,0,0,null,433.48326931322737,59.882642201484551,138.13869463621802,null,154.57207097114613,69.087227596091438,0,0,467.40423273486039,0,null,223.65930004249964,467.40423583984375,null,-209.82396694585742,85.520607731151813,407.52159363835921,null,0.62962320851389819,3.7349604463003288,0,1,0.51595832428869026,1.6190923505950003,0,1,7.8053375511920269,"PASS",1,null,"RSFE229",null,407.52159363835921,0,0.51595832428869026,"FAIL",0,1,null,null,1.1408269068132511,0,-7.0556130692315602,"NO",0,null,13.941899999999999,11.722899999999999,12.695988728363995,0,0,0,null,-210.93669978188973,null,-21.7427682119162,null,0,null,0,null,-7.0556130692315602,null,-7.0556130692315602,-1.6485077264559722,null,"RSFE229"]
[342,"RSFN229",9.3000001739710556E-3,30.843400154513375,0,78.256050109863281,0,0,355.22721687849378,0,59.882642201484551,0,0,null,433.48326931322737,59.882642201484551,138.13869463621802,null,154.57207097114613,69.087227596091438,0,0,467.40423273486039,0,null,223.65930004249964,467.40423583984375,null,-209.82396694585742,85.520607731151813,407.52159363835921,null,0.62962320851389819,3.7349604463003288,0,1,0.51595832428869026,1.6190923505950003,0,1,7.8053375511920269,"PASS",1,null,"RSFN229",null,407.52159363835921,0,0.51595832428869026,"FAIL",0,1,null,null,1.1408269068132511,0,-7.0556130692315602,"NO",0,null,13.941899999999999,11.722899999999999,12.695988728363995,0,0,0,null,-210.93669978188973,null,-21.7427682119162,null,0,null,0,null,-7.0556130692315602,null,-7.0556130692315602,-1.6485077264559722,null,"RSFN229"]
[343,"RMOE230",8.6699998378753654E-2,255.47311835199179,0,648.1878662109375,0,0,2942.3151910885645,0,10393.975411566629,0,0,null,3590.5030418103379,10393.975411566629,11042.163262288401,null,1433.4365110729379,644.07122672300659,0,0,3871.4673566954807,0,null,2077.5077647691674,3871.46728515625,null,-1512.9952925303346,-8964.6555130083998,-6522.5081264103792,null,0.70607927086171707,0.19987614772084933,0,0,0.57861189131856849,0.1881431846738009,0,0,0.37247223818213016,"FAIL",0,null,"RMOE230",null,-6522.5081264103792,6522.5081264103792,0.20542919680694444,"FAIL",0,1,null,null,23.906584839462958,1,648.99813350845625,"YES",1,null,13.941899999999999,11.722899999999999,12.695988728363995,0,0,0,null,-1523.3311520565492,null,-157.02073742219659,null,672.32199280410202,null,672.32199280410202,null,648.99813350845625,null,648.99813350845625,0.87361269300765421,null,"RMOE230"]
[344,"RMON230",8.6699998378753654E-2,255.47311835199179,0,648.1878662109375,0,0,2942.3151910885645,0,10393.975411566629,0,0,null,3590.5030418103379,10393.975411566629,11042.163262288401,null,1433.4365110729379,644.07122672300659,0,0,3871.4673566954807,0,null,2077.5077647691674,3871.46728515625,null,-1512.9952925303346,-8964.6555130083998,-6522.5081264103792,null,0.70607927086171707,0.19987614772084933,0,0,0.57861189131856849,0.1881431846738009,0,0,0.37247223818213016,"FAIL",0,null,"RMON230",null,-6522.5081264103792,6522.5081264103792,0.20542919680694444,"FAIL",0,1,null,null,23.906584839462958,1,648.99813350845625,"YES",1,null,13.941899999999999,11.722899999999999,12.695988728363995,0,0,0,null,-1523.3311520565492,null,-157.02073742219659,null,672.32199280410202,null,672.32199280410202,null,648.99813350845625,null,648.99813350845625,0.87361269300765421,null,"RMON230"]
[345,"RMFE230",8.6699998378753654E-2,255.47311835199179,0,648.1878662109375,0,0,2942.3151910885645,0,7847.1439676498076,0,0,null,3590.5030418103379,7847.1439676498076,8495.3318183715746,null,1433.4365110729379,644.07122672300659,0,0,3871.4673566954807,0,null,2077.5077647691674,3871.46728515625,null,-1512.9952925303346,-6417.8240690915791,-3975.6766824935576,null,0.70607927086171707,0.26474699245149363,0,0,0.57861189131856849,0.24454698243671003,0,0,0.49336004298080199,"FAIL",0,null,"RMFE230",null,-3975.6766824935576,3975.6766824935576,0.2745781670825056,"FAIL",0,1,null,null,18.04876519142968,1,466.96813350845633,"YES",1,null,13.941899999999999,11.722899999999999,12.695988728363995,0,0,0,null,-1523.3311520565492,null,-157.02073742219659,null,409.80169255686343,null,409.80169255686343,null,466.96813350845633,null,409.80169255686343,0.73066664150922411,null,"RMFE230"]
[346,"RMFN230",8.6699998378753654E-2,255.47311835199179,0,648.1878662109375,0,0,2942.3151910885645,0,7847.1439676498076,0,0,null,3590.5030418103379,7847.1439676498076,8495.3318183715746,null,1433.4365110729379,644.07122672300659,0,0,3871.4673566954807,0,null,2077.5077647691674,3871.46728515625,null,-1512.9952925303346,-6417.8240690915791,-3975.6766824935576,null,0.70607927086171707,0.26474699245149363,0,0,0.57861189131856849,0.24454698243671003,0,0,0.49336004298080199,"FAIL",0,null,"RMFN230",null,-3975.6766824935576,3975.6766824935576,0.2745781670825056,"FAIL",0,1,null,null,18.04876519142968,1,466.96813350845633,"YES",1,null,13.941899999999999,11.722899999999999,12.695988728363995,0,0,0,null,-1523.3311520565492,null,-157.02073742219659,null,409.80169255686343,null,409.80169255686343,null,466.96813350845633,null,409.80169255686343,0.73066664150922411,null,"RMFN230"]
[347,"RSFE230",8.6699998378753654E-2,255.47311835199179,0,648.1878662109375,0,0,2942.3151910885645,0,17678.811023293048,0,0,null,3590.5030418103379,17678.811023293048,18326.998874014807,null,1433.4365110729379,644.07122672300659,0,0,3871.4673566954807,0,null,2077.5077647691674,3871.46728515625,null,-1512.9952925303346,-16249.491124734819,-13807.343738136798,null,0.70607927086171707,0.11751399808685709,0,0,0.57861189131856849,0.11335777217507075,0,0,0.21898912093439574,"FAIL",0,null,"RSFE230",null,-13807.343738136798,13807.343738136798,0.11941177487056195,"FAIL",0,1,null,null,40.662015022078393,1,1169.6681335084563,"YES",1,null,13.941899999999999,11.722899999999999,12.695988728363995,0,0,0,null,-1523.3311520565492,null,-157.02073742219659,null,1423.2225820873298,null,1423.2225820873298,null,1169.6681335084563,null,1169.6681335084563,0.92569259355191391,null,"RSFE230"]
[348,"RSFN230",8.6699998378753654E-2,255.47311835199179,0,648.1878662109375,0,0,2942.3151910885645,0,17678.811023293048,0,0,null,3590.5030418103379,17678.811023293048,18326.998874014807,null,1433.4365110729379,644.07122672300659,0,0,3871.4673566954807,0,null,2077.5077647691674,3871.46728515625,null,-1512.9952925303346,-16249.491124734819,-13807.343738136798,null,0.70607927086171707,0.11751399808685709,0,0,0.57861189131856849,0.11335777217507075,0,0,0.21898912093439574,"FAIL",0,null,"RSFN230",null,-13807.343738136798,13807.343738136798,0.11941177487056195,"FAIL",0,1,null,null,40.662015022078393,1,1169.6681335084563,"YES",1,null,13.941899999999999,11.722899999999999,12.695988728363995,0,0,0,null,-1523.3311520565492,null,-157.02073742219659,null,1423.2225820873298,null,1423.2225820873298,null,1169.6681335084563,null,1169.6681335084563,0.92569259355191391,null,"RSFN230"]
[349,"RMOT301",0.89345000684261322,2840.0143521332279,0,5229.49365234375,0,0,32708.793101581516,0,25666.466873440331,0,0,null,37938.286713654088,25666.466873440331,30895.9604855129,null,15264.924781763386,6637.2024530950457,0,0,43037.885659975669,0,null,21902.127991671536,51039.546875,null,-16036.158762253726,-8993.8325341125455,25373.080001559669,null,0.66960978730250176,0.85333630451240117,0,0,0.57730935858365939,0.70889940364188442,0,0,1.988569253675337,"PASS",1,null,"RMOT301",null,25373.080001559669,0,0.57730935858365939,"FAIL",0,1,null,null,7.3171713852864437,1,1483.9336273322001,"YES",1,null,13.941899999999999,11.722899999999999,12.695988728363995,0,0,0,null,-16145.124573157562,null,-2185.7978451390818,null,0,null,0,null,1483.9336273322001,null,0,0,null,"RMOT301"]
[350,"RMON301",0.89345000684261322,2840.0143521332279,0,5229.49365234375,0,0,32708.793101581516,0,36666.381956064295,0,0,null,37938.286713654088,36666.381956064295,41895.875568136864,null,15264.924781763386,6637.2024530950457,0,0,43037.885659975669,0,null,21902.127991671536,43037.88671875,null,-16036.158762253726,-19993.747616736509,6371.5047626857049,null,0.66960978730250176,0.59733540161982401,0,0,0.57730935858365939,0.52277527736587082,0,0,1.1737696610022881,"PASS",1,null,"RMON301",null,6371.5047626857049,0,0.57730935858365939,"FAIL",0,1,null,null,10.453101978980627,1,2567.2336273321985,"YES",1,null,13.941899999999999,11.722899999999999,12.695988728363995,0,0,0,null,-16145.124573157562,null,-2185.7978451390818,null,0,null,0,null,2567.2336273321985,null,0,0,null,"RMON301"]
[351,"RMFT301",0.74425001144409186,2366.6855920391586,0,4357.923828125,0,0,27257.4078044206,0,26821.493444335465,0,0,null,31615.33164622392,26821.493444335465,31179.417286138789,null,12719.347682723046,5528.8353728144384,0,0,35865.010268974482,0,null,18248.183660377741,44226.7578125,null,-13367.147972167859,-12931.233612082724,17405.264368164535,null,0.66947612154880898,0.68035673323894075,0,0,0.57719412443526652,0.58526378158117898,0,0,1.6489297251208963,"PASS",1,null,"RMFT301",null,17405.264368164535,0,0.57719412443526652,"FAIL",0,1,null,null,9.1757180970038235,1,1771.6421320575853,"YES",1,null,13.941899999999999,11.722899999999999,12.695988728363995,0,0,0,null,-13457.934955552821,null,-1821.9943173913969,null,0,null,0,null,1771.6421320575853,null,0,0,null,"RMFT301"]
[352,"RMFN301",0.74425001144409186,2366.6855920391586,0,4357.923828125,0,0,27257.4078044206,0,38316.419914485916,0,0,null,31615.33164622392,38316.419914485916,42674.343756289214,null,12719.347682723046,5528.8353728144384,0,0,35865.010268974482,0,null,18248.183660377741,35865.01171875,null,-13367.147972167859,-24426.160082233175,-2451.4081957359158,null,0.66947612154880898,0.47624970446361636,0,0,0.57719412443526652,0.42761486317027247,0,0,0.93602199262856667,"FAIL",0,null,"RMFN301",null,-2451.4081957359158,2451.4081957359158,0.53565981812056085,"FAIL",0,1,null,null,13.108168710005453,1,2903.6921320575834,"YES",1,null,13.941899999999999,11.722899999999999,12.695988728363995,0,0,0,null,-13457.934955552821,null,-1821.9943173913969,null,331.88240372603764,null,331.88240372603764,null,2903.6921320575834,null,331.88240372603764,8.7950815880757288E-2,null,"RMFN301"]
[353,"RSFT301",0.89345000684261322,2840.0143521332279,0,5229.49365234375,0,0,32708.793101581516,0,25666.466873440331,0,0,null,37938.286713654088,25666.466873440331,30895.9604855129,null,15264.924781763386,6637.2024530950457,0,0,43037.885659975669,0,null,21902.127991671536,51039.546875,null,-16036.158762253726,-8993.8325341125455,25373.080001559669,null,0.66960978730250176,0.85333630451240117,0,0,0.57730935858365939,0.70889940364188442,0,0,1.988569253675337,"PASS",1,null,"RSFT301",null,25373.080001559669,0,0.57730935858365939,"FAIL",0,1,null,null,7.3171713852864437,1,1483.9336273322001,"YES",1,null,13.941899999999999,11.722899999999999,12.695988728363995,0,0,0,null,-16145.124573157562,null,-2185.7978451390818,null,0,null,0,null,1483.9336273322001,null,0,0,null,"RSFT301"]
[354,"RSFN301",0.89345000684261322,2840.0143521332279,0,5229.49365234375,0,0,32708.793101581516,0,36666.381956064295,0,0,null,37938.286713654088,36666.381956064295,41895.875568136864,null,15264.924781763386,6637.2024530950457,0,0,43037.885659975669,0,null,21902.127991671536,43037.88671875,null,-16036.158762253726,-19993.747616736509,6371.5047626857049,null,0.66960978730250176,0.59733540161982401,0,0,0.57730935858365939,0.52277527736587082,0,0,1.1737696610022881,"PASS",1,null,"RSFN301",null,6371.5047626857049,0,0.57730935858365939,"FAIL",0,1,null,null,10.453101978980627,1,2567.2336273321985,"YES",1,null,13.941899999999999,11.722899999999999,12.695988728363995,0,0,0,null,-16145.124573157562,null,-2185.7978451390818,null,0,null,0,null,2567.2336273321985,null,0,0,null,"RSFN301"]
[355,"RMOT302",0.42385103702545163,3895.766724091,0,7173.51513671875,0,0,44868.022464254369,0,3880.8894021588062,0,0,null,52041.537698258595,3880.8894021588062,11054.404636163021,null,15370.035550516306,3148.676614412705,0,0,59036.871663492602,0,null,18518.711659233653,60246.76171875,null,-33522.825941739466,7464.3071203560976,56365.872316591194,null,0.41273741614057569,4.7717700094551336,0,1,0.35584482151978875,1.6752337581010952,0,1,15.523957391116785,"PASS",1,null,"RMOT302",null,56365.872316591194,0,0.35584482151978875,"FAIL",0,1,null,null,0.80655868826714738,0,-1049.5780784974575,"NO",0,null,13.941899999999999,11.722899999999999,12.695988728363995,0,0,0,null,-33614.958835566496,null,-4550.9407037576239,null,0,null,0,null,-1049.5780784974575,null,-1049.5780784974575,-2.7461488186746661,null,"RMOT302"]
[356,"RMON302",0.42385103702545163,3895.766724091,0,7173.51513671875,0,0,44868.022464254369,0,5544.1275402966239,0,0,null,52041.537698258595,5544.1275402966239,12717.642774300839,null,15370.035550516306,3148.676614412705,0,0,59036.871663492602,0,null,18518.711659233653,59036.87109375,null,-33522.825941739466,5801.0689822182794,53492.743553453372,null,0.41273741614057569,3.3402391133020108,0,1,0.35584482151978875,1.4561434166335374,0,1,10.648541301521247,"PASS",1,null,"RMON302",null,53492.743553453372,0,0.35584482151978875,"FAIL",0,1,null,null,1.1522266975244961,0,-885.77807849745761,"NO",0,null,13.941899999999999,11.722899999999999,12.695988728363995,0,0,0,null,-33614.958835566496,null,-4550.9407037576239,null,0,null,0,null,-885.77807849745761,null,-885.77807849745761,-1.6223041730722667,null,"RMON302"]
[357,"RMFT302",0.35320883989334106,3246.4689573295254,0,5977.92333984375,0,0,37389.980566907027,0,3234.0743985063637,0,0,null,43367.903731018785,3234.0743985063637,9211.9975626181058,null,12808.349902803408,2623.8945219549432,0,0,49197.342851193462,0,null,15432.243908244995,50205.58203125,null,-27935.659998505784,6220.2461698948809,46971.50763274364,null,0.4127374145228549,4.7717652739752294,0,1,0.35584481881871088,1.6752331412327224,0,1,15.523941581070963,"PASS",1,null,"RMFT302",null,46971.50763274364,0,0.35584481881871088,"FAIL",0,1,null,null,0.80655955265419343,0,-874.64712005492379,"NO",0,null,13.941899999999999,11.722899999999999,12.695988728363995,0,0,0,null,-28012.437331382625,null,-3792.4467462969114,null,0,null,0,null,-874.64712005492379,null,-874.64712005492379,-2.7461448039401062,null,"RMFT302"]
[358,"RMFN302",0.35320883989334106,3246.4689573295254,0,5977.92333984375,0,0,37389.980566907027,0,4620.1062835805187,0,0,null,43367.903731018785,4620.1062835805187,10598.029447692261,null,12808.349902803408,2623.8945219549432,0,0,49197.342851193462,0,null,15432.243908244995,49197.34375,null,-27935.659998505784,4834.2142848207259,44577.237466419479,null,0.4127374145228549,3.3402356917826612,0,1,0.35584481881871088,1.4561427413012618,0,1,10.648530732906156,"PASS",1,null,"RMFN302",null,44577.237466419479,0,0.35584481881871088,"FAIL",0,1,null,null,1.1522279323631335,0,-738.14712005492379,"NO",0,null,13.941899999999999,11.722899999999999,12.695988728363995,0,0,0,null,-28012.437331382625,null,-3792.4467462969114,null,0,null,0,null,-738.14712005492379,null,-738.14712005492379,-1.6223013627580742,null,"RMFN302"]
[359,"RSFT302",0.42385103702545163,3895.766724091,0,7173.51513671875,0,0,44868.022464254369,0,3880.8894021588062,0,0,null,52041.537698258595,3880.8894021588062,11054.404636163021,null,15370.035550516306,3148.676614412705,0,0,59036.871663492602,0,null,18518.711659233653,60246.76171875,null,-33522.825941739466,7464.3071203560976,56365.872316591194,null,0.41273741614057569,4.7717700094551336,0,1,0.35584482151978875,1.6752337581010952,0,1,15.523957391116785,"PASS",1,null,"RSFT302",null,56365.872316591194,0,0.35584482151978875,"FAIL",0,1,null,null,0.80655868826714738,0,-1049.5780784974575,"NO",0,null,13.941899999999999,11.722899999999999,12.695988728363995,0,0,0,null,-33614.958835566496,null,-4550.9407037576239,null,0,null,0,null,-1049.5780784974575,null,-1049.5780784974575,-2.7461488186746661,null,"RSFT302"]
[360,"RSFN302",0.42385103702545163,3895.766724091,0,7173.51513671875,0,0,44868.022464254369,0,5544.1275402966239,0,0,null,52041.537698258595,5544.1275402966239,12717.642774300839,null,15370.035550516306,3148.676614412705,0,0,59036.871663492602,0,null,18518.711659233653,59036.87109375,null,-33522.825941739466,5801.0689822182794,53492.743553453372,null,0.41273741614057569,3.3402391133020108,0,1,0.35584482151978875,1.4561434166335374,0,1,10.648541301521247,"PASS",1,null,"RSFN302",null,53492.743553453372,0,0.35584482151978875,"FAIL",0,1,null,null,1.1522266975244961,0,-885.77807849745761,"NO",0,null,13.941899999999999,11.722899999999999,12.695988728363995,0,0,0,null,-33614.958835566496,null,-4550.9407037576239,null,0,null,0,null,-885.77807849745761,null,-885.77807849745761,-1.6223041730722667,null,"RSFN302"]
[361,"RMOT303",1.1172650128602981,6210.8066011847204,0,11436.3408203125,0,0,71530.620244752165,0,69585.9084865435,0,0,null,82966.961194992153,69585.9084865435,81022.249436783546,null,26569.301584374898,8299.8646005046467,0,0,94119.237164147504,0,null,34869.166721976202,108891.9921875,null,-48097.794343088462,-46153.082584879798,39306.0837009565,null,0.48747189109595862,0.50109522862260525,0,0,0.42027773796163237,0.43036532582446607,0,0,1.564856945261518,"PASS",1,null,"RMOT303",null,39306.0837009565,0,0.42027773796163237,"FAIL",0,1,null,null,9.0713299147894286,1,4570.3949718229196,"YES",1,null,13.941899999999999,11.722899999999999,12.695988728363995,0,0,0,null,-48271.272784491324,null,-6535.1768304025363,null,0,null,0,null,4570.3949718229196,null,0,0,null,"RMOT303"]
[362,"RMON303",1.1172650128602981,6210.8066011847204,0,11436.3408203125,0,0,71530.620244752165,0,89894.067974809528,0,0,null,82966.961194992153,89894.067974809528,101330.40892504955,null,26569.301584374898,8299.8646005046467,0,0,94119.237164147504,0,null,34869.166721976202,94119.234375,null,-48097.794343088462,-66461.242073145826,4225.1664001904719,null,0.48747189109595862,0.38789174310976088,0,0,0.42027773796163237,0.34411355028160884,0,0,1.0470016152942869,"PASS",1,null,"RMON303",null,4225.1664001904719,0,0.42027773796163237,"FAIL",0,1,null,null,11.71873394653886,1,6570.3949718229196,"YES",1,null,13.941899999999999,11.722899999999999,12.695988728363995,0,0,0,null,-48271.272784491324,null,-6535.1768304025363,null,0,null,0,null,6570.3949718229196,null,0,0,null,"RMON303"]
[363,"RMFT303",0.93043785393238077,5175.6793877420414,0,9530.296875,0,0,59608.933358599039,0,54603.563824075267,0,0,null,69139.230085501185,54603.563824075267,64133.860550977399,null,22138.046038848395,6911.9753307700648,0,0,78432.807050788266,0,null,29050.02145164417,93205.5625,null,-40089.208781954869,-35083.839247431097,38601.998675924733,null,0.48734342010254217,0.53201694939251787,0,0,0.42016697833478284,0.45295918778304634,0,0,1.7069501690456461,"PASS",1,null,"RMFT303",null,38601.998675924733,0,0.42016697833478284,"FAIL",0,1,null,null,8.5418376243106824,1,3475.3265857998517,"YES",1,null,13.941899999999999,11.722899999999999,12.695988728363995,0,0,0,null,-40233.736251863542,null,-5447.0198481731613,null,0,null,0,null,3475.3265857998517,null,0,0,null,"RMFT303"]
[364,"RMFN303",0.93043785393238077,5175.6793877420414,0,9530.296875,0,0,59608.933358599039,0,74911.723312341259,0,0,null,69139.230085501185,74911.723312341259,84442.020039243449,null,22138.046038848395,6911.9753307700648,0,0,78432.807050788266,0,null,29050.02145164417,78432.8046875,null,-40089.208781954869,-55391.998735697089,3521.0813751587411,null,0.48734342010254217,0.38779005697841623,0,0,0.42016697833478284,0.34402328825381501,0,0,1.0470030753461343,"PASS",1,null,"RMFN303",null,3521.0813751587411,0,0.42016697833478284,"FAIL",0,1,null,null,11.718718191232368,1,5475.3265857998522,"YES",1,null,13.941899999999999,11.722899999999999,12.695988728363995,0,0,0,null,-40233.736251863542,null,-5447.0198481731613,null,0,null,0,null,5475.3265857998522,null,0,0,null,"RMFN303"]
[365,"RSFT303",1.1172650128602981,6210.8066011847204,0,11436.3408203125,0,0,71530.620244752165,0,69585.9084865435,0,0,null,82966.961194992153,69585.9084865435,81022.249436783546,null,26569.301584374898,8299.8646005046467,0,0,94119.237164147504,0,null,34869.166721976202,108891.9921875,null,-48097.794343088462,-46153.082584879798,39306.0837009565,null,0.48747189109595862,0.50109522862260525,0,0,0.42027773796163237,0.43036532582446607,0,0,1.564856945261518,"PASS",1,null,"RSFT303",null,39306.0837009565,0,0.42027773796163237,"FAIL",0,1,null,null,9.0713299147894286,1,4570.3949718229196,"YES",1,null,13.941899999999999,11.722899999999999,12.695988728363995,0,0,0,null,-48271.272784491324,null,-6535.1768304025363,null,0,null,0,null,4570.3949718229196,null,0,0,null,"RSFT303"]
[366,"RSFN303",1.1172650128602981,6210.8066011847204,0,11436.3408203125,0,0,71530.620244752165,0,89894.067974809528,0,0,null,82966.961194992153,89894.067974809528,101330.40892504955,null,26569.301584374898,8299.8646005046467,0,0,94119.237164147504,0,null,34869.166721976202,94119.234375,null,-48097.794343088462,-66461.242073145826,4225.1664001904719,null,0.48747189109595862,0.38789174310976088,0,0,0.42027773796163237,0.34411355028160884,0,0,1.0470016152942869,"PASS",1,null,"RSFN303",null,4225.1664001904719,0,0.42027773796163237,"FAIL",0,1,null,null,11.71873394653886,1,6570.3949718229196,"YES",1,null,13.941899999999999,11.722899999999999,12.695988728363995,0,0,0,null,-48271.272784491324,null,-6535.1768304025363,null,0,null,0,null,6570.3949718229196,null,0,0,null,"RSFN303"]
[367,"RMOT304",0.75019999742507926,2315.03987709372,0,4262.8251953125,0,0,26662.597780497763,0,69585.9084865435,0,0,null,30925.423186855602,69585.9084865435,73848.733892901364,null,12671.856412250534,5573.0362360372765,0,0,35082.365500654945,0,null,18244.893348405232,49855.1171875,null,-12680.529627405031,-55603.840333450768,-19730.7912990435,null,0.6842879114258843,0.26219235683232367,0,0,0.58996422984016461,0.24705763306660256,0,0,0.71645421137443321,"FAIL",0,null,"RMOT304",null,-19730.7912990435,19730.7912990435,0.3601708814916747,"FAIL",0,1,null,null,24.336633064512622,1,6002.173050320378,"YES",1,null,13.941899999999999,11.722899999999999,12.695988728363995,0,0,0,null,-12771.300241078687,null,-1729.03469527795,null,2671.2411483055912,null,2671.2411483055912,null,6002.173050320378,null,2671.2411483055912,0.3897914998257101,null,"RMOT304"]
[368,"RMON304",0.75019999742507926,2315.03987709372,0,4262.8251953125,0,0,26662.597780497763,0,89894.067974809528,0,0,null,30925.423186855602,89894.067974809528,94156.893381167378,null,12671.856412250534,5573.0362360372765,0,0,35082.365500654945,0,null,18244.893348405232,35082.3671875,null,-12680.529627405031,-75911.999821716803,-54811.700787309528,null,0.6842879114258843,0.20295992560396631,0,0,0.58996422984016461,0.19377119119086145,0,0,0.39026342869844227,"FAIL",0,null,"RMON304",null,-54811.700787309528,54811.700787309528,0.21280038969832291,"FAIL",0,1,null,null,31.439108787411389,1,8002.1730503203771,"YES",1,null,13.941899999999999,11.722899999999999,12.695988728363995,0,0,0,null,-12771.300241078687,null,-1729.03469527795,null,7420.6486872512323,null,7420.6486872512323,null,8002.1730503203771,null,7420.6486872512323,0.83820723904340133,null,"RMON304"]
[369,"RMFT304",0.62459998130798355,1929.2104304125157,0,3552.373779296875,0,0,22218.952791692034,0,54603.563824075267,0,0,null,25771.326664360367,54603.563824075267,58155.937696743589,null,10557.104692728295,4639.9871245070581,0,0,29235.464199594764,0,null,15197.092088738042,44008.21484375,null,-10574.234482250868,-42958.8455146341,-10595.348980325267,null,0.68396977261774639,0.2783168537808422,0,0,0.5896899426917972,0.26131625961193078,0,0,0.80595865474162198,"FAIL",0,null,"RMFT304",null,-10595.348980325267,10595.348980325267,0.41788510658046296,"FAIL",0,1,null,null,22.916013935655773,1,4668.4737058547762,"YES",1,null,13.941899999999999,11.722899999999999,12.695988728363995,0,0,0,null,-10649.841905577921,null,-1441.8223521784489,null,1434.4448607225695,null,1434.4448607225695,null,4668.4737058547762,null,1434.4448607225695,0.26674939297490829,null,"RMFT304"]
[370,"RMFN304",0.62459998130798355,1929.2104304125157,0,3552.373779296875,0,0,22218.952791692034,0,74911.723312341259,0,0,null,25771.326664360367,74911.723312341259,78464.097185009596,null,10557.104692728295,4639.9871245070581,0,0,29235.464199594764,0,null,15197.092088738042,29235.46484375,null,-10574.234482250868,-63267.005002900092,-45676.258468591259,null,0.68396977261774639,0.20286667315574106,0,0,0.5896899426917972,0.19368211260991602,0,0,0.39026554924993473,"FAIL",0,null,"RMFN304",null,-45676.258468591259,45676.258468591259,0.212702669800795,"FAIL",0,1,null,null,31.438938690897345,1,6668.4737058547762,"YES",1,null,13.941899999999999,11.722899999999999,12.695988728363995,0,0,0,null,-10649.841905577921,null,-1441.8223521784489,null,6183.8523996682061,null,6183.8523996682061,null,6668.4737058547762,null,6183.8523996682061,0.83820432391300659,null,"RMFN304"]
[371,"RSFT304",0.75019999742507926,2315.03987709372,0,4262.8251953125,0,0,26662.597780497763,0,69585.9084865435,0,0,null,30925.423186855602,69585.9084865435,73848.733892901364,null,12671.856412250534,5573.0362360372765,0,0,35082.365500654945,0,null,18244.893348405232,49855.1171875,null,-12680.529627405031,-55603.840333450768,-19730.7912990435,null,0.6842879114258843,0.26219235683232367,0,0,0.58996422984016461,0.24705763306660256,0,0,0.71645421137443321,"FAIL",0,null,"RSFT304",null,-19730.7912990435,19730.7912990435,0.3601708814916747,"FAIL",0,1,null,null,24.336633064512622,1,6002.173050320378,"YES",1,null,13.941899999999999,11.722899999999999,12.695988728363995,0,0,0,null,-12771.300241078687,null,-1729.03469527795,null,2671.2411483055912,null,2671.2411483055912,null,6002.173050320378,null,2671.2411483055912,0.3897914998257101,null,"RSFT304"]
[372,"RSFN304",0.75019999742507926,2315.03987709372,0,4262.8251953125,0,0,26662.597780497763,0,89894.067974809528,0,0,null,30925.423186855602,89894.067974809528,94156.893381167378,null,12671.856412250534,5573.0362360372765,0,0,35082.365500654945,0,null,18244.893348405232,35082.3671875,null,-12680.529627405031,-75911.999821716803,-54811.700787309528,null,0.6842879114258843,0.20295992560396631,0,0,0.58996422984016461,0.19377119119086145,0,0,0.39026342869844227,"FAIL",0,null,"RSFN304",null,-54811.700787309528,54811.700787309528,0.21280038969832291,"FAIL",0,1,null,null,31.439108787411389,1,8002.1730503203771,"YES",1,null,13.941899999999999,11.722899999999999,12.695988728363995,0,0,0,null,-12771.300241078687,null,-1729.03469527795,null,7420.6486872512323,null,7420.6486872512323,null,8002.1730503203771,null,7420.6486872512323,0.83820723904340133,null,"RSFN304"]
[373,"RMOT305",0.34654999524354929,1099.4759089336976,0,2024.53271484375,0,0,12662.798692715389,0,20811.802835184368,0,0,null,14687.331401859012,20811.802835184368,22836.335544327991,null,5929.1938086577502,2574.4277362300627,0,0,16661.577227257094,0,null,8503.6214171605716,23149.76953125,null,-6183.7099903985672,-14332.714132867546,2337.9666960656323,null,0.67154359976144185,0.40859609734454988,0,0,0.57897661468876549,0.37237241494071938,0,0,1.112338499195902,"PASS",1,null,"RMOT305",null,2337.9666960656323,0,0.57897661468876549,"FAIL",0,1,null,null,15.325746535900061,1,1645.5189596720334,"YES",1,null,13.941899999999999,11.722899999999999,12.695988728363995,0,0,0,null,-6226.0165646132946,null,-842.90545601348936,null,0,null,0,null,1645.5189596720334,null,0,0,null,"RMOT305"]
[374,"RMON305",0.34654999524354929,1099.4759089336976,0,2024.53271484375,0,0,12662.798692715389,0,29731.145490821455,0,0,null,14687.331401859012,29731.145490821455,31755.678199965063,null,5929.1938086577502,2574.4277362300627,0,0,16661.577227257094,0,null,8503.6214171605716,16661.578125,null,-6183.7099903985672,-23252.056788504633,-13069.567365821455,null,0.67154359976144185,0.2860172817689044,0,0,0.57897661468876549,0.26778270525626902,0,0,0.56040821333788615,"FAIL",0,null,"RMON305",null,-13069.567365821455,13069.567365821455,0.30636064520708312,"FAIL",0,1,null,null,21.893923623034826,1,2523.9189596720325,"YES",1,null,13.941899999999999,11.722899999999999,12.695988728363995,0,0,0,null,-6226.0165646132946,null,-842.90545601348936,null,1769.415408079788,null,1769.415408079788,null,2523.9189596720325,null,1769.415408079788,0.60430854103149545,null,"RMON305"]
[375,"RMFT305",0.28904999196529396,916.23166542678177,0,1687.11376953125,0,0,10552.352298871827,0,17343.168202979185,0,0,null,12239.466066073543,17343.168202979185,19030.281970180902,null,4942.2853658383528,2147.2755062355782,0,0,13884.674077462929,0,null,7089.560857359249,19291.501953125,null,-5149.9052110438279,-11940.721115151186,1948.3337501458154,null,0.67184649039031874,0.40878118544346553,0,0,0.5792377557760775,0.37254103053229792,0,0,1.1123401288243939,"PASS",1,null,"RMFT305",null,1948.3337501458154,0,0.5792377557760775,"FAIL",0,1,null,null,15.32571743909452,1,1371.2651605635485,"YES",1,null,13.941899999999999,11.722899999999999,12.695988728363995,0,0,0,null,-5185.1766580953663,null,-701.99197996734529,null,0,null,0,null,1371.2651605635485,null,0,0,null,"RMFT305"]
[376,"RMFN305",0.28904999196529396,916.23166542678177,0,1687.11376953125,0,0,10552.352298871827,0,24775.954575684551,0,0,null,12239.466066073543,24775.954575684551,26463.068342886254,null,4942.2853658383528,2147.2755062355782,0,0,13884.674077462929,0,null,7089.560857359249,13884.673828125,null,-5149.9052110438279,-19373.50748785655,-10891.280747559551,null,0.67184649039031874,0.28614682981042588,0,0,0.5792377557760775,0.26790396203775646,0,0,0.56040923814703802,"FAIL",0,null,"RMFN305",null,-10891.280747559551,10891.280747559551,0.30649943617327186,"FAIL",0,1,null,null,21.893882055464758,1,2103.2651605635474,"YES",1,null,13.941899999999999,11.722899999999999,12.695988728363995,0,0,0,null,-5185.1766580953663,null,-701.99197996734529,null,1474.509402572208,null,1474.509402572208,null,2103.2651605635474,null,1474.509402572208,0.60430713217695797,null,"RMFN305"]
[377,"RSFT305",0.34654999524354929,1099.4759089336976,0,2024.53271484375,0,0,12662.798692715389,0,20811.802835184368,0,0,null,14687.331401859012,20811.802835184368,22836.335544327991,null,5929.1938086577502,2574.4277362300627,0,0,16661.577227257094,0,null,8503.6214171605716,23149.76953125,null,-6183.7099903985672,-14332.714132867546,2337.9666960656323,null,0.67154359976144185,0.40859609734454988,0,0,0.57897661468876549,0.37237241494071938,0,0,1.112338499195902,"PASS",1,null,"RSFT305",null,2337.9666960656323,0,0.57897661468876549,"FAIL",0,1,null,null,15.325746535900061,1,1645.5189596720334,"YES",1,null,13.941899999999999,11.722899999999999,12.695988728363995,0,0,0,null,-6226.0165646132946,null,-842.90545601348936,null,0,null,0,null,1645.5189596720334,null,0,0,null,"RSFT305"]
[378,"RSFN305",0.34654999524354929,1099.4759089336976,0,2024.53271484375,0,0,12662.798692715389,0,29731.145490821455,0,0,null,14687.331401859012,29731.145490821455,31755.678199965063,null,5929.1938086577502,2574.4277362300627,0,0,16661.577227257094,0,null,8503.6214171605716,16661.578125,null,-6183.7099903985672,-23252.056788504633,-13069.567365821455,null,0.67154359976144185,0.2860172817689044,0,0,0.57897661468876549,0.26778270525626902,0,0,0.56040821333788615,"FAIL",0,null,"RSFN305",null,-13069.567365821455,13069.567365821455,0.30636064520708312,"FAIL",0,1,null,null,21.893923623034826,1,2523.9189596720325,"YES",1,null,13.941899999999999,11.722899999999999,12.695988728363995,0,0,0,null,-6226.0165646132946,null,-842.90545601348936,null,1769.415408079788,null,1769.415408079788,null,2523.9189596720325,null,1769.415408079788,0.60430854103149545,null,"RSFN305"]
[379,"RMOT306",0.72832825481891628,4995.2427604380173,0,9198.0478515625,0,0,57530.822624404536,0,20811.802835184368,0,0,null,66728.870722491381,20811.802835184368,30009.850933271166,null,20626.530306561821,5410.5568778557263,0,0,75698.450821584993,0,null,26037.087256409657,82186.640625,null,-40691.783219557379,-3972.7634303372106,61374.837789815632,null,0.45257630725003301,1.2510731272348707,0,1,0.39019223719345186,0.86761802076903749,0,0,3.9490399402619523,"PASS",1,null,"RMOT306",null,61374.837789815632,0,0.39019223719345186,"FAIL",0,1,null,null,3.3732673388941166,1,213.74088167457523,"YES",1,null,13.941899999999999,11.722899999999999,12.695988728363995,0,0,0,null,-40821.320967101696,null,-5526.569646540127,null,0,null,0,null,213.74088167457523,null,0,0,null,"RMOT306"]
[380,"RMON306",0.72832825481891628,4995.2427604380173,0,9198.0478515625,0,0,57530.822624404536,0,29731.145490821455,0,0,null,66728.870722491381,29731.145490821455,38929.193588908245,null,20626.530306561821,5410.5568778557263,0,0,75698.450821584993,0,null,26037.087256409657,75698.453125,null,-40691.783219557379,-12892.106085974294,45967.307634178549,null,0.45257630725003301,0.87575123079088157,0,0,0.39019223719345186,0.66883192331812125,0,0,2.5460994480811205,"PASS",1,null,"RMON306",null,45967.307634178549,0,0.39019223719345186,"FAIL",0,1,null,null,4.8189533409951677,1,1092.1408816745743,"YES",1,null,13.941899999999999,11.722899999999999,12.695988728363995,0,0,0,null,-40821.320967101696,null,-5526.569646540127,null,0,null,0,null,1092.1408816745743,null,0,0,null,"RMON306"]
[381,"RMFT306",0.60712372213602073,4162.7004316363273,0,7665.03662109375,0,0,47942.330664626665,0,17343.168202979185,0,0,null,55607.367441001159,17343.168202979185,25008.204979353683,null,17189.680912758711,4510.160643608604,0,0,63082.014032403538,0,null,21699.84163474615,68488.84375,null,-33907.525650974261,-3308.3631893267848,51145.675547020815,null,0.45262383647019822,1.2512040119070391,0,1,0.39023321358208801,0.86770888943847146,0,0,3.9490387770231674,"PASS",1,null,"RMFT306",null,51145.675547020815,0,0.39023321358208801,"FAIL",0,1,null,null,3.3732687477461383,1,178.11804030862771,"YES",1,null,13.941899999999999,11.722899999999999,12.695988728363995,0,0,0,null,-34015.485062092397,null,-4605.165702697399,null,0,null,0,null,178.11804030862771,null,0,0,null,"RMFT306"]
[382,"RMFN306",0.60712372213602073,4162.7004316363273,0,7665.03662109375,0,0,47942.330664626665,0,24775.954575684551,0,0,null,55607.367441001159,24775.954575684551,32440.991352059023,null,17189.680912758711,4510.160643608604,0,0,63082.014032403538,0,null,21699.84163474615,63082.015625,null,-33907.525650974261,-10741.149562032151,38306.061049315453,null,0.45262383647019822,0.87584280833492734,0,0,0.39023321358208801,0.66890193037323564,0,0,2.546098291886179,"PASS",1,null,"RMFN306",null,38306.061049315453,0,0.39023321358208801,"FAIL",0,1,null,null,4.8189553540076879,1,910.11804030862459,"YES",1,null,13.941899999999999,11.722899999999999,12.695988728363995,0,0,0,null,-34015.485062092397,null,-4605.165702697399,null,0,null,0,null,910.11804030862459,null,0,0,null,"RMFN306"]
[383,"RSFT306",0.72832825481891628,4995.2427604380173,0,9198.0478515625,0,0,57530.822624404536,0,20811.802835184368,0,0,null,66728.870722491381,20811.802835184368,30009.850933271166,null,20626.530306561821,5410.5568778557263,0,0,75698.450821584993,0,null,26037.087256409657,82186.640625,null,-40691.783219557379,-3972.7634303372106,61374.837789815632,null,0.45257630725003301,1.2510731272348707,0,1,0.39019223719345186,0.86761802076903749,0,0,3.9490399402619523,"PASS",1,null,"RSFT306",null,61374.837789815632,0,0.39019223719345186,"FAIL",0,1,null,null,3.3732673388941166,1,213.74088167457523,"YES",1,null,13.941899999999999,11.722899999999999,12.695988728363995,0,0,0,null,-40821.320967101696,null,-5526.569646540127,null,0,null,0,null,213.74088167457523,null,0,0,null,"RSFT306"]
[384,"RSFN306",0.72832825481891628,4995.2427604380173,0,9198.0478515625,0,0,57530.822624404536,0,29731.145490821455,0,0,null,66728.870722491381,29731.145490821455,38929.193588908245,null,20626.530306561821,5410.5568778557263,0,0,75698.450821584993,0,null,26037.087256409657,75698.453125,null,-40691.783219557379,-12892.106085974294,45967.307634178549,null,0.45257630725003301,0.87575123079088157,0,0,0.39019223719345186,0.66883192331812125,0,0,2.5460994480811205,"PASS",1,null,"RSFN306",null,45967.307634178549,0,0.39019223719345186,"FAIL",0,1,null,null,4.8189533409951677,1,1092.1408816745743,"YES",1,null,13.941899999999999,11.722899999999999,12.695988728363995,0,0,0,null,-40821.320967101696,null,-5526.569646540127,null,0,null,0,null,1092.1408816745743,null,0,0,null,"RSFN306"]
[385,"RMOT307",0.19924999587237835,602.19261657809545,0,1108.854248046875,0,0,6935.5261138584983,0,14563.997072814649,0,0,null,8044.3804095767691,14563.997072814649,15672.851368532916,null,3333.4674374771171,1480.175221058885,0,0,9125.6922550769686,0,null,4813.6426403178939,13666.09765625,null,-3230.7377215874794,-10859.20868054363,-897.89941656464907,null,0.69405587424713489,0.33051658938486767,0,0,0.59838575797747906,0.3071325403253613,0,0,0.93834800899262194,"FAIL",0,null,"RMOT307",null,-897.89941656464907,897.89941656464907,0.53830150247675235,"FAIL",0,1,null,null,19.581358559745151,1,1212.9812653105773,"YES",1,null,13.941899999999999,11.722899999999999,12.695988728363995,0,0,0,null,-3254.6861924348314,null,-440.63370547512898,null,121.56156497805271,null,121.56156497805271,null,1212.9812653105773,null,121.56156497805271,8.4753235024055865E-2,null,"RMOT307"]
[386,"RMON307",0.19924999587237835,602.19261657809545,0,1108.854248046875,0,0,6935.5261138584983,0,20805.709395728536,0,0,null,8044.3804095767691,20805.709395728536,21914.563691446812,null,3333.4674374771171,1480.175221058885,0,0,9125.6922550769686,0,null,4813.6426403178939,9125.6923828125,null,-3230.7377215874794,-17100.921003457515,-11680.017012916036,null,0.69405587424713489,0.23136162044569106,0,0,0.59838575797747906,0.21965496181281052,0,0,0.4386148152528761,"FAIL",0,null,"RMON307",null,-11680.017012916036,11680.017012916036,0.24404510560422019,"FAIL",0,1,null,null,27.973369372234682,1,1827.6812653105767,"YES",1,null,13.941899999999999,11.722899999999999,12.695988728363995,0,0,0,null,-3254.6861924348314,null,-440.63370547512898,null,1581.291980890963,null,1581.291980890963,null,1827.6812653105767,null,1581.291980890963,0.77173839972928782,null,"RMON307"]
[387,"RMFT307",0.1662499967962503,501.83414574321483,0,924.05804443359375,0,0,5779.6853146514304,0,12136.663814174979,0,0,null,6703.7433693707617,12136.663814174979,13060.721868894308,null,2778.9520246185102,1235.0270055540936,0,0,7604.8490982255653,0,null,4013.978959844444,11388.5205078125,null,-2689.7643992405801,-9046.7428987641288,-748.14330636247905,null,0.69449783877836002,0.3307316591530145,0,0,0.59876680010499406,0.30733209108183812,0,0,0.93835675785229489,"FAIL",0,null,"RMFT307",null,-748.14330636247905,748.14330636247905,0.53865271172953288,"FAIL",0,1,null,null,19.581087042756554,1,1010.8151636728991,"YES",1,null,13.941899999999999,11.722899999999999,12.695988728363995,0,0,0,null,-2709.7344438169202,null,-366.85574529672414,null,101.28692531868862,null,101.28692531868862,null,1010.8151636728991,null,101.28692531868862,8.47412050496857E-2,null,"RMFT307"]
[388,"RMFN307",0.1662499967962503,501.83414574321483,0,924.05804443359375,0,0,5779.6853146514304,0,17338.091163107121,0,0,null,6703.7433693707617,17338.091163107121,18262.149217826442,null,2778.9520246185102,1235.0270055540936,0,0,7604.8490982255653,0,null,4013.978959844444,7604.84912109375,null,-2689.7643992405801,-14248.170247696271,-9733.2420420133712,null,0.69449783877836002,0.23151216140711003,0,0,0.59876680010499406,0.21979773104619099,0,0,0.43862089831871098,"FAIL",0,null,"RMFN307",null,-9733.2420420133712,9733.2420420133712,0.24420408377172445,"FAIL",0,1,null,null,27.972981491056416,1,1523.0651636728985,"YES",1,null,13.941899999999999,11.722899999999999,12.695988728363995,0,0,0,null,-2709.7344438169202,null,-366.85574529672414,null,1317.7290385867323,null,1317.7290385867323,null,1523.0651636728985,null,1317.7290385867323,0.77173003733006051,null,"RMFN307"]
[389,"RSFT307",0.19924999587237835,602.19261657809545,0,1108.854248046875,0,0,6935.5261138584983,0,14563.997072814649,0,0,null,8044.3804095767691,14563.997072814649,15672.851368532916,null,3333.4674374771171,1480.175221058885,0,0,9125.6922550769686,0,null,4813.6426403178939,13666.09765625,null,-3230.7377215874794,-10859.20868054363,-897.89941656464907,null,0.69405587424713489,0.33051658938486767,0,0,0.59838575797747906,0.3071325403253613,0,0,0.93834800899262194,"FAIL",0,null,"RSFT307",null,-897.89941656464907,897.89941656464907,0.53830150247675235,"FAIL",0,1,null,null,19.581358559745151,1,1212.9812653105773,"YES",1,null,13.941899999999999,11.722899999999999,12.695988728363995,0,0,0,null,-3254.6861924348314,null,-440.63370547512898,null,121.56156497805271,null,121.56156497805271,null,1212.9812653105773,null,121.56156497805271,8.4753235024055865E-2,null,"RSFT307"]
[390,"RSFN307",0.19924999587237835,602.19261657809545,0,1108.854248046875,0,0,6935.5261138584983,0,20805.709395728536,0,0,null,8044.3804095767691,20805.709395728536,21914.563691446812,null,3333.4674374771171,1480.175221058885,0,0,9125.6922550769686,0,null,4813.6426403178939,9125.6923828125,null,-3230.7377215874794,-17100.921003457515,-11680.017012916036,null,0.69405587424713489,0.23136162044569106,0,0,0.59838575797747906,0.21965496181281052,0,0,0.4386148152528761,"FAIL",0,null,"RSFN307",null,-11680.017012916036,11680.017012916036,0.24404510560422019,"FAIL",0,1,null,null,27.973369372234682,1,1827.6812653105767,"YES",1,null,13.941899999999999,11.722899999999999,12.695988728363995,0,0,0,null,-3254.6861924348314,null,-440.63370547512898,null,1581.291980890963,null,1581.291980890963,null,1827.6812653105767,null,1581.291980890963,0.77173839972928782,null,"RSFN307"]
[391,"RMOT308",0.6152595311403275,4497.959276962436,0,8282.369140625,0,0,51803.547844395485,0,14563.997072814649,0,0,null,60085.917219178991,14563.997072814649,22846.366447598171,null,18371.539154588318,4570.5994046671303,0,0,68162.562953151952,0,null,22942.138368453416,72702.96875,null,-37143.77861656707,95.772155013764859,58138.971677185349,null,0.44286809153237322,1.5752638684113387,0,1,0.38182222257127119,1.004192008222184,0,0,4.9919653503438512,"PASS",1,null,"RMOT308",null,58138.971677185349,0,0.38182222257127119,"FAIL",0,1,null,null,2.6215775524378073,1,-218.79681288687806,"NO",0,null,13.941899999999999,11.722899999999999,12.695988728363995,0,0,0,null,-37257.918608449923,null,-5044.14059115494,null,0,null,0,null,-218.79681288687806,null,-218.79681288687806,-0.15254605931229381,null,"RMOT308"]
[392,"RMON308",0.6152595311403275,4497.959276962436,0,8282.369140625,0,0,51803.547844395485,0,20805.709395728536,0,0,null,60085.917219178991,20805.709395728536,29088.078770512053,null,18371.539154588318,4570.5994046671303,0,0,68162.562953151952,0,null,22942.138368453416,68162.5625,null,-37143.77861656707,-6145.9401679001203,47356.85310427146,null,0.44286809153237322,1.1026847454268247,0,1,0.38182222257127119,0.7887127484127533,0,0,3.276147003860101,"PASS",1,null,"RMON308",null,47356.85310427146,0,0.38182222257127119,"FAIL",0,1,null,null,3.7451107891185269,1,395.90318711311909,"YES",1,null,13.941899999999999,11.722899999999999,12.695988728363995,0,0,0,null,-37257.918608449923,null,-5044.14059115494,null,0,null,0,null,395.90318711311909,null,0,0,null,"RMON308"]
[393,"RMFT308",0.51302481070160866,3748.30313492607,0,6901.98095703125,0,0,43169.66624841719,0,12136.663814174979,0,0,null,50071.647234839817,12136.663814174979,19038.644800597609,null,15311.162063980693,3811.1248598234756,0,0,56802.192432127864,0,null,19122.28670865138,60585.86328125,null,-30949.36049679706,83.641937445150688,48449.199467075021,null,0.44295655654628779,1.5755801595424901,0,1,0.38189849497442996,1.004393271603641,0,0,4.9919701335460021,"PASS",1,null,"RMFT308",null,48449.199467075021,0,0.38189849497442996,"FAIL",0,1,null,null,2.6215751177693827,1,-182.33195668202308,"NO",0,null,13.941899999999999,11.722899999999999,12.695988728363995,0,0,0,null,-31044.496251566467,null,-4202.9401942750847,null,0,null,0,null,-182.33195668202308,null,-182.33195668202308,-0.15254712968692438,null,"RMFT308"]
[394,"RMFN308",0.51302481070160866,3748.30313492607,0,6901.98095703125,0,0,43169.66624841719,0,17338.091163107121,0,0,null,50071.647234839817,17338.091163107121,24240.07214952974,null,15311.162063980693,3811.1248598234756,0,0,56802.192432127864,0,null,19122.28670865138,56802.19140625,null,-30949.36049679706,-5117.7854114869915,39464.100243142879,null,0.44295655654628779,1.1029061116797425,0,1,0.38189849497442996,0.78887086696267728,0,0,3.276150233141963,"PASS",1,null,"RMFN308",null,39464.100243142879,0,0.38189849497442996,"FAIL",0,1,null,null,3.7451073115691105,1,329.91804331797482,"YES",1,null,13.941899999999999,11.722899999999999,12.695988728363995,0,0,0,null,-31044.496251566467,null,-4202.9401942750847,null,0,null,0,null,329.91804331797482,null,0,0,null,"RMFN308"]
[395,"RSFT308",0.6152595311403275,4497.959276962436,0,8282.369140625,0,0,51803.547844395485,0,14563.997072814649,0,0,null,60085.917219178991,14563.997072814649,22846.366447598171,null,18371.539154588318,4570.5994046671303,0,0,68162.562953151952,0,null,22942.138368453416,72702.96875,null,-37143.77861656707,95.772155013764859,58138.971677185349,null,0.44286809153237322,1.5752638684113387,0,1,0.38182222257127119,1.004192008222184,0,0,4.9919653503438512,"PASS",1,null,"RSFT308",null,58138.971677185349,0,0.38182222257127119,"FAIL",0,1,null,null,2.6215775524378073,1,-218.79681288687806,"NO",0,null,13.941899999999999,11.722899999999999,12.695988728363995,0,0,0,null,-37257.918608449923,null,-5044.14059115494,null,0,null,0,null,-218.79681288687806,null,-218.79681288687806,-0.15254605931229381,null,"RSFT308"]
[396,"RSFN308",0.6152595311403275,4497.959276962436,0,8282.369140625,0,0,51803.547844395485,0,20805.709395728536,0,0,null,60085.917219178991,20805.709395728536,29088.078770512053,null,18371.539154588318,4570.5994046671303,0,0,68162.562953151952,0,null,22942.138368453416,68162.5625,null,-37143.77861656707,-6145.9401679001203,47356.85310427146,null,0.44286809153237322,1.1026847454268247,0,1,0.38182222257127119,0.7887127484127533,0,0,3.276147003860101,"PASS",1,null,"RSFN308",null,47356.85310427146,0,0.38182222257127119,"FAIL",0,1,null,null,3.7451107891185269,1,395.90318711311909,"YES",1,null,13.941899999999999,11.722899999999999,12.695988728363995,0,0,0,null,-37257.918608449923,null,-5044.14059115494,null,0,null,0,null,395.90318711311909,null,0,0,null,"RSFN308"]
[397,"RMOT309",0.53790953904390337,4269.8644619615361,0,7862.36376953125,0,0,49176.551925940345,0,7463.24861193776,0,0,null,57038.91586418821,7463.24861193776,15325.612550185624,null,17210.54681978768,3995.9868876181431,0,0,64705.989376237339,0,null,21206.534207827164,67032.6953125,null,-35832.38148764443,5880.9218263581533,59569.446700562243,null,0.43123263785887439,2.8414615820122191,0,1,0.37179062661443235,1.3837316043219963,0,1,8.9817047237684893,"PASS",1,null,"RMOT309",null,59569.446700562243,0,0.37179062661443235,"FAIL",0,1,null,null,1.4151794124876826,0,-834.26698138878692,"NO",0,null,13.941899999999999,11.722899999999999,12.695988728363995,0,0,0,null,-35937.886632957001,null,-4865.4288671002259,null,0,null,0,null,-834.26698138878692,null,-834.26698138878692,-1.1350571175512074,null,"RMOT309"]
[398,"RMON309",0.53790953904390337,4269.8644619615361,0,7862.36376953125,0,0,49176.551925940345,0,10661.783731339658,0,0,null,57038.91586418821,10661.783731339658,18524.147669587524,null,17210.54681978768,3995.9868876181431,0,0,64705.989376237339,0,null,21206.534207827164,64705.98828125,null,-35832.38148764443,2682.3867069562548,54044.204549910341,null,0.43123263785887439,1.9890231074085531,0,1,0.37179062661443235,1.1448048665575645,0,1,6.0689646227817136,"PASS",1,null,"RMON309",null,54044.204549910341,0,0.37179062661443235,"FAIL",0,1,null,null,2.0216848749906555,1,-519.26698138878714,"NO",0,null,13.941899999999999,11.722899999999999,12.695988728363995,0,0,0,null,-35937.886632957001,null,-4865.4288671002259,null,0,null,0,null,-519.26698138878714,null,-519.26698138878714,-0.49453998227974533,null,"RMON309"]
[399,"RMFT309",0.44842481277883051,3558.2220838122075,0,6551.97314453125,0,0,40980.47950408102,0,6219.373843281468,0,0,null,47532.452757985397,6219.373843281468,12771.347097185857,null,14342.957423807093,3331.2286581342346,0,0,53921.683558001387,0,null,17674.185720634054,55860.60546875,null,-29858.266927978217,4902.8387328213357,49641.231625468528,null,0.43128303852262095,2.8417950369275107,0,1,0.371834078314704,1.3838936282523648,0,1,8.9817089109531345,"PASS",1,null,"RMFT309",null,49641.231625468528,0,0.371834078314704,"FAIL",0,1,null,null,1.4151787207405511,0,-695.22312377880087,"NO",0,null,13.941899999999999,11.722899999999999,12.695988728363995,0,0,0,null,-29946.198200220177,null,-4054.2477823289764,null,0,null,0,null,-695.22312377880087,null,-695.22312377880087,-1.1350581611788533,null,"RMFT309"]
[400,"RMFN309",0.44842481277883051,3558.2220838122075,0,6551.97314453125,0,0,40980.47950408102,0,8884.8197761163829,0,0,null,47532.452757985397,8884.8197761163829,15436.793030020763,null,14342.957423807093,3331.2286581342346,0,0,53921.683558001387,0,null,17674.185720634054,53921.68359375,null,-29858.266927978217,2237.3927999864209,45036.863817633617,null,0.43128303852262095,1.9892565258492576,0,1,0.371834078314704,1.1449389657221982,0,1,6.068967627086697,"PASS",1,null,"RMFN309",null,45036.863817633617,0,0.371834078314704,"FAIL",0,1,null,null,2.0216838867227045,1,-432.7231237788011,"NO",0,null,13.941899999999999,11.722899999999999,12.695988728363995,0,0,0,null,-29946.198200220177,null,-4054.2477823289764,null,0,null,0,null,-432.7231237788011,null,-432.7231237788011,-0.4945407128617989,null,"RMFN309"]
[401,"RSFT309",0.53790953904390337,4269.8644619615361,0,7862.36376953125,0,0,49176.551925940345,0,7463.24861193776,0,0,null,57038.91586418821,7463.24861193776,15325.612550185624,null,17210.54681978768,3995.9868876181431,0,0,64705.989376237339,0,null,21206.534207827164,67032.6953125,null,-35832.38148764443,5880.9218263581533,59569.446700562243,null,0.43123263785887439,2.8414615820122191,0,1,0.37179062661443235,1.3837316043219963,0,1,8.9817047237684893,"PASS",1,null,"RSFT309",null,59569.446700562243,0,0.37179062661443235,"FAIL",0,1,null,null,1.4151794124876826,0,-834.26698138878692,"NO",0,null,13.941899999999999,11.722899999999999,12.695988728363995,0,0,0,null,-35937.886632957001,null,-4865.4288671002259,null,0,null,0,null,-834.26698138878692,null,-834.26698138878692,-1.1350571175512074,null,"RSFT309"]
[402,"RSFN309",0.53790953904390337,4269.8644619615361,0,7862.36376953125,0,0,49176.551925940345,0,10661.783731339658,0,0,null,57038.91586418821,10661.783731339658,18524.147669587524,null,17210.54681978768,3995.9868876181431,0,0,64705.989376237339,0,null,21206.534207827164,64705.98828125,null,-35832.38148764443,2682.3867069562548,54044.204549910341,null,0.43123263785887439,1.9890231074085531,0,1,0.37179062661443235,1.1448048665575645,0,1,6.0689646227817136,"PASS",1,null,"RSFN309",null,54044.204549910341,0,0.37179062661443235,"FAIL",0,1,null,null,2.0216848749906555,1,-519.26698138878714,"NO",0,null,13.941899999999999,11.722899999999999,12.695988728363995,0,0,0,null,-35937.886632957001,null,-4865.4288671002259,null,0,null,0,null,-519.26698138878714,null,-519.26698138878714,-0.49453998227974533,null,"RSFN309"]
[403,"RMOT310",0.12190000377595425,374.09757860388646,0,688.848876953125,0,0,4308.5276273924719,0,7463.24861193776,0,0,null,4997.3764865750809,7463.24861193776,8152.097471120368,null,2055.243426713042,905.56270400989808,0,0,5669.1152992006218,0,null,2960.8061927579406,7995.82373046875,null,-2036.5703115876563,-5191.2912961329439,532.57511853099004,null,0.68719675230441202,0.39671815139884453,0,0,0.5924721081518064,0.36319563116029008,0,0,1.0713596914993713,"PASS",1,null,"RMOT310",null,532.57511853099004,0,0.5924721081518064,"FAIL",0,1,null,null,16.152535064528067,1,597.51109711867082,"YES",1,null,13.941899999999999,11.722899999999999,12.695988728363995,0,0,0,null,-2051.3006906561031,null,-277.71409313390768,null,0,null,0,null,597.51109711867082,null,0,0,null,"RMOT310"]
[404,"RMON310",0.12190000377595425,374.09757860388646,0,688.848876953125,0,0,4308.5276273924719,0,10661.783731339658,0,0,null,4997.3764865750809,10661.783731339658,11350.632590522273,null,2055.243426713042,905.56270400989808,0,0,5669.1152992006218,0,null,2960.8061927579406,5669.115234375,null,-2036.5703115876563,-8389.8264155348425,-4992.6684969646576,null,0.68719675230441202,0.27770270597919117,0,0,0.5924721081518064,0.26084944292838558,0,0,0.53172296280133546,"FAIL",0,null,"RMON310",null,-4992.6684969646576,4992.6684969646576,0.29637566120769354,"FAIL",0,1,null,null,23.075050092182945,1,912.51109711867059,"YES",1,null,13.941899999999999,11.722899999999999,12.695988728363995,0,0,0,null,-2051.3006906561031,null,-277.71409313390768,null,675.92937996295916,null,675.92937996295916,null,912.51109711867059,null,675.92937996295916,0.64374226663138967,null,"RMON310"]
[405,"RMFT310",0.10164999887347223,311.75319018934192,0,574.05035400390625,0,0,3590.4996708913877,0,6219.373843281468,0,0,null,4164.5500318272152,6219.373843281468,6793.4242042172973,null,1713.0543370757237,755.13080386485046,0,0,4724.3416722255124,0,null,2468.1850429013816,6663.26513671875,null,-1696.3649819939124,-4325.2391543839931,443.891293437282,null,0.68742104696771156,0.39685426621647124,0,0,0.59266548081948833,0.36331972967147536,0,0,1.0713723446479744,"PASS",1,null,"RMFT310",null,443.891293437282,0,0.59266548081948833,"FAIL",0,1,null,null,16.152264665856165,1,497.9239962261226,"YES",1,null,13.941899999999999,11.722899999999999,12.695988728363995,0,0,0,null,-1708.6445095705362,null,-231.32379500727396,null,0,null,0,null,497.9239962261226,null,0,0,null,"RMFT310"]
[406,"RMFN310",0.10164999887347223,311.75319018934192,0,574.05035400390625,0,0,3590.4996708913877,0,8884.8197761163829,0,0,null,4164.5500318272152,8884.8197761163829,9458.870137052214,null,1713.0543370757237,755.13080386485046,0,0,4724.3416722255124,0,null,2468.1850429013816,4724.341796875,null,-1696.3649819939124,-6990.6850872189079,-4160.4779792413829,null,0.68742104696771156,0.27779798635152986,0,0,0.59266548081948833,0.26093867543881727,0,0,0.53173186580268972,"FAIL",0,null,"RMFN310",null,-4160.4779792413829,4160.4779792413829,0.29647768652248968,"FAIL",0,1,null,null,23.074663808365944,1,760.42399622612243,"YES",1,null,13.941899999999999,11.722899999999999,12.695988728363995,0,0,0,null,-1708.6445095705362,null,-231.32379500727396,null,563.26377418566278,null,563.26377418566278,null,760.42399622612243,null,563.26377418566278,0.64373002764075749,null,"RMFN310"]
[407,"RSFT310",0.12190000377595425,374.09757860388646,0,688.848876953125,0,0,4308.5276273924719,0,7463.24861193776,0,0,null,4997.3764865750809,7463.24861193776,8152.097471120368,null,2055.243426713042,905.56270400989808,0,0,5669.1152992006218,0,null,2960.8061927579406,7995.82373046875,null,-2036.5703115876563,-5191.2912961329439,532.57511853099004,null,0.68719675230441202,0.39671815139884453,0,0,0.5924721081518064,0.36319563116029008,0,0,1.0713596914993713,"PASS",1,null,"RSFT310",null,532.57511853099004,0,0.5924721081518064,"FAIL",0,1,null,null,16.152535064528067,1,597.51109711867082,"YES",1,null,13.941899999999999,11.722899999999999,12.695988728363995,0,0,0,null,-2051.3006906561031,null,-277.71409313390768,null,0,null,0,null,597.51109711867082,null,0,0,null,"RSFT310"]
[408,"RSFN310",0.12190000377595425,374.09757860388646,0,688.848876953125,0,0,4308.5276273924719,0,10661.783731339658,0,0,null,4997.3764865750809,10661.783731339658,11350.632590522273,null,2055.243426713042,905.56270400989808,0,0,5669.1152992006218,0,null,2960.8061927579406,5669.115234375,null,-2036.5703115876563,-8389.8264155348425,-4992.6684969646576,null,0.68719675230441202,0.27770270597919117,0,0,0.5924721081518064,0.26084944292838558,0,0,0.53172296280133546,"FAIL",0,null,"RSFN310",null,-4992.6684969646576,4992.6684969646576,0.29637566120769354,"FAIL",0,1,null,null,23.075050092182945,1,912.51109711867059,"YES",1,null,13.941899999999999,11.722899999999999,12.695988728363995,0,0,0,null,-2051.3006906561031,null,-277.71409313390768,null,675.92937996295916,null,675.92937996295916,null,912.51109711867059,null,675.92937996295916,0.64374226663138967,null,"RSFN310"]
[409,"RMOT311",0.18544999554869715,547.42597607699713,0,933.54498291015625,0,0,6304.7720081006955,0,15798.672819384881,0,0,null,7238.3169678136483,15798.672819384881,16732.217779097835,null,3065.2711798181253,1377.6586893004562,0,0,8295.7526422377559,0,null,4442.9299795640418,12476.9345703125,null,-2795.38701144681,-12289.287822730998,-3321.7382490723812,null,0.70469320283993409,0.28122172225204844,0,0,0.6138070472848377,0.26553144550596497,0,0,0.78974574085763538,"FAIL",0,null,"RMOT311",null,-3321.7382490723812,3321.7382490723812,0.42072980477411054,"FAIL",0,1,null,null,25.230281857232747,1,1478.8091713563492,"YES",1,null,13.941899999999999,11.722899999999999,12.695988728363995,0,0,0,null,-2817.4911406983715,null,-404.31024409436435,null,476.66975164548285,null,476.66975164548285,null,1478.8091713563492,null,476.66975164548285,0.28373199502707314,null,"RMOT311"]
[410,"RMON311",0.18544999554869715,547.42597607699713,0,933.54498291015625,0,0,6304.7720081006955,0,21441.055969165194,0,0,null,7238.3169678136483,21441.055969165194,22374.60092887815,null,3065.2711798181253,1377.6586893004562,0,0,8295.7526422377559,0,null,4442.9299795640418,8295.7529296875,null,-2795.38701144681,-17931.670972511311,-13145.303039477694,null,0.70469320283993409,0.20721600586993044,0,0,0.6138070472848377,0.19857024440706009,0,0,0.38690971851469375,"FAIL",0,null,"RMON311",null,-13145.303039477694,13145.303039477694,0.21796569858143866,"FAIL",0,1,null,null,34.241096806244443,1,2078.8091713563495,"YES",1,null,13.941899999999999,11.722899999999999,12.695988728363995,0,0,0,null,-2817.4911406983715,null,-404.31024409436435,null,1886.3522244361845,null,1886.3522244361845,null,2078.8091713563495,null,1886.3522244361845,0.82734746685797567,null,"RMON311"]
[411,"RMFT311",0.15484999686595985,456.19007594841804,0,777.95709228515625,0,0,5253.9969729320519,0,12507.282648679697,0,0,null,6031.9540954683416,12507.282648679697,13285.239771215985,null,2555.9319307319056,1150.3394383448219,0,0,6913.1539117526991,0,null,3706.2712599256865,10885.2763671875,null,-2325.6828052915216,-9578.9684810391664,-1622.0062814921966,null,0.70541937481501071,0.29632905596140269,0,0,0.61443956964089141,0.27897661857749173,0,0,0.87031505347299243,"FAIL",0,null,"RMFT311",null,-1622.0062814921966,1622.0062814921966,0.48422922147997394,"FAIL",0,1,null,null,23.96867636285582,1,1162.3403367838123,"YES",1,null,13.941899999999999,11.722899999999999,12.695988728363995,0,0,0,null,-2344.1219657886636,null,-336.38172290403594,null,232.758054185097,null,232.758054185097,null,1162.3403367838123,null,232.758054185097,0.17500605577826842,null,"RMFT311"]
[412,"RMFN311",0.15484999686595985,456.19007594841804,0,777.95709228515625,0,0,5253.9969729320519,0,17867.546640970992,0,0,null,6031.9540954683416,17867.546640970992,18645.503763507291,null,2555.9319307319056,1150.3394383448219,0,0,6913.1539117526991,0,null,3706.2712599256865,6913.15380859375,null,-2325.6828052915216,-14939.232473330461,-10954.392832377242,null,0.70541937481501071,0.20743033917298193,0,0,0.61443956964089141,0.19877560364942973,0,0,0.38691119421743186,"FAIL",0,null,"RMFN311",null,-10954.392832377242,10954.392832377242,0.21819119097647516,"FAIL",0,1,null,null,34.240966232651175,1,1732.3403367838123,"YES",1,null,13.941899999999999,11.722899999999999,12.695988728363995,0,0,0,null,-2344.1219657886636,null,-336.38172290403594,null,1571.9564033362633,null,1571.9564033362633,null,1732.3403367838123,null,1571.9564033362633,0.82734547544013859,null,"RMFN311"]
[413,"RSFT311",0.18544999554869715,547.42597607699713,0,933.54498291015625,0,0,6304.7720081006955,0,15798.672819384881,0,0,null,7238.3169678136483,15798.672819384881,16732.217779097835,null,3065.2711798181253,1377.6586893004562,0,0,8295.7526422377559,0,null,4442.9299795640418,12476.9345703125,null,-2795.38701144681,-12289.287822730998,-3321.7382490723812,null,0.70469320283993409,0.28122172225204844,0,0,0.6138070472848377,0.26553144550596497,0,0,0.78974574085763538,"FAIL",0,null,"RSFT311",null,-3321.7382490723812,3321.7382490723812,0.42072980477411054,"FAIL",0,1,null,null,25.230281857232747,1,1478.8091713563492,"YES",1,null,13.941899999999999,11.722899999999999,12.695988728363995,0,0,0,null,-2817.4911406983715,null,-404.31024409436435,null,476.66975164548285,null,476.66975164548285,null,1478.8091713563492,null,476.66975164548285,0.28373199502707314,null,"RSFT311"]
[414,"RSFN311",0.18544999554869715,547.42597607699713,0,933.54498291015625,0,0,6304.7720081006955,0,21441.055969165194,0,0,null,7238.3169678136483,21441.055969165194,22374.60092887815,null,3065.2711798181253,1377.6586893004562,0,0,8295.7526422377559,0,null,4442.9299795640418,8295.7529296875,null,-2795.38701144681,-17931.670972511311,-13145.303039477694,null,0.70469320283993409,0.20721600586993044,0,0,0.6138070472848377,0.19857024440706009,0,0,0.38690971851469375,"FAIL",0,null,"RSFN311",null,-13145.303039477694,13145.303039477694,0.21796569858143866,"FAIL",0,1,null,null,34.241096806244443,1,2078.8091713563495,"YES",1,null,13.941899999999999,11.722899999999999,12.695988728363995,0,0,0,null,-2817.4911406983715,null,-404.31024409436435,null,1886.3522244361845,null,1886.3522244361845,null,2078.8091713563495,null,1886.3522244361845,0.82734746685797567,null,"RSFN311"]
[415,"RMOT312",0.64999999881256365,1916.0067155211138,0,3267.434326171875,0,0,22066.88399026827,0,88472.56778855533,0,0,null,25334.318254243066,88472.56778855533,91740.002052530137,null,10733.108196249945,4828.6770984271725,0,0,29035.373671405621,0,null,15561.785745971831,33216.5546875,null,-9772.5325704683146,-76178.216368755369,-55256.01310105533,null,0.70520993144454569,0.17589390852951911,0,0,0.61425713341074406,0.16962922811480582,0,0,0.3754446775737964,"FAIL",0,null,"RMOT312",null,-55256.01310105533,55256.01310105533,0.1930974283422974,"FAIL",0,1,null,null,40.368121102879627,1,8703.8263456289133,"YES",1,null,13.941899999999999,11.722899999999999,12.695988728363995,0,0,0,null,-9849.9543901000143,null,-1413.4693828327588,null,7929.2430850488918,null,7929.2430850488918,null,8703.8263456289133,null,7929.2430850488918,0.8428192054686322,null,"RMOT312"]
[416,"RMON312",0.64999999881256365,1916.0067155211138,0,3267.434326171875,0,0,22066.88399026827,0,94114.950938335649,0,0,null,25334.318254243066,94114.950938335649,97382.385202310426,null,10733.108196249945,4828.6770984271725,0,0,29035.373671405621,0,null,15561.785745971831,29035.373046875,null,-9772.5325704683146,-81820.599518535688,-65079.577891460649,null,0.70520993144454569,0.16534871017643044,0,0,0.61425713341074406,0.15980082746693161,0,0,0.3085096762776729,"FAIL",0,null,"RMON312",null,-65079.577891460649,65079.577891460649,0.17211718993050062,"FAIL",0,1,null,null,42.94261862219593,1,9303.8263456289133,"YES",1,null,13.941899999999999,11.722899999999999,12.695988728363995,0,0,0,null,-9849.9543901000143,null,-1413.4693828327588,null,9338.9255578395932,null,9338.9255578395932,null,9303.8263456289133,null,9303.8263456289133,0.929638923424152,null,"RMON312"]
[417,"RMFT312",0.54104998095426715,1596.675681858336,0,2722.86767578125,0,0,18389.109368057503,0,72786.742632166046,0,0,null,21111.977090094275,72786.742632166046,75509.610354202799,null,8941.2053758196998,4019.316395247708,0,0,24196.196536917771,0,null,12960.522115908067,28377.37890625,null,-8151.4549279306866,-62549.088192039228,-44409.363725916046,null,0.70479335657337083,0.17806157615000248,0,0,0.61389428801460455,0.17164069663519357,0,0,0.38987015876857523,"FAIL",0,null,"RMFT312",null,-44409.363725916046,44409.363725916046,0.19780611879497365,"FAIL",0,1,null,null,39.853134756932853,1,7153.1873426644706,"YES",1,null,13.941899999999999,11.722899999999999,12.695988728363995,0,0,0,null,-8215.9351374625658,null,-1178.9874661567112,null,6372.7478779755738,null,6372.7478779755738,null,7153.1873426644706,null,6372.7478779755738,0.82335243901493205,null,"RMFT312"]
[418,"RMFN312",0.54104998095426715,1596.675681858336,0,2722.86767578125,0,0,18389.109368057503,0,78429.12578194635,0,0,null,21111.977090094275,78429.12578194635,81151.993503983103,null,8941.2053758196998,4019.316395247708,0,0,24196.196536917771,0,null,12960.522115908067,24196.197265625,null,-8151.4549279306866,-68191.471341819532,-54232.92851632135,null,0.70479335657337083,0.16525139081546994,0,0,0.61389428801460455,0.15970676213467577,0,0,0.30851035281072503,"FAIL",0,null,"RMFN312",null,-54232.92851632135,54232.92851632135,0.17201590498457223,"FAIL",0,1,null,null,42.942525048167958,1,7753.1873426644706,"YES",1,null,13.941899999999999,11.722899999999999,12.695988728363995,0,0,0,null,-8215.9351374625658,null,-1178.9874661567112,null,7782.4303507662744,null,7782.4303507662744,null,7753.1873426644706,null,7753.1873426644706,0.92963877010365359,null,"RMFN312"]
[419,"RSFT312",0.64999999881256365,1916.0067155211138,0,3267.434326171875,0,0,22066.88399026827,0,88472.56778855533,0,0,null,25334.318254243066,88472.56778855533,91740.002052530137,null,10733.108196249945,4828.6770984271725,0,0,29035.373671405621,0,null,15561.785745971831,33216.5546875,null,-9772.5325704683146,-76178.216368755369,-55256.01310105533,null,0.70520993144454569,0.17589390852951911,0,0,0.61425713341074406,0.16962922811480582,0,0,0.3754446775737964,"FAIL",0,null,"RSFT312",null,-55256.01310105533,55256.01310105533,0.1930974283422974,"FAIL",0,1,null,null,40.368121102879627,1,8703.8263456289133,"YES",1,null,13.941899999999999,11.722899999999999,12.695988728363995,0,0,0,null,-9849.9543901000143,null,-1413.4693828327588,null,7929.2430850488918,null,7929.2430850488918,null,8703.8263456289133,null,7929.2430850488918,0.8428192054686322,null,"RSFT312"]
[420,"RSFN312",0.64999999881256365,1916.0067155211138,0,3267.434326171875,0,0,22066.88399026827,0,94114.950938335649,0,0,null,25334.318254243066,94114.950938335649,97382.385202310426,null,10733.108196249945,4828.6770984271725,0,0,29035.373671405621,0,null,15561.785745971831,29035.373046875,null,-9772.5325704683146,-81820.599518535688,-65079.577891460649,null,0.70520993144454569,0.16534871017643044,0,0,0.61425713341074406,0.15980082746693161,0,0,0.3085096762776729,"FAIL",0,null,"RSFN312",null,-65079.577891460649,65079.577891460649,0.17211718993050062,"FAIL",0,1,null,null,42.94261862219593,1,9303.8263456289133,"YES",1,null,13.941899999999999,11.722899999999999,12.695988728363995,0,0,0,null,-9849.9543901000143,null,-1413.4693828327588,null,9338.9255578395932,null,9338.9255578395932,null,9303.8263456289133,null,9303.8263456289133,0.929638923424152,null,"RSFN312"]
[421,"RMOT313",0.27229999393457538,803.72372935976614,0,1370.6185302734375,0,0,9256.584620677595,0,26462.77697246967,0,0,null,10627.203195966285,26462.77697246967,27833.395547758359,null,4500.5142683439199,2022.8442261780633,0,0,12179.71660615473,0,null,6523.3583287906395,16360.8984375,null,-4103.8448221603931,-21310.037173952467,-10101.87853496967,null,0.70472626742033939,0.24651072468989785,0,0,0.61383585465822788,0.2343716320255548,0,0,0.61826082933476423,"FAIL",0,null,"RMOT313",null,-10101.87853496967,10101.87853496967,0.31469596326697563,"FAIL",0,1,null,null,28.784292519006378,1,2518.614254633851,"YES",1,null,13.941899999999999,11.722899999999999,12.695988728363995,0,0,0,null,-4136.2993412091009,null,-593.55934509774011,null,1449.6205213524943,null,1449.6205213524943,null,2518.614254633851,null,1449.6205213524943,0.51514588534203776,null,"RMOT313"]
[422,"RMON313",0.27229999393457538,803.72372935976614,0,1370.6185302734375,0,0,9256.584620677595,0,32105.160122249978,0,0,null,10627.203195966285,32105.160122249978,33475.778697538677,null,4500.5142683439199,2022.8442261780633,0,0,12179.71660615473,0,null,6523.3583287906395,12179.716796875,null,-4103.8448221603931,-26952.420323732771,-19925.443325374978,null,0.70472626742033939,0.20318722298692815,0,0,0.61383585465822788,0.19486800879234836,0,0,0.37936944561239044,"FAIL",0,null,"RMON313",null,-19925.443325374978,19925.443325374978,0.21351205480171159,"FAIL",0,1,null,null,34.92166832263247,1,3118.614254633851,"YES",1,null,13.941899999999999,11.722899999999999,12.695988728363995,0,0,0,null,-4136.2993412091009,null,-593.55934509774011,null,2859.3029941431955,null,2859.3029941431955,null,3118.614254633851,null,2859.3029941431955,0.83752284538465016,null,"RMON313"]
[423,"RMFT313",0.22709999129292557,669.76627060018427,0,1142.17626953125,0,0,7713.7801627741856,0,21111.916952094678,0,0,null,8855.9563777948388,21111.916952094678,22254.093167115319,null,3751.325960995845,1687.0654292499114,0,0,10149.710740492346,0,null,5438.3915606763694,14330.892578125,null,-3417.5648716290671,-16815.701660949559,-6781.024373969678,null,0.70502288708218841,0.25759818840784066,0,0,0.61409420904983092,0.24437713577075731,0,0,0.67880584272112343,"FAIL",0,null,"RMFT313",null,-6781.024373969678,6781.024373969678,0.3477903840934527,"FAIL",0,1,null,null,27.556960507604593,1,1998.8464908878339,"YES",1,null,13.941899999999999,11.722899999999999,12.695988728363995,0,0,0,null,-3444.6215460602916,null,-494.30351633870117,null,973.07763642867928,null,973.07763642867928,null,1998.8464908878339,null,973.07763642867928,0.43344215431121574,null,"RMFT313"]
[424,"RMFN313",0.22709999129292557,669.76627060018427,0,1142.17626953125,0,0,7713.7801627741856,0,26754.300101874996,0,0,null,8855.9563777948388,26754.300101874996,27896.476316895638,null,3751.325960995845,1687.0654292499114,0,0,10149.710740492346,0,null,5438.3915606763694,10149.7109375,null,-3417.5648716290671,-22458.084810729877,-16604.589164374996,null,0.70502288708218841,0.20327168118650338,0,0,0.61409420904983092,0.19494904977499936,0,0,0.3793674623836894,"FAIL",0,null,"RMFN313",null,-16604.589164374996,16604.589164374996,0.21360074708632448,"FAIL",0,1,null,null,34.921849730126979,1,2598.8464908878341,"YES",1,null,13.941899999999999,11.722899999999999,12.695988728363995,0,0,0,null,-3444.6215460602916,null,-494.30351633870117,null,2382.7601092193818,null,2382.7601092193818,null,2598.8464908878341,null,2382.7601092193818,0.83752552169398309,null,"RMFN313"]
[425,"RSFT313",0.27229999393457538,803.72372935976614,0,1370.6185302734375,0,0,9256.584620677595,0,26462.77697246967,0,0,null,10627.203195966285,26462.77697246967,27833.395547758359,null,4500.5142683439199,2022.8442261780633,0,0,12179.71660615473,0,null,6523.3583287906395,16360.8984375,null,-4103.8448221603931,-21310.037173952467,-10101.87853496967,null,0.70472626742033939,0.24651072468989785,0,0,0.61383585465822788,0.2343716320255548,0,0,0.61826082933476423,"FAIL",0,null,"RSFT313",null,-10101.87853496967,10101.87853496967,0.31469596326697563,"FAIL",0,1,null,null,28.784292519006378,1,2518.614254633851,"YES",1,null,13.941899999999999,11.722899999999999,12.695988728363995,0,0,0,null,-4136.2993412091009,null,-593.55934509774011,null,1449.6205213524943,null,1449.6205213524943,null,2518.614254633851,null,1449.6205213524943,0.51514588534203776,null,"RSFT313"]
[426,"RSFN313",0.27229999393457538,803.72372935976614,0,1370.6185302734375,0,0,9256.584620677595,0,32105.160122249978,0,0,null,10627.203195966285,32105.160122249978,33475.778697538677,null,4500.5142683439199,2022.8442261780633,0,0,12179.71660615473,0,null,6523.3583287906395,12179.716796875,null,-4103.8448221603931,-26952.420323732771,-19925.443325374978,null,0.70472626742033939,0.20318722298692815,0,0,0.61383585465822788,0.19486800879234836,0,0,0.37936944561239044,"FAIL",0,null,"RSFN313",null,-19925.443325374978,19925.443325374978,0.21351205480171159,"FAIL",0,1,null,null,34.92166832263247,1,3118.614254633851,"YES",1,null,13.941899999999999,11.722899999999999,12.695988728363995,0,0,0,null,-4136.2993412091009,null,-593.55934509774011,null,2859.3029941431955,null,2859.3029941431955,null,3118.614254633851,null,2859.3029941431955,0.83752284538465016,null,"RSFN313"]
[427,"RMOT314",0.10810000345227308,319.330969956118,0,544.56640625,0,0,3677.773888493371,0,3836.8205418506127,0,0,null,4222.3403228114839,3836.8205418506127,4381.3869761687256,null,1787.6781108397934,803.04617225146967,0,0,4839.1761690702269,0,null,2590.7243721017603,4839.17626953125,null,-1631.6159226416112,-1790.6625759988528,1002.3557276806373,null,0.7044273113709747,0.67522688221747706,0,0,0.61357545608701847,0.59130234393583347,0,0,1.2612464452656342,"PASS",1,null,"RMOT314",null,1002.3557276806373,0,0.61357545608701847,"FAIL",0,1,null,null,10.504064323362593,1,290.63900296444319,"YES",1,null,13.941899999999999,11.722899999999999,12.695988728363995,0,0,0,null,-1644.5050986222168,null,-235.98663656261539,null,0,null,0,null,290.63900296444319,null,0,0,null,"RMOT314"]
[428,"RMON314",0.10810000345227308,319.330969956118,0,544.56640625,0,0,3677.773888493371,0,3836.8205418506127,0,0,null,4222.3403228114839,3836.8205418506127,4381.3869761687256,null,1787.6781108397934,803.04617225146967,0,0,4839.1761690702269,0,null,2590.7243721017603,4839.17626953125,null,-1631.6159226416112,-1790.6625759988528,1002.3557276806373,null,0.7044273113709747,0.67522688221747706,0,0,0.61357545608701847,0.59130234393583347,0,0,1.2612464452656342,"PASS",1,null,"RMON314",null,1002.3557276806373,0,0.61357545608701847,"FAIL",0,1,null,null,10.504064323362593,1,290.63900296444319,"YES",1,null,13.941899999999999,11.722899999999999,12.695988728363995,0,0,0,null,-1644.5050986222168,null,-235.98663656261539,null,0,null,0,null,290.63900296444319,null,0,0,null,"RMON314"]
[429,"RMFT314",9.0249998943181697E-2,266.10913632121003,0,453.80535888671875,0,0,3064.8115126013581,0,3197.3504515421782,0,0,null,3518.6168685542361,3197.3504515421782,3651.1558074950544,null,1490.5600301714708,670.44323665557965,0,0,4032.6467271070505,0,null,2161.0032122502103,4032.646728515625,null,-1357.6136592378666,-1490.1525981786867,835.29627697344677,null,0.70510150570923324,0.67587311588189947,0,0,0.61416269266516899,0.59186825335628712,0,0,1.2612463943608554,"PASS",1,null,"RMFT314",null,835.29627697344677,0,0.61416269266516899,"FAIL",0,1,null,null,10.504064323362593,1,242.19916913703602,"YES",1,null,13.941899999999999,11.722899999999999,12.695988728363995,0,0,0,null,-1368.3649190003055,null,-196.36049477481092,null,0,null,0,null,242.19916913703602,null,0,0,null,"RMFT314"]
[430,"RMFN314",9.0249998943181697E-2,266.10913632121003,0,453.80535888671875,0,0,3064.8115126013581,0,3197.3504515421782,0,0,null,3518.6168685542361,3197.3504515421782,3651.1558074950544,null,1490.5600301714708,670.44323665557965,0,0,4032.6467271070505,0,null,2161.0032122502103,4032.646728515625,null,-1357.6136592378666,-1490.1525981786867,835.29627697344677,null,0.70510150570923324,0.67587311588189947,0,0,0.61416269266516899,0.59186825335628712,0,0,1.2612463943608554,"PASS",1,null,"RMFN314",null,835.29627697344677,0,0.61416269266516899,"FAIL",0,1,null,null,10.504064323362593,1,242.19916913703602,"YES",1,null,13.941899999999999,11.722899999999999,12.695988728363995,0,0,0,null,-1368.3649190003055,null,-196.36049477481092,null,0,null,0,null,242.19916913703602,null,0,0,null,"RMFN314"]
[431,"RSFT314",0.10810000345227308,319.330969956118,0,544.56640625,0,0,3677.773888493371,0,3836.8205418506127,0,0,null,4222.3403228114839,3836.8205418506127,4381.3869761687256,null,1787.6781108397934,803.04617225146967,0,0,4839.1761690702269,0,null,2590.7243721017603,4839.17626953125,null,-1631.6159226416112,-1790.6625759988528,1002.3557276806373,null,0.7044273113709747,0.67522688221747706,0,0,0.61357545608701847,0.59130234393583347,0,0,1.2612464452656342,"PASS",1,null,"RSFT314",null,1002.3557276806373,0,0.61357545608701847,"FAIL",0,1,null,null,10.504064323362593,1,290.63900296444319,"YES",1,null,13.941899999999999,11.722899999999999,12.695988728363995,0,0,0,null,-1644.5050986222168,null,-235.98663656261539,null,0,null,0,null,290.63900296444319,null,0,0,null,"RSFT314"]
[432,"RSFN314",0.10810000345227308,319.330969956118,0,544.56640625,0,0,3677.773888493371,0,3836.8205418506127,0,0,null,4222.3403228114839,3836.8205418506127,4381.3869761687256,null,1787.6781108397934,803.04617225146967,0,0,4839.1761690702269,0,null,2590.7243721017603,4839.17626953125,null,-1631.6159226416112,-1790.6625759988528,1002.3557276806373,null,0.7044273113709747,0.67522688221747706,0,0,0.61357545608701847,0.59130234393583347,0,0,1.2612464452656342,"PASS",1,null,"RSFN314",null,1002.3557276806373,0,0.61357545608701847,"FAIL",0,1,null,null,10.504064323362593,1,290.63900296444319,"YES",1,null,13.941899999999999,11.722899999999999,12.695988728363995,0,0,0,null,-1644.5050986222168,null,-235.98663656261539,null,0,null,0,null,290.63900296444319,null,0,0,null,"RSFN314"]
[433,"RMOE315",7.3100002482533469E-2,215.17316134564641,0,1509.8955078125,0,0,2478.1756508312901,0,8958.0041379339364,0,0,null,3988.0711712706971,8958.0041379339364,10467.899658373342,null,1207.697867171539,543.04047465723795,0,0,3260.7574353043287,0,null,1750.7382902801958,3260.75732421875,null,-2237.3328683635946,-8717.1613554662399,-5697.2468137151864,null,0.70646255026068083,0.19543843286100379,0,0,0.43899374425293941,0.16724828757711649,0,0,0.36400489149258275,"FAIL",0,null,"RMOE315",null,-5697.2468137151864,5697.2468137151864,0.18076208703489599,"FAIL",0,1,null,null,8.8450670217910901,1,152.4192340364776,"YES",1,null,13.941899999999999,11.722899999999999,12.695988728363995,0,0,0,null,-2246.0430091112567,null,-198.72644743107912,null,504.08367730930269,null,504.08367730930269,null,152.4192340364776,null,152.4192340364776,0.65839841916405017,null,"RMOE315"]
[434,"RMFE315",4.5049999468028547E-2,132.73621801838277,0,931.42572021484375,0,0,1528.7392787253159,0,8958.0041379339364,0,0,null,2460.1649873605206,8958.0041379339364,9889.4298465691354,null,744.78711162590594,334.66446325048992,0,0,2011.4990509543629,0,null,1079.4516088647606,2011.4990234375,null,-1380.7133900753988,-8809.9782492840204,-6946.5051144964364,null,0.70610575909635975,0.12050135189083805,0,0,0.43877203737545611,0.10915205672603102,0,0,0.22454767741393675,"FAIL",0,null,"RMFE315",null,-6946.5051144964364,6946.5051144964364,0.11475384975208809,"FAIL",0,1,null,null,14.338370421815155,1,182.71658497413952,"YES",1,null,13.941899999999999,11.722899999999999,12.695988728363995,0,0,0,null,-1386.0837960896513,null,-122.63857260136567,null,614.61613952438699,null,614.61613952438699,null,182.71658497413952,null,182.71658497413952,0.78927250528785975,null,"RMFE315"]
[435,"RSFE315",0.10979999423143455,322.4622796973207,0,2262.755859375,0,0,3713.8375662649401,0,8958.0041379339364,0,0,null,5976.5933243799527,8958.0041379339364,11220.759896048949,null,1811.1249074950135,815.67495157127041,0,0,4886.6283766643955,0,null,2626.7997474490594,4886.62841796875,null,-3349.7936781908802,-8593.9602498598761,-4071.3757199651864,null,0.70730065614874749,0.2932349334742439,0,0,0.43951454622627212,0.23410176744525701,0,0,0.54550414832648164,"FAIL",0,null,"RSFE315",null,-4071.3757199651864,4071.3757199651864,0.26142593686187754,"FAIL",0,1,null,null,5.9021511184768354,1,112.98817930259229,"YES",1,null,13.941899999999999,11.722899999999999,12.695988728363995,0,0,0,null,-3362.8623336508258,null,-297.54091175246657,null,360.22909165305106,null,360.22909165305106,null,112.98817930259229,null,112.98817930259229,0.488069888996079,null,"RSFE315"]
[436,"RMOE316",0.22910000234842298,730.53458810525444,0,1167.4208984375,0,0,8413.6563175941683,0,6036.4986573099795,0,0,null,9581.0771562597856,6036.4986573099795,7203.9194959755969,null,3922.9988656099322,1701.9229794005635,0,0,11070.600417887059,0,null,5624.9217054785804,11070.6005859375,null,-3956.1555105530879,-1578.9978502688991,5034.1019286275205,null,0.66854664525766971,0.93181859630946917,0,0,0.58708656434441453,0.78081406405917841,0,0,1.8339440152995656,"PASS",1,null,"RMOE316",null,5034.1019286275205,0,0.58708656434441453,"FAIL",0,1,null,null,7.7089351066634659,1,416.52283969018038,"YES",1,null,13.941899999999999,11.722899999999999,12.695988728363995,0,0,0,null,-3984.1401956549712,null,-599.21941205904352,null,0,null,0,null,416.52283969018038,null,0,0,null,"RMOE316"]
[437,"RMON316",0.22910000234842298,730.53458810525444,0,1167.4208984375,0,0,8413.6563175941683,0,6036.4986573099795,0,0,null,9581.0771562597856,6036.4986573099795,7203.9194959755969,null,3922.9988656099322,1701.9229794005635,0,0,11070.600417887059,0,null,5624.9217054785804,11070.6005859375,null,-3956.1555105530879,-1578.9978502688991,5034.1019286275205,null,0.66854664525766971,0.93181859630946917,0,0,0.58708656434441453,0.78081406405917841,0,0,1.8339440152995656,"PASS",1,null,"RMON316",null,5034.1019286275205,0,0.58708656434441453,"FAIL",0,1,null,null,7.7089351066634659,1,416.52283969018038,"YES",1,null,13.941899999999999,11.722899999999999,12.695988728363995,0,0,0,null,-3984.1401956549712,null,-599.21941205904352,null,0,null,0,null,416.52283969018038,null,0,0,null,"RMON316"]
[438,"RMFE316",0.11500000320374963,345.89492700198622,0,552.752685546875,0,0,3983.7142349989981,0,6036.4986573099795,0,0,null,4536.4669156231676,6036.4986573099795,6589.2513379341481,null,1917.4635708512847,854.30443508219855,0,0,5241.7292565776315,0,null,2771.76797916746,5241.7294921875,null,-1764.6989413784131,-3817.4833636893945,-794.76916512247954,null,0.69577480101761291,0.45916815964349633,0,0,0.61099706615604132,0.42064990921498591,0,0,0.86833937846403009,"FAIL",0,null,"RMFE316",null,-794.76916512247954,794.76916512247954,0.51991094272088989,"FAIL",0,1,null,null,16.281371437999638,1,557.88618219307443,"YES",1,null,13.941899999999999,11.722899999999999,12.695988728363995,0,0,0,null,-1778.4888318220317,null,-267.48683023760333,null,119.53422531835821,null,119.53422531835821,null,557.88618219307443,null,119.53422531835821,0.17449997127828532,null,"RMFE316"]
[439,"RMFN316",0.11500000320374963,345.89492700198622,0,552.752685546875,0,0,3983.7142349989981,0,6036.4986573099795,0,0,null,4536.4669156231676,6036.4986573099795,6589.2513379341481,null,1917.4635708512847,854.30443508219855,0,0,5241.7292565776315,0,null,2771.76797916746,5241.7294921875,null,-1764.6989413784131,-3817.4833636893945,-794.76916512247954,null,0.69577480101761291,0.45916815964349633,0,0,0.61099706615604132,0.42064990921498591,0,0,0.86833937846403009,"FAIL",0,null,"RMFN316",null,-794.76916512247954,794.76916512247954,0.51991094272088989,"FAIL",0,1,null,null,16.281371437999638,1,557.88618219307443,"YES",1,null,13.941899999999999,11.722899999999999,12.695988728363995,0,0,0,null,-1778.4888318220317,null,-267.48683023760333,null,119.53422531835821,null,119.53422531835821,null,557.88618219307443,null,119.53422531835821,0.17449997127828532,null,"RMFN316"]
[440,"RSFE316",0.3130999997258187,977.43834845775564,0,1561.9820556640625,0,0,11257.277163138951,0,6036.4986573099795,0,0,null,12819.259225400569,6036.4986573099795,7598.4807195715939,null,5320.8083394552941,2325.9366168546394,0,0,14812.206793603886,0,null,7646.7450478096198,14812.20703125,null,-5172.5141709933941,48.264334835577756,8775.7083739400205,null,0.6792712782135516,1.266751718489938,0,1,0.59650444049009776,1.0063518401452503,0,1,2.4537745922154657,"PASS",1,null,"RSFE316",null,8775.7083739400205,0,0.59650444049009776,"FAIL",0,1,null,null,5.7616356251308236,1,325.78039395323532,"YES",1,null,13.941899999999999,11.722899999999999,12.695988728363995,0,0,0,null,-5210.5576786939391,null,-783.67405648320391,null,0,null,0,null,325.78039395323532,null,0,0,null,"RSFE316"]
[441,"RSFN316",0.3130999997258187,977.43834845775564,0,1561.9820556640625,0,0,11257.277163138951,0,6036.4986573099795,0,0,null,12819.259225400569,6036.4986573099795,7598.4807195715939,null,5320.8083394552941,2325.9366168546394,0,0,14812.206793603886,0,null,7646.7450478096198,14812.20703125,null,-5172.5141709933941,48.264334835577756,8775.7083739400205,null,0.6792712782135516,1.266751718489938,0,1,0.59650444049009776,1.0063518401452503,0,1,2.4537745922154657,"PASS",1,null,"RSFN316",null,8775.7083739400205,0,0.59650444049009776,"FAIL",0,1,null,null,5.7616356251308236,1,325.78039395323532,"YES",1,null,13.941899999999999,11.722899999999999,12.695988728363995,0,0,0,null,-5210.5576786939391,null,-783.67405648320391,null,0,null,0,null,325.78039395323532,null,0,0,null,"RSFN316"]
[442,"RMOT317",2.0000000949949026E-3,22.420177269211404,0,18.031949996948242,0,0,258.21592734155831,0,442.12416440396873,0,0,null,276.2478772374813,442.12416440396873,460.15611429989161,null,86.271612369063405,14.857468727994393,0,0,339.75779913362948,0,null,101.12908390642218,339.7578125,null,-175.11879343208437,-359.0270304944948,-102.36635190396873,null,0.3916454145473855,0.22873457740712982,0,0,0.36608094469627861,0.21977124880342708,0,0,0.76846695985963653,"FAIL",0,null,"RMOT317",null,-102.36635190396873,102.36635190396873,0.26710323092916893,"FAIL",0,1,null,null,11.587407423598542,1,23.360102581147416,"YES",1,null,13.941899999999999,11.722899999999999,12.695988728363995,0,0,0,null,-175.6219232027631,null,-18.10261928378036,null,10.551638782861682,null,10.551638782861682,null,23.360102581147416,null,10.551638782861682,0.33391261971081271,null,"RMOT317"]
[443,"RMON317",2.0000000949949026E-3,22.420177269211404,0,18.031949996948242,0,0,258.21592734155831,0,442.12416440396873,0,0,null,276.2478772374813,442.12416440396873,460.15611429989161,null,86.271612369063405,14.857468727994393,0,0,339.75779913362948,0,null,101.12908390642218,339.7578125,null,-175.11879343208437,-359.0270304944948,-102.36635190396873,null,0.3916454145473855,0.22873457740712982,0,0,0.36608094469627861,0.21977124880342708,0,0,0.76846695985963653,"FAIL",0,null,"RMON317",null,-102.36635190396873,102.36635190396873,0.26710323092916893,"FAIL",0,1,null,null,11.587407423598542,1,23.360102581147416,"YES",1,null,13.941899999999999,11.722899999999999,12.695988728363995,0,0,0,null,-175.6219232027631,null,-18.10261928378036,null,10.551638782861682,null,10.551638782861682,null,23.360102581147416,null,10.551638782861682,0.33391261971081271,null,"RMON317"]
[444,"RMFT317",2.0000000949949026E-3,22.420177269211404,0,18.031949996948242,0,0,258.21592734155831,0,442.12416440396873,0,0,null,276.2478772374813,442.12416440396873,460.15611429989161,null,86.271612369063405,14.857468727994393,0,0,339.75779913362948,0,null,101.12908390642218,339.7578125,null,-175.11879343208437,-359.0270304944948,-102.36635190396873,null,0.3916454145473855,0.22873457740712982,0,0,0.36608094469627861,0.21977124880342708,0,0,0.76846695985963653,"FAIL",0,null,"RMFT317",null,-102.36635190396873,102.36635190396873,0.26710323092916893,"FAIL",0,1,null,null,11.587407423598542,1,23.360102581147416,"YES",1,null,13.941899999999999,11.722899999999999,12.695988728363995,0,0,0,null,-175.6219232027631,null,-18.10261928378036,null,10.551638782861682,null,10.551638782861682,null,23.360102581147416,null,10.551638782861682,0.33391261971081271,null,"RMFT317"]
[445,"RMFN317",2.0000000949949026E-3,22.420177269211404,0,18.031949996948242,0,0,258.21592734155831,0,442.12416440396873,0,0,null,276.2478772374813,442.12416440396873,460.15611429989161,null,86.271612369063405,14.857468727994393,0,0,339.75779913362948,0,null,101.12908390642218,339.7578125,null,-175.11879343208437,-359.0270304944948,-102.36635190396873,null,0.3916454145473855,0.22873457740712982,0,0,0.36608094469627861,0.21977124880342708,0,0,0.76846695985963653,"FAIL",0,null,"RMFN317",null,-102.36635190396873,102.36635190396873,0.26710323092916893,"FAIL",0,1,null,null,11.587407423598542,1,23.360102581147416,"YES",1,null,13.941899999999999,11.722899999999999,12.695988728363995,0,0,0,null,-175.6219232027631,null,-18.10261928378036,null,10.551638782861682,null,10.551638782861682,null,23.360102581147416,null,10.551638782861682,0.33391261971081271,null,"RMFN317"]
[446,"RSFT317",2.0000000949949026E-3,22.420177269211404,0,18.031949996948242,0,0,258.21592734155831,0,442.12416440396873,0,0,null,276.2478772374813,442.12416440396873,460.15611429989161,null,86.271612369063405,14.857468727994393,0,0,339.75779913362948,0,null,101.12908390642218,339.7578125,null,-175.11879343208437,-359.0270304944948,-102.36635190396873,null,0.3916454145473855,0.22873457740712982,0,0,0.36608094469627861,0.21977124880342708,0,0,0.76846695985963653,"FAIL",0,null,"RSFT317",null,-102.36635190396873,102.36635190396873,0.26710323092916893,"FAIL",0,1,null,null,11.587407423598542,1,23.360102581147416,"YES",1,null,13.941899999999999,11.722899999999999,12.695988728363995,0,0,0,null,-175.6219232027631,null,-18.10261928378036,null,10.551638782861682,null,10.551638782861682,null,23.360102581147416,null,10.551638782861682,0.33391261971081271,null,"RSFT317"]
[447,"RSFN317",2.0000000949949026E-3,22.420177269211404,0,18.031949996948242,0,0,258.21592734155831,0,442.12416440396873,0,0,null,276.2478772374813,442.12416440396873,460.15611429989161,null,86.271612369063405,14.857468727994393,0,0,339.75779913362948,0,null,101.12908390642218,339.7578125,null,-175.11879343208437,-359.0270304944948,-102.36635190396873,null,0.3916454145473855,0.22873457740712982,0,0,0.36608094469627861,0.21977124880342708,0,0,0.76846695985963653,"FAIL",0,null,"RSFN317",null,-102.36635190396873,102.36635190396873,0.26710323092916893,"FAIL",0,1,null,null,11.587407423598542,1,23.360102581147416,"YES",1,null,13.941899999999999,11.722899999999999,12.695988728363995,0,0,0,null,-175.6219232027631,null,-18.10261928378036,null,10.551638782861682,null,10.551638782861682,null,23.360102581147416,null,10.551638782861682,0.33391261971081271,null,"RSFN317"]
[448,"RMOT318",0.37779999971389766,1284.7032770527126,0,1871.07421875,0,0,14796.084975583839,0,89422.890780864269,0,0,null,16667.159209900539,89422.890780864269,91293.965015180947,null,6390.7551145723546,2806.5757072875681,0,0,19468.5328626103,0,null,9197.3309465136081,48870.4375,null,-7469.8282478202309,-82096.634053100657,-40552.453280864269,null,0.62160571270649179,0.10285208704617003,0,0,0.55182354948888523,0.10074412855825102,0,0,0.54650925588795496,"FAIL",0,null,"RMOT318",null,-40552.453280864269,40552.453280864269,0.16073738616283356,"FAIL",0,1,null,null,71.251566481423637,1,10662.043904094682,"YES",1,null,13.941899999999999,11.722899999999999,12.695988728363995,0,0,0,null,-7515.5861132257696,null,-1219.7465895252114,null,6581.4849089639811,null,6581.4849089639811,null,10662.043904094682,null,6581.4849089639811,0.59110532494152956,null,"RMOT318"]
[449,"RMON318",0.37779999971389766,1284.7032770527126,0,1871.07421875,0,0,14796.084975583839,0,89422.890780864269,0,0,null,16667.159209900539,89422.890780864269,91293.965015180947,null,6390.7551145723546,2806.5757072875681,0,0,19468.5328626103,0,null,9197.3309465136081,48870.4375,null,-7469.8282478202309,-82096.634053100657,-40552.453280864269,null,0.62160571270649179,0.10285208704617003,0,0,0.55182354948888523,0.10074412855825102,0,0,0.54650925588795496,"FAIL",0,null,"RMON318",null,-40552.453280864269,40552.453280864269,0.16073738616283356,"FAIL",0,1,null,null,71.251566481423637,1,10662.043904094682,"YES",1,null,13.941899999999999,11.722899999999999,12.695988728363995,0,0,0,null,-7515.5861132257696,null,-1219.7465895252114,null,6581.4849089639811,null,6581.4849089639811,null,10662.043904094682,null,6581.4849089639811,0.59110532494152956,null,"RMON318"]
[450,"RMFT318",0.31450000107288362,1070.5843016596734,0,1559.22607421875,0,0,12330.050513471728,0,87168.483417310257,0,0,null,13889.276529814601,87168.483417310257,88727.70943365313,null,5323.9664538983598,2336.3368544772388,0,0,16223.750675620699,0,null,7660.303240736197,44884.41796875,null,-6228.9733469542807,-81067.406250792817,-42284.065448560257,null,0.62127103472663014,8.7879276321273986E-2,0,0,0.5515264378509982,8.6334959897364866E-2,0,0,0.51491566916302089,"FAIL",0,null,"RMFT318",null,-42284.065448560257,42284.065448560257,0.13636901354013653,"FAIL",0,1,null,null,83.346460462957751,1,10460.037226092045,"YES",1,null,13.941899999999999,11.722899999999999,12.695988728363995,0,0,0,null,-6267.0843083509781,null,-1017.1202346981131,null,6862.5179520437041,null,6862.5179520437041,null,10460.037226092045,null,6862.5179520437041,0.63228617054809066,null,"RMFT318"]
[451,"RMFN318",0.31450000107288362,1070.5843016596734,0,1559.22607421875,0,0,12330.050513471728,0,87168.483417310257,0,0,null,13889.276529814601,87168.483417310257,88727.70943365313,null,5323.9664538983598,2336.3368544772388,0,0,16223.750675620699,0,null,7660.303240736197,44884.41796875,null,-6228.9733469542807,-81067.406250792817,-42284.065448560257,null,0.62127103472663014,8.7879276321273986E-2,0,0,0.5515264378509982,8.6334959897364866E-2,0,0,0.51491566916302089,"FAIL",0,null,"RMFN318",null,-42284.065448560257,42284.065448560257,0.13636901354013653,"FAIL",0,1,null,null,83.346460462957751,1,10460.037226092045,"YES",1,null,13.941899999999999,11.722899999999999,12.695988728363995,0,0,0,null,-6267.0843083509781,null,-1017.1202346981131,null,6862.5179520437041,null,6862.5179520437041,null,10460.037226092045,null,6862.5179520437041,0.63228617054809066,null,"RMFN318"]
[452,"RSFT318",0.37779999971389766,1284.7032770527126,0,1871.07421875,0,0,14796.084975583839,0,89422.890780864269,0,0,null,16667.159209900539,89422.890780864269,91293.965015180947,null,6390.7551145723546,2806.5757072875681,0,0,19468.5328626103,0,null,9197.3309465136081,48870.4375,null,-7469.8282478202309,-82096.634053100657,-40552.453280864269,null,0.62160571270649179,0.10285208704617003,0,0,0.55182354948888523,0.10074412855825102,0,0,0.54650925588795496,"FAIL",0,null,"RSFT318",null,-40552.453280864269,40552.453280864269,0.16073738616283356,"FAIL",0,1,null,null,71.251566481423637,1,10662.043904094682,"YES",1,null,13.941899999999999,11.722899999999999,12.695988728363995,0,0,0,null,-7515.5861132257696,null,-1219.7465895252114,null,6581.4849089639811,null,6581.4849089639811,null,10662.043904094682,null,6581.4849089639811,0.59110532494152956,null,"RSFT318"]
[453,"RSFN318",0.37779999971389766,1284.7032770527126,0,1871.07421875,0,0,14796.084975583839,0,89422.890780864269,0,0,null,16667.159209900539,89422.890780864269,91293.965015180947,null,6390.7551145723546,2806.5757072875681,0,0,19468.5328626103,0,null,9197.3309465136081,48870.4375,null,-7469.8282478202309,-82096.634053100657,-40552.453280864269,null,0.62160571270649179,0.10285208704617003,0,0,0.55182354948888523,0.10074412855825102,0,0,0.54650925588795496,"FAIL",0,null,"RSFN318",null,-40552.453280864269,40552.453280864269,0.16073738616283356,"FAIL",0,1,null,null,71.251566481423637,1,10662.043904094682,"YES",1,null,13.941899999999999,11.722899999999999,12.695988728363995,0,0,0,null,-7515.5861132257696,null,-1219.7465895252114,null,6581.4849089639811,null,6581.4849089639811,null,10662.043904094682,null,6581.4849089639811,0.59110532494152956,null,"RSFN318"]
[454,"RMOT319",6.1199997365474691E-2,181.43852601562173,0,402.48666381835938,0,0,2089.6497243555077,0,503.37698750096172,0,0,null,2492.1363885051801,503.37698750096172,905.86365165063364,null,1014.6324059467114,454.63850191126943,0,0,2749.5391109940897,0,null,1469.2708918806709,2749.5390625,null,-1022.8654962931962,563.40724056134979,2246.1620749990384,null,0.70311826654767473,2.9188280917944502,0,1,0.58956279393572475,1.6219558978228017,0,1,5.4621866528905372,"PASS",1,null,"RMOT319",null,2246.1620749990384,0,0.58956279393572475,"FAIL",0,1,null,null,1.864569522772066,0,-25.532559046515132,"NO",0,null,13.941899999999999,11.722899999999999,12.695988728363995,0,0,0,null,-1030.1753017254382,null,-119.18278495340624,null,0,null,0,null,-25.532559046515132,null,-25.532559046515132,-0.62047531097242126,null,"RMOT319"]
[455,"RMON319",6.1199997365474691E-2,181.43852601562173,0,402.48666381835938,0,0,2089.6497243555077,0,503.37698750096172,0,0,null,2492.1363885051801,503.37698750096172,905.86365165063364,null,1014.6324059467114,454.63850191126943,0,0,2749.5391109940897,0,null,1469.2708918806709,2749.5390625,null,-1022.8654962931962,563.40724056134979,2246.1620749990384,null,0.70311826654767473,2.9188280917944502,0,1,0.58956279393572475,1.6219558978228017,0,1,5.4621866528905372,"PASS",1,null,"RMON319",null,2246.1620749990384,0,0.58956279393572475,"FAIL",0,1,null,null,1.864569522772066,0,-25.532559046515132,"NO",0,null,13.941899999999999,11.722899999999999,12.695988728363995,0,0,0,null,-1030.1753017254382,null,-119.18278495340624,null,0,null,0,null,-25.532559046515132,null,-25.532559046515132,-0.62047531097242126,null,"RMON319"]
[456,"RMFT319",6.1199997365474691E-2,181.43852601562173,0,402.48666381835938,0,0,2089.6497243555077,0,503.37698750096172,0,0,null,2492.1363885051801,503.37698750096172,905.86365165063364,null,1014.6324059467114,454.63850191126943,0,0,2749.5391109940897,0,null,1469.2708918806709,2749.5390625,null,-1022.8654962931962,563.40724056134979,2246.1620749990384,null,0.70311826654767473,2.9188280917944502,0,1,0.58956279393572475,1.6219558978228017,0,1,5.4621866528905372,"PASS",1,null,"RMFT319",null,2246.1620749990384,0,0.58956279393572475,"FAIL",0,1,null,null,1.864569522772066,0,-25.532559046515132,"NO",0,null,13.941899999999999,11.722899999999999,12.695988728363995,0,0,0,null,-1030.1753017254382,null,-119.18278495340624,null,0,null,0,null,-25.532559046515132,null,-25.532559046515132,-0.62047531097242126,null,"RMFT319"]
[457,"RMFN319",6.1199997365474691E-2,181.43852601562173,0,402.48666381835938,0,0,2089.6497243555077,0,503.37698750096172,0,0,null,2492.1363885051801,503.37698750096172,905.86365165063364,null,1014.6324059467114,454.63850191126943,0,0,2749.5391109940897,0,null,1469.2708918806709,2749.5390625,null,-1022.8654962931962,563.40724056134979,2246.1620749990384,null,0.70311826654767473,2.9188280917944502,0,1,0.58956279393572475,1.6219558978228017,0,1,5.4621866528905372,"PASS",1,null,"RMFN319",null,2246.1620749990384,0,0.58956279393572475,"FAIL",0,1,null,null,1.864569522772066,0,-25.532559046515132,"NO",0,null,13.941899999999999,11.722899999999999,12.695988728363995,0,0,0,null,-1030.1753017254382,null,-119.18278495340624,null,0,null,0,null,-25.532559046515132,null,-25.532559046515132,-0.62047531097242126,null,"RMFN319"]
[458,"RSFT319",6.1199997365474691E-2,181.43852601562173,0,402.48666381835938,0,0,2089.6497243555077,0,503.37698750096172,0,0,null,2492.1363885051801,503.37698750096172,905.86365165063364,null,1014.6324059467114,454.63850191126943,0,0,2749.5391109940897,0,null,1469.2708918806709,2749.5390625,null,-1022.8654962931962,563.40724056134979,2246.1620749990384,null,0.70311826654767473,2.9188280917944502,0,1,0.58956279393572475,1.6219558978228017,0,1,5.4621866528905372,"PASS",1,null,"RSFT319",null,2246.1620749990384,0,0.58956279393572475,"FAIL",0,1,null,null,1.864569522772066,0,-25.532559046515132,"NO",0,null,13.941899999999999,11.722899999999999,12.695988728363995,0,0,0,null,-1030.1753017254382,null,-119.18278495340624,null,0,null,0,null,-25.532559046515132,null,-25.532559046515132,-0.62047531097242126,null,"RSFT319"]
[459,"RSFN319",6.1199997365474691E-2,181.43852601562173,0,402.48666381835938,0,0,2089.6497243555077,0,503.37698750096172,0,0,null,2492.1363885051801,503.37698750096172,905.86365165063364,null,1014.6324059467114,454.63850191126943,0,0,2749.5391109940897,0,null,1469.2708918806709,2749.5390625,null,-1022.8654962931962,563.40724056134979,2246.1620749990384,null,0.70311826654767473,2.9188280917944502,0,1,0.58956279393572475,1.6219558978228017,0,1,5.4621866528905372,"PASS",1,null,"RSFN319",null,2246.1620749990384,0,0.58956279393572475,"FAIL",0,1,null,null,1.864569522772066,0,-25.532559046515132,"NO",0,null,13.941899999999999,11.722899999999999,12.695988728363995,0,0,0,null,-1030.1753017254382,null,-119.18278495340624,null,0,null,0,null,-25.532559046515132,null,-25.532559046515132,-0.62047531097242126,null,"RSFN319"]
[460,"RMOE320",6.9000000134110447E-3,22.71243356175691,0,159.37582397460938,0,0,261.58187885455879,0,61.525818048901087,0,0,null,420.957700665863,61.525818048901087,220.90163986020514,null,111.61898696456818,51.258264776570797,0,0,344.18668270336718,0,null,162.87725868007416,344.18667602539063,null,-258.08044414909398,-58.024383343436313,282.66085797648952,null,0.62266262247712867,2.6472993589555909,0,1,0.38692072287883172,0.73732932534172468,0,0,5.5941828477896713,"PASS",1,null,"RMOE320",null,282.66085797648952,0,0.38692072287883172,"FAIL",0,1,null,null,0.57553495442172042,0,-6.7573076272920041,"NO",0,null,13.941899999999999,11.722899999999999,12.695988728363995,0,0,0,null,-258.89077876939291,null,-22.906259821740758,null,0,null,0,null,-6.7573076272920041,null,-6.7573076272920041,-4.2498790108754738,null,"RMOE320"]
[461,"RMON320",6.9000000134110447E-3,22.71243356175691,0,159.37582397460938,0,0,261.58187885455879,0,61.525818048901087,0,0,null,420.957700665863,61.525818048901087,220.90163986020514,null,111.61898696456818,51.258264776570797,0,0,344.18668270336718,0,null,162.87725868007416,344.18667602539063,null,-258.08044414909398,-58.024383343436313,282.66085797648952,null,0.62266262247712867,2.6472993589555909,0,1,0.38692072287883172,0.73732932534172468,0,0,5.5941828477896713,"PASS",1,null,"RMON320",null,282.66085797648952,0,0.38692072287883172,"FAIL",0,1,null,null,0.57553495442172042,0,-6.7573076272920041,"NO",0,null,13.941899999999999,11.722899999999999,12.695988728363995,0,0,0,null,-258.89077876939291,null,-22.906259821740758,null,0,null,0,null,-6.7573076272920041,null,-6.7573076272920041,-4.2498790108754738,null,"RMON320"]
[462,"RMFE320",6.9000000134110447E-3,22.71243356175691,0,159.37582397460938,0,0,261.58187885455879,0,61.525818048901087,0,0,null,420.957700665863,61.525818048901087,220.90163986020514,null,111.61898696456818,51.258264776570797,0,0,344.18668270336718,0,null,162.87725868007416,344.18667602539063,null,-258.08044414909398,-58.024383343436313,282.66085797648952,null,0.62266262247712867,2.6472993589555909,0,1,0.38692072287883172,0.73732932534172468,0,0,5.5941828477896713,"PASS",1,null,"RMFE320",null,282.66085797648952,0,0.38692072287883172,"FAIL",0,1,null,null,0.57553495442172042,0,-6.7573076272920041,"NO",0,null,13.941899999999999,11.722899999999999,12.695988728363995,0,0,0,null,-258.89077876939291,null,-22.906259821740758,null,0,null,0,null,-6.7573076272920041,null,-6.7573076272920041,-4.2498790108754738,null,"RMFE320"]
[463,"RMFN320",6.9000000134110447E-3,22.71243356175691,0,159.37582397460938,0,0,261.58187885455879,0,61.525818048901087,0,0,null,420.957700665863,61.525818048901087,220.90163986020514,null,111.61898696456818,51.258264776570797,0,0,344.18668270336718,0,null,162.87725868007416,344.18667602539063,null,-258.08044414909398,-58.024383343436313,282.66085797648952,null,0.62266262247712867,2.6472993589555909,0,1,0.38692072287883172,0.73732932534172468,0,0,5.5941828477896713,"PASS",1,null,"RMFN320",null,282.66085797648952,0,0.38692072287883172,"FAIL",0,1,null,null,0.57553495442172042,0,-6.7573076272920041,"NO",0,null,13.941899999999999,11.722899999999999,12.695988728363995,0,0,0,null,-258.89077876939291,null,-22.906259821740758,null,0,null,0,null,-6.7573076272920041,null,-6.7573076272920041,-4.2498790108754738,null,"RMFN320"]
[464,"RSFE320",6.9000000134110447E-3,22.71243356175691,0,159.37582397460938,0,0,261.58187885455879,0,61.525818048901087,0,0,null,420.957700665863,61.525818048901087,220.90163986020514,null,111.61898696456818,51.258264776570797,0,0,344.18668270336718,0,null,162.87725868007416,344.18667602539063,null,-258.08044414909398,-58.024383343436313,282.66085797648952,null,0.62266262247712867,2.6472993589555909,0,1,0.38692072287883172,0.73732932534172468,0,0,5.5941828477896713,"PASS",1,null,"RSFE320",null,282.66085797648952,0,0.38692072287883172,"FAIL",0,1,null,null,0.57553495442172042,0,-6.7573076272920041,"NO",0,null,13.941899999999999,11.722899999999999,12.695988728363995,0,0,0,null,-258.89077876939291,null,-22.906259821740758,null,0,null,0,null,-6.7573076272920041,null,-6.7573076272920041,-4.2498790108754738,null,"RSFE320"]
[465,"RSFN320",6.9000000134110447E-3,22.71243356175691,0,159.37582397460938,0,0,261.58187885455879,0,61.525818048901087,0,0,null,420.957700665863,61.525818048901087,220.90163986020514,null,111.61898696456818,51.258264776570797,0,0,344.18668270336718,0,null,162.87725868007416,344.18667602539063,null,-258.08044414909398,-58.024383343436313,282.66085797648952,null,0.62266262247712867,2.6472993589555909,0,1,0.38692072287883172,0.73732932534172468,0,0,5.5941828477896713,"PASS",1,null,"RSFN320",null,282.66085797648952,0,0.38692072287883172,"FAIL",0,1,null,null,0.57553495442172042,0,-6.7573076272920041,"NO",0,null,13.941899999999999,11.722899999999999,12.695988728363995,0,0,0,null,-258.89077876939291,null,-22.906259821740758,null,0,null,0,null,-6.7573076272920041,null,-6.7573076272920041,-4.2498790108754738,null,"RSFN320"]
[466,"RMOE321",0.20655000321567055,613.49666258170203,0,4304.97802734375,0,0,7065.7161960547392,0,8957.6173956721923,0,0,null,11370.694284823883,8957.6173956721923,13262.595484441332,null,3428.8548501292735,1534.4050338916538,0,0,9296.9949948088652,0,null,4963.2601033311885,9296.9951171875,null,-6407.4341200672998,-8299.3353196847529,339.37772151530771,null,0.70244260675266124,0.55408261863574926,0,0,0.43649578520173787,0.37422992597044269,0,0,1.0378870526083506,"PASS",1,null,"RMOE321",null,339.37772151530771,0,0.43649578520173787,"FAIL",0,1,null,null,3.1021178375437013,1,6.0167920742949974,"YES",1,null,13.941899999999999,11.722899999999999,12.695988728363995,0,0,0,null,-6432.1269564022796,null,-569.10474745418719,null,0,null,0,null,6.0167920742949974,null,0,0,null,"RMOE321"]
[467,"RMFE321",0.12484999815933406,368.84741721193649,0,2588.24560546875,0,0,4248.0608756698221,0,8957.6173956721923,0,0,null,6836.3065970662965,8957.6173956721923,11545.863117068668,null,2064.8197459976068,927.4774276184171,0,0,5589.553783776083,0,null,2992.2972750566555,5589.5537109375,null,-3844.0092060819165,-8553.5657260842872,-3368.0636847346923,null,0.7043913358668239,0.33405057872893323,0,0,0.43770671828602614,0.25916618573778,0,0,0.62400005091064192,"FAIL",0,null,"RMFE321",null,-3368.0636847346923,3368.0636847346923,0.29323684131568173,"FAIL",0,1,null,null,5.1596915535454793,1,95.93064475170732,"YES",1,null,13.941899999999999,11.722899999999999,12.695988728363995,0,0,0,null,-3858.8962572016012,null,-341.42923402976373,null,298.00111933466582,null,298.00111933466582,null,95.93064475170732,null,95.93064475170732,0.41440513529000622,null,"RMFE321"]
[468,"RSFE321",0.30669999085366723,908.6538856600057,0,6376.130859375,0,0,10465.07808126985,0,8957.6173956721923,0,0,null,16841.209183656119,8957.6173956721923,15333.748498058452,null,5082.3629382418812,2278.3926532744199,0,0,13769.83958061822,0,null,7360.7557813977091,13769.83984375,null,-9480.4531592471412,-7972.9924736494831,4812.2224480778077,null,0.70336367528607513,0.821731433288723,0,0,0.43706813491477681,0.48003630025521477,0,0,1.5372212537680832,"PASS",1,null,"RSFE321",null,4812.2224480778077,0,0.43706813491477681,"FAIL",0,1,null,null,2.0944595959778796,1,-102.45984630377272,"NO",0,null,13.941899999999999,11.722899999999999,12.695988728363995,0,0,0,null,-9517.0738347764836,null,-842.0561251286008,null,0,null,0,null,-102.45984630377272,null,-102.45984630377272,-0.44261024803062088,null,"RSFE321"]
[469,"RMOE322",0.13104999929782934,387.45782075835274,0,1473.5887451171875,0,0,4462.3991724743591,0,6948.0303300223595,0,0,null,5935.9878867068537,6948.0303300223595,8421.6190442548595,null,2168.5075018817029,973.53558694513333,0,0,5871.5778585188909,0,null,3142.0432002991029,5871.57763671875,null,-2793.9447172924438,-5279.5758748404451,-1076.4526933036095,null,0.70411522565715901,0.45222070875574194,0,0,0.52932102354648114,0.37309253390174724,0,0,0.84507081256507044,"FAIL",0,null,"RMOE322",null,-1076.4526933036095,1076.4526933036095,0.44806699616355294,"FAIL",0,1,null,null,7.0294627125334808,1,188.89091616144009,"YES",1,null,13.941899999999999,11.722899999999999,12.695988728363995,0,0,0,null,-2809.5767730153243,null,-248.58705226091857,null,95.242886578779164,null,95.242886578779164,null,188.89091616144009,null,95.242886578779164,0.28749097944030655,null,"RMOE322"]
[470,"RMON322",0.13104999929782934,387.45782075835274,0,1473.5887451171875,0,0,4462.3991724743591,0,6948.0303300223595,0,0,null,5935.9878867068537,6948.0303300223595,8421.6190442548595,null,2168.5075018817029,973.53558694513333,0,0,5871.5778585188909,0,null,3142.0432002991029,5871.57763671875,null,-2793.9447172924438,-5279.5758748404451,-1076.4526933036095,null,0.70411522565715901,0.45222070875574194,0,0,0.52932102354648114,0.37309253390174724,0,0,0.84507081256507044,"FAIL",0,null,"RMON322",null,-1076.4526933036095,1076.4526933036095,0.44806699616355294,"FAIL",0,1,null,null,7.0294627125334808,1,188.89091616144009,"YES",1,null,13.941899999999999,11.722899999999999,12.695988728363995,0,0,0,null,-2809.5767730153243,null,-248.58705226091857,null,95.242886578779164,null,95.242886578779164,null,188.89091616144009,null,95.242886578779164,0.28749097944030655,null,"RMON322"]
[471,"RMFE322",0.13104999929782934,387.45782075835274,0,1473.5887451171875,0,0,4462.3991724743591,0,6948.0303300223595,0,0,null,5935.9878867068537,6948.0303300223595,8421.6190442548595,null,2168.5075018817029,973.53558694513333,0,0,5871.5778585188909,0,null,3142.0432002991029,5871.57763671875,null,-2793.9447172924438,-5279.5758748404451,-1076.4526933036095,null,0.70411522565715901,0.45222070875574194,0,0,0.52932102354648114,0.37309253390174724,0,0,0.84507081256507044,"FAIL",0,null,"RMFE322",null,-1076.4526933036095,1076.4526933036095,0.44806699616355294,"FAIL",0,1,null,null,7.0294627125334808,1,188.89091616144009,"YES",1,null,13.941899999999999,11.722899999999999,12.695988728363995,0,0,0,null,-2809.5767730153243,null,-248.58705226091857,null,95.242886578779164,null,95.242886578779164,null,188.89091616144009,null,95.242886578779164,0.28749097944030655,null,"RMFE322"]
[472,"RMFN322",0.13104999929782934,387.45782075835274,0,1473.5887451171875,0,0,4462.3991724743591,0,6948.0303300223595,0,0,null,5935.9878867068537,6948.0303300223595,8421.6190442548595,null,2168.5075018817029,973.53558694513333,0,0,5871.5778585188909,0,null,3142.0432002991029,5871.57763671875,null,-2793.9447172924438,-5279.5758748404451,-1076.4526933036095,null,0.70411522565715901,0.45222070875574194,0,0,0.52932102354648114,0.37309253390174724,0,0,0.84507081256507044,"FAIL",0,null,"RMFN322",null,-1076.4526933036095,1076.4526933036095,0.44806699616355294,"FAIL",0,1,null,null,7.0294627125334808,1,188.89091616144009,"YES",1,null,13.941899999999999,11.722899999999999,12.695988728363995,0,0,0,null,-2809.5767730153243,null,-248.58705226091857,null,95.242886578779164,null,95.242886578779164,null,188.89091616144009,null,95.242886578779164,0.28749097944030655,null,"RMFN322"]
[473,"RSFE322",0.13104999929782934,387.45782075835274,0,1473.5887451171875,0,0,4462.3991724743591,0,6948.0303300223595,0,0,null,5935.9878867068537,6948.0303300223595,8421.6190442548595,null,2168.5075018817029,973.53558694513333,0,0,5871.5778585188909,0,null,3142.0432002991029,5871.57763671875,null,-2793.9447172924438,-5279.5758748404451,-1076.4526933036095,null,0.70411522565715901,0.45222070875574194,0,0,0.52932102354648114,0.37309253390174724,0,0,0.84507081256507044,"FAIL",0,null,"RSFE322",null,-1076.4526933036095,1076.4526933036095,0.44806699616355294,"FAIL",0,1,null,null,7.0294627125334808,1,188.89091616144009,"YES",1,null,13.941899999999999,11.722899999999999,12.695988728363995,0,0,0,null,-2809.5767730153243,null,-248.58705226091857,null,95.242886578779164,null,95.242886578779164,null,188.89091616144009,null,95.242886578779164,0.28749097944030655,null,"RSFE322"]
[474,"RSFN322",0.13104999929782934,387.45782075835274,0,1473.5887451171875,0,0,4462.3991724743591,0,6948.0303300223595,0,0,null,5935.9878867068537,6948.0303300223595,8421.6190442548595,null,2168.5075018817029,973.53558694513333,0,0,5871.5778585188909,0,null,3142.0432002991029,5871.57763671875,null,-2793.9447172924438,-5279.5758748404451,-1076.4526933036095,null,0.70411522565715901,0.45222070875574194,0,0,0.52932102354648114,0.37309253390174724,0,0,0.84507081256507044,"FAIL",0,null,"RSFN322",null,-1076.4526933036095,1076.4526933036095,0.44806699616355294,"FAIL",0,1,null,null,7.0294627125334808,1,188.89091616144009,"YES",1,null,13.941899999999999,11.722899999999999,12.695988728363995,0,0,0,null,-2809.5767730153243,null,-248.58705226091857,null,95.242886578779164,null,95.242886578779164,null,188.89091616144009,null,95.242886578779164,0.28749097944030655,null,"RSFN322"]
[475,"RMOE323",0.35050000041956081,1032.8207775322276,0,2620.478515625,0,0,11895.123381310084,0,27877.607181659627,0,0,null,14515.601992048805,27877.607181659627,30498.085792398346,null,5786.255590672049,2603.7712740253237,0,0,15651.478133302748,0,null,8390.0270800117614,15651.478515625,null,-6125.5748169233229,-22108.058617272865,-12226.128666034627,null,0.70533333796220909,0.30095936948029989,0,0,0.57800063266982293,0.27510012147282936,0,0,0.56143550677197063,"FAIL",0,null,"RMOE323",null,-12226.128666034627,12226.128666034627,0.3137428619384024,"FAIL",0,1,null,null,15.860307907860149,1,1612.9161594539655,"YES",1,null,13.941899999999999,11.722899999999999,12.695988728363995,0,0,0,null,-6167.3162451820872,null,-635.70980178998866,null,1260.2353312132284,null,1260.2353312132284,null,1612.9161594539655,null,1260.2353312132284,0.63248950123625014,null,"RMOE323"]
[476,"RMON323",0.35050000041956081,1032.8207775322276,0,2620.478515625,0,0,11895.123381310084,0,27877.607181659627,0,0,null,14515.601992048805,27877.607181659627,30498.085792398346,null,5786.255590672049,2603.7712740253237,0,0,15651.478133302748,0,null,8390.0270800117614,15651.478515625,null,-6125.5748169233229,-22108.058617272865,-12226.128666034627,null,0.70533333796220909,0.30095936948029989,0,0,0.57800063266982293,0.27510012147282936,0,0,0.56143550677197063,"FAIL",0,null,"RMON323",null,-12226.128666034627,12226.128666034627,0.3137428619384024,"FAIL",0,1,null,null,15.860307907860149,1,1612.9161594539655,"YES",1,null,13.941899999999999,11.722899999999999,12.695988728363995,0,0,0,null,-6167.3162451820872,null,-635.70980178998866,null,1260.2353312132284,null,1260.2353312132284,null,1612.9161594539655,null,1260.2353312132284,0.63248950123625014,null,"RMON323"]
[477,"RMFE323",0.21605000689742154,637.11718082604045,0,1616.4971923828125,0,0,7337.7565974090057,0,27877.607181659627,0,0,null,8954.2538185611647,27877.607181659627,29494.10440281179,null,3568.5617782439772,1604.9780343483403,0,0,9654.9428913276388,0,null,5173.5396555323441,9654.943359375,null,-3780.714134259475,-24320.564718510097,-18222.663822284627,null,0.70505740914861414,0.18558047761487792,0,0,0.57777451666942592,0.17540928145916312,0,0,0.34633328809249031,"FAIL",0,null,"RMFE323",null,-18222.663822284627,18222.663822284627,0.19036521099925655,"FAIL",0,1,null,null,25.710899865509006,1,1758.345745602066,"YES",1,null,13.941899999999999,11.722899999999999,12.695988728363995,0,0,0,null,-3806.4531375208294,null,-392.35860030148388,null,1878.3414934494144,null,1878.3414934494144,null,1758.345745602066,null,1758.345745602066,0.88248218097970688,null,"RMFE323"]
[478,"RMFN323",0.21605000689742154,637.11718082604045,0,1616.4971923828125,0,0,7337.7565974090057,0,27877.607181659627,0,0,null,8954.2538185611647,27877.607181659627,29494.10440281179,null,3568.5617782439772,1604.9780343483403,0,0,9654.9428913276388,0,null,5173.5396555323441,9654.943359375,null,-3780.714134259475,-24320.564718510097,-18222.663822284627,null,0.70505740914861414,0.18558047761487792,0,0,0.57777451666942592,0.17540928145916312,0,0,0.34633328809249031,"FAIL",0,null,"RMFN323",null,-18222.663822284627,18222.663822284627,0.19036521099925655,"FAIL",0,1,null,null,25.710899865509006,1,1758.345745602066,"YES",1,null,13.941899999999999,11.722899999999999,12.695988728363995,0,0,0,null,-3806.4531375208294,null,-392.35860030148388,null,1878.3414934494144,null,1878.3414934494144,null,1758.345745602066,null,1758.345745602066,0.88248218097970688,null,"RMFN323"]
[479,"RSFE323",0.52489998622331757,1547.8273263435656,0,3927.156005859375,0,0,17826.516875281897,0,27877.607181659627,0,0,null,21753.672926720621,27877.607181659627,31804.763233098347,null,8669.6617735279069,3899.342380109988,0,0,23455.943256949879,0,null,12569.00374593135,23455.943359375,null,-9184.6691352099224,-19235.759441587652,-4421.6638222846268,null,0.70507344950596762,0.45086379415663624,0,0,0.57778765979457614,0.39519249591091898,0,0,0.84139012385562306,"FAIL",0,null,"RSFE323",null,-4421.6638222846268,4421.6638222846268,0.48018498819487143,"FAIL",0,1,null,null,10.583128744576035,1,1423.6401917893445,"YES",1,null,13.941899999999999,11.722899999999999,12.695988728363995,0,0,0,null,-9247.2014921548525,null,-953.17580516195619,null,455.77280624167724,null,455.77280624167724,null,1423.6401917893445,null,455.77280624167724,0.22874419384776776,null,"RSFE323"]
[480,"RSFN323",0.52489998622331757,1547.8273263435656,0,3927.156005859375,0,0,17826.516875281897,0,27877.607181659627,0,0,null,21753.672926720621,27877.607181659627,31804.763233098347,null,8669.6617735279069,3899.342380109988,0,0,23455.943256949879,0,null,12569.00374593135,23455.943359375,null,-9184.6691352099224,-19235.759441587652,-4421.6638222846268,null,0.70507344950596762,0.45086379415663624,0,0,0.57778765979457614,0.39519249591091898,0,0,0.84139012385562306,"FAIL",0,null,"RSFN323",null,-4421.6638222846268,4421.6638222846268,0.48018498819487143,"FAIL",0,1,null,null,10.583128744576035,1,1423.6401917893445,"YES",1,null,13.941899999999999,11.722899999999999,12.695988728363995,0,0,0,null,-9247.2014921548525,null,-953.17580516195619,null,455.77280624167724,null,455.77280624167724,null,1423.6401917893445,null,455.77280624167724,0.22874419384776776,null,"RSFN323"]
[481,"RMOE324",0.57244998812675474,1826.3364065564763,0,3362.945556640625,0,0,21034.140060268022,0,31477.647206812322,0,0,null,24397.085559291674,31477.647206812322,34840.592705835996,null,9806.0058723643469,4252.5786964803583,0,0,27676.500079300018,0,null,14058.584872546078,27676.5,null,-10338.500744362569,-20782.007890906872,-3801.1472068123221,null,0.66836984218345741,0.44662120965329172,0,0,0.57624033842807165,0.40351164424771896,0,0,0.8792429694049787,"FAIL",0,null,"RMOE324",null,-3801.1472068123221,3801.1472068123221,0.49856262129730661,"FAIL",0,1,null,null,13.954656912070812,1,2428.7820989254515,"YES",1,null,13.941899999999999,11.722899999999999,12.695988728363995,0,0,0,null,-10408.44395268369,null,-1409.1408375288534,null,514.61599667805353,null,514.61599667805353,null,2428.7820989254515,null,514.61599667805353,0.16600516023479195,null,"RMOE324"]
[482,"RMON324",0.57244998812675474,1826.3364065564763,0,3362.945556640625,0,0,21034.140060268022,0,31477.647206812322,0,0,null,24397.085559291674,31477.647206812322,34840.592705835996,null,9806.0058723643469,4252.5786964803583,0,0,27676.500079300018,0,null,14058.584872546078,27676.5,null,-10338.500744362569,-20782.007890906872,-3801.1472068123221,null,0.66836984218345741,0.44662120965329172,0,0,0.57624033842807165,0.40351164424771896,0,0,0.8792429694049787,"FAIL",0,null,"RMON324",null,-3801.1472068123221,3801.1472068123221,0.49856262129730661,"FAIL",0,1,null,null,13.954656912070812,1,2428.7820989254515,"YES",1,null,13.941899999999999,11.722899999999999,12.695988728363995,0,0,0,null,-10408.44395268369,null,-1409.1408375288534,null,514.61599667805353,null,514.61599667805353,null,2428.7820989254515,null,514.61599667805353,0.16600516023479195,null,"RMON324"]
[483,"RMFE324",0.28685000091791152,864.74247774440721,0,1592.303466796875,0,0,9959.3450186071095,0,31477.647206812322,0,0,null,11551.648536830706,31477.647206812322,33069.950725035931,null,4790.4485563843618,2130.9323579176598,0,0,13104.401340272516,0,null,6921.38111178905,13104.4013671875,null,-4630.2673736149345,-26148.56956182015,-18373.245839624822,null,0.69496348392969498,0.21988241580810208,0,0,0.59916825901814097,0.20929517494903666,0,0,0.41630815928172277,"FAIL",0,null,"RMFE324",null,-18373.245839624822,18373.245839624822,0.2312917478208133,"FAIL",0,1,null,null,29.472239444581039,1,2782.1885376432497,"YES",1,null,13.941899999999999,11.722899999999999,12.695988728363995,0,0,0,null,-4664.7021055143814,null,-631.52785004835573,null,2487.4506841050811,null,2487.4506841050811,null,2782.1885376432497,null,2487.4506841050811,0.80240344645962614,null,"RMFE324"]
[484,"RMFN324",0.28685000091791152,864.74247774440721,0,1592.303466796875,0,0,9959.3450186071095,0,31477.647206812322,0,0,null,11551.648536830706,31477.647206812322,33069.950725035931,null,4790.4485563843618,2130.9323579176598,0,0,13104.401340272516,0,null,6921.38111178905,13104.4013671875,null,-4630.2673736149345,-26148.56956182015,-18373.245839624822,null,0.69496348392969498,0.21988241580810208,0,0,0.59916825901814097,0.20929517494903666,0,0,0.41630815928172277,"FAIL",0,null,"RMFN324",null,-18373.245839624822,18373.245839624822,0.2312917478208133,"FAIL",0,1,null,null,29.472239444581039,1,2782.1885376432497,"YES",1,null,13.941899999999999,11.722899999999999,12.695988728363995,0,0,0,null,-4664.7021055143814,null,-631.52785004835573,null,2487.4506841050811,null,2487.4506841050811,null,2782.1885376432497,null,2487.4506841050811,0.80240344645962614,null,"RMFN324"]
[485,"RSFE324",0.78375002443790431,2443.5802948660744,0,4499.5146484375,0,0,28143.01351394246,0,31477.647206812322,0,0,null,32642.528015322448,31477.647206812322,35977.16170819231,null,13306.930848114616,5822.2704627824933,0,0,37030.280939397977,0,null,19129.200624146204,37030.28125,null,-13513.327538233756,-16847.961231103622,5552.6340431876779,null,0.67971401195786363,0.60770744708029845,0,0,0.58602080479147234,0.53170399324745099,0,0,1.1763992717341971,"PASS",1,null,"RSFE324",null,5552.6340431876779,0,0.58602080479147234,"FAIL",0,1,null,null,10.429736722071773,1,2201.9317394013979,"YES",1,null,13.941899999999999,11.722899999999999,12.695988728363995,0,0,0,null,-13608.497690592687,null,-1842.3781614625375,null,0,null,0,null,2201.9317394013979,null,0,0,null,"RSFE324"]
[486,"RSFN324",0.78375002443790431,2443.5802948660744,0,4499.5146484375,0,0,28143.01351394246,0,31477.647206812322,0,0,null,32642.528015322448,31477.647206812322,35977.16170819231,null,13306.930848114616,5822.2704627824933,0,0,37030.280939397977,0,null,19129.200624146204,37030.28125,null,-13513.327538233756,-16847.961231103622,5552.6340431876779,null,0.67971401195786363,0.60770744708029845,0,0,0.58602080479147234,0.53170399324745099,0,0,1.1763992717341971,"PASS",1,null,"RSFN324",null,5552.6340431876779,0,0.58602080479147234,"FAIL",0,1,null,null,10.429736722071773,1,2201.9317394013979,"YES",1,null,13.941899999999999,11.722899999999999,12.695988728363995,0,0,0,null,-13608.497690592687,null,-1842.3781614625375,null,0,null,0,null,2201.9317394013979,null,0,0,null,"RSFN324"]
[487,"RMOE325",6.8899999558925618E-2,219.16037006091037,0,658.68597412109375,0,0,2524.0968219065098,0,82.70245563957107,0,0,null,3182.7827740736652,82.70245563957107,741.38840780672695,null,1177.7445074143764,511.83977009169791,0,0,3321.1800288243548,0,null,1689.5842256775798,3321.179931640625,null,-1493.1985703500238,948.1957959169149,3238.4774760010541,null,0.66938170161055743,20.429674217184377,0,1,0.53085124997732525,2.2789460394236416,0,1,40.158177964083606,"PASS",1,null,"RMOE325",null,3238.4774760010541,0,0.53085124997732525,"FAIL",0,1,null,null,0.18718746773648409,0,-75.556148092945875,"NO",0,null,13.941899999999999,11.722899999999999,12.695988728363995,0,0,0,null,-1501.6044620200614,null,-132.85966429555671,null,0,null,0,null,-75.556148092945875,null,-75.556148092945875,-15.141512643876927,null,"RMOE325"]
[488,"RMON325",6.8899999558925618E-2,219.16037006091037,0,658.68597412109375,0,0,2524.0968219065098,0,82.70245563957107,0,0,null,3182.7827740736652,82.70245563957107,741.38840780672695,null,1177.7445074143764,511.83977009169791,0,0,3321.1800288243548,0,null,1689.5842256775798,3321.179931640625,null,-1493.1985703500238,948.1957959169149,3238.4774760010541,null,0.66938170161055743,20.429674217184377,0,1,0.53085124997732525,2.2789460394236416,0,1,40.158177964083606,"PASS",1,null,"RMON325",null,3238.4774760010541,0,0.53085124997732525,"FAIL",0,1,null,null,0.18718746773648409,0,-75.556148092945875,"NO",0,null,13.941899999999999,11.722899999999999,12.695988728363995,0,0,0,null,-1501.6044620200614,null,-132.85966429555671,null,0,null,0,null,-75.556148092945875,null,-75.556148092945875,-15.141512643876927,null,"RMON325"]
[489,"RMFE325",3.4399999026209112E-2,103.77160291225778,0,311.88531494140625,0,0,1195.150259338297,0,82.70245563957107,0,0,null,1507.0355748426759,82.70245563957107,394.58777114394945,null,574.75423386018406,255.5484427495698,0,0,1572.5661307082848,0,null,830.30270088616817,1572.566162109375,null,-676.7328733935351,435.71493030519082,1489.8637064698039,null,0.69472662068941093,10.03963781323186,0,1,0.55095096297445822,2.1042281661787423,0,1,19.01474569222998,"PASS",1,null,"RMFE325",null,1489.8637064698039,0,0.55095096297445822,"FAIL",0,1,null,null,0.39533044257322025,0,-33.14829615373948,"NO",0,null,13.941899999999999,11.722899999999999,12.695988728363995,0,0,0,null,-680.86373260192397,null,-60.241780863396748,null,0,null,0,null,-33.14829615373948,null,-33.14829615373948,-6.6429451209898769,null,"RMFE325"]
[490,"RMFN325",3.4399999026209112E-2,103.77160291225778,0,311.88531494140625,0,0,1195.150259338297,0,82.70245563957107,0,0,null,1507.0355748426759,82.70245563957107,394.58777114394945,null,574.75423386018406,255.5484427495698,0,0,1572.5661307082848,0,null,830.30270088616817,1572.566162109375,null,-676.7328733935351,435.71493030519082,1489.8637064698039,null,0.69472662068941093,10.03963781323186,0,1,0.55095096297445822,2.1042281661787423,0,1,19.01474569222998,"PASS",1,null,"RMFN325",null,1489.8637064698039,0,0.55095096297445822,"FAIL",0,1,null,null,0.39533044257322025,0,-33.14829615373948,"NO",0,null,13.941899999999999,11.722899999999999,12.695988728363995,0,0,0,null,-680.86373260192397,null,-60.241780863396748,null,0,null,0,null,-33.14829615373948,null,-33.14829615373948,-6.6429451209898769,null,"RMFN325"]
[491,"RSFE325",9.435000158846378E-2,293.23672211276215,0,881.32220458984375,0,0,3377.2432403969588,0,82.70245563957107,0,0,null,4258.5654573719676,82.70245563957107,964.02467261457923,null,1598.3499512932053,700.90106575239645,0,0,4443.7411057854697,0,null,2299.2510782661975,4443.7412109375,null,-1959.314366720605,1335.2264180367827,4361.0387552979291,null,0.68080707091620241,27.801484979921963,0,1,0.5399121154690445,2.3850542139855953,0,1,53.731671890178802,"PASS",1,null,"RSFE325",null,4361.0387552979291,0,0.5399121154690445,"FAIL",0,1,null,null,0.13990087776973578,0,-102.78079985346579,"NO",0,null,13.941899999999999,11.722899999999999,12.695988728363995,0,0,0,null,-1970.7534268114814,null,-174.36924657459716,null,0,null,0,null,-102.78079985346579,null,-102.78079985346579,-20.597354680053265,null,"RSFE325"]
[492,"RSFN325",9.435000158846378E-2,293.23672211276215,0,881.32220458984375,0,0,3377.2432403969588,0,82.70245563957107,0,0,null,4258.5654573719676,82.70245563957107,964.02467261457923,null,1598.3499512932053,700.90106575239645,0,0,4443.7411057854697,0,null,2299.2510782661975,4443.7412109375,null,-1959.314366720605,1335.2264180367827,4361.0387552979291,null,0.68080707091620241,27.801484979921963,0,1,0.5399121154690445,2.3850542139855953,0,1,53.731671890178802,"PASS",1,null,"RSFN325",null,4361.0387552979291,0,0.5399121154690445,"FAIL",0,1,null,null,0.13990087776973578,0,-102.78079985346579,"NO",0,null,13.941899999999999,11.722899999999999,12.695988728363995,0,0,0,null,-1970.7534268114814,null,-174.36924657459716,null,0,null,0,null,-102.78079985346579,null,-102.78079985346579,-20.597354680053265,null,"RSFN325"]
[493,"RMOT326",0.19989999950048512,589.57341029011832,0,1172.6416015625,0,0,6790.1891696034145,0,2742.0090166444902,0,0,null,7962.8307307809764,2742.0090166444902,3914.6505778220526,null,3302.1266030141323,1485.0039251183744,0,0,8934.4594336887058,0,null,4787.1306807865585,8934.458984375,null,-3175.700090379356,872.48006257956831,6192.4499677305103,null,0.70500696832075949,1.7458478990141209,0,1,0.60118453077279566,1.2228755890810983,0,1,3.2583623650182107,"PASS",1,null,"RMOT326",null,6192.4499677305103,0,0.60118453077279566,"FAIL",0,1,null,null,3.4861040662035383,1,33.319084867836011,"YES",1,null,13.941899999999999,11.722899999999999,12.695988728363995,0,0,0,null,-3199.516660930532,null,-405.018571005041,null,0,null,0,null,33.319084867836011,null,0,0,null,"RMOT326"]
[494,"RMON326",0.19989999950048512,589.57341029011832,0,1172.6416015625,0,0,6790.1891696034145,0,2742.0090166444902,0,0,null,7962.8307307809764,2742.0090166444902,3914.6505778220526,null,3302.1266030141323,1485.0039251183744,0,0,8934.4594336887058,0,null,4787.1306807865585,8934.458984375,null,-3175.700090379356,872.48006257956831,6192.4499677305103,null,0.70500696832075949,1.7458478990141209,0,1,0.60118453077279566,1.2228755890810983,0,1,3.2583623650182107,"PASS",1,null,"RMON326",null,6192.4499677305103,0,0.60118453077279566,"FAIL",0,1,null,null,3.4861040662035383,1,33.319084867836011,"YES",1,null,13.941899999999999,11.722899999999999,12.695988728363995,0,0,0,null,-3199.516660930532,null,-405.018571005041,null,0,null,0,null,33.319084867836011,null,0,0,null,"RMON326"]
[495,"RMFT326",0.12339999646064824,363.68074339762006,0,723.3486328125,0,0,4188.5556606032515,0,2742.0090166444902,0,0,null,4911.9043000802267,2742.0090166444902,3465.3576561214659,null,2037.3817816317394,916.70575068316316,0,0,5511.2574481621723,0,null,2954.0875734494193,5511.25732421875,null,-1957.8167199663321,-511.27007600757088,2769.2483075742598,null,0.70527595018850975,1.0773442229830661,0,1,0.60141391138448641,0.85246253699450469,0,0,2.0099340632231413,"PASS",1,null,"RMFT326",null,2769.2483075742598,0,0.60141391138448641,"FAIL",0,1,null,null,5.6514246241571291,1,116.33950383376136,"YES",1,null,13.941899999999999,11.722899999999999,12.695988728363995,0,0,0,null,-1972.5136730680704,null,-249.69542397118974,null,0,null,0,null,116.33950383376136,null,0,0,null,"RMFT326"]
[496,"RMFN326",0.12339999646064824,363.68074339762006,0,723.3486328125,0,0,4188.5556606032515,0,2742.0090166444902,0,0,null,4911.9043000802267,2742.0090166444902,3465.3576561214659,null,2037.3817816317394,916.70575068316316,0,0,5511.2574481621723,0,null,2954.0875734494193,5511.25732421875,null,-1957.8167199663321,-511.27007600757088,2769.2483075742598,null,0.70527595018850975,1.0773442229830661,0,1,0.60141391138448641,0.85246253699450469,0,0,2.0099340632231413,"PASS",1,null,"RMFN326",null,2769.2483075742598,0,0.60141391138448641,"FAIL",0,1,null,null,5.6514246241571291,1,116.33950383376136,"YES",1,null,13.941899999999999,11.722899999999999,12.695988728363995,0,0,0,null,-1972.5136730680704,null,-249.69542397118974,null,0,null,0,null,116.33950383376136,null,0,0,null,"RMFN326"]
[497,"RSFT326",0.29949999839300284,883.55123197602927,0,1757.353515625,0,0,10175.967744544574,0,2742.0090166444902,0,0,null,11933.321222896664,2742.0090166444902,4499.3624949965724,null,4948.2830226947317,2224.9058244018493,0,0,13389.431242821807,0,null,7173.1889607501944,13389.431640625,null,-4760.1322994193797,2673.8264284807046,10647.42262398051,null,0.70491467158942245,2.6160340528450639,0,1,0.60110582832396342,1.594267834455211,0,1,4.8830735272381416,"PASS",1,null,"RSFT326",null,10647.42262398051,0,0.60110582832396342,"FAIL",0,1,null,null,2.3261971432900985,1,-74.724076585601182,"NO",0,null,13.941899999999999,11.722899999999999,12.695988728363995,0,0,0,null,-4795.8198066867935,null,-607.09047357704333,null,0,null,0,null,-74.724076585601182,null,-74.724076585601182,-0.29889630634240472,null,"RSFT326"]
[498,"RSFN326",0.29949999839300284,883.55123197602927,0,1757.353515625,0,0,10175.967744544574,0,2742.0090166444902,0,0,null,11933.321222896664,2742.0090166444902,4499.3624949965724,null,4948.2830226947317,2224.9058244018493,0,0,13389.431242821807,0,null,7173.1889607501944,13389.431640625,null,-4760.1322994193797,2673.8264284807046,10647.42262398051,null,0.70491467158942245,2.6160340528450639,0,1,0.60110582832396342,1.594267834455211,0,1,4.8830735272381416,"PASS",1,null,"RSFN326",null,10647.42262398051,0,0.60110582832396342,"FAIL",0,1,null,null,2.3261971432900985,1,-74.724076585601182,"NO",0,null,13.941899999999999,11.722899999999999,12.695988728363995,0,0,0,null,-4795.8198066867935,null,-607.09047357704333,null,0,null,0,null,-74.724076585601182,null,-74.724076585601182,-0.29889630634240472,null,"RSFN326"]
[499,"RMOE327",0.111499997676583,328.14039057630134,0,477.91189575195313,0,0,3779.2330646394175,0,10420.703665542,0,0,null,4257.1449727764675,10420.703665542,10898.615573679042,null,1841.8562173103815,828.30382498331824,0,0,4972.6750850518656,0,null,2670.1600034945641,4972.67529296875,null,-1586.9849568968066,-8228.4555577993888,-5448.0283725732497,null,0.70653488626516558,0.2562360555673362,0,0,0.62721848288884419,0.2449999257683281,0,0,0.47719189150458508,"FAIL",0,null,"RMOE327",null,-5448.0283725732497,5448.0283725732497,0.27512749251217294,"FAIL",0,1,null,null,32.507676463249588,1,1176.9013523957694,"YES",1,null,13.941899999999999,11.722899999999999,12.695988728363995,0,0,0,null,-1600.2693350236448,null,-259.71667868749665,null,884.19105668800773,null,884.19105668800773,null,1176.9013523957694,null,884.19105668800773,0.68145746180193278,null,"RMOE327"]
[500,"RMON327",0.111499997676583,328.14039057630134,0,477.91189575195313,0,0,3779.2330646394175,0,10420.703665542,0,0,null,4257.1449727764675,10420.703665542,10898.615573679042,null,1841.8562173103815,828.30382498331824,0,0,4972.6750850518656,0,null,2670.1600034945641,4972.67529296875,null,-1586.9849568968066,-8228.4555577993888,-5448.0283725732497,null,0.70653488626516558,0.2562360555673362,0,0,0.62721848288884419,0.2449999257683281,0,0,0.47719189150458508,"FAIL",0,null,"RMON327",null,-5448.0283725732497,5448.0283725732497,0.27512749251217294,"FAIL",0,1,null,null,32.507676463249588,1,1176.9013523957694,"YES",1,null,13.941899999999999,11.722899999999999,12.695988728363995,0,0,0,null,-1600.2693350236448,null,-259.71667868749665,null,884.19105668800773,null,884.19105668800773,null,1176.9013523957694,null,884.19105668800773,0.68145746180193278,null,"RMON327"]
[501,"RMFE327",6.8850000202655789E-2,202.41829172568086,0,294.80709838867188,0,0,2331.2762553674138,0,10420.703665542,0,0,null,2626.0833617703306,10420.703665542,10715.51077194491,null,1136.5221914913839,511.46833817324057,0,0,3067.4687570623873,0,null,1647.9904696802046,3067.46875,null,-978.0928840758811,-9067.5202942504675,-7353.2349155419997,null,0.70690484059362502,0.15814579538708048,0,0,0.62754690071931063,0.15379485924529906,0,0,0.29436291909376117,"FAIL",0,null,"RMFE327",null,-7353.2349155419997,7353.2349155419997,0.16514058628136322,"FAIL",0,1,null,null,52.698207221762516,1,1223.1069224190837,"YES",1,null,13.941899999999999,11.722899999999999,12.695988728363995,0,0,0,null,-986.29184163647869,null,-160.07083040344318,null,1193.3977037967084,null,1193.3977037967084,null,1223.1069224190837,null,1193.3977037967084,0.91976701641364811,null,"RMFE327"]
[502,"RMFN327",6.8850000202655789E-2,202.41829172568086,0,294.80709838867188,0,0,2331.2762553674138,0,10420.703665542,0,0,null,2626.0833617703306,10420.703665542,10715.51077194491,null,1136.5221914913839,511.46833817324057,0,0,3067.4687570623873,0,null,1647.9904696802046,3067.46875,null,-978.0928840758811,-9067.5202942504675,-7353.2349155419997,null,0.70690484059362502,0.15814579538708048,0,0,0.62754690071931063,0.15379485924529906,0,0,0.29436291909376117,"FAIL",0,null,"RMFN327",null,-7353.2349155419997,7353.2349155419997,0.16514058628136322,"FAIL",0,1,null,null,52.698207221762516,1,1223.1069224190837,"YES",1,null,13.941899999999999,11.722899999999999,12.695988728363995,0,0,0,null,-986.29184163647869,null,-160.07083040344318,null,1193.3977037967084,null,1193.3977037967084,null,1223.1069224190837,null,1193.3977037967084,0.91976701641364811,null,"RMFN327"]
[503,"RSFE327",0.16674999565002507,491.76177244634545,0,716.21417236328125,0,0,5663.680557857957,0,10420.703665542,0,0,null,6379.8947437319966,10420.703665542,11136.917851416041,null,2754.3649083092273,1238.7413640446659,0,0,7452.2112603394153,0,null,3993.1061305210515,7452.21142578125,null,-2386.7885997001868,-7143.8117073842295,-2968.4922397607497,null,0.70503731446875095,0.38318968264350534,0,0,0.62588903099073245,0.35854678903441622,0,0,0.71513514489653673,"FAIL",0,null,"RSFE327",null,-2968.4922397607497,2968.4922397607497,0.42714386378559865,"FAIL",0,1,null,null,21.691563710396924,1,1116.766979985186,"YES",1,null,13.941899999999999,11.722899999999999,12.695988728363995,0,0,0,null,-2406.65479935452,null,-390.58949487802573,null,481.77324175800595,null,481.77324175800595,null,1116.766979985186,null,481.77324175800595,0.37130885684624737,null,"RSFE327"]
[504,"RSFN327",0.16674999565002507,491.76177244634545,0,716.21417236328125,0,0,5663.680557857957,0,10420.703665542,0,0,null,6379.8947437319966,10420.703665542,11136.917851416041,null,2754.3649083092273,1238.7413640446659,0,0,7452.2112603394153,0,null,3993.1061305210515,7452.21142578125,null,-2386.7885997001868,-7143.8117073842295,-2968.4922397607497,null,0.70503731446875095,0.38318968264350534,0,0,0.62588903099073245,0.35854678903441622,0,0,0.71513514489653673,"FAIL",0,null,"RSFN327",null,-2968.4922397607497,2968.4922397607497,0.42714386378559865,"FAIL",0,1,null,null,21.691563710396924,1,1116.766979985186,"YES",1,null,13.941899999999999,11.722899999999999,12.695988728363995,0,0,0,null,-2406.65479935452,null,-390.58949487802573,null,481.77324175800595,null,481.77324175800595,null,1116.766979985186,null,481.77324175800595,0.37130885684624737,null,"RSFN327"]
[505,"RMOE328",0.1334999967366457,426.15037910527997,0,1004.3919067382813,0,0,4908.0261055178053,0,1671.5392622645054,0,0,null,5912.4180085950147,1671.5392622645054,2675.9311653417144,null,2279.172260166908,991.73596624610252,0,0,6457.9290862076405,0,null,3270.908129659002,6457.92919921875,null,-2641.5098825970845,594.9769606562154,4786.3899369542451,null,0.66644065441740663,1.9568239906179432,0,1,0.55322680549288061,1.2223438956682655,0,1,3.8634624654104255,"PASS",1,null,"RMOE328",null,4786.3899369542451,0,0.55322680549288061,"FAIL",0,1,null,null,2.4811333365108625,1,-28.009428220164523,"NO",0,null,13.941899999999999,11.722899999999999,12.695988728363995,0,0,0,null,-2657.7830573715064,null,-291.63258046024214,null,0,null,0,null,-28.009428220164523,null,-28.009428220164523,-0.21778577264726326,null,"RMOE328"]
[506,"RMON328",0.1334999967366457,426.15037910527997,0,1004.3919067382813,0,0,4908.0261055178053,0,1671.5392622645054,0,0,null,5912.4180085950147,1671.5392622645054,2675.9311653417144,null,2279.172260166908,991.73596624610252,0,0,6457.9290862076405,0,null,3270.908129659002,6457.92919921875,null,-2641.5098825970845,594.9769606562154,4786.3899369542451,null,0.66644065441740663,1.9568239906179432,0,1,0.55322680549288061,1.2223438956682655,0,1,3.8634624654104255,"PASS",1,null,"RMON328",null,4786.3899369542451,0,0.55322680549288061,"FAIL",0,1,null,null,2.4811333365108625,1,-28.009428220164523,"NO",0,null,13.941899999999999,11.722899999999999,12.695988728363995,0,0,0,null,-2657.7830573715064,null,-291.63258046024214,null,0,null,0,null,-28.009428220164523,null,-28.009428220164523,-0.21778577264726326,null,"RMON328"]
[507,"RMFE328",6.695000091567635E-2,201.77115947569843,0,475.5535888671875,0,0,2323.8231539920166,0,1671.5392622645054,0,0,null,2799.3767320258944,1671.5392622645054,2147.0928402983841,null,1117.8543332372844,497.3537488488933,0,0,3057.6620447263358,0,null,1615.208036738911,3057.662109375,null,-1184.1687061202931,-531.88481439278189,1386.1228471104946,null,0.69506495533629575,0.96629978918396442,0,0,0.57698844603859334,0.75227675220825441,0,0,1.829249350226243,"PASS",1,null,"RMFE328",null,1386.1228471104946,0,0.57698844603859334,"FAIL",0,1,null,null,5.2402727171161088,1,54.454759349199549,"YES",1,null,13.941899999999999,11.722899999999999,12.695988728363995,0,0,0,null,-1192.204566999591,null,-130.81793615406312,null,0,null,0,null,54.454759349199549,null,0,0,null,"RMFE328"]
[508,"RMFN328",6.695000091567635E-2,201.77115947569843,0,475.5535888671875,0,0,2323.8231539920166,0,1671.5392622645054,0,0,null,2799.3767320258944,1671.5392622645054,2147.0928402983841,null,1117.8543332372844,497.3537488488933,0,0,3057.6620447263358,0,null,1615.208036738911,3057.662109375,null,-1184.1687061202931,-531.88481439278189,1386.1228471104946,null,0.69506495533629575,0.96629978918396442,0,0,0.57698844603859334,0.75227675220825441,0,0,1.829249350226243,"PASS",1,null,"RMFN328",null,1386.1228471104946,0,0.57698844603859334,"FAIL",0,1,null,null,5.2402727171161088,1,54.454759349199549,"YES",1,null,13.941899999999999,11.722899999999999,12.695988728363995,0,0,0,null,-1192.204566999591,null,-130.81793615406312,null,0,null,0,null,54.454759349199549,null,0,0,null,"RMFN328"]
[509,"RSFE328",0.18300000652670859,570.1697632695284,0,1343.83056640625,0,0,6566.7149905606693,0,1671.5392622645054,0,0,null,7910.5455275948707,1671.5392622645054,3015.3697992987072,null,3105.5757276526469,1359.458372525864,0,0,8640.4144612640393,0,null,4465.0342743645624,8640.4140625,null,-3445.5112826023569,1449.664445693807,6968.8748002354951,null,0.67994945429835618,2.6712111256756184,0,1,0.56444075092041524,1.480758423696523,0,1,5.1691361714079411,"PASS",1,null,"RSFE328",null,6968.8748002354951,0,0.56444075092041524,"FAIL",0,1,null,null,1.8544230190648407,0,-80.939644537561136,"NO",0,null,13.941899999999999,11.722899999999999,12.695988728363995,0,0,0,null,-3467.7253834698422,null,-380.50573733017541,null,0,null,0,null,-80.939644537561136,null,-80.939644537561136,-0.6293417662424492,null,"RSFE328"]
[510,"RSFN328",0.18300000652670859,570.1697632695284,0,1343.83056640625,0,0,6566.7149905606693,0,1671.5392622645054,0,0,null,7910.5455275948707,1671.5392622645054,3015.3697992987072,null,3105.5757276526469,1359.458372525864,0,0,8640.4144612640393,0,null,4465.0342743645624,8640.4140625,null,-3445.5112826023569,1449.664445693807,6968.8748002354951,null,0.67994945429835618,2.6712111256756184,0,1,0.56444075092041524,1.480758423696523,0,1,5.1691361714079411,"PASS",1,null,"RSFN328",null,6968.8748002354951,0,0.56444075092041524,"FAIL",0,1,null,null,1.8544230190648407,0,-80.939644537561136,"NO",0,null,13.941899999999999,11.722899999999999,12.695988728363995,0,0,0,null,-3467.7253834698422,null,-380.50573733017541,null,0,null,0,null,-80.939644537561136,null,-80.939644537561136,-0.6293417662424492,null,"RSFN328"]
[511,"RMOT329",0.5303999990224838,1692.5563708443644,0,2886.37646484375,0,0,19493.379005330782,0,19033.648342158594,0,0,null,22379.755533992316,19033.648342158594,21920.024870820132,null,9087.1259539622242,3940.2005122529195,0,0,25649.182901751043,0,null,13027.326225005289,31693.98046875,null,-9352.4292451692436,-8892.698581997056,12660.332126591406,null,0.66829492318611128,0.68443663510113306,0,0,0.582103153109371,0.59431165519683693,0,0,1.6651553028091515,"PASS",1,null,"RMOT329",null,12660.332126591406,0,0.582103153109371,"FAIL",0,1,null,null,9.8311837932857831,1,1401.9501221385897,"YES",1,null,13.941899999999999,11.722899999999999,12.695988728363995,0,0,0,null,-9417.2418134528507,null,-1351.3750873229062,null,0,null,0,null,1401.9501221385897,null,0,0,null,"RMOT329"]
[512,"RMON329",0.5303999990224838,1692.5563708443644,0,2886.37646484375,0,0,19493.379005330782,0,27190.925875099179,0,0,null,22379.755533992316,27190.925875099179,30077.302403760721,null,9087.1259539622242,3940.2005122529195,0,0,25649.182901751043,0,null,13027.326225005289,25649.18359375,null,-9352.4292451692436,-17049.976114937643,-1541.7422813491794,null,0.66829492318611128,0.47910565034989899,0,0,0.582103153109371,0.43312814685859913,0,0,0.94329938272675473,"FAIL",0,null,"RMON329",null,-1541.7422813491794,1541.7422813491794,0.544586562276415,"FAIL",0,1,null,null,14.044548276122548,1,2269.3791221385873,"YES",1,null,13.941899999999999,11.722899999999999,12.695988728363995,0,0,0,null,-9417.2418134528507,null,-1351.3750873229062,null,221.2401626038054,null,221.2401626038054,null,2269.3791221385873,null,221.2401626038054,7.6515828708910813E-2,null,"RMON329"]
[513,"RMFT329",0.37640000656247141,1132.0414792768779,0,1930.5106201171875,0,0,13037.860354565795,0,15861.340328037561,0,0,null,14968.370978576215,15861.340328037561,17791.850952047975,null,6275.600534463958,2796.1755305481897,0,0,17155.079413902364,0,null,9071.7760372854773,22192.400390625,null,-5896.5949373975054,-8720.0749108692708,6331.0600625874395,null,0.69580251594799336,0.57194258805793374,0,0,0.60606301464796575,0.50988377003160212,0,0,1.3991503827325511,"PASS",1,null,"RMFT329",null,6331.0600625874395,0,0.60606301464796575,"FAIL",0,1,null,null,12.249107890839667,1,1270.6143936887811,"YES",1,null,13.941899999999999,11.722899999999999,12.695988728363995,0,0,0,null,-5941.7281515133527,null,-852.63854944554021,null,0,null,0,null,1270.6143936887811,null,0,0,null,"RMFT329"]
[514,"RMFN329",0.37640000656247141,1132.0414792768779,0,1930.5106201171875,0,0,13037.860354565795,0,22659.058595435767,0,0,null,14968.370978576215,22659.058595435767,24589.569219446177,null,6275.600534463958,2796.1755305481897,0,0,17155.079413902364,0,null,9071.7760372854773,17155.080078125,null,-5896.5949373975054,-15517.793178267477,-5503.9785173107666,null,0.69580251594799336,0.4003597942552129,0,0,0.60606301464796575,0.36892781478853887,0,0,0.75709588753967749,"FAIL",0,null,"RMFN329",null,-5503.9785173107666,5503.9785173107666,0.44312334746108323,"FAIL",0,1,null,null,17.498725558342382,1,1993.4703936887804,"YES",1,null,13.941899999999999,11.722899999999999,12.695988728363995,0,0,0,null,-5941.7281515133527,null,-852.63854944554021,null,789.82143570200003,null,789.82143570200003,null,1993.4703936887804,null,789.82143570200003,0.32779202318387096,null,"RMFN329"]
[515,"RSFT329",0.54284998178482058,1692.5563708443644,0,2886.37646484375,0,0,19493.379005330782,0,19033.648342158594,0,0,null,22379.755533992316,19033.648342158594,21920.024870820132,null,9217.0140884994362,4032.6881226377395,0,0,25649.182901751043,0,null,13249.702693486623,31693.98046875,null,-9130.0527766879095,-8670.3221135157219,12660.332126591406,null,0.67970271802868432,0.69611996897826378,0,0,0.59203965437175943,0.60445655559906164,0,0,1.6651553028091515,"PASS",1,null,"RSFT329",null,12660.332126591406,0,0.59203965437175943,"FAIL",0,1,null,null,9.8311837932857831,1,1401.9501221385897,"YES",1,null,13.941899999999999,11.722899999999999,12.695988728363995,0,0,0,null,-9195.9716955609765,null,-1319.6228045620535,null,0,null,0,null,1401.9501221385897,null,0,0,null,"RSFT329"]
[516,"RSFN329",0.54284998178482058,1692.5563708443644,0,2886.37646484375,0,0,19493.379005330782,0,27190.925875099179,0,0,null,22379.755533992316,27190.925875099179,30077.302403760721,null,9217.0140884994362,4032.6881226377395,0,0,25649.182901751043,0,null,13249.702693486623,25649.18359375,null,-9130.0527766879095,-16827.599646456307,-1541.7422813491794,null,0.67970271802868432,0.48728398416253982,0,0,0.59203965437175943,0.4405216446519839,0,0,0.94329938272675473,"FAIL",0,null,"RSFN329",null,-1541.7422813491794,1541.7422813491794,0.55388265530500347,"FAIL",0,1,null,null,14.044548276122548,1,2269.3791221385873,"YES",1,null,13.941899999999999,11.722899999999999,12.695988728363995,0,0,0,null,-9195.9716955609765,null,-1319.6228045620535,null,221.2401626038054,null,221.2401626038054,null,2269.3791221385873,null,221.2401626038054,7.6515828708910813E-2,null,"RSFN329"]
[517,"RMOE401",1.270000021904707E-2,130.77393344736211,0,72.677894592285156,0,0,1506.1394070057488,0,3918.8369299677947,0,0,null,1578.8173000564282,3918.8369299677947,3991.5148230184745,null,508.35107813175063,94.344923568863422,0,0,1981.7623776391436,0,null,602.69599040547075,1981.7623291015625,null,-976.12131119256321,-3388.8188341546092,-1937.0746008662322,null,0.40015949891627151,0.15379460824118132,0,0,0.38173890658243931,0.15099430088472643,0,0,0.50570165702655268,"FAIL",0,null,"RMOE401",null,-1937.0746008662322,1937.0746008662322,0.17142051209909068,"FAIL",0,1,null,null,14.8647079495712,1,188.38776780223276,"YES",1,null,13.941899999999999,11.722899999999999,12.695988728363995,0,0,0,null,-979.11979870701828,null,-86.631021052206734,null,171.38939560709616,null,171.38939560709616,null,188.38776780223276,null,171.38939560709616,0.72484413451933249,null,"RMOE401"]
[518,"RMON401",1.270000021904707E-2,130.77393344736211,0,72.677894592285156,0,0,1506.1394070057488,0,3918.8369299677947,0,0,null,1578.8173000564282,3918.8369299677947,3991.5148230184745,null,508.35107813175063,94.344923568863422,0,0,1981.7623776391436,0,null,602.69599040547075,1981.7623291015625,null,-976.12131119256321,-3388.8188341546092,-1937.0746008662322,null,0.40015949891627151,0.15379460824118132,0,0,0.38173890658243931,0.15099430088472643,0,0,0.50570165702655268,"FAIL",0,null,"RMON401",null,-1937.0746008662322,1937.0746008662322,0.17142051209909068,"FAIL",0,1,null,null,14.8647079495712,1,188.38776780223276,"YES",1,null,13.941899999999999,11.722899999999999,12.695988728363995,0,0,0,null,-979.11979870701828,null,-86.631021052206734,null,171.38939560709616,null,171.38939560709616,null,188.38776780223276,null,171.38939560709616,0.72484413451933249,null,"RMON401"]
[519,"RMFE401",1.270000021904707E-2,130.77393344736211,0,72.677894592285156,0,0,1506.1394070057488,0,3918.8369299677947,0,0,null,1578.8173000564282,3918.8369299677947,3991.5148230184745,null,508.35107813175063,94.344923568863422,0,0,1981.7623776391436,0,null,602.69599040547075,1981.7623291015625,null,-976.12131119256321,-3388.8188341546092,-1937.0746008662322,null,0.40015949891627151,0.15379460824118132,0,0,0.38173890658243931,0.15099430088472643,0,0,0.50570165702655268,"FAIL",0,null,"RMFE401",null,-1937.0746008662322,1937.0746008662322,0.17142051209909068,"FAIL",0,1,null,null,14.8647079495712,1,188.38776780223276,"YES",1,null,13.941899999999999,11.722899999999999,12.695988728363995,0,0,0,null,-979.11979870701828,null,-86.631021052206734,null,171.38939560709616,null,171.38939560709616,null,188.38776780223276,null,171.38939560709616,0.72484413451933249,null,"RMFE401"]
[520,"RMFN401",1.270000021904707E-2,130.77393344736211,0,72.677894592285156,0,0,1506.1394070057488,0,3918.8369299677947,0,0,null,1578.8173000564282,3918.8369299677947,3991.5148230184745,null,508.35107813175063,94.344923568863422,0,0,1981.7623776391436,0,null,602.69599040547075,1981.7623291015625,null,-976.12131119256321,-3388.8188341546092,-1937.0746008662322,null,0.40015949891627151,0.15379460824118132,0,0,0.38173890658243931,0.15099430088472643,0,0,0.50570165702655268,"FAIL",0,null,"RMFN401",null,-1937.0746008662322,1937.0746008662322,0.17142051209909068,"FAIL",0,1,null,null,14.8647079495712,1,188.38776780223276,"YES",1,null,13.941899999999999,11.722899999999999,12.695988728363995,0,0,0,null,-979.11979870701828,null,-86.631021052206734,null,171.38939560709616,null,171.38939560709616,null,188.38776780223276,null,171.38939560709616,0.72484413451933249,null,"RMFN401"]
[521,"RSFE401",1.270000021904707E-2,130.77393344736211,0,72.677894592285156,0,0,1506.1394070057488,0,3918.8369299677947,0,0,null,1578.8173000564282,3918.8369299677947,3991.5148230184745,null,508.35107813175063,94.344923568863422,0,0,1981.7623776391436,0,null,602.69599040547075,1981.7623291015625,null,-976.12131119256321,-3388.8188341546092,-1937.0746008662322,null,0.40015949891627151,0.15379460824118132,0,0,0.38173890658243931,0.15099430088472643,0,0,0.50570165702655268,"FAIL",0,null,"RSFE401",null,-1937.0746008662322,1937.0746008662322,0.17142051209909068,"FAIL",0,1,null,null,14.8647079495712,1,188.38776780223276,"YES",1,null,13.941899999999999,11.722899999999999,12.695988728363995,0,0,0,null,-979.11979870701828,null,-86.631021052206734,null,171.38939560709616,null,171.38939560709616,null,188.38776780223276,null,171.38939560709616,0.72484413451933249,null,"RSFE401"]
[522,"RSFN401",1.270000021904707E-2,130.77393344736211,0,72.677894592285156,0,0,1506.1394070057488,0,3918.8369299677947,0,0,null,1578.8173000564282,3918.8369299677947,3991.5148230184745,null,508.35107813175063,94.344923568863422,0,0,1981.7623776391436,0,null,602.69599040547075,1981.7623291015625,null,-976.12131119256321,-3388.8188341546092,-1937.0746008662322,null,0.40015949891627151,0.15379460824118132,0,0,0.38173890658243931,0.15099430088472643,0,0,0.50570165702655268,"FAIL",0,null,"RSFN401",null,-1937.0746008662322,1937.0746008662322,0.17142051209909068,"FAIL",0,1,null,null,14.8647079495712,1,188.38776780223276,"YES",1,null,13.941899999999999,11.722899999999999,12.695988728363995,0,0,0,null,-979.11979870701828,null,-86.631021052206734,null,171.38939560709616,null,171.38939560709616,null,188.38776780223276,null,171.38939560709616,0.72484413451933249,null,"RSFN401"]
[523,"RMOT402",0,4.6760892334377004,0,2.193831205368042,0,0,53.855092368164065,0,3.4978177141354632,0,0,null,56.048923664488882,3.4978177141354632,5.691649010460301,null,15.920242320541607,0,0,0,70.861963642321143,0,null,15.920241841052128,70.861961364746094,null,-40.128681732479976,10.228592921548623,67.364143650610629,null,0.2956125621736605,4.5514784194484674,0,1,0.28404188387607354,2.7971229543864569,0,1,20.258906311320075,"PASS",1,null,"RMOT402",null,67.364143650610629,0,0.28404188387607354,"FAIL",0,1,null,null,0.4395370271863992,0,-1.4685633350307068,"NO",0,null,13.941899999999999,11.722899999999999,12.695988728363995,0,0,0,null,-40.207886915768789,null,-4.1445171295675935,null,0,null,0,null,-1.4685633350307068,null,-1.4685633350307068,-5.8742533401228272,null,"RMOT402"]
[524,"RMON402",0,4.6760892334377004,0,2.193831205368042,0,0,53.855092368164065,0,3.4978177141354632,0,0,null,56.048923664488882,3.4978177141354632,5.691649010460301,null,15.920242320541607,0,0,0,70.861963642321143,0,null,15.920241841052128,70.861961364746094,null,-40.128681732479976,10.228592921548623,67.364143650610629,null,0.2956125621736605,4.5514784194484674,0,1,0.28404188387607354,2.7971229543864569,0,1,20.258906311320075,"PASS",1,null,"RMON402",null,67.364143650610629,0,0.28404188387607354,"FAIL",0,1,null,null,0.4395370271863992,0,-1.4685633350307068,"NO",0,null,13.941899999999999,11.722899999999999,12.695988728363995,0,0,0,null,-40.207886915768789,null,-4.1445171295675935,null,0,null,0,null,-1.4685633350307068,null,-1.4685633350307068,-5.8742533401228272,null,"RMON402"]
[525,"RMFT402",0,4.6760892334377004,0,2.193831205368042,0,0,53.855092368164065,0,3.4978177141354632,0,0,null,56.048923664488882,3.4978177141354632,5.691649010460301,null,15.920242320541607,0,0,0,70.861963642321143,0,null,15.920241841052128,70.861961364746094,null,-40.128681732479976,10.228592921548623,67.364143650610629,null,0.2956125621736605,4.5514784194484674,0,1,0.28404188387607354,2.7971229543864569,0,1,20.258906311320075,"PASS",1,null,"RMFT402",null,67.364143650610629,0,0.28404188387607354,"FAIL",0,1,null,null,0.4395370271863992,0,-1.4685633350307068,"NO",0,null,13.941899999999999,11.722899999999999,12.695988728363995,0,0,0,null,-40.207886915768789,null,-4.1445171295675935,null,0,null,0,null,-1.4685633350307068,null,-1.4685633350307068,-5.8742533401228272,null,"RMFT402"]
[526,"RMFN402",0,4.6760892334377004,0,2.193831205368042,0,0,53.855092368164065,0,3.4978177141354632,0,0,null,56.048923664488882,3.4978177141354632,5.691649010460301,null,15.920242320541607,0,0,0,70.861963642321143,0,null,15.920241841052128,70.861961364746094,null,-40.128681732479976,10.228592921548623,67.364143650610629,null,0.2956125621736605,4.5514784194484674,0,1,0.28404188387607354,2.7971229543864569,0,1,20.258906311320075,"PASS",1,null,"RMFN402",null,67.364143650610629,0,0.28404188387607354,"FAIL",0,1,null,null,0.4395370271863992,0,-1.4685633350307068,"NO",0,null,13.941899999999999,11.722899999999999,12.695988728363995,0,0,0,null,-40.207886915768789,null,-4.1445171295675935,null,0,null,0,null,-1.4685633350307068,null,-1.4685633350307068,-5.8742533401228272,null,"RMFN402"]
[527,"RSFT402",0,4.6760892334377004,0,2.193831205368042,0,0,53.855092368164065,0,3.4978177141354632,0,0,null,56.048923664488882,3.4978177141354632,5.691649010460301,null,15.920242320541607,0,0,0,70.861963642321143,0,null,15.920241841052128,70.861961364746094,null,-40.128681732479976,10.228592921548623,67.364143650610629,null,0.2956125621736605,4.5514784194484674,0,1,0.28404188387607354,2.7971229543864569,0,1,20.258906311320075,"PASS",1,null,"RSFT402",null,67.364143650610629,0,0.28404188387607354,"FAIL",0,1,null,null,0.4395370271863992,0,-1.4685633350307068,"NO",0,null,13.941899999999999,11.722899999999999,12.695988728363995,0,0,0,null,-40.207886915768789,null,-4.1445171295675935,null,0,null,0,null,-1.4685633350307068,null,-1.4685633350307068,-5.8742533401228272,null,"RSFT402"]
[528,"RSFN402",0,4.6760892334377004,0,2.193831205368042,0,0,53.855092368164065,0,3.4978177141354632,0,0,null,56.048923664488882,3.4978177141354632,5.691649010460301,null,15.920242320541607,0,0,0,70.861963642321143,0,null,15.920241841052128,70.861961364746094,null,-40.128681732479976,10.228592921548623,67.364143650610629,null,0.2956125621736605,4.5514784194484674,0,1,0.28404188387607354,2.7971229543864569,0,1,20.258906311320075,"PASS",1,null,"RSFN402",null,67.364143650610629,0,0.28404188387607354,"FAIL",0,1,null,null,0.4395370271863992,0,-1.4685633350307068,"NO",0,null,13.941899999999999,11.722899999999999,12.695988728363995,0,0,0,null,-40.207886915768789,null,-4.1445171295675935,null,0,null,0,null,-1.4685633350307068,null,-1.4685633350307068,-5.8742533401228272,null,"RSFN402"]
[529,"RMOT403",3.0000000260770321E-3,31.761918793466048,0,14.901403427124023,0,0,365.805908531542,0,5.5965084260112112,0,0,null,380.70731164002927,5.5965084260112112,20.497911534498432,null,123.04643184948866,22.286202227173113,0,0,481.32356385729253,0,null,145.3326322135606,481.32357788085938,null,-235.37467974510542,124.83472036042537,475.72706945484816,null,0.39729438159424685,25.968446958480371,0,1,0.38174373763890196,7.0901188986882779,0,1,86.004262165278689,"PASS",1,null,"RMOT403",null,475.72706945484816,0,0.38174373763890196,"FAIL",0,1,null,null,0.103536030590605,0,-11.273188010041164,"NO",0,null,13.941899999999999,11.722899999999999,12.695988728363995,0,0,0,null,-236.0977276665659,null,-24.336296971187345,null,0,null,0,null,-11.273188010041164,null,-11.273188010041164,-28.182970025102907,null,"RMOT403"]
[530,"RMON403",3.0000000260770321E-3,31.761918793466048,0,14.901403427124023,0,0,365.805908531542,0,5.5965084260112112,0,0,null,380.70731164002927,5.5965084260112112,20.497911534498432,null,123.04643184948866,22.286202227173113,0,0,481.32356385729253,0,null,145.3326322135606,481.32357788085938,null,-235.37467974510542,124.83472036042537,475.72706945484816,null,0.39729438159424685,25.968446958480371,0,1,0.38174373763890196,7.0901188986882779,0,1,86.004262165278689,"PASS",1,null,"RMON403",null,475.72706945484816,0,0.38174373763890196,"FAIL",0,1,null,null,0.103536030590605,0,-11.273188010041164,"NO",0,null,13.941899999999999,11.722899999999999,12.695988728363995,0,0,0,null,-236.0977276665659,null,-24.336296971187345,null,0,null,0,null,-11.273188010041164,null,-11.273188010041164,-28.182970025102907,null,"RMON403"]
[531,"RMFT403",3.0000000260770321E-3,31.761918793466048,0,14.901403427124023,0,0,365.805908531542,0,5.5965084260112112,0,0,null,380.70731164002927,5.5965084260112112,20.497911534498432,null,123.04643184948866,22.286202227173113,0,0,481.32356385729253,0,null,145.3326322135606,481.32357788085938,null,-235.37467974510542,124.83472036042537,475.72706945484816,null,0.39729438159424685,25.968446958480371,0,1,0.38174373763890196,7.0901188986882779,0,1,86.004262165278689,"PASS",1,null,"RMFT403",null,475.72706945484816,0,0.38174373763890196,"FAIL",0,1,null,null,0.103536030590605,0,-11.273188010041164,"NO",0,null,13.941899999999999,11.722899999999999,12.695988728363995,0,0,0,null,-236.0977276665659,null,-24.336296971187345,null,0,null,0,null,-11.273188010041164,null,-11.273188010041164,-28.182970025102907,null,"RMFT403"]
[532,"RMFN403",3.0000000260770321E-3,31.761918793466048,0,14.901403427124023,0,0,365.805908531542,0,5.5965084260112112,0,0,null,380.70731164002927,5.5965084260112112,20.497911534498432,null,123.04643184948866,22.286202227173113,0,0,481.32356385729253,0,null,145.3326322135606,481.32357788085938,null,-235.37467974510542,124.83472036042537,475.72706945484816,null,0.39729438159424685,25.968446958480371,0,1,0.38174373763890196,7.0901188986882779,0,1,86.004262165278689,"PASS",1,null,"RMFN403",null,475.72706945484816,0,0.38174373763890196,"FAIL",0,1,null,null,0.103536030590605,0,-11.273188010041164,"NO",0,null,13.941899999999999,11.722899999999999,12.695988728363995,0,0,0,null,-236.0977276665659,null,-24.336296971187345,null,0,null,0,null,-11.273188010041164,null,-11.273188010041164,-28.182970025102907,null,"RMFN403"]
[533,"RSFT403",3.0000000260770321E-3,31.761918793466048,0,14.901403427124023,0,0,365.805908531542,0,5.5965084260112112,0,0,null,380.70731164002927,5.5965084260112112,20.497911534498432,null,123.04643184948866,22.286202227173113,0,0,481.32356385729253,0,null,145.3326322135606,481.32357788085938,null,-235.37467974510542,124.83472036042537,475.72706945484816,null,0.39729438159424685,25.968446958480371,0,1,0.38174373763890196,7.0901188986882779,0,1,86.004262165278689,"PASS",1,null,"RSFT403",null,475.72706945484816,0,0.38174373763890196,"FAIL",0,1,null,null,0.103536030590605,0,-11.273188010041164,"NO",0,null,13.941899999999999,11.722899999999999,12.695988728363995,0,0,0,null,-236.0977276665659,null,-24.336296971187345,null,0,null,0,null,-11.273188010041164,null,-11.273188010041164,-28.182970025102907,null,"RSFT403"]
[534,"RSFN403",3.0000000260770321E-3,31.761918793466048,0,14.901403427124023,0,0,365.805908531542,0,5.5965084260112112,0,0,null,380.70731164002927,5.5965084260112112,20.497911534498432,null,123.04643184948866,22.286202227173113,0,0,481.32356385729253,0,null,145.3326322135606,481.32357788085938,null,-235.37467974510542,124.83472036042537,475.72706945484816,null,0.39729438159424685,25.968446958480371,0,1,0.38174373763890196,7.0901188986882779,0,1,86.004262165278689,"PASS",1,null,"RSFN403",null,475.72706945484816,0,0.38174373763890196,"FAIL",0,1,null,null,0.103536030590605,0,-11.273188010041164,"NO",0,null,13.941899999999999,11.722899999999999,12.695988728363995,0,0,0,null,-236.0977276665659,null,-24.336296971187345,null,0,null,0,null,-11.273188010041164,null,-11.273188010041164,-28.182970025102907,null,"RSFN403"]
[535,"RMOT404",1.0000000474974513E-3,6.5444373392053174,0,3.0703842639923096,0,0,75.373086313293911,0,27.562803987680905,0,0,null,78.443470660064079,27.562803987680905,30.633188334451052,null,27.165536177975586,7.4287343639971963,0,0,99.175113570123642,0,null,34.594268649428237,99.17510986328125,null,-43.849201927857983,3.9610803977550226,71.612305875600342,null,0.45897375763060244,1.2551070154143251,0,1,0.44100889971899354,1.1293068277846876,0,1,3.5981502429000769,"PASS",1,null,"RMOT404",null,71.612305875600342,0,0.44100889971899354,"FAIL",0,1,null,null,2.4747546967376621,1,-0.43522145326842199,"NO",0,null,13.941899999999999,11.722899999999999,12.695988728363995,0,0,0,null,-44.021312717158615,null,-4.5375944526635461,null,0,null,0,null,-0.43522145326842199,null,-0.43522145326842199,-0.22092459556772689,null,"RMOT404"]
[536,"RMON404",1.0000000474974513E-3,6.5444373392053174,0,3.0703842639923096,0,0,75.373086313293911,0,27.562803987680905,0,0,null,78.443470660064079,27.562803987680905,30.633188334451052,null,27.165536177975586,7.4287343639971963,0,0,99.175113570123642,0,null,34.594268649428237,99.17510986328125,null,-43.849201927857983,3.9610803977550226,71.612305875600342,null,0.45897375763060244,1.2551070154143251,0,1,0.44100889971899354,1.1293068277846876,0,1,3.5981502429000769,"PASS",1,null,"RMON404",null,71.612305875600342,0,0.44100889971899354,"FAIL",0,1,null,null,2.4747546967376621,1,-0.43522145326842199,"NO",0,null,13.941899999999999,11.722899999999999,12.695988728363995,0,0,0,null,-44.021312717158615,null,-4.5375944526635461,null,0,null,0,null,-0.43522145326842199,null,-0.43522145326842199,-0.22092459556772689,null,"RMON404"]
[537,"RMFT404",1.0000000474974513E-3,6.5444373392053174,0,3.0703842639923096,0,0,75.373086313293911,0,27.562803987680905,0,0,null,78.443470660064079,27.562803987680905,30.633188334451052,null,27.165536177975586,7.4287343639971963,0,0,99.175113570123642,0,null,34.594268649428237,99.17510986328125,null,-43.849201927857983,3.9610803977550226,71.612305875600342,null,0.45897375763060244,1.2551070154143251,0,1,0.44100889971899354,1.1293068277846876,0,1,3.5981502429000769,"PASS",1,null,"RMFT404",null,71.612305875600342,0,0.44100889971899354,"FAIL",0,1,null,null,2.4747546967376621,1,-0.43522145326842199,"NO",0,null,13.941899999999999,11.722899999999999,12.695988728363995,0,0,0,null,-44.021312717158615,null,-4.5375944526635461,null,0,null,0,null,-0.43522145326842199,null,-0.43522145326842199,-0.22092459556772689,null,"RMFT404"]
[538,"RMFN404",1.0000000474974513E-3,6.5444373392053174,0,3.0703842639923096,0,0,75.373086313293911,0,27.562803987680905,0,0,null,78.443470660064079,27.562803987680905,30.633188334451052,null,27.165536177975586,7.4287343639971963,0,0,99.175113570123642,0,null,34.594268649428237,99.17510986328125,null,-43.849201927857983,3.9610803977550226,71.612305875600342,null,0.45897375763060244,1.2551070154143251,0,1,0.44100889971899354,1.1293068277846876,0,1,3.5981502429000769,"PASS",1,null,"RMFN404",null,71.612305875600342,0,0.44100889971899354,"FAIL",0,1,null,null,2.4747546967376621,1,-0.43522145326842199,"NO",0,null,13.941899999999999,11.722899999999999,12.695988728363995,0,0,0,null,-44.021312717158615,null,-4.5375944526635461,null,0,null,0,null,-0.43522145326842199,null,-0.43522145326842199,-0.22092459556772689,null,"RMFN404"]
[539,"RSFT404",1.0000000474974513E-3,6.5444373392053174,0,3.0703842639923096,0,0,75.373086313293911,0,27.562803987680905,0,0,null,78.443470660064079,27.562803987680905,30.633188334451052,null,27.165536177975586,7.4287343639971963,0,0,99.175113570123642,0,null,34.594268649428237,99.17510986328125,null,-43.849201927857983,3.9610803977550226,71.612305875600342,null,0.45897375763060244,1.2551070154143251,0,1,0.44100889971899354,1.1293068277846876,0,1,3.5981502429000769,"PASS",1,null,"RSFT404",null,71.612305875600342,0,0.44100889971899354,"FAIL",0,1,null,null,2.4747546967376621,1,-0.43522145326842199,"NO",0,null,13.941899999999999,11.722899999999999,12.695988728363995,0,0,0,null,-44.021312717158615,null,-4.5375944526635461,null,0,null,0,null,-0.43522145326842199,null,-0.43522145326842199,-0.22092459556772689,null,"RSFT404"]
[540,"RSFN404",1.0000000474974513E-3,6.5444373392053174,0,3.0703842639923096,0,0,75.373086313293911,0,27.562803987680905,0,0,null,78.443470660064079,27.562803987680905,30.633188334451052,null,27.165536177975586,7.4287343639971963,0,0,99.175113570123642,0,null,34.594268649428237,99.17510986328125,null,-43.849201927857983,3.9610803977550226,71.612305875600342,null,0.45897375763060244,1.2551070154143251,0,1,0.44100889971899354,1.1293068277846876,0,1,3.5981502429000769,"PASS",1,null,"RSFN404",null,71.612305875600342,0,0.44100889971899354,"FAIL",0,1,null,null,2.4747546967376621,1,-0.43522145326842199,"NO",0,null,13.941899999999999,11.722899999999999,12.695988728363995,0,0,0,null,-44.021312717158615,null,-4.5375944526635461,null,0,null,0,null,-0.43522145326842199,null,-0.43522145326842199,-0.22092459556772689,null,"RSFN404"]
[541,"RMOT405",1.0000000474974513E-3,13.078436740373318,0,6.1358718872070313,0,0,150.62595761590904,0,30.081233675876543,0,0,null,156.76182938599854,30.081233675876543,36.217105445965998,null,49.496795699070582,7.4287343639971963,0,0,198.19204949461721,0,null,56.925527291138046,198.19204711914063,null,-99.836302211978023,20.708421728054468,168.11081344326408,null,0.3779264091803895,1.8923933740386822,0,1,0.36313385389525893,1.5717856633237623,0,1,6.588561135977594,"PASS",1,null,"RMOT405",null,168.11081344326408,0,0.36313385389525893,"FAIL",0,1,null,null,1.3515149707452188,0,-2.656606827664008,"NO",0,null,13.941899999999999,11.722899999999999,12.695988728363995,0,0,0,null,-100.11951379054089,null,-10.320040960574358,null,0,null,0,null,-2.656606827664008,null,-2.656606827664008,-1.2356310826344223,null,"RMOT405"]
[542,"RMON405",1.0000000474974513E-3,13.078436740373318,0,6.1358718872070313,0,0,150.62595761590904,0,30.081233675876543,0,0,null,156.76182938599854,30.081233675876543,36.217105445965998,null,49.496795699070582,7.4287343639971963,0,0,198.19204949461721,0,null,56.925527291138046,198.19204711914063,null,-99.836302211978023,20.708421728054468,168.11081344326408,null,0.3779264091803895,1.8923933740386822,0,1,0.36313385389525893,1.5717856633237623,0,1,6.588561135977594,"PASS",1,null,"RMON405",null,168.11081344326408,0,0.36313385389525893,"FAIL",0,1,null,null,1.3515149707452188,0,-2.656606827664008,"NO",0,null,13.941899999999999,11.722899999999999,12.695988728363995,0,0,0,null,-100.11951379054089,null,-10.320040960574358,null,0,null,0,null,-2.656606827664008,null,-2.656606827664008,-1.2356310826344223,null,"RMON405"]
[543,"RMFT405",1.0000000474974513E-3,13.078436740373318,0,6.1358718872070313,0,0,150.62595761590904,0,30.081233675876543,0,0,null,156.76182938599854,30.081233675876543,36.217105445965998,null,49.496795699070582,7.4287343639971963,0,0,198.19204949461721,0,null,56.925527291138046,198.19204711914063,null,-99.836302211978023,20.708421728054468,168.11081344326408,null,0.3779264091803895,1.8923933740386822,0,1,0.36313385389525893,1.5717856633237623,0,1,6.588561135977594,"PASS",1,null,"RMFT405",null,168.11081344326408,0,0.36313385389525893,"FAIL",0,1,null,null,1.3515149707452188,0,-2.656606827664008,"NO",0,null,13.941899999999999,11.722899999999999,12.695988728363995,0,0,0,null,-100.11951379054089,null,-10.320040960574358,null,0,null,0,null,-2.656606827664008,null,-2.656606827664008,-1.2356310826344223,null,"RMFT405"]
[544,"RMFN405",1.0000000474974513E-3,13.078436740373318,0,6.1358718872070313,0,0,150.62595761590904,0,30.081233675876543,0,0,null,156.76182938599854,30.081233675876543,36.217105445965998,null,49.496795699070582,7.4287343639971963,0,0,198.19204949461721,0,null,56.925527291138046,198.19204711914063,null,-99.836302211978023,20.708421728054468,168.11081344326408,null,0.3779264091803895,1.8923933740386822,0,1,0.36313385389525893,1.5717856633237623,0,1,6.588561135977594,"PASS",1,null,"RMFN405",null,168.11081344326408,0,0.36313385389525893,"FAIL",0,1,null,null,1.3515149707452188,0,-2.656606827664008,"NO",0,null,13.941899999999999,11.722899999999999,12.695988728363995,0,0,0,null,-100.11951379054089,null,-10.320040960574358,null,0,null,0,null,-2.656606827664008,null,-2.656606827664008,-1.2356310826344223,null,"RMFN405"]
[545,"RSFT405",1.0000000474974513E-3,13.078436740373318,0,6.1358718872070313,0,0,150.62595761590904,0,30.081233675876543,0,0,null,156.76182938599854,30.081233675876543,36.217105445965998,null,49.496795699070582,7.4287343639971963,0,0,198.19204949461721,0,null,56.925527291138046,198.19204711914063,null,-99.836302211978023,20.708421728054468,168.11081344326408,null,0.3779264091803895,1.8923933740386822,0,1,0.36313385389525893,1.5717856633237623,0,1,6.588561135977594,"PASS",1,null,"RSFT405",null,168.11081344326408,0,0.36313385389525893,"FAIL",0,1,null,null,1.3515149707452188,0,-2.656606827664008,"NO",0,null,13.941899999999999,11.722899999999999,12.695988728363995,0,0,0,null,-100.11951379054089,null,-10.320040960574358,null,0,null,0,null,-2.656606827664008,null,-2.656606827664008,-1.2356310826344223,null,"RSFT405"]
[546,"RSFN405",1.0000000474974513E-3,13.078436740373318,0,6.1358718872070313,0,0,150.62595761590904,0,30.081233675876543,0,0,null,156.76182938599854,30.081233675876543,36.217105445965998,null,49.496795699070582,7.4287343639971963,0,0,198.19204949461721,0,null,56.925527291138046,198.19204711914063,null,-99.836302211978023,20.708421728054468,168.11081344326408,null,0.3779264091803895,1.8923933740386822,0,1,0.36313385389525893,1.5717856633237623,0,1,6.588561135977594,"PASS",1,null,"RSFN405",null,168.11081344326408,0,0.36313385389525893,"FAIL",0,1,null,null,1.3515149707452188,0,-2.656606827664008,"NO",0,null,13.941899999999999,11.722899999999999,12.695988728363995,0,0,0,null,-100.11951379054089,null,-10.320040960574358,null,0,null,0,null,-2.656606827664008,null,-2.656606827664008,-1.2356310826344223,null,"RSFN405"]
[547,"RMOE406",1.0699999891221524E-2,112.09045039885281,0,62.294509887695313,0,0,1290.959444625782,0,464.22763680295577,0,0,null,1353.2539545415027,464.22763680295577,526.52214671867694,null,434.80143685662455,79.487453111232142,0,0,1698.6308481918177,0,null,514.28886296827704,1698.630859375,null,-838.96509154520027,-12.23328372237404,1234.4032225720443,null,0.39837724191045909,1.1078376688429907,0,1,0.380038692111692,0.97676587053504993,0,0,3.6590472533542724,"PASS",1,null,"RMOE406",null,1234.4032225720443,0,0.380038692111692,"FAIL",0,1,null,null,2.0543892708475604,1,-13.185651015390087,"NO",0,null,13.941899999999999,11.722899999999999,12.695988728363995,0,0,0,null,-841.52374260474392,null,-74.456732626379903,null,0,null,0,null,-13.185651015390087,null,-13.185651015390087,-0.47074798341271284,null,"RMOE406"]
[548,"RMON406",1.0699999891221524E-2,112.09045039885281,0,62.294509887695313,0,0,1290.959444625782,0,464.22763680295577,0,0,null,1353.2539545415027,464.22763680295577,526.52214671867694,null,434.80143685662455,79.487453111232142,0,0,1698.6308481918177,0,null,514.28886296827704,1698.630859375,null,-838.96509154520027,-12.23328372237404,1234.4032225720443,null,0.39837724191045909,1.1078376688429907,0,1,0.380038692111692,0.97676587053504993,0,0,3.6590472533542724,"PASS",1,null,"RMON406",null,1234.4032225720443,0,0.380038692111692,"FAIL",0,1,null,null,2.0543892708475604,1,-13.185651015390087,"NO",0,null,13.941899999999999,11.722899999999999,12.695988728363995,0,0,0,null,-841.52374260474392,null,-74.456732626379903,null,0,null,0,null,-13.185651015390087,null,-13.185651015390087,-0.47074798341271284,null,"RMON406"]
[549,"RMFE406",1.0699999891221524E-2,112.09045039885281,0,62.294509887695313,0,0,1290.959444625782,0,464.22763680295577,0,0,null,1353.2539545415027,464.22763680295577,526.52214671867694,null,434.80143685662455,79.487453111232142,0,0,1698.6308481918177,0,null,514.28886296827704,1698.630859375,null,-838.96509154520027,-12.23328372237404,1234.4032225720443,null,0.39837724191045909,1.1078376688429907,0,1,0.380038692111692,0.97676587053504993,0,0,3.6590472533542724,"PASS",1,null,"RMFE406",null,1234.4032225720443,0,0.380038692111692,"FAIL",0,1,null,null,2.0543892708475604,1,-13.185651015390087,"NO",0,null,13.941899999999999,11.722899999999999,12.695988728363995,0,0,0,null,-841.52374260474392,null,-74.456732626379903,null,0,null,0,null,-13.185651015390087,null,-13.185651015390087,-0.47074798341271284,null,"RMFE406"]
[550,"RMFN406",1.0699999891221524E-2,112.09045039885281,0,62.294509887695313,0,0,1290.959444625782,0,464.22763680295577,0,0,null,1353.2539545415027,464.22763680295577,526.52214671867694,null,434.80143685662455,79.487453111232142,0,0,1698.6308481918177,0,null,514.28886296827704,1698.630859375,null,-838.96509154520027,-12.23328372237404,1234.4032225720443,null,0.39837724191045909,1.1078376688429907,0,1,0.380038692111692,0.97676587053504993,0,0,3.6590472533542724,"PASS",1,null,"RMFN406",null,1234.4032225720443,0,0.380038692111692,"FAIL",0,1,null,null,2.0543892708475604,1,-13.185651015390087,"NO",0,null,13.941899999999999,11.722899999999999,12.695988728363995,0,0,0,null,-841.52374260474392,null,-74.456732626379903,null,0,null,0,null,-13.185651015390087,null,-13.185651015390087,-0.47074798341271284,null,"RMFN406"]
[551,"RSFE406",1.0699999891221524E-2,112.09045039885281,0,62.294509887695313,0,0,1290.959444625782,0,464.22763680295577,0,0,null,1353.2539545415027,464.22763680295577,526.52214671867694,null,434.80143685662455,79.487453111232142,0,0,1698.6308481918177,0,null,514.28886296827704,1698.630859375,null,-838.96509154520027,-12.23328372237404,1234.4032225720443,null,0.39837724191045909,1.1078376688429907,0,1,0.380038692111692,0.97676587053504993,0,0,3.6590472533542724,"PASS",1,null,"RSFE406",null,1234.4032225720443,0,0.380038692111692,"FAIL",0,1,null,null,2.0543892708475604,1,-13.185651015390087,"NO",0,null,13.941899999999999,11.722899999999999,12.695988728363995,0,0,0,null,-841.52374260474392,null,-74.456732626379903,null,0,null,0,null,-13.185651015390087,null,-13.185651015390087,-0.47074798341271284,null,"RSFE406"]
[552,"RSFN406",1.0699999891221524E-2,112.09045039885281,0,62.294509887695313,0,0,1290.959444625782,0,464.22763680295577,0,0,null,1353.2539545415027,464.22763680295577,526.52214671867694,null,434.80143685662455,79.487453111232142,0,0,1698.6308481918177,0,null,514.28886296827704,1698.630859375,null,-838.96509154520027,-12.23328372237404,1234.4032225720443,null,0.39837724191045909,1.1078376688429907,0,1,0.380038692111692,0.97676587053504993,0,0,3.6590472533542724,"PASS",1,null,"RSFN406",null,1234.4032225720443,0,0.380038692111692,"FAIL",0,1,null,null,2.0543892708475604,1,-13.185651015390087,"NO",0,null,13.941899999999999,11.722899999999999,12.695988728363995,0,0,0,null,-841.52374260474392,null,-74.456732626379903,null,0,null,0,null,-13.185651015390087,null,-13.185651015390087,-0.47074798341271284,null,"RSFN406"]
[553,"RMOE407",4.3000001693144444E-3,49.90264100903358,0,27.733499526977539,0,0,574.73482792822381,0,246.11854792147869,0,0,null,602.46832663602686,246.11854792147869,273.85204662928197,null,191.26927711616446,31.943557505742394,0,0,756.23003674766244,0,null,223.21282808841988,756.23004150390625,null,-379.25549936678146,-50.63921936003635,510.11149358242756,null,0.38837532935501168,0.90693216733764159,0,0,0.37049719946484266,0.81508548198980491,0,0,3.072625155196238,"PASS",1,null,"RMOE407",null,510.11149358242756,0,0.37049719946484266,"FAIL",0,1,null,null,2.446477251173961,1,-3.490293091030825,"NO",0,null,13.941899999999999,11.722899999999999,12.695988728363995,0,0,0,null,-380.36601094931092,null,-33.654202423041511,null,0,null,0,null,-3.490293091030825,null,-3.490293091030825,-0.23503657178658754,null,"RMOE407"]
[554,"RMON407",4.3000001693144444E-3,49.90264100903358,0,27.733499526977539,0,0,574.73482792822381,0,246.11854792147869,0,0,null,602.46832663602686,246.11854792147869,273.85204662928197,null,191.26927711616446,31.943557505742394,0,0,756.23003674766244,0,null,223.21282808841988,756.23004150390625,null,-379.25549936678146,-50.63921936003635,510.11149358242756,null,0.38837532935501168,0.90693216733764159,0,0,0.37049719946484266,0.81508548198980491,0,0,3.072625155196238,"PASS",1,null,"RMON407",null,510.11149358242756,0,0.37049719946484266,"FAIL",0,1,null,null,2.446477251173961,1,-3.490293091030825,"NO",0,null,13.941899999999999,11.722899999999999,12.695988728363995,0,0,0,null,-380.36601094931092,null,-33.654202423041511,null,0,null,0,null,-3.490293091030825,null,-3.490293091030825,-0.23503657178658754,null,"RMON407"]
[555,"RMFE407",4.3000001693144444E-3,49.90264100903358,0,27.733499526977539,0,0,574.73482792822381,0,246.11854792147869,0,0,null,602.46832663602686,246.11854792147869,273.85204662928197,null,191.26927711616446,31.943557505742394,0,0,756.23003674766244,0,null,223.21282808841988,756.23004150390625,null,-379.25549936678146,-50.63921936003635,510.11149358242756,null,0.38837532935501168,0.90693216733764159,0,0,0.37049719946484266,0.81508548198980491,0,0,3.072625155196238,"PASS",1,null,"RMFE407",null,510.11149358242756,0,0.37049719946484266,"FAIL",0,1,null,null,2.446477251173961,1,-3.490293091030825,"NO",0,null,13.941899999999999,11.722899999999999,12.695988728363995,0,0,0,null,-380.36601094931092,null,-33.654202423041511,null,0,null,0,null,-3.490293091030825,null,-3.490293091030825,-0.23503657178658754,null,"RMFE407"]
[556,"RMFN407",4.3000001693144444E-3,49.90264100903358,0,27.733499526977539,0,0,574.73482792822381,0,246.11854792147869,0,0,null,602.46832663602686,246.11854792147869,273.85204662928197,null,191.26927711616446,31.943557505742394,0,0,756.23003674766244,0,null,223.21282808841988,756.23004150390625,null,-379.25549936678146,-50.63921936003635,510.11149358242756,null,0.38837532935501168,0.90693216733764159,0,0,0.37049719946484266,0.81508548198980491,0,0,3.072625155196238,"PASS",1,null,"RMFN407",null,510.11149358242756,0,0.37049719946484266,"FAIL",0,1,null,null,2.446477251173961,1,-3.490293091030825,"NO",0,null,13.941899999999999,11.722899999999999,12.695988728363995,0,0,0,null,-380.36601094931092,null,-33.654202423041511,null,0,null,0,null,-3.490293091030825,null,-3.490293091030825,-0.23503657178658754,null,"RMFN407"]
[557,"RSFE407",4.3000001693144444E-3,49.90264100903358,0,27.733499526977539,0,0,574.73482792822381,0,246.11854792147869,0,0,null,602.46832663602686,246.11854792147869,273.85204662928197,null,191.26927711616446,31.943557505742394,0,0,756.23003674766244,0,null,223.21282808841988,756.23004150390625,null,-379.25549936678146,-50.63921936003635,510.11149358242756,null,0.38837532935501168,0.90693216733764159,0,0,0.37049719946484266,0.81508548198980491,0,0,3.072625155196238,"PASS",1,null,"RSFE407",null,510.11149358242756,0,0.37049719946484266,"FAIL",0,1,null,null,2.446477251173961,1,-3.490293091030825,"NO",0,null,13.941899999999999,11.722899999999999,12.695988728363995,0,0,0,null,-380.36601094931092,null,-33.654202423041511,null,0,null,0,null,-3.490293091030825,null,-3.490293091030825,-0.23503657178658754,null,"RSFE407"]
[558,"RSFN407",4.3000001693144444E-3,49.90264100903358,0,27.733499526977539,0,0,574.73482792822381,0,246.11854792147869,0,0,null,602.46832663602686,246.11854792147869,273.85204662928197,null,191.26927711616446,31.943557505742394,0,0,756.23003674766244,0,null,223.21282808841988,756.23004150390625,null,-379.25549936678146,-50.63921936003635,510.11149358242756,null,0.38837532935501168,0.90693216733764159,0,0,0.37049719946484266,0.81508548198980491,0,0,3.072625155196238,"PASS",1,null,"RSFN407",null,510.11149358242756,0,0.37049719946484266,"FAIL",0,1,null,null,2.446477251173961,1,-3.490293091030825,"NO",0,null,13.941899999999999,11.722899999999999,12.695988728363995,0,0,0,null,-380.36601094931092,null,-33.654202423041511,null,0,null,0,null,-3.490293091030825,null,-3.490293091030825,-0.23503657178658754,null,"RSFN407"]
[559,"RMOE408",5.149999912828206E-3,53.472332202804871,0,29.717365264892578,0,0,615.84739857629097,0,2200.1505991438016,0,0,null,645.56476312183088,2200.1505991438016,2229.8679636893417,null,207.64705708637686,38.25797950985293,0,0,810.32552444248802,0,null,245.90503525313247,810.32550048828125,null,-399.65972858805105,-1983.9629291555618,-1389.8250986555204,null,0.39929540308461631,0.11176736508347543,0,0,0.38091458677200662,0.11027784567430224,0,0,0.36830456097124581,"FAIL",0,null,"RMOE408",null,-1389.8250986555204,1389.8250986555204,0.12081470964559778,"FAIL",0,1,null,null,20.410030123622516,1,113.09776793445913,"YES",1,null,13.941899999999999,11.722899999999999,12.695988728363995,0,0,0,null,-400.8831367236387,null,-35.469526306016547,null,122.96959732558685,null,122.96959732558685,null,113.09776793445913,null,113.09776793445913,0.85196058707690492,null,"RMOE408"]
[560,"RMON408",5.149999912828206E-3,53.472332202804871,0,29.717365264892578,0,0,615.84739857629097,0,2200.1505991438016,0,0,null,645.56476312183088,2200.1505991438016,2229.8679636893417,null,207.64705708637686,38.25797950985293,0,0,810.32552444248802,0,null,245.90503525313247,810.32550048828125,null,-399.65972858805105,-1983.9629291555618,-1389.8250986555204,null,0.39929540308461631,0.11176736508347543,0,0,0.38091458677200662,0.11027784567430224,0,0,0.36830456097124581,"FAIL",0,null,"RMON408",null,-1389.8250986555204,1389.8250986555204,0.12081470964559778,"FAIL",0,1,null,null,20.410030123622516,1,113.09776793445913,"YES",1,null,13.941899999999999,11.722899999999999,12.695988728363995,0,0,0,null,-400.8831367236387,null,-35.469526306016547,null,122.96959732558685,null,122.96959732558685,null,113.09776793445913,null,113.09776793445913,0.85196058707690492,null,"RMON408"]
[561,"RMFE408",5.149999912828206E-3,53.472332202804871,0,29.717365264892578,0,0,615.84739857629097,0,2200.1505991438016,0,0,null,645.56476312183088,2200.1505991438016,2229.8679636893417,null,207.64705708637686,38.25797950985293,0,0,810.32552444248802,0,null,245.90503525313247,810.32550048828125,null,-399.65972858805105,-1983.9629291555618,-1389.8250986555204,null,0.39929540308461631,0.11176736508347543,0,0,0.38091458677200662,0.11027784567430224,0,0,0.36830456097124581,"FAIL",0,null,"RMFE408",null,-1389.8250986555204,1389.8250986555204,0.12081470964559778,"FAIL",0,1,null,null,20.410030123622516,1,113.09776793445913,"YES",1,null,13.941899999999999,11.722899999999999,12.695988728363995,0,0,0,null,-400.8831367236387,null,-35.469526306016547,null,122.96959732558685,null,122.96959732558685,null,113.09776793445913,null,113.09776793445913,0.85196058707690492,null,"RMFE408"]
[562,"RMFN408",5.149999912828206E-3,53.472332202804871,0,29.717365264892578,0,0,615.84739857629097,0,2200.1505991438016,0,0,null,645.56476312183088,2200.1505991438016,2229.8679636893417,null,207.64705708637686,38.25797950985293,0,0,810.32552444248802,0,null,245.90503525313247,810.32550048828125,null,-399.65972858805105,-1983.9629291555618,-1389.8250986555204,null,0.39929540308461631,0.11176736508347543,0,0,0.38091458677200662,0.11027784567430224,0,0,0.36830456097124581,"FAIL",0,null,"RMFN408",null,-1389.8250986555204,1389.8250986555204,0.12081470964559778,"FAIL",0,1,null,null,20.410030123622516,1,113.09776793445913,"YES",1,null,13.941899999999999,11.722899999999999,12.695988728363995,0,0,0,null,-400.8831367236387,null,-35.469526306016547,null,122.96959732558685,null,122.96959732558685,null,113.09776793445913,null,113.09776793445913,0.85196058707690492,null,"RMFN408"]
[563,"RSFE408",5.149999912828206E-3,53.472332202804871,0,29.717365264892578,0,0,615.84739857629097,0,2200.1505991438016,0,0,null,645.56476312183088,2200.1505991438016,2229.8679636893417,null,207.64705708637686,38.25797950985293,0,0,810.32552444248802,0,null,245.90503525313247,810.32550048828125,null,-399.65972858805105,-1983.9629291555618,-1389.8250986555204,null,0.39929540308461631,0.11176736508347543,0,0,0.38091458677200662,0.11027784567430224,0,0,0.36830456097124581,"FAIL",0,null,"RSFE408",null,-1389.8250986555204,1389.8250986555204,0.12081470964559778,"FAIL",0,1,null,null,20.410030123622516,1,113.09776793445913,"YES",1,null,13.941899999999999,11.722899999999999,12.695988728363995,0,0,0,null,-400.8831367236387,null,-35.469526306016547,null,122.96959732558685,null,122.96959732558685,null,113.09776793445913,null,113.09776793445913,0.85196058707690492,null,"RSFE408"]
[564,"RSFN408",5.149999912828206E-3,53.472332202804871,0,29.717365264892578,0,0,615.84739857629097,0,2200.1505991438016,0,0,null,645.56476312183088,2200.1505991438016,2229.8679636893417,null,207.64705708637686,38.25797950985293,0,0,810.32552444248802,0,null,245.90503525313247,810.32550048828125,null,-399.65972858805105,-1983.9629291555618,-1389.8250986555204,null,0.39929540308461631,0.11176736508347543,0,0,0.38091458677200662,0.11027784567430224,0,0,0.36830456097124581,"FAIL",0,null,"RSFN408",null,-1389.8250986555204,1389.8250986555204,0.12081470964559778,"FAIL",0,1,null,null,20.410030123622516,1,113.09776793445913,"YES",1,null,13.941899999999999,11.722899999999999,12.695988728363995,0,0,0,null,-400.8831367236387,null,-35.469526306016547,null,122.96959732558685,null,122.96959732558685,null,113.09776793445913,null,113.09776793445913,0.85196058707690492,null,"RSFN408"]
[565,"RMOE501",1.8899999791756276E-2,65.600937485530125,0,39.590484619140625,0,0,755.5340309714494,0,2319.4710953738827,0,0,null,795.12451473676151,2319.4710953738827,2359.0615791391942,null,347.36002677664248,140.40307126377149,0,0,994.12372496243358,0,null,487.76309179727809,994.12371826171875,null,-307.36142379331193,-1871.2984881957452,-1325.3473771121639,null,0.64558718972608398,0.2102906532312937,0,0,0.61344240082320334,0.20676149191439105,0,0,0.42859931311257532,"FAIL",0,null,"RMOE501",null,-1325.3473771121639,1325.3473771121639,0.23002572845970393,"FAIL",0,1,null,null,27.687445095623517,1,196.82024428422324,"YES",1,null,13.941899999999999,11.722899999999999,12.695988728363995,0,0,0,null,-309.78810584205456,null,-40.671125492555603,null,174.00077175087173,null,174.00077175087173,null,196.82024428422324,null,174.00077175087173,0.78758326959159797,null,"RMOE501"]
[566,"RMON501",1.8899999791756276E-2,65.600937485530125,0,39.590484619140625,0,0,755.5340309714494,0,2319.4710953738827,0,0,null,795.12451473676151,2319.4710953738827,2359.0615791391942,null,347.36002677664248,140.40307126377149,0,0,994.12372496243358,0,null,487.76309179727809,994.12371826171875,null,-307.36142379331193,-1871.2984881957452,-1325.3473771121639,null,0.64558718972608398,0.2102906532312937,0,0,0.61344240082320334,0.20676149191439105,0,0,0.42859931311257532,"FAIL",0,null,"RMON501",null,-1325.3473771121639,1325.3473771121639,0.23002572845970393,"FAIL",0,1,null,null,27.687445095623517,1,196.82024428422324,"YES",1,null,13.941899999999999,11.722899999999999,12.695988728363995,0,0,0,null,-309.78810584205456,null,-40.671125492555603,null,174.00077175087173,null,174.00077175087173,null,196.82024428422324,null,174.00077175087173,0.78758326959159797,null,"RMON501"]
[567,"RMFE501",1.9749999931082129E-2,69.337635687898484,0,41.845600128173828,0,0,798.57004179037813,0,2319.4710953738827,0,0,null,840.4156411341454,2319.4710953738827,2361.316694717651,null,365.21864563260044,146.71749620826492,0,0,1050.7500549873394,0,null,511.9361678881495,1050.75,null,-328.47947403040246,-1849.3805276139069,-1268.7210953738827,null,0.64106608199375825,0.22071245850366111,0,0,0.60914640608005632,0.21680114694623928,0,0,0.45301275885510717,"FAIL",0,null,"RMFE501",null,-1268.7210953738827,1268.7210953738827,0.24272308136140006,"FAIL",0,1,null,null,26.195332293541139,1,195.4469280477478,"YES",1,null,13.941899999999999,11.722899999999999,12.695988728363995,0,0,0,null,-331.02642013929864,null,-43.459438309426474,null,166.5664817722608,null,166.5664817722608,null,195.4469280477478,null,166.5664817722608,0.75393329005685417,null,"RMFE501"]
[568,"RMFN501",1.9749999931082129E-2,69.337635687898484,0,41.845600128173828,0,0,798.57004179037813,0,2319.4710953738827,0,0,null,840.4156411341454,2319.4710953738827,2361.316694717651,null,365.21864563260044,146.71749620826492,0,0,1050.7500549873394,0,null,511.9361678881495,1050.75,null,-328.47947403040246,-1849.3805276139069,-1268.7210953738827,null,0.64106608199375825,0.22071245850366111,0,0,0.60914640608005632,0.21680114694623928,0,0,0.45301275885510717,"FAIL",0,null,"RMFN501",null,-1268.7210953738827,1268.7210953738827,0.24272308136140006,"FAIL",0,1,null,null,26.195332293541139,1,195.4469280477478,"YES",1,null,13.941899999999999,11.722899999999999,12.695988728363995,0,0,0,null,-331.02642013929864,null,-43.459438309426474,null,166.5664817722608,null,166.5664817722608,null,195.4469280477478,null,166.5664817722608,0.75393329005685417,null,"RMFN501"]
[569,"RSFE501",2.0299999602138994E-2,209.76644083730224,0,126.59506225585938,0,0,2415.905788591801,0,2319.4710953738827,0,0,null,2542.5008504526895,2319.4710953738827,2446.0661572347731,null,815.06045755130015,150.80329747076701,0,0,3178.8234060418431,0,null,965.86375045040961,3178.823486328125,null,-1576.6371003972508,-1480.2024071793326,859.35239095424231,null,0.39979363227296982,0.41641551488906098,0,0,0.37988728701050156,0.39486411577123465,0,0,1.3704949773541888,"PASS",1,null,"RSFE501",null,859.35239095424231,0,0.37988728701050156,"FAIL",0,1,null,null,8.6587845163951727,1,143.83632289260689,"YES",1,null,13.941899999999999,11.722899999999999,12.695988728363995,0,0,0,null,-1581.4423926880488,null,-207.62269693161196,null,0,null,0,null,143.83632289260689,null,0,0,null,"RSFE501"]
[570,"RSFN501",2.0299999602138994E-2,209.76644083730224,0,126.59506225585938,0,0,2415.905788591801,0,2319.4710953738827,0,0,null,2542.5008504526895,2319.4710953738827,2446.0661572347731,null,815.06045755130015,150.80329747076701,0,0,3178.8234060418431,0,null,965.86375045040961,3178.823486328125,null,-1576.6371003972508,-1480.2024071793326,859.35239095424231,null,0.39979363227296982,0.41641551488906098,0,0,0.37988728701050156,0.39486411577123465,0,0,1.3704949773541888,"PASS",1,null,"RSFN501",null,859.35239095424231,0,0.37988728701050156,"FAIL",0,1,null,null,8.6587845163951727,1,143.83632289260689,"YES",1,null,13.941899999999999,11.722899999999999,12.695988728363995,0,0,0,null,-1581.4423926880488,null,-207.62269693161196,null,0,null,0,null,143.83632289260689,null,0,0,null,"RSFN501"]
[571,"RMOT502",1.0000000474974513E-3,10.552513469503147,0,20.09040641784668,0,0,121.53458996302935,0,511.70519544434478,0,0,null,141.62499605424733,511.70519544434478,531.79560153556281,null,40.897021711056901,7.4287343639971963,0,0,159.91393416188077,0,null,48.325754647246391,159.9139404296875,null,-93.299241733629657,-483.46984721494505,-351.79125501465728,null,0.39762963500306386,9.4440617522521336E-2,0,0,0.34122334250433162,9.0872798642982075E-2,0,0,0.31251185614956378,"FAIL",0,null,"RMOT502",null,-351.79125501465728,351.79125501465728,9.7941149101932204E-2,"FAIL",0,1,null,null,37.972381989591156,1,44.861724259562401,"YES",1,null,13.941899999999999,11.722899999999999,12.695988728363995,0,0,0,null,-93.53966837366572,null,-12.280534724264227,null,46.185589472500787,null,46.185589472500787,null,44.861724259562401,null,44.861724259562401,0.92042930364305287,null,"RMOT502"]
[572,"RMON502",1.0000000474974513E-3,10.552513469503147,0,20.09040641784668,0,0,121.53458996302935,0,511.70519544434478,0,0,null,141.62499605424733,511.70519544434478,531.79560153556281,null,40.897021711056901,7.4287343639971963,0,0,159.91393416188077,0,null,48.325754647246391,159.9139404296875,null,-93.299241733629657,-483.46984721494505,-351.79125501465728,null,0.39762963500306386,9.4440617522521336E-2,0,0,0.34122334250433162,9.0872798642982075E-2,0,0,0.31251185614956378,"FAIL",0,null,"RMON502",null,-351.79125501465728,351.79125501465728,9.7941149101932204E-2,"FAIL",0,1,null,null,37.972381989591156,1,44.861724259562401,"YES",1,null,13.941899999999999,11.722899999999999,12.695988728363995,0,0,0,null,-93.53966837366572,null,-12.280534724264227,null,46.185589472500787,null,46.185589472500787,null,44.861724259562401,null,44.861724259562401,0.92042930364305287,null,"RMON502"]
[573,"RMFT502",1.0000000474974513E-3,10.552513469503147,0,20.09040641784668,0,0,121.53458996302935,0,511.70519544434478,0,0,null,141.62499605424733,511.70519544434478,531.79560153556281,null,40.897021711056901,7.4287343639971963,0,0,159.91393416188077,0,null,48.325754647246391,159.9139404296875,null,-93.299241733629657,-483.46984721494505,-351.79125501465728,null,0.39762963500306386,9.4440617522521336E-2,0,0,0.34122334250433162,9.0872798642982075E-2,0,0,0.31251185614956378,"FAIL",0,null,"RMFT502",null,-351.79125501465728,351.79125501465728,9.7941149101932204E-2,"FAIL",0,1,null,null,37.972381989591156,1,44.861724259562401,"YES",1,null,13.941899999999999,11.722899999999999,12.695988728363995,0,0,0,null,-93.53966837366572,null,-12.280534724264227,null,46.185589472500787,null,46.185589472500787,null,44.861724259562401,null,44.861724259562401,0.92042930364305287,null,"RMFT502"]
[574,"RMFN502",1.0000000474974513E-3,10.552513469503147,0,20.09040641784668,0,0,121.53458996302935,0,511.70519544434478,0,0,null,141.62499605424733,511.70519544434478,531.79560153556281,null,40.897021711056901,7.4287343639971963,0,0,159.91393416188077,0,null,48.325754647246391,159.9139404296875,null,-93.299241733629657,-483.46984721494505,-351.79125501465728,null,0.39762963500306386,9.4440617522521336E-2,0,0,0.34122334250433162,9.0872798642982075E-2,0,0,0.31251185614956378,"FAIL",0,null,"RMFN502",null,-351.79125501465728,351.79125501465728,9.7941149101932204E-2,"FAIL",0,1,null,null,37.972381989591156,1,44.861724259562401,"YES",1,null,13.941899999999999,11.722899999999999,12.695988728363995,0,0,0,null,-93.53966837366572,null,-12.280534724264227,null,46.185589472500787,null,46.185589472500787,null,44.861724259562401,null,44.861724259562401,0.92042930364305287,null,"RMFN502"]
[575,"RSFT502",1.0000000474974513E-3,10.552513469503147,0,20.09040641784668,0,0,121.53458996302935,0,511.70519544434478,0,0,null,141.62499605424733,511.70519544434478,531.79560153556281,null,40.897021711056901,7.4287343639971963,0,0,159.91393416188077,0,null,48.325754647246391,159.9139404296875,null,-93.299241733629657,-483.46984721494505,-351.79125501465728,null,0.39762963500306386,9.4440617522521336E-2,0,0,0.34122334250433162,9.0872798642982075E-2,0,0,0.31251185614956378,"FAIL",0,null,"RSFT502",null,-351.79125501465728,351.79125501465728,9.7941149101932204E-2,"FAIL",0,1,null,null,37.972381989591156,1,44.861724259562401,"YES",1,null,13.941899999999999,11.722899999999999,12.695988728363995,0,0,0,null,-93.53966837366572,null,-12.280534724264227,null,46.185589472500787,null,46.185589472500787,null,44.861724259562401,null,44.861724259562401,0.92042930364305287,null,"RSFT502"]
[576,"RSFN502",1.0000000474974513E-3,10.552513469503147,0,20.09040641784668,0,0,121.53458996302935,0,511.70519544434478,0,0,null,141.62499605424733,511.70519544434478,531.79560153556281,null,40.897021711056901,7.4287343639971963,0,0,159.91393416188077,0,null,48.325754647246391,159.9139404296875,null,-93.299241733629657,-483.46984721494505,-351.79125501465728,null,0.39762963500306386,9.4440617522521336E-2,0,0,0.34122334250433162,9.0872798642982075E-2,0,0,0.31251185614956378,"FAIL",0,null,"RSFN502",null,-351.79125501465728,351.79125501465728,9.7941149101932204E-2,"FAIL",0,1,null,null,37.972381989591156,1,44.861724259562401,"YES",1,null,13.941899999999999,11.722899999999999,12.695988728363995,0,0,0,null,-93.53966837366572,null,-12.280534724264227,null,46.185589472500787,null,46.185589472500787,null,44.861724259562401,null,44.861724259562401,0.92042930364305287,null,"RSFN502"]
[577,"RMOE503",8.7550000101327893E-2,258.20780635610765,0,655.12628173828125,0,0,2973.8109277410263,0,12965.570824207141,0,0,null,3628.9371986110805,12965.570824207141,13620.697095077192,null,1446.2013854420784,650.3856634290305,0,0,3912.9091154487191,0,null,2096.5871145273873,3912.9091796875,null,-1532.3500949519203,-11524.109991418036,-9052.6616445196414,null,0.70501695147108834,0.16170418895965544,0,0,0.57774135883387545,0.15392656471394764,0,0,0.30179227993432972,"FAIL",0,null,"RMOE503",null,-9052.6616445196414,9052.6616445196414,0.1653251406754804,"FAIL",0,1,null,null,29.505526128234656,1,831.79308084377317,"YES",1,null,13.941899999999999,11.722899999999999,12.695988728363995,0,0,0,null,-1542.7808766162354,null,-159.02556092291576,null,933.12317885516575,null,933.12317885516575,null,831.79308084377317,null,831.79308084377317,0.8975958312313429,null,"RMOE503"]
[578,"RMON503",8.7550000101327893E-2,258.20780635610765,0,655.12628173828125,0,0,2973.8109277410263,0,12965.570824207141,0,0,null,3628.9371986110805,12965.570824207141,13620.697095077192,null,1446.2013854420784,650.3856634290305,0,0,3912.9091154487191,0,null,2096.5871145273873,3912.9091796875,null,-1532.3500949519203,-11524.109991418036,-9052.6616445196414,null,0.70501695147108834,0.16170418895965544,0,0,0.57774135883387545,0.15392656471394764,0,0,0.30179227993432972,"FAIL",0,null,"RMON503",null,-9052.6616445196414,9052.6616445196414,0.1653251406754804,"FAIL",0,1,null,null,29.505526128234656,1,831.79308084377317,"YES",1,null,13.941899999999999,11.722899999999999,12.695988728363995,0,0,0,null,-1542.7808766162354,null,-159.02556092291576,null,933.12317885516575,null,933.12317885516575,null,831.79308084377317,null,831.79308084377317,0.8975958312313429,null,"RMON503"]
[579,"RMFE503",5.3550000861287111E-2,159.27929520651011,0,404.12429809570313,0,0,1834.4391493522514,0,12965.570824207141,0,0,null,2238.5634546402912,12965.570824207141,13369.695129495176,null,889.84187592333421,397.8087126954228,0,0,2413.7357228319097,0,null,1287.6506171813849,2413.73583984375,null,-950.91283026656993,-12082.044505121459,-10551.834984363391,null,0.70193149641189245,9.9313068019905415E-2,0,0,0.575212919986411,9.6311142879643707E-2,0,0,0.18616502679058503,"FAIL",0,null,"RMFE503",null,-10551.834984363391,10551.834984363391,0.10067322171753727,"FAIL",0,1,null,null,47.831435475771229,1,868.15143640051667,"YES",1,null,13.941899999999999,11.722899999999999,12.695988728363995,0,0,0,null,-957.31905224259651,null,-98.677784753837102,null,1087.6537961987178,null,1087.6537961987178,null,868.15143640051667,null,868.15143640051667,0.93683047880145098,null,"RMFE503"]
[580,"RMFN503",5.3550000861287111E-2,159.27929520651011,0,404.12429809570313,0,0,1834.4391493522514,0,12965.570824207141,0,0,null,2238.5634546402912,12965.570824207141,13369.695129495176,null,889.84187592333421,397.8087126954228,0,0,2413.7357228319097,0,null,1287.6506171813849,2413.73583984375,null,-950.91283026656993,-12082.044505121459,-10551.834984363391,null,0.70193149641189245,9.9313068019905415E-2,0,0,0.575212919986411,9.6311142879643707E-2,0,0,0.18616502679058503,"FAIL",0,null,"RMFN503",null,-10551.834984363391,10551.834984363391,0.10067322171753727,"FAIL",0,1,null,null,47.831435475771229,1,868.15143640051667,"YES",1,null,13.941899999999999,11.722899999999999,12.695988728363995,0,0,0,null,-957.31905224259651,null,-98.677784753837102,null,1087.6537961987178,null,1087.6537961987178,null,868.15143640051667,null,868.15143640051667,0.93683047880145098,null,"RMFN503"]
[581,"RSFE503",0.13104999929782934,386.95683158589139,0,981.78900146484375,0,0,4456.6292188204743,0,12965.570824207141,0,0,null,5438.4182316801553,12965.570824207141,13947.359837066824,null,2166.5457299586392,973.53558694513333,0,0,5863.9858142374696,0,null,3140.0812573949588,5863.98583984375,null,-2298.3369628903592,-10807.278568277026,-7101.5849843633914,null,0.70458660642763471,0.24218611736957429,0,0,0.57738870572374246,0.22513804022000053,0,0,0.45227363448553287,"FAIL",0,null,"RSFE503",null,-7101.5849843633914,7101.5849843633914,0.25040513994692581,"FAIL",0,1,null,null,19.688390617437726,1,784.47504794733629,"YES",1,null,13.941899999999999,11.722899999999999,12.695988728363995,0,0,0,null,-2313.959257703269,null,-238.51648311594303,null,732.01162439678353,null,732.01162439678353,null,784.47504794733629,null,732.01162439678353,0.78992071177716761,null,"RSFE503"]
[582,"RSFN503",0.13104999929782934,386.95683158589139,0,981.78900146484375,0,0,4456.6292188204743,0,12965.570824207141,0,0,null,5438.4182316801553,12965.570824207141,13947.359837066824,null,2166.5457299586392,973.53558694513333,0,0,5863.9858142374696,0,null,3140.0812573949588,5863.98583984375,null,-2298.3369628903592,-10807.278568277026,-7101.5849843633914,null,0.70458660642763471,0.24218611736957429,0,0,0.57738870572374246,0.22513804022000053,0,0,0.45227363448553287,"FAIL",0,null,"RSFN503",null,-7101.5849843633914,7101.5849843633914,0.25040513994692581,"FAIL",0,1,null,null,19.688390617437726,1,784.47504794733629,"YES",1,null,13.941899999999999,11.722899999999999,12.695988728363995,0,0,0,null,-2313.959257703269,null,-238.51648311594303,null,732.01162439678353,null,732.01162439678353,null,784.47504794733629,null,732.01162439678353,0.78992071177716761,null,"RSFN503"]
[583,"RMOT504",5.9399999678134904E-2,206.97957707883162,0,124.91316986083984,0,0,2383.8091373866241,0,38519.7254714874,0,0,null,2508.7223110573304,38519.7254714874,38644.638645158098,null,1092.4213996914539,441.2667978713348,0,0,3136.5909702455592,0,null,1533.6882272835235,3136.591064453125,null,-975.03407996394048,-37110.950414064719,-35383.134407034275,null,0.64337710734883313,3.9815658302621376E-2,0,0,0.61134236453865054,3.9686959982141938E-2,0,0,8.142817805840423E-2,"FAIL",0,null,"RMOT504",null,-35383.134407034275,35383.134407034275,4.0475404487251329E-2,"FAIL",0,1,null,null,145.73358651669034,1,3592.9405559516545,"YES",1,null,13.941899999999999,11.722899999999999,12.695988728363995,0,0,0,null,-982.66436965191826,null,-129.01097602356919,null,4645.3426476036611,null,4645.3426476036611,null,3592.9405559516545,null,3592.9405559516545,0.97926703823419781,null,"RMOT504"]
[584,"RMON504",5.9399999678134904E-2,206.97957707883162,0,124.91316986083984,0,0,2383.8091373866241,0,38519.7254714874,0,0,null,2508.7223110573304,38519.7254714874,38644.638645158098,null,1092.4213996914539,441.2667978713348,0,0,3136.5909702455592,0,null,1533.6882272835235,3136.591064453125,null,-975.03407996394048,-37110.950414064719,-35383.134407034275,null,0.64337710734883313,3.9815658302621376E-2,0,0,0.61134236453865054,3.9686959982141938E-2,0,0,8.142817805840423E-2,"FAIL",0,null,"RMON504",null,-35383.134407034275,35383.134407034275,4.0475404487251329E-2,"FAIL",0,1,null,null,145.73358651669034,1,3592.9405559516545,"YES",1,null,13.941899999999999,11.722899999999999,12.695988728363995,0,0,0,null,-982.66436965191826,null,-129.01097602356919,null,4645.3426476036611,null,4645.3426476036611,null,3592.9405559516545,null,3592.9405559516545,0.97926703823419781,null,"RMON504"]
[585,"RMFT504",6.0100001376122238E-2,206.97957707883162,0,124.91316986083984,0,0,2383.8091373866241,0,38519.7254714874,0,0,null,2508.7223110573304,38519.7254714874,38644.638645158098,null,1098.2925160053278,446.4669242930367,0,0,3136.5909702455592,0,null,1544.759407994939,3136.591064453125,null,-963.96289925252495,-37099.879233353298,-35383.134407034275,null,0.64802143081323305,4.0103074180484019E-2,0,0,0.61575543994338222,3.997344683001143E-2,0,0,8.142817805840423E-2,"FAIL",0,null,"RMFT504",null,-35383.134407034275,35383.134407034275,4.076758285145491E-2,"FAIL",0,1,null,null,145.73358651669034,1,3592.9405559516545,"YES",1,null,13.941899999999999,11.722899999999999,12.695988728363995,0,0,0,null,-971.64826944155448,null,-127.56470618413672,null,4645.3426476036611,null,4645.3426476036611,null,3592.9405559516545,null,3592.9405559516545,0.97926703823419781,null,"RMFT504"]
[586,"RMFN504",6.0100001376122238E-2,206.97957707883162,0,124.91316986083984,0,0,2383.8091373866241,0,38519.7254714874,0,0,null,2508.7223110573304,38519.7254714874,38644.638645158098,null,1098.2925160053278,446.4669242930367,0,0,3136.5909702455592,0,null,1544.759407994939,3136.591064453125,null,-963.96289925252495,-37099.879233353298,-35383.134407034275,null,0.64802143081323305,4.0103074180484019E-2,0,0,0.61575543994338222,3.997344683001143E-2,0,0,8.142817805840423E-2,"FAIL",0,null,"RMFN504",null,-35383.134407034275,35383.134407034275,4.076758285145491E-2,"FAIL",0,1,null,null,145.73358651669034,1,3592.9405559516545,"YES",1,null,13.941899999999999,11.722899999999999,12.695988728363995,0,0,0,null,-971.64826944155448,null,-127.56470618413672,null,4645.3426476036611,null,4645.3426476036611,null,3592.9405559516545,null,3592.9405559516545,0.97926703823419781,null,"RMFN504"]
[587,"RSFT504",1.9449999462813138E-2,206.97957707883162,0,124.91316986083984,0,0,2383.8091373866241,0,38519.7254714874,0,0,null,2508.7223110573304,38519.7254714874,38644.638645158098,null,801.34789474109004,144.48887252627378,0,0,3136.5909702455592,0,null,945.83672994671201,3136.591064453125,null,-1562.8855773007519,-37698.801911401526,-35383.134407034275,null,0.39677536054066609,2.4554607240044525E-2,0,0,0.37701930070708833,2.4475238045949897E-2,0,0,8.142817805840423E-2,"FAIL",0,null,"RSFT504",null,-35383.134407034275,35383.134407034275,2.4961477530084153E-2,"FAIL",0,1,null,null,145.73358651669034,1,3592.9405559516545,"YES",1,null,13.941899999999999,11.722899999999999,12.695988728363995,0,0,0,null,-1567.5912326736213,null,-205.80422082959058,null,4645.3426476036611,null,4645.3426476036611,null,3592.9405559516545,null,3592.9405559516545,0.97926703823419781,null,"RSFT504"]
[588,"RSFN504",1.9449999462813138E-2,206.97957707883162,0,124.91316986083984,0,0,2383.8091373866241,0,38519.7254714874,0,0,null,2508.7223110573304,38519.7254714874,38644.638645158098,null,801.34789474109004,144.48887252627378,0,0,3136.5909702455592,0,null,945.83672994671201,3136.591064453125,null,-1562.8855773007519,-37698.801911401526,-35383.134407034275,null,0.39677536054066609,2.4554607240044525E-2,0,0,0.37701930070708833,2.4475238045949897E-2,0,0,8.142817805840423E-2,"FAIL",0,null,"RSFN504",null,-35383.134407034275,35383.134407034275,2.4961477530084153E-2,"FAIL",0,1,null,null,145.73358651669034,1,3592.9405559516545,"YES",1,null,13.941899999999999,11.722899999999999,12.695988728363995,0,0,0,null,-1567.5912326736213,null,-205.80422082959058,null,4645.3426476036611,null,4645.3426476036611,null,3592.9405559516545,null,3592.9405559516545,0.97926703823419781,null,"RSFN504"]
[589,"RMOT601",0.16074999943375584,1242.576738623997,0,749.901123046875,0,0,14310.908473389158,0,8892.3735251499056,0,0,null,15060.809574412388,8892.3735251499056,9642.2746261731245,null,5029.3908648965535,1194.1689880860879,0,0,18830.142728143637,0,null,6223.5598238166695,21595.080078125,null,-8837.2497726193633,-3418.7148243801112,12702.706552975094,null,0.43488223234669215,0.69987611363994673,0,0,0.41322876993872915,0.64544519326469807,0,0,2.4284944865449694,"PASS",1,null,"RMOT601",null,12702.706552975094,0,0.41322876993872915,"FAIL",0,1,null,null,5.6040038703383477,1,390.32631842544515,"YES",1,null,13.941899999999999,11.722899999999999,12.695988728363995,0,0,0,null,-8868.2127568174565,null,-1164.2803165306095,null,0,null,0,null,390.32631842544515,null,0,0,null,"RMOT601"]
[590,"RMON601",0.16074999943375584,1242.576738623997,0,749.901123046875,0,0,14310.908473389158,0,12703.390750214152,0,0,null,15060.809574412388,12703.390750214152,13453.291851237373,null,5029.3908648965535,1194.1689880860879,0,0,18830.142728143637,0,null,6223.5598238166695,18830.142578125,null,-8837.2497726193633,-7229.7320494443575,6126.7518279108481,null,0.43488223234669215,0.48991327954796271,0,0,0.41322876993872915,0.46260498043503029,0,0,1.4822926373265786,"PASS",1,null,"RMON601",null,6126.7518279108481,0,0.41322876993872915,"FAIL",0,1,null,null,8.0057198147690674,1,753.32631842544515,"YES",1,null,13.941899999999999,11.722899999999999,12.695988728363995,0,0,0,null,-8868.2127568174565,null,-1164.2803165306095,null,0,null,0,null,753.32631842544515,null,0,0,null,"RMON601"]
[591,"RMFT601",0.13409999907016754,1035.4719301787152,0,624.912353515625,0,0,11925.657031018418,0,8892.3735251499056,0,0,null,12550.569355403217,8892.3735251499056,9517.2858495346991,null,4191.8335463931526,996.19322398790564,0,0,15691.65398818213,0,null,5188.0269890413629,18456.58984375,null,-7362.54239549268,-4329.2588896241678,9564.2163186000944,null,0.43503070527245574,0.58342432134326072,0,0,0.4133698504096972,0.54511622905760648,0,0,2.0755526959759445,"PASS",1,null,"RMFT601",null,9564.2163186000944,0,0.4133698504096972,"FAIL",0,1,null,null,6.724861133533282,1,466.44179542026512,"YES",1,null,13.941899999999999,11.722899999999999,12.695988728363995,0,0,0,null,-7388.3534750401495,null,-969.99415310000097,null,0,null,0,null,466.44179542026512,null,0,0,null,"RMFT601"]
[592,"RMFN601",0.13409999907016754,1035.4719301787152,0,624.912353515625,0,0,11925.657031018418,0,12703.390750214152,0,0,null,12550.569355403217,12703.390750214152,13328.303074598945,null,4191.8335463931526,996.19322398790564,0,0,15691.65398818213,0,null,5188.0269890413629,15691.654296875,null,-7362.54239549268,-8140.2761146884141,2988.2635466608481,null,0.43503070527245574,0.40839702494028246,0,0,0.4133698504096972,0.38924887501917266,0,0,1.2352335376765824,"PASS",1,null,"RMFN601",null,2988.2635466608481,0,0.4133698504096972,"FAIL",0,1,null,null,9.6069444764761176,1,829.44179542026507,"YES",1,null,13.941899999999999,11.722899999999999,12.695988728363995,0,0,0,null,-7388.3534750401495,null,-969.99415310000097,null,0,null,0,null,829.44179542026507,null,0,0,null,"RMFN601"]
[593,"RSFT601",0.17399999648332595,1346.118790514425,0,812.38922119140625,0,0,15503.414965496622,0,8892.3735251499056,0,0,null,16315.804187131771,8892.3735251499056,9704.7627467850434,null,5447.761522802648,1292.5996918158833,0,0,20399.230217758693,0,null,6740.3612068935163,23164.166015625,null,-9575.4429797945122,-2964.4015394477956,14271.792490475094,null,0.43476622549898969,0.75799348597200189,0,0,0.41311854014483324,0.69454157541714534,0,0,2.6049474811320978,"PASS",1,null,"RSFT601",null,14271.792490475094,0,0.41311854014483324,"FAIL",0,1,null,null,5.1729500473157417,1,352.27241600690809,"YES",1,null,13.941899999999999,11.722899999999999,12.695988728363995,0,0,0,null,-9608.9771151521909,null,-1261.5329857263887,null,0,null,0,null,352.27241600690809,null,0,0,null,"RSFT601"]
[594,"RSFN601",0.17399999648332595,1346.118790514425,0,812.38922119140625,0,0,15503.414965496622,0,12703.390750214152,0,0,null,16315.804187131771,12703.390750214152,13515.779971849293,null,5447.761522802648,1292.5996918158833,0,0,20399.230217758693,0,null,6740.3612068935163,20399.23046875,null,-9575.4429797945122,-6775.4187645120419,7695.8397185358481,null,0.43476622549898969,0.53059544018040128,0,0,0.41311854014483324,0.49870308788347051,0,0,1.6058098872858897,"PASS",1,null,"RSFN601",null,7695.8397185358481,0,0.41311854014483324,"FAIL",0,1,null,null,7.3899286390224876,1,715.27241600690797,"YES",1,null,13.941899999999999,11.722899999999999,12.695988728363995,0,0,0,null,-9608.9771151521909,null,-1261.5329857263887,null,0,null,0,null,715.27241600690797,null,0,0,null,"RSFN601"]
[595,"RMOE602",1.469999998807907E-2,115.55576619391718,0,92.93841552734375,0,0,1330.8699110243986,0,43.233025745833899,0,0,null,1423.8083276486732,43.233025745833899,136.17144237010919,null,466.47894836793978,109.20238987536611,0,0,1751.1446197689449,0,null,575.68134851881086,1751.1446533203125,null,-848.12697803293145,439.5099072456332,1707.9116275744786,null,0.43256019521524597,13.315777431430085,0,1,0.40432503292983807,4.2276217622160512,0,1,40.504790564862546,"PASS",1,null,"RMOE602",null,1707.9116275744786,0,0.40432503292983807,"FAIL",0,1,null,null,0.2198391825398523,0,-39.379229201171768,"NO",0,null,13.941899999999999,11.722899999999999,12.695988728363995,0,0,0,null,-850.99106434397027,null,-87.717791553461112,null,0,null,0,null,-39.379229201171768,null,-39.379229201171768,-12.744087120120314,null,"RMOE602"]
[596,"RMON602",1.469999998807907E-2,115.55576619391718,0,92.93841552734375,0,0,1330.8699110243986,0,43.233025745833899,0,0,null,1423.8083276486732,43.233025745833899,136.17144237010919,null,466.47894836793978,109.20238987536611,0,0,1751.1446197689449,0,null,575.68134851881086,1751.1446533203125,null,-848.12697803293145,439.5099072456332,1707.9116275744786,null,0.43256019521524597,13.315777431430085,0,1,0.40432503292983807,4.2276217622160512,0,1,40.504790564862546,"PASS",1,null,"RMON602",null,1707.9116275744786,0,0.40432503292983807,"FAIL",0,1,null,null,0.2198391825398523,0,-39.379229201171768,"NO",0,null,13.941899999999999,11.722899999999999,12.695988728363995,0,0,0,null,-850.99106434397027,null,-87.717791553461112,null,0,null,0,null,-39.379229201171768,null,-39.379229201171768,-12.744087120120314,null,"RMON602"]
[597,"RMFE602",1.2249999865889549E-2,96.298214470853537,0,77.450080871582031,0,0,1109.0783294151158,0,43.233025745833899,0,0,null,1186.5284109624899,43.233025745833899,120.68310729320865,null,388.73838936787899,91.001990640332096,0,0,1459.3135913356782,0,null,479.74039091249057,1459.3135986328125,null,-706.78801937420735,359.05728429507462,1416.0805728869786,null,0.43255771769112711,11.096618444724985,0,1,0.40432271722560115,3.9752075030131735,0,1,33.754602493290392,"PASS",1,null,"RMFE602",null,1416.0805728869786,0,0.40432271722560115,"FAIL",0,1,null,null,0.26380225340328467,0,-32.301663680788621,"NO",0,null,13.941899999999999,11.722899999999999,12.695988728363995,0,0,0,null,-709.17478748819974,null,-73.099764251714689,null,0,null,0,null,-32.301663680788621,null,-32.301663680788621,-10.453612841679165,null,"RMFE602"]
[598,"RMFN602",1.2249999865889549E-2,96.298214470853537,0,77.450080871582031,0,0,1109.0783294151158,0,43.233025745833899,0,0,null,1186.5284109624899,43.233025745833899,120.68310729320865,null,388.73838936787899,91.001990640332096,0,0,1459.3135913356782,0,null,479.74039091249057,1459.3135986328125,null,-706.78801937420735,359.05728429507462,1416.0805728869786,null,0.43255771769112711,11.096618444724985,0,1,0.40432271722560115,3.9752075030131735,0,1,33.754602493290392,"PASS",1,null,"RMFN602",null,1416.0805728869786,0,0.40432271722560115,"FAIL",0,1,null,null,0.26380225340328467,0,-32.301663680788621,"NO",0,null,13.941899999999999,11.722899999999999,12.695988728363995,0,0,0,null,-709.17478748819974,null,-73.099764251714689,null,0,null,0,null,-32.301663680788621,null,-32.301663680788621,-10.453612841679165,null,"RMFN602"]
[599,"RSFE602",1.5850000455975531E-2,125.18976600155044,0,100.68678283691406,0,0,1441.8258666560512,0,43.233025745833899,0,0,null,1542.5126505644344,43.233025745833899,143.91980965421652,null,504.99427520432971,117.74543746406846,0,0,1897.1392982316468,0,null,622.73971613046194,1897.1392822265625,null,-919.7729333625033,478.81990754771397,1853.9062564807286,null,0.43191048970063806,14.404259368556261,0,1,0.40371773698916563,4.326990997715316,0,1,43.881714256591863,"PASS",1,null,"RSFE602",null,1853.9062564807286,0,0.40371773698916563,"FAIL",0,1,null,null,0.20292142653816111,0,-42.919930000799766,"NO",0,null,13.941899999999999,11.722899999999999,12.695988728363995,0,0,0,null,-922.87114090544083,null,-95.12698988332437,null,0,null,0,null,-42.919930000799766,null,-42.919930000799766,-13.889944984077594,null,"RSFE602"]
[600,"RSFN602",1.5850000455975531E-2,125.18976600155044,0,100.68678283691406,0,0,1441.8258666560512,0,43.233025745833899,0,0,null,1542.5126505644344,43.233025745833899,143.91980965421652,null,504.99427520432971,117.74543746406846,0,0,1897.1392982316468,0,null,622.73971613046194,1897.1392822265625,null,-919.7729333625033,478.81990754771397,1853.9062564807286,null,0.43191048970063806,14.404259368556261,0,1,0.40371773698916563,4.326990997715316,0,1,43.881714256591863,"PASS",1,null,"RSFN602",null,1853.9062564807286,0,0.40371773698916563,"FAIL",0,1,null,null,0.20292142653816111,0,-42.919930000799766,"NO",0,null,13.941899999999999,11.722899999999999,12.695988728363995,0,0,0,null,-922.87114090544083,null,-95.12698988332437,null,0,null,0,null,-42.919930000799766,null,-42.919930000799766,-13.889944984077594,null,"RSFN602"]
[601,"RMOE603",7.3599999956786621E-2,568.4057895670511,0,236.48782348632813,0,0,6546.3990894006538,0,5525.3740632905929,0,0,null,6782.886918157581,5525.3740632905929,5761.8618920475201,null,2300.9802140864426,546.75482289971217,0,0,8613.6830123692798,0,null,2847.7350588421332,8613.6826171875,null,-3935.1518540448487,-2914.1268279347878,3088.3085538969071,null,0.43500786003910641,0.51539226597559751,0,0,0.41984115250862397,0.49423868791049824,0,0,1.5589320322066464,"PASS",1,null,"RMOE603",null,3088.3085538969071,0,0.41984115250862397,"FAIL",0,1,null,null,11.041742214379587,1,554.50865282194809,"YES",1,null,13.941899999999999,11.722899999999999,12.695988728363995,0,0,0,null,-3949.3196901584911,null,-679.78920699609682,null,0,null,0,null,554.50865282194809,null,0,0,null,"RMOE603"]
[602,"RMON603",7.3599999956786621E-2,568.4057895670511,0,236.48782348632813,0,0,6546.3990894006538,0,5525.3740632905929,0,0,null,6782.886918157581,5525.3740632905929,5761.8618920475201,null,2300.9802140864426,546.75482289971217,0,0,8613.6830123692798,0,null,2847.7350588421332,8613.6826171875,null,-3935.1518540448487,-2914.1268279347878,3088.3085538969071,null,0.43500786003910641,0.51539226597559751,0,0,0.41984115250862397,0.49423868791049824,0,0,1.5589320322066464,"PASS",1,null,"RMON603",null,3088.3085538969071,0,0.41984115250862397,"FAIL",0,1,null,null,11.041742214379587,1,554.50865282194809,"YES",1,null,13.941899999999999,11.722899999999999,12.695988728363995,0,0,0,null,-3949.3196901584911,null,-679.78920699609682,null,0,null,0,null,554.50865282194809,null,0,0,null,"RMON603"]
[603,"RMFE603",3.4999999031424527E-2,271.10878720026443,0,112.79606628417969,0,0,3122.393104067718,0,5525.3740632905929,0,0,null,3235.1891685142664,5525.3740632905929,5638.1701277371376,null,1096.964058736301,260.00568319500462,0,0,4108.4119790364712,0,null,1356.969710678912,4108.412109375,null,-1878.2194596729857,-4281.2004188958608,-1416.9619539155929,null,0.43459284768183443,0.24558875021590473,0,0,0.41944060740389771,0.24067555243872249,0,0,0.74355366031603431,"FAIL",0,null,"RMFE603",null,-1416.9619539155929,1416.9619539155929,0.29168650682915531,"FAIL",0,1,null,null,23.150079147165211,1,663.77168735694738,"YES",1,null,13.941899999999999,11.722899999999999,12.695988728363995,0,0,0,null,-1884.9705527609403,null,-324.45654892550124,null,243.89908099773632,null,243.89908099773632,null,663.77168735694738,null,243.89908099773632,0.3194863585723744,null,"RMFE603"]
[604,"RMFN603",3.4999999031424527E-2,271.10878720026443,0,112.79606628417969,0,0,3122.393104067718,0,5525.3740632905929,0,0,null,3235.1891685142664,5525.3740632905929,5638.1701277371376,null,1096.964058736301,260.00568319500462,0,0,4108.4119790364712,0,null,1356.969710678912,4108.412109375,null,-1878.2194596729857,-4281.2004188958608,-1416.9619539155929,null,0.43459284768183443,0.24558875021590473,0,0,0.41944060740389771,0.24067555243872249,0,0,0.74355366031603431,"FAIL",0,null,"RMFN603",null,-1416.9619539155929,1416.9619539155929,0.29168650682915531,"FAIL",0,1,null,null,23.150079147165211,1,663.77168735694738,"YES",1,null,13.941899999999999,11.722899999999999,12.695988728363995,0,0,0,null,-1884.9705527609403,null,-324.45654892550124,null,243.89908099773632,null,243.89908099773632,null,663.77168735694738,null,243.89908099773632,0.3194863585723744,null,"RMFN603"]
[605,"RSFE603",6.2950000911951062E-2,488.63046270514275,0,203.29695129394531,0,0,5627.6168800863843,0,5525.3740632905929,0,0,null,5830.913826255638,5525.3740632905929,5728.6710094598429,null,1976.4475443060692,467.63881277661386,0,0,7404.7590527452458,0,null,2444.0864264817269,7404.75927734375,null,-3386.8274048986027,-3284.5845881028113,1879.3852140531571,null,0.43430220616656656,0.442338635988415,0,0,0.41916010031366691,0.42664108660793465,0,0,1.3401371911703484,"PASS",1,null,"RSFE603",null,1879.3852140531571,0,0.41916010031366691,"FAIL",0,1,null,null,12.844451569369618,1,583.82780364703683,"YES",1,null,13.941899999999999,11.722899999999999,12.695988728363995,0,0,0,null,-3398.987038861198,null,-585.06144982270052,null,0,null,0,null,583.82780364703683,null,0,0,null,"RSFE603"]
[606,"RSFN603",6.2950000911951062E-2,488.63046270514275,0,203.29695129394531,0,0,5627.6168800863843,0,5525.3740632905929,0,0,null,5830.913826255638,5525.3740632905929,5728.6710094598429,null,1976.4475443060692,467.63881277661386,0,0,7404.7590527452458,0,null,2444.0864264817269,7404.75927734375,null,-3386.8274048986027,-3284.5845881028113,1879.3852140531571,null,0.43430220616656656,0.442338635988415,0,0,0.41916010031366691,0.42664108660793465,0,0,1.3401371911703484,"PASS",1,null,"RSFN603",null,1879.3852140531571,0,0.41916010031366691,"FAIL",0,1,null,null,12.844451569369618,1,583.82780364703683,"YES",1,null,13.941899999999999,11.722899999999999,12.695988728363995,0,0,0,null,-3398.987038861198,null,-585.06144982270052,null,0,null,0,null,583.82780364703683,null,0,0,null,"RSFN603"]
[607,"RMOT604",0.84519999772310261,2947.1156951052189,0,1778.5986328125,0,0,33942.292384971064,0,33111.649329397391,0,0,null,35720.891018393748,33111.649329397391,34890.247962820082,null,15551.767152477649,6278.7659693105807,0,0,44660.911032856668,0,null,21830.532654850816,44660.91015625,null,-13890.358362932748,-13059.715307359074,11549.260826852609,null,0.64316612464622214,0.65930067202871401,0,0,0.61114188456224494,0.6256915307250257,0,0,1.3487975096607125,"PASS",1,null,"RMOT604",null,11549.260826852609,0,0.61114188456224494,"FAIL",0,1,null,null,8.7980739391253469,1,2070.7616220180239,"YES",1,null,13.941899999999999,11.722899999999999,12.695988728363995,0,0,0,null,-13998.967978131008,null,-1837.8813539572063,null,0,null,0,null,2070.7616220180239,null,0,0,null,"RMOT604"]
[608,"RMON604",0.84519999772310261,2947.1156951052189,0,1778.5986328125,0,0,33942.292384971064,0,33111.649329397391,0,0,null,35720.891018393748,33111.649329397391,34890.247962820082,null,15551.767152477649,6278.7659693105807,0,0,44660.911032856668,0,null,21830.532654850816,44660.91015625,null,-13890.358362932748,-13059.715307359074,11549.260826852609,null,0.64316612464622214,0.65930067202871401,0,0,0.61114188456224494,0.6256915307250257,0,0,1.3487975096607125,"PASS",1,null,"RMON604",null,11549.260826852609,0,0.61114188456224494,"FAIL",0,1,null,null,8.7980739391253469,1,2070.7616220180239,"YES",1,null,13.941899999999999,11.722899999999999,12.695988728363995,0,0,0,null,-13998.967978131008,null,-1837.8813539572063,null,0,null,0,null,2070.7616220180239,null,0,0,null,"RMON604"]
[609,"RMFT604",0.85574999600648893,2947.1156951052189,0,1778.5986328125,0,0,33942.292384971064,0,33111.649329397391,0,0,null,35720.891018393748,33111.649329397391,34890.247962820082,null,15638.261022947127,6357.1391003759609,0,0,44660.911032856668,0,null,21995.399612686459,44660.91015625,null,-13725.491405097106,-12894.848349523432,11549.260826852609,null,0.64802339698262579,0.66427979451806907,0,0,0.61575730576642385,0.63041683270666293,0,0,1.3487975096607125,"PASS",1,null,"RMFT604",null,11549.260826852609,0,0.61575730576642385,"FAIL",0,1,null,null,8.7980739391253469,1,2070.7616220180239,"YES",1,null,13.941899999999999,11.722899999999999,12.695988728363995,0,0,0,null,-13834.921253916438,null,-1816.3441652099561,null,0,null,0,null,2070.7616220180239,null,0,0,null,"RMFT604"]
[610,"RMFN604",0.85574999600648893,2947.1156951052189,0,1778.5986328125,0,0,33942.292384971064,0,33111.649329397391,0,0,null,35720.891018393748,33111.649329397391,34890.247962820082,null,15638.261022947127,6357.1391003759609,0,0,44660.911032856668,0,null,21995.399612686459,44660.91015625,null,-13725.491405097106,-12894.848349523432,11549.260826852609,null,0.64802339698262579,0.66427979451806907,0,0,0.61575730576642385,0.63041683270666293,0,0,1.3487975096607125,"PASS",1,null,"RMFN604",null,11549.260826852609,0,0.61575730576642385,"FAIL",0,1,null,null,8.7980739391253469,1,2070.7616220180239,"YES",1,null,13.941899999999999,11.722899999999999,12.695988728363995,0,0,0,null,-13834.921253916438,null,-1816.3441652099561,null,0,null,0,null,2070.7616220180239,null,0,0,null,"RMFN604"]
[611,"RSFT604",0.28165000826120373,2947.1156951052189,0,1778.5986328125,0,0,33942.292384971064,0,33111.649329397391,0,0,null,35720.891018393748,33111.649329397391,34890.247962820082,null,11433.53192599413,2092.302995611039,0,0,44660.911032856668,0,null,13525.834455122731,44660.91015625,null,-22195.056562660833,-21364.41350708716,11549.260826852609,null,0.39849501918472918,0.40849171602920248,0,0,0.37865333337818829,0.38766805182275427,0,0,1.3487975096607125,"PASS",1,null,"RSFT604",null,11549.260826852609,0,0.37865333337818829,"FAIL",0,1,null,null,8.7980739391253469,1,2070.7616220180239,"YES",1,null,13.941899999999999,11.722899999999999,12.695988728363995,0,0,0,null,-22262.349271392784,null,-2922.7552120337232,null,0,null,0,null,2070.7616220180239,null,0,0,null,"RSFT604"]
[612,"RSFN604",0.28165000826120373,2947.1156951052189,0,1778.5986328125,0,0,33942.292384971064,0,33111.649329397391,0,0,null,35720.891018393748,33111.649329397391,34890.247962820082,null,11433.53192599413,2092.302995611039,0,0,44660.911032856668,0,null,13525.834455122731,44660.91015625,null,-22195.056562660833,-21364.41350708716,11549.260826852609,null,0.39849501918472918,0.40849171602920248,0,0,0.37865333337818829,0.38766805182275427,0,0,1.3487975096607125,"PASS",1,null,"RSFN604",null,11549.260826852609,0,0.37865333337818829,"FAIL",0,1,null,null,8.7980739391253469,1,2070.7616220180239,"YES",1,null,13.941899999999999,11.722899999999999,12.695988728363995,0,0,0,null,-22262.349271392784,null,-2922.7552120337232,null,0,null,0,null,2070.7616220180239,null,0,0,null,"RSFN604"]
[613,"RMOT605",0.20785000696778297,1607.009029486969,0,969.83770751953125,0,0,18508.119798190652,0,10211.531672179475,0,0,null,19477.957511640932,10211.531672179475,11181.369385629765,null,6504.2201567822049,1544.0624159795955,0,0,24352.789208145579,0,null,8048.2829980887955,27527.896484375,null,-11429.674507621388,-3133.086381610211,17316.364812195527,null,0.43485146442998457,0.78815629784665087,0,0,0.41319953571771323,0.71979403638174488,0,0,2.6957656665133416,"PASS",1,null,"RMOT605",null,17316.364812195527,0,0.41319953571771323,"FAIL",0,1,null,null,4.9759558564528223,1,382.03962458036233,"YES",1,null,13.941899999999999,11.722899999999999,12.695988728363995,0,0,0,null,-11469.715716567101,null,-1505.8236209697341,null,0,null,0,null,382.03962458036233,null,0,0,null,"RMOT605"]
[614,"RMON605",0.20785000696778297,1607.009029486969,0,969.83770751953125,0,0,18508.119798190652,0,14587.902022663269,0,0,null,19477.957511640932,14587.902022663269,15557.739736113561,null,6504.2201567822049,1544.0624159795955,0,0,24352.789208145579,0,null,8048.2829980887955,24352.7890625,null,-11429.674507621388,-7509.456732094005,9764.8870398367308,null,0.43485146442998457,0.55170942234087239,0,0,0.41319953571771323,0.51731698419370775,0,0,1.6693825489550405,"PASS",1,null,"RMON605",null,9764.8870398367308,0,0.41319953571771323,"FAIL",0,1,null,null,7.1085083663611748,1,798.88962458036235,"YES",1,null,13.941899999999999,11.722899999999999,12.695988728363995,0,0,0,null,-11469.715716567101,null,-1505.8236209697341,null,0,null,0,null,798.88962458036235,null,0,0,null,"RMON605"]
[615,"RMFT605",0.17384999394416809,1339.1672472132254,0,808.19390869140625,0,0,15423.353189961979,0,10211.531672179475,0,0,null,16231.547092682598,10211.531672179475,11019.725574900098,null,5423.3487625433963,1291.4853628514825,0,0,20293.885776265761,0,null,6714.834113496112,23468.9921875,null,-9516.7129851572736,-4304.8914673747695,13257.460515320525,null,0.43536797937470206,0.6575736460564634,0,0,0.41369033233148755,0.60934676314920022,0,0,2.2982832488723943,"PASS",1,null,"RMFT605",null,13257.460515320525,0,0.41369033233148755,"FAIL",0,1,null,null,5.971178054506117,1,480.47724453621709,"YES",1,null,13.941899999999999,11.722899999999999,12.695988728363995,0,0,0,null,-9550.1201200502892,null,-1253.8058322664538,null,0,null,0,null,480.47724453621709,null,0,0,null,"RMFT605"]
[616,"RMFN605",0.17384999394416809,1339.1672472132254,0,808.19390869140625,0,0,15423.353189961979,0,14587.902022663269,0,0,null,16231.547092682598,14587.902022663269,15396.095925383894,null,5423.3487625433963,1291.4853628514825,0,0,20293.885776265761,0,null,6714.834113496112,20293.88671875,null,-9516.7129851572736,-8681.2618178585635,5705.9846960867308,null,0.43536797937470206,0.46030156379335246,0,0,0.41369033233148755,0.43613875513864026,0,0,1.3911449835090821,"PASS",1,null,"RMFN605",null,5705.9846960867308,0,0.41369033233148755,"FAIL",0,1,null,null,8.530254363580168,1,897.32724453621711,"YES",1,null,13.941899999999999,11.722899999999999,12.695988728363995,0,0,0,null,-9550.1201200502892,null,-1253.8058322664538,null,0,null,0,null,897.32724453621711,null,0,0,null,"RMFN605"]
[617,"RSFT605",0.22570000439882279,1740.9143124921961,0,1050.650146484375,0,0,20050.323341541338,0,10211.531672179475,0,0,null,21100.973548783204,10211.531672179475,11262.181879421332,null,7048.8270577619223,1676.6652989945239,0,0,26382.004396764925,0,null,8725.4922025482374,29557.111328125,null,-12375.481285477475,-2536.6896161156128,19345.579655945527,null,0.43517962548116584,0.85447438079442706,0,0,0.41351135801861183,0.77476037441415002,0,0,2.8944836364412456,"PASS",1,null,"RSFT605",null,19345.579655945527,0,0.41351135801861183,"FAIL",0,1,null,null,4.5932221497034575,1,332.82656872074404,"YES",1,null,13.941899999999999,11.722899999999999,12.695988728363995,0,0,0,null,-12418.891694445376,null,-1630.4380092654835,null,0,null,0,null,332.82656872074404,null,0,0,null,"RSFT605"]
[618,"RSFN605",0.22570000439882279,1740.9143124921961,0,1050.650146484375,0,0,20050.323341541338,0,14587.902022663269,0,0,null,21100.973548783204,14587.902022663269,15638.552229905128,null,7048.8270577619223,1676.6652989945239,0,0,26382.004396764925,0,null,8725.4922025482374,26382.00390625,null,-12375.481285477475,-6913.0599665994068,11794.101883586731,null,0.43517962548116584,0.59813208156955056,0,0,0.41351135801861183,0.55794757137187123,0,0,1.8084851313961263,"PASS",1,null,"RSFN605",null,11794.101883586731,0,0.41351135801861183,"FAIL",0,1,null,null,6.5617459281477961,1,749.67656872074417,"YES",1,null,13.941899999999999,11.722899999999999,12.695988728363995,0,0,0,null,-12418.891694445376,null,-1630.4380092654835,null,0,null,0,null,749.67656872074417,null,0,0,null,"RSFN605"]
[619,"RMOT606",0.1992000065743923,1536.4711045856045,0,927.26776123046875,0,0,17695.72587853295,0,10211.531672179475,0,0,null,18622.993644420403,10211.531672179475,11138.799438066932,null,6221.0769338600348,1479.8038638607429,0,0,23283.849840174924,0,null,7700.8810329929474,26458.95703125,null,-10922.112606770472,-3437.9184004169965,16247.425359070525,null,0.43518311064792459,0.75413574380554482,0,0,0.41351466804725695,0.69135646790575711,0,0,2.5910860271173006,"PASS",1,null,"RMOT606",null,16247.425359070525,0,0.41351466804725695,"FAIL",0,1,null,null,5.2043974047661026,1,407.96384560299066,"YES",1,null,13.941899999999999,11.722899999999999,12.695988728363995,0,0,0,null,-10960.425447730633,null,-1438.9604714640973,null,0,null,0,null,407.96384560299066,null,0,0,null,"RMOT606"]
[620,"RMON606",0.1992000065743923,1536.4711045856045,0,927.26776123046875,0,0,17695.72587853295,0,14587.902022663269,0,0,null,18622.993644420403,14587.902022663269,15515.169788550727,null,6221.0769338600348,1479.8038638607429,0,0,23283.849840174924,0,null,7700.8810329929474,23283.849609375,null,-10922.112606770472,-7814.2887509007905,8695.9475867117308,null,0.43518311064792459,0.52789503391434356,0,0,0.41351466804725695,0.49634526339423074,0,0,1.5961067995385492,"PASS",1,null,"RMON606",null,8695.9475867117308,0,0.41351466804725695,"FAIL",0,1,null,null,7.4348534353801465,1,824.8138456029908,"YES",1,null,13.941899999999999,11.722899999999999,12.695988728363995,0,0,0,null,-10960.425447730633,null,-1438.9604714640973,null,0,null,0,null,824.8138456029908,null,0,0,null,"RMON606"]
[621,"RMFT606",0.16564999669790267,1280.3925022124572,0,772.72308349609375,0,0,14746.437253820917,0,10211.531672179475,0,0,null,15519.16033866147,10211.531672179475,10984.254757020028,null,5182.4909912812636,1230.5697644168038,0,0,19403.206912922255,0,null,6413.0608936626959,22578.314453125,null,-9106.0994436543151,-4571.1938620128731,12366.782780945525,null,0.4348888333689564,0.62802144668802062,0,0,0.41323504328014443,0.58384123787269815,0,0,2.2110605125612901,"PASS",1,null,"RMFT606",null,12366.782780945525,0,0.41323504328014443,"FAIL",0,1,null,null,6.2452768857193224,1,502.07820466915882,"YES",1,null,13.941899999999999,11.722899999999999,12.695988728363995,0,0,0,null,-9138.0052192446765,null,-1199.7005372860103,null,0,null,0,null,502.07820466915882,null,0,0,null,"RMFT606"]
[622,"RMFN606",0.16564999669790267,1280.3925022124572,0,772.72308349609375,0,0,14746.437253820917,0,14587.902022663269,0,0,null,15519.16033866147,14587.902022663269,15360.625107503816,null,5182.4909912812636,1230.5697644168038,0,0,19403.206912922255,0,null,6413.0608936626959,19403.20703125,null,-9106.0994436543151,-8947.5642124966671,4815.3050085867308,null,0.4348888333689564,0.43961502371619871,0,0,0.41323504328014443,0.41749999426072587,0,0,1.3300889326721441,"PASS",1,null,"RMFN606",null,4815.3050085867308,0,0.41323504328014443,"FAIL",0,1,null,null,8.9218241224561758,1,918.92820466915884,"YES",1,null,13.941899999999999,11.722899999999999,12.695988728363995,0,0,0,null,-9138.0052192446765,null,-1199.7005372860103,null,0,null,0,null,918.92820466915884,null,0,0,null,"RMFN606"]
[623,"RSFT606",0.21605000421404838,1664.4998304666556,0,1004.5337524414063,0,0,19170.248393800131,0,10211.531672179475,0,0,null,20174.782132380617,10211.531672179475,11216.065410759966,null,6740.7066042904071,1604.9780144142744,0,0,25224.011044473846,0,null,8345.6843226775291,28399.1171875,null,-11829.097823564009,-2870.3811019433524,18187.585515320527,null,0.43534565391320723,0.8172803640627877,0,0,0.41366911732587353,0.74408306359889342,0,0,2.781083004900351,"PASS",1,null,"RSFT606",null,18187.585515320527,0,0.41366911732587353,"FAIL",0,1,null,null,4.8040892680202498,1,360.91050214877941,"YES",1,null,13.941899999999999,11.722899999999999,12.695988728363995,0,0,0,null,-11870.618641089768,null,-1558.4569301449649,null,0,null,0,null,360.91050214877941,null,0,0,null,"RSFT606"]
[624,"RSFN606",0.21605000421404838,1664.4998304666556,0,1004.5337524414063,0,0,19170.248393800131,0,14587.902022663269,0,0,null,20174.782132380617,14587.902022663269,15592.435761243758,null,6740.7066042904071,1604.9780144142744,0,0,25224.011044473846,0,null,8345.6843226775291,25224.01171875,null,-11829.097823564009,-7246.7514524271464,10636.109696086731,null,0.43534565391320723,0.57209626920388945,0,0,0.41366911732587353,0.53523929442778173,0,0,1.7291048212116336,"PASS",1,null,"RSFN606",null,10636.109696086731,0,0.41366911732587353,"FAIL",0,1,null,null,6.8629846686003573,1,777.76050214877944,"YES",1,null,13.941899999999999,11.722899999999999,12.695988728363995,0,0,0,null,-11870.618641089768,null,-1558.4569301449649,null,0,null,0,null,777.76050214877944,null,0,0,null,"RSFN606"]
[625,"RMOT607",6.5400000475347039E-2,507.17824260500134,0,306.08453369140625,0,0,5841.2339326841848,0,12710.215142056306,0,0,null,6147.31845978193,12710.215142056306,13016.299669154054,null,2051.7716069905723,485.83920786051931,0,0,7685.834121952872,0,null,2537.6108004114549,11637.865234375,null,-3609.7076659641361,-10478.688875336258,-1072.3499076813059,null,0.43443060655599575,0.19965128615446165,0,0,0.41279963195198011,0.19495639034337794,0,0,0.91563086102822511,"FAIL",0,null,"RMOT607",null,-1072.3499076813059,1072.3499076813059,0.35148578424046273,"FAIL",0,1,null,null,19.624393396268442,1,1024.2510914900065,"YES",1,null,13.941899999999999,11.722899999999999,12.695988728363995,0,0,0,null,-3622.3325953194171,null,-475.56488058041822,null,140.78551385530997,null,140.78551385530997,null,1024.2510914900065,null,140.78551385530997,0.11628919494099034,null,"RMOT607"]
[626,"RMON607",6.5400000475347039E-2,507.17824260500134,0,306.08453369140625,0,0,5841.2339326841848,0,18157.449836773023,0,0,null,6147.31845978193,18157.449836773023,18463.534363870775,null,2051.7716069905723,485.83920786051931,0,0,7685.834121952872,0,null,2537.6108004114549,7685.833984375,null,-3609.7076659641361,-15925.923570052975,-10471.615852398023,null,0.43443060655599575,0.13975590312645159,0,0,0.41279963195198011,0.13743905958063998,0,0,0.42328818493054093,"FAIL",0,null,"RMON607",null,-10471.615852398023,10471.615852398023,0.15269395448207754,"FAIL",0,1,null,null,28.034847708954917,1,1543.1010914900064,"YES",1,null,13.941899999999999,11.722899999999999,12.695988728363995,0,0,0,null,-3622.3325953194171,null,-475.56488058041822,null,1374.7861664509992,null,1374.7861664509992,null,1543.1010914900064,null,1374.7861664509992,0.79490382564382722,null,"RMON607"]
[627,"RMFT607",5.4450001940131186E-2,422.65374352360431,0,255.07357788085938,0,0,4867.7549253011493,0,12710.215142056306,0,0,null,5122.828505077794,12710.215142056306,12965.288721832952,null,1709.5789179777814,404.49458131990468,0,0,6404.9406911857213,0,null,2114.0734465005226,10356.9716796875,null,-3008.7550566814862,-10851.215273436643,-2353.2434623688059,null,0.43430153714440195,0.16632869096805075,0,0,0.41267698990652935,0.1630564110191885,0,0,0.81485415973941655,"FAIL",0,null,"RMFT607",null,-2353.2434623688059,2353.2434623688059,0.28277863779830054,"FAIL",0,1,null,null,23.548981293509492,1,1055.3156582022357,"YES",1,null,13.941899999999999,11.722899999999999,12.695988728363995,0,0,0,null,-3019.2728350222847,null,-396.39102358585586,null,308.95008028918647,null,308.95008028918647,null,1055.3156582022357,null,308.95008028918647,0.25519355741889599,null,"RMFT607"]
[628,"RMFN607",5.4450001940131186E-2,422.65374352360431,0,255.07357788085938,0,0,4867.7549253011493,0,18157.449836773023,0,0,null,5122.828505077794,18157.449836773023,18412.523416549673,null,1709.5789179777814,404.49458131990468,0,0,6404.9406911857213,0,null,2114.0734465005226,6404.94091796875,null,-3008.7550566814862,-16298.44996815336,-11752.508918804273,null,0.43430153714440195,0.11643008602557373,0,0,0.41267698990652935,0.11481714911591127,0,0,0.35274451949729568,"FAIL",0,null,"RMFN607",null,-11752.508918804273,11752.508918804273,0.12527592152001482,"FAIL",0,1,null,null,33.641401847870704,1,1574.1656582022356,"YES",1,null,13.941899999999999,11.722899999999999,12.695988728363995,0,0,0,null,-3019.2728350222847,null,-396.39102358585586,null,1542.9506687799355,null,1542.9506687799355,null,1574.1656582022356,null,1542.9506687799355,0.89213684231276991,null,"RMFN607"]
[629,"RSFT607",7.1300000697374341E-2,549.45089225790798,0,331.5963134765625,0,0,6328.0932157416755,0,12710.215142056306,0,0,null,6659.6895142442036,12710.215142056306,13041.811440558839,null,2225.015558792672,529.66874017569353,0,0,8326.4384417653637,0,null,2754.684331386648,12278.4697265625,null,-3905.0051978315901,-10287.12712414622,-431.74541549380592,null,0.43531032768830491,0.21672995308095036,0,0,0.41363554851933354,0.21121945680467558,0,0,0.96603162018357802,"FAIL",0,null,"RSFT607",null,-431.74541549380592,431.74541549380592,0.38845231647238992,"FAIL",0,1,null,null,18.114566583425088,1,1008.7149720550193,"YES",1,null,13.941899999999999,11.722899999999999,12.695988728363995,0,0,0,null,-3918.7100950026679,null,-514.47536892864775,null,56.682524742692628,null,56.682524742692628,null,1008.7149720550193,null,56.682524742692628,4.6819910579186906E-2,null,"RSFT607"]
[630,"RSFN607",7.1300000697374341E-2,549.45089225790798,0,331.5963134765625,0,0,6328.0932157416755,0,18157.449836773023,0,0,null,6659.6895142442036,18157.449836773023,18489.046135275559,null,2225.015558792672,529.66874017569353,0,0,8326.4384417653637,0,null,2754.684331386648,8326.4384765625,null,-3905.0051978315901,-15734.361818862937,-9831.011360210523,null,0.43531032768830491,0.15171097021608052,0,0,0.41363554851933354,0.14899007277070711,0,0,0.45856871705075797,"FAIL",0,null,"RSFN607",null,-9831.011360210523,9831.011360210523,0.16704470900642662,"FAIL",0,1,null,null,25.877952262035837,1,1527.5649720550193,"YES",1,null,13.941899999999999,11.722899999999999,12.695988728363995,0,0,0,null,-3918.7100950026679,null,-514.47536892864775,null,1290.6831773383817,null,1290.6831773383817,null,1527.5649720550193,null,1290.6831773383817,0.74627532659056472,null,"RSFN607"]
[631,"RMOE608",1.4400000218302011E-2,107.52917300903452,0,86.482841491699219,0,0,1238.4266543212461,0,1510.7774740571563,0,0,null,1324.9094981239837,1510.7774740571563,1597.2603178598949,null,437.68833937254772,106.97377138228575,0,0,1629.5087556858489,0,null,544.66213770244735,1629.5087890625,null,-780.247358110498,-1052.5981778464081,118.73131500534373,null,0.43980169176911366,0.36051777780335209,0,0,0.41109384408800731,0.34099772742133699,0,0,1.0785895454785235,"PASS",1,null,"RMOE608",null,118.73131500534373,0,0.41109384408800731,"FAIL",0,1,null,null,8.2557255956603193,1,68.460715452039423,"YES",1,null,13.941899999999999,11.722899999999999,12.695988728363995,0,0,0,null,-782.95711998961463,null,-80.705041832010508,null,0,null,0,null,68.460715452039423,null,0,0,null,"RMOE608"]
[632,"RMON608",1.4400000218302011E-2,107.52917300903452,0,86.482841491699219,0,0,1238.4266543212461,0,1510.7774740571563,0,0,null,1324.9094981239837,1510.7774740571563,1597.2603178598949,null,437.68833937254772,106.97377138228575,0,0,1629.5087556858489,0,null,544.66213770244735,1629.5087890625,null,-780.247358110498,-1052.5981778464081,118.73131500534373,null,0.43980169176911366,0.36051777780335209,0,0,0.41109384408800731,0.34099772742133699,0,0,1.0785895454785235,"PASS",1,null,"RMON608",null,118.73131500534373,0,0.41109384408800731,"FAIL",0,1,null,null,8.2557255956603193,1,68.460715452039423,"YES",1,null,13.941899999999999,11.722899999999999,12.695988728363995,0,0,0,null,-782.95711998961463,null,-80.705041832010508,null,0,null,0,null,68.460715452039423,null,0,0,null,"RMON608"]
[633,"RMFE608",1.4400000218302011E-2,108.83388540120231,0,87.532188415527344,0,0,1253.4531867260664,0,1510.7774740571563,0,0,null,1340.9853731744215,1510.7774740571563,1598.3096605055118,null,442.1026319395566,106.97377138228575,0,0,1649.2805088500868,0,null,549.07639576990539,1649.280517578125,null,-791.90897937168836,-1049.2332667027781,138.50304352096873,null,0.43805097915467844,0.36343962310701788,0,0,0.40945740792432489,0.34353567938796686,0,0,1.0916766670799123,"PASS",1,null,"RMFE608",null,138.50304352096873,0,0.40945740792432489,"FAIL",0,1,null,null,8.156755067276551,1,67.98120559293487,"YES",1,null,13.941899999999999,11.722899999999999,12.695988728363995,0,0,0,null,-794.64070273372761,null,-81.909353038892306,null,0,null,0,null,67.98120559293487,null,0,0,null,"RMFE608"]
[634,"RMFN608",1.4400000218302011E-2,108.83388540120231,0,87.532188415527344,0,0,1253.4531867260664,0,1510.7774740571563,0,0,null,1340.9853731744215,1510.7774740571563,1598.3096605055118,null,442.1026319395566,106.97377138228575,0,0,1649.2805088500868,0,null,549.07639576990539,1649.280517578125,null,-791.90897937168836,-1049.2332667027781,138.50304352096873,null,0.43805097915467844,0.36343962310701788,0,0,0.40945740792432489,0.34353567938796686,0,0,1.0916766670799123,"PASS",1,null,"RMFN608",null,138.50304352096873,0,0.40945740792432489,"FAIL",0,1,null,null,8.156755067276551,1,67.98120559293487,"YES",1,null,13.941899999999999,11.722899999999999,12.695988728363995,0,0,0,null,-794.64070273372761,null,-81.909353038892306,null,0,null,0,null,67.98120559293487,null,0,0,null,"RMFN608"]
[635,"RSFE608",1.7999999737367031E-2,137.68369314308242,0,110.73531341552734,0,0,1585.7199556389628,0,1510.7774740571563,0,0,null,1696.455266497743,1510.7774740571563,1621.5127849159369,null,558.21639129162986,133.71721024969222,0,0,2086.4736258407406,0,null,691.93362482548923,2086.4736328125,null,-1004.5216442290009,-929.57916264719438,575.69615875534373,null,0.43635297794223438,0.45799837282940037,0,0,0.40787024417751644,0.42672104109887921,0,0,1.3810595330160209,"PASS",1,null,"RSFE608",null,575.69615875534373,0,0.40787024417751644,"FAIL",0,1,null,null,6.4476146680685771,1,57.378283588415059,"YES",1,null,13.941899999999999,11.722899999999999,12.695988728363995,0,0,0,null,-1007.9641000739039,null,-103.898135395599,null,0,null,0,null,57.378283588415059,null,0,0,null,"RSFE608"]
[636,"RSFN608",1.7999999737367031E-2,137.68369314308242,0,110.73531341552734,0,0,1585.7199556389628,0,1510.7774740571563,0,0,null,1696.455266497743,1510.7774740571563,1621.5127849159369,null,558.21639129162986,133.71721024969222,0,0,2086.4736258407406,0,null,691.93362482548923,2086.4736328125,null,-1004.5216442290009,-929.57916264719438,575.69615875534373,null,0.43635297794223438,0.45799837282940037,0,0,0.40787024417751644,0.42672104109887921,0,0,1.3810595330160209,"PASS",1,null,"RSFN608",null,575.69615875534373,0,0.40787024417751644,"FAIL",0,1,null,null,6.4476146680685771,1,57.378283588415059,"YES",1,null,13.941899999999999,11.722899999999999,12.695988728363995,0,0,0,null,-1007.9641000739039,null,-103.898135395599,null,0,null,0,null,57.378283588415059,null,0,0,null,"RSFN608"]
[637,"RMOE609",1.4400000218302011E-2,109.0322042330782,0,65.801467895507813,0,0,1255.7372490002954,0,194.43537397447668,0,0,null,1321.5387139771651,194.43537397447668,260.23683895134593,null,442.77782946094158,106.97377138228575,0,0,1652.2858539477566,0,null,549.75160217662904,1652.285888671875,null,-771.78711471917416,289.51476030664458,1457.8505146973982,null,0.43779190480675129,2.8274258481833368,0,1,0.41599356503754575,2.112504894488719,0,1,8.4978666941992191,"PASS",1,null,"RMOE609",null,1457.8505146973982,0,0.41599356503754575,"FAIL",0,1,null,null,1.396446920576093,0,-21.551679905649024,"NO",0,null,13.941899999999999,11.722899999999999,12.695988728363995,0,0,0,null,-774.52219731706782,null,-101.68463181705562,null,0,null,0,null,-21.551679905649024,null,-21.551679905649024,-1.1636976190955197,null,"RMOE609"]
[638,"RMON609",1.4400000218302011E-2,109.0322042330782,0,65.801467895507813,0,0,1255.7372490002954,0,194.43537397447668,0,0,null,1321.5387139771651,194.43537397447668,260.23683895134593,null,442.77782946094158,106.97377138228575,0,0,1652.2858539477566,0,null,549.75160217662904,1652.285888671875,null,-771.78711471917416,289.51476030664458,1457.8505146973982,null,0.43779190480675129,2.8274258481833368,0,1,0.41599356503754575,2.112504894488719,0,1,8.4978666941992191,"PASS",1,null,"RMON609",null,1457.8505146973982,0,0.41599356503754575,"FAIL",0,1,null,null,1.396446920576093,0,-21.551679905649024,"NO",0,null,13.941899999999999,11.722899999999999,12.695988728363995,0,0,0,null,-774.52219731706782,null,-101.68463181705562,null,0,null,0,null,-21.551679905649024,null,-21.551679905649024,-1.1636976190955197,null,"RMON609"]
[639,"RMFE609",7.0500000845640891E-3,52.000616783706249,0,31.382625579833984,0,0,598.89747185794704,0,194.43537397447668,0,0,null,630.28009755548396,194.43537397447668,225.81799967201366,null,211.95082266450504,52.372575406820523,0,0,788.02298928677203,0,null,264.32341264069623,788.02301025390625,null,-365.95668479708479,38.505413086385573,593.5876362794296,null,0.44135002243487731,1.3594409661042115,0,1,0.41937451890869726,1.1705152519390942,0,1,4.0528788262435684,"PASS",1,null,"RMFE609",null,593.5876362794296,0,0.41937451890869726,"FAIL",0,1,null,null,2.9279976981810254,1,-0.59134494447093999,"NO",0,null,13.941899999999999,11.722899999999999,12.695988728363995,0,0,0,null,-367.27172665101864,null,-48.217972875004328,null,0,null,0,null,-0.59134494447093999,null,-0.59134494447093999,-3.193007259562311E-2,null,"RMFE609"]
[640,"RMFN609",7.0500000845640891E-3,52.000616783706249,0,31.382625579833984,0,0,598.89747185794704,0,194.43537397447668,0,0,null,630.28009755548396,194.43537397447668,225.81799967201366,null,211.95082266450504,52.372575406820523,0,0,788.02298928677203,0,null,264.32341264069623,788.02301025390625,null,-365.95668479708479,38.505413086385573,593.5876362794296,null,0.44135002243487731,1.3594409661042115,0,1,0.41937451890869726,1.1705152519390942,0,1,4.0528788262435684,"PASS",1,null,"RMFN609",null,593.5876362794296,0,0.41937451890869726,"FAIL",0,1,null,null,2.9279976981810254,1,-0.59134494447093999,"NO",0,null,13.941899999999999,11.722899999999999,12.695988728363995,0,0,0,null,-367.27172665101864,null,-48.217972875004328,null,0,null,0,null,-0.59134494447093999,null,-0.59134494447093999,-3.193007259562311E-2,null,"RMFN609"]
[641,"RSFE609",1.2099999841302632E-2,93.730541438667217,0,56.56683349609375,0,0,1079.5061246481891,0,194.43537397447668,0,0,null,1136.0729589519353,194.43537397447668,251.00220827822264,null,379.25099343293255,89.88768035600971,0,0,1420.4027955897227,0,null,469.1386533399284,1420.40283203125,null,-666.9343048043545,218.13644586935797,1225.9674580567732,null,0.43458637485064811,2.4128256281262468,0,1,0.41294764563909908,1.8690618623142352,0,1,7.3052696276229279,"PASS",1,null,"RSFE609",null,1225.9674580567732,0,0.41294764563909908,"FAIL",0,1,null,null,1.6244192129552191,0,-15.927988278070863,"NO",0,null,13.941899999999999,11.722899999999999,12.695988728363995,0,0,0,null,-669.26832795529947,null,-87.866175754148884,null,0,null,0,null,-15.927988278070863,null,-15.927988278070863,-0.86004256361073783,null,"RSFE609"]
[642,"RSFN609",1.2099999841302632E-2,93.730541438667217,0,56.56683349609375,0,0,1079.5061246481891,0,194.43537397447668,0,0,null,1136.0729589519353,194.43537397447668,251.00220827822264,null,379.25099343293255,89.88768035600971,0,0,1420.4027955897227,0,null,469.1386533399284,1420.40283203125,null,-666.9343048043545,218.13644586935797,1225.9674580567732,null,0.43458637485064811,2.4128256281262468,0,1,0.41294764563909908,1.8690618623142352,0,1,7.3052696276229279,"PASS",1,null,"RSFN609",null,1225.9674580567732,0,0.41294764563909908,"FAIL",0,1,null,null,1.6244192129552191,0,-15.927988278070863,"NO",0,null,13.941899999999999,11.722899999999999,12.695988728363995,0,0,0,null,-669.26832795529947,null,-87.866175754148884,null,0,null,0,null,-15.927988278070863,null,-15.927988278070863,-0.86004256361073783,null,"RSFN609"]
[643,"RMOT610",1.9150000717490911E-2,144.96920268148119,0,73.436233520507813,0,0,1669.6280612272637,0,12438.001182037702,0,0,null,1743.0642969336654,12438.001182037702,12511.437417744111,null,588.73603618030234,142.2602616435957,0,0,2196.8790279306099,0,null,730.99628424279558,2196.87890625,null,-1012.068010504976,-11780.441131315414,-10241.122275787702,null,0.437819836176852,5.8771202345475046E-2,0,0,0.41937425168161896,5.8426243121656653E-2,0,0,0.17662636255595596,"FAIL",0,null,"RMOT610",null,-10241.122275787702,10241.122275787702,6.0996737654271466E-2,"FAIL",0,1,null,null,80.043287050207553,1,1358.1607005351752,"YES",1,null,13.941899999999999,11.722899999999999,12.695988728363995,0,0,0,null,-1015.7048079390196,null,-152.7632081076172,null,1540.2769399567887,null,1540.2769399567887,null,1358.1607005351752,null,1358.1607005351752,0.96225181412966554,null,"RMOT610"]
[644,"RMON610",1.9150000717490911E-2,144.96920268148119,0,73.436233520507813,0,0,1669.6280612272637,0,12438.001182037702,0,0,null,1743.0642969336654,12438.001182037702,12511.437417744111,null,588.73603618030234,142.2602616435957,0,0,2196.8790279306099,0,null,730.99628424279558,2196.87890625,null,-1012.068010504976,-11780.441131315414,-10241.122275787702,null,0.437819836176852,5.8771202345475046E-2,0,0,0.41937425168161896,5.8426243121656653E-2,0,0,0.17662636255595596,"FAIL",0,null,"RMON610",null,-10241.122275787702,10241.122275787702,6.0996737654271466E-2,"FAIL",0,1,null,null,80.043287050207553,1,1358.1607005351752,"YES",1,null,13.941899999999999,11.722899999999999,12.695988728363995,0,0,0,null,-1015.7048079390196,null,-152.7632081076172,null,1540.2769399567887,null,1540.2769399567887,null,1358.1607005351752,null,1358.1607005351752,0.96225181412966554,null,"RMON610"]
[645,"RMFT610",1.5700000151991848E-2,120.80592758586718,0,61.19598388671875,0,0,1391.3366627470489,0,12438.001182037702,0,0,null,1452.5326448118524,12438.001182037702,12499.197164102512,null,489.3235499852139,116.63112510418185,0,0,1830.7061351934856,0,null,605.95469447799519,1830.7061767578125,null,-846.57795215577244,-11893.242471446425,-10607.29500527989,null,0.43551982112050502,4.8718012292287179E-2,0,0,0.4171711361409261,4.8479489237113711E-2,0,0,0.14718652538814844,"FAIL",0,null,"RMFT610",null,-10607.29500527989,10607.29500527989,5.0245717597949428E-2,"FAIL",0,1,null,null,96.053327617101502,1,1367.0412231257917,"YES",1,null,13.941899999999999,11.722899999999999,12.695988728363995,0,0,0,null,-849.59265212829973,null,-127.77974280453533,null,1595.3497528858261,null,1595.3497528858261,null,1367.0412231257917,null,1367.0412231257917,0.96854363141599475,null,"RMFT610"]
[646,"RMFN610",1.5700000151991848E-2,120.80592758586718,0,61.19598388671875,0,0,1391.3366627470489,0,12438.001182037702,0,0,null,1452.5326448118524,12438.001182037702,12499.197164102512,null,489.3235499852139,116.63112510418185,0,0,1830.7061351934856,0,null,605.95469447799519,1830.7061767578125,null,-846.57795215577244,-11893.242471446425,-10607.29500527989,null,0.43551982112050502,4.8718012292287179E-2,0,0,0.4171711361409261,4.8479489237113711E-2,0,0,0.14718652538814844,"FAIL",0,null,"RMFN610",null,-10607.29500527989,10607.29500527989,5.0245717597949428E-2,"FAIL",0,1,null,null,96.053327617101502,1,1367.0412231257917,"YES",1,null,13.941899999999999,11.722899999999999,12.695988728363995,0,0,0,null,-849.59265212829973,null,-127.77974280453533,null,1595.3497528858261,null,1595.3497528858261,null,1367.0412231257917,null,1367.0412231257917,0.96854363141599475,null,"RMFN610"]
[647,"RSFT610",2.0450000651180744E-2,157.04562822818545,0,79.553726196289063,0,0,1808.713733212373,0,12438.001182037702,0,0,null,1888.267456870002,12438.001182037702,12517.554905695339,null,636.31233846585314,151.91761536549188,0,0,2379.8864910689113,0,null,788.22992921347259,2379.886474609375,null,-1100.0375301951894,-11729.324979020519,-10058.114707428327,null,0.43579584471531257,6.3372717020785646E-2,0,0,0.41743553080150947,6.2969959787831931E-2,0,0,0.19133994600726362,"FAIL",0,null,"RSFT610",null,-10058.114707428327,10058.114707428327,6.598063900898711E-2,"FAIL",0,1,null,null,73.888157240484688,1,1353.7223572793034,"YES",1,null,13.941899999999999,11.722899999999999,12.695988728363995,0,0,0,null,-1103.9590721315749,null,-166.036754143683,null,1512.7523845623139,null,1512.7523845623139,null,1353.7223572793034,null,1353.7223572793034,0.9591072644103209,null,"RSFT610"]
[648,"RSFN610",2.0450000651180744E-2,157.04562822818545,0,79.553726196289063,0,0,1808.713733212373,0,12438.001182037702,0,0,null,1888.267456870002,12438.001182037702,12517.554905695339,null,636.31233846585314,151.91761536549188,0,0,2379.8864910689113,0,null,788.22992921347259,2379.886474609375,null,-1100.0375301951894,-11729.324979020519,-10058.114707428327,null,0.43579584471531257,6.3372717020785646E-2,0,0,0.41743553080150947,6.2969959787831931E-2,0,0,0.19133994600726362,"FAIL",0,null,"RSFN610",null,-10058.114707428327,10058.114707428327,6.598063900898711E-2,"FAIL",0,1,null,null,73.888157240484688,1,1353.7223572793034,"YES",1,null,13.941899999999999,11.722899999999999,12.695988728363995,0,0,0,null,-1103.9590721315749,null,-166.036754143683,null,1512.7523845623139,null,1512.7523845623139,null,1353.7223572793034,null,1353.7223572793034,0.9591072644103209,null,"RSFN610"]
[649,"RMOE611",3.0100000370293849E-2,231.12196435337231,0,185.88522338867188,0,0,2661.8599682734684,0,43.233025745833899,0,0,null,2847.7451943417773,43.233025745833899,229.11825181414088,null,936.47232363193291,223.60489648646751,0,0,3502.4473266756177,0,null,1160.0772217722974,3502.447265625,null,-1687.6679698898429,930.9589726377917,3459.2142398791661,null,0.43581451902022667,26.833125874473104,0,1,0.40736693197441459,5.0632248900054417,0,1,81.013234794525331,"PASS",1,null,"RMOE611",null,3459.2142398791661,0,0.40736693197441459,"FAIL",0,1,null,null,0.10991462719137897,0,-81.85229448121639,"NO",0,null,13.941899999999999,11.722899999999999,12.695988728363995,0,0,0,null,-1693.4394983563718,null,-174.5550325369577,null,0,null,0,null,-81.85229448121639,null,-81.85229448121639,-26.489415689714043,null,"RMOE611"]
[650,"RMON611",3.0100000370293849E-2,231.12196435337231,0,185.88522338867188,0,0,2661.8599682734684,0,43.233025745833899,0,0,null,2847.7451943417773,43.233025745833899,229.11825181414088,null,936.47232363193291,223.60489648646751,0,0,3502.4473266756177,0,null,1160.0772217722974,3502.447265625,null,-1687.6679698898429,930.9589726377917,3459.2142398791661,null,0.43581451902022667,26.833125874473104,0,1,0.40736693197441459,5.0632248900054417,0,1,81.013234794525331,"PASS",1,null,"RMON611",null,3459.2142398791661,0,0.40736693197441459,"FAIL",0,1,null,null,0.10991462719137897,0,-81.85229448121639,"NO",0,null,13.941899999999999,11.722899999999999,12.695988728363995,0,0,0,null,-1693.4394983563718,null,-174.5550325369577,null,0,null,0,null,-81.85229448121639,null,-81.85229448121639,-26.489415689714043,null,"RMON611"]
[651,"RMFE611",2.5199999567121267E-2,192.59642894170707,0,154.90016174316406,0,0,2218.1566588302317,0,43.233025745833899,0,0,null,2373.0568219249799,43.233025745833899,198.13318884058341,null,780.95568612029899,187.20409386527081,0,0,2918.6271826713564,0,null,968.15974940097931,2918.627197265625,null,-1404.8970711724164,770.02656191198139,2875.3941715197911,null,0.43647041138724108,22.393985447439448,0,1,0.40798001169101605,4.8864087923419683,0,1,67.509204986580784,"PASS",1,null,"RMFE611",null,2875.3941715197911,0,0.40798001169101605,"FAIL",0,1,null,null,0.13190112670164233,0,-67.693327361577246,"NO",0,null,13.941899999999999,11.722899999999999,12.695988728363995,0,0,0,null,-1409.7137863435653,null,-145.30937543492604,null,0,null,0,null,-67.693327361577246,null,-67.693327361577246,-21.907225683358334,null,"RMFE611"]
[652,"RMFN611",2.5199999567121267E-2,192.59642894170707,0,154.90016174316406,0,0,2218.1566588302317,0,43.233025745833899,0,0,null,2373.0568219249799,43.233025745833899,198.13318884058341,null,780.95568612029899,187.20409386527081,0,0,2918.6271826713564,0,null,968.15974940097931,2918.627197265625,null,-1404.8970711724164,770.02656191198139,2875.3941715197911,null,0.43647041138724108,22.393985447439448,0,1,0.40798001169101605,4.8864087923419683,0,1,67.509204986580784,"PASS",1,null,"RMFN611",null,2875.3941715197911,0,0.40798001169101605,"FAIL",0,1,null,null,0.13190112670164233,0,-67.693327361577246,"NO",0,null,13.941899999999999,11.722899999999999,12.695988728363995,0,0,0,null,-1409.7137863435653,null,-145.30937543492604,null,0,null,0,null,-67.693327361577246,null,-67.693327361577246,-21.907225683358334,null,"RMFN611"]
[653,"RSFE611",3.2550001051276922E-2,250.37953200310088,0,201.37356567382813,0,0,2883.6517333121024,0,43.233025745833899,0,0,null,3085.0253011288687,43.233025745833899,244.60659356259916,null,1014.2129396331466,241.80529987263006,0,0,3794.2785964632935,0,null,1256.0182311415165,3794.278564453125,null,-1829.007067844414,1011.4116397218545,3751.0455387072911,null,0.43556516087984037,29.052286058478135,0,1,0.40713385123758256,5.1348503073926359,0,1,87.763428513183726,"PASS",1,null,"RSFE611",null,3751.0455387072911,0,0.40713385123758256,"FAIL",0,1,null,null,0.10146071326908056,0,-88.929860001599536,"NO",0,null,13.941899999999999,11.722899999999999,12.695988728363995,0,0,0,null,-1835.2559147655161,null,-189.17307422347767,null,0,null,0,null,-88.929860001599536,null,-88.929860001599536,-28.779889968155192,null,"RSFE611"]
[654,"RSFN611",3.2550001051276922E-2,250.37953200310088,0,201.37356567382813,0,0,2883.6517333121024,0,43.233025745833899,0,0,null,3085.0253011288687,43.233025745833899,244.60659356259916,null,1014.2129396331466,241.80529987263006,0,0,3794.2785964632935,0,null,1256.0182311415165,3794.278564453125,null,-1829.007067844414,1011.4116397218545,3751.0455387072911,null,0.43556516087984037,29.052286058478135,0,1,0.40713385123758256,5.1348503073926359,0,1,87.763428513183726,"PASS",1,null,"RSFN611",null,3751.0455387072911,0,0.40713385123758256,"FAIL",0,1,null,null,0.10146071326908056,0,-88.929860001599536,"NO",0,null,13.941899999999999,11.722899999999999,12.695988728363995,0,0,0,null,-1835.2559147655161,null,-189.17307422347767,null,0,null,0,null,-88.929860001599536,null,-88.929860001599536,-28.779889968155192,null,"RSFN611"]
[655,"RMOE612",1.9450000766664744E-2,153.18366680603683,0,123.2015380859375,0,0,1764.235050550622,0,172.65228450462496,0,0,null,1887.4365875320259,172.65228450462496,295.85382148602935,null,618.19401243879372,144.48888221224058,0,0,2321.3619086192393,0,null,762.68286445641616,2321.36181640625,null,-1124.7537241801433,466.8290418658537,2148.7095319016253,null,0.43230229680471488,4.4174501753319442,0,1,0.40408396713733341,2.5779043778383319,0,1,13.44530032178095,"PASS",1,null,"RMOE612",null,2148.7095319016253,0,0.40408396713733341,"FAIL",0,1,null,null,0.66227891472747735,0,-43.958293537746989,"NO",0,null,13.941899999999999,11.722899999999999,12.695988728363995,0,0,0,null,-1128.5481662918667,null,-116.32760549036446,null,0,null,0,null,-43.958293537746989,null,-43.958293537746989,-3.5622604163490266,null,"RMOE612"]
[656,"RMON612",1.9450000766664744E-2,153.18366680603683,0,123.2015380859375,0,0,1764.235050550622,0,172.65228450462496,0,0,null,1887.4365875320259,172.65228450462496,295.85382148602935,null,618.19401243879372,144.48888221224058,0,0,2321.3619086192393,0,null,762.68286445641616,2321.36181640625,null,-1124.7537241801433,466.8290418658537,2148.7095319016253,null,0.43230229680471488,4.4174501753319442,0,1,0.40408396713733341,2.5779043778383319,0,1,13.44530032178095,"PASS",1,null,"RMON612",null,2148.7095319016253,0,0.40408396713733341,"FAIL",0,1,null,null,0.66227891472747735,0,-43.958293537746989,"NO",0,null,13.941899999999999,11.722899999999999,12.695988728363995,0,0,0,null,-1128.5481662918667,null,-116.32760549036446,null,0,null,0,null,-43.958293537746989,null,-43.958293537746989,-3.5622604163490266,null,"RMON612"]
[657,"RMFE612",1.6850000340491535E-2,127.65306363502984,0,102.66794586181641,0,0,1470.1959671735265,0,172.65228450462496,0,0,null,1572.8639102103252,172.65228450462496,275.32022754142332,null,518.35070184731512,125.17417061731983,0,0,1934.468377859904,0,null,643.52490131849436,1934.4683837890625,null,-929.33901171684852,368.20467095205299,1761.8160992844375,null,0.43771368966252883,3.727288655142329,0,1,0.40914213619194029,2.3373687449773879,0,1,11.204418113200481,"PASS",1,null,"RMFE612",null,1761.8160992844375,0,0.40914213619194029,"FAIL",0,1,null,null,0.79473469767297289,0,-34.575244614789156,"NO",0,null,13.941899999999999,11.722899999999999,12.695988728363995,0,0,0,null,-932.54062814131862,null,-96.123693728199001,null,0,null,0,null,-34.575244614789156,null,-34.575244614789156,-2.8018836802908553,null,"RMFE612"]
[658,"RMFN612",1.6850000340491535E-2,127.65306363502984,0,102.66794586181641,0,0,1470.1959671735265,0,172.65228450462496,0,0,null,1572.8639102103252,172.65228450462496,275.32022754142332,null,518.35070184731512,125.17417061731983,0,0,1934.468377859904,0,null,643.52490131849436,1934.4683837890625,null,-929.33901171684852,368.20467095205299,1761.8160992844375,null,0.43771368966252883,3.727288655142329,0,1,0.40914213619194029,2.3373687449773879,0,1,11.204418113200481,"PASS",1,null,"RMFN612",null,1761.8160992844375,0,0.40914213619194029,"FAIL",0,1,null,null,0.79473469767297289,0,-34.575244614789156,"NO",0,null,13.941899999999999,11.722899999999999,12.695988728363995,0,0,0,null,-932.54062814131862,null,-96.123693728199001,null,0,null,0,null,-34.575244614789156,null,-34.575244614789156,-2.8018836802908553,null,"RMFN612"]
[659,"RSFE612",2.1599999256432054E-2,165.93853642600237,0,133.45993041992188,0,0,1911.1344460144974,0,172.65228450462496,0,0,null,2044.5943838126693,172.65228450462496,306.11222230279697,null,672.30453096753763,160.46064911709868,0,0,2514.6505868611794,0,null,832.76517844507794,2514.650634765625,null,-1211.8291979893413,526.6529635205311,2341.9983502610003,null,0.43574390079239922,4.8233661131936545,0,1,0.40730092386214145,2.7204571978623755,0,1,14.564826883007525,"PASS",1,null,"RSFE612",null,2341.9983502610003,0,0.40730092386214145,"FAIL",0,1,null,null,0.61137283636560935,0,-48.645981920353066,"NO",0,null,13.941899999999999,11.722899999999999,12.695988728363995,0,0,0,null,-1215.9723083298638,null,-125.33904284774844,null,0,null,0,null,-48.645981920353066,null,-48.645981920353066,-3.9421379189913344,null,"RSFE612"]
[660,"RSFN612",2.1599999256432054E-2,165.93853642600237,0,133.45993041992188,0,0,1911.1344460144974,0,172.65228450462496,0,0,null,2044.5943838126693,172.65228450462496,306.11222230279697,null,672.30453096753763,160.46064911709868,0,0,2514.6505868611794,0,null,832.76517844507794,2514.650634765625,null,-1211.8291979893413,526.6529635205311,2341.9983502610003,null,0.43574390079239922,4.8233661131936545,0,1,0.40730092386214145,2.7204571978623755,0,1,14.564826883007525,"PASS",1,null,"RSFN612",null,2341.9983502610003,0,0.40730092386214145,"FAIL",0,1,null,null,0.61137283636560935,0,-48.645981920353066,"NO",0,null,13.941899999999999,11.722899999999999,12.695988728363995,0,0,0,null,-1215.9723083298638,null,-125.33904284774844,null,0,null,0,null,-48.645981920353066,null,-48.645981920353066,-3.9421379189913344,null,"RSFN612"]
[661,"RMOT613",0.90900003165006649,3168.1444222306459,0,1911.990478515625,0,0,36487.90730400171,0,34296.215090388345,0,0,null,38399.897807207926,34296.215090388345,36208.20559359459,null,16720.16843895218,6752.7194512564201,0,0,48010.40434737067,0,null,23472.88767599902,48010.40625,null,-14927.010106518315,-12735.31789290495,13714.191159611655,null,0.64330594463620272,0.68441627200365307,0,0,0.61127474372303492,0.64827536485701487,0,0,1.399874771121759,"PASS",1,null,"RMOT613",null,13714.191159611655,0,0.61127474372303492,"FAIL",0,1,null,null,8.4770587332051779,1,2102.3588158068405,"YES",1,null,13.941899999999999,11.722899999999999,12.695988728363995,0,0,0,null,-15043.790642219799,null,-1975.0529008541266,null,0,null,0,null,2102.3588158068405,null,0,0,null,"RMOT613"]
[662,"RMON613",0.90900003165006649,3168.1444222306459,0,1911.990478515625,0,0,36487.90730400171,0,34296.215090388345,0,0,null,38399.897807207926,34296.215090388345,36208.20559359459,null,16720.16843895218,6752.7194512564201,0,0,48010.40434737067,0,null,23472.88767599902,48010.40625,null,-14927.010106518315,-12735.31789290495,13714.191159611655,null,0.64330594463620272,0.68441627200365307,0,0,0.61127474372303492,0.64827536485701487,0,0,1.399874771121759,"PASS",1,null,"RMON613",null,13714.191159611655,0,0.61127474372303492,"FAIL",0,1,null,null,8.4770587332051779,1,2102.3588158068405,"YES",1,null,13.941899999999999,11.722899999999999,12.695988728363995,0,0,0,null,-15043.790642219799,null,-1975.0529008541266,null,0,null,0,null,2102.3588158068405,null,0,0,null,"RMON613"]
[663,"RMFT613",0.92040001899003987,3168.1444222306459,0,1911.990478515625,0,0,36487.90730400171,0,34296.215090388345,0,0,null,38399.897807207926,34296.215090388345,36208.20559359459,null,16813.441218544482,6837.4069249355762,0,0,48010.40434737067,0,null,23650.849089510695,48010.40625,null,-14749.04869300664,-12557.356479393275,13714.191159611655,null,0.6481832156736721,0.68960522399274726,0,0,0.61590916786967154,0.65319031191709542,0,0,1.399874771121759,"PASS",1,null,"RMFT613",null,13714.191159611655,0,0.61590916786967154,"FAIL",0,1,null,null,8.4770587332051779,1,2102.3588158068405,"YES",1,null,13.941899999999999,11.722899999999999,12.695988728363995,0,0,0,null,-14866.714608874849,null,-1951.8051342740619,null,0,null,0,null,2102.3588158068405,null,0,0,null,"RMFT613"]
[664,"RMFN613",0.92040001899003987,3168.1444222306459,0,1911.990478515625,0,0,36487.90730400171,0,34296.215090388345,0,0,null,38399.897807207926,34296.215090388345,36208.20559359459,null,16813.441218544482,6837.4069249355762,0,0,48010.40434737067,0,null,23650.849089510695,48010.40625,null,-14749.04869300664,-12557.356479393275,13714.191159611655,null,0.6481832156736721,0.68960522399274726,0,0,0.61590916786967154,0.65319031191709542,0,0,1.399874771121759,"PASS",1,null,"RMFN613",null,13714.191159611655,0,0.61590916786967154,"FAIL",0,1,null,null,8.4770587332051779,1,2102.3588158068405,"YES",1,null,13.941899999999999,11.722899999999999,12.695988728363995,0,0,0,null,-14866.714608874849,null,-1951.8051342740619,null,0,null,0,null,2102.3588158068405,null,0,0,null,"RMFN613"]
[665,"RSFT613",0.30209999233484264,3168.1444222306459,0,1911.990478515625,0,0,36487.90730400171,0,34296.215090388345,0,0,null,38399.897807207926,34296.215090388345,36208.20559359459,null,12287.681436241191,2244.220487826381,0,0,48010.40434737067,0,null,14531.902111580614,48010.40625,null,-23867.995670936722,-21676.303457323356,13714.191159611655,null,0.39826625272057919,0.42371737153156702,0,0,0.37843595818623982,0.40134278634511455,0,0,1.399874771121759,"PASS",1,null,"RSFT613",null,13714.191159611655,0,0.37843595818623982,"FAIL",0,1,null,null,8.4770587332051779,1,2102.3588158068405,"YES",1,null,13.941899999999999,11.722899999999999,12.695988728363995,0,0,0,null,-23940.293691392344,null,-3143.0473626630624,null,0,null,0,null,2102.3588158068405,null,0,0,null,"RSFT613"]
[666,"RSFN613",0.30209999233484264,3168.1444222306459,0,1911.990478515625,0,0,36487.90730400171,0,34296.215090388345,0,0,null,38399.897807207926,34296.215090388345,36208.20559359459,null,12287.681436241191,2244.220487826381,0,0,48010.40434737067,0,null,14531.902111580614,48010.40625,null,-23867.995670936722,-21676.303457323356,13714.191159611655,null,0.39826625272057919,0.42371737153156702,0,0,0.37843595818623982,0.40134278634511455,0,0,1.399874771121759,"PASS",1,null,"RSFN613",null,13714.191159611655,0,0.37843595818623982,"FAIL",0,1,null,null,8.4770587332051779,1,2102.3588158068405,"YES",1,null,13.941899999999999,11.722899999999999,12.695988728363995,0,0,0,null,-23940.293691392344,null,-3143.0473626630624,null,0,null,0,null,2102.3588158068405,null,0,0,null,"RSFN613"]
[667,"RMOT614",0.17860000133514403,1377.7658382369864,0,697.9271240234375,0,0,15867.897889836631,0,55455.790406936285,0,0,null,16565.825038556501,55455.790406936285,56153.717555656163,null,5578.3686780550715,1326.7719043100451,0,0,20878.813012942934,0,null,6905.1405152801071,38810.89453125,null,-9660.6844985799635,-49248.577015679613,-16644.895875686285,null,0.43516416372346589,0.12451613194239908,0,0,0.41683046328829426,0.12296853741647711,0,0,0.69985287823786246,"FAIL",0,null,"RMOT614",null,-16644.895875686285,16644.895875686285,0.20791901923013115,"FAIL",0,1,null,null,37.551001876980017,1,5786.6554248644698,"YES",1,null,13.941899999999999,11.722899999999999,12.695988728363995,0,0,0,null,-9695.0384314918047,null,-1458.1452819215635,null,2503.4120865751993,null,2503.4120865751993,null,5786.6554248644698,null,2503.4120865751993,0.39780812287644662,null,"RMOT614"]
[668,"RMON614",0.17860000133514403,1377.7658382369864,0,697.9271240234375,0,0,15867.897889836631,0,79222.551577237362,0,0,null,16565.825038556501,79222.551577237362,79920.478725957248,null,5578.3686780550715,1326.7719043100451,0,0,20878.813012942934,0,null,6905.1405152801071,20878.8125,null,-9660.6844985799635,-73015.338185980698,-58343.739077237362,null,0.43516416372346589,8.7161299122611544E-2,0,0,0.41683046328829426,8.6400139582386834E-2,0,0,0.26354632720513144,"FAIL",0,null,"RMON614",null,-58343.739077237362,58343.739077237362,9.2179691592955665E-2,"FAIL",0,1,null,null,53.644288395685734,1,8483.6614248644692,"YES",1,null,13.941899999999999,11.722899999999999,12.695988728363995,0,0,0,null,-9695.0384314918047,null,-1458.1452819215635,null,8774.9675740115526,null,8774.9675740115526,null,8483.6614248644692,null,8483.6614248644692,0.94367547845994437,null,"RMON614"]
[669,"RMFT614",0.14865000285208224,1148.1364572154548,0,581.60504150390625,0,0,13223.228186588187,0,55455.790406936285,0,0,null,13804.833225012686,55455.790406936285,56037.395445360788,null,4647.7235025731634,1104.2813319449951,0,0,17398.984456037091,0,null,5752.0046920969116,35331.0625,null,-8052.8285359951815,-50285.39075634328,-20124.727906936285,null,0.43499247013909581,0.10372234621287561,0,0,0.41666600364225276,0.10264582509708736,0,0,0.6371032175493232,"FAIL",0,null,"RMFT614",null,-20124.727906936285,20124.727906936285,0.16952782469557576,"FAIL",0,1,null,null,45.061270527545574,1,5871.0491600668702,"YES",1,null,13.941899999999999,11.722899999999999,12.695988728363995,0,0,0,null,-8081.4454747618329,null,-1215.4589869240062,null,3026.7829524156919,null,3026.7829524156919,null,5871.0491600668702,null,3026.7829524156919,0.48097508640783121,null,"RMFT614"]
[670,"RMFN614",0.14865000285208224,1148.1364572154548,0,581.60504150390625,0,0,13223.228186588187,0,79222.551577237362,0,0,null,13804.833225012686,79222.551577237362,79804.156615661865,null,4647.7235025731634,1104.2813319449951,0,0,17398.984456037091,0,null,5752.0046920969116,17398.984375,null,-8052.8285359951815,-74052.15192664435,-61823.567202237362,null,0.43499247013909581,7.2605647982557628E-2,0,0,0.41666600364225276,7.2076504981773176E-2,0,0,0.21962161062228608,"FAIL",0,null,"RMFN614",null,-61823.567202237362,61823.567202237362,7.6056146359935045E-2,"FAIL",0,1,null,null,64.373243610779383,1,8568.0551600668696,"YES",1,null,13.941899999999999,11.722899999999999,12.695988728363995,0,0,0,null,-8081.4454747618329,null,-1215.4589869240062,null,9298.3378523474112,null,9298.3378523474112,null,8568.0551600668696,null,8568.0551600668696,0.95306296983397909,null,"RMFN614"]
[671,"RSFT614",0.19329999685287477,1492.5805287477519,0,756.08819580078125,0,0,17190.232741460852,0,55455.790406936285,0,0,null,17946.320911712228,55455.790406936285,56211.878577187672,null,6042.3245333523864,1435.9742609763825,0,0,22618.72729139587,0,null,7478.2991002812487,40550.80859375,null,-10468.021836980384,-48733.579502455817,-14904.981813186285,null,0.43503187029250956,0.13485154652751788,0,0,0.41670374259016996,0.13303770103703874,0,0,0.73122767336263583,"FAIL",0,null,"RSFT614",null,-14904.981813186285,14904.981813186285,0.22764086882914511,"FAIL",0,1,null,null,34.662443071346551,1,5744.4585572632686,"YES",1,null,13.941899999999999,11.722899999999999,12.695988728363995,0,0,0,null,-10505.227305140985,null,-1579.9986496956938,null,2241.72694740727,null,2241.72694740727,null,5744.4585572632686,null,2241.72694740727,0.35622468778986821,null,"RSFT614"]
[672,"RSFN614",0.19329999685287477,1492.5805287477519,0,756.08819580078125,0,0,17190.232741460852,0,79222.551577237362,0,0,null,17946.320911712228,79222.551577237362,79978.639747488749,null,6042.3245333523864,1435.9742609763825,0,0,22618.72729139587,0,null,7478.2991002812487,22618.7265625,null,-10468.021836980384,-72500.340672756894,-56603.825014737362,null,0.43503187029250956,9.4396089893549362E-2,0,0,0.41670374259016996,9.3503704507891389E-2,0,0,0.28550868549655412,"FAIL",0,null,"RSFN614",null,-56603.825014737362,56603.825014737362,0.10031233346070631,"FAIL",0,1,null,null,49.517775816209351,1,8441.4645572632689,"YES",1,null,13.941899999999999,11.722899999999999,12.695988728363995,0,0,0,null,-10505.227305140985,null,-1579.9986496956938,null,8513.2824348436243,null,8513.2824348436243,null,8441.4645572632689,null,8441.4645572632689,0.93898173277292696,null,"RSFN614"]
[673,"RMOE615",1.1949999816715715E-2,90.881046070306482,0,73.093193054199219,0,0,1046.6881375216033,0,719.85089624357056,0,0,null,1119.7813315386759,719.85089624357056,792.94409026064307,null,368.80410342949108,88.77337007168741,0,0,1377.221233581057,0,null,457.57746704393361,1377.22119140625,null,-662.20386353186882,-335.36662225383617,657.37029516267944,null,0.43716695607863365,0.63565589684159618,0,0,0.40863109122264329,0.57706145139333043,0,0,1.9132034128082129,"PASS",1,null,"RMOE615",null,657.37029516267944,0,0.40863109122264329,"FAIL",0,1,null,null,4.6542564198165293,1,18.049261254213476,"YES",1,null,13.941899999999999,11.722899999999999,12.695988728363995,0,0,0,null,-664.48036834303264,null,-68.492787860956568,null,0,null,0,null,18.049261254213476,null,0,0,null,"RMOE615"]
[674,"RMON615",1.1949999816715715E-2,90.881046070306482,0,73.093193054199219,0,0,1046.6881375216033,0,719.85089624357056,0,0,null,1119.7813315386759,719.85089624357056,792.94409026064307,null,368.80410342949108,88.77337007168741,0,0,1377.221233581057,0,null,457.57746704393361,1377.22119140625,null,-662.20386353186882,-335.36662225383617,657.37029516267944,null,0.43716695607863365,0.63565589684159618,0,0,0.40863109122264329,0.57706145139333043,0,0,1.9132034128082129,"PASS",1,null,"RMON615",null,657.37029516267944,0,0.40863109122264329,"FAIL",0,1,null,null,4.6542564198165293,1,18.049261254213476,"YES",1,null,13.941899999999999,11.722899999999999,12.695988728363995,0,0,0,null,-664.48036834303264,null,-68.492787860956568,null,0,null,0,null,18.049261254213476,null,0,0,null,"RMON615"]
[675,"RMFE615",9.6500002313405272E-3,75.735942392289644,0,60.912395477294922,0,0,872.26012368633576,0,719.85089624357056,0,0,null,933.17252083963444,719.85089624357056,780.76329339686936,null,305.81029347156885,71.687284926176858,0,0,1147.7106890609673,0,null,377.49757827643191,1147.710693359375,null,-555.67494088719877,-403.26571344443357,427.85979711580444,null,0.43278096524813719,0.52441079152133319,0,0,0.4045313921318317,0.48349811303807161,0,0,1.5943728060193076,"PASS",1,null,"RMFE615",null,427.85979711580444,0,0.4045313921318317,"FAIL",0,1,null,null,5.5849794166679319,1,23.615411698699091,"YES",1,null,13.941899999999999,11.722899999999999,12.695988728363995,0,0,0,null,-557.55303829155901,null,-57.471016138765911,null,0,null,0,null,23.615411698699091,null,0,0,null,"RMFE615"]
[676,"RMFN615",9.6500002313405272E-3,75.735942392289644,0,60.912395477294922,0,0,872.26012368633576,0,719.85089624357056,0,0,null,933.17252083963444,719.85089624357056,780.76329339686936,null,305.81029347156885,71.687284926176858,0,0,1147.7106890609673,0,null,377.49757827643191,1147.710693359375,null,-555.67494088719877,-403.26571344443357,427.85979711580444,null,0.43278096524813719,0.52441079152133319,0,0,0.4045313921318317,0.48349811303807161,0,0,1.5943728060193076,"PASS",1,null,"RMFN615",null,427.85979711580444,0,0.4045313921318317,"FAIL",0,1,null,null,5.5849794166679319,1,23.615411698699091,"YES",1,null,13.941899999999999,11.722899999999999,12.695988728363995,0,0,0,null,-557.55303829155901,null,-57.471016138765911,null,0,null,0,null,23.615411698699091,null,0,0,null,"RMFN615"]
[677,"RSFE615",1.3100000005215407E-2,98.458817873750107,0,79.187797546386719,0,0,1133.962263408911,0,719.85089624357056,0,0,null,1213.1500589393054,719.85089624357056,799.03869177396621,null,400.344181729909,97.31641558482535,0,0,1492.0556097485669,0,null,497.66057829869203,1492.0556640625,null,-715.48948265660567,-301.37811549126525,772.20476781892944,null,0.43886872990167025,0.69133841590759426,0,0,0.41022178073074334,0.62282412875178195,0,0,2.0727287718172742,"PASS",1,null,"RSFE615",null,772.20476781892944,0,0.41022178073074334,"FAIL",0,1,null,null,4.2960469254046973,1,15.264267992534252,"YES",1,null,13.941899999999999,11.722899999999999,12.695988728363995,0,0,0,null,-717.96540593172358,null,-74.005876746385212,null,0,null,0,null,15.264267992534252,null,0,0,null,"RSFE615"]
[678,"RSFN615",1.3100000005215407E-2,98.458817873750107,0,79.187797546386719,0,0,1133.962263408911,0,719.85089624357056,0,0,null,1213.1500589393054,719.85089624357056,799.03869177396621,null,400.344181729909,97.31641558482535,0,0,1492.0556097485669,0,null,497.66057829869203,1492.0556640625,null,-715.48948265660567,-301.37811549126525,772.20476781892944,null,0.43886872990167025,0.69133841590759426,0,0,0.41022178073074334,0.62282412875178195,0,0,2.0727287718172742,"PASS",1,null,"RSFN615",null,772.20476781892944,0,0.41022178073074334,"FAIL",0,1,null,null,4.2960469254046973,1,15.264267992534252,"YES",1,null,13.941899999999999,11.722899999999999,12.695988728363995,0,0,0,null,-717.96540593172358,null,-74.005876746385212,null,0,null,0,null,15.264267992534252,null,0,0,null,"RSFN615"]
[679,"RMOE616",2.5932834111154074E-2,200.13244899300145,0,282.21963500976563,0,0,2304.949924674821,0,1549.6517762626277,0,0,null,2587.1695669752166,1549.6517762626277,1831.8714185630208,null,810.25495816961927,192.64812676707382,0,0,3032.8288482563462,0,null,1002.9030360057084,3032.828857421875,null,-1584.2665236788782,-828.96837526668492,1483.1770811592473,null,0.43510838360065307,0.64717961245749001,0,0,0.38764488096712796,0.54747458245942349,0,0,1.9571034627768435,"PASS",1,null,"RMOE616",null,1483.1770811592473,0,0.38764488096712796,"FAIL",0,1,null,null,2.5949657234378876,1,-10.382976307764729,"NO",0,null,13.941899999999999,11.722899999999999,12.695988728363995,0,0,0,null,-1589.2560910221903,null,-140.61494626143164,null,0,null,0,null,-10.382976307764729,null,-10.382976307764729,-0.16436562146216127,null,"RMOE616"]
[680,"RMON616",2.5932834111154074E-2,200.13244899300145,0,282.21963500976563,0,0,2304.949924674821,0,1549.6517762626277,0,0,null,2587.1695669752166,1549.6517762626277,1831.8714185630208,null,810.25495816961927,192.64812676707382,0,0,3032.8288482563462,0,null,1002.9030360057084,3032.828857421875,null,-1584.2665236788782,-828.96837526668492,1483.1770811592473,null,0.43510838360065307,0.64717961245749001,0,0,0.38764488096712796,0.54747458245942349,0,0,1.9571034627768435,"PASS",1,null,"RMON616",null,1483.1770811592473,0,0.38764488096712796,"FAIL",0,1,null,null,2.5949657234378876,1,-10.382976307764729,"NO",0,null,13.941899999999999,11.722899999999999,12.695988728363995,0,0,0,null,-1589.2560910221903,null,-140.61494626143164,null,0,null,0,null,-10.382976307764729,null,-10.382976307764729,-0.16436562146216127,null,"RMON616"]
[681,"RMFE616",2.5932834111154074E-2,200.13244899300145,0,282.21963500976563,0,0,2304.949924674821,0,1549.6517762626277,0,0,null,2587.1695669752166,1549.6517762626277,1831.8714185630208,null,810.25495816961927,192.64812676707382,0,0,3032.8288482563462,0,null,1002.9030360057084,3032.828857421875,null,-1584.2665236788782,-828.96837526668492,1483.1770811592473,null,0.43510838360065307,0.64717961245749001,0,0,0.38764488096712796,0.54747458245942349,0,0,1.9571034627768435,"PASS",1,null,"RMFE616",null,1483.1770811592473,0,0.38764488096712796,"FAIL",0,1,null,null,2.5949657234378738,1,-10.382976307765119,"NO",0,null,13.941899999999999,11.722899999999999,12.695988728363995,0,0,0,null,-1589.2560910221903,null,-140.61494626143164,null,0,null,0,null,-10.382976307765119,null,-10.382976307765119,-0.16436562146216746,null,"RMFE616"]
[682,"RMFN616",2.5932834111154074E-2,200.13244899300145,0,282.21963500976563,0,0,2304.949924674821,0,1549.6517762626277,0,0,null,2587.1695669752166,1549.6517762626277,1831.8714185630208,null,810.25495816961927,192.64812676707382,0,0,3032.8288482563462,0,null,1002.9030360057084,3032.828857421875,null,-1584.2665236788782,-828.96837526668492,1483.1770811592473,null,0.43510838360065307,0.64717961245749001,0,0,0.38764488096712796,0.54747458245942349,0,0,1.9571034627768435,"PASS",1,null,"RMFN616",null,1483.1770811592473,0,0.38764488096712796,"FAIL",0,1,null,null,2.5949657234378738,1,-10.382976307765119,"NO",0,null,13.941899999999999,11.722899999999999,12.695988728363995,0,0,0,null,-1589.2560910221903,null,-140.61494626143164,null,0,null,0,null,-10.382976307765119,null,-10.382976307765119,-0.16436562146216746,null,"RMFN616"]
[683,"RSFE616",2.5932834111154074E-2,200.13244899300145,0,282.21963500976563,0,0,2304.949924674821,0,1549.6517762626277,0,0,null,2587.1695669752166,1549.6517762626277,1831.8714185630208,null,810.25495816961927,192.64812676707382,0,0,3032.8288482563462,0,null,1002.9030360057084,3032.828857421875,null,-1584.2665236788782,-828.96837526668492,1483.1770811592473,null,0.43510838360065307,0.64717961245749001,0,0,0.38764488096712796,0.54747458245942349,0,0,1.9571034627768435,"PASS",1,null,"RSFE616",null,1483.1770811592473,0,0.38764488096712796,"FAIL",0,1,null,null,2.5949657234378876,1,-10.382976307764729,"NO",0,null,13.941899999999999,11.722899999999999,12.695988728363995,0,0,0,null,-1589.2560910221903,null,-140.61494626143164,null,0,null,0,null,-10.382976307764729,null,-10.382976307764729,-0.16436562146216127,null,"RSFE616"]
[684,"RSFN616",2.5932834111154074E-2,200.13244899300145,0,282.21963500976563,0,0,2304.949924674821,0,1549.6517762626277,0,0,null,2587.1695669752166,1549.6517762626277,1831.8714185630208,null,810.25495816961927,192.64812676707382,0,0,3032.8288482563462,0,null,1002.9030360057084,3032.828857421875,null,-1584.2665236788782,-828.96837526668492,1483.1770811592473,null,0.43510838360065307,0.64717961245749001,0,0,0.38764488096712796,0.54747458245942349,0,0,1.9571034627768435,"PASS",1,null,"RSFN616",null,1483.1770811592473,0,0.38764488096712796,"FAIL",0,1,null,null,2.5949657234378876,1,-10.382976307764729,"NO",0,null,13.941899999999999,11.722899999999999,12.695988728363995,0,0,0,null,-1589.2560910221903,null,-140.61494626143164,null,0,null,0,null,-10.382976307764729,null,-10.382976307764729,-0.16436562146216127,null,"RSFN616"]
[685,"RMOE617",8.3500002976506955E-3,60.611718572013686,0,196.76286315917969,0,0,698.07258572976298,0,290.27067044872013,0,0,null,894.83544496508716,290.27067044872013,487.0335296840442,null,247.51798620738774,62.029931204280906,0,0,918.51656017074117,0,null,309.54791506427944,918.51654052734375,null,-585.28753382466323,-177.48561854362038,628.24587007862362,null,0.44343227537101887,1.0664112725745223,0,1,0.34592719303713815,0.63557823784981871,0,0,3.1643449856902128,"PASS",1,null,"RMOE617",null,628.24587007862362,0,0.34592719303713815,"FAIL",0,1,null,null,0.69717975081292582,0,-17.13611001456097,"NO",0,null,13.941899999999999,11.722899999999999,12.695988728363995,0,0,0,null,-586.82757320309247,null,-51.921605420813854,null,0,null,0,null,-17.13611001456097,null,-17.13611001456097,-3.3338735436889047,null,"RMOE617"]
[686,"RMON617",8.3500002976506955E-3,60.611718572013686,0,196.76286315917969,0,0,698.07258572976298,0,290.27067044872013,0,0,null,894.83544496508716,290.27067044872013,487.0335296840442,null,247.51798620738774,62.029931204280906,0,0,918.51656017074117,0,null,309.54791506427944,918.51654052734375,null,-585.28753382466323,-177.48561854362038,628.24587007862362,null,0.44343227537101887,1.0664112725745223,0,1,0.34592719303713815,0.63557823784981871,0,0,3.1643449856902128,"PASS",1,null,"RMON617",null,628.24587007862362,0,0.34592719303713815,"FAIL",0,1,null,null,0.69717975081292582,0,-17.13611001456097,"NO",0,null,13.941899999999999,11.722899999999999,12.695988728363995,0,0,0,null,-586.82757320309247,null,-51.921605420813854,null,0,null,0,null,-17.13611001456097,null,-17.13611001456097,-3.3338735436889047,null,"RMON617"]
[687,"RMFE617",8.3500002976506955E-3,60.611718572013686,0,196.76286315917969,0,0,698.07258572976298,0,290.27067044872013,0,0,null,894.83544496508716,290.27067044872013,487.0335296840442,null,247.51798620738774,62.029931204280906,0,0,918.51656017074117,0,null,309.54791506427944,918.51654052734375,null,-585.28753382466323,-177.48561854362038,628.24587007862362,null,0.44343227537101887,1.0664112725745223,0,1,0.34592719303713815,0.63557823784981871,0,0,3.1643449856902128,"PASS",1,null,"RMFE617",null,628.24587007862362,0,0.34592719303713815,"FAIL",0,1,null,null,0.69717975081292582,0,-17.13611001456097,"NO",0,null,13.941899999999999,11.722899999999999,12.695988728363995,0,0,0,null,-586.82757320309247,null,-51.921605420813854,null,0,null,0,null,-17.13611001456097,null,-17.13611001456097,-3.3338735436889047,null,"RMFE617"]
[688,"RMFN617",8.3500002976506955E-3,60.611718572013686,0,196.76286315917969,0,0,698.07258572976298,0,290.27067044872013,0,0,null,894.83544496508716,290.27067044872013,487.0335296840442,null,247.51798620738774,62.029931204280906,0,0,918.51656017074117,0,null,309.54791506427944,918.51654052734375,null,-585.28753382466323,-177.48561854362038,628.24587007862362,null,0.44343227537101887,1.0664112725745223,0,1,0.34592719303713815,0.63557823784981871,0,0,3.1643449856902128,"PASS",1,null,"RMFN617",null,628.24587007862362,0,0.34592719303713815,"FAIL",0,1,null,null,0.69717975081292582,0,-17.13611001456097,"NO",0,null,13.941899999999999,11.722899999999999,12.695988728363995,0,0,0,null,-586.82757320309247,null,-51.921605420813854,null,0,null,0,null,-17.13611001456097,null,-17.13611001456097,-3.3338735436889047,null,"RMFN617"]
[689,"RSFE617",8.3500002976506955E-3,60.611718572013686,0,196.76286315917969,0,0,698.07258572976298,0,290.27067044872013,0,0,null,894.83544496508716,290.27067044872013,487.0335296840442,null,247.51798620738774,62.029931204280906,0,0,918.51656017074117,0,null,309.54791506427944,918.51654052734375,null,-585.28753382466323,-177.48561854362038,628.24587007862362,null,0.44343227537101887,1.0664112725745223,0,1,0.34592719303713815,0.63557823784981871,0,0,3.1643449856902128,"PASS",1,null,"RSFE617",null,628.24587007862362,0,0.34592719303713815,"FAIL",0,1,null,null,0.69717975081292582,0,-17.13611001456097,"NO",0,null,13.941899999999999,11.722899999999999,12.695988728363995,0,0,0,null,-586.82757320309247,null,-51.921605420813854,null,0,null,0,null,-17.13611001456097,null,-17.13611001456097,-3.3338735436889047,null,"RSFE617"]
[690,"RSFN617",8.3500002976506955E-3,60.611718572013686,0,196.76286315917969,0,0,698.07258572976298,0,290.27067044872013,0,0,null,894.83544496508716,290.27067044872013,487.0335296840442,null,247.51798620738774,62.029931204280906,0,0,918.51656017074117,0,null,309.54791506427944,918.51654052734375,null,-585.28753382466323,-177.48561854362038,628.24587007862362,null,0.44343227537101887,1.0664112725745223,0,1,0.34592719303713815,0.63557823784981871,0,0,3.1643449856902128,"PASS",1,null,"RSFN617",null,628.24587007862362,0,0.34592719303713815,"FAIL",0,1,null,null,0.69717975081292582,0,-17.13611001456097,"NO",0,null,13.941899999999999,11.722899999999999,12.695988728363995,0,0,0,null,-586.82757320309247,null,-51.921605420813854,null,0,null,0,null,-17.13611001456097,null,-17.13611001456097,-3.3338735436889047,null,"RSFN617"]
[691,"RMOE618",1.3400000054389238E-2,106.21402865132876,0,344.8009033203125,0,0,1223.2799756917532,0,9708.2555089561065,0,0,null,1568.0808738938024,9708.2555089561065,10053.056407158163,null,428.21318177218762,99.545036153470093,0,0,1609.5789153838855,0,null,527.75821188370287,1609.578857421875,null,-1040.3226671283628,-9525.2982003927154,-8098.6766515342315,null,0.43142879992395905,5.4361796658198049E-2,0,0,0.33656313200898486,5.2497289405361754E-2,0,0,0.16579485943040936,"FAIL",0,null,"RMOE618",null,-8098.6766515342315,8098.6766515342315,5.459516391261731E-2,"FAIL",0,1,null,null,13.306306224032634,1,132.87406139001678,"YES",1,null,13.941899999999999,11.722899999999999,12.695988728363995,0,0,0,null,-1042.9483298740529,null,-92.278471787617107,null,716.55851349403224,null,716.55851349403224,null,132.87406139001678,null,132.87406139001678,0.77292805182954327,null,"RMOE618"]
[692,"RMON618",1.3400000054389238E-2,106.21402865132876,0,344.8009033203125,0,0,1223.2799756917532,0,9708.2555089561065,0,0,null,1568.0808738938024,9708.2555089561065,10053.056407158163,null,428.21318177218762,99.545036153470093,0,0,1609.5789153838855,0,null,527.75821188370287,1609.578857421875,null,-1040.3226671283628,-9525.2982003927154,-8098.6766515342315,null,0.43142879992395905,5.4361796658198049E-2,0,0,0.33656313200898486,5.2497289405361754E-2,0,0,0.16579485943040936,"FAIL",0,null,"RMON618",null,-8098.6766515342315,8098.6766515342315,5.459516391261731E-2,"FAIL",0,1,null,null,13.306306224032634,1,132.87406139001678,"YES",1,null,13.941899999999999,11.722899999999999,12.695988728363995,0,0,0,null,-1042.9483298740529,null,-92.278471787617107,null,716.55851349403224,null,716.55851349403224,null,132.87406139001678,null,132.87406139001678,0.77292805182954327,null,"RMON618"]
[693,"RMFE618",1.1099999677389859E-2,88.511691869996056,0,287.33407592773438,0,0,1019.3999950289056,0,9708.2555089561065,0,0,null,1306.734072375885,9708.2555089561065,9995.5895863030819,null,356.5129962428224,82.458945127194113,0,0,1341.3157829327718,0,null,438.97193760131552,1341.3157958984375,null,-867.76213335532441,-9556.6176472825246,-8366.939713057669,null,0.43061795148318427,4.5216356038049577E-2,0,0,0.33593058247876778,4.3916562787368267E-2,0,0,0.1381623912412524,"FAIL",0,null,"RMFE618",null,-8366.939713057669,8366.939713057669,4.5377996757210708E-2,"FAIL",0,1,null,null,15.967567468839164,1,139.38005115834733,"YES",1,null,13.941899999999999,11.722899999999999,12.695988728363995,0,0,0,null,-869.94607334339059,null,-76.971496944111024,null,740.29401854771004,null,740.29401854771004,null,139.38005115834733,null,139.38005115834733,0.81077337652461945,null,"RMFE618"]
[694,"RMFN618",1.1099999677389859E-2,88.511691869996056,0,287.33407592773438,0,0,1019.3999950289056,0,9708.2555089561065,0,0,null,1306.734072375885,9708.2555089561065,9995.5895863030819,null,356.5129962428224,82.458945127194113,0,0,1341.3157829327718,0,null,438.97193760131552,1341.3157958984375,null,-867.76213335532441,-9556.6176472825246,-8366.939713057669,null,0.43061795148318427,4.5216356038049577E-2,0,0,0.33593058247876778,4.3916562787368267E-2,0,0,0.1381623912412524,"FAIL",0,null,"RMFN618",null,-8366.939713057669,8366.939713057669,4.5377996757210708E-2,"FAIL",0,1,null,null,15.967567468839164,1,139.38005115834733,"YES",1,null,13.941899999999999,11.722899999999999,12.695988728363995,0,0,0,null,-869.94607334339059,null,-76.971496944111024,null,740.29401854771004,null,740.29401854771004,null,139.38005115834733,null,139.38005115834733,0.81077337652461945,null,"RMFN618"]
[695,"RSFE618",1.4549999963492155E-2,115.05476109479093,0,373.50042724609375,0,0,1325.0997739411659,0,9708.2555089561065,0,0,null,1698.6002066755634,9708.2555089561065,10081.755941690499,null,464.02774285791867,108.08807959104378,0,0,1743.5523341331127,0,null,572.11580971787714,1743.5523681640625,null,-1126.4843914693824,-9509.6401264843225,-7964.703140792044,null,0.43175300529730443,5.8930856237774762E-2,0,0,0.33681604966135587,5.6747635366125843E-2,0,0,0.17959481665429924,"FAIL",0,null,"RSFE618",null,-7964.703140792044,7964.703140792044,5.9204993310361352E-2,"FAIL",0,1,null,null,12.283858490044098,1,129.62490258472437,"YES",1,null,13.941899999999999,11.722899999999999,12.695988728363995,0,0,0,null,-1129.3307387814116,null,-99.921455102300314,null,704.70474233664049,null,704.70474233664049,null,129.62490258472437,null,129.62490258472437,0.75402770394232077,null,"RSFE618"]
[696,"RSFN618",1.4549999963492155E-2,115.05476109479093,0,373.50042724609375,0,0,1325.0997739411659,0,9708.2555089561065,0,0,null,1698.6002066755634,9708.2555089561065,10081.755941690499,null,464.02774285791867,108.08807959104378,0,0,1743.5523341331127,0,null,572.11580971787714,1743.5523681640625,null,-1126.4843914693824,-9509.6401264843225,-7964.703140792044,null,0.43175300529730443,5.8930856237774762E-2,0,0,0.33681604966135587,5.6747635366125843E-2,0,0,0.17959481665429924,"FAIL",0,null,"RSFN618",null,-7964.703140792044,7964.703140792044,5.9204993310361352E-2,"FAIL",0,1,null,null,12.283858490044098,1,129.62490258472437,"YES",1,null,13.941899999999999,11.722899999999999,12.695988728363995,0,0,0,null,-1129.3307387814116,null,-99.921455102300314,null,704.70474233664049,null,704.70474233664049,null,129.62490258472437,null,129.62490258472437,0.75402770394232077,null,"RSFN618"]
[697,"RMOE701",0.222775211930275,798.50838365738252,0,281.1104736328125,0,0,9196.5188455154548,0,23076.076751215449,0,0,null,9477.6293224353431,23076.076751215449,23357.187228135339,null,4087.9067109665075,1654.9377937078636,0,0,12100.682691467706,0,null,5742.8444231871927,12100.6826171875,null,-3734.7848959610747,-17614.342801661071,-10975.394134027949,null,0.62445850649103007,0.24886571860117898,0,0,0.60593680442687847,0.24587054802034283,0,0,0.52438214466200972,"FAIL",0,null,"RMOE701",null,-10975.394134027949,10975.394134027949,0.28078217561987723,"FAIL",0,1,null,null,22.630099383687238,1,1904.5310037052204,"YES",1,null,13.941899999999999,11.722899999999999,12.695988728363995,0,0,0,null,-3763.3562612505625,null,-494.07944297433448,null,1440.9256641470183,null,1440.9256641470183,null,1904.5310037052204,null,1440.9256641470183,0.65556217659100025,null,"RMOE701"]
[698,"RMON701",0.222775211930275,798.50838365738252,0,281.1104736328125,0,0,9196.5188455154548,0,23076.076751215449,0,0,null,9477.6293224353431,23076.076751215449,23357.187228135339,null,4087.9067109665075,1654.9377937078636,0,0,12100.682691467706,0,null,5742.8444231871927,12100.6826171875,null,-3734.7848959610747,-17614.342801661071,-10975.394134027949,null,0.62445850649103007,0.24886571860117898,0,0,0.60593680442687847,0.24587054802034283,0,0,0.52438214466200972,"FAIL",0,null,"RMON701",null,-10975.394134027949,10975.394134027949,0.28078217561987723,"FAIL",0,1,null,null,22.630099383687238,1,1904.5310037052204,"YES",1,null,13.941899999999999,11.722899999999999,12.695988728363995,0,0,0,null,-3763.3562612505625,null,-494.07944297433448,null,1440.9256641470183,null,1440.9256641470183,null,1904.5310037052204,null,1440.9256641470183,0.65556217659100025,null,"RMON701"]
[699,"RMFE701",0.11663668602705003,428.54036630002463,0,150.86528015136719,0,0,4935.551880734266,0,23076.076751215449,0,0,null,5086.4171672904167,23076.076751215449,23226.942037771601,null,2219.377878717954,866.46291643711754,0,0,6494.1472114924545,0,null,3085.8408148963458,6494.14697265625,null,-2000.5763459892873,-20141.10121647047,-16581.929778559199,null,0.62522710518793345,0.13372467287940573,0,0,0.6066826053172264,0.13285609490603942,0,0,0.28142335643402616,"FAIL",0,null,"RMFE701",null,-16581.929778559199,16581.929778559199,0.14241237799635345,"FAIL",0,1,null,null,42.167143612940016,1,2040.5021952365835,"YES",1,null,13.941899999999999,11.722899999999999,12.695988728363995,0,0,0,null,-2015.9287878544428,null,-264.66507644643457,null,2176.9904467422375,null,2176.9904467422375,null,2040.5021952365835,null,2040.5021952365835,0.92834494778734444,null,"RMFE701"]
[700,"RMFN701",0.11663668602705003,428.54036630002463,0,150.86528015136719,0,0,4935.551880734266,0,23076.076751215449,0,0,null,5086.4171672904167,23076.076751215449,23226.942037771601,null,2219.377878717954,866.46291643711754,0,0,6494.1472114924545,0,null,3085.8408148963458,6494.14697265625,null,-2000.5763459892873,-20141.10121647047,-16581.929778559199,null,0.62522710518793345,0.13372467287940573,0,0,0.6066826053172264,0.13285609490603942,0,0,0.28142335643402616,"FAIL",0,null,"RMFN701",null,-16581.929778559199,16581.929778559199,0.14241237799635345,"FAIL",0,1,null,null,42.167143612940016,1,2040.5021952365835,"YES",1,null,13.941899999999999,11.722899999999999,12.695988728363995,0,0,0,null,-2015.9287878544428,null,-264.66507644643457,null,2176.9904467422375,null,2176.9904467422375,null,2040.5021952365835,null,2040.5021952365835,0.92834494778734444,null,"RMFN701"]
[701,"RSFE701",0.30979387760162352,1113.5925402596583,0,392.03411865234375,0,0,12825.3816645181,0,23076.076751215449,0,0,null,13217.415782410928,23076.076751215449,23468.110869108285,null,5761.6789619860692,2301.3763149856113,0,0,16875.502190155392,0,null,8063.0549401588878,16875.501953125,null,-5154.3608430115555,-15405.055929708906,-6200.5747980904489,null,0.62867953181195635,0.34941186177733596,0,0,0.6100326321296079,0.34357494665288801,0,0,0.73129857102924323,"FAIL",0,null,"RSFE701",null,-6200.5747980904489,6200.5747980904489,0.41523631945418937,"FAIL",0,1,null,null,16.227052607078029,1,1788.7308176664833,"YES",1,null,13.941899999999999,11.722899999999999,12.695988728363995,0,0,0,null,-5194.4755442063752,null,-681.96668220096888,null,814.05435193722519,null,814.05435193722519,null,1788.7308176664833,null,814.05435193722519,0.3703613976056529,null,"RSFE701"]
[702,"RSFN701",0.30979387760162352,1113.5925402596583,0,392.03411865234375,0,0,12825.3816645181,0,23076.076751215449,0,0,null,13217.415782410928,23076.076751215449,23468.110869108285,null,5761.6789619860692,2301.3763149856113,0,0,16875.502190155392,0,null,8063.0549401588878,16875.501953125,null,-5154.3608430115555,-15405.055929708906,-6200.5747980904489,null,0.62867953181195635,0.34941186177733596,0,0,0.6100326321296079,0.34357494665288801,0,0,0.73129857102924323,"FAIL",0,null,"RSFN701",null,-6200.5747980904489,6200.5747980904489,0.41523631945418937,"FAIL",0,1,null,null,16.227052607078029,1,1788.7308176664833,"YES",1,null,13.941899999999999,11.722899999999999,12.695988728363995,0,0,0,null,-5194.4755442063752,null,-681.96668220096888,null,814.05435193722519,null,814.05435193722519,null,1788.7308176664833,null,814.05435193722519,0.3703613976056529,null,"RSFN701"]
[703,"RMON702",0.84829998910427085,3644.8019827112171,0,1846.3270263671875,0,0,41977.63080288221,0,13001.493221416127,0,0,null,43823.957818391769,13001.493221416127,14847.820236925689,null,17453.440673848894,6301.7949807181458,0,0,55233.724740634447,0,null,23755.234682523223,55233.7265625,null,-20068.723146726174,8907.4144347399088,42232.233341083876,null,0.56590222526070177,1.8271158764589808,0,1,0.54206045868975083,1.5999139460265037,0,1,4.2482602284112039,"PASS",1,null,"RMON702",null,42232.233341083876,0,0.54206045868975083,"FAIL",0,1,null,null,3.3278929461582907,1,135.84080166162573,"YES",1,null,13.941899999999999,11.722899999999999,12.695988728363995,0,0,0,null,-20186.908393902904,null,-3036.1349714240387,null,0,null,0,null,135.84080166162573,null,0,0,null,"RMON702"]
[704,"RMFN702",0.3775500074028969,1666.0922421343619,0,843.9830322265625,0,0,19188.588393994989,0,13001.505054308986,0,0,null,20032.571426863818,13001.505054308986,13845.48808717781,null,8029.8772938967677,2804.7185809043103,0,0,25248.142623677642,0,null,10834.596288792389,25248.142578125,null,-9197.9751374291627,-3010.8917977431593,12246.637523816014,null,0.56463748485964937,0.83333400583508332,0,0,0.54084900326927021,0.78253624726518745,0,0,1.9419399886905562,"PASS",1,null,"RMFN702",null,12246.637523816014,0,0.54084900326927021,"FAIL",0,1,null,null,7.2802218830095606,1,863.06047038700763,"YES",1,null,13.941899999999999,11.722899999999999,12.695988728363995,0,0,0,null,-9251.8786015525056,null,-1391.4935177507102,null,0,null,0,null,863.06047038700763,null,0,0,null,"RMFN702"]
[705,"RSFN702",0.87819999754428868,4315.8779985296915,0,2186.270263671875,0,0,49706.495461735991,0,13001.471707065477,0,0,null,51892.765756700654,13001.471707065477,15187.742002030142,null,19655.932058681581,6523.9141903502077,0,0,65403.283502284205,0,null,26179.84645032453,65403.28515625,null,-25712.919275083335,10992.104479587179,52401.813449184527,null,0.52668863912318564,2.0136063855061455,0,1,0.50449896212616563,1.7237484348078849,0,1,5.0304524464493854,"PASS",1,null,"RSFN702",null,52401.813449184527,0,0.50449896212616563,"FAIL",0,1,null,null,2.8104340803325503,1,-110.79653034305591,"NO",0,null,13.941899999999999,11.722899999999999,12.695988728363995,0,0,0,null,-25843.167267373505,null,-3886.843016364614,null,0,null,0,null,-110.79653034305591,null,-110.79653034305591,-7.5096867913813162E-2,null,"RSFN702"]
[706,"RMON703",1.4815500020980832,6378.4009851848987,0,3231.07080078125,0,0,73460.825290065026,0,18955.261670447308,0,0,null,76691.896188943691,18955.261670447308,22186.332569325947,null,30528.726900928912,11006.040889807253,0,0,96658.980644822499,0,null,41534.769580225904,96658.984375,null,-35157.126510620372,19348.437108997347,77703.722704552696,null,0.56540025811339667,2.1912000109701339,0,1,0.54157964136165582,1.872088126060879,0,1,5.0993220803540105,"PASS",1,null,"RMON703",null,77703.722704552696,0,0.54157964136165582,"FAIL",0,1,null,null,2.7724772719652733,1,-193.19379191926271,"NO",0,null,13.941899999999999,11.722899999999999,12.695988728363995,0,0,0,null,-35363.767155298112,null,-5318.7525343864108,null,0,null,0,null,-193.19379191926271,null,-193.19379191926271,-8.9815562347956485E-2,null,"RMON703"]
[707,"RMFN703",0.65865001678466795,2915.6563272023513,0,1476.9676513671875,0,0,33579.970992099035,0,18955.276730492766,0,0,null,35056.938694366094,18955.276730492766,20432.24443275981,null,14042.016105419374,4892.9357811336113,0,0,44184.17235802504,0,null,18934.952002951715,44184.171875,null,-16121.986640514508,-1497.2923789082379,25228.895144507234,null,0.56387636568854937,0.99892775358386854,0,0,0.5401199515885492,0.92671914299157676,0,0,2.3309694974762514,"PASS",1,null,"RMFN703",null,25228.895144507234,0,0.5401199515885492,"FAIL",0,1,null,null,6.0651823550440076,1,1079.441217242701,"YES",1,null,13.941899999999999,11.722899999999999,12.695988728363995,0,0,0,null,-16216.190381822722,null,-2438.9342716982119,null,0,null,0,null,1079.441217242701,null,0,0,null,"RMFN703"]
[708,"RSFN703",1.5402999997138975,7552.7894279333095,0,3825.97412109375,0,0,86986.400809038474,0,18955.229398921325,0,0,null,90812.374968176504,18955.229398921325,22781.203558059355,null,34415.037553145412,11442.478995250911,0,0,114455.79053820854,0,null,45857.517107214633,114455.7890625,null,-44954.857822917591,23076.313587199558,95500.559663578679,null,0.5271803026761136,2.4192541352110579,0,1,0.50496991343410802,2.0129541034531035,0,1,6.0382170351899447,"PASS",1,null,"RSFN703",null,95500.559663578679,0,0.50496991343410802,"FAIL",0,1,null,null,2.3413790220413628,1,-624.81032829589606,"NO",0,null,13.941899999999999,11.722899999999999,12.695988728363995,0,0,0,null,-45183.004674197262,null,-6795.5775063991168,null,0,null,0,null,-624.81032829589606,null,-624.81032829589606,-0.29047405345309579,null,"RSFN703"]
[709,"RMOE704",2.2449999954551457E-2,99.189724381335125,0,69.748779296875,0,0,1142.3802031687026,0,3669.8296490542652,0,0,null,1212.1289860643562,3669.8296490542652,3739.5784319499198,null,470.0125949637951,166.77507821272062,0,0,1503.1318462746071,0,null,636.78766653918728,1503.1318359375,null,-575.34131592639028,-3102.790761811953,-2166.6978131167652,null,0.55742183274262225,0.17351968004926083,0,0,0.52534645714345085,0.17028327624083567,0,0,0.4095917194207816,"FAIL",0,null,"RMOE704",null,-2166.6978131167652,2166.6978131167652,0.1884641341698122,"FAIL",0,1,null,null,24.865316828457178,1,263.54644815858092,"YES",1,null,13.941899999999999,11.722899999999999,12.695988728363995,0,0,0,null,-578.50941376986873,null,-66.92876730724754,null,250.66906485449326,null,250.66906485449326,null,263.54644815858092,null,250.66906485449326,0.83556131216455476,null,"RMOE704"]
[710,"RMON704",2.2449999954551457E-2,99.189724381335125,0,69.748779296875,0,0,1142.3802031687026,0,3669.8296490542652,0,0,null,1212.1289860643562,3669.8296490542652,3739.5784319499198,null,470.0125949637951,166.77507821272062,0,0,1503.1318462746071,0,null,636.78766653918728,1503.1318359375,null,-575.34131592639028,-3102.790761811953,-2166.6978131167652,null,0.55742183274262225,0.17351968004926083,0,0,0.52534645714345085,0.17028327624083567,0,0,0.4095917194207816,"FAIL",0,null,"RMON704",null,-2166.6978131167652,2166.6978131167652,0.1884641341698122,"FAIL",0,1,null,null,24.865316828457178,1,263.54644815858092,"YES",1,null,13.941899999999999,11.722899999999999,12.695988728363995,0,0,0,null,-578.50941376986873,null,-66.92876730724754,null,250.66906485449326,null,250.66906485449326,null,263.54644815858092,null,250.66906485449326,0.83556131216455476,null,"RMON704"]
[711,"RMFE704",8.2499996991828081E-3,39.381577725710962,0,27.692560195922852,0,0,453.5624536110455,0,3669.8330088747689,0,0,null,481.25501290897927,3669.8330088747689,3697.5255681727017,null,184.87712828240973,61.287053357307016,0,0,596.7927021197969,0,null,246.16417725665178,596.792724609375,null,-235.09083655031657,-3451.36139181404,-3073.0402842653939,null,0.54273490959582593,6.7077759849386104E-2,0,0,0.5115046497061293,6.657538201108934E-2,0,0,0.16262122095641662,"FAIL",0,null,"RMFE704",null,-3073.0402842653939,3073.0402842653939,6.9258223251781173E-2,"FAIL",0,1,null,null,62.627910367245768,1,285.52748416876676,"YES",1,null,13.941899999999999,11.722899999999999,12.695988728363995,0,0,0,null,-236.31553394960338,null,-27.339758016613182,null,355.52541275190708,null,355.52541275190708,null,285.52748416876676,null,285.52748416876676,0.95175491470933693,null,"RMFE704"]
[712,"RMFN704",8.2499996991828081E-3,39.381577725710962,0,27.692560195922852,0,0,453.5624536110455,0,3669.8330088747689,0,0,null,481.25501290897927,3669.8330088747689,3697.5255681727017,null,184.87712828240973,61.287053357307016,0,0,596.7927021197969,0,null,246.16417725665178,596.792724609375,null,-235.09083655031657,-3451.36139181404,-3073.0402842653939,null,0.54273490959582593,6.7077759849386104E-2,0,0,0.5115046497061293,6.657538201108934E-2,0,0,0.16262122095641662,"FAIL",0,null,"RMFN704",null,-3073.0402842653939,3073.0402842653939,6.9258223251781173E-2,"FAIL",0,1,null,null,62.627910367245768,1,285.52748416876676,"YES",1,null,13.941899999999999,11.722899999999999,12.695988728363995,0,0,0,null,-236.31553394960338,null,-27.339758016613182,null,355.52541275190708,null,355.52541275190708,null,285.52748416876676,null,285.52748416876676,0.95175491470933693,null,"RMFN704"]
[713,"RSFE704",2.2850000020116567E-2,107.79022697412269,0,75.796539306640625,0,0,1241.4332448076639,0,3669.8236760400359,0,0,null,1317.2297862734868,3669.8236760400359,3745.6202175058588,null,501.09185946919683,169.74657230424691,0,0,1633.4647957995574,0,null,670.83841756609195,1633.46484375,null,-646.39136654821255,-3074.7817977805844,-2036.3588322900359,null,0.54037413640394771,0.18279854205147197,0,0,0.50927972147028144,0.17909942252487612,0,0,0.44510717351755941,"FAIL",0,null,"RSFE704",null,-2036.3588322900359,2036.3588322900359,0.20003598959175656,"FAIL",0,1,null,null,22.881292321451863,1,260.38507989639601,"YES",1,null,13.941899999999999,11.722899999999999,12.695988728363995,0,0,0,null,-649.72887111321779,null,-75.168271064359459,null,235.58991988091441,null,235.58991988091441,null,260.38507989639601,null,235.58991988091441,0.78529892944140622,null,"RSFE704"]
[714,"RSFN704",2.2850000020116567E-2,107.79022697412269,0,75.796539306640625,0,0,1241.4332448076639,0,3669.8236760400359,0,0,null,1317.2297862734868,3669.8236760400359,3745.6202175058588,null,501.09185946919683,169.74657230424691,0,0,1633.4647957995574,0,null,670.83841756609195,1633.46484375,null,-646.39136654821255,-3074.7817977805844,-2036.3588322900359,null,0.54037413640394771,0.18279854205147197,0,0,0.50927972147028144,0.17909942252487612,0,0,0.44510717351755941,"FAIL",0,null,"RSFN704",null,-2036.3588322900359,2036.3588322900359,0.20003598959175656,"FAIL",0,1,null,null,22.881292321451863,1,260.38507989639601,"YES",1,null,13.941899999999999,11.722899999999999,12.695988728363995,0,0,0,null,-649.72887111321779,null,-75.168271064359459,null,235.58991988091441,null,235.58991988091441,null,260.38507989639601,null,235.58991988091441,0.78529892944140622,null,"RSFN704"]
[715,"RMFE705",0.13100000023841854,583.13540637335552,0,410.05245971679688,0,0,6716.0418900509758,0,39144.883436992786,0,0,null,7126.094356670581,39144.883436992786,39554.935903612386,null,2804.7904953341413,973.16415723196303,0,0,8836.8972237512862,0,null,3777.9546831972189,8836.8974609375,null,-3348.1396665705538,-35776.981213512365,-30307.985976055286,null,0.56252696827186466,9.6512094339945523E-2,0,0,0.53015782527778854,9.5511586545422564E-2,0,0,0.22574846787221328,"FAIL",0,null,"RMFE705",null,-30307.985976055286,30307.985976055286,0.10092286628425813,"FAIL",0,1,null,null,45.114933923007591,1,2985.6965042983584,"YES",1,null,13.941899999999999,11.722899999999999,12.695988728363995,0,0,0,null,-3366.9354610143209,null,-389.52666049163025,null,3506.3839803817859,null,3506.3839803817859,null,2985.6965042983584,null,2985.6965042983584,0.93302685797123885,null,"RMFE705"]
[716,"RMFN705",0.13100000023841854,583.13540637335552,0,410.05245971679688,0,0,6716.0418900509758,0,39144.883436992786,0,0,null,7126.094356670581,39144.883436992786,39554.935903612386,null,2804.7904953341413,973.16415723196303,0,0,8836.8972237512862,0,null,3777.9546831972189,8836.8974609375,null,-3348.1396665705538,-35776.981213512365,-30307.985976055286,null,0.56252696827186466,9.6512094339945523E-2,0,0,0.53015782527778854,9.5511586545422564E-2,0,0,0.22574846787221328,"FAIL",0,null,"RMFN705",null,-30307.985976055286,30307.985976055286,0.10092286628425813,"FAIL",0,1,null,null,45.114933923007591,1,2985.6965042983584,"YES",1,null,13.941899999999999,11.722899999999999,12.695988728363995,0,0,0,null,-3366.9354610143209,null,-389.52666049163025,null,3506.3839803817859,null,3506.3839803817859,null,2985.6965042983584,null,2985.6965042983584,0.93302685797123885,null,"RMFN705"]
[717,"RSFE705",0.30854999721050264,1510.5557450428935,0,1062.2010498046875,0,0,17397.255508902981,0,39144.784882258013,0,0,null,18459.456601688504,39144.784882258013,40206.985975043543,null,6885.4351487276772,2292.1358584182876,0,0,22891.12566960917,0,null,9177.571325474375,22891.125,null,-9281.8852332332935,-31029.414606588325,-16253.659882258013,null,0.5275298348511227,0.23445195453440898,0,0,0.49717451303544169,0.2282581276045316,0,0,0.58478096300320137,"FAIL",0,null,"RSFE705",null,-16253.659882258013,16253.659882258013,0.26438338779181836,"FAIL",0,1,null,null,17.416139527253694,1,2644.8415355279167,"YES",1,null,13.941899999999999,11.722899999999999,12.695988728363995,0,0,0,null,-9327.5447920664992,null,-1079.1199936886189,null,1880.4143791919921,null,1880.4143791919921,null,2644.8415355279167,null,1880.4143791919921,0.58762889225274284,null,"RSFE705"]
[718,"RSFN705",0.30854999721050264,1510.5557450428935,0,1062.2010498046875,0,0,17397.255508902981,0,39144.784882258013,0,0,null,18459.456601688504,39144.784882258013,40206.985975043543,null,6885.4351487276772,2292.1358584182876,0,0,22891.12566960917,0,null,9177.571325474375,22891.125,null,-9281.8852332332935,-31029.414606588325,-16253.659882258013,null,0.5275298348511227,0.23445195453440898,0,0,0.49717451303544169,0.2282581276045316,0,0,0.58478096300320137,"FAIL",0,null,"RSFN705",null,-16253.659882258013,16253.659882258013,0.26438338779181836,"FAIL",0,1,null,null,17.416139527253694,1,2644.8415355279167,"YES",1,null,13.941899999999999,11.722899999999999,12.695988728363995,0,0,0,null,-9327.5447920664992,null,-1079.1199936886189,null,1880.4143791919921,null,1880.4143791919921,null,2644.8415355279167,null,1880.4143791919921,0.58762889225274284,null,"RSFN705"]
[719,"RMOE705",0.29590000510215753,1275.6780819758753,0,897.0384521484375,0,0,14692.14069859526,0,39144.850585414541,0,0,null,15589.179175056899,39144.850585414541,40041.889061876172,null,6103.7000755659792,2198.1624318022305,0,0,19331.764077099022,0,null,8301.8627252288697,19331.763671875,null,-7287.3164255148276,-31740.026312334106,-19813.086913539541,null,0.56505467076166949,0.2120805827860833,0,0,0.53254008084401427,0.20732944735551709,0,0,0.49385202351693375,"FAIL",0,null,"RMOE705",null,-19813.086913539541,19813.086913539541,0.23450088506070188,"FAIL",0,1,null,null,20.622830751435966,1,2731.1694254626609,"YES",1,null,13.941899999999999,11.722899999999999,12.695988728363995,0,0,0,null,-7328.6192251428311,null,-847.8607938402962,null,2292.210726586497,null,2292.210726586497,null,2731.1694254626609,null,2292.210726586497,0.71631393401198062,null,"RMOE705"]
[720,"RMON705",0.29590000510215753,1275.6780819758753,0,897.0384521484375,0,0,14692.14069859526,0,39144.850585414541,0,0,null,15589.179175056899,39144.850585414541,40041.889061876172,null,6103.7000755659792,2198.1624318022305,0,0,19331.764077099022,0,null,8301.8627252288697,19331.763671875,null,-7287.3164255148276,-31740.026312334106,-19813.086913539541,null,0.56505467076166949,0.2120805827860833,0,0,0.53254008084401427,0.20732944735551709,0,0,0.49385202351693375,"FAIL",0,null,"RMON705",null,-19813.086913539541,19813.086913539541,0.23450088506070188,"FAIL",0,1,null,null,20.622830751435966,1,2731.1694254626609,"YES",1,null,13.941899999999999,11.722899999999999,12.695988728363995,0,0,0,null,-7328.6192251428311,null,-847.8607938402962,null,2292.210726586497,null,2292.210726586497,null,2731.1694254626609,null,2292.210726586497,0.71631393401198062,null,"RMON705"]
[]
[null,null,null,null,null,null,null,null,null,null,null,null,null,null,null,null,null,null,null,null,null,null,null,null,null,null,null,null,null,null,null,null,null,null,720,523,null,null,720,555,null,null,null,null,null,null,null,null,null,null,720]