{"text_format":"1","workbook":"xlsx","n_sheets":2,"sheets":["INPUTS","OUTPUTS"],"not_rendered":{"charts":0,"images":0,"macros":1,"external_links":1,"defined_names":70,"comments":0,"pivot_tables":0},"unopened":[],"bounds":{"document_bytes":16777216,"sheet_cells":100000,"rows_first":2000,"rows_last":500,"rows_between":2000,"halvings":0,"cell_chars":16384,"cell_head_chars":4096},"cells_cut":0,"cells_raw":0,"read":"whole","date_system":"1900"}

{"sheet":"INPUTS","index":0,"n_rows":730,"n_cols":45,"rows_kept":730,"cut":false,"hidden":false,"merged":[[3,43,3,44],[2,0,2,27],[7,36,7,41],[3,32,3,33]]}
["FPL 000717"]
["20240012-EG"]
["I. Inputs: Batch Runs "]
[null,null,null,null,null,null,null,null,null,null,null,null,null,null,null,null,null,null,null,null,null,null,"adjusted for tax credits",null,null,null,null,null,null,null,null,null,"Screening Step # 4",null,null,null,null,null,null,null,null,null,null,"Maximum Incentive"]
[]
[null,null,"Summer","Winter","Annual",null,null,null,"Billing","Billing","Billing","Billing","Billing","Billing","Billing","Billing","Billing","Billing","Billing","Billing",null,null,null,null,null,null,null,null,null,null,null,null,"Maximum Incentive",null,null,null,null,null,null,null,null,null,null,"Minimum","Conversion Factor to"]
[null,null,"kW","kW","kWh",null,null,"Life","kW","kW","kW","kW","kW","kW","kW","kW","kW","kW","kW","kW","Admin.",null,null,null,null,null,"Kwh pct","External",null,null,"(Based on 2-Yrs.)",null,"that does not violate",null,null,null,null,null,null,null,null,null,null,"Incentive Needed","calculate one-time"]
[null,null,"Reduction ","Reduction ","Reduction ",null,null,"(Years)","per","per","per","per","per","per","per","per","per","per","per","per","Non-","Admin.","Part.","Part.","Rebate","Rebate","for rev","non rec",null,null,"with zero incentive",null,"2-Years Payback",null,null,null,"Energy and Demand Charge",null,null,null,null,null,null,"to get Participant ","incentive payment needed"]
[null,"Measure","at","at","at","Load","Rate","of","month","month","month","month","month","month","month","month","month","month","month","month","rec.","Rec.","Equip.","O&M","Non-rec.","Rec.","loss & bill","credit",null,null,"Years",null,"one-time incentive payment","2 Yrs. Payback ",null,null,null,null,null,null,null,null,null,"Test to 1.00","to make Part. Test = 1.00"]
[null,"Name","Meter","Meter","Meter","Shifting %","Class","Measure","Jan.","Feb.","March","April","May","June","July","Aug.","Sep.","Oct.","Nov.","Dec.","Cost","Cost","Cost","Cost","Cost","Cost","savings","per part",null,null,"to Payback",null,"(Nominal $)"," criterion met",null,null,"Egy yr1","Egy yr2","Egy yr3","Dmd yr1","Dmd yr2","Dmd yr3",null,"(NPV $)","(Nominal $)"]
[1,"RMOT101",2.5000000000000001E-2,1.2999999999999999E-2,172.18,0,"RS",16,1,1,1,1,1,1,1,1,1,1,1,1,10.3308,0,417,0,0,0,1,0,null,null,20.65942791293482,null,372.81034736000004,1,null,null,13.941899999999999,11.722899999999999,12.695988728363995,0,0,0,null,1510.8110677565883,204.54023512491099]
[2,"RMON101",2.5000000000000001E-2,1.2999999999999999E-2,172.18,0,"RS",16,1,1,1,1,1,1,1,1,1,1,1,1,10.3308,0,417,0,0,0,1,0,null,null,20.65942791293482,null,372.81034736000004,1,null,null,13.941899999999999,11.722899999999999,12.695988728363995,0,0,0,null,1510.8110677565883,204.54023512491099]
[3,"RMFT101",2.4E-2,1.2999999999999999E-2,172.18,0,"RS",16,1,1,1,1,1,1,1,1,1,1,1,1,10.3308,0,417,0,0,0,1,0,null,null,20.65942791293482,null,372.81034736000004,1,null,null,13.941899999999999,11.722899999999999,12.695988728363995,0,0,0,null,1510.8110677565883,204.54023512491099]
[4,"RMFN101",2.4E-2,1.2999999999999999E-2,172.18,0,"RS",16,1,1,1,1,1,1,1,1,1,1,1,1,10.3308,0,417,0,0,0,1,0,null,null,20.65942791293482,null,372.81034736000004,1,null,null,13.941899999999999,11.722899999999999,12.695988728363995,0,0,0,null,1510.8110677565883,204.54023512491099]
[5,"RSFT101",2.5000000000000001E-2,1.2999999999999999E-2,172.18,0,"RS",16,1,1,1,1,1,1,1,1,1,1,1,1,10.3308,0,417,0,0,0,1,0,null,null,20.65942791293482,null,372.81034736000004,1,null,null,13.941899999999999,11.722899999999999,12.695988728363995,0,0,0,null,1510.8110677565883,204.54023512491099]
[6,"RSFN101",2.5000000000000001E-2,1.2999999999999999E-2,172.18,0,"RS",16,1,1,1,1,1,1,1,1,1,1,1,1,10.3308,0,417,0,0,0,1,0,null,null,20.65942791293482,null,372.81034736000004,1,null,null,13.941899999999999,11.722899999999999,12.695988728363995,0,0,0,null,1510.8110677565883,204.54023512491099]
[7,"RMOT102",0.05,3.5999999999999997E-2,324.88,0,"RS",14,1,1,1,1,1,1,1,1,1,1,1,1,19.492799999999999,0,204,0,0,0,1,0,null,null,5.3563892604361723,null,120.62019776,1,null,null,13.941899999999999,11.722899999999999,12.695988728363995,0,0,0,null,0,0]
[8,"RMON102",0.05,3.5999999999999997E-2,324.88,0,"RS",14,1,1,1,1,1,1,1,1,1,1,1,1,19.492799999999999,0,204,0,0,0,1,0,null,null,5.3563892604361723,null,120.62019776,1,null,null,13.941899999999999,11.722899999999999,12.695988728363995,0,0,0,null,0,0]
[9,"RMFT102",0.05,3.6999999999999998E-2,324.88,0,"RS",14,1,1,1,1,1,1,1,1,1,1,1,1,19.492799999999999,0,204,0,0,0,1,0,null,null,5.3563892604361723,null,120.62019776,1,null,null,13.941899999999999,11.722899999999999,12.695988728363995,0,0,0,null,0,0]
[10,"RMFN102",0.05,3.6999999999999998E-2,324.88,0,"RS",14,1,1,1,1,1,1,1,1,1,1,1,1,19.492799999999999,0,204,0,0,0,1,0,null,null,5.3563892604361723,null,120.62019776,1,null,null,13.941899999999999,11.722899999999999,12.695988728363995,0,0,0,null,0,0]
[11,"RSFT102",5.0999999999999997E-2,3.5999999999999997E-2,324.88,0,"RS",14,1,1,1,1,1,1,1,1,1,1,1,1,19.492799999999999,0,204,0,0,0,1,0,null,null,5.3563892604361723,null,120.62019776,1,null,null,13.941899999999999,11.722899999999999,12.695988728363995,0,0,0,null,0,0]
[12,"RSFN102",5.0999999999999997E-2,3.5999999999999997E-2,324.88,0,"RS",14,1,1,1,1,1,1,1,1,1,1,1,1,19.492799999999999,0,204,0,0,0,1,0,null,null,5.3563892604361723,null,120.62019776,1,null,null,13.941899999999999,11.722899999999999,12.695988728363995,0,0,0,null,0,0]
[13,"RMOT103",1.4E-2,1.2E-2,108.53,0,"RS",17,1,1,1,1,1,1,1,1,1,1,1,1,6.5118,0,9299.01,0,0,0,1,0,null,null,730.88971637679401,null,9271.1559925600013,1,null,null,13.941899999999999,11.722899999999999,12.695988728363995,0,0,0,null,89412.933515235709,{"$error":"#N/A"}]
[14,"RMON103",1.4E-2,1.2E-2,108.53,0,"RS",17,1,1,1,1,1,1,1,1,1,1,1,1,6.5118,0,9299.01,0,0,0,1,0,null,null,730.88971637679401,null,9271.1559925600013,1,null,null,13.941899999999999,11.722899999999999,12.695988728363995,0,0,0,null,89412.933515235709,{"$error":"#N/A"}]
[15,"RMFT103",1.4E-2,1.2E-2,108.53,0,"RS",17,1,1,1,1,1,1,1,1,1,1,1,1,6.5118,0,9299.01,0,0,0,1,0,null,null,730.88971637679401,null,9271.1559925600013,1,null,null,13.941899999999999,11.722899999999999,12.695988728363995,0,0,0,null,89412.933515235709,{"$error":"#N/A"}]
[16,"RMFN103",1.4E-2,1.2E-2,108.53,0,"RS",17,1,1,1,1,1,1,1,1,1,1,1,1,6.5118,0,9299.01,0,0,0,1,0,null,null,730.88971637679401,null,9271.1559925600013,1,null,null,13.941899999999999,11.722899999999999,12.695988728363995,0,0,0,null,89412.933515235709,{"$error":"#N/A"}]
[17,"RSFT103",1.4E-2,1.2E-2,108.53,0,"RS",17,1,1,1,1,1,1,1,1,1,1,1,1,6.5118,0,9299.01,0,0,0,1,0,null,null,730.88971637679401,null,9271.1559925600013,1,null,null,13.941899999999999,11.722899999999999,12.695988728363995,0,0,0,null,89412.933515235709,{"$error":"#N/A"}]
[18,"RSFN103",1.4E-2,1.2E-2,108.53,0,"RS",17,1,1,1,1,1,1,1,1,1,1,1,1,6.5118,0,9299.01,0,0,0,1,0,null,null,730.88971637679401,null,9271.1559925600013,1,null,null,13.941899999999999,11.722899999999999,12.695988728363995,0,0,0,null,89412.933515235709,{"$error":"#N/A"}]
[19,"RMOT104",6.2E-2,5.8999999999999997E-2,556.52,0,"RS",8,1,1,1,1,1,1,1,1,1,1,1,1,33.391199999999998,0,51.87,0,0,0,1,0,null,null,0.79506092786867799,null,-90.959744959999966,0,null,null,13.941899999999999,11.722899999999999,12.695988728363995,0,0,0,null,0,0]
[20,"RMON104",6.2E-2,5.8999999999999997E-2,556.52,0,"RS",8,1,1,1,1,1,1,1,1,1,1,1,1,33.391199999999998,0,51.87,0,0,0,1,0,null,null,0.79506092786867799,null,-90.959744959999966,0,null,null,13.941899999999999,11.722899999999999,12.695988728363995,0,0,0,null,0,0]
[21,"RMFT104",6.2E-2,5.8999999999999997E-2,556.52,0,"RS",8,1,1,1,1,1,1,1,1,1,1,1,1,33.391199999999998,0,51.87,0,0,0,1,0,null,null,0.79506092786867799,null,-90.959744959999966,0,null,null,13.941899999999999,11.722899999999999,12.695988728363995,0,0,0,null,0,0]
[22,"RMFN104",6.2E-2,5.8999999999999997E-2,556.52,0,"RS",8,1,1,1,1,1,1,1,1,1,1,1,1,33.391199999999998,0,51.87,0,0,0,1,0,null,null,0.79506092786867799,null,-90.959744959999966,0,null,null,13.941899999999999,11.722899999999999,12.695988728363995,0,0,0,null,0,0]
[23,"RSFT104",6.2E-2,5.8999999999999997E-2,556.52,0,"RS",8,1,1,1,1,1,1,1,1,1,1,1,1,33.391199999999998,0,51.87,0,0,0,1,0,null,null,0.79506092786867799,null,-90.959744959999966,0,null,null,13.941899999999999,11.722899999999999,12.695988728363995,0,0,0,null,0,0]
[24,"RSFN104",6.2E-2,5.8999999999999997E-2,556.52,0,"RS",8,1,1,1,1,1,1,1,1,1,1,1,1,33.391199999999998,0,51.87,0,0,0,1,0,null,null,0.79506092786867799,null,-90.959744959999966,0,null,null,13.941899999999999,11.722899999999999,12.695988728363995,0,0,0,null,0,0]
[25,"RMOT105",3.5000000000000003E-2,3.3000000000000002E-2,308.5,0,"RS",9,1,1,1,1,1,1,1,1,1,1,1,1,18.509999999999998,0,43.11,0,0,0,1,0,null,null,1.1920316706030765,null,-36.065907999999993,0,null,null,13.941899999999999,11.722899999999999,12.695988728363995,0,0,0,null,0,0]
[26,"RMON105",3.5000000000000003E-2,3.3000000000000002E-2,308.5,0,"RS",9,1,1,1,1,1,1,1,1,1,1,1,1,18.509999999999998,0,43.11,0,0,0,1,0,null,null,1.1920316706030765,null,-36.065907999999993,0,null,null,13.941899999999999,11.722899999999999,12.695988728363995,0,0,0,null,0,0]
[27,"RMFT105",3.4000000000000002E-2,3.3000000000000002E-2,308.5,0,"RS",9,1,1,1,1,1,1,1,1,1,1,1,1,18.509999999999998,0,43.11,0,0,0,1,0,null,null,1.1920316706030765,null,-36.065907999999993,0,null,null,13.941899999999999,11.722899999999999,12.695988728363995,0,0,0,null,0,0]
[28,"RMFN105",3.4000000000000002E-2,3.3000000000000002E-2,308.5,0,"RS",9,1,1,1,1,1,1,1,1,1,1,1,1,18.509999999999998,0,43.11,0,0,0,1,0,null,null,1.1920316706030765,null,-36.065907999999993,0,null,null,13.941899999999999,11.722899999999999,12.695988728363995,0,0,0,null,0,0]
[29,"RSFT105",3.5000000000000003E-2,3.3000000000000002E-2,308.5,0,"RS",9,1,1,1,1,1,1,1,1,1,1,1,1,18.509999999999998,0,43.11,0,0,0,1,0,null,null,1.1920316706030765,null,-36.065907999999993,0,null,null,13.941899999999999,11.722899999999999,12.695988728363995,0,0,0,null,0,0]
[30,"RSFN105",3.5000000000000003E-2,3.3000000000000002E-2,308.5,0,"RS",9,1,1,1,1,1,1,1,1,1,1,1,1,18.509999999999998,0,43.11,0,0,0,1,0,null,null,1.1920316706030765,null,-36.065907999999993,0,null,null,13.941899999999999,11.722899999999999,12.695988728363995,0,0,0,null,0,0]
[31,"RMOT106",8.9999999999999993E-3,8.9999999999999993E-3,80.3,0,"RS",7,1,1,1,1,1,1,1,1,1,1,1,1,4.8179999999999996,0,0,0,0,0,1,0,null,null,0,null,-20.608834399999999,0,null,null,13.941899999999999,11.722899999999999,12.695988728363995,0,0,0,null,0,0]
[32,"RMON106",8.9999999999999993E-3,8.9999999999999993E-3,80.3,0,"RS",7,1,1,1,1,1,1,1,1,1,1,1,1,4.8179999999999996,0,0,0,0,0,1,0,null,null,0,null,-20.608834399999999,0,null,null,13.941899999999999,11.722899999999999,12.695988728363995,0,0,0,null,0,0]
[33,"RMFT106",8.9999999999999993E-3,8.9999999999999993E-3,80.3,0,"RS",7,1,1,1,1,1,1,1,1,1,1,1,1,4.8179999999999996,0,0,0,0,0,1,0,null,null,0,null,-20.608834399999999,0,null,null,13.941899999999999,11.722899999999999,12.695988728363995,0,0,0,null,0,0]
[34,"RMFN106",8.9999999999999993E-3,8.9999999999999993E-3,80.3,0,"RS",7,1,1,1,1,1,1,1,1,1,1,1,1,4.8179999999999996,0,0,0,0,0,1,0,null,null,0,null,-20.608834399999999,0,null,null,13.941899999999999,11.722899999999999,12.695988728363995,0,0,0,null,0,0]
[35,"RSFT106",8.9999999999999993E-3,8.9999999999999993E-3,80.3,0,"RS",7,1,1,1,1,1,1,1,1,1,1,1,1,4.8179999999999996,0,0,0,0,0,1,0,null,null,0,null,-20.608834399999999,0,null,null,13.941899999999999,11.722899999999999,12.695988728363995,0,0,0,null,0,0]
[36,"RSFN106",8.9999999999999993E-3,8.9999999999999993E-3,80.3,0,"RS",7,1,1,1,1,1,1,1,1,1,1,1,1,4.8179999999999996,0,0,0,0,0,1,0,null,null,0,null,-20.608834399999999,0,null,null,13.941899999999999,11.722899999999999,12.695988728363995,0,0,0,null,0,0]
[37,"RMOT107",4.0000000000000001E-3,2E-3,31,0,"RS",16,1,1,1,1,1,1,1,1,1,1,1,1,1.8599999999999999,0,156.38999999999999,0,0,0,1,0,null,null,43.034050530819336,null,148.43391199999999,1,null,null,13.941899999999999,11.722899999999999,12.695988728363995,0,0,0,null,1097.657047448341,148.60563002426429]
[38,"RMON107",4.0000000000000001E-3,2E-3,31,0,"RS",16,1,1,1,1,1,1,1,1,1,1,1,1,1.8599999999999999,0,156.38999999999999,0,0,0,1,0,null,null,43.034050530819336,null,148.43391199999999,1,null,null,13.941899999999999,11.722899999999999,12.695988728363995,0,0,0,null,1097.657047448341,148.60563002426429]
[39,"RMFT107",4.0000000000000001E-3,2E-3,31,0,"RS",16,1,1,1,1,1,1,1,1,1,1,1,1,1.8599999999999999,0,156.38999999999999,0,0,0,1,0,null,null,43.034050530819336,null,148.43391199999999,1,null,null,13.941899999999999,11.722899999999999,12.695988728363995,0,0,0,null,1097.657047448341,148.60563002426429]
[40,"RMFN107",4.0000000000000001E-3,2E-3,31,0,"RS",16,1,1,1,1,1,1,1,1,1,1,1,1,1.8599999999999999,0,156.38999999999999,0,0,0,1,0,null,null,43.034050530819336,null,148.43391199999999,1,null,null,13.941899999999999,11.722899999999999,12.695988728363995,0,0,0,null,1097.657047448341,148.60563002426429]
[41,"RSFT107",4.0000000000000001E-3,2E-3,31,0,"RS",16,1,1,1,1,1,1,1,1,1,1,1,1,1.8599999999999999,0,156.38999999999999,0,0,0,1,0,null,null,43.034050530819336,null,148.43391199999999,1,null,null,13.941899999999999,11.722899999999999,12.695988728363995,0,0,0,null,1097.657047448341,148.60563002426429]
[42,"RSFN107",4.0000000000000001E-3,2E-3,31,0,"RS",16,1,1,1,1,1,1,1,1,1,1,1,1,1.8599999999999999,0,156.38999999999999,0,0,0,1,0,null,null,43.034050530819336,null,148.43391199999999,1,null,null,13.941899999999999,11.722899999999999,12.695988728363995,0,0,0,null,1097.657047448341,148.60563002426429]
[43,"RMOT108",4.2000000000000003E-2,3.1E-2,275.64999999999998,0,"RS",14,1,1,1,1,1,1,1,1,1,1,1,1,16.538999999999998,0,86.42,0,0,0,1,0,null,null,2.6743682323786229,null,15.674978800000012,1,null,null,13.941899999999999,11.722899999999999,12.695988728363995,0,0,0,null,0,0]
[44,"RMON108",4.2000000000000003E-2,3.1E-2,275.64999999999998,0,"RS",14,1,1,1,1,1,1,1,1,1,1,1,1,16.538999999999998,0,86.42,0,0,0,1,0,null,null,2.6743682323786229,null,15.674978800000012,1,null,null,13.941899999999999,11.722899999999999,12.695988728363995,0,0,0,null,0,0]
[45,"RMFT108",4.2000000000000003E-2,3.1E-2,275.64999999999998,0,"RS",14,1,1,1,1,1,1,1,1,1,1,1,1,16.538999999999998,0,86.42,0,0,0,1,0,null,null,2.6743682323786229,null,15.674978800000012,1,null,null,13.941899999999999,11.722899999999999,12.695988728363995,0,0,0,null,0,0]
[46,"RMFN108",4.2000000000000003E-2,3.1E-2,275.64999999999998,0,"RS",14,1,1,1,1,1,1,1,1,1,1,1,1,16.538999999999998,0,86.42,0,0,0,1,0,null,null,2.6743682323786229,null,15.674978800000012,1,null,null,13.941899999999999,11.722899999999999,12.695988728363995,0,0,0,null,0,0]
[47,"RSFT108",4.2999999999999997E-2,0.03,275.64999999999998,0,"RS",14,1,1,1,1,1,1,1,1,1,1,1,1,16.538999999999998,0,86.42,0,0,0,1,0,null,null,2.6743682323786229,null,15.674978800000012,1,null,null,13.941899999999999,11.722899999999999,12.695988728363995,0,0,0,null,0,0]
[48,"RSFN108",4.2999999999999997E-2,0.03,275.64999999999998,0,"RS",14,1,1,1,1,1,1,1,1,1,1,1,1,16.538999999999998,0,86.42,0,0,0,1,0,null,null,2.6743682323786229,null,15.674978800000012,1,null,null,13.941899999999999,11.722899999999999,12.695988728363995,0,0,0,null,0,0]
[49,"RMOT109",8.9999999999999993E-3,8.9999999999999993E-3,84.32,0,"RS",12,1,1,1,1,1,1,1,1,1,1,1,1,5.0591999999999997,0,10.29,0,0,0,1,0,null,null,1.0409975719687654,null,-11.350559359999997,0,null,null,13.941899999999999,11.722899999999999,12.695988728363995,0,0,0,null,0,0]
[50,"RMON109",8.9999999999999993E-3,8.9999999999999993E-3,84.32,0,"RS",12,1,1,1,1,1,1,1,1,1,1,1,1,5.0591999999999997,0,10.29,0,0,0,1,0,null,null,1.0409975719687654,null,-11.350559359999997,0,null,null,13.941899999999999,11.722899999999999,12.695988728363995,0,0,0,null,0,0]
[51,"RMFT109",8.9999999999999993E-3,8.9999999999999993E-3,84.32,0,"RS",12,1,1,1,1,1,1,1,1,1,1,1,1,5.0591999999999997,0,10.29,0,0,0,1,0,null,null,1.0409975719687654,null,-11.350559359999997,0,null,null,13.941899999999999,11.722899999999999,12.695988728363995,0,0,0,null,0,0]
[52,"RMFN109",8.9999999999999993E-3,8.9999999999999993E-3,84.32,0,"RS",12,1,1,1,1,1,1,1,1,1,1,1,1,5.0591999999999997,0,10.29,0,0,0,1,0,null,null,1.0409975719687654,null,-11.350559359999997,0,null,null,13.941899999999999,11.722899999999999,12.695988728363995,0,0,0,null,0,0]
[53,"RSFT109",8.9999999999999993E-3,8.9999999999999993E-3,84.32,0,"RS",12,1,1,1,1,1,1,1,1,1,1,1,1,5.0591999999999997,0,10.29,0,0,0,1,0,null,null,1.0409975719687654,null,-11.350559359999997,0,null,null,13.941899999999999,11.722899999999999,12.695988728363995,0,0,0,null,0,0]
[54,"RSFN109",8.9999999999999993E-3,8.9999999999999993E-3,84.32,0,"RS",12,1,1,1,1,1,1,1,1,1,1,1,1,5.0591999999999997,0,10.29,0,0,0,1,0,null,null,1.0409975719687654,null,-11.350559359999997,0,null,null,13.941899999999999,11.722899999999999,12.695988728363995,0,0,0,null,0,0]
[55,"RMOT110",6.0000000000000001E-3,4.0000000000000001E-3,53.47,0,"RS",11,1,1,1,1,1,1,1,1,1,1,1,1,3.2081999999999997,0,77.849999999999994,0,0,0,1,0,null,null,12.419764829383867,null,64.127031439999996,1,null,null,13.941899999999999,11.722899999999999,12.695988728363995,0,0,0,null,166.05692386205351,18.221054225951214]
[56,"RMON110",6.0000000000000001E-3,4.0000000000000001E-3,53.47,0,"RS",11,1,1,1,1,1,1,1,1,1,1,1,1,3.2081999999999997,0,77.849999999999994,0,0,0,1,0,null,null,12.419764829383867,null,64.127031439999996,1,null,null,13.941899999999999,11.722899999999999,12.695988728363995,0,0,0,null,166.05692386205351,18.221054225951214]
[57,"RMFT110",6.0000000000000001E-3,4.0000000000000001E-3,53.47,0,"RS",11,1,1,1,1,1,1,1,1,1,1,1,1,3.2081999999999997,0,77.849999999999994,0,0,0,1,0,null,null,12.419764829383867,null,64.127031439999996,1,null,null,13.941899999999999,11.722899999999999,12.695988728363995,0,0,0,null,166.05692386205351,18.221054225951214]
[58,"RMFN110",6.0000000000000001E-3,4.0000000000000001E-3,53.47,0,"RS",11,1,1,1,1,1,1,1,1,1,1,1,1,3.2081999999999997,0,77.849999999999994,0,0,0,1,0,null,null,12.419764829383867,null,64.127031439999996,1,null,null,13.941899999999999,11.722899999999999,12.695988728363995,0,0,0,null,166.05692386205351,18.221054225951214]
[59,"RSFT110",6.0000000000000001E-3,4.0000000000000001E-3,53.47,0,"RS",11,1,1,1,1,1,1,1,1,1,1,1,1,3.2081999999999997,0,77.849999999999994,0,0,0,1,0,null,null,12.419764829383867,null,64.127031439999996,1,null,null,13.941899999999999,11.722899999999999,12.695988728363995,0,0,0,null,166.05692386205351,18.221054225951214]
[60,"RSFN110",6.0000000000000001E-3,4.0000000000000001E-3,53.47,0,"RS",11,1,1,1,1,1,1,1,1,1,1,1,1,3.2081999999999997,0,77.849999999999994,0,0,0,1,0,null,null,12.419764829383867,null,64.127031439999996,1,null,null,13.941899999999999,11.722899999999999,12.695988728363995,0,0,0,null,166.05692386205351,18.221054225951214]
[61,"RMOT111",2E-3,1E-3,16,0,"RS",11,1,1,1,1,1,1,1,1,1,1,1,1,0.96,0,77.849999999999994,0,0,0,1,0,null,null,41.505301589197217,null,73.743631999999991,1,null,null,13.941899999999999,11.722899999999999,12.695988728363995,0,0,0,null,758.73500918920195,83.254292708978994]
[62,"RMON111",2E-3,1E-3,16,0,"RS",11,1,1,1,1,1,1,1,1,1,1,1,1,0.96,0,77.849999999999994,0,0,0,1,0,null,null,41.505301589197217,null,73.743631999999991,1,null,null,13.941899999999999,11.722899999999999,12.695988728363995,0,0,0,null,758.73500918920195,83.254292708978994]
[63,"RMFT111",2E-3,1E-3,16,0,"RS",11,1,1,1,1,1,1,1,1,1,1,1,1,0.96,0,77.849999999999994,0,0,0,1,0,null,null,41.505301589197217,null,73.743631999999991,1,null,null,13.941899999999999,11.722899999999999,12.695988728363995,0,0,0,null,758.73500918920195,83.254292708978994]
[64,"RMFN111",2E-3,1E-3,16,0,"RS",11,1,1,1,1,1,1,1,1,1,1,1,1,0.96,0,77.849999999999994,0,0,0,1,0,null,null,41.505301589197217,null,73.743631999999991,1,null,null,13.941899999999999,11.722899999999999,12.695988728363995,0,0,0,null,758.73500918920195,83.254292708978994]
[65,"RSFT111",2E-3,1E-3,16,0,"RS",11,1,1,1,1,1,1,1,1,1,1,1,1,0.96,0,77.849999999999994,0,0,0,1,0,null,null,41.505301589197217,null,73.743631999999991,1,null,null,13.941899999999999,11.722899999999999,12.695988728363995,0,0,0,null,758.73500918920195,83.254292708978994]
[66,"RSFN111",2E-3,1E-3,16,0,"RS",11,1,1,1,1,1,1,1,1,1,1,1,1,0.96,0,77.849999999999994,0,0,0,1,0,null,null,41.505301589197217,null,73.743631999999991,1,null,null,13.941899999999999,11.722899999999999,12.695988728363995,0,0,0,null,758.73500918920195,83.254292708978994]
[67,"RMOT112",7.0000000000000001E-3,2E-3,21.07,0,"RS",10,1,1,1,1,1,1,1,1,1,1,1,1,1.2642,0,41.048000000000002,0,0,0,1,17.591999999999999,null,null,16.618522357736424,null,35.640426640000001,1,null,null,13.941899999999999,11.722899999999999,12.695988728363995,0,0,0,null,70.372864400090862,7.2538390931588559]
[68,"RMON112",7.0000000000000001E-3,2E-3,21.07,0,"RS",10,1,1,1,1,1,1,1,1,1,1,1,1,1.2642,0,41.048000000000002,0,0,0,1,17.591999999999999,null,null,16.618522357736424,null,35.640426640000001,1,null,null,13.941899999999999,11.722899999999999,12.695988728363995,0,0,0,null,70.372864400090862,7.2538390931588559]
[69,"RMFT112",7.0000000000000001E-3,2E-3,21.07,0,"RS",10,1,1,1,1,1,1,1,1,1,1,1,1,1.2642,0,41.048000000000002,0,0,0,1,17.591999999999999,null,null,16.618522357736424,null,35.640426640000001,1,null,null,13.941899999999999,11.722899999999999,12.695988728363995,0,0,0,null,70.372864400090862,7.2538390931588559]
[70,"RMFN112",7.0000000000000001E-3,2E-3,21.07,0,"RS",10,1,1,1,1,1,1,1,1,1,1,1,1,1.2642,0,41.048000000000002,0,0,0,1,17.591999999999999,null,null,16.618522357736424,null,35.640426640000001,1,null,null,13.941899999999999,11.722899999999999,12.695988728363995,0,0,0,null,70.372864400090862,7.2538390931588559]
[71,"RSFT112",2E-3,2E-3,21.07,0,"RS",10,1,1,1,1,1,1,1,1,1,1,1,1,1.2642,0,41.048000000000002,0,0,0,1,17.591999999999999,null,null,16.618522357736424,null,35.640426640000001,1,null,null,13.941899999999999,11.722899999999999,12.695988728363995,0,0,0,null,70.372864400090862,7.2538390931588559]
[72,"RSFN112",2E-3,2E-3,21.07,0,"RS",10,1,1,1,1,1,1,1,1,1,1,1,1,1.2642,0,41.048000000000002,0,0,0,1,17.591999999999999,null,null,16.618522357736424,null,35.640426640000001,1,null,null,13.941899999999999,11.722899999999999,12.695988728363995,0,0,0,null,70.372864400090862,7.2538390931588559]
[73,"RMOT113",5.0000000000000001E-3,4.0000000000000001E-3,40.909999999999997,0,"RS",22,1,1,1,1,1,1,1,1,1,1,1,1,2.4545999999999997,0,36.01,0,0,0,1,0,null,null,7.5085932993667877,null,25.510530320000001,1,null,null,13.941899999999999,11.722899999999999,12.695988728363995,0,0,0,null,0,{"$error":"#N/A"}]
[74,"RMON113",5.0000000000000001E-3,4.0000000000000001E-3,40.909999999999997,0,"RS",22,1,1,1,1,1,1,1,1,1,1,1,1,2.4545999999999997,0,36.01,0,0,0,1,0,null,null,7.5085932993667877,null,25.510530320000001,1,null,null,13.941899999999999,11.722899999999999,12.695988728363995,0,0,0,null,0,{"$error":"#N/A"}]
[75,"RMFT113",5.0000000000000001E-3,4.0000000000000001E-3,40.909999999999997,0,"RS",22,1,1,1,1,1,1,1,1,1,1,1,1,2.4545999999999997,0,36.01,0,0,0,1,0,null,null,7.5085932993667877,null,25.510530320000001,1,null,null,13.941899999999999,11.722899999999999,12.695988728363995,0,0,0,null,0,{"$error":"#N/A"}]
[76,"RMFN113",5.0000000000000001E-3,4.0000000000000001E-3,40.909999999999997,0,"RS",22,1,1,1,1,1,1,1,1,1,1,1,1,2.4545999999999997,0,36.01,0,0,0,1,0,null,null,7.5085932993667877,null,25.510530320000001,1,null,null,13.941899999999999,11.722899999999999,12.695988728363995,0,0,0,null,0,{"$error":"#N/A"}]
[77,"RSFT113",5.0000000000000001E-3,4.0000000000000001E-3,40.909999999999997,0,"RS",22,1,1,1,1,1,1,1,1,1,1,1,1,2.4545999999999997,0,36.01,0,0,0,1,0,null,null,7.5085932993667877,null,25.510530320000001,1,null,null,13.941899999999999,11.722899999999999,12.695988728363995,0,0,0,null,0,{"$error":"#N/A"}]
[78,"RSFN113",5.0000000000000001E-3,4.0000000000000001E-3,40.909999999999997,0,"RS",22,1,1,1,1,1,1,1,1,1,1,1,1,2.4545999999999997,0,36.01,0,0,0,1,0,null,null,7.5085932993667877,null,25.510530320000001,1,null,null,13.941899999999999,11.722899999999999,12.695988728363995,0,0,0,null,0,{"$error":"#N/A"}]
[79,"RMOT114",1.4E-2,1.4E-2,127.64,0,"RS",6,1,1,1,1,1,1,1,1,1,1,1,1,7.6583999999999994,0,0,0,0,0,1,0,null,null,0,null,-32.758550719999995,0,null,null,13.941899999999999,11.722899999999999,12.695988728363995,0,0,0,null,0,0]
[80,"RMON114",1.4E-2,1.4E-2,127.64,0,"RS",6,1,1,1,1,1,1,1,1,1,1,1,1,7.6583999999999994,0,0,0,0,0,1,0,null,null,0,null,-32.758550719999995,0,null,null,13.941899999999999,11.722899999999999,12.695988728363995,0,0,0,null,0,0]
[81,"RMFT114",1.4E-2,1.4E-2,127.64,0,"RS",6,1,1,1,1,1,1,1,1,1,1,1,1,7.6583999999999994,0,0,0,0,0,1,0,null,null,0,null,-32.758550719999995,0,null,null,13.941899999999999,11.722899999999999,12.695988728363995,0,0,0,null,0,0]
[82,"RMFN114",1.4E-2,1.4E-2,127.64,0,"RS",6,1,1,1,1,1,1,1,1,1,1,1,1,7.6583999999999994,0,0,0,0,0,1,0,null,null,0,null,-32.758550719999995,0,null,null,13.941899999999999,11.722899999999999,12.695988728363995,0,0,0,null,0,0]
[83,"RSFT114",1.4E-2,1.4E-2,127.64,0,"RS",6,1,1,1,1,1,1,1,1,1,1,1,1,7.6583999999999994,0,0,0,0,0,1,0,null,null,0,null,-32.758550719999995,0,null,null,13.941899999999999,11.722899999999999,12.695988728363995,0,0,0,null,0,0]
[84,"RSFN114",1.4E-2,1.4E-2,127.64,0,"RS",6,1,1,1,1,1,1,1,1,1,1,1,1,7.6583999999999994,0,0,0,0,0,1,0,null,null,0,null,-32.758550719999995,0,null,null,13.941899999999999,11.722899999999999,12.695988728363995,0,0,0,null,0,0]
[85,"RMOT115",1E-3,1E-3,7.51,0,"RS",4,1,1,1,1,1,1,1,1,1,1,1,1,0.45059999999999995,0,2.2400000000000002,0,0,0,1,0,null,null,2.5443275529126712,null,0.31257352000000049,1,null,null,13.941899999999999,11.722899999999999,12.695988728363995,0,0,0,null,0,0]
[86,"RMON115",1E-3,1E-3,7.51,0,"RS",4,1,1,1,1,1,1,1,1,1,1,1,1,0.45059999999999995,0,2.2400000000000002,0,0,0,1,0,null,null,2.5443275529126712,null,0.31257352000000049,1,null,null,13.941899999999999,11.722899999999999,12.695988728363995,0,0,0,null,0,0]
[87,"RMFT115",1E-3,1E-3,7.51,0,"RS",4,1,1,1,1,1,1,1,1,1,1,1,1,0.45059999999999995,0,2.2400000000000002,0,0,0,1,0,null,null,2.5443275529126712,null,0.31257352000000049,1,null,null,13.941899999999999,11.722899999999999,12.695988728363995,0,0,0,null,0,0]
[88,"RMFN115",1E-3,1E-3,7.51,0,"RS",4,1,1,1,1,1,1,1,1,1,1,1,1,0.45059999999999995,0,2.2400000000000002,0,0,0,1,0,null,null,2.5443275529126712,null,0.31257352000000049,1,null,null,13.941899999999999,11.722899999999999,12.695988728363995,0,0,0,null,0,0]
[89,"RSFT115",1E-3,1E-3,7.51,0,"RS",4,1,1,1,1,1,1,1,1,1,1,1,1,0.45059999999999995,0,2.2400000000000002,0,0,0,1,0,null,null,2.5443275529126712,null,0.31257352000000049,1,null,null,13.941899999999999,11.722899999999999,12.695988728363995,0,0,0,null,0,0]
[90,"RSFN115",1E-3,1E-3,7.51,0,"RS",4,1,1,1,1,1,1,1,1,1,1,1,1,0.45059999999999995,0,2.2400000000000002,0,0,0,1,0,null,null,2.5443275529126712,null,0.31257352000000049,1,null,null,13.941899999999999,11.722899999999999,12.695988728363995,0,0,0,null,0,0]
[91,"RMOT116",1.2999999999999999E-2,1.2999999999999999E-2,119.56,0,"RS",4,1,1,1,1,1,1,1,1,1,1,1,1,7.1735999999999995,0,20.73,0,0,0,1,0,null,null,1.4790346052744601,null,-9.9548348799999946,0,null,null,13.941899999999999,11.722899999999999,12.695988728363995,0,0,0,null,0,0]
[92,"RMON116",1.2999999999999999E-2,1.2999999999999999E-2,119.56,0,"RS",4,1,1,1,1,1,1,1,1,1,1,1,1,7.1735999999999995,0,20.73,0,0,0,1,0,null,null,1.4790346052744601,null,-9.9548348799999946,0,null,null,13.941899999999999,11.722899999999999,12.695988728363995,0,0,0,null,0,0]
[93,"RMFT116",1.2999999999999999E-2,1.2999999999999999E-2,119.56,0,"RS",4,1,1,1,1,1,1,1,1,1,1,1,1,7.1735999999999995,0,20.73,0,0,0,1,0,null,null,1.4790346052744601,null,-9.9548348799999946,0,null,null,13.941899999999999,11.722899999999999,12.695988728363995,0,0,0,null,0,0]
[94,"RMFN116",1.2999999999999999E-2,1.2999999999999999E-2,119.56,0,"RS",4,1,1,1,1,1,1,1,1,1,1,1,1,7.1735999999999995,0,20.73,0,0,0,1,0,null,null,1.4790346052744601,null,-9.9548348799999946,0,null,null,13.941899999999999,11.722899999999999,12.695988728363995,0,0,0,null,0,0]
[95,"RSFT116",1.2999999999999999E-2,1.2999999999999999E-2,119.56,0,"RS",4,1,1,1,1,1,1,1,1,1,1,1,1,7.1735999999999995,0,20.73,0,0,0,1,0,null,null,1.4790346052744601,null,-9.9548348799999946,0,null,null,13.941899999999999,11.722899999999999,12.695988728363995,0,0,0,null,0,0]
[96,"RSFN116",1.2999999999999999E-2,1.2999999999999999E-2,119.56,0,"RS",4,1,1,1,1,1,1,1,1,1,1,1,1,7.1735999999999995,0,20.73,0,0,0,1,0,null,null,1.4790346052744601,null,-9.9548348799999946,0,null,null,13.941899999999999,11.722899999999999,12.695988728363995,0,0,0,null,0,0]
[97,"RMOT117",5.0000000000000001E-3,4.0000000000000001E-3,34,0,"RS",17,1,1,1,1,1,1,1,1,1,1,1,1,2.04,0,41.15,0,0,0,1,0,null,null,10.324186998499167,null,32.423968000000002,1,null,null,13.941899999999999,11.722899999999999,12.695988728363995,0,0,0,null,0,{"$error":"#N/A"}]
[98,"RMON117",5.0000000000000001E-3,4.0000000000000001E-3,34,0,"RS",17,1,1,1,1,1,1,1,1,1,1,1,1,2.04,0,41.15,0,0,0,1,0,null,null,10.324186998499167,null,32.423968000000002,1,null,null,13.941899999999999,11.722899999999999,12.695988728363995,0,0,0,null,0,{"$error":"#N/A"}]
[99,"RMFT117",4.0000000000000001E-3,4.0000000000000001E-3,34,0,"RS",17,1,1,1,1,1,1,1,1,1,1,1,1,2.04,0,41.15,0,0,0,1,0,null,null,10.324186998499167,null,32.423968000000002,1,null,null,13.941899999999999,11.722899999999999,12.695988728363995,0,0,0,null,0,{"$error":"#N/A"}]
[100,"RMFN117",4.0000000000000001E-3,4.0000000000000001E-3,34,0,"RS",17,1,1,1,1,1,1,1,1,1,1,1,1,2.04,0,41.15,0,0,0,1,0,null,null,10.324186998499167,null,32.423968000000002,1,null,null,13.941899999999999,11.722899999999999,12.695988728363995,0,0,0,null,0,{"$error":"#N/A"}]
[101,"RSFT117",4.0000000000000001E-3,4.0000000000000001E-3,34,0,"RS",17,1,1,1,1,1,1,1,1,1,1,1,1,2.04,0,41.15,0,0,0,1,0,null,null,10.324186998499167,null,32.423968000000002,1,null,null,13.941899999999999,11.722899999999999,12.695988728363995,0,0,0,null,0,{"$error":"#N/A"}]
[102,"RSFN117",4.0000000000000001E-3,4.0000000000000001E-3,34,0,"RS",17,1,1,1,1,1,1,1,1,1,1,1,1,2.04,0,41.15,0,0,0,1,0,null,null,10.324186998499167,null,32.423968000000002,1,null,null,13.941899999999999,11.722899999999999,12.695988728363995,0,0,0,null,0,{"$error":"#N/A"}]
[103,"RMOT118",5.0000000000000001E-3,5.0000000000000001E-3,44,0,"RS",6,1,1,1,1,1,1,1,1,1,1,1,1,2.6399999999999997,0,49.99,0,0,0,1,0,null,null,9.6915981850597017,null,38.697488,1,null,null,13.941899999999999,11.722899999999999,12.695988728363995,0,0,0,null,352.45725114102265,31.184878075106159]
[104,"RMON118",5.0000000000000001E-3,5.0000000000000001E-3,44,0,"RS",6,1,1,1,1,1,1,1,1,1,1,1,1,2.6399999999999997,0,49.99,0,0,0,1,0,null,null,9.6915981850597017,null,38.697488,1,null,null,13.941899999999999,11.722899999999999,12.695988728363995,0,0,0,null,352.45725114102265,31.184878075106159]
[105,"RMFT118",5.0000000000000001E-3,5.0000000000000001E-3,44,0,"RS",6,1,1,1,1,1,1,1,1,1,1,1,1,2.6399999999999997,0,49.99,0,0,0,1,0,null,null,9.6915981850597017,null,38.697488,1,null,null,13.941899999999999,11.722899999999999,12.695988728363995,0,0,0,null,352.45725114102265,31.184878075106159]
[106,"RMFN118",5.0000000000000001E-3,5.0000000000000001E-3,44,0,"RS",6,1,1,1,1,1,1,1,1,1,1,1,1,2.6399999999999997,0,49.99,0,0,0,1,0,null,null,9.6915981850597017,null,38.697488,1,null,null,13.941899999999999,11.722899999999999,12.695988728363995,0,0,0,null,352.45725114102265,31.184878075106159]
[107,"RSFT118",5.0000000000000001E-3,5.0000000000000001E-3,44,0,"RS",6,1,1,1,1,1,1,1,1,1,1,1,1,2.6399999999999997,0,49.99,0,0,0,1,0,null,null,9.6915981850597017,null,38.697488,1,null,null,13.941899999999999,11.722899999999999,12.695988728363995,0,0,0,null,352.45725114102265,31.184878075106159]
[108,"RSFN118",5.0000000000000001E-3,5.0000000000000001E-3,44,0,"RS",6,1,1,1,1,1,1,1,1,1,1,1,1,2.6399999999999997,0,49.99,0,0,0,1,0,null,null,9.6915981850597017,null,38.697488,1,null,null,13.941899999999999,11.722899999999999,12.695988728363995,0,0,0,null,352.45725114102265,31.184878075106159]
[109,"RMOT119",6.0000000000000001E-3,5.0000000000000001E-3,50,0,"RS",6,1,1,1,1,1,1,1,1,1,1,1,1,3,0,0,0,0,0,1,0,null,null,0,null,-12.8324,0,null,null,13.941899999999999,11.722899999999999,12.695988728363995,0,0,0,null,0,0]
[110,"RMON119",6.0000000000000001E-3,5.0000000000000001E-3,50,0,"RS",6,1,1,1,1,1,1,1,1,1,1,1,1,3,0,0,0,0,0,1,0,null,null,0,null,-12.8324,0,null,null,13.941899999999999,11.722899999999999,12.695988728363995,0,0,0,null,0,0]
[111,"RMFT119",6.0000000000000001E-3,5.0000000000000001E-3,50,0,"RS",6,1,1,1,1,1,1,1,1,1,1,1,1,3,0,0,0,0,0,1,0,null,null,0,null,-12.8324,0,null,null,13.941899999999999,11.722899999999999,12.695988728363995,0,0,0,null,0,0]
[112,"RMFN119",6.0000000000000001E-3,5.0000000000000001E-3,50,0,"RS",6,1,1,1,1,1,1,1,1,1,1,1,1,3,0,0,0,0,0,1,0,null,null,0,null,-12.8324,0,null,null,13.941899999999999,11.722899999999999,12.695988728363995,0,0,0,null,0,0]
[113,"RSFT119",6.0000000000000001E-3,5.0000000000000001E-3,50,0,"RS",6,1,1,1,1,1,1,1,1,1,1,1,1,3,0,0,0,0,0,1,0,null,null,0,null,-12.8324,0,null,null,13.941899999999999,11.722899999999999,12.695988728363995,0,0,0,null,0,0]
[114,"RSFN119",6.0000000000000001E-3,5.0000000000000001E-3,50,0,"RS",6,1,1,1,1,1,1,1,1,1,1,1,1,3,0,0,0,0,0,1,0,null,null,0,null,-12.8324,0,null,null,13.941899999999999,11.722899999999999,12.695988728363995,0,0,0,null,0,0]
[115,"RMOT120",0.12,9.8000000000000004E-2,905,0,"RS",6.5,1,1,1,1,1,1,1,1,1,1,1,1,54.3,0,50,0,0,0,1,0,null,null,0.47128798151080697,null,-182.26643999999999,0,null,null,13.941899999999999,11.722899999999999,12.695988728363995,0,0,0,null,0,0]
[116,"RMON120",0.12,9.8000000000000004E-2,905,0,"RS",6.5,1,1,1,1,1,1,1,1,1,1,1,1,54.3,0,50,0,0,0,1,0,null,null,0.47128798151080697,null,-182.26643999999999,0,null,null,13.941899999999999,11.722899999999999,12.695988728363995,0,0,0,null,0,0]
[117,"RMFT120",0.11899999999999999,9.7000000000000003E-2,905,0,"RS",6.5,1,1,1,1,1,1,1,1,1,1,1,1,54.3,0,50,0,0,0,1,0,null,null,0.47128798151080697,null,-182.26643999999999,0,null,null,13.941899999999999,11.722899999999999,12.695988728363995,0,0,0,null,0,0]
[118,"RMFN120",0.11899999999999999,9.7000000000000003E-2,905,0,"RS",6.5,1,1,1,1,1,1,1,1,1,1,1,1,54.3,0,50,0,0,0,1,0,null,null,0.47128798151080697,null,-182.26643999999999,0,null,null,13.941899999999999,11.722899999999999,12.695988728363995,0,0,0,null,0,0]
[119,"RSFT120",0.11899999999999999,9.7000000000000003E-2,905,0,"RS",6.5,1,1,1,1,1,1,1,1,1,1,1,1,54.3,0,50,0,0,0,1,0,null,null,0.47128798151080697,null,-182.26643999999999,0,null,null,13.941899999999999,11.722899999999999,12.695988728363995,0,0,0,null,0,0]
[120,"RSFN120",0.11899999999999999,9.7000000000000003E-2,905,0,"RS",6.5,1,1,1,1,1,1,1,1,1,1,1,1,54.3,0,50,0,0,0,1,0,null,null,0.47128798151080697,null,-182.26643999999999,0,null,null,13.941899999999999,11.722899999999999,12.695988728363995,0,0,0,null,0,0]
[121,"RMOT121",5.7000000000000002E-2,2.9000000000000001E-2,390.62,0,"RS",16,1,1,1,1,1,1,1,1,1,1,1,1,23.437200000000001,0,800,0,0,0,1,0,null,null,17.470303548913229,null,699.74815823999995,1,null,null,13.941899999999999,11.722899999999999,12.695988728363995,0,0,0,null,1944.670045306405,263.27796823595173]
[122,"RMON121",5.7000000000000002E-2,2.9000000000000001E-2,390.62,0,"RS",16,1,1,1,1,1,1,1,1,1,1,1,1,23.437200000000001,0,800,0,0,0,1,0,null,null,17.470303548913229,null,699.74815823999995,1,null,null,13.941899999999999,11.722899999999999,12.695988728363995,0,0,0,null,1944.670045306405,263.27796823595173]
[123,"RMFT121",5.5E-2,2.9000000000000001E-2,390.62,0,"RS",16,1,1,1,1,1,1,1,1,1,1,1,1,23.437200000000001,0,800,0,0,0,1,0,null,null,17.470303548913229,null,699.74815823999995,1,null,null,13.941899999999999,11.722899999999999,12.695988728363995,0,0,0,null,1944.670045306405,263.27796823595173]
[124,"RMFN121",5.5E-2,2.9000000000000001E-2,390.62,0,"RS",16,1,1,1,1,1,1,1,1,1,1,1,1,23.437200000000001,0,800,0,0,0,1,0,null,null,17.470303548913229,null,699.74815823999995,1,null,null,13.941899999999999,11.722899999999999,12.695988728363995,0,0,0,null,1944.670045306405,263.27796823595173]
[125,"RSFT121",5.7000000000000002E-2,2.9000000000000001E-2,390.62,0,"RS",16,1,1,1,1,1,1,1,1,1,1,1,1,23.437200000000001,0,800,0,0,0,1,0,null,null,17.470303548913229,null,699.74815823999995,1,null,null,13.941899999999999,11.722899999999999,12.695988728363995,0,0,0,null,1944.670045306405,263.27796823595173]
[126,"RSFN121",5.7000000000000002E-2,2.9000000000000001E-2,390.62,0,"RS",16,1,1,1,1,1,1,1,1,1,1,1,1,23.437200000000001,0,800,0,0,0,1,0,null,null,17.470303548913229,null,699.74815823999995,1,null,null,13.941899999999999,11.722899999999999,12.695988728363995,0,0,0,null,1944.670045306405,263.27796823595173]
[127,"RMOT122",4.1000000000000002E-2,3.5000000000000003E-2,204.4,0,"RS",12,1,1,1,1,1,1,1,1,1,1,1,1,12.263999999999999,0,425,0,0,0,1,0,null,null,17.736706447024869,null,372.54114880000003,1,null,null,13.941899999999999,11.722899999999999,12.695988728363995,0,0,0,null,1965.8346814868246,227.43085735522311]
[128,"RMON122",4.1000000000000002E-2,3.5000000000000003E-2,204.4,0,"RS",12,1,1,1,1,1,1,1,1,1,1,1,1,12.263999999999999,0,425,0,0,0,1,0,null,null,17.736706447024869,null,372.54114880000003,1,null,null,13.941899999999999,11.722899999999999,12.695988728363995,0,0,0,null,1965.8346814868246,227.43085735522311]
[129,"RMFT122",4.2000000000000003E-2,3.5000000000000003E-2,204.4,0,"RS",12,1,1,1,1,1,1,1,1,1,1,1,1,12.263999999999999,0,425,0,0,0,1,0,null,null,17.736706447024869,null,372.54114880000003,1,null,null,13.941899999999999,11.722899999999999,12.695988728363995,0,0,0,null,1965.8346814868246,227.43085735522311]
[130,"RMFN122",4.2000000000000003E-2,3.5000000000000003E-2,204.4,0,"RS",12,1,1,1,1,1,1,1,1,1,1,1,1,12.263999999999999,0,425,0,0,0,1,0,null,null,17.736706447024869,null,372.54114880000003,1,null,null,13.941899999999999,11.722899999999999,12.695988728363995,0,0,0,null,1965.8346814868246,227.43085735522311]
[131,"RSFT122",4.1000000000000002E-2,3.5999999999999997E-2,204.4,0,"RS",12,1,1,1,1,1,1,1,1,1,1,1,1,12.263999999999999,0,425,0,0,0,1,0,null,null,17.736706447024869,null,372.54114880000003,1,null,null,13.941899999999999,11.722899999999999,12.695988728363995,0,0,0,null,1965.8346814868246,227.43085735522311]
[132,"RSFN122",4.1000000000000002E-2,3.5999999999999997E-2,204.4,0,"RS",12,1,1,1,1,1,1,1,1,1,1,1,1,12.263999999999999,0,425,0,0,0,1,0,null,null,17.736706447024869,null,372.54114880000003,1,null,null,13.941899999999999,11.722899999999999,12.695988728363995,0,0,0,null,1965.8346814868246,227.43085735522311]
[133,"RMOT123",0.01,8.9999999999999993E-3,51.1,0,"RS",16,1,1,1,1,1,1,1,1,1,1,1,1,3.0659999999999998,0,652.5,0,0,0,1,0,null,null,108.92424429819977,null,639.38528719999999,1,null,null,13.941899999999999,11.722899999999999,12.695988728363995,0,0,0,null,5817.2678069725716,787.56725471278332]
[134,"RMON123",0.01,8.9999999999999993E-3,51.1,0,"RS",16,1,1,1,1,1,1,1,1,1,1,1,1,3.0659999999999998,0,652.5,0,0,0,1,0,null,null,108.92424429819977,null,639.38528719999999,1,null,null,13.941899999999999,11.722899999999999,12.695988728363995,0,0,0,null,5817.2678069725716,787.56725471278332]
[135,"RMFT123",1.0999999999999999E-2,8.9999999999999993E-3,51.1,0,"RS",16,1,1,1,1,1,1,1,1,1,1,1,1,3.0659999999999998,0,652.5,0,0,0,1,0,null,null,108.92424429819977,null,639.38528719999999,1,null,null,13.941899999999999,11.722899999999999,12.695988728363995,0,0,0,null,5817.2678069725716,787.56725471278332]
[136,"RMFN123",1.0999999999999999E-2,8.9999999999999993E-3,51.1,0,"RS",16,1,1,1,1,1,1,1,1,1,1,1,1,3.0659999999999998,0,652.5,0,0,0,1,0,null,null,108.92424429819977,null,639.38528719999999,1,null,null,13.941899999999999,11.722899999999999,12.695988728363995,0,0,0,null,5817.2678069725716,787.56725471278332]
[137,"RSFT123",0.01,8.9999999999999993E-3,51.1,0,"RS",16,1,1,1,1,1,1,1,1,1,1,1,1,3.0659999999999998,0,652.5,0,0,0,1,0,null,null,108.92424429819977,null,639.38528719999999,1,null,null,13.941899999999999,11.722899999999999,12.695988728363995,0,0,0,null,5817.2678069725716,787.56725471278332]
[138,"RSFN123",0.01,8.9999999999999993E-3,51.1,0,"RS",16,1,1,1,1,1,1,1,1,1,1,1,1,3.0659999999999998,0,652.5,0,0,0,1,0,null,null,108.92424429819977,null,639.38528719999999,1,null,null,13.941899999999999,11.722899999999999,12.695988728363995,0,0,0,null,5817.2678069725716,787.56725471278332]
[139,"RMOT124",0.01,8.9999999999999993E-3,51.1,0,"RS",16,1,1,1,1,1,1,1,1,1,1,1,1,3.0659999999999998,0,946.25,0,0,0,1,0,null,null,157.96102094585675,null,933.13528719999999,1,null,null,13.941899999999999,11.722899999999999,12.695988728363995,0,0,0,null,8800.0287318116443,1191.3865236528195]
[140,"RMON124",0.01,8.9999999999999993E-3,51.1,0,"RS",16,1,1,1,1,1,1,1,1,1,1,1,1,3.0659999999999998,0,946.25,0,0,0,1,0,null,null,157.96102094585675,null,933.13528719999999,1,null,null,13.941899999999999,11.722899999999999,12.695988728363995,0,0,0,null,8800.0287318116443,1191.3865236528195]
[141,"RMFT124",1.0999999999999999E-2,8.9999999999999993E-3,51.1,0,"RS",16,1,1,1,1,1,1,1,1,1,1,1,1,3.0659999999999998,0,946.25,0,0,0,1,0,null,null,157.96102094585675,null,933.13528719999999,1,null,null,13.941899999999999,11.722899999999999,12.695988728363995,0,0,0,null,8800.0287318116443,1191.3865236528195]
[142,"RMFN124",1.0999999999999999E-2,8.9999999999999993E-3,51.1,0,"RS",16,1,1,1,1,1,1,1,1,1,1,1,1,3.0659999999999998,0,946.25,0,0,0,1,0,null,null,157.96102094585675,null,933.13528719999999,1,null,null,13.941899999999999,11.722899999999999,12.695988728363995,0,0,0,null,8800.0287318116443,1191.3865236528195]
[143,"RSFT124",0.01,8.9999999999999993E-3,51.1,0,"RS",16,1,1,1,1,1,1,1,1,1,1,1,1,3.0659999999999998,0,946.25,0,0,0,1,0,null,null,157.96102094585675,null,933.13528719999999,1,null,null,13.941899999999999,11.722899999999999,12.695988728363995,0,0,0,null,8800.0287318116443,1191.3865236528195]
[144,"RSFN124",0.01,8.9999999999999993E-3,51.1,0,"RS",16,1,1,1,1,1,1,1,1,1,1,1,1,3.0659999999999998,0,946.25,0,0,0,1,0,null,null,157.96102094585675,null,933.13528719999999,1,null,null,13.941899999999999,11.722899999999999,12.695988728363995,0,0,0,null,8800.0287318116443,1191.3865236528195]
[145,"RMOT125",3.5000000000000003E-2,2.5000000000000001E-2,225.27,0,"RS",10,1,1,1,1,1,1,1,1,1,1,1,1,13.5162,0,308.66000000000003,0,0,0,1,0,null,null,11.688046546604408,null,250.84490504000001,1,null,null,13.941899999999999,11.722899999999999,12.695988728363995,0,0,0,null,755.35943452089668,77.860349187477055]
[146,"RMON125",3.5000000000000003E-2,2.5000000000000001E-2,225.27,0,"RS",10,1,1,1,1,1,1,1,1,1,1,1,1,13.5162,0,308.66000000000003,0,0,0,1,0,null,null,11.688046546604408,null,250.84490504000001,1,null,null,13.941899999999999,11.722899999999999,12.695988728363995,0,0,0,null,755.35943452089668,77.860349187477055]
[147,"RMFT125",3.4000000000000002E-2,2.5000000000000001E-2,225.27,0,"RS",10,1,1,1,1,1,1,1,1,1,1,1,1,13.5162,0,308.66000000000003,0,0,0,1,0,null,null,11.688046546604408,null,250.84490504000001,1,null,null,13.941899999999999,11.722899999999999,12.695988728363995,0,0,0,null,755.35943452089668,77.860349187477055]
[148,"RMFN125",3.4000000000000002E-2,2.5000000000000001E-2,225.27,0,"RS",10,1,1,1,1,1,1,1,1,1,1,1,1,13.5162,0,308.66000000000003,0,0,0,1,0,null,null,11.688046546604408,null,250.84490504000001,1,null,null,13.941899999999999,11.722899999999999,12.695988728363995,0,0,0,null,755.35943452089668,77.860349187477055]
[149,"RSFT125",2.1999999999999999E-2,1.4999999999999999E-2,139.36000000000001,0,"RS",10,1,1,1,1,1,1,1,1,1,1,1,1,8.361600000000001,0,308.66000000000003,0,0,0,1,0,null,null,18.893270992778238,null,272.89353472000005,1,null,null,13.941899999999999,11.722899999999999,12.695988728363995,0,0,0,null,2114.2324813958967,217.92920263106424]
[150,"RSFN125",2.1999999999999999E-2,1.4999999999999999E-2,139.36000000000001,0,"RS",10,1,1,1,1,1,1,1,1,1,1,1,1,8.361600000000001,0,308.66000000000003,0,0,0,1,0,null,null,18.893270992778238,null,272.89353472000005,1,null,null,13.941899999999999,11.722899999999999,12.695988728363995,0,0,0,null,2114.2324813958967,217.92920263106424]
[151,"RMOE126",5.0000000000000001E-3,4.0000000000000001E-3,39.79,0,"RS",1,1,1,1,1,1,1,1,1,1,1,1,1,2.3874,0,150,0,0,0,1,0,null,null,32.157498612763028,null,139.78797607999999,1,null,null,13.941899999999999,11.722899999999999,12.695988728363995,0,0,0,null,13448.770641409779,{"$error":"#N/A"}]
[152,"RMON126",5.0000000000000001E-3,4.0000000000000001E-3,39.79,0,"RS",1,1,1,1,1,1,1,1,1,1,1,1,1,2.3874,0,150,0,0,0,1,0,null,null,32.157498612763028,null,139.78797607999999,1,null,null,13.941899999999999,11.722899999999999,12.695988728363995,0,0,0,null,13448.770641409779,{"$error":"#N/A"}]
[153,"RMFE126",5.0000000000000001E-3,4.0000000000000001E-3,39.79,0,"RS",1,1,1,1,1,1,1,1,1,1,1,1,1,2.3874,0,150,0,0,0,1,0,null,null,32.157498612763028,null,139.78797607999999,1,null,null,13.941899999999999,11.722899999999999,12.695988728363995,0,0,0,null,13448.770641409779,{"$error":"#N/A"}]
[154,"RMFN126",5.0000000000000001E-3,4.0000000000000001E-3,39.79,0,"RS",1,1,1,1,1,1,1,1,1,1,1,1,1,2.3874,0,150,0,0,0,1,0,null,null,32.157498612763028,null,139.78797607999999,1,null,null,13.941899999999999,11.722899999999999,12.695988728363995,0,0,0,null,13448.770641409779,{"$error":"#N/A"}]
[155,"RSFE126",5.0000000000000001E-3,4.0000000000000001E-3,39.79,0,"RS",1,1,1,1,1,1,1,1,1,1,1,1,1,2.3874,0,150,0,0,0,1,0,null,null,32.157498612763028,null,139.78797607999999,1,null,null,13.941899999999999,11.722899999999999,12.695988728363995,0,0,0,null,13448.770641409779,{"$error":"#N/A"}]
[156,"RSFN126",5.0000000000000001E-3,4.0000000000000001E-3,39.79,0,"RS",1,1,1,1,1,1,1,1,1,1,1,1,1,2.3874,0,150,0,0,0,1,0,null,null,32.157498612763028,null,139.78797607999999,1,null,null,13.941899999999999,11.722899999999999,12.695988728363995,0,0,0,null,13448.770641409779,{"$error":"#N/A"}]
[157,"RMOT127",0.12,9.6000000000000002E-2,900.9,0,"RS",6.5,1,1,1,1,1,1,1,1,1,1,1,1,54.053999999999995,0,50,0,0,0,1,0,null,null,0.47343281525949643,null,-181.21418319999998,0,null,null,13.941899999999999,11.722899999999999,12.695988728363995,0,0,0,null,0,0]
[158,"RMON127",0.12,9.6000000000000002E-2,900.9,0,"RS",6.5,1,1,1,1,1,1,1,1,1,1,1,1,54.053999999999995,0,50,0,0,0,1,0,null,null,0.47343281525949643,null,-181.21418319999998,0,null,null,13.941899999999999,11.722899999999999,12.695988728363995,0,0,0,null,0,0]
[159,"RMFT127",0.11899999999999999,9.6000000000000002E-2,900.9,0,"RS",6.5,1,1,1,1,1,1,1,1,1,1,1,1,54.053999999999995,0,50,0,0,0,1,0,null,null,0.47343281525949643,null,-181.21418319999998,0,null,null,13.941899999999999,11.722899999999999,12.695988728363995,0,0,0,null,0,0]
[160,"RMFN127",0.11899999999999999,9.6000000000000002E-2,900.9,0,"RS",6.5,1,1,1,1,1,1,1,1,1,1,1,1,54.053999999999995,0,50,0,0,0,1,0,null,null,0.47343281525949643,null,-181.21418319999998,0,null,null,13.941899999999999,11.722899999999999,12.695988728363995,0,0,0,null,0,0]
[161,"RSFT127",0.11899999999999999,9.6000000000000002E-2,900.9,0,"RS",6.5,1,1,1,1,1,1,1,1,1,1,1,1,54.053999999999995,0,50,0,0,0,1,0,null,null,0.47343281525949643,null,-181.21418319999998,0,null,null,13.941899999999999,11.722899999999999,12.695988728363995,0,0,0,null,0,0]
[162,"RSFN127",0.11899999999999999,9.6000000000000002E-2,900.9,0,"RS",6.5,1,1,1,1,1,1,1,1,1,1,1,1,54.053999999999995,0,50,0,0,0,1,0,null,null,0.47343281525949643,null,-181.21418319999998,0,null,null,13.941899999999999,11.722899999999999,12.695988728363995,0,0,0,null,0,0]
[163,"RMOE128",7.0000000000000001E-3,7.0000000000000001E-3,65.7,0,"RS",7,1,1,1,1,1,1,1,1,1,1,1,1,3.9420000000000002,0,20.170000000000002,0,0,0,1,0,null,null,2.6188189105939252,null,3.3082264000000032,1,null,null,13.941899999999999,11.722899999999999,12.695988728363995,0,0,0,null,0,0]
[164,"RMON128",7.0000000000000001E-3,7.0000000000000001E-3,65.7,0,"RS",7,1,1,1,1,1,1,1,1,1,1,1,1,3.9420000000000002,0,20.170000000000002,0,0,0,1,0,null,null,2.6188189105939252,null,3.3082264000000032,1,null,null,13.941899999999999,11.722899999999999,12.695988728363995,0,0,0,null,0,0]
[165,"RMFE128",7.0000000000000001E-3,7.0000000000000001E-3,65.7,0,"RS",7,1,1,1,1,1,1,1,1,1,1,1,1,3.9420000000000002,0,20.170000000000002,0,0,0,1,0,null,null,2.6188189105939252,null,3.3082264000000032,1,null,null,13.941899999999999,11.722899999999999,12.695988728363995,0,0,0,null,0,0]
[166,"RMFN128",7.0000000000000001E-3,7.0000000000000001E-3,65.7,0,"RS",7,1,1,1,1,1,1,1,1,1,1,1,1,3.9420000000000002,0,20.170000000000002,0,0,0,1,0,null,null,2.6188189105939252,null,3.3082264000000032,1,null,null,13.941899999999999,11.722899999999999,12.695988728363995,0,0,0,null,0,0]
[167,"RSFE128",7.0000000000000001E-3,7.0000000000000001E-3,65.7,0,"RS",7,1,1,1,1,1,1,1,1,1,1,1,1,3.9420000000000002,0,20.170000000000002,0,0,0,1,0,null,null,2.6188189105939252,null,3.3082264000000032,1,null,null,13.941899999999999,11.722899999999999,12.695988728363995,0,0,0,null,0,0]
[168,"RSFN128",7.0000000000000001E-3,7.0000000000000001E-3,65.7,0,"RS",7,1,1,1,1,1,1,1,1,1,1,1,1,3.9420000000000002,0,20.170000000000002,0,0,0,1,0,null,null,2.6188189105939252,null,3.3082264000000032,1,null,null,13.941899999999999,11.722899999999999,12.695988728363995,0,0,0,null,0,0]
[169,"RMOE201",0.13700000000000001,0.24,466.59999999999997,0,"RS",20,1,1,1,1,1,1,1,1,1,1,1,1,88.317752529953339,0,569.61500000000035,0,0,0,1,104.8349999999997,null,null,10.413617520248266,null,449.86304320000039,1,null,null,13.941899999999999,11.722899999999999,12.695988728363995,0,0,0,null,0,0]
[170,"RMON201",0.13700000000000001,0.24,466.59999999999997,0,"RS",20,1,1,1,1,1,1,1,1,1,1,1,1,88.317752529953339,0,674.45,0,0,0,1,0,null,null,12.330195547047461,null,554.69804320000003,1,null,null,13.941899999999999,11.722899999999999,12.695988728363995,0,0,0,null,0,0]
[171,"RMFE201",8.5000000000000006E-2,3.1E-2,220.93,0,"RS",20,1,1,1,1,1,1,1,1,1,1,1,1,41.817490498162442,0,509.67399998000019,0,0,0,1,79.145999999999745,null,null,19.678986444991409,null,452.97275734000021,1,null,null,13.941899999999999,11.722899999999999,12.695988728363995,0,0,0,null,470.61784984795213,70.781482940266187]
[172,"RMFN201",8.5000000000000006E-2,3.1E-2,220.93,0,"RS",20,1,1,1,1,1,1,1,1,1,1,1,1,41.817490498162442,0,588.81999997999992,0,0,0,1,0,null,null,22.734887003458983,null,532.11875733999989,1,null,null,13.941899999999999,11.722899999999999,12.695988728363995,0,0,0,null,1694.3070381629359,254.82578860119412]
[173,"RSFE201",0.20599999999999999,0.22800000000000001,624.29999999999995,0,"RS",20,1,1,1,1,1,1,1,1,1,1,1,1,118.16710866791658,0,741.05200000000036,0,0,0,1,178.30799999999971,null,null,10.125588840412135,null,580.82665360000044,1,null,null,13.941899999999999,11.722899999999999,12.695988728363995,0,0,0,null,0,0]
[174,"RSFN201",0.20599999999999999,0.22800000000000001,624.29999999999995,0,"RS",20,1,1,1,1,1,1,1,1,1,1,1,1,118.16710866791658,0,919.36,0,0,0,1,0,null,null,12.561954297837797,null,759.13465360000009,1,null,null,13.941899999999999,11.722899999999999,12.695988728363995,0,0,0,null,0,0]
[175,"RMOE202",0.30941956318498154,0.6353410129411885,1316.7,0,"RS",20,1,1,1,1,1,1,1,1,1,1,1,1,249.22414221215084,0,1583.8199999000019,0,0,0,1,678.77999999999815,null,null,10.260863893074097,null,1245.891578300002,1,null,null,13.941899999999999,11.722899999999999,12.695988728363995,0,0,0,null,0,0]
[176,"RMON202",0.30941956318498154,0.6353410129411885,1316.7,0,"RS",20,1,1,1,1,1,1,1,1,1,1,1,1,249.22414221215084,0,2262.5999999000001,0,0,0,1,0,null,null,14.658376990383488,null,1924.6715783,1,null,null,13.941899999999999,11.722899999999999,12.695988728363995,0,0,0,null,0,0]
[177,"RMFE202",0.17355670740585,0.32289639292911476,694.9,0,"RS",20,1,1,1,1,1,1,1,1,1,1,1,1,131.53023196113284,0,1195.7400004000021,0,0,0,1,512.45999999999799,null,null,14.67842255104979,null,1017.3953052000021,1,null,null,13.941899999999999,11.722899999999999,12.695988728363995,0,0,0,null,0,0]
[178,"RMFN202",0.17355670740585,0.32289639292911476,694.9,0,"RS",20,1,1,1,1,1,1,1,1,1,1,1,1,131.53023196113284,0,1708.2000004000001,0,0,0,1,0,null,null,20.969175070823848,null,1529.8553052000002,1,null,null,13.941899999999999,11.722899999999999,12.695988728363995,0,0,0,null,4061.6192235027938,610.87234976553066]
[179,"RSFE202",0.41926477726890343,0.84614044241884756,1764.9,0,"RS",20,1,1,1,1,1,1,1,1,1,1,1,1,334.05915439373058,0,2816.1991024987256,0,0,0,1,1032.2008975012741,null,null,13.611569102464722,null,2363.2410472987258,1,null,null,13.941899999999999,11.722899999999999,12.695988728363995,0,0,0,null,0,0]
[180,"RSFN202",0.41926477726890343,0.84614044241884756,1764.9,0,"RS",20,1,1,1,1,1,1,1,1,1,1,1,1,334.05915439373058,0,3848.3999999999996,0,0,0,1,0,null,null,18.60051815493004,null,3395.4419447999999,1,null,null,13.941899999999999,11.722899999999999,12.695988728363995,0,0,0,null,5997.0351327802782,901.96119862475575]
[181,"RMOE203",0.22317425384849499,1.7655660643401298E-2,375.13,0,"RS",30,1,1,1,1,1,1,1,1,1,1,1,1,71.004368852467636,0,902.20659833065577,0,0,0,1,141.10340163934424,null,null,20.515832356935061,null,805.93023409065574,1,null,null,13.941899999999999,11.722899999999999,12.695988728363995,0,0,0,null,0,0]
[182,"RMON203",0.22317425384849499,1.7655660643401298E-2,375.13,0,"RS",30,1,1,1,1,1,1,1,1,1,1,1,1,71.004368852467636,0,1043.30999997,0,0,0,1,0,null,null,23.724469645093208,null,947.03363573000001,1,null,null,13.941899999999999,11.722899999999999,12.695988728363995,0,0,0,null,1617.6396815346307,278.4413728410309]
[183,"RMFE203",0.19900323013701848,1.3204218808847461E-2,331.19,0,"RS",30,1,1,1,1,1,1,1,1,1,1,1,1,62.687433477057972,0,681.14086066573782,0,0,0,1,106.52913934426221,null,null,17.543840014472593,null,596.14160954573777,1,null,null,13.941899999999999,11.722899999999999,12.695988728363995,0,0,0,null,0,0]
[184,"RMFN203",0.19900323013701848,1.3204218808847461E-2,331.19,0,"RS",30,1,1,1,1,1,1,1,1,1,1,1,1,62.687433477057972,0,787.67000000999997,0,0,0,1,0,null,null,20.287663334231336,null,702.67074888999991,1,null,null,13.941899999999999,11.722899999999999,12.695988728363995,0,0,0,null,462.39663146748717,79.5914902017808]
[185,"RSFE203",0.2641044462714468,2.2090818578307223E-2,445.49,0,"RS",30,1,1,1,1,1,1,1,1,1,1,1,1,84.322065097661635,0,1096.1017625050822,0,0,0,1,171.42823770491788,null,null,20.988328644827924,null,981.76764498508226,1,null,null,13.941899999999999,11.722899999999999,12.695988728363995,0,0,0,null,0,0]
[186,"RSFN203",0.2641044462714468,2.2090818578307223E-2,445.49,0,"RS",30,1,1,1,1,1,1,1,1,1,1,1,1,84.322065097661635,0,1267.53000021,0,0,0,1,0,null,null,24.270863455949364,null,1153.1958826900002,1,null,null,13.941899999999999,11.722899999999999,12.695988728363995,0,0,0,null,2127.5767019551549,366.21590362754955]
[187,"RMOE204",0.19664260508564824,0.28169967382470118,677.6,0,"RS",30,1,1,1,1,1,1,1,1,1,1,1,1,128.25569891619458,0,980.46,0,0,0,1,0,null,null,12.34301971631162,null,806.5553152,1,null,null,13.941899999999999,11.722899999999999,12.695988728363995,0,0,0,null,0,0]
[188,"RMON204",0.19664260508564824,0.28169967382470118,677.6,0,"RS",30,1,1,1,1,1,1,1,1,1,1,1,1,128.25569891619458,0,980.46,0,0,0,1,0,null,null,12.34301971631162,null,806.5553152,1,null,null,13.941899999999999,11.722899999999999,12.695988728363995,0,0,0,null,0,0]
[189,"RMFE204",0.178049509922974,0.27843652323368157,644.01,0,"RS",30,1,1,1,1,1,1,1,1,1,1,1,1,121.89780498674509,0,740.22,0,0,0,1,0,null,null,9.8046736744741931,null,574.93612152000014,1,null,null,13.941899999999999,11.722899999999999,12.695988728363995,0,0,0,null,0,0]
[190,"RMFN204",0.178049509922974,0.27843652323368157,644.01,0,"RS",30,1,1,1,1,1,1,1,1,1,1,1,1,121.89780498674509,0,740.22,0,0,0,1,0,null,null,9.8046736744741931,null,574.93612152000014,1,null,null,13.941899999999999,11.722899999999999,12.695988728363995,0,0,0,null,0,0]
[191,"RSFE204",0.25851382619011032,0.31652526339194303,820.63,0,"RS",30,1,1,1,1,1,1,1,1,1,1,1,1,155.32832674379688,0,1191.17,0,0,0,1,0,null,null,12.382014183427035,null,980.55695176000006,1,null,null,13.941899999999999,11.722899999999999,12.695988728363995,0,0,0,null,0,0]
[192,"RSFN204",0.25851382619011032,0.31652526339194303,820.63,0,"RS",30,1,1,1,1,1,1,1,1,1,1,1,1,155.32832674379688,0,1191.17,0,0,0,1,0,null,null,12.382014183427035,null,980.55695176000006,1,null,null,13.941899999999999,11.722899999999999,12.695988728363995,0,0,0,null,0,0]
[193,"RMOE205",0.25470636642983568,0.14233637387291517,587.47,0,"RS",30,1,1,1,1,1,1,1,1,1,1,1,1,111.19594959016652,0,1111.8354180602007,0,0,0,1,220.58458193979931,null,null,16.144319754356264,null,961.0624175002007,1,null,null,13.941899999999999,11.722899999999999,12.695988728363995,0,0,0,null,0,0]
[194,"RMON205",0.25470636642983568,0.14233637387291517,587.47,0,"RS",30,1,1,1,1,1,1,1,1,1,1,1,1,111.19594959016652,0,1332.42,0,0,0,1,0,null,null,19.347301028266624,null,1181.6469994400002,1,null,null,13.941899999999999,11.722899999999999,12.695988728363995,0,0,0,null,351.48031101032029,60.49966592774323]
[195,"RMFE205",0.22981192536390702,0.1371114621870895,541.38,0,"RS",30,1,1,1,1,1,1,1,1,1,1,1,1,102.47206357622406,0,839.40478260869577,0,0,0,1,166.53521739130434,null,null,13.226172153677041,null,700.46068836869586,1,null,null,13.941899999999999,11.722899999999999,12.695988728363995,0,0,0,null,0,0]
[196,"RMFN205",0.22981192536390702,0.1371114621870895,541.38,0,"RS",30,1,1,1,1,1,1,1,1,1,1,1,1,102.47206357622406,0,1005.94,0,0,0,1,0,null,null,15.850202300398538,null,866.99590576000014,1,null,null,13.941899999999999,11.722899999999999,12.695988728363995,0,0,0,null,0,0]
[197,"RSFE205",0.32671812202916245,0.17306023783652183,741.15,0,"RS",30,1,1,1,1,1,1,1,1,1,1,1,1,140.2844026737568,0,1350.7796486294317,0,0,0,1,267.99035117056837,null,null,15.54688318780112,null,1160.5649834294315,1,null,null,13.941899999999999,11.722899999999999,12.695988728363995,0,0,0,null,0,0]
[198,"RSFN205",0.32671812202916245,0.17306023783652183,741.15,0,"RS",30,1,1,1,1,1,1,1,1,1,1,1,1,140.2844026737568,0,1618.7699998000001,0,0,0,1,0,null,null,18.6313349629919,null,1428.5553345999999,1,null,null,13.941899999999999,11.722899999999999,12.695988728363995,0,0,0,null,0,0]
[199,"RMOE206",0.12411684241868445,1.0450950586984527E-2,209.45,0,"RS",30,1,1,1,1,1,1,1,1,1,1,1,1,39.6445633677641,0,645.55749004000006,0,0,0,1,70.932509999999994,null,null,26.291750319338433,null,591.80256644000008,1,null,null,13.941899999999999,11.722899999999999,12.695988728363995,0,0,0,null,947.34060289611079,163.06401297487955]
[200,"RMON206",0.12411684241868445,1.0450950586984527E-2,209.45,0,"RS",30,1,1,1,1,1,1,1,1,1,1,1,1,39.6445633677641,0,716.49000004000004,0,0,0,1,0,null,null,29.180632984658327,null,662.73507644000006,1,null,null,13.941899999999999,11.722899999999999,12.695988728363995,0,0,0,null,1872.8239060306414,322.3657687415045]
[201,"RMFE206",0.10874739651970937,8.8395572269073588E-3,183.1,0,"RS",30,1,1,1,1,1,1,1,1,1,1,1,1,34.657052053652933,0,487.37793003000002,0,0,0,1,53.552069999999972,null,null,22.706095204092016,null,440.38568123000005,1,null,null,13.941899999999999,11.722899999999999,12.695988728363995,0,0,0,null,320.23792878399718,55.121971564021351]
[202,"RMFN206",0.10874739651970937,8.8395572269073588E-3,183.1,0,"RS",30,1,1,1,1,1,1,1,1,1,1,1,1,34.657052053652933,0,540.93000002999997,0,0,0,1,0,null,null,25.200993567096166,null,493.93775123,1,null,null,13.941899999999999,11.722899999999999,12.695988728363995,0,0,0,null,1018.9520519537414,175.39036130470402]
[203,"RSFE206",0.12275884843751984,8.8118636641171758E-3,205.17,0,"RS",30,1,1,1,1,1,1,1,1,1,1,1,1,38.834447678033705,0,784.29347005,0,0,0,1,86.176529999999929,null,null,32.608414310360565,null,731.63699989000008,1,null,null,13.941899999999999,11.722899999999999,12.695988728363995,0,0,0,null,1930.6139273924382,332.31305988932411]
[204,"RSFN206",0.12275884843751984,8.8118636641171758E-3,205.17,0,"RS",30,1,1,1,1,1,1,1,1,1,1,1,1,38.834447678033705,0,870.47000004999995,0,0,0,1,0,null,null,36.191358834799949,null,817.81352989000004,1,null,null,13.941899999999999,11.722899999999999,12.695988728363995,0,0,0,null,3054.9917080313653,525.85015990411011]
[205,"RMOE207",0.11667960435361475,0.19866599395530665,443.16,0,"RS",30,1,1,1,1,1,1,1,1,1,1,1,1,83.881044173112144,0,1043.31,0,0,0,1,0,null,null,20.082499093374231,null,929.57387231999996,1,null,null,13.941899999999999,11.722899999999999,12.695988728363995,0,0,0,null,541.58206434713065,93.221534575508173]
[206,"RMON207",0.11667960435361475,0.19866599395530665,443.16,0,"RS",30,1,1,1,1,1,1,1,1,1,1,1,1,83.881044173112144,0,1043.31,0,0,0,1,0,null,null,20.082499093374231,null,929.57387231999996,1,null,null,13.941899999999999,11.722899999999999,12.695988728363995,0,0,0,null,541.58206434713065,93.221534575508173]
[207,"RMFE207",0.10502243172090739,0.19868265442107252,424.79,0,"RS",30,1,1,1,1,1,1,1,1,1,1,1,1,80.403982205741286,0,787.67000000000007,0,0,0,1,0,null,null,15.817394994182477,null,678.64849608000009,1,null,null,13.941899999999999,11.722899999999999,12.695988728363995,0,0,0,null,0,0]
[208,"RMFN207",0.10502243172090739,0.19868265442107252,424.79,0,"RS",30,1,1,1,1,1,1,1,1,1,1,1,1,80.403982205741286,0,787.67000000000007,0,0,0,1,0,null,null,15.817394994182477,null,678.64849608000009,1,null,null,13.941899999999999,11.722899999999999,12.695988728363995,0,0,0,null,0,0]
[209,"RSFE207",0.14134559783392697,0.17510423094417296,451.35,0,"RS",30,1,1,1,1,1,1,1,1,1,1,1,1,85.431242186871941,0,1267.5300000000002,0,0,0,1,0,null,null,23.955748220227136,null,1151.6919252,1,null,null,13.941899999999999,11.722899999999999,12.695988728363995,0,0,0,null,2034.8867605489049,350.26135279134189]
[210,"RSFN207",0.14134559783392697,0.17510423094417296,451.35,0,"RS",30,1,1,1,1,1,1,1,1,1,1,1,1,85.431242186871941,0,1267.5300000000002,0,0,0,1,0,null,null,23.955748220227136,null,1151.6919252,1,null,null,13.941899999999999,11.722899999999999,12.695988728363995,0,0,0,null,2034.8867605489049,350.26135279134189]
[211,"RMOE208",0.16386037654968405,0.1025294232126384,392.23,0,"RS",30,1,1,1,1,1,1,1,1,1,1,1,1,74.241046024054015,0,902.05515050167241,0,0,0,1,178.96484949832757,null,null,19.618112573626757,null,801.39010546167242,1,null,null,13.941899999999999,11.722899999999999,12.695988728363995,0,0,0,null,0,0]
[212,"RMON208",0.16386037654968405,0.1025294232126384,392.23,0,"RS",30,1,1,1,1,1,1,1,1,1,1,1,1,74.241046024054015,0,1081.02,0,0,0,1,0,null,null,23.510283204466528,null,980.35495495999999,1,null,null,13.941899999999999,11.722899999999999,12.695988728363995,0,0,0,null,1620.0975866260897,278.8644475688526]
[213,"RMFE208",0.1469679467465991,0.10032974324196134,362.71000000000004,0,"RS",30,1,1,1,1,1,1,1,1,1,1,1,1,68.65351911731544,0,681.02652173913066,0,0,0,1,135.11347826086939,null,null,16.016567030471357,null,587.93772565913059,1,null,null,13.941899999999999,11.722899999999999,12.695988728363995,0,0,0,null,0,0]
[214,"RMFN208",0.1469679467465991,0.10032974324196134,362.71000000000004,0,"RS",30,1,1,1,1,1,1,1,1,1,1,1,1,68.65351911731544,0,816.1400000000001,0,0,0,1,0,null,null,19.194202573590921,null,723.05120392000003,1,null,null,13.941899999999999,11.722899999999999,12.695988728363995,0,0,0,null,169.89128220747898,29.243077053287994]
[215,"RSFE208",0.19576688934078509,0.10467697159499756,445.37,0,"RS",30,1,1,1,1,1,1,1,1,1,1,1,1,84.299351573650497,0,1095.9141471571907,0,0,0,1,217.42585284280915,null,null,20.990390260779986,null,981.61082739719075,1,null,null,13.941899999999999,11.722899999999999,12.695988728363995,0,0,0,null,0,0]
[216,"RSFN208",0.19576688934078509,0.10467697159499756,445.37,0,"RS",30,1,1,1,1,1,1,1,1,1,1,1,1,84.299351573650497,0,1313.34,0,0,0,1,0,null,null,25.154816384662187,null,1199.0366802399999,1,null,null,13.941899999999999,11.722899999999999,12.695988728363995,0,0,0,null,2461.0357310809195,423.6135991192495]
[217,"RMOE209",1.2920868527142502,0.10153809526040418,2170.96,0,"RS",30,1,1,1,1,1,1,1,1,1,1,1,1,410.91793406006758,0,844.28499999000007,0,0,0,1,161.31499999999991,null,null,3.3174332367795873,null,287.11245791000022,1,null,null,13.941899999999999,11.722899999999999,12.695988728363995,0,0,0,null,0,0]
[218,"RMON209",1.2920868527142502,0.10153809526040418,2170.96,0,"RS",30,1,1,1,1,1,1,1,1,1,1,1,1,410.91793406006758,0,1005.59999999,0,0,0,1,0,null,null,3.9512852448070159,null,448.42745791000004,1,null,null,13.941899999999999,11.722899999999999,12.695988728363995,0,0,0,null,0,0]
[219,"RMFE209",1.095818647838362,8.7731835927530893E-2,1843.3,0,"RS",30,1,1,1,1,1,1,1,1,1,1,1,1,348.89865674767037,0,637.41166669666688,0,0,0,1,121.78833333333323,null,null,2.9497752324522848,null,164.33240829666693,1,null,null,13.941899999999999,11.722899999999999,12.695988728363995,0,0,0,null,0,0]
[220,"RMFN209",1.095818647838362,8.7731835927530893E-2,1843.3,0,"RS",30,1,1,1,1,1,1,1,1,1,1,1,1,348.89865674767037,0,759.20000003000007,0,0,0,1,0,null,null,3.5133799294451769,null,286.12074163000011,1,null,null,13.941899999999999,11.722899999999999,12.695988728363995,0,0,0,null,0,0]
[221,"RSFE209",1.7761482493367597,0.17500692552653477,3030.48,0,"RS",30,1,1,1,1,1,1,1,1,1,1,1,1,573.60733537713895,0,1025.7273545366675,0,0,0,1,195.9826458333325,null,null,2.887257080875012,null,247.96072349666753,1,null,null,13.941899999999999,11.722899999999999,12.695988728363995,0,0,0,null,0,0]
[222,"RSFN209",1.7761482493367597,0.17500692552653477,3030.48,0,"RS",30,1,1,1,1,1,1,1,1,1,1,1,1,573.60733537713895,0,1221.71000037,0,0,0,1,0,null,null,3.4389166221831511,null,443.94336933000005,1,null,null,13.941899999999999,11.722899999999999,12.695988728363995,0,0,0,null,0,0]
[223,"RMOE210",1.0558910864856159,1.1087458936152776,3111.77,0,"RS",30,1,1,1,1,1,1,1,1,1,1,1,1,588.99385510101354,0,1282.1399999999999,0,0,0,1,0,null,null,3.5147375366168498,null,483.51045303999996,1,null,null,13.941899999999999,11.722899999999999,12.695988728363995,0,0,0,null,0,0]
[224,"RMON210",1.0558910864856159,1.1087458936152776,3111.77,0,"RS",30,1,1,1,1,1,1,1,1,1,1,1,1,588.99385510101354,0,1282.1399999999999,0,0,0,1,0,null,null,3.5147375366168498,null,483.51045303999996,1,null,null,13.941899999999999,11.722899999999999,12.695988728363995,0,0,0,null,0,0]
[225,"RMFE210",0.87263804822360003,1.0078622091620615,2691.09,0,"RS",30,1,1,1,1,1,1,1,1,1,1,1,1,509.3678110926536,0,967.98,0,0,0,1,0,null,null,3.0683373132096063,null,277.31713368000004,1,null,null,13.941899999999999,11.722899999999999,12.695988728363995,0,0,0,null,0,0]
[226,"RMFN210",0.87263804822360003,1.0078622091620615,2691.09,0,"RS",30,1,1,1,1,1,1,1,1,1,1,1,1,509.3678110926536,0,967.98,0,0,0,1,0,null,null,3.0683373132096063,null,277.31713368000004,1,null,null,13.941899999999999,11.722899999999999,12.695988728363995,0,0,0,null,0,0]
[227,"RSFE210",1.4841541603213015,1.6767346050129466,4528.1399999999994,0,"RS",30,1,1,1,1,1,1,1,1,1,1,1,1,857.08347179807743,0,1557.69,0,0,0,1,0,null,null,2.9344460251105753,null,395.55192528000032,1,null,null,13.941899999999999,11.722899999999999,12.695988728363995,0,0,0,null,0,0]
[228,"RSFN210",1.4841541603213015,1.6767346050129466,4528.1399999999994,0,"RS",30,1,1,1,1,1,1,1,1,1,1,1,1,857.08347179807743,0,1557.69,0,0,0,1,0,null,null,2.9344460251105753,null,395.55192528000032,1,null,null,13.941899999999999,11.722899999999999,12.695988728363995,0,0,0,null,0,0]
[229,"RMOE211",1.2334646639385556,0.54578061460441052,2657.79,0,"RS",30,1,1,1,1,1,1,1,1,1,1,1,1,503.06480817956435,0,1053.3046829268294,0,0,0,1,266.54531707317057,null,null,3.3806350639356895,null,371.18819500682946,1,null,null,13.941899999999999,11.722899999999999,12.695988728363995,0,0,0,null,0,0]
[230,"RMON211",1.2334646639385556,0.54578061460441052,2657.79,0,"RS",30,1,1,1,1,1,1,1,1,1,1,1,1,503.06480817956435,0,1319.85,0,0,0,1,0,null,null,4.2361258441736931,null,637.73351207999997,1,null,null,13.941899999999999,11.722899999999999,12.695988728363995,0,0,0,null,0,0]
[231,"RMFE211",1.039671307906846,0.49324563013499295,2283.5299999999997,0,"RS",30,1,1,1,1,1,1,1,1,1,1,1,1,432.22511237617738,0,795.21570731707334,0,0,0,1,201.23429268292665,null,null,2.9705930996157064,null,209.15229987707346,1,null,null,13.941899999999999,11.722899999999999,12.695988728363995,0,0,0,null,0,0]
[232,"RMFN211",1.039671307906846,0.49324563013499295,2283.5299999999997,0,"RS",30,1,1,1,1,1,1,1,1,1,1,1,1,432.22511237617738,0,996.45,0,0,0,1,0,null,null,3.7223202042861843,null,410.38659256000011,1,null,null,13.941899999999999,11.722899999999999,12.695988728363995,0,0,0,null,0,0]
[233,"RSFE211",1.7156096391483939,0.84510821637611855,3808.82,0,"RS",30,1,1,1,1,1,1,1,1,1,1,1,1,720.93103770067921,0,1279.6712192121968,0,0,0,1,323.8287804878031,null,null,2.8659782695926328,null,302.14518385219679,1,null,null,13.941899999999999,11.722899999999999,12.695988728363995,0,0,0,null,0,0]
[234,"RSFN211",1.7156096391483939,0.84510821637611855,3808.82,0,"RS",30,1,1,1,1,1,1,1,1,1,1,1,1,720.93103770067921,0,1603.4999997,0,0,0,1,0,null,null,3.5912319394517427,null,625.97396433999984,1,null,null,13.941899999999999,11.722899999999999,12.695988728363995,0,0,0,null,0,0]
[235,"RMOE212",4.8354738955487274E-2,0.1268421511930875,241.7,0,"RS",30,1,1,1,1,1,1,1,1,1,1,1,1,45.748822945755947,0,590.79,0,0,0,1,0,null,null,20.850737697151555,null,528.75817839999991,1,null,null,13.941899999999999,11.722899999999999,12.695988728363995,0,0,0,null,452.92673329165063,77.961453872402927]
[236,"RMON212",4.8354738955487274E-2,0.1268421511930875,241.7,0,"RS",30,1,1,1,1,1,1,1,1,1,1,1,1,45.748822945755947,0,590.79,0,0,0,1,0,null,null,20.850737697151555,null,528.75817839999991,1,null,null,13.941899999999999,11.722899999999999,12.695988728363995,0,0,0,null,452.92673329165063,77.961453872402927]
[237,"RMFE212",4.0422531121581881E-2,0.12520479180211946,227.05,0,"RS",30,1,1,1,1,1,1,1,1,1,1,1,1,42.975880222730197,0,446.03000000000003,0,0,0,1,0,null,null,16.757433468038322,null,387.75807160000005,1,null,null,13.941899999999999,11.722899999999999,12.695988728363995,0,0,0,null,0,0]
[238,"RMFN212",4.0422531121581881E-2,0.12520479180211946,227.05,0,"RS",30,1,1,1,1,1,1,1,1,1,1,1,1,42.975880222730197,0,446.03000000000003,0,0,0,1,0,null,null,16.757433468038322,null,387.75807160000005,1,null,null,13.941899999999999,11.722899999999999,12.695988728363995,0,0,0,null,0,0]
[239,"RSFE212",3.9058191374150147E-2,4.9389724987922448E-2,126.03,0,"RS",30,1,1,1,1,1,1,1,1,1,1,1,1,23.854878592691858,0,717.76,0,0,0,1,0,null,null,48.581425653625821,null,685.41465256000004,1,null,null,13.941899999999999,11.722899999999999,12.695988728363995,0,0,0,null,3201.5036666642145,551.06899656163898]
[240,"RSFN212",3.9058191374150147E-2,4.9389724987922448E-2,126.03,0,"RS",30,1,1,1,1,1,1,1,1,1,1,1,1,23.854878592691858,0,717.76,0,0,0,1,0,null,null,48.581425653625821,null,685.41465256000004,1,null,null,13.941899999999999,11.722899999999999,12.695988728363995,0,0,0,null,3201.5036666642145,551.06899656163898]
[241,"RMOE213",8.4931735719191825E-2,6.8211318467035945E-2,222.95,0,"RS",30,1,1,1,1,1,1,1,1,1,1,1,1,42.199834819016502,0,875.94568750000008,0,0,0,1,167.36431249999984,null,null,33.514646409719568,null,818.72601590000011,1,null,null,13.941899999999999,11.722899999999999,12.695988728363995,0,0,0,null,1841.066410079452,316.89940879028603]
[242,"RMON213",8.4931735719191825E-2,6.8211318467035945E-2,222.95,0,"RS",30,1,1,1,1,1,1,1,1,1,1,1,1,42.199834819016502,0,1043.31,0,0,0,1,0,null,null,39.918189272122561,null,986.09032839999998,1,null,null,13.941899999999999,11.722899999999999,12.695988728363995,0,0,0,null,4024.7324549721307,692.76986888523095]
[243,"RMFE213",3.6773715517985403E-2,6.5948966414021148E-2,144.01999999999998,0,"RS",30,1,1,1,1,1,1,1,1,1,1,1,1,27.260014400694129,0,661.31460416666675,0,0,0,1,126.35539583333316,null,null,39.169700121080503,null,624.35215920666667,1,null,null,13.941899999999999,11.722899999999999,12.695988728363995,0,0,0,null,1774.3330152986427,305.41271106073776]
[244,"RMFN213",3.6773715517985403E-2,6.5948966414021148E-2,144.01999999999998,0,"RS",30,1,1,1,1,1,1,1,1,1,1,1,1,27.260014400694129,0,787.67,0,0,0,1,0,null,null,46.653737116919693,null,750.70755503999987,1,null,null,13.941899999999999,11.722899999999999,12.695988728363995,0,0,0,null,3422.9396002174872,589.18436059401461]
[245,"RSFE213",8.1809618715766641E-2,4.5601804440819703E-2,188.54,0,"RS",30,1,1,1,1,1,1,1,1,1,1,1,1,35.68673180882427,0,1064.1970624999999,0,0,0,1,203.33293750000001,null,null,48.14858103228984,null,1015.8086485800001,1,null,null,13.941899999999999,11.722899999999999,12.695988728363995,0,0,0,null,3538.8959367505886,609.14371365789532]
[246,"RSFN213",8.1809618715766641E-2,4.5601804440819703E-2,188.54,0,"RS",30,1,1,1,1,1,1,1,1,1,1,1,1,35.68673180882427,0,1267.53,0,0,0,1,0,null,null,57.348185844910979,null,1219.14158608,1,null,null,13.941899999999999,11.722899999999999,12.695988728363995,0,0,0,null,6191.8584402364049,1065.7933186339433]
[247,"RMOE214",5.5709482059084353E-2,5.5607967130277686E-2,160.41000000000003,0,"RS",30,1,1,1,1,1,1,1,1,1,1,1,1,30.362303221881309,0,601.55306250000012,0,0,0,1,114.93693749999983,null,null,31.989499330531611,null,560.38415682000004,1,null,null,13.941899999999999,11.722899999999999,12.695988728363995,0,0,0,null,1148.883283947258,197.75518767745933]
[248,"RMON214",5.5709482059084353E-2,5.5607967130277686E-2,160.41000000000003,0,"RS",30,1,1,1,1,1,1,1,1,1,1,1,1,30.362303221881309,0,716.49,0,0,0,1,0,null,null,38.101636919739875,null,675.32109431999993,1,null,null,13.941899999999999,11.722899999999999,12.695988728363995,0,0,0,null,2648.5092087650164,455.88306746470982]
[249,"RMFE214",2.1626371438359659E-2,5.4376063682846254E-2,105.03,0,"RS",30,1,1,1,1,1,1,1,1,1,1,1,1,19.880011890743678,0,454.15581250000014,0,0,0,1,86.774187499999826,null,null,36.885565920002982,null,427.20007306000014,1,null,null,13.941899999999999,11.722899999999999,12.695988728363995,0,0,0,null,1121.6411601526911,193.06605051357101]
[250,"RMFN214",2.1626371438359659E-2,5.4376063682846254E-2,105.03,0,"RS",30,1,1,1,1,1,1,1,1,1,1,1,1,19.880011890743678,0,540.92999999999995,0,0,0,1,0,null,null,43.93318025211272,null,513.97426055999995,1,null,null,13.941899999999999,11.722899999999999,12.695988728363995,0,0,0,null,2253.8167980474914,387.94538149878173]
[251,"RSFE214",3.8512455475177461E-2,2.0549825281843265E-2,87.56,0,"RS",30,1,1,1,1,1,1,1,1,1,1,1,1,16.573301353456312,0,730.83210416666691,0,0,0,1,139.63789583333315,null,null,71.199477024299654,null,708.36000528666693,1,null,null,13.941899999999999,11.722899999999999,12.695988728363995,0,0,0,null,3093.3680234226194,532.45580519341456]
[252,"RSFN214",3.8512455475177461E-2,2.0549825281843265E-2,87.56,0,"RS",30,1,1,1,1,1,1,1,1,1,1,1,1,16.573301353456312,0,870.47,0,0,0,1,0,null,null,84.803347324227843,null,847.99790112000005,1,null,null,13.941899999999999,11.722899999999999,12.695988728363995,0,0,0,null,4915.2763760001153,846.05757243057587]
[253,"RMOE215",3.4000000000000002E-2,0.06,116.64999999999999,0,"RS",20,1,1,1,1,1,1,1,1,1,1,1,1,22.079438132488335,0,1797.5099998999999,0,0,0,1,0,null,null,131.44725211084742,null,1767.5720107,1,null,null,13.941899999999999,11.722899999999999,12.695988728363995,0,0,0,null,13995.057986724689,2104.8733244083942]
[254,"RMON215",3.4000000000000002E-2,0.06,116.64999999999999,0,"RS",20,1,1,1,1,1,1,1,1,1,1,1,1,22.079438132488335,0,1797.5099998999999,0,0,0,1,0,null,null,131.44725211084742,null,1767.5720107,1,null,null,13.941899999999999,11.722899999999999,12.695988728363995,0,0,0,null,13995.057986724689,2104.8733244083942]
[255,"RMFE215",2.1000000000000001E-2,8.0000000000000002E-3,55.239999999999995,0,"RS",20,1,1,1,1,1,1,1,1,1,1,1,1,10.455792219791304,0,1357.0700005000001,0,0,0,1,0,null,null,209.562475409336,null,1342.89276498,1,null,null,13.941899999999999,11.722899999999999,12.695988728363995,0,0,0,null,11085.124311806625,1667.2158474659793]
[256,"RMFN215",2.1000000000000001E-2,8.0000000000000002E-3,55.239999999999995,0,"RS",20,1,1,1,1,1,1,1,1,1,1,1,1,10.455792219791304,0,1357.0700005000001,0,0,0,1,0,null,null,209.562475409336,null,1342.89276498,1,null,null,13.941899999999999,11.722899999999999,12.695988728363995,0,0,0,null,11085.124311806625,1667.2158474659793]
[257,"RSFE215",5.0999999999999997E-2,5.7000000000000002E-2,156.07999999999998,0,"RS",20,1,1,1,1,1,1,1,1,1,1,1,1,29.542723563812938,0,3057.3399998999998,0,0,0,1,0,null,null,167.09421778540946,null,3017.2823800599999,1,null,null,13.941899999999999,11.722899999999999,12.695988728363995,0,0,0,null,24473.35060404602,3680.8209651017219]
[258,"RSFN215",5.0999999999999997E-2,5.7000000000000002E-2,156.07999999999998,0,"RS",20,1,1,1,1,1,1,1,1,1,1,1,1,29.542723563812938,0,3057.3399998999998,0,0,0,1,0,null,null,167.09421778540946,null,3017.2823800599999,1,null,null,13.941899999999999,11.722899999999999,12.695988728363995,0,0,0,null,24473.35060404602,3680.8209651017219]
[259,"RMOE216",0.109,0.06,296.72000000000003,0,"RS",20,1,1,1,1,1,1,1,1,1,1,1,1,56.162973704860178,0,276.59404419677003,0,0,0,1,152.59595578322993,null,null,7.9517175217446097,null,200.44144963677002,1,null,null,13.941899999999999,11.722899999999999,12.695988728363995,0,0,0,null,0,0]
[260,"RMON216",0.109,0.06,296.72000000000003,0,"RS",20,1,1,1,1,1,1,1,1,1,1,1,1,56.162973704860178,0,429.18999997999998,0,0,0,1,0,null,null,12.33865195076528,null,353.03740541999997,1,null,null,13.941899999999999,11.722899999999999,12.695988728363995,0,0,0,null,0,0]
[261,"RMFE216",0.109,0.06,296.72000000000003,0,"RS",20,1,1,1,1,1,1,1,1,1,1,1,1,56.162973704860178,0,276.59404419677003,0,0,0,1,152.59595578322995,null,null,7.9517175217446097,null,200.44144963677002,1,null,null,13.941899999999999,11.722899999999999,12.695988728363995,0,0,0,null,0,0]
[262,"RMFN216",0.109,0.06,296.72000000000003,0,"RS",20,1,1,1,1,1,1,1,1,1,1,1,1,56.162973704860178,0,429.18999997999998,0,0,0,1,0,null,null,12.33865195076528,null,353.03740541999997,1,null,null,13.941899999999999,11.722899999999999,12.695988728363995,0,0,0,null,0,0]
[263,"RSFE216",0.109,0.06,296.72000000000003,0,"RS",20,1,1,1,1,1,1,1,1,1,1,1,1,56.162973704860178,0,276.59404419676986,0,0,0,1,152.59595578323012,null,null,7.9517175217446052,null,200.44144963676985,1,null,null,13.941899999999999,11.722899999999999,12.695988728363995,0,0,0,null,0,0]
[264,"RSFN216",0.109,0.06,296.72000000000003,0,"RS",20,1,1,1,1,1,1,1,1,1,1,1,1,56.162973704860178,0,429.18999997999998,0,0,0,1,0,null,null,12.33865195076528,null,353.03740541999997,1,null,null,13.941899999999999,11.722899999999999,12.695988728363995,0,0,0,null,0,0]
[265,"RMOE217",0.11700000000000001,6.4000000000000001E-2,316.22000000000003,0,"RS",20,1,1,1,1,1,1,1,1,1,1,1,1,59.853921356669204,0,315.25662133957417,0,0,0,1,589.78337866042591,null,null,8.5043244791465096,null,234.09939077957418,1,null,null,13.941899999999999,11.722899999999999,12.695988728363995,0,0,0,null,0,0]
[266,"RMON217",0.11700000000000001,6.4000000000000001E-2,316.22000000000003,0,"RS",20,1,1,1,1,1,1,1,1,1,1,1,1,59.853921356669204,0,905.04000000000008,0,0,0,1,0,null,null,24.414249552958029,null,823.88276944000006,1,null,null,13.941899999999999,11.722899999999999,12.695988728363995,0,0,0,null,2973.6851033031917,447.24576740381036]
[267,"RMFE217",8.7999999999999995E-2,4.8000000000000001E-2,238.74,0,"RS",20,1,1,1,1,1,1,1,1,1,1,1,1,45.188556020148013,0,164.49602794645637,0,0,0,1,518.78397210354365,null,null,5.8775342116591105,null,103.22388442645637,1,null,null,13.941899999999999,11.722899999999999,12.695988728363995,0,0,0,null,0,0]
[268,"RMFN217",8.7999999999999995E-2,4.8000000000000001E-2,238.74,0,"RS",20,1,1,1,1,1,1,1,1,1,1,1,1,45.188556020148013,0,683.28000005000001,0,0,0,1,0,null,null,24.413972948596221,null,622.00785653000003,1,null,null,13.941899999999999,11.722899999999999,12.695988728363995,0,0,0,null,2245.0067622662591,337.65168043556071]
[269,"RSFE217",0.19800000000000001,0.108,537.84,0,"RS",20,1,1,1,1,1,1,1,1,1,1,1,1,101.80201461789565,0,939.36000009999998,0,0,0,1,600,null,null,14.898546627807674,null,801.32443977999992,1,null,null,13.941899999999999,11.722899999999999,12.695988728363995,0,0,0,null,0,0]
[270,"RSFN217",0.19800000000000001,0.108,537.84,0,"RS",20,1,1,1,1,1,1,1,1,1,1,1,1,101.80201461789565,0,1539.3600001,0,0,0,1,0,null,null,24.414736348184299,null,1401.3244397800001,1,null,null,13.941899999999999,11.722899999999999,12.695988728363995,0,0,0,null,5058.0357526306216,760.73457785706353]
[271,"RMOE218",0.22756552410534503,0.33172216244806491,791.62,0,"RS",20,1,1,1,1,1,1,1,1,1,1,1,1,149.83733231410559,0,1602.0500000000004,0,0,0,1,201.74999999999969,null,null,17.263317103037991,null,1398.8823102400004,1,null,null,13.941899999999999,11.722899999999999,12.695988728363995,0,0,0,null,254.92626370178732,38.341212495581196]
[272,"RMON218",0.22756552410534503,0.33172216244806491,791.62,0,"RS",20,1,1,1,1,1,1,1,1,1,1,1,1,149.83733231410559,0,1803.8000000000002,0,0,0,1,0,null,null,19.437328042483021,null,1600.6323102400002,1,null,null,13.941899999999999,11.722899999999999,12.695988728363995,0,0,0,null,3374.2154650173543,507.48600897962189]
[273,"RMFE218",8.1543096532547432E-2,0.16340344064453438,341.74,0,"RS",20,1,1,1,1,1,1,1,1,1,1,1,1,64.684330796370034,0,1209.5040000000004,0,0,0,1,152.31599999999969,null,null,30.190925990768932,null,1121.7971124800004,1,null,null,13.941899999999999,11.722899999999999,12.695988728363995,0,0,0,null,4240.3153621387537,637.74846101468768]
[274,"RMFN218",8.1543096532547432E-2,0.16340344064453438,341.74,0,"RS",20,1,1,1,1,1,1,1,1,1,1,1,1,64.684330796370034,0,1361.82,0,0,0,1,0,null,null,33.992948210794616,null,1274.1131124799999,1,null,null,13.941899999999999,11.722899999999999,12.695988728363995,0,0,0,null,6595.2970245245597,991.94049689827079]
[275,"RSFE218",0.19465003447777121,0.32133257546852451,726.14,0,"RS",20,1,1,1,1,1,1,1,1,1,1,1,1,137.44331937869765,0,2724.8810000000003,0,0,0,1,343.14899999999966,null,null,32.010475061122385,null,2538.5186212800004,1,null,null,13.941899999999999,11.722899999999999,12.695988728363995,0,0,0,null,10245.202843357984,1540.8906621603894]
[276,"RSFN218",0.19465003447777121,0.32133257546852451,726.14,0,"RS",20,1,1,1,1,1,1,1,1,1,1,1,1,137.44331937869765,0,3068.0299999999997,0,0,0,1,0,null,null,36.04160981774077,null,2881.6676212799998,1,null,null,13.941899999999999,11.722899999999999,12.695988728363995,0,0,0,null,15550.685175747374,2338.8414991743916]
[277,"RMOE219",0,0.1175942097294123,153.35,0,"RS",20,1,1,1,1,1,1,1,1,1,1,1,1,29.02599089255968,0,1455.6570000000002,0,0,0,1,275.28300000000002,null,null,80.972996754923983,null,1416.3000292000002,1,null,null,13.941899999999999,11.722899999999999,12.695988728363995,0,0,0,null,8571.7307011534413,1289.1984666290666]
[278,"RMON219",0,0.1175942097294123,153.35,0,"RS",20,1,1,1,1,1,1,1,1,1,1,1,1,29.02599089255968,0,1730.94,0,0,0,1,0,null,null,96.286006252137767,null,1691.5830292000001,1,null,null,13.941899999999999,11.722899999999999,12.695988728363995,0,0,0,null,12827.925134700497,1929.3351588218898]
[279,"RMFE219",0,9.3937337410192417E-2,122.5,0,"RS",20,1,1,1,1,1,1,1,1,1,1,1,1,23.186722428031043,0,1098.979,0,0,0,1,207.83099999999999,null,null,76.5276266355351,null,1067.53962,1,null,null,13.941899999999999,11.722899999999999,12.695988728363995,0,0,0,null,6365.0326981428607,957.30846903361623]
[280,"RMFN219",0,9.3937337410192417E-2,122.5,0,"RS",20,1,1,1,1,1,1,1,1,1,1,1,1,23.186722428031043,0,1306.81,0,0,0,1,0,null,null,90.999980676230948,null,1275.3706199999999,1,null,null,13.941899999999999,11.722899999999999,12.695988728363995,0,0,0,null,9578.3417288274923,1440.5939593963171]
[281,"RSFE219",0,0.11369868585966718,148.27000000000001,0,"RS",20,1,1,1,1,1,1,1,1,1,1,1,1,28.064451709421739,0,2475.8879999999899,0,0,0,1,468.22199999999998,null,null,142.44350353543885,null,2437.83480103999,1,null,null,13.941899999999999,11.722899999999999,12.695988728363995,0,0,0,null,16359.812983731314,2460.5352814136613]
[282,"RSFN219",0,0.11369868585966718,148.27000000000001,0,"RS",20,1,1,1,1,1,1,1,1,1,1,1,1,28.064451709421739,0,2944.1099999999901,0,0,0,1,0,null,null,169.38138687764598,null,2906.0568010399902,1,null,null,13.941899999999999,11.722899999999999,12.695988728363995,0,0,0,null,23599.070470714243,3549.3281958358939]
[283,"RMOE220",0.46300000000000002,2E-3,1113.2,0,"RS",20,1,1,1,1,1,1,1,1,1,1,1,1,210.70579107660538,0,36767.25,0,0,0,1,0,null,null,281.74284135059133,null,36481.5494464,1,null,null,13.941899999999999,11.722899999999999,12.695988728363995,0,0,0,null,306395.29764637275,46082.216261752961]
[284,"RMON220",0.46300000000000002,2E-3,1113.2,0,"RS",20,1,1,1,1,1,1,1,1,1,1,1,1,210.70579107660538,0,36767.25,0,0,0,1,0,null,null,281.74284135059133,null,36481.5494464,1,null,null,13.941899999999999,11.722899999999999,12.695988728363995,0,0,0,null,306395.29764637275,46082.216261752961]
[285,"RMFE220",0.28599999999999998,1E-3,686.7,0,"RS",20,1,1,1,1,1,1,1,1,1,1,1,1,129.97814115370548,0,27758.25,0,0,0,1,0,null,null,344.81803697565118,null,27582.009818400002,1,null,null,13.941899999999999,11.722899999999999,12.695988728363995,0,0,0,null,233751.60599517816,35156.518855697883]
[286,"RMFN220",0.28599999999999998,1E-3,686.7,0,"RS",20,1,1,1,1,1,1,1,1,1,1,1,1,129.97814115370548,0,27758.25,0,0,0,1,0,null,null,344.81803697565118,null,27582.009818400002,1,null,null,13.941899999999999,11.722899999999999,12.695988728363995,0,0,0,null,233751.60599517816,35156.518855697883]
[287,"RSFE220",0.69399999999999995,3.0000000000000001E-3,1668.28,0,"RS",20,1,1,1,1,1,1,1,1,1,1,1,1,315.77098197743373,0,44668.93,0,0,0,1,0,null,null,228.40286426298363,null,44240.76927456,1,null,null,13.941899999999999,11.722899999999999,12.695988728363995,0,0,0,null,367247.1701514094,55234.410078859721]
[288,"RSFN220",0.69399999999999995,3.0000000000000001E-3,1668.28,0,"RS",20,1,1,1,1,1,1,1,1,1,1,1,1,315.77098197743373,0,44668.93,0,0,0,1,0,null,null,228.40286426298363,null,44240.76927456,1,null,null,13.941899999999999,11.722899999999999,12.695988728363995,0,0,0,null,367247.1701514094,55234.410078859721]
[289,"RMOE221",9.6000000000000002E-2,0,230.03,0,"RS",25,1,1,1,1,1,1,1,1,1,1,1,1,43.539932735673318,0,1379.2,0,0,0,1,0,null,null,51.14553298354415,null,1320.16326056,1,null,null,13.941899999999999,11.722899999999999,12.695988728363995,0,0,0,null,7438.3892202723946,1207.2178731372614]
[290,"RMON221",9.6000000000000002E-2,0,230.03,0,"RS",25,1,1,1,1,1,1,1,1,1,1,1,1,43.539932735673318,0,1379.2,0,0,0,1,0,null,null,51.14553298354415,null,1320.16326056,1,null,null,13.941899999999999,11.722899999999999,12.695988728363995,0,0,0,null,7438.3892202723946,1207.2178731372614]
[291,"RMFE221",7.1999999999999995E-2,0,173.67,0,"RS",25,1,1,1,1,1,1,1,1,1,1,1,1,32.872147625111438,0,1194.4000000000001,0,0,0,1,0,null,null,58.666466336205417,null,1149.8279418400002,1,null,null,13.941899999999999,11.722899999999999,12.695988728363995,0,0,0,null,6845.6612271841223,1111.0207253441888]
[292,"RMFN221",7.1999999999999995E-2,0,173.67,0,"RS",25,1,1,1,1,1,1,1,1,1,1,1,1,32.872147625111438,0,1194.4000000000001,0,0,0,1,0,null,null,58.666466336205417,null,1149.8279418400002,1,null,null,13.941899999999999,11.722899999999999,12.695988728363995,0,0,0,null,6845.6612271841223,1111.0207253441888]
[293,"RSFE221",0.16300000000000001,1E-3,391.25,0,"RS",25,1,1,1,1,1,1,1,1,1,1,1,1,74.055552244629766,0,1541.29,0,0,0,1,0,null,null,33.604307475303585,null,1440.8764699999999,1,null,null,13.941899999999999,11.722899999999999,12.695988728363995,0,0,0,null,6190.1132827216479,1004.6281755839988]
[294,"RSFN221",0.16300000000000001,1E-3,391.25,0,"RS",25,1,1,1,1,1,1,1,1,1,1,1,1,74.055552244629766,0,1541.29,0,0,0,1,0,null,null,33.604307475303585,null,1440.8764699999999,1,null,null,13.941899999999999,11.722899999999999,12.695988728363995,0,0,0,null,6190.1132827216479,1004.6281755839988]
[295,"RMOE222",8.8999999999999996E-2,0,213.69,0,"RS",15,1,1,1,1,1,1,1,1,1,1,1,1,40.447107882824113,0,2312.88,0,0,0,1,0,null,null,92.328087860211284,null,2258.0368888799999,1,null,null,13.941899999999999,11.722899999999999,12.695988728363995,0,0,0,null,20902.141983316873,2744.1777900282777]
[296,"RMON222",8.8999999999999996E-2,0,213.69,0,"RS",15,1,1,1,1,1,1,1,1,1,1,1,1,40.447107882824113,0,2312.88,0,0,0,1,0,null,null,92.328087860211284,null,2258.0368888799999,1,null,null,13.941899999999999,11.722899999999999,12.695988728363995,0,0,0,null,20902.141983316873,2744.1777900282777]
[297,"RMFE222",6.7000000000000004E-2,0,161.33000000000001,0,"RS",15,1,1,1,1,1,1,1,1,1,1,1,1,30.536440239299989,0,1746.16,0,0,0,1,0,null,null,92.328087860211284,null,1704.7549781600001,1,null,null,13.941899999999999,11.722899999999999,12.695988728363995,0,0,0,null,15780.536505302549,2071.7779941953054]
[298,"RMFN222",6.7000000000000004E-2,0,161.33000000000001,0,"RS",15,1,1,1,1,1,1,1,1,1,1,1,1,30.536440239299989,0,1746.16,0,0,0,1,0,null,null,92.328087860211284,null,1704.7549781600001,1,null,null,13.941899999999999,11.722899999999999,12.695988728363995,0,0,0,null,15780.536505302549,2071.7779941953054]
[299,"RSFE222",0.151,1E-3,363.46,0,"RS",15,1,1,1,1,1,1,1,1,1,1,1,1,68.795478642385007,0,2809.94,0,0,0,1,0,null,null,65.948567129459178,null,2716.6587179200001,1,null,null,13.941899999999999,11.722899999999999,12.695988728363995,0,0,0,null,23751.639117191578,3118.2794851449498]
[300,"RSFN222",0.151,1E-3,363.46,0,"RS",15,1,1,1,1,1,1,1,1,1,1,1,1,68.795478642385007,0,2809.94,0,0,0,1,0,null,null,65.948567129459178,null,2716.6587179200001,1,null,null,13.941899999999999,11.722899999999999,12.695988728363995,0,0,0,null,23751.639117191578,3118.2794851449498]
[301,"RMOE223",2.163906297089391E-3,2.6118160780269502E-3,6.82,0,"RS",20,1,1,1,1,1,1,1,1,1,1,1,1,1.290885281299361,0,3771,0,0,0,1,0,null,null,4716.687435017343,null,3769.24966064,1,null,null,13.941899999999999,11.722899999999999,12.695988728363995,0,0,0,null,33123.225752497237,4981.7724493119767]
[302,"RMON223",2.163906297089391E-3,2.6118160780269502E-3,6.82,0,"RS",20,1,1,1,1,1,1,1,1,1,1,1,1,1.290885281299361,0,3771,0,0,0,1,0,null,null,4716.687435017343,null,3769.24966064,1,null,null,13.941899999999999,11.722899999999999,12.695988728363995,0,0,0,null,33123.225752497237,4981.7724493119767]
[303,"RMFE223",1.7260484246578135E-3,2.0833254346725233E-3,5.44,0,"RS",20,1,1,1,1,1,1,1,1,1,1,1,1,1.0296797551713379,0,2847,0,0,0,1,0,null,null,4464.3013950071581,null,2845.6038348799998,1,null,null,13.941899999999999,11.722899999999999,12.695988728363995,0,0,0,null,25002.508873768329,3760.4069966412212]
[304,"RMFN223",1.7260484246578135E-3,2.0833254346725233E-3,5.44,0,"RS",20,1,1,1,1,1,1,1,1,1,1,1,1,1.0296797551713379,0,2847,0,0,0,1,0,null,null,4464.3013950071581,null,2845.6038348799998,1,null,null,13.941899999999999,11.722899999999999,12.695988728363995,0,0,0,null,25002.508873768329,3760.4069966412212]
[305,"RSFE223",2.0877571018838993E-3,2.5199046617913972E-3,6.58,0,"RS",20,1,1,1,1,1,1,1,1,1,1,1,1,1.245458233277096,0,4581.43,0,0,0,1,0,null,null,5939.3661760043051,null,4579.7412561600004,1,null,null,13.941899999999999,11.722899999999999,12.695988728363995,0,0,0,null,40268.757963650336,6056.4689710572975]
[306,"RSFN223",2.0877571018838993E-3,2.5199046617913972E-3,6.58,0,"RS",20,1,1,1,1,1,1,1,1,1,1,1,1,1.245458233277096,0,4581.43,0,0,0,1,0,null,null,5939.3661760043051,null,4579.7412561600004,1,null,null,13.941899999999999,11.722899999999999,12.695988728363995,0,0,0,null,40268.757963650336,6056.4689710572975]
[307,"RMOE224",0.23191237399832515,0.13150289339134538,537.38,0,"RS",20,1,1,1,1,1,1,1,1,1,1,1,1,101.71494610918631,0,4177.0994503703159,0,0,0,1,1001.740549629684,null,null,66.306828520752887,null,4039.181948130316,1,null,null,13.941899999999999,11.722899999999999,12.695988728363995,0,0,0,null,21649.350994772212,3256.0880735811133]
[308,"RMON224",0.23191237399832515,0.13150289339134538,537.38,0,"RS",20,1,1,1,1,1,1,1,1,1,1,1,1,101.71494610918631,0,5178.84,0,0,0,1,0,null,null,82.208350530407614,null,5040.9224977599997,1,null,null,13.941899999999999,11.722899999999999,12.695988728363995,0,0,0,null,37137.420505571157,5585.512102462415]
[309,"RMFE224",0.20723368898547873,0.12722854925154095,492.87,0,"RS",20,1,1,1,1,1,1,1,1,1,1,1,1,93.290121494723763,0,2989.9967015643101,0,0,0,1,919.88329843568999,null,null,51.749155222870698,null,2863.50260180431,1,null,null,13.941899999999999,11.722899999999999,12.695988728363995,0,0,0,null,12436.561063352532,1870.473538191693]
[310,"RMFN224",0.20723368898547873,0.12722854925154095,492.87,0,"RS",20,1,1,1,1,1,1,1,1,1,1,1,1,93.290121494723763,0,3909.88,0,0,0,1,0,null,null,67.66996997586682,null,3783.38590024,1,null,null,13.941899999999999,11.722899999999999,12.695988728363995,0,0,0,null,26659.025239544644,4009.5490232820498]
[311,"RSFE224",0.39464320415246107,0.1797266474008461,857.01,0,"RS",20,1,1,1,1,1,1,1,1,1,1,1,1,162.2143101065052,0,5273.2960122168952,0,0,0,1,1018.533987783105,null,null,52.488142152916602,null,5053.3461097368954,1,null,null,13.941899999999999,11.722899999999999,12.695988728363995,0,0,0,null,26141.962466120305,3931.7821687354026]
[312,"RSFN224",0.39464320415246107,0.1797266474008461,857.01,0,"RS",20,1,1,1,1,1,1,1,1,1,1,1,1,162.2143101065052,0,6291.83,0,0,0,1,0,null,null,62.62619558562379,null,6071.8800975200002,1,null,null,13.941899999999999,11.722899999999999,12.695988728363995,0,0,0,null,41889.684071870186,6300.2581807387041]
[313,"RMOE225",0.14106638411817352,9.1695942731068625E-2,342.14,0,"RS",20,1,1,1,1,1,1,1,1,1,1,1,1,64.760042543073808,0,4138.9959562752092,0,0,0,1,1039.8440437247909,null,null,103.19439059984064,null,4051.1864095552091,1,null,null,13.941899999999999,11.722899999999999,12.695988728363995,0,0,0,null,24148.415971279836,3631.9504108435867]
[314,"RMON225",0.14106638411817352,9.1695942731068625E-2,342.14,0,"RS",20,1,1,1,1,1,1,1,1,1,1,1,1,64.760042543073808,0,5178.84,0,0,0,1,0,null,null,129.12001931382022,null,5091.0304532800001,1,null,null,13.941899999999999,11.722899999999999,12.695988728363995,0,0,0,null,40225.610446977407,6049.9795333611146]
[315,"RMFE225",0.1243897103681708,9.0446830306412734E-2,314.20000000000005,0,"RS",20,1,1,1,1,1,1,1,1,1,1,1,1,59.471577035815145,0,2961.8290000000034,0,0,0,1,948.05099999999698,null,null,80.411606743864212,null,2881.1901984000033,1,null,null,13.941899999999999,11.722899999999999,12.695988728363995,0,0,0,null,14827.151941017746,2230.0212422987188]
[316,"RMFN225",0.1243897103681708,9.0446830306412734E-2,314.20000000000005,0,"RS",20,1,1,1,1,1,1,1,1,1,1,1,1,59.471577035815145,0,3909.88,0,0,0,1,0,null,null,106.15053501593086,null,3829.2411984,1,null,null,13.941899999999999,11.722899999999999,12.695988728363995,0,0,0,null,29485.120454388394,4434.597096366525]
[317,"RSFE225",0.15751461028255972,8.2194349241522122E-2,355.7,0,"RS",20,1,1,1,1,1,1,1,1,1,1,1,1,67.326670756331779,0,5230.842327354515,0,0,0,1,1060.987672645485,null,null,125.44481166513816,null,5139.5526337545152,1,null,null,13.941899999999999,11.722899999999999,12.695988728363995,0,0,0,null,33415.002742949095,5025.6560548290709]
[318,"RSFN225",0.15751461028255972,8.2194349241522122E-2,355.7,0,"RS",20,1,1,1,1,1,1,1,1,1,1,1,1,67.326670756331779,0,6291.83,0,0,0,1,0,null,null,150.88916468607098,null,6200.5403064000002,1,null,null,13.941899999999999,11.722899999999999,12.695988728363995,0,0,0,null,49819.105458588936,7492.8525644654301]
[319,"RMOE226",1.210670671507045,0.53494713412284078,2607.6999999999998,0,"RS",20,1,1,1,1,1,1,1,1,1,1,1,1,493.58380469858412,0,4241.8210576446691,0,0,0,1,937.01894235533098,null,null,13.875851916935156,null,3572.5600680446692,1,null,null,13.941899999999999,11.722899999999999,12.695988728363995,0,0,0,null,0,0]
[320,"RMON226",1.210670671507045,0.53494713412284078,2607.6999999999998,0,"RS",20,1,1,1,1,1,1,1,1,1,1,1,1,493.58380469858412,0,5178.84,0,0,0,1,0,null,null,16.941029799451794,null,4509.5790103999998,1,null,null,13.941899999999999,11.722899999999999,12.695988728363995,0,0,0,null,4390.3374977586573,660.31196819248214]
[321,"RMFE226",1.0170930715284179,0.48336271719944435,2235.02,0,"RS",20,1,1,1,1,1,1,1,1,1,1,1,1,423.04317029467711,0,3041.7006173859745,0,0,0,1,868.17938261402549,null,null,11.609138483027895,null,2468.0872044259745,1,null,null,13.941899999999999,11.722899999999999,12.695988728363995,0,0,0,null,0,0]
[322,"RMFN226",1.0170930715284179,0.48336271719944435,2235.02,0,"RS",20,1,1,1,1,1,1,1,1,1,1,1,1,423.04317029467711,0,3909.88,0,0,0,1,0,null,null,14.922684406405976,null,3336.2665870400001,1,null,null,13.941899999999999,11.722899999999999,12.695988728363995,0,0,0,null,0,0]
[323,"RSFE226",1.7398060459249387,0.85541824444588666,3860.4399999999996,0,"RS",20,1,1,1,1,1,1,1,1,1,1,1,1,730.70163861280128,0,5249.7044197759851,0,0,0,1,1042.125580224015,null,null,11.600133417795643,null,4258.9302146559849,1,null,null,13.941899999999999,11.722899999999999,12.695988728363995,0,0,0,null,0,0]
[324,"RSFN226",1.7398060459249387,0.85541824444588666,3860.4399999999996,0,"RS",20,1,1,1,1,1,1,1,1,1,1,1,1,730.70163861280128,0,6291.83,0,0,0,1,0,null,null,13.902890830795311,null,5301.0557948799997,1,null,null,13.941899999999999,11.722899999999999,12.695988728363995,0,0,0,null,0,0]
[325,"RMOE227",6.2137743287681284E-2,5.7377837985466161E-2,172.86,0,"RS",20,1,1,1,1,1,1,1,1,1,1,1,1,32.718831338036303,0,4034.4377066990642,0,0,0,1,1144.402293300936,null,null,199.09183304474931,null,3990.073533419064,1,null,null,13.941899999999999,11.722899999999999,12.695988728363995,0,0,0,null,25209.392747918711,3791.5225767526058]
[326,"RMON227",6.2137743287681284E-2,5.7377837985466161E-2,172.86,0,"RS",20,1,1,1,1,1,1,1,1,1,1,1,1,32.718831338036303,0,5178.84,0,0,0,1,0,null,null,255.56591118842093,null,5134.4758267200004,1,null,null,13.941899999999999,11.722899999999999,12.695988728363995,0,0,0,null,42903.180271196157,6452.6892114907096]
[327,"RMFE227",5.1299174503432958E-2,5.6013024766805093E-2,153.98000000000002,0,"RS",20,1,1,1,1,1,1,1,1,1,1,1,1,29.145236893618129,0,2961.8290000000034,0,0,0,1,948.05099999999698,null,null,164.08187322328962,null,2922.310340960003,1,null,null,13.941899999999999,11.722899999999999,12.695988728363995,0,0,0,null,17361.416589455246,2611.1776519789992]
[328,"RMFN227",5.1299174503432958E-2,5.6013024766805093E-2,153.98000000000002,0,"RS",20,1,1,1,1,1,1,1,1,1,1,1,1,29.145236893618129,0,3909.88,0,0,0,1,0,null,null,216.60279323292295,null,3870.3613409599998,1,null,null,13.941899999999999,11.722899999999999,12.695988728363995,0,0,0,null,32019.385102825894,4815.7535060468044]
[329,"RSFE227",4.1444199490588897E-2,2.2792462968355093E-2,95.11,0,"RS",20,1,1,1,1,1,1,1,1,1,1,1,1,18.002360572490062,0,5213.8215192934549,0,0,0,1,1078.008480706545,null,null,467.62198189586928,null,5189.4117280134551,1,null,null,13.941899999999999,11.722899999999999,12.695988728363995,0,0,0,null,37273.696493075047,5606.0081726556537]
[330,"RSFN227",4.1444199490588897E-2,2.2792462968355093E-2,95.11,0,"RS",20,1,1,1,1,1,1,1,1,1,1,1,1,18.002360572490062,0,6291.83,0,0,0,1,0,null,null,564.30739016754751,null,6267.4202087200001,1,null,null,13.941899999999999,11.722899999999999,12.695988728363995,0,0,0,null,53940.962758393624,8112.7847923709296]
[331,"RMOE228",6.0000000000000001E-3,2.8000000000000001E-2,29.55,0,"RS",10,1,1,1,1,1,1,1,1,1,1,1,1,5.593205287741366,0,16.939999999999998,0,0,0,1,0,null,null,4.8901351324180897,null,9.3560515999999989,1,null,null,13.941899999999999,11.722899999999999,12.695988728363995,0,0,0,null,0,0]
[332,"RMON228",6.0000000000000001E-3,2.8000000000000001E-2,29.55,0,"RS",10,1,1,1,1,1,1,1,1,1,1,1,1,5.593205287741366,0,16.939999999999998,0,0,0,1,0,null,null,4.8901351324180897,null,9.3560515999999989,1,null,null,13.941899999999999,11.722899999999999,12.695988728363995,0,0,0,null,0,0]
[333,"RMFE228",6.0000000000000001E-3,2.8000000000000001E-2,29.55,0,"RS",10,1,1,1,1,1,1,1,1,1,1,1,1,5.593205287741366,0,16.939999999999998,0,0,0,1,0,null,null,4.8901351324180897,null,9.3560515999999989,1,null,null,13.941899999999999,11.722899999999999,12.695988728363995,0,0,0,null,0,0]
[334,"RMFN228",6.0000000000000001E-3,2.8000000000000001E-2,29.55,0,"RS",10,1,1,1,1,1,1,1,1,1,1,1,1,5.593205287741366,0,16.939999999999998,0,0,0,1,0,null,null,4.8901351324180897,null,9.3560515999999989,1,null,null,13.941899999999999,11.722899999999999,12.695988728363995,0,0,0,null,0,0]
[335,"RSFE228",6.0000000000000001E-3,2.8000000000000001E-2,29.55,0,"RS",10,1,1,1,1,1,1,1,1,1,1,1,1,5.593205287741366,0,16.939999999999998,0,0,0,1,0,null,null,4.8901351324180897,null,9.3560515999999989,1,null,null,13.941899999999999,11.722899999999999,12.695988728363995,0,0,0,null,0,0]
[336,"RSFN228",6.0000000000000001E-3,2.8000000000000001E-2,29.55,0,"RS",10,1,1,1,1,1,1,1,1,1,1,1,1,5.593205287741366,0,16.939999999999998,0,0,0,1,0,null,null,4.8901351324180897,null,9.3560515999999989,1,null,null,13.941899999999999,11.722899999999999,12.695988728363995,0,0,0,null,0,0]
[337,"RMOE229",6.0000000000000001E-3,2.8000000000000001E-2,29.55,0,"RS",10,1,1,1,1,1,1,1,1,1,1,1,1,5.593205287741366,0,4.2799999999999994,0,0,0,1,0,null,null,1.23552410665581,null,-3.3039483999999999,0,null,null,13.941899999999999,11.722899999999999,12.695988728363995,0,0,0,null,0,0]
[338,"RMON229",6.0000000000000001E-3,2.8000000000000001E-2,29.55,0,"RS",10,1,1,1,1,1,1,1,1,1,1,1,1,5.593205287741366,0,4.2799999999999994,0,0,0,1,0,null,null,1.23552410665581,null,-3.3039483999999999,0,null,null,13.941899999999999,11.722899999999999,12.695988728363995,0,0,0,null,0,0]
[339,"RMFE229",6.0000000000000001E-3,2.8000000000000001E-2,29.55,0,"RS",10,1,1,1,1,1,1,1,1,1,1,1,1,5.593205287741366,0,4.2799999999999994,0,0,0,1,0,null,null,1.23552410665581,null,-3.3039483999999999,0,null,null,13.941899999999999,11.722899999999999,12.695988728363995,0,0,0,null,0,0]
[340,"RMFN229",6.0000000000000001E-3,2.8000000000000001E-2,29.55,0,"RS",10,1,1,1,1,1,1,1,1,1,1,1,1,5.593205287741366,0,4.2799999999999994,0,0,0,1,0,null,null,1.23552410665581,null,-3.3039483999999999,0,null,null,13.941899999999999,11.722899999999999,12.695988728363995,0,0,0,null,0,0]
[341,"RSFE229",6.0000000000000001E-3,2.8000000000000001E-2,29.55,0,"RS",10,1,1,1,1,1,1,1,1,1,1,1,1,5.593205287741366,0,4.2799999999999994,0,0,0,1,0,null,null,1.23552410665581,null,-3.3039483999999999,0,null,null,13.941899999999999,11.722899999999999,12.695988728363995,0,0,0,null,0,0]
[342,"RSFN229",6.0000000000000001E-3,2.8000000000000001E-2,29.55,0,"RS",10,1,1,1,1,1,1,1,1,1,1,1,1,5.593205287741366,0,4.2799999999999994,0,0,0,1,0,null,null,1.23552410665581,null,-3.3039483999999999,0,null,null,13.941899999999999,11.722899999999999,12.695988728363995,0,0,0,null,0,0]
[343,"RMOE230",0.10199999999999999,0,244.76,0,"RS",10,1,1,1,1,1,1,1,1,1,1,1,1,46.328017808039824,0,742.89,0,0,0,1,0,null,null,25.891010897943282,null,680.07283552000001,1,null,null,13.941899999999999,11.722899999999999,12.695988728363995,0,0,0,null,6522.5081264103792,672.32199280410202]
[344,"RMON230",0.10199999999999999,0,244.76,0,"RS",10,1,1,1,1,1,1,1,1,1,1,1,1,46.328017808039824,0,742.89,0,0,0,1,0,null,null,25.891010897943282,null,680.07283552000001,1,null,null,13.941899999999999,11.722899999999999,12.695988728363995,0,0,0,null,6522.5081264103792,672.32199280410202]
[345,"RMFE230",0.10199999999999999,0,244.76,0,"RS",10,1,1,1,1,1,1,1,1,1,1,1,1,46.328017808039824,0,560.86,0,0,0,1,0,null,null,19.546948232201903,null,498.04283552000004,1,null,null,13.941899999999999,11.722899999999999,12.695988728363995,0,0,0,null,3975.6766824935576,409.80169255686343]
[346,"RMFN230",0.10199999999999999,0,244.76,0,"RS",10,1,1,1,1,1,1,1,1,1,1,1,1,46.328017808039824,0,560.86,0,0,0,1,0,null,null,19.546948232201903,null,498.04283552000004,1,null,null,13.941899999999999,11.722899999999999,12.695988728363995,0,0,0,null,3975.6766824935576,409.80169255686343]
[347,"RSFE230",0.10199999999999999,0,244.76,0,"RS",10,1,1,1,1,1,1,1,1,1,1,1,1,46.328017808039824,0,1263.56,0,0,0,1,0,null,null,44.037267603824539,null,1200.74283552,1,null,null,13.941899999999999,11.722899999999999,12.695988728363995,0,0,0,null,13807.343738136798,1423.2225820873298]
[348,"RSFN230",0.10199999999999999,0,244.76,0,"RS",10,1,1,1,1,1,1,1,1,1,1,1,1,46.328017808039824,0,1263.56,0,0,0,1,0,null,null,44.037267603824539,null,1200.74283552,1,null,null,13.941899999999999,11.722899999999999,12.695988728363995,0,0,0,null,13807.343738136798,1423.2225820873298]
[349,"RMOT301",0.81499999999999995,1.3380000000000001,2720.92,0,"RS",16,1,1,1,1,1,1,1,1,1,1,1,1,515.01401460308762,0,2527.7000000000016,0,0,0,1,1083.2999999999986,null,null,7.9245515555966746,null,1829.3813238400016,1,null,null,13.941899999999999,11.722899999999999,12.695988728363995,0,0,0,null,0,0]
[350,"RMON301",0.81499999999999995,1.3380000000000001,2720.92,0,"RS",16,1,1,1,1,1,1,1,1,1,1,1,1,515.01401460308762,0,3611,0,0,0,1,0,null,null,11.320787936566671,null,2912.68132384,1,null,null,13.941899999999999,11.722899999999999,12.695988728363995,0,0,0,null,0,0]
[351,"RMFT301",0.67900000000000005,1.1139999999999999,2267.44,0,"RS",16,1,1,1,1,1,1,1,1,1,1,1,1,429.17960736501806,0,2641.4500000000016,0,0,0,1,1132.0499999999986,null,null,9.9373716003894987,null,2059.5160588800018,1,null,null,13.941899999999999,11.722899999999999,12.695988728363995,0,0,0,null,0,0]
[352,"RMFN301",0.67900000000000005,1.1139999999999999,2267.44,0,"RS",16,1,1,1,1,1,1,1,1,1,1,1,1,429.17960736501806,0,3773.5,0,0,0,1,0,null,null,14.196245143413559,null,3191.5660588800001,1,null,null,13.941899999999999,11.722899999999999,12.695988728363995,0,0,0,null,2451.4081957359158,331.88240372603764]
[353,"RSFT301",0.81499999999999995,1.3380000000000001,2720.92,0,"RS",16,1,1,1,1,1,1,1,1,1,1,1,1,515.01401460308762,0,2527.7000000000016,0,0,0,1,1083.2999999999986,null,null,7.9245515555966746,null,1829.3813238400016,1,null,null,13.941899999999999,11.722899999999999,12.695988728363995,0,0,0,null,0,0]
[354,"RSFN301",0.81499999999999995,1.3380000000000001,2720.92,0,"RS",16,1,1,1,1,1,1,1,1,1,1,1,1,515.01401460308762,0,3611,0,0,0,1,0,null,null,11.320787936566671,null,2912.68132384,1,null,null,13.941899999999999,11.722899999999999,12.695988728363995,0,0,0,null,0,0]
[355,"RMOT302",0,2.8256736555165758,3732.4,0,"RS",16,1,1,1,1,1,1,1,1,1,1,1,1,706.46630849292308,0,382.20000000000005,0,0,0,1,163.79999999999998,null,null,0.87350911591873626,null,-575.7129951999998,0,null,null,13.941899999999999,11.722899999999999,12.695988728363995,0,0,0,null,0,0]
[356,"RMON302",0,2.8256736555165758,3732.4,0,"RS",16,1,1,1,1,1,1,1,1,1,1,1,1,706.46630849292308,0,546,0,0,0,1,0,null,null,1.2478701655981945,null,-411.9129951999999,0,null,null,13.941899999999999,11.722899999999999,12.695988728363995,0,0,0,null,0,0]
[357,"RMFT302",0,2.3547255227100177,3110.33,0,"RS",16,1,1,1,1,1,1,1,1,1,1,1,1,588.72129281287994,0,318.5,0,0,0,1,136.5,null,null,0.87351005205639776,null,-479.75997383999993,0,null,null,13.941899999999999,11.722899999999999,12.695988728363995,0,0,0,null,0,0]
[358,"RMFN302",0,2.3547255227100177,3110.33,0,"RS",16,1,1,1,1,1,1,1,1,1,1,1,1,588.72129281287994,0,455,0,0,0,1,0,null,null,1.2478715029377112,null,-343.25997383999993,0,null,null,13.941899999999999,11.722899999999999,12.695988728363995,0,0,0,null,0,0]
[359,"RSFT302",0,2.8256736555165758,3732.4,0,"RS",16,1,1,1,1,1,1,1,1,1,1,1,1,706.46630849292308,0,382.20000000000005,0,0,0,1,163.79999999999998,null,null,0.87350911591873626,null,-575.7129951999998,0,null,null,13.941899999999999,11.722899999999999,12.695988728363995,0,0,0,null,0,0]
[360,"RSFN302",0,2.8256736555165758,3732.4,0,"RS",16,1,1,1,1,1,1,1,1,1,1,1,1,706.46630849292308,0,546,0,0,0,1,0,null,null,1.2478701655981945,null,-411.9129951999999,0,null,null,13.941899999999999,11.722899999999999,12.695988728363995,0,0,0,null,0,0]
[361,"RMOT303",0.76400000000000001,3.1191000402834779,5950.36,0,"RS",16,1,1,1,1,1,1,1,1,1,1,1,1,1126.2803727906842,0,6853,0,0,0,1,2000,null,null,9.824318415190584,null,5325.8520067199997,1,null,null,13.941899999999999,11.722899999999999,12.695988728363995,0,0,0,null,0,0]
[362,"RMON303",0.76400000000000001,3.1191000402834779,5950.36,0,"RS",16,1,1,1,1,1,1,1,1,1,1,1,1,1126.2803727906842,0,8853,0,0,0,1,0,null,null,12.691476861182291,null,7325.8520067199997,1,null,null,13.941899999999999,11.722899999999999,12.695988728363995,0,0,0,null,0,0]
[363,"RMFT303",0.63600000000000001,2.5989192237900269,4958.6400000000003,0,"RS",16,1,1,1,1,1,1,1,1,1,1,1,1,938.56823918801524,0,5377.5,0,0,0,1,2000,null,null,9.2508742885944528,null,4104.8749612800002,1,null,null,13.941899999999999,11.722899999999999,12.695988728363995,0,0,0,null,0,0]
[364,"RMFN303",0.63600000000000001,2.5989192237900269,4958.6400000000003,0,"RS",16,1,1,1,1,1,1,1,1,1,1,1,1,938.56823918801524,0,7377.5,0,0,0,1,0,null,null,12.691459798067054,null,6104.8749612800002,1,null,null,13.941899999999999,11.722899999999999,12.695988728363995,0,0,0,null,0,0]
[365,"RSFT303",0.76400000000000001,3.1191000402834779,5950.36,0,"RS",16,1,1,1,1,1,1,1,1,1,1,1,1,1126.2803727906842,0,6853,0,0,0,1,2000,null,null,9.824318415190584,null,5325.8520067199997,1,null,null,13.941899999999999,11.722899999999999,12.695988728363995,0,0,0,null,0,0]
[366,"RSFN303",0.76400000000000001,3.1191000402834779,5950.36,0,"RS",16,1,1,1,1,1,1,1,1,1,1,1,1,1126.2803727906842,0,8853,0,0,0,1,0,null,null,12.691476861182291,null,7325.8520067199997,1,null,null,13.941899999999999,11.722899999999999,12.695988728363995,0,0,0,null,0,0]
[367,"RMOT304",0.76400000000000001,0.67200000000000004,2217.96,0,"RS",16,1,1,1,1,1,1,1,1,1,1,1,1,419.81406429776109,0,6853,0,0,0,1,2000,null,null,26.356756354944832,null,6283.76500192,1,null,null,13.941899999999999,11.722899999999999,12.695988728363995,0,0,0,null,19730.7912990435,2671.2411483055912]
[368,"RMON304",0.76400000000000001,0.67200000000000004,2217.96,0,"RS",16,1,1,1,1,1,1,1,1,1,1,1,1,419.81406429776109,0,8853,0,0,0,1,0,null,null,34.048790896005634,null,8283.7650019199991,1,null,null,13.941899999999999,11.722899999999999,12.695988728363995,0,0,0,null,54811.700787309528,7420.6486872512323]
[369,"RMFT304",0.63600000000000001,0.56000000000000005,1848.31,0,"RS",16,1,1,1,1,1,1,1,1,1,1,1,1,349.84694637513519,0,5377.5,0,0,0,1,2000,null,null,24.818215170829568,null,4903.1349351200006,1,null,null,13.941899999999999,11.722899999999999,12.695988728363995,0,0,0,null,10595.348980325267,1434.4448607225695]
[370,"RMFN304",0.63600000000000001,0.56000000000000005,1848.31,0,"RS",16,1,1,1,1,1,1,1,1,1,1,1,1,349.84694637513519,0,7377.5,0,0,0,1,0,null,null,34.048606680203655,null,6903.1349351200006,1,null,null,13.941899999999999,11.722899999999999,12.695988728363995,0,0,0,null,45676.258468591259,6183.8523996682061]
[371,"RSFT304",0.76400000000000001,0.67200000000000004,2217.96,0,"RS",16,1,1,1,1,1,1,1,1,1,1,1,1,419.81406429776109,0,6853,0,0,0,1,2000,null,null,26.356756354944832,null,6283.76500192,1,null,null,13.941899999999999,11.722899999999999,12.695988728363995,0,0,0,null,19730.7912990435,2671.2411483055912]
[372,"RSFN304",0.76400000000000001,0.67200000000000004,2217.96,0,"RS",16,1,1,1,1,1,1,1,1,1,1,1,1,419.81406429776109,0,8853,0,0,0,1,0,null,null,34.048790896005634,null,8283.7650019199991,1,null,null,13.941899999999999,11.722899999999999,12.695988728363995,0,0,0,null,54811.700787309528,7420.6486872512323]
[373,"RMOT305",0.32,0.497,1053.3699999999999,0,"RS",16,1,1,1,1,1,1,1,1,1,1,1,1,199.38120656338825,0,2049.599999900001,0,0,0,1,878.39999999999907,null,null,16.597898580858896,null,1779.2546961400012,1,null,null,13.941899999999999,11.722899999999999,12.695988728363995,0,0,0,null,0,0]
[374,"RMON305",0.32,0.497,1053.3699999999999,0,"RS",16,1,1,1,1,1,1,1,1,1,1,1,1,199.38120656338825,0,2927.9999999000001,0,0,0,1,0,null,null,23.711283687288329,null,2657.6546961400004,1,null,null,13.941899999999999,11.722899999999999,12.695988728363995,0,0,0,null,13069.567365821455,1769.415408079788]
[375,"RMFT305",0.26700000000000002,0.41399999999999998,877.81,0,"RS",16,1,1,1,1,1,1,1,1,1,1,1,1,166.15132093510147,0,1708.0000001000003,0,0,0,1,731.99999999999966,null,null,16.597867068800003,null,1482.7118192200005,1,null,null,13.941899999999999,11.722899999999999,12.695988728363995,0,0,0,null,0,0]
[376,"RMFN305",0.26700000000000002,0.41399999999999998,877.81,0,"RS",16,1,1,1,1,1,1,1,1,1,1,1,1,166.15132093510147,0,2440.0000000999999,0,0,0,1,0,null,null,23.71123866929781,null,2214.7118192199996,1,null,null,13.941899999999999,11.722899999999999,12.695988728363995,0,0,0,null,10891.280747559551,1474.509402572208]
[377,"RSFT305",0.32,0.497,1053.3699999999999,0,"RS",16,1,1,1,1,1,1,1,1,1,1,1,1,199.38120656338825,0,2049.599999900001,0,0,0,1,878.39999999999907,null,null,16.597898580858896,null,1779.2546961400012,1,null,null,13.941899999999999,11.722899999999999,12.695988728363995,0,0,0,null,0,0]
[378,"RSFN305",0.32,0.497,1053.3699999999999,0,"RS",16,1,1,1,1,1,1,1,1,1,1,1,1,199.38120656338825,0,2927.9999999000001,0,0,0,1,0,null,null,23.711283687288329,null,2657.6546961400004,1,null,null,13.941899999999999,11.722899999999999,12.695988728363995,0,0,0,null,13069.567365821455,1769.415408079788]
[379,"RMOT306",0.32,3.0421883458741528,4785.7700000000004,0,"RS",16,1,1,1,1,1,1,1,1,1,1,1,1,905.84751505631141,0,2049.6000004000007,0,0,0,1,878.39999999999907,null,null,3.6532738582055728,null,821.34170144000075,1,null,null,13.941899999999999,11.722899999999999,12.695988728363995,0,0,0,null,0,0]
[380,"RMON306",0.32,3.0421883458741528,4785.7700000000004,0,"RS",16,1,1,1,1,1,1,1,1,1,1,1,1,905.84751505631141,0,2928.0000003999999,0,0,0,1,0,null,null,5.2189626542738274,null,1699.7417014399998,1,null,null,13.941899999999999,11.722899999999999,12.695988728363995,0,0,0,null,0,0]
[381,"RMFT306",0.26700000000000002,2.5344915500053582,3988.14,0,"RS",16,1,1,1,1,1,1,1,1,1,1,1,1,754.8726137479814,0,1707.9999999000033,0,0,0,1,731.99999999999693,null,null,3.653275384002892,null,684.45184518000349,1,null,null,13.941899999999999,11.722899999999999,12.695988728363995,0,0,0,null,0,0]
[382,"RMFN306",0.26700000000000002,2.5344915500053582,3988.14,0,"RS",16,1,1,1,1,1,1,1,1,1,1,1,1,754.8726137479814,0,2439.9999999000001,0,0,0,1,0,null,null,5.218964834381504,null,1416.4518451800004,1,null,null,13.941899999999999,11.722899999999999,12.695988728363995,0,0,0,null,0,0]
[383,"RSFT306",0.32,3.0421883458741528,4785.7700000000004,0,"RS",16,1,1,1,1,1,1,1,1,1,1,1,1,905.84751505631141,0,2049.6000004000007,0,0,0,1,878.39999999999907,null,null,3.6532738582055728,null,821.34170144000075,1,null,null,13.941899999999999,11.722899999999999,12.695988728363995,0,0,0,null,0,0]
[384,"RSFN306",0.32,3.0421883458741528,4785.7700000000004,0,"RS",16,1,1,1,1,1,1,1,1,1,1,1,1,905.84751505631141,0,2928.0000003999999,0,0,0,1,0,null,null,5.2189626542738274,null,1699.7417014399998,1,null,null,13.941899999999999,11.722899999999999,12.695988728363995,0,0,0,null,0,0]
[385,"RMOT307",0.218,9.2999999999999999E-2,576.94000000000005,0,"RS",16,1,1,1,1,1,1,1,1,1,1,1,1,109.20283785818965,0,1434.2999998000005,0,0,0,1,614.69999999999936,null,null,21.206758358476002,null,1286.2295026800005,1,null,null,13.941899999999999,11.722899999999999,12.695988728363995,0,0,0,null,897.89941656464907,121.56156497805271]
[386,"RMON307",0.218,9.2999999999999999E-2,576.94000000000005,0,"RS",16,1,1,1,1,1,1,1,1,1,1,1,1,109.20283785818965,0,2048.9999997999998,0,0,0,1,0,null,null,30.295369084804456,null,1900.9295026799998,1,null,null,13.941899999999999,11.722899999999999,12.695988728363995,0,0,0,null,11680.017012916036,1581.291980890963]
[387,"RMFT307",0.182,7.6999999999999999E-2,480.79,0,"RS",16,1,1,1,1,1,1,1,1,1,1,1,1,91.003626744269766,0,1195.2499998000003,0,0,0,1,512.24999999999943,null,null,21.2064643035385,null,1071.8562078800003,1,null,null,13.941899999999999,11.722899999999999,12.695988728363995,0,0,0,null,748.14330636247905,101.28692531868862]
[388,"RMFN307",0.182,7.6999999999999999E-2,480.79,0,"RS",16,1,1,1,1,1,1,1,1,1,1,1,1,91.003626744269766,0,1707.4999997999998,0,0,0,1,0,null,null,30.294949006575759,null,1584.1062078799998,1,null,null,13.941899999999999,11.722899999999999,12.695988728363995,0,0,0,null,9733.2420420133712,1317.7290385867323]
[389,"RSFT307",0.218,9.2999999999999999E-2,576.94000000000005,0,"RS",16,1,1,1,1,1,1,1,1,1,1,1,1,109.20283785818965,0,1434.2999998000005,0,0,0,1,614.69999999999936,null,null,21.206758358476002,null,1286.2295026800005,1,null,null,13.941899999999999,11.722899999999999,12.695988728363995,0,0,0,null,897.89941656464907,121.56156497805271]
[390,"RSFN307",0.218,9.2999999999999999E-2,576.94000000000005,0,"RS",16,1,1,1,1,1,1,1,1,1,1,1,1,109.20283785818965,0,2048.9999997999998,0,0,0,1,0,null,null,30.295369084804456,null,1900.9295026799998,1,null,null,13.941899999999999,11.722899999999999,12.695988728363995,0,0,0,null,11680.017012916036,1581.291980890963]
[391,"RMOT308",0.218,2.866396915806189,4309.34,0,"RS",16,1,1,1,1,1,1,1,1,1,1,1,1,815.66914635111266,0,1434.3000001000028,0,0,0,1,614.69999999999698,null,null,2.8391881749637435,null,328.31650778000284,1,null,null,13.941899999999999,11.722899999999999,12.695988728363995,0,0,0,null,0,0]
[392,"RMON308",0.218,2.866396915806189,4309.34,0,"RS",16,1,1,1,1,1,1,1,1,1,1,1,1,815.66914635111266,0,2049.0000000999999,0,0,0,1,0,null,null,4.0559831070062184,null,943.01650777999998,1,null,null,13.941899999999999,11.722899999999999,12.695988728363995,0,0,0,null,0,0]
[393,"RMFT308",0.182,2.388832024948722,3591.12,0,"RS",16,1,1,1,1,1,1,1,1,1,1,1,1,679.72491955714975,0,1195.2499995000019,0,0,0,1,512.24999999999795,null,null,2.8391855381995579,null,273.59623374000199,1,null,null,13.941899999999999,11.722899999999999,12.695988728363995,0,0,0,null,0,0]
[394,"RMFN308",0.182,2.388832024948722,3591.12,0,"RS",16,1,1,1,1,1,1,1,1,1,1,1,1,679.72491955714975,0,1707.4999994999998,0,0,0,1,0,null,null,4.0559793407940887,null,785.84623373999989,1,null,null,13.941899999999999,11.722899999999999,12.695988728363995,0,0,0,null,0,0]
[395,"RSFT308",0.218,2.866396915806189,4309.34,0,"RS",16,1,1,1,1,1,1,1,1,1,1,1,1,815.66914635111266,0,1434.3000001000028,0,0,0,1,614.69999999999698,null,null,2.8391881749637435,null,328.31650778000284,1,null,null,13.941899999999999,11.722899999999999,12.695988728363995,0,0,0,null,0,0]
[396,"RSFN308",0.218,2.866396915806189,4309.34,0,"RS",16,1,1,1,1,1,1,1,1,1,1,1,1,815.66914635111266,0,2049.0000000999999,0,0,0,1,0,null,null,4.0559831070062184,null,943.01650777999998,1,null,null,13.941899999999999,11.722899999999999,12.695988728363995,0,0,0,null,0,0]
[397,"RMOT309",0.127,2.866396915806189,4090.81,0,"RS",16,1,1,1,1,1,1,1,1,1,1,1,1,774.30592633317292,0,734.99999998999999,0,0,0,1,314.99999999999989,null,null,1.5326499304401127,null,-314.89820488999993,0,null,null,13.941899999999999,11.722899999999999,12.695988728363995,0,0,0,null,0,0]
[398,"RMON309",0.127,2.866396915806189,4090.81,0,"RS",16,1,1,1,1,1,1,1,1,1,1,1,1,774.30592633317292,0,1049.9999999899999,0,0,0,1,0,null,null,2.189499900637669,null,0.101795109999955,1,null,null,13.941899999999999,11.722899999999999,12.695988728363995,0,0,0,null,0,0]
[399,"RMFT309",0.106,2.388832024948722,3409.0099999999998,0,"RS",16,1,1,1,1,1,1,1,1,1,1,1,1,645.25525407658859,0,612.50000005000027,0,0,0,1,262.49999999999977,null,null,1.5326491812727749,null,-262.41559842999953,0,null,null,13.941899999999999,11.722899999999999,12.695988728363995,0,0,0,null,0,0]
[400,"RMFN309",0.106,2.388832024948722,3409.0099999999998,0,"RS",16,1,1,1,1,1,1,1,1,1,1,1,1,645.25525407658859,0,875.00000005000004,0,0,0,1,0,null,null,2.1894988303360572,null,8.4401570000238735E-2,1,null,null,13.941899999999999,11.722899999999999,12.695988728363995,0,0,0,null,0,0]
[401,"RSFT309",0.127,2.866396915806189,4090.81,0,"RS",16,1,1,1,1,1,1,1,1,1,1,1,1,774.30592633317292,0,734.99999998999999,0,0,0,1,314.99999999999989,null,null,1.5326499304401127,null,-314.89820488999993,0,null,null,13.941899999999999,11.722899999999999,12.695988728363995,0,0,0,null,0,0]
[402,"RSFN309",0.127,2.866396915806189,4090.81,0,"RS",16,1,1,1,1,1,1,1,1,1,1,1,1,774.30592633317292,0,1049.9999999899999,0,0,0,1,0,null,null,2.189499900637669,null,0.101795109999955,1,null,null,13.941899999999999,11.722899999999999,12.695988728363995,0,0,0,null,0,0]
[403,"RMOT310",0.127,9.2999999999999999E-2,358.40999999999997,0,"RS",16,1,1,1,1,1,1,1,1,1,1,1,1,67.839617840249844,0,735.00000000000023,0,0,0,1,314.99999999999972,null,null,17.493316765796219,null,643.0147903200002,1,null,null,13.941899999999999,11.722899999999999,12.695988728363995,0,0,0,null,0,0]
[404,"RMON310",0.127,9.2999999999999999E-2,358.40999999999997,0,"RS",16,1,1,1,1,1,1,1,1,1,1,1,1,67.839617840249844,0,1050,0,0,0,1,0,null,null,24.99045252256602,null,958.01479031999997,1,null,null,13.941899999999999,11.722899999999999,12.695988728363995,0,0,0,null,4992.6684969646576,675.92937996295916]
[405,"RMFT310",0.106,7.6999999999999999E-2,298.68,0,"RS",16,1,1,1,1,1,1,1,1,1,1,1,1,56.533961263708676,0,612.50000000000023,0,0,0,1,262.49999999999972,null,null,17.493023922004106,null,535.84437536000019,1,null,null,13.941899999999999,11.722899999999999,12.695988728363995,0,0,0,null,0,0]
[406,"RMFN310",0.106,7.6999999999999999E-2,298.68,0,"RS",16,1,1,1,1,1,1,1,1,1,1,1,1,56.533961263708676,0,875,0,0,0,1,0,null,null,24.990034174291569,null,798.34437535999996,1,null,null,13.941899999999999,11.722899999999999,12.695988728363995,0,0,0,null,4160.4779792413829,563.26377418566278]
[407,"RSFT310",0.127,9.2999999999999999E-2,358.40999999999997,0,"RS",16,1,1,1,1,1,1,1,1,1,1,1,1,67.839617840249844,0,735.00000000000023,0,0,0,1,314.99999999999972,null,null,17.493316765796219,null,643.0147903200002,1,null,null,13.941899999999999,11.722899999999999,12.695988728363995,0,0,0,null,0,0]
[408,"RSFN310",0.127,9.2999999999999999E-2,358.40999999999997,0,"RS",16,1,1,1,1,1,1,1,1,1,1,1,1,67.839617840249844,0,1050,0,0,0,1,0,null,null,24.99045252256602,null,958.01479031999997,1,null,null,13.941899999999999,11.722899999999999,12.695988728363995,0,0,0,null,4992.6684969646576,675.92937996295916]
[409,"RMOT311",0.218,1E-3,524.47,0,"RS",18,1,1,1,1,1,1,1,1,1,1,1,1,99.271349484321988,0,1680,0,0,0,1,600,null,null,27.324584707953967,null,1545.39582344,1,null,null,13.941899999999999,11.722899999999999,12.695988728363995,0,0,0,null,3321.7382490723812,476.66975164548285]
[410,"RMON311",0.218,1E-3,524.47,0,"RS",18,1,1,1,1,1,1,1,1,1,1,1,1,99.271349484321988,0,2280,0,0,0,1,0,null,null,37.083364960794668,null,2145.3958234400002,1,null,null,13.941899999999999,11.722899999999999,12.695988728363995,0,0,0,null,13145.303039477694,1886.3522244361845]
[411,"RMFT311",0.182,1E-3,437.06,0,"RS",18,1,1,1,1,1,1,1,1,1,1,1,1,82.726440035879577,0,1330,0,0,0,1,570,null,null,25.958256484028865,null,1217.82942512,1,null,null,13.941899999999999,11.722899999999999,12.695988728363995,0,0,0,null,1622.0062814921966,232.758054185097]
[412,"RMFN311",0.182,1E-3,437.06,0,"RS",18,1,1,1,1,1,1,1,1,1,1,1,1,82.726440035879577,0,1900,0,0,0,1,0,null,null,37.083223548612665,null,1787.82942512,1,null,null,13.941899999999999,11.722899999999999,12.695988728363995,0,0,0,null,10954.392832377242,1571.9564033362633]
[413,"RSFT311",0.218,1E-3,524.47,0,"RS",18,1,1,1,1,1,1,1,1,1,1,1,1,99.271349484321988,0,1680,0,0,0,1,600,null,null,27.324584707953967,null,1545.39582344,1,null,null,13.941899999999999,11.722899999999999,12.695988728363995,0,0,0,null,3321.7382490723812,476.66975164548285]
[414,"RSFN311",0.218,1E-3,524.47,0,"RS",18,1,1,1,1,1,1,1,1,1,1,1,1,99.271349484321988,0,2280,0,0,0,1,0,null,null,37.083364960794668,null,2145.3958234400002,1,null,null,13.941899999999999,11.722899999999999,12.695988728363995,0,0,0,null,13145.303039477694,1886.3522244361845]
[415,"RMOT312",0.76400000000000001,4.0000000000000001E-3,1835.66,0,"RS",18,1,1,1,1,1,1,1,1,1,1,1,1,347.45256238562831,0,9408,0,0,0,1,600,null,null,43.718978282455069,null,8936.8815323199997,1,null,null,13.941899999999999,11.722899999999999,12.695988728363995,0,0,0,null,55256.01310105533,7929.2430850488918]
[416,"RMON312",0.76400000000000001,4.0000000000000001E-3,1835.66,0,"RS",18,1,1,1,1,1,1,1,1,1,1,1,1,347.45256238562831,0,10008,0,0,0,1,0,null,null,46.507178428019806,null,9536.8815323199997,1,null,null,13.941899999999999,11.722899999999999,12.695988728363995,0,0,0,null,65079.577891460649,9338.9255578395932]
[417,"RMFT312",0.63600000000000001,3.0000000000000001E-3,1529.72,0,"RS",18,1,1,1,1,1,1,1,1,1,1,1,1,289.54443291924611,0,7740,0,0,0,1,600,null,null,43.161244202713569,null,7347.4004214400002,1,null,null,13.941899999999999,11.722899999999999,12.695988728363995,0,0,0,null,44409.363725916046,6372.7478779755738]
[418,"RMFN312",0.63600000000000001,3.0000000000000001E-3,1529.72,0,"RS",18,1,1,1,1,1,1,1,1,1,1,1,1,289.54443291924611,0,8340,0,0,0,1,0,null,null,46.507077086644848,null,7947.4004214400002,1,null,null,13.941899999999999,11.722899999999999,12.695988728363995,0,0,0,null,54232.92851632135,7782.4303507662744]
[419,"RSFT312",0.76400000000000001,4.0000000000000001E-3,1835.66,0,"RS",18,1,1,1,1,1,1,1,1,1,1,1,1,347.45256238562831,0,9408,0,0,0,1,600,null,null,43.718978282455069,null,8936.8815323199997,1,null,null,13.941899999999999,11.722899999999999,12.695988728363995,0,0,0,null,55256.01310105533,7929.2430850488918]
[420,"RSFN312",0.76400000000000001,4.0000000000000001E-3,1835.66,0,"RS",18,1,1,1,1,1,1,1,1,1,1,1,1,347.45256238562831,0,10008,0,0,0,1,0,null,null,46.507178428019806,null,9536.8815323199997,1,null,null,13.941899999999999,11.722899999999999,12.695988728363995,0,0,0,null,65079.577891460649,9338.9255578395932]
[421,"RMOT313",0.32,2E-3,770.02,0,"RS",18,1,1,1,1,1,1,1,1,1,1,1,1,145.74889799210175,0,2814,0,0,0,1,600,null,null,31.173604942056752,null,2616.3759070399997,1,null,null,13.941899999999999,11.722899999999999,12.695988728363995,0,0,0,null,10101.87853496967,1449.6205213524943]
[422,"RMON313",0.32,2E-3,770.02,0,"RS",18,1,1,1,1,1,1,1,1,1,1,1,1,145.74889799210175,0,3414,0,0,0,1,0,null,null,37.820429023518741,null,3216.3759070399997,1,null,null,13.941899999999999,11.722899999999999,12.695988728363995,0,0,0,null,19925.443325374978,2859.3029941431955]
[423,"RMFT313",0.26700000000000002,1E-3,641.67999999999995,0,"RS",18,1,1,1,1,1,1,1,1,1,1,1,1,121.4567840621956,0,2245,0,0,0,1,600,null,null,29.844395157556555,null,2080.31411136,1,null,null,13.941899999999999,11.722899999999999,12.695988728363995,0,0,0,null,6781.024373969678,973.07763642867928]
[424,"RMFN313",0.26700000000000002,1E-3,641.67999999999995,0,"RS",18,1,1,1,1,1,1,1,1,1,1,1,1,121.4567840621956,0,2845,0,0,0,1,0,null,null,37.820625489197504,null,2680.31411136,1,null,null,13.941899999999999,11.722899999999999,12.695988728363995,0,0,0,null,16604.589164374996,2382.7601092193818]
[425,"RSFT313",0.32,2E-3,770.02,0,"RS",18,1,1,1,1,1,1,1,1,1,1,1,1,145.74889799210175,0,2814,0,0,0,1,600,null,null,31.173604942056752,null,2616.3759070399997,1,null,null,13.941899999999999,11.722899999999999,12.695988728363995,0,0,0,null,10101.87853496967,1449.6205213524943]
[426,"RSFN313",0.32,2E-3,770.02,0,"RS",18,1,1,1,1,1,1,1,1,1,1,1,1,145.74889799210175,0,3414,0,0,0,1,0,null,null,37.820429023518741,null,3216.3759070399997,1,null,null,13.941899999999999,11.722899999999999,12.695988728363995,0,0,0,null,19925.443325374978,2859.3029941431955]
[427,"RMOT314",0.127,1E-3,305.94,0,"RS",18,1,1,1,1,1,1,1,1,1,1,1,1,57.908129466382185,0,408,0,0,0,1,0,null,null,11.375980538213401,null,329.48111088000002,1,null,null,13.941899999999999,11.722899999999999,12.695988728363995,0,0,0,null,0,0]
[428,"RMON314",0.127,1E-3,305.94,0,"RS",18,1,1,1,1,1,1,1,1,1,1,1,1,57.908129466382185,0,408,0,0,0,1,0,null,null,11.375980538213401,null,329.48111088000002,1,null,null,13.941899999999999,11.722899999999999,12.695988728363995,0,0,0,null,0,0]
[429,"RMFT314",0.106,1E-3,254.95,0,"RS",18,1,1,1,1,1,1,1,1,1,1,1,1,48.256774555318486,0,340,0,0,0,1,0,null,null,11.375980538213401,null,274.56759240000002,1,null,null,13.941899999999999,11.722899999999999,12.695988728363995,0,0,0,null,0,0]
[430,"RMFN314",0.106,1E-3,254.95,0,"RS",18,1,1,1,1,1,1,1,1,1,1,1,1,48.256774555318486,0,340,0,0,0,1,0,null,null,11.375980538213401,null,274.56759240000002,1,null,null,13.941899999999999,11.722899999999999,12.695988728363995,0,0,0,null,0,0]
[431,"RSFT314",0.127,1E-3,305.94,0,"RS",18,1,1,1,1,1,1,1,1,1,1,1,1,57.908129466382185,0,408,0,0,0,1,0,null,null,11.375980538213401,null,329.48111088000002,1,null,null,13.941899999999999,11.722899999999999,12.695988728363995,0,0,0,null,0,0]
[432,"RSFN314",0.127,1E-3,305.94,0,"RS",18,1,1,1,1,1,1,1,1,1,1,1,1,57.908129466382185,0,408,0,0,0,1,0,null,null,11.375980538213401,null,329.48111088000002,1,null,null,13.941899999999999,11.722899999999999,12.695988728363995,0,0,0,null,0,0]
[433,"RMOE315",8.5999999999999993E-2,0,206.15,0,"RS",3,1,1,1,1,1,1,1,1,1,1,1,1,39.019941457457961,0,231.5,0,0,0,1,0,null,null,9.5792740030439383,null,178.59201479999999,1,null,null,13.941899999999999,11.722899999999999,12.695988728363995,0,0,0,null,5697.2468137151864,504.08367730930269]
[434,"RMFE315",5.2999999999999999E-2,0,127.17,0,"RS",3,1,1,1,1,1,1,1,1,1,1,1,1,24.070657070797616,0,231.5,0,0,0,1,0,null,null,15.528562835004386,null,198.86207384000002,1,null,null,13.941899999999999,11.722899999999999,12.695988728363995,0,0,0,null,6946.5051144964364,614.61613952438699]
[435,"RSFE315",0.129,1E-3,308.94,0,"RS",3,1,1,1,1,1,1,1,1,1,1,1,1,58.475967566660501,0,231.5,0,0,0,1,0,null,null,6.3920739811209559,null,152.21116688000001,1,null,null,13.941899999999999,11.722899999999999,12.695988728363995,0,0,0,null,4071.3757199651864,360.22909165305106]
[436,"RMOE316",0.20599999999999999,0.36,699.9,0,"RS",20,1,1,1,1,1,1,1,1,1,1,1,1,132.47662879493004,0,685.01,0,0,0,1,0,null,null,8.3488346076387963,null,505.38206479999997,1,null,null,13.941899999999999,11.722899999999999,12.695988728363995,0,0,0,null,0,0]
[437,"RMON316",0.20599999999999999,0.36,699.9,0,"RS",20,1,1,1,1,1,1,1,1,1,1,1,1,132.47662879493004,0,685.01,0,0,0,1,0,null,null,8.3488346076387963,null,505.38206479999997,1,null,null,13.941899999999999,11.722899999999999,12.695988728363995,0,0,0,null,0,0]
[438,"RMFE316",0.127,4.7E-2,331.39,0,"RS",20,1,1,1,1,1,1,1,1,1,1,1,1,62.725289350409859,0,685.00999995999996,0,0,0,1,0,null,null,17.632847525710435,null,599.95941923999987,1,null,null,13.941899999999999,11.722899999999999,12.695988728363995,0,0,0,null,794.76916512247954,119.53422531835821]
[439,"RMFN316",0.127,4.7E-2,331.39,0,"RS",20,1,1,1,1,1,1,1,1,1,1,1,1,62.725289350409859,0,685.00999995999996,0,0,0,1,0,null,null,17.632847525710435,null,599.95941923999987,1,null,null,13.941899999999999,11.722899999999999,12.695988728363995,0,0,0,null,794.76916512247954,119.53422531835821]
[440,"RSFE316",0.308,0.34200000000000003,936.45,0,"RS",20,1,1,1,1,1,1,1,1,1,1,1,1,177.25066300187487,0,685.01,0,0,0,1,0,null,null,6.2398946466831049,null,444.67198039999994,1,null,null,13.941899999999999,11.722899999999999,12.695988728363995,0,0,0,null,0,0]
[441,"RSFN316",0.308,0.34200000000000003,936.45,0,"RS",20,1,1,1,1,1,1,1,1,1,1,1,1,177.25066300187487,0,685.01,0,0,0,1,0,null,null,6.2398946466831049,null,444.67198039999994,1,null,null,13.941899999999999,11.722899999999999,12.695988728363995,0,0,0,null,0,0]
[442,"RMOT317",2E-3,2E-3,21.48,0,"RS",10,1,1,1,1,1,1,1,1,1,1,1,1,1.2887999999999999,0,31.6,0,0,0,1,0,null,null,12.549249250694654,null,26.087200960000001,1,null,null,13.941899999999999,11.722899999999999,12.695988728363995,0,0,0,null,102.36635190396873,10.551638782861682]
[443,"RMON317",2E-3,2E-3,21.48,0,"RS",10,1,1,1,1,1,1,1,1,1,1,1,1,1.2887999999999999,0,31.6,0,0,0,1,0,null,null,12.549249250694654,null,26.087200960000001,1,null,null,13.941899999999999,11.722899999999999,12.695988728363995,0,0,0,null,102.36635190396873,10.551638782861682]
[444,"RMFT317",2E-3,2E-3,21.48,0,"RS",10,1,1,1,1,1,1,1,1,1,1,1,1,1.2887999999999999,0,31.6,0,0,0,1,0,null,null,12.549249250694654,null,26.087200960000001,1,null,null,13.941899999999999,11.722899999999999,12.695988728363995,0,0,0,null,102.36635190396873,10.551638782861682]
[445,"RMFN317",2E-3,2E-3,21.48,0,"RS",10,1,1,1,1,1,1,1,1,1,1,1,1,1.2887999999999999,0,31.6,0,0,0,1,0,null,null,12.549249250694654,null,26.087200960000001,1,null,null,13.941899999999999,11.722899999999999,12.695988728363995,0,0,0,null,102.36635190396873,10.551638782861682]
[446,"RSFT317",2E-3,2E-3,21.48,0,"RS",10,1,1,1,1,1,1,1,1,1,1,1,1,1.2887999999999999,0,31.6,0,0,0,1,0,null,null,12.549249250694654,null,26.087200960000001,1,null,null,13.941899999999999,11.722899999999999,12.695988728363995,0,0,0,null,102.36635190396873,10.551638782861682]
[447,"RSFN317",2E-3,2E-3,21.48,0,"RS",10,1,1,1,1,1,1,1,1,1,1,1,1,1.2887999999999999,0,31.6,0,0,0,1,0,null,null,12.549249250694654,null,26.087200960000001,1,null,null,13.941899999999999,11.722899999999999,12.695988728363995,0,0,0,null,102.36635190396873,10.551638782861682]
[448,"RMOT318",0.25,1.1019999999999999,1230.83,0,"RS",25,1,1,1,1,1,1,1,1,1,1,1,1,232.97072298851796,0,11134.200000000004,0,0,0,1,4771.7999999999965,null,null,77.165981534128264,null,10818.309942160005,1,null,null,13.941899999999999,11.722899999999999,12.695988728363995,0,0,0,null,40552.453280864269,6581.4849089639811]
[449,"RMON318",0.25,1.1019999999999999,1230.83,0,"RS",25,1,1,1,1,1,1,1,1,1,1,1,1,232.97072298851796,0,11134.200000000004,0,0,0,1,4771.7999999999965,null,null,77.165981534128264,null,10818.309942160005,1,null,null,13.941899999999999,11.722899999999999,12.695988728363995,0,0,0,null,40552.453280864269,6581.4849089639811]
[450,"RMFT318",0.20799999999999999,0.91800000000000004,1025.69,0,"RS",25,1,1,1,1,1,1,1,1,1,1,1,1,194.14195369148706,0,10853.500000000004,0,0,0,1,4651.4999999999964,null,null,90.264842537831669,null,10590.258712880002,1,null,null,13.941899999999999,11.722899999999999,12.695988728363995,0,0,0,null,42284.065448560257,6862.5179520437041]
[451,"RMFN318",0.20799999999999999,0.91800000000000004,1025.69,0,"RS",25,1,1,1,1,1,1,1,1,1,1,1,1,194.14195369148706,0,10853.500000000004,0,0,0,1,4651.4999999999964,null,null,90.264842537831669,null,10590.258712880002,1,null,null,13.941899999999999,11.722899999999999,12.695988728363995,0,0,0,null,42284.065448560257,6862.5179520437041]
[452,"RSFT318",0.25,1.1019999999999999,1230.83,0,"RS",25,1,1,1,1,1,1,1,1,1,1,1,1,232.97072298851796,0,11134.200000000004,0,0,0,1,4771.7999999999965,null,null,77.165981534128264,null,10818.309942160005,1,null,null,13.941899999999999,11.722899999999999,12.695988728363995,0,0,0,null,40552.453280864269,6581.4849089639811]
[453,"RSFN318",0.25,1.1019999999999999,1230.83,0,"RS",25,1,1,1,1,1,1,1,1,1,1,1,1,232.97072298851796,0,11134.200000000004,0,0,0,1,4771.7999999999965,null,null,77.165981534128264,null,10818.309942160005,1,null,null,13.941899999999999,11.722899999999999,12.695988728363995,0,0,0,null,40552.453280864269,6581.4849089639811]
[454,"RMOT319",7.1999999999999995E-2,0,173.83,0,"RS",12,1,1,1,1,1,1,1,1,1,1,1,1,32.902432323792951,0,41.15,0,0,0,1,0,null,null,2.019342794390909,null,-3.4631218399999995,0,null,null,13.941899999999999,11.722899999999999,12.695988728363995,0,0,0,null,0,0]
[455,"RMON319",7.1999999999999995E-2,0,173.83,0,"RS",12,1,1,1,1,1,1,1,1,1,1,1,1,32.902432323792951,0,41.15,0,0,0,1,0,null,null,2.019342794390909,null,-3.4631218399999995,0,null,null,13.941899999999999,11.722899999999999,12.695988728363995,0,0,0,null,0,0]
[456,"RMFT319",7.1999999999999995E-2,0,173.83,0,"RS",12,1,1,1,1,1,1,1,1,1,1,1,1,32.902432323792951,0,41.15,0,0,0,1,0,null,null,2.019342794390909,null,-3.4631218399999995,0,null,null,13.941899999999999,11.722899999999999,12.695988728363995,0,0,0,null,0,0]
[457,"RMFN319",7.1999999999999995E-2,0,173.83,0,"RS",12,1,1,1,1,1,1,1,1,1,1,1,1,32.902432323792951,0,41.15,0,0,0,1,0,null,null,2.019342794390909,null,-3.4631218399999995,0,null,null,13.941899999999999,11.722899999999999,12.695988728363995,0,0,0,null,0,0]
[458,"RSFT319",7.1999999999999995E-2,0,173.83,0,"RS",12,1,1,1,1,1,1,1,1,1,1,1,1,32.902432323792951,0,41.15,0,0,0,1,0,null,null,2.019342794390909,null,-3.4631218399999995,0,null,null,13.941899999999999,11.722899999999999,12.695988728363995,0,0,0,null,0,0]
[459,"RSFN319",7.1999999999999995E-2,0,173.83,0,"RS",12,1,1,1,1,1,1,1,1,1,1,1,1,32.902432323792951,0,41.15,0,0,0,1,0,null,null,2.019342794390909,null,-3.4631218399999995,0,null,null,13.941899999999999,11.722899999999999,12.695988728363995,0,0,0,null,0,0]
[460,"RMOE320",0,4.5999999999999999E-2,21.76,0,"RS",3,1,1,1,1,1,1,1,1,1,1,1,1,4.1187190206853517,0,1.59,0,0,0,1,0,null,null,0.62330867738508799,null,-3.9946604799999994,0,null,null,13.941899999999999,11.722899999999999,12.695988728363995,0,0,0,null,0,0]
[461,"RMON320",0,4.5999999999999999E-2,21.76,0,"RS",3,1,1,1,1,1,1,1,1,1,1,1,1,4.1187190206853517,0,1.59,0,0,0,1,0,null,null,0.62330867738508799,null,-3.9946604799999994,0,null,null,13.941899999999999,11.722899999999999,12.695988728363995,0,0,0,null,0,0]
[462,"RMFE320",0,4.5999999999999999E-2,21.76,0,"RS",3,1,1,1,1,1,1,1,1,1,1,1,1,4.1187190206853517,0,1.59,0,0,0,1,0,null,null,0.62330867738508799,null,-3.9946604799999994,0,null,null,13.941899999999999,11.722899999999999,12.695988728363995,0,0,0,null,0,0]
[463,"RMFN320",0,4.5999999999999999E-2,21.76,0,"RS",3,1,1,1,1,1,1,1,1,1,1,1,1,4.1187190206853517,0,1.59,0,0,0,1,0,null,null,0.62330867738508799,null,-3.9946604799999994,0,null,null,13.941899999999999,11.722899999999999,12.695988728363995,0,0,0,null,0,0]
[464,"RSFE320",0,4.5999999999999999E-2,21.76,0,"RS",3,1,1,1,1,1,1,1,1,1,1,1,1,4.1187190206853517,0,1.59,0,0,0,1,0,null,null,0.62330867738508799,null,-3.9946604799999994,0,null,null,13.941899999999999,11.722899999999999,12.695988728363995,0,0,0,null,0,0]
[465,"RSFN320",0,4.5999999999999999E-2,21.76,0,"RS",3,1,1,1,1,1,1,1,1,1,1,1,1,4.1187190206853517,0,1.59,0,0,0,1,0,null,null,0.62330867738508799,null,-3.9946604799999994,0,null,null,13.941899999999999,11.722899999999999,12.695988728363995,0,0,0,null,0,0]
[466,"RMOE321",0.23699999999999999,3.4000000000000002E-2,587.77,0,"RS",3,1,1,1,1,1,1,1,1,1,1,1,1,111.25273340019434,0,231.48999998300002,0,0,0,1,0,null,null,3.3596169121558419,null,80.640005023000043,1,null,null,13.941899999999999,11.722899999999999,12.695988728363995,0,0,0,null,0,0]
[467,"RMFE321",0.14599999999999999,5.0000000000000001E-3,353.38,0,"RS",3,1,1,1,1,1,1,1,1,1,1,1,1,66.887542625449882,0,231.48999995999998,0,0,0,1,0,null,null,5.5879846971012563,null,140.79572972,1,null,null,13.941899999999999,11.722899999999999,12.695988728363995,0,0,0,null,3368.0636847346923,298.00111933466582]
[468,"RSFE321",0.35499999999999998,3.3000000000000002E-2,870.55,0,"RS",3,1,1,1,1,1,1,1,1,1,1,1,1,164.77715273242796,0,231.48999997099997,0,0,0,1,0,null,null,2.2683154699390906,null,8.0650835710000166,1,null,null,13.941899999999999,11.722899999999999,12.695988728363995,0,0,0,null,0,0]
[469,"RMOE322",0.154,1E-3,371.21,0,"RS",6,1,1,1,1,1,1,1,1,1,1,1,1,70.26239373477064,0,331.29,0,0,0,1,0,null,null,7.6129609025736009,null,236.01969592000006,1,null,null,13.941899999999999,11.722899999999999,12.695988728363995,0,0,0,null,1076.4526933036095,95.242886578779164]
[470,"RMON322",0.154,1E-3,371.21,0,"RS",6,1,1,1,1,1,1,1,1,1,1,1,1,70.26239373477064,0,331.29,0,0,0,1,0,null,null,7.6129609025736009,null,236.01969592000006,1,null,null,13.941899999999999,11.722899999999999,12.695988728363995,0,0,0,null,1076.4526933036095,95.242886578779164]
[471,"RMFE322",0.154,1E-3,371.21,0,"RS",6,1,1,1,1,1,1,1,1,1,1,1,1,70.26239373477064,0,331.29,0,0,0,1,0,null,null,7.6129609025736009,null,236.01969592000006,1,null,null,13.941899999999999,11.722899999999999,12.695988728363995,0,0,0,null,1076.4526933036095,95.242886578779164]
[472,"RMFN322",0.154,1E-3,371.21,0,"RS",6,1,1,1,1,1,1,1,1,1,1,1,1,70.26239373477064,0,331.29,0,0,0,1,0,null,null,7.6129609025736009,null,236.01969592000006,1,null,null,13.941899999999999,11.722899999999999,12.695988728363995,0,0,0,null,1076.4526933036095,95.242886578779164]
[473,"RSFE322",0.154,1E-3,371.21,0,"RS",6,1,1,1,1,1,1,1,1,1,1,1,1,70.26239373477064,0,331.29,0,0,0,1,0,null,null,7.6129609025736009,null,236.01969592000006,1,null,null,13.941899999999999,11.722899999999999,12.695988728363995,0,0,0,null,1076.4526933036095,95.242886578779164]
[474,"RSFN322",0.154,1E-3,371.21,0,"RS",6,1,1,1,1,1,1,1,1,1,1,1,1,70.26239373477064,0,331.29,0,0,0,1,0,null,null,7.6129609025736009,null,236.01969592000006,1,null,null,13.941899999999999,11.722899999999999,12.695988728363995,0,0,0,null,1076.4526933036095,95.242886578779164]
[475,"RMOE323",0.41199999999999998,2E-3,989.51,0,"RS",10,1,1,1,1,1,1,1,1,1,1,1,1,187.29382620213062,0,1992.5,0,0,0,1,0,null,null,17.176832560763529,null,1738.54423752,1,null,null,13.941899999999999,11.722899999999999,12.695988728363995,0,0,0,null,12226.128666034627,1260.2353312132284]
[476,"RMON323",0.41199999999999998,2E-3,989.51,0,"RS",10,1,1,1,1,1,1,1,1,1,1,1,1,187.29382620213062,0,1992.5,0,0,0,1,0,null,null,17.176832560763529,null,1738.54423752,1,null,null,13.941899999999999,11.722899999999999,12.695988728363995,0,0,0,null,12226.128666034627,1260.2353312132284]
[477,"RMFE323",0.254,1E-3,610.4,0,"RS",10,1,1,1,1,1,1,1,1,1,1,1,1,115.5361254699604,0,1992.5,0,0,0,1,0,null,null,27.845097619923202,null,1835.8420607999999,1,null,null,13.941899999999999,11.722899999999999,12.695988728363995,0,0,0,null,18222.663822284627,1878.3414934494144]
[478,"RMFN323",0.254,1E-3,610.4,0,"RS",10,1,1,1,1,1,1,1,1,1,1,1,1,115.5361254699604,0,1992.5,0,0,0,1,0,null,null,27.845097619923202,null,1835.8420607999999,1,null,null,13.941899999999999,11.722899999999999,12.695988728363995,0,0,0,null,18222.663822284627,1878.3414934494144]
[479,"RSFE323",0.61699999999999999,3.0000000000000001E-3,1482.92,0,"RS",10,1,1,1,1,1,1,1,1,1,1,1,1,280.68615855490447,0,1992.5,0,0,0,1,0,null,null,11.461607900089769,null,1611.9115478399999,1,null,null,13.941899999999999,11.722899999999999,12.695988728363995,0,0,0,null,4421.6638222846268,455.77280624167724]
[480,"RSFN323",0.61699999999999999,3.0000000000000001E-3,1482.92,0,"RS",10,1,1,1,1,1,1,1,1,1,1,1,1,280.68615855490447,0,1992.5,0,0,0,1,0,null,null,11.461607900089769,null,1611.9115478399999,1,null,null,13.941899999999999,11.722899999999999,12.695988728363995,0,0,0,null,4421.6638222846268,455.77280624167724]
[481,"RMOE324",0.51500000000000001,0.89800000000000002,1749.75,0,"RS",16,1,1,1,1,1,1,1,1,1,1,1,1,331.19157198732506,0,3099.9999997000004,0,0,0,1,0,null,null,15.112998222610253,null,2650.9301617000006,1,null,null,13.941899999999999,11.722899999999999,12.695988728363995,0,0,0,null,3801.1472068123221,514.61599667805353]
[482,"RMON324",0.51500000000000001,0.89800000000000002,1749.75,0,"RS",16,1,1,1,1,1,1,1,1,1,1,1,1,331.19157198732506,0,3099.9999997000004,0,0,0,1,0,null,null,15.112998222610253,null,2650.9301617000006,1,null,null,13.941899999999999,11.722899999999999,12.695988728363995,0,0,0,null,3801.1472068123221,514.61599667805353]
[483,"RMFE324",0.317,0.11600000000000001,828.48,0,"RS",16,1,1,1,1,1,1,1,1,1,1,1,1,156.81416977285846,0,3100.0000000999999,0,0,0,1,0,null,null,31.918656628312583,null,2887.3722650599998,1,null,null,13.941899999999999,11.722899999999999,12.695988728363995,0,0,0,null,18373.245839624822,2487.4506841050811]
[484,"RMFN324",0.317,0.11600000000000001,828.48,0,"RS",16,1,1,1,1,1,1,1,1,1,1,1,1,156.81416977285846,0,3100.0000000999999,0,0,0,1,0,null,null,31.918656628312583,null,2887.3722650599998,1,null,null,13.941899999999999,11.722899999999999,12.695988728363995,0,0,0,null,18373.245839624822,2487.4506841050811]
[485,"RSFE324",0.77100000000000002,0.85599999999999998,2341.11,0,"RS",16,1,1,1,1,1,1,1,1,1,1,1,1,443.12381831418583,0,3100.0000004000003,0,0,0,1,0,null,null,11.295483187882461,null,2499.1588011200001,1,null,null,13.941899999999999,11.722899999999999,12.695988728363995,0,0,0,null,0,0]
[486,"RSFN324",0.77100000000000002,0.85599999999999998,2341.11,0,"RS",16,1,1,1,1,1,1,1,1,1,1,1,1,443.12381831418583,0,3100.0000004000003,0,0,0,1,0,null,null,11.295483187882461,null,2499.1588011200001,1,null,null,13.941899999999999,11.722899999999999,12.695988728363995,0,0,0,null,0,0]
[487,"RMOE325",6.2E-2,0.108,209.97,0,"RS",8,1,1,1,1,1,1,1,1,1,1,1,1,39.742988638479005,0,4.99,0,0,0,1,0,null,null,0.20272543316699804,null,-48.898380559999993,0,null,null,13.941899999999999,11.722899999999999,12.695988728363995,0,0,0,null,0,0]
[488,"RMON325",6.2E-2,0.108,209.97,0,"RS",8,1,1,1,1,1,1,1,1,1,1,1,1,39.742988638479005,0,4.99,0,0,0,1,0,null,null,0.20272543316699804,null,-48.898380559999993,0,null,null,13.941899999999999,11.722899999999999,12.695988728363995,0,0,0,null,0,0]
[489,"RMFE325",3.7999999999999999E-2,1.4E-2,99.42,0,"RS",8,1,1,1,1,1,1,1,1,1,1,1,1,18.818154643223238,0,4.9899999999999993,0,0,0,1,0,null,null,0.42814583788045235,null,-20.525944159999998,0,null,null,13.941899999999999,11.722899999999999,12.695988728363995,0,0,0,null,0,0]
[490,"RMFN325",3.7999999999999999E-2,1.4E-2,99.42,0,"RS",8,1,1,1,1,1,1,1,1,1,1,1,1,18.818154643223238,0,4.9899999999999993,0,0,0,1,0,null,null,0.42814583788045235,null,-20.525944159999998,0,null,null,13.941899999999999,11.722899999999999,12.695988728363995,0,0,0,null,0,0]
[491,"RSFE325",9.2999999999999999E-2,0.10199999999999999,280.94,0,"RS",8,1,1,1,1,1,1,1,1,1,1,1,1,53.176145297396261,0,4.99,0,0,0,1,0,null,null,0.1515137011535366,null,-67.112689119999999,0,null,null,13.941899999999999,11.722899999999999,12.695988728363995,0,0,0,null,0,0]
[492,"RSFN325",9.2999999999999999E-2,0.10199999999999999,280.94,0,"RS",8,1,1,1,1,1,1,1,1,1,1,1,1,53.176145297396261,0,4.99,0,0,0,1,0,null,null,0.1515137011535366,null,-67.112689119999999,0,null,null,13.941899999999999,11.722899999999999,12.695988728363995,0,0,0,null,0,0]
[493,"RMOT326",0.23499999999999999,1E-3,564.85,0,"RS",14,1,1,1,1,1,1,1,1,1,1,1,1,106.91445031406805,0,250,0,0,0,1,0,null,null,3.7754768811833257,null,105.03237720000003,1,null,null,13.941899999999999,11.722899999999999,12.695988728363995,0,0,0,null,0,0]
[494,"RMON326",0.23499999999999999,1E-3,564.85,0,"RS",14,1,1,1,1,1,1,1,1,1,1,1,1,106.91445031406805,0,250,0,0,0,1,0,null,null,3.7754768811833257,null,105.03237720000003,1,null,null,13.941899999999999,11.722899999999999,12.695988728363995,0,0,0,null,0,0]
[495,"RMFT326",0.14499999999999999,1E-3,348.43,0,"RS",14,1,1,1,1,1,1,1,1,1,1,1,1,65.95060975999067,0,250,0,0,0,1,0,null,null,6.1205353050437727,null,160.57613736000002,1,null,null,13.941899999999999,11.722899999999999,12.695988728363995,0,0,0,null,0,0]
[496,"RMFN326",0.14499999999999999,1E-3,348.43,0,"RS",14,1,1,1,1,1,1,1,1,1,1,1,1,65.95060975999067,0,250,0,0,0,1,0,null,null,6.1205353050437727,null,160.57613736000002,1,null,null,13.941899999999999,11.722899999999999,12.695988728363995,0,0,0,null,0,0]
[497,"RSFT326",0.35199999999999998,2E-3,846.5,0,"RS",14,1,1,1,1,1,1,1,1,1,1,1,1,160.2249839618635,0,250,0,0,0,1,0,null,null,2.5192889738173676,null,32.747468000000026,1,null,null,13.941899999999999,11.722899999999999,12.695988728363995,0,0,0,null,0,0]
[498,"RSFN326",0.35199999999999998,2E-3,846.5,0,"RS",14,1,1,1,1,1,1,1,1,1,1,1,1,160.2249839618635,0,250,0,0,0,1,0,null,null,2.5192889738173676,null,32.747468000000026,1,null,null,13.941899999999999,11.722899999999999,12.695988728363995,0,0,0,null,0,0]
[499,"RMOE327",0.13100000000000001,1E-3,314.38,0,"RS",25,1,1,1,1,1,1,1,1,1,1,1,1,59.505647321831837,0,1297.5,0,0,0,1,0,null,null,35.206057712914067,null,1216.8150017600001,1,null,null,13.941899999999999,11.722899999999999,12.695988728363995,0,0,0,null,5448.0283725732497,884.19105668800773]
[500,"RMON327",0.13100000000000001,1E-3,314.38,0,"RS",25,1,1,1,1,1,1,1,1,1,1,1,1,59.505647321831837,0,1297.5,0,0,0,1,0,null,null,35.206057712914067,null,1216.8150017600001,1,null,null,13.941899999999999,11.722899999999999,12.695988728363995,0,0,0,null,5448.0283725732497,884.19105668800773]
[501,"RMFE327",8.1000000000000003E-2,0,193.93,0,"RS",25,1,1,1,1,1,1,1,1,1,1,1,1,36.706947595657638,0,1297.5,0,0,0,1,0,null,null,57.072554136987179,null,1247.7282533600001,1,null,null,13.941899999999999,11.722899999999999,12.695988728363995,0,0,0,null,7353.2349155419997,1193.3977037967084]
[502,"RMFN327",8.1000000000000003E-2,0,193.93,0,"RS",25,1,1,1,1,1,1,1,1,1,1,1,1,36.706947595657638,0,1297.5,0,0,0,1,0,null,null,57.072554136987179,null,1247.7282533600001,1,null,null,13.941899999999999,11.722899999999999,12.695988728363995,0,0,0,null,7353.2349155419997,1193.3977037967084]
[503,"RSFE327",0.19600000000000001,1E-3,471.14,0,"RS",25,1,1,1,1,1,1,1,1,1,1,1,1,89.177080855041197,0,1297.5,0,0,0,1,0,null,null,23.492126382361771,null,1176.5828612800001,1,null,null,13.941899999999999,11.722899999999999,12.695988728363995,0,0,0,null,2968.4922397607497,481.77324175800595]
[504,"RSFN327",0.19600000000000001,1E-3,471.14,0,"RS",25,1,1,1,1,1,1,1,1,1,1,1,1,89.177080855041197,0,1297.5,0,0,0,1,0,null,null,23.492126382361771,null,1176.5828612800001,1,null,null,13.941899999999999,11.722899999999999,12.695988728363995,0,0,0,null,2968.4922397607497,481.77324175800595]
[505,"RMOE328",0.12,0.21,408.28000000000003,0,"RS",11,1,1,1,1,1,1,1,1,1,1,1,1,77.278979860542989,0,128.60999999999999,0,0,0,1,0,null,null,2.6870860345059722,null,23.825754559999993,1,null,null,13.941899999999999,11.722899999999999,12.695988728363995,0,0,0,null,0,0]
[506,"RMON328",0.12,0.21,408.28000000000003,0,"RS",11,1,1,1,1,1,1,1,1,1,1,1,1,77.278979860542989,0,128.60999999999999,0,0,0,1,0,null,null,2.6870860345059722,null,23.825754559999993,1,null,null,13.941899999999999,11.722899999999999,12.695988728363995,0,0,0,null,0,0]
[507,"RMFE328",7.3999999999999996E-2,2.7E-2,193.31,0,"RS",11,1,1,1,1,1,1,1,1,1,1,1,1,36.589594388266789,0,128.61000003999999,0,0,0,1,0,null,null,5.6752547023398217,null,78.99737515999999,1,null,null,13.941899999999999,11.722899999999999,12.695988728363995,0,0,0,null,0,0]
[508,"RMFN328",7.3999999999999996E-2,2.7E-2,193.31,0,"RS",11,1,1,1,1,1,1,1,1,1,1,1,1,36.589594388266789,0,128.61000003999999,0,0,0,1,0,null,null,5.6752547023398217,null,78.99737515999999,1,null,null,13.941899999999999,11.722899999999999,12.695988728363995,0,0,0,null,0,0]
[509,"RSFE328",0.18,0.2,546.26,0,"RS",11,1,1,1,1,1,1,1,1,1,1,1,1,103.39574688601012,0,128.60999996999999,0,0,0,1,0,null,null,2.0083540546849283,null,-11.586536509999988,0,null,null,13.941899999999999,11.722899999999999,12.695988728363995,0,0,0,null,0,0]
[510,"RSFN328",0.18,0.2,546.26,0,"RS",11,1,1,1,1,1,1,1,1,1,1,1,1,103.39574688601012,0,128.60999996999999,0,0,0,1,0,null,null,2.0083540546849283,null,-11.586536509999988,0,null,null,13.941899999999999,11.722899999999999,12.695988728363995,0,0,0,null,0,0]
[511,"RMOT329",0.47699999999999998,0.83299999999999996,1621.58,0,"RS",18,1,1,1,1,1,1,1,1,1,1,1,1,306.93163554976798,0,2024.0009999999945,0,0,0,1,867.42899999999759,null,null,10.647245871416722,null,1607.8257361599944,1,null,null,13.941899999999999,11.722899999999999,12.695988728363995,0,0,0,null,0,0]
[512,"RMON329",0.47699999999999998,0.83299999999999996,1621.58,0,"RS",18,1,1,1,1,1,1,1,1,1,1,1,1,306.93163554976798,0,2891.4299999999921,0,0,0,1,0,null,null,15.21035124488103,null,2475.2547361599923,1,null,null,13.941899999999999,11.722899999999999,12.695988728363995,0,0,0,null,1541.7422813491794,221.2401626038054]
[513,"RMFT329",0.41599999999999998,0.152,1084.57,0,"RS",18,1,1,1,1,1,1,1,1,1,1,1,1,205.28672280628268,0,1686.6639999999984,0,0,0,1,722.85599999999931,null,null,13.265875825488138,null,1408.3112786399984,1,null,null,13.941899999999999,11.722899999999999,12.695988728363995,0,0,0,null,0,0]
[514,"RMFN329",0.41599999999999998,0.152,1084.57,0,"RS",18,1,1,1,1,1,1,1,1,1,1,1,1,205.28672280628268,0,2409.5199999999977,0,0,0,1,0,null,null,18.951251179268766,null,2131.1672786399977,1,null,null,13.941899999999999,11.722899999999999,12.695988728363995,0,0,0,null,5503.9785173107666,789.82143570200003]
[515,"RSFT329",0.53400000000000003,0.59299999999999997,1621.58,0,"RS",18,1,1,1,1,1,1,1,1,1,1,1,1,306.93163554976798,0,2024.0009999999945,0,0,0,1,867.42899999999759,null,null,10.647245871416722,null,1607.8257361599944,1,null,null,13.941899999999999,11.722899999999999,12.695988728363995,0,0,0,null,0,0]
[516,"RSFN329",0.53400000000000003,0.59299999999999997,1621.58,0,"RS",18,1,1,1,1,1,1,1,1,1,1,1,1,306.93163554976798,0,2891.4299999999921,0,0,0,1,0,null,null,15.21035124488103,null,2475.2547361599923,1,null,null,13.941899999999999,11.722899999999999,12.695988728363995,0,0,0,null,1541.7422813491794,221.2401626038054]
[517,"RMOE401",1.2999999999999999E-2,1.0999999999999999E-2,125.29,0,"RS",8,1,1,1,1,1,1,1,1,1,1,1,1,4.3851499999999994,0,236.45,0,0,0,1,0,null,null,16.09859032988242,null,204.29457207999999,1,null,null,13.941899999999999,11.722899999999999,12.695988728363995,0,0,0,null,1937.0746008662322,171.38939560709616]
[518,"RMON401",1.2999999999999999E-2,1.0999999999999999E-2,125.29,0,"RS",8,1,1,1,1,1,1,1,1,1,1,1,1,4.3851499999999994,0,236.45,0,0,0,1,0,null,null,16.09859032988242,null,204.29457207999999,1,null,null,13.941899999999999,11.722899999999999,12.695988728363995,0,0,0,null,1937.0746008662322,171.38939560709616]
[519,"RMFE401",1.2999999999999999E-2,1.0999999999999999E-2,125.29,0,"RS",8,1,1,1,1,1,1,1,1,1,1,1,1,4.3851499999999994,0,236.45,0,0,0,1,0,null,null,16.09859032988242,null,204.29457207999999,1,null,null,13.941899999999999,11.722899999999999,12.695988728363995,0,0,0,null,1937.0746008662322,171.38939560709616]
[520,"RMFN401",1.2999999999999999E-2,1.0999999999999999E-2,125.29,0,"RS",8,1,1,1,1,1,1,1,1,1,1,1,1,4.3851499999999994,0,236.45,0,0,0,1,0,null,null,16.09859032988242,null,204.29457207999999,1,null,null,13.941899999999999,11.722899999999999,12.695988728363995,0,0,0,null,1937.0746008662322,171.38939560709616]
[521,"RSFE401",1.2999999999999999E-2,1.0999999999999999E-2,125.29,0,"RS",8,1,1,1,1,1,1,1,1,1,1,1,1,4.3851499999999994,0,236.45,0,0,0,1,0,null,null,16.09859032988242,null,204.29457207999999,1,null,null,13.941899999999999,11.722899999999999,12.695988728363995,0,0,0,null,1937.0746008662322,171.38939560709616]
[522,"RSFN401",1.2999999999999999E-2,1.0999999999999999E-2,125.29,0,"RS",8,1,1,1,1,1,1,1,1,1,1,1,1,4.3851499999999994,0,236.45,0,0,0,1,0,null,null,16.09859032988242,null,204.29457207999999,1,null,null,13.941899999999999,11.722899999999999,12.695988728363995,0,0,0,null,1937.0746008662322,171.38939560709616]
[523,"RMOT402",0,0,4.4800000000000004,0,"RS",10,1,1,1,1,1,1,1,1,1,1,1,1,0.15679999999999999,0,0.25,0,0,0,1,0,null,null,0.47602190096794678,null,-0.89978303999999998,0,null,null,13.941899999999999,11.722899999999999,12.695988728363995,0,0,0,null,0,0]
[524,"RMON402",0,0,4.4800000000000004,0,"RS",10,1,1,1,1,1,1,1,1,1,1,1,1,0.15679999999999999,0,0.25,0,0,0,1,0,null,null,0.47602190096794678,null,-0.89978303999999998,0,null,null,13.941899999999999,11.722899999999999,12.695988728363995,0,0,0,null,0,0]
[525,"RMFT402",0,0,4.4800000000000004,0,"RS",10,1,1,1,1,1,1,1,1,1,1,1,1,0.15679999999999999,0,0.25,0,0,0,1,0,null,null,0.47602190096794678,null,-0.89978303999999998,0,null,null,13.941899999999999,11.722899999999999,12.695988728363995,0,0,0,null,0,0]
[526,"RMFN402",0,0,4.4800000000000004,0,"RS",10,1,1,1,1,1,1,1,1,1,1,1,1,0.15679999999999999,0,0.25,0,0,0,1,0,null,null,0.47602190096794678,null,-0.89978303999999998,0,null,null,13.941899999999999,11.722899999999999,12.695988728363995,0,0,0,null,0,0]
[527,"RSFT402",0,0,4.4800000000000004,0,"RS",10,1,1,1,1,1,1,1,1,1,1,1,1,0.15679999999999999,0,0.25,0,0,0,1,0,null,null,0.47602190096794678,null,-0.89978303999999998,0,null,null,13.941899999999999,11.722899999999999,12.695988728363995,0,0,0,null,0,0]
[528,"RSFN402",0,0,4.4800000000000004,0,"RS",10,1,1,1,1,1,1,1,1,1,1,1,1,0.15679999999999999,0,0.25,0,0,0,1,0,null,null,0.47602190096794678,null,-0.89978303999999998,0,null,null,13.941899999999999,11.722899999999999,12.695988728363995,0,0,0,null,0,0]
[529,"RMOT403",3.0000000000000001E-3,3.0000000000000001E-3,30.43,0,"RS",10,1,1,1,1,1,1,1,1,1,1,1,1,1.0650499999999998,0,0.4,0,0,0,1,0,null,null,0.11213029859146377,null,-7.40979864,0,null,null,13.941899999999999,11.722899999999999,12.695988728363995,0,0,0,null,0,0]
[530,"RMON403",3.0000000000000001E-3,3.0000000000000001E-3,30.43,0,"RS",10,1,1,1,1,1,1,1,1,1,1,1,1,1.0650499999999998,0,0.4,0,0,0,1,0,null,null,0.11213029859146377,null,-7.40979864,0,null,null,13.941899999999999,11.722899999999999,12.695988728363995,0,0,0,null,0,0]
[531,"RMFT403",3.0000000000000001E-3,3.0000000000000001E-3,30.43,0,"RS",10,1,1,1,1,1,1,1,1,1,1,1,1,1.0650499999999998,0,0.4,0,0,0,1,0,null,null,0.11213029859146377,null,-7.40979864,0,null,null,13.941899999999999,11.722899999999999,12.695988728363995,0,0,0,null,0,0]
[532,"RMFN403",3.0000000000000001E-3,3.0000000000000001E-3,30.43,0,"RS",10,1,1,1,1,1,1,1,1,1,1,1,1,1.0650499999999998,0,0.4,0,0,0,1,0,null,null,0.11213029859146377,null,-7.40979864,0,null,null,13.941899999999999,11.722899999999999,12.695988728363995,0,0,0,null,0,0]
[533,"RSFT403",3.0000000000000001E-3,3.0000000000000001E-3,30.43,0,"RS",10,1,1,1,1,1,1,1,1,1,1,1,1,1.0650499999999998,0,0.4,0,0,0,1,0,null,null,0.11213029859146377,null,-7.40979864,0,null,null,13.941899999999999,11.722899999999999,12.695988728363995,0,0,0,null,0,0]
[534,"RSFN403",3.0000000000000001E-3,3.0000000000000001E-3,30.43,0,"RS",10,1,1,1,1,1,1,1,1,1,1,1,1,1.0650499999999998,0,0.4,0,0,0,1,0,null,null,0.11213029859146377,null,-7.40979864,0,null,null,13.941899999999999,11.722899999999999,12.695988728363995,0,0,0,null,0,0]
[535,"RMOT404",1E-3,1E-3,6.27,0,"RS",10,1,1,1,1,1,1,1,1,1,1,1,1,0.21944999999999995,0,1.97,0,0,0,1,0,null,null,2.6801779197337874,null,0.36081704000000037,1,null,null,13.941899999999999,11.722899999999999,12.695988728363995,0,0,0,null,0,0]
[536,"RMON404",1E-3,1E-3,6.27,0,"RS",10,1,1,1,1,1,1,1,1,1,1,1,1,0.21944999999999995,0,1.97,0,0,0,1,0,null,null,2.6801779197337874,null,0.36081704000000037,1,null,null,13.941899999999999,11.722899999999999,12.695988728363995,0,0,0,null,0,0]
[537,"RMFT404",1E-3,1E-3,6.27,0,"RS",10,1,1,1,1,1,1,1,1,1,1,1,1,0.21944999999999995,0,1.97,0,0,0,1,0,null,null,2.6801779197337874,null,0.36081704000000037,1,null,null,13.941899999999999,11.722899999999999,12.695988728363995,0,0,0,null,0,0]
[538,"RMFN404",1E-3,1E-3,6.27,0,"RS",10,1,1,1,1,1,1,1,1,1,1,1,1,0.21944999999999995,0,1.97,0,0,0,1,0,null,null,2.6801779197337874,null,0.36081704000000037,1,null,null,13.941899999999999,11.722899999999999,12.695988728363995,0,0,0,null,0,0]
[539,"RSFT404",1E-3,1E-3,6.27,0,"RS",10,1,1,1,1,1,1,1,1,1,1,1,1,0.21944999999999995,0,1.97,0,0,0,1,0,null,null,2.6801779197337874,null,0.36081704000000037,1,null,null,13.941899999999999,11.722899999999999,12.695988728363995,0,0,0,null,0,0]
[540,"RSFN404",1E-3,1E-3,6.27,0,"RS",10,1,1,1,1,1,1,1,1,1,1,1,1,0.21944999999999995,0,1.97,0,0,0,1,0,null,null,2.6801779197337874,null,0.36081704000000037,1,null,null,13.941899999999999,11.722899999999999,12.695988728363995,0,0,0,null,0,0]
[541,"RMOT405",1E-3,1E-3,12.53,0,"RS",10,1,1,1,1,1,1,1,1,1,1,1,1,0.43854999999999994,0,2.15,0,0,0,1,0,null,null,1.4637008619707146,null,-1.0657994399999997,0,null,null,13.941899999999999,11.722899999999999,12.695988728363995,0,0,0,null,0,0]
[542,"RMON405",1E-3,1E-3,12.53,0,"RS",10,1,1,1,1,1,1,1,1,1,1,1,1,0.43854999999999994,0,2.15,0,0,0,1,0,null,null,1.4637008619707146,null,-1.0657994399999997,0,null,null,13.941899999999999,11.722899999999999,12.695988728363995,0,0,0,null,0,0]
[543,"RMFT405",1E-3,1E-3,12.53,0,"RS",10,1,1,1,1,1,1,1,1,1,1,1,1,0.43854999999999994,0,2.15,0,0,0,1,0,null,null,1.4637008619707146,null,-1.0657994399999997,0,null,null,13.941899999999999,11.722899999999999,12.695988728363995,0,0,0,null,0,0]
[544,"RMFN405",1E-3,1E-3,12.53,0,"RS",10,1,1,1,1,1,1,1,1,1,1,1,1,0.43854999999999994,0,2.15,0,0,0,1,0,null,null,1.4637008619707146,null,-1.0657994399999997,0,null,null,13.941899999999999,11.722899999999999,12.695988728363995,0,0,0,null,0,0]
[545,"RSFT405",1E-3,1E-3,12.53,0,"RS",10,1,1,1,1,1,1,1,1,1,1,1,1,0.43854999999999994,0,2.15,0,0,0,1,0,null,null,1.4637008619707146,null,-1.0657994399999997,0,null,null,13.941899999999999,11.722899999999999,12.695988728363995,0,0,0,null,0,0]
[546,"RSFN405",1E-3,1E-3,12.53,0,"RS",10,1,1,1,1,1,1,1,1,1,1,1,1,0.43854999999999994,0,2.15,0,0,0,1,0,null,null,1.4637008619707146,null,-1.0657994399999997,0,null,null,13.941899999999999,11.722899999999999,12.695988728363995,0,0,0,null,0,0]
[547,"RMOE406",1.0999999999999999E-2,8.9999999999999993E-3,107.39,0,"RS",8,1,1,1,1,1,1,1,1,1,1,1,1,3.7586499999999998,0,28.01,0,0,0,1,0,null,null,2.2249190069310965,null,0.44857128000000479,1,null,null,13.941899999999999,11.722899999999999,12.695988728363995,0,0,0,null,0,0]
[548,"RMON406",1.0999999999999999E-2,8.9999999999999993E-3,107.39,0,"RS",8,1,1,1,1,1,1,1,1,1,1,1,1,3.7586499999999998,0,28.01,0,0,0,1,0,null,null,2.2249190069310965,null,0.44857128000000479,1,null,null,13.941899999999999,11.722899999999999,12.695988728363995,0,0,0,null,0,0]
[549,"RMFE406",1.0999999999999999E-2,8.9999999999999993E-3,107.39,0,"RS",8,1,1,1,1,1,1,1,1,1,1,1,1,3.7586499999999998,0,28.01,0,0,0,1,0,null,null,2.2249190069310965,null,0.44857128000000479,1,null,null,13.941899999999999,11.722899999999999,12.695988728363995,0,0,0,null,0,0]
[550,"RMFN406",1.0999999999999999E-2,8.9999999999999993E-3,107.39,0,"RS",8,1,1,1,1,1,1,1,1,1,1,1,1,3.7586499999999998,0,28.01,0,0,0,1,0,null,null,2.2249190069310965,null,0.44857128000000479,1,null,null,13.941899999999999,11.722899999999999,12.695988728363995,0,0,0,null,0,0]
[551,"RSFE406",1.0999999999999999E-2,8.9999999999999993E-3,107.39,0,"RS",8,1,1,1,1,1,1,1,1,1,1,1,1,3.7586499999999998,0,28.01,0,0,0,1,0,null,null,2.2249190069310965,null,0.44857128000000479,1,null,null,13.941899999999999,11.722899999999999,12.695988728363995,0,0,0,null,0,0]
[552,"RSFN406",1.0999999999999999E-2,8.9999999999999993E-3,107.39,0,"RS",8,1,1,1,1,1,1,1,1,1,1,1,1,3.7586499999999998,0,28.01,0,0,0,1,0,null,null,2.2249190069310965,null,0.44857128000000479,1,null,null,13.941899999999999,11.722899999999999,12.695988728363995,0,0,0,null,0,0]
[553,"RMOE407",4.0000000000000001E-3,6.0000000000000001E-3,47.81,0,"RS",8,1,1,1,1,1,1,1,1,1,1,1,1,1.6733499999999999,0,14.85,0,0,0,1,0,null,null,2.6495532338502876,null,2.5796591200000005,1,null,null,13.941899999999999,11.722899999999999,12.695988728363995,0,0,0,null,0,0]
[554,"RMON407",4.0000000000000001E-3,6.0000000000000001E-3,47.81,0,"RS",8,1,1,1,1,1,1,1,1,1,1,1,1,1.6733499999999999,0,14.85,0,0,0,1,0,null,null,2.6495532338502876,null,2.5796591200000005,1,null,null,13.941899999999999,11.722899999999999,12.695988728363995,0,0,0,null,0,0]
[555,"RMFE407",4.0000000000000001E-3,6.0000000000000001E-3,47.81,0,"RS",8,1,1,1,1,1,1,1,1,1,1,1,1,1.6733499999999999,0,14.85,0,0,0,1,0,null,null,2.6495532338502876,null,2.5796591200000005,1,null,null,13.941899999999999,11.722899999999999,12.695988728363995,0,0,0,null,0,0]
[556,"RMFN407",4.0000000000000001E-3,6.0000000000000001E-3,47.81,0,"RS",8,1,1,1,1,1,1,1,1,1,1,1,1,1.6733499999999999,0,14.85,0,0,0,1,0,null,null,2.6495532338502876,null,2.5796591200000005,1,null,null,13.941899999999999,11.722899999999999,12.695988728363995,0,0,0,null,0,0]
[557,"RSFE407",4.0000000000000001E-3,6.0000000000000001E-3,47.81,0,"RS",8,1,1,1,1,1,1,1,1,1,1,1,1,1.6733499999999999,0,14.85,0,0,0,1,0,null,null,2.6495532338502876,null,2.5796591200000005,1,null,null,13.941899999999999,11.722899999999999,12.695988728363995,0,0,0,null,0,0]
[558,"RSFN407",4.0000000000000001E-3,6.0000000000000001E-3,47.81,0,"RS",8,1,1,1,1,1,1,1,1,1,1,1,1,1.6733499999999999,0,14.85,0,0,0,1,0,null,null,2.6495532338502876,null,2.5796591200000005,1,null,null,13.941899999999999,11.722899999999999,12.695988728363995,0,0,0,null,0,0]
[559,"RMOE408",5.0000000000000001E-3,6.0000000000000001E-3,51.23,0,"RS",8,1,1,1,1,1,1,1,1,1,1,1,1,1.7930499999999998,0,132.75,0,0,0,1,0,null,null,22.104215884728269,null,119.60192296,1,null,null,13.941899999999999,11.722899999999999,12.695988728363995,0,0,0,null,1389.8250986555204,122.96959732558685]
[560,"RMON408",5.0000000000000001E-3,6.0000000000000001E-3,51.23,0,"RS",8,1,1,1,1,1,1,1,1,1,1,1,1,1.7930499999999998,0,132.75,0,0,0,1,0,null,null,22.104215884728269,null,119.60192296,1,null,null,13.941899999999999,11.722899999999999,12.695988728363995,0,0,0,null,1389.8250986555204,122.96959732558685]
[561,"RMFE408",5.0000000000000001E-3,6.0000000000000001E-3,51.23,0,"RS",8,1,1,1,1,1,1,1,1,1,1,1,1,1.7930499999999998,0,132.75,0,0,0,1,0,null,null,22.104215884728269,null,119.60192296,1,null,null,13.941899999999999,11.722899999999999,12.695988728363995,0,0,0,null,1389.8250986555204,122.96959732558685]
[562,"RMFN408",5.0000000000000001E-3,6.0000000000000001E-3,51.23,0,"RS",8,1,1,1,1,1,1,1,1,1,1,1,1,1.7930499999999998,0,132.75,0,0,0,1,0,null,null,22.104215884728269,null,119.60192296,1,null,null,13.941899999999999,11.722899999999999,12.695988728363995,0,0,0,null,1389.8250986555204,122.96959732558685]
[563,"RSFE408",5.0000000000000001E-3,6.0000000000000001E-3,51.23,0,"RS",8,1,1,1,1,1,1,1,1,1,1,1,1,1.7930499999999998,0,132.75,0,0,0,1,0,null,null,22.104215884728269,null,119.60192296,1,null,null,13.941899999999999,11.722899999999999,12.695988728363995,0,0,0,null,1389.8250986555204,122.96959732558685]
[564,"RSFN408",5.0000000000000001E-3,6.0000000000000001E-3,51.23,0,"RS",8,1,1,1,1,1,1,1,1,1,1,1,1,1.7930499999999998,0,132.75,0,0,0,1,0,null,null,22.104215884728269,null,119.60192296,1,null,null,13.941899999999999,11.722899999999999,12.695988728363995,0,0,0,null,1389.8250986555204,122.96959732558685]
[565,"RMOE501",2.1000000000000001E-2,7.0000000000000001E-3,62.85,0,"RS",15,1,1,1,1,1,1,1,1,1,1,1,1,3.7709999999999999,0,220.93,0,0,0,1,0,null,null,29.985710946202147,null,204.7996732,1,null,null,13.941899999999999,11.722899999999999,12.695988728363995,0,0,0,null,1325.3473771121639,174.00077175087173]
[566,"RMON501",2.1000000000000001E-2,7.0000000000000001E-3,62.85,0,"RS",15,1,1,1,1,1,1,1,1,1,1,1,1,3.7709999999999999,0,220.93,0,0,0,1,0,null,null,29.985710946202147,null,204.7996732,1,null,null,13.941899999999999,11.722899999999999,12.695988728363995,0,0,0,null,1325.3473771121639,174.00077175087173]
[567,"RMFE501",2.1999999999999999E-2,7.0000000000000001E-3,66.430000000000007,0,"RS",15,1,1,1,1,1,1,1,1,1,1,1,1,3.9858000000000002,0,220.93,0,0,0,1,0,null,null,28.369741577130885,null,203.88087336000001,1,null,null,13.941899999999999,11.722899999999999,12.695988728363995,0,0,0,null,1268.7210953738827,166.5664817722608]
[568,"RMFN501",2.1999999999999999E-2,7.0000000000000001E-3,66.430000000000007,0,"RS",15,1,1,1,1,1,1,1,1,1,1,1,1,3.9858000000000002,0,220.93,0,0,0,1,0,null,null,28.369741577130885,null,203.88087336000001,1,null,null,13.941899999999999,11.722899999999999,12.695988728363995,0,0,0,null,1268.7210953738827,166.5664817722608]
[569,"RSFE501",0.02,2.1999999999999999E-2,200.97,0,"RS",15,1,1,1,1,1,1,1,1,1,1,1,1,12.058199999999999,0,220.93,0,0,0,1,0,null,null,9.3775286508872213,null,169.35145144000001,1,null,null,13.941899999999999,11.722899999999999,12.695988728363995,0,0,0,null,0,0]
[570,"RSFN501",0.02,2.1999999999999999E-2,200.97,0,"RS",15,1,1,1,1,1,1,1,1,1,1,1,1,12.058199999999999,0,220.93,0,0,0,1,0,null,null,9.3775286508872213,null,169.35145144000001,1,null,null,13.941899999999999,11.722899999999999,12.695988728363995,0,0,0,null,0,0]
[571,"RMOT502",1E-3,1E-3,10.11,0,"RS",15,1,1,1,1,1,1,1,1,1,1,1,1,1.913614397937909,0,48.74,0,0,0,1,0,null,null,41.124374832932233,null,46.145288720000003,1,null,null,13.941899999999999,11.722899999999999,12.695988728363995,0,0,0,null,351.79125501465728,46.185589472500787]
[572,"RMON502",1E-3,1E-3,10.11,0,"RS",15,1,1,1,1,1,1,1,1,1,1,1,1,1.913614397937909,0,48.74,0,0,0,1,0,null,null,41.124374832932233,null,46.145288720000003,1,null,null,13.941899999999999,11.722899999999999,12.695988728363995,0,0,0,null,351.79125501465728,46.185589472500787]
[573,"RMFT502",1E-3,1E-3,10.11,0,"RS",15,1,1,1,1,1,1,1,1,1,1,1,1,1.913614397937909,0,48.74,0,0,0,1,0,null,null,41.124374832932233,null,46.145288720000003,1,null,null,13.941899999999999,11.722899999999999,12.695988728363995,0,0,0,null,351.79125501465728,46.185589472500787]
[574,"RMFN502",1E-3,1E-3,10.11,0,"RS",15,1,1,1,1,1,1,1,1,1,1,1,1,1.913614397937909,0,48.74,0,0,0,1,0,null,null,41.124374832932233,null,46.145288720000003,1,null,null,13.941899999999999,11.722899999999999,12.695988728363995,0,0,0,null,351.79125501465728,46.185589472500787]
[575,"RSFT502",1E-3,1E-3,10.11,0,"RS",15,1,1,1,1,1,1,1,1,1,1,1,1,1.913614397937909,0,48.74,0,0,0,1,0,null,null,41.124374832932233,null,46.145288720000003,1,null,null,13.941899999999999,11.722899999999999,12.695988728363995,0,0,0,null,351.79125501465728,46.185589472500787]
[576,"RSFN502",1E-3,1E-3,10.11,0,"RS",15,1,1,1,1,1,1,1,1,1,1,1,1,1.913614397937909,0,48.74,0,0,0,1,0,null,null,41.124374832932233,null,46.145288720000003,1,null,null,13.941899999999999,11.722899999999999,12.695988728363995,0,0,0,null,351.79125501465728,46.185589472500787]
[577,"RMOE503",0.10299999999999999,0,247.38,0,"RS",10,1,1,1,1,1,1,1,1,1,1,1,1,46.823929748949553,0,926.69,0,0,0,1,0,null,null,31.954706356662303,null,863.20041776000005,1,null,null,13.941899999999999,11.722899999999999,12.695988728363995,0,0,0,null,9052.6616445196414,933.12317885516575]
[578,"RMON503",0.10299999999999999,0,247.38,0,"RS",10,1,1,1,1,1,1,1,1,1,1,1,1,46.823929748949553,0,926.69,0,0,0,1,0,null,null,31.954706356662303,null,863.20041776000005,1,null,null,13.941899999999999,11.722899999999999,12.695988728363995,0,0,0,null,9052.6616445196414,933.12317885516575]
[579,"RMFE503",6.3E-2,0,152.6,0,"RS",10,1,1,1,1,1,1,1,1,1,1,1,1,28.884031367490099,0,926.69,0,0,0,1,0,null,null,51.801803791029627,null,887.52551520000009,1,null,null,13.941899999999999,11.722899999999999,12.695988728363995,0,0,0,null,10551.834984363391,1087.6537961987178]
[580,"RMFN503",6.3E-2,0,152.6,0,"RS",10,1,1,1,1,1,1,1,1,1,1,1,1,28.884031367490099,0,926.69,0,0,0,1,0,null,null,51.801803791029627,null,887.52551520000009,1,null,null,13.941899999999999,11.722899999999999,12.695988728363995,0,0,0,null,10551.834984363391,1087.6537961987178]
[581,"RSFE503",0.154,1E-3,370.73,0,"RS",10,1,1,1,1,1,1,1,1,1,1,1,1,70.171539638726117,0,926.69,0,0,0,1,0,null,null,21.322674880670892,null,831.54288696000015,1,null,null,13.941899999999999,11.722899999999999,12.695988728363995,0,0,0,null,7101.5849843633914,732.01162439678353]
[582,"RSFN503",0.154,1E-3,370.73,0,"RS",10,1,1,1,1,1,1,1,1,1,1,1,1,70.171539638726117,0,926.69,0,0,0,1,0,null,null,21.322674880670892,null,831.54288696000015,1,null,null,13.941899999999999,11.722899999999999,12.695988728363995,0,0,0,null,7101.5849843633914,732.01162439678353]
[583,"RMOT504",6.6000000000000003E-2,2.1999999999999999E-2,198.3,0,"RS",15,1,1,1,1,1,1,1,1,1,1,1,1,11.898,0,3669.01,0,0,0,1,0,null,null,157.83056852484964,null,3618.1167016000004,1,null,null,13.941899999999999,11.722899999999999,12.695988728363995,0,0,0,null,35383.134407034275,4645.3426476036611]
[584,"RMON504",6.6000000000000003E-2,2.1999999999999999E-2,198.3,0,"RS",15,1,1,1,1,1,1,1,1,1,1,1,1,11.898,0,3669.01,0,0,0,1,0,null,null,157.83056852484964,null,3618.1167016000004,1,null,null,13.941899999999999,11.722899999999999,12.695988728363995,0,0,0,null,35383.134407034275,4645.3426476036611]
[585,"RMFT504",6.7000000000000004E-2,2.1000000000000001E-2,198.3,0,"RS",15,1,1,1,1,1,1,1,1,1,1,1,1,11.898,0,3669.01,0,0,0,1,0,null,null,157.83056852484964,null,3618.1167016000004,1,null,null,13.941899999999999,11.722899999999999,12.695988728363995,0,0,0,null,35383.134407034275,4645.3426476036611]
[586,"RMFN504",6.7000000000000004E-2,2.1000000000000001E-2,198.3,0,"RS",15,1,1,1,1,1,1,1,1,1,1,1,1,11.898,0,3669.01,0,0,0,1,0,null,null,157.83056852484964,null,3618.1167016000004,1,null,null,13.941899999999999,11.722899999999999,12.695988728363995,0,0,0,null,35383.134407034275,4645.3426476036611]
[587,"RSFT504",1.9E-2,2.1999999999999999E-2,198.3,0,"RS",15,1,1,1,1,1,1,1,1,1,1,1,1,11.898,0,3669.01,0,0,0,1,0,null,null,157.83056852484964,null,3618.1167016000004,1,null,null,13.941899999999999,11.722899999999999,12.695988728363995,0,0,0,null,35383.134407034275,4645.3426476036611]
[588,"RSFN504",1.9E-2,2.1999999999999999E-2,198.3,0,"RS",15,1,1,1,1,1,1,1,1,1,1,1,1,11.898,0,3669.01,0,0,0,1,0,null,null,157.83056852484964,null,3618.1167016000004,1,null,null,13.941899999999999,11.722899999999999,12.695988728363995,0,0,0,null,35383.134407034275,4645.3426476036611]
[589,"RMOT601",0.13300000000000001,0.318,1190.47,0,"RS",15,1,1,1,1,1,1,1,1,1,1,1,1,71.428200000000004,0,847,0,0,0,1,363,null,null,6.0691782725711096,null,541.46825544000001,1,null,null,13.941899999999999,11.722899999999999,12.695988728363995,0,0,0,null,0,0]
[590,"RMON601",0.13300000000000001,0.318,1190.47,0,"RS",15,1,1,1,1,1,1,1,1,1,1,1,1,71.428200000000004,0,1210,0,0,0,1,0,null,null,8.6702546751015852,null,904.46825544000001,1,null,null,13.941899999999999,11.722899999999999,12.695988728363995,0,0,0,null,0,0]
[591,"RMFT601",0.111,0.26500000000000001,992.05,0,"RS",15,1,1,1,1,1,1,1,1,1,1,1,1,59.522999999999996,0,847,0,0,0,1,363,null,null,7.2830751052343423,null,592.3923516000001,1,null,null,13.941899999999999,11.722899999999999,12.695988728363995,0,0,0,null,0,0]
[592,"RMFN601",0.111,0.26500000000000001,992.05,0,"RS",15,1,1,1,1,1,1,1,1,1,1,1,1,59.522999999999996,0,1210,0,0,0,1,0,null,null,10.404393007477632,null,955.3923516000001,1,null,null,13.941899999999999,11.722899999999999,12.695988728363995,0,0,0,null,0,0]
[593,"RSFT601",0.14399999999999999,0.34399999999999997,1289.67,0,"RS",15,1,1,1,1,1,1,1,1,1,1,1,1,77.380200000000002,0,847,0,0,0,1,363,null,null,5.6023437454137319,null,516.00877384,1,null,null,13.941899999999999,11.722899999999999,12.695988728363995,0,0,0,null,0,0]
[594,"RSFN601",0.14399999999999999,0.34399999999999997,1289.67,0,"RS",15,1,1,1,1,1,1,1,1,1,1,1,1,77.380200000000002,0,1210,0,0,0,1,0,null,null,8.0033482077339038,null,879.00877383999989,1,null,null,13.941899999999999,11.722899999999999,12.695988728363995,0,0,0,null,0,0]
[595,"RMOE602",1.2E-2,0.03,110.71,0,"RS",10,1,1,1,1,1,1,1,1,1,1,1,1,6.6425999999999989,0,3.09,0,0,0,1,0,null,null,0.23808748548385805,null,-25.323500079999995,0,null,null,13.941899999999999,11.722899999999999,12.695988728363995,0,0,0,null,0,0]
[596,"RMON602",1.2E-2,0.03,110.71,0,"RS",10,1,1,1,1,1,1,1,1,1,1,1,1,6.6425999999999989,0,3.09,0,0,0,1,0,null,null,0.23808748548385805,null,-25.323500079999995,0,null,null,13.941899999999999,11.722899999999999,12.695988728363995,0,0,0,null,0,0]
[597,"RMFE602",0.01,2.5000000000000001E-2,92.26,0,"RS",10,1,1,1,1,1,1,1,1,1,1,1,1,5.5356000000000005,0,3.09,0,0,0,1,0,null,null,0.28569982135180927,null,-20.588344479999996,0,null,null,13.941899999999999,11.722899999999999,12.695988728363995,0,0,0,null,0,0]
[598,"RMFN602",0.01,2.5000000000000001E-2,92.26,0,"RS",10,1,1,1,1,1,1,1,1,1,1,1,1,5.5356000000000005,0,3.09,0,0,0,1,0,null,null,0.28569982135180927,null,-20.588344479999996,0,null,null,13.941899999999999,11.722899999999999,12.695988728363995,0,0,0,null,0,0]
[599,"RSFE602",1.2999999999999999E-2,3.2000000000000001E-2,119.94,0,"RS",10,1,1,1,1,1,1,1,1,1,1,1,1,7.1963999999999997,0,3.09,0,0,0,1,0,null,null,0.21976542869699789,null,-27.692361119999994,0,null,null,13.941899999999999,11.722899999999999,12.695988728363995,0,0,0,null,0,0]
[600,"RSFN602",1.2999999999999999E-2,3.2000000000000001E-2,119.94,0,"RS",10,1,1,1,1,1,1,1,1,1,1,1,1,7.1963999999999997,0,3.09,0,0,0,1,0,null,null,0.21976542869699789,null,-27.692361119999994,0,null,null,13.941899999999999,11.722899999999999,12.695988728363995,0,0,0,null,0,0]
[601,"RMOE603",6.0999999999999999E-2,0.14499999999999999,544.57000000000005,0,"RS",30,1,1,1,1,1,1,1,1,1,1,1,1,32.674199999999999,0,763.41,0,0,0,1,0,null,null,11.958289731658903,null,623.64719863999994,1,null,null,13.941899999999999,11.722899999999999,12.695988728363995,0,0,0,null,0,0]
[602,"RMON603",6.0999999999999999E-2,0.14499999999999999,544.57000000000005,0,"RS",30,1,1,1,1,1,1,1,1,1,1,1,1,32.674199999999999,0,763.41,0,0,0,1,0,null,null,11.958289731658903,null,623.64719863999994,1,null,null,13.941899999999999,11.722899999999999,12.695988728363995,0,0,0,null,0,0]
[603,"RMFE603",2.9000000000000001E-2,6.9000000000000006E-2,259.74,0,"RS",30,1,1,1,1,1,1,1,1,1,1,1,1,15.5844,0,763.41,0,0,0,1,0,null,null,25.071709552512086,null,696.74824848000003,1,null,null,13.941899999999999,11.722899999999999,12.695988728363995,0,0,0,null,1416.9619539155929,243.89908099773632]
[604,"RMFN603",2.9000000000000001E-2,6.9000000000000006E-2,259.74,0,"RS",30,1,1,1,1,1,1,1,1,1,1,1,1,15.5844,0,763.41,0,0,0,1,0,null,null,25.071709552512086,null,696.74824848000003,1,null,null,13.941899999999999,11.722899999999999,12.695988728363995,0,0,0,null,1416.9619539155929,243.89908099773632]
[605,"RSFE603",5.1999999999999998E-2,0.125,468.14,0,"RS",30,1,1,1,1,1,1,1,1,1,1,1,1,28.088399999999996,0,763.41,0,0,0,1,0,null,null,13.91063749982802,null,643.26280528000007,1,null,null,13.941899999999999,11.722899999999999,12.695988728363995,0,0,0,null,0,0]
[606,"RSFN603",5.1999999999999998E-2,0.125,468.14,0,"RS",30,1,1,1,1,1,1,1,1,1,1,1,1,28.088399999999996,0,763.41,0,0,0,1,0,null,null,13.91063749982802,null,643.26280528000007,1,null,null,13.941899999999999,11.722899999999999,12.695988728363995,0,0,0,null,0,0]
[607,"RMOT604",0.94,0.308,2823.53,0,"RS",15,1,1,1,1,1,1,1,1,1,1,1,1,169.4118,0,3153.89,0,0,0,1,0,null,null,9.5283801416414384,null,2429.23667256,1,null,null,13.941899999999999,11.722899999999999,12.695988728363995,0,0,0,null,0,0]
[608,"RMON604",0.94,0.308,2823.53,0,"RS",15,1,1,1,1,1,1,1,1,1,1,1,1,169.4118,0,3153.89,0,0,0,1,0,null,null,9.5283801416414384,null,2429.23667256,1,null,null,13.941899999999999,11.722899999999999,12.695988728363995,0,0,0,null,0,0]
[609,"RMFT604",0.95399999999999996,0.29899999999999999,2823.53,0,"RS",15,1,1,1,1,1,1,1,1,1,1,1,1,169.4118,0,3153.89,0,0,0,1,0,null,null,9.5283801416414384,null,2429.23667256,1,null,null,13.941899999999999,11.722899999999999,12.695988728363995,0,0,0,null,0,0]
[610,"RMFN604",0.95399999999999996,0.29899999999999999,2823.53,0,"RS",15,1,1,1,1,1,1,1,1,1,1,1,1,169.4118,0,3153.89,0,0,0,1,0,null,null,9.5283801416414384,null,2429.23667256,1,null,null,13.941899999999999,11.722899999999999,12.695988728363995,0,0,0,null,0,0]
[611,"RSFT604",0.27700000000000002,0.308,2823.53,0,"RS",15,1,1,1,1,1,1,1,1,1,1,1,1,169.4118,0,3153.89,0,0,0,1,0,null,null,9.5283801416414384,null,2429.23667256,1,null,null,13.941899999999999,11.722899999999999,12.695988728363995,0,0,0,null,0,0]
[612,"RSFN604",0.27700000000000002,0.308,2823.53,0,"RS",15,1,1,1,1,1,1,1,1,1,1,1,1,169.4118,0,3153.89,0,0,0,1,0,null,null,9.5283801416414384,null,2429.23667256,1,null,null,13.941899999999999,11.722899999999999,12.695988728363995,0,0,0,null,0,0]
[613,"RMOT605",0.17199999999999999,0.41099999999999998,1539.62,0,"RS",15,1,1,1,1,1,1,1,1,1,1,1,1,92.377199999999988,0,972.65,0,0,0,1,416.85,null,null,5.3889975574611952,null,577.50960624000004,1,null,null,13.941899999999999,11.722899999999999,12.695988728363995,0,0,0,null,0,0]
[614,"RMON605",0.17199999999999999,0.41099999999999998,1539.62,0,"RS",15,1,1,1,1,1,1,1,1,1,1,1,1,92.377199999999988,0,1389.5,0,0,0,1,0,null,null,7.698567939230279,null,994.35960624000006,1,null,null,13.941899999999999,11.722899999999999,12.695988728363995,0,0,0,null,0,0]
[615,"RMFT605",0.14399999999999999,0.34300000000000003,1283.01,0,"RS",15,1,1,1,1,1,1,1,1,1,1,1,1,76.980599999999995,0,972.65,0,0,0,1,416.85,null,null,6.4668306711704542,null,643.36804952,1,null,null,13.941899999999999,11.722899999999999,12.695988728363995,0,0,0,null,0,0]
[616,"RMFN605",0.14399999999999999,0.34300000000000003,1283.01,0,"RS",15,1,1,1,1,1,1,1,1,1,1,1,1,76.980599999999995,0,1389.5,0,0,0,1,0,null,null,9.2383295302435062,null,1060.21804952,1,null,null,13.941899999999999,11.722899999999999,12.695988728363995,0,0,0,null,0,0]
[617,"RSFT605",0.187,0.44500000000000001,1667.91,0,"RS",15,1,1,1,1,1,1,1,1,1,1,1,1,100.0746,0,972.65,0,0,0,1,416.85,null,null,4.9744940790680579,null,544.58423431999995,1,null,null,13.941899999999999,11.722899999999999,12.695988728363995,0,0,0,null,0,0]
[618,"RSFN605",0.187,0.44500000000000001,1667.91,0,"RS",15,1,1,1,1,1,1,1,1,1,1,1,1,100.0746,0,1389.5,0,0,0,1,0,null,null,7.1064201129543685,null,961.43423432000009,1,null,null,13.941899999999999,11.722899999999999,12.695988728363995,0,0,0,null,0,0]
[619,"RMOT606",0.16500000000000001,0.39300000000000002,1472.04,0,"RS",15,1,1,1,1,1,1,1,1,1,1,1,1,88.322399999999988,0,972.65,0,0,0,1,416.85,null,null,5.6364014696736531,null,594.85387807999996,1,null,null,13.941899999999999,11.722899999999999,12.695988728363995,0,0,0,null,0,0]
[620,"RMON606",0.16500000000000001,0.39300000000000002,1472.04,0,"RS",15,1,1,1,1,1,1,1,1,1,1,1,1,88.322399999999988,0,1389.5,0,0,0,1,0,null,null,8.0520020995337909,null,1011.7038780800001,1,null,null,13.941899999999999,11.722899999999999,12.695988728363995,0,0,0,null,0,0]
[621,"RMFT606",0.13700000000000001,0.32800000000000001,1226.7,0,"RS",15,1,1,1,1,1,1,1,1,1,1,1,1,73.602000000000004,0,972.65,0,0,0,1,416.85,null,null,6.7636817636083837,null,657.81989839999994,1,null,null,13.941899999999999,11.722899999999999,12.695988728363995,0,0,0,null,0,0]
[622,"RMFN606",0.13700000000000001,0.32800000000000001,1226.7,0,"RS",15,1,1,1,1,1,1,1,1,1,1,1,1,73.602000000000004,0,1389.5,0,0,0,1,0,null,null,9.6624025194405494,null,1074.6698984,1,null,null,13.941899999999999,11.722899999999999,12.695988728363995,0,0,0,null,0,0]
[623,"RSFT606",0.17899999999999999,0.42599999999999999,1594.7,0,"RS",15,1,1,1,1,1,1,1,1,1,1,1,1,95.682000000000002,0,972.65,0,0,0,1,416.85,null,null,5.2028647516262643,null,563.37343440000006,1,null,null,13.941899999999999,11.722899999999999,12.695988728363995,0,0,0,null,0,0]
[624,"RSFN606",0.17899999999999999,0.42599999999999999,1594.7,0,"RS",15,1,1,1,1,1,1,1,1,1,1,1,1,95.682000000000002,0,1389.5,0,0,0,1,0,null,null,7.4326639308946634,null,980.22343440000009,1,null,null,13.941899999999999,11.722899999999999,12.695988728363995,0,0,0,null,0,0]
[625,"RMOT607",5.3999999999999999E-2,0.13,485.91,0,"RS",15,1,1,1,1,1,1,1,1,1,1,1,1,29.154600000000002,0,1210.6500000000001,0,0,0,1,518.85,null,null,21.253365409583377,null,1085.9421703200001,1,null,null,13.941899999999999,11.722899999999999,12.695988728363995,0,0,0,null,1072.3499076813059,140.78551385530997]
[626,"RMON607",5.3999999999999999E-2,0.13,485.91,0,"RS",15,1,1,1,1,1,1,1,1,1,1,1,1,29.154600000000002,0,1729.5,0,0,0,1,0,null,null,30.361950585119111,null,1604.79217032,1,null,null,13.941899999999999,11.722899999999999,12.695988728363995,0,0,0,null,10471.615852398023,1374.7861664509992]
[627,"RMFT607",4.4999999999999998E-2,0.108,404.93,0,"RS",15,1,1,1,1,1,1,1,1,1,1,1,1,24.2958,0,1210.6500000000001,0,0,0,1,518.85,null,null,25.503723572396858,null,1106.7255253600001,1,null,null,13.941899999999999,11.722899999999999,12.695988728363995,0,0,0,null,2353.2434623688059,308.95008028918647]
[628,"RMFN607",4.4999999999999998E-2,0.108,404.93,0,"RS",15,1,1,1,1,1,1,1,1,1,1,1,1,24.2958,0,1729.5,0,0,0,1,0,null,null,36.433890817709795,null,1625.57552536,1,null,null,13.941899999999999,11.722899999999999,12.695988728363995,0,0,0,null,11752.508918804273,1542.9506687799355]
[629,"RSFT607",5.8999999999999997E-2,0.14099999999999999,526.41,0,"RS",15,1,1,1,1,1,1,1,1,1,1,1,1,31.584599999999998,0,1210.6500000000001,0,0,0,1,518.85,null,null,19.618211633841796,null,1075.5479263200002,1,null,null,13.941899999999999,11.722899999999999,12.695988728363995,0,0,0,null,431.74541549380592,56.682524742692628]
[630,"RSFN607",5.8999999999999997E-2,0.14099999999999999,526.41,0,"RS",15,1,1,1,1,1,1,1,1,1,1,1,1,31.584599999999998,0,1729.5,0,0,0,1,0,null,null,28.026016619773991,null,1594.3979263200001,1,null,null,13.941899999999999,11.722899999999999,12.695988728363995,0,0,0,null,9831.011360210523,1290.6831773383817]
[631,"RMOE608",1.2E-2,2.8000000000000001E-2,103.02,0,"RS",10,1,1,1,1,1,1,1,1,1,1,1,1,6.1811999999999996,0,107.98,0,0,0,1,0,null,null,8.9410128131238462,null,81.540123040000012,1,null,null,13.941899999999999,11.722899999999999,12.695988728363995,0,0,0,null,0,0]
[632,"RMON608",1.2E-2,2.8000000000000001E-2,103.02,0,"RS",10,1,1,1,1,1,1,1,1,1,1,1,1,6.1811999999999996,0,107.98,0,0,0,1,0,null,null,8.9410128131238462,null,81.540123040000012,1,null,null,13.941899999999999,11.722899999999999,12.695988728363995,0,0,0,null,0,0]
[633,"RMFE608",1.2E-2,2.8000000000000001E-2,104.27,0,"RS",10,1,1,1,1,1,1,1,1,1,1,1,1,6.2561999999999998,0,107.98,0,0,0,1,0,null,null,8.8338269877051747,null,81.219313040000003,1,null,null,13.941899999999999,11.722899999999999,12.695988728363995,0,0,0,null,0,0]
[634,"RMFN608",1.2E-2,2.8000000000000001E-2,104.27,0,"RS",10,1,1,1,1,1,1,1,1,1,1,1,1,6.2561999999999998,0,107.98,0,0,0,1,0,null,null,8.8338269877051747,null,81.219313040000003,1,null,null,13.941899999999999,11.722899999999999,12.695988728363995,0,0,0,null,0,0]
[635,"RSFE608",1.4999999999999999E-2,3.5000000000000003E-2,131.91,0,"RS",10,1,1,1,1,1,1,1,1,1,1,1,1,7.9145999999999992,0,107.98,0,0,0,1,0,null,null,6.9828151012661568,null,74.12556232,1,null,null,13.941899999999999,11.722899999999999,12.695988728363995,0,0,0,null,0,0]
[636,"RSFN608",1.4999999999999999E-2,3.5000000000000003E-2,131.91,0,"RS",10,1,1,1,1,1,1,1,1,1,1,1,1,7.9145999999999992,0,107.98,0,0,0,1,0,null,null,6.9828151012661568,null,74.12556232,1,null,null,13.941899999999999,11.722899999999999,12.695988728363995,0,0,0,null,0,0]
[637,"RMOE609",1.2E-2,2.8000000000000001E-2,104.46,0,"RS",15,1,1,1,1,1,1,1,1,1,1,1,1,6.2675999999999989,0,18.52,0,0,0,1,0,null,null,1.5123625010358093,null,-8.2894500799999964,0,null,null,13.941899999999999,11.722899999999999,12.695988728363995,0,0,0,null,0,0]
[638,"RMON609",1.2E-2,2.8000000000000001E-2,104.46,0,"RS",15,1,1,1,1,1,1,1,1,1,1,1,1,6.2675999999999989,0,18.52,0,0,0,1,0,null,null,1.5123625010358093,null,-8.2894500799999964,0,null,null,13.941899999999999,11.722899999999999,12.695988728363995,0,0,0,null,0,0]
[639,"RMFE609",6.0000000000000001E-3,1.2999999999999999E-2,49.82,0,"RS",15,1,1,1,1,1,1,1,1,1,1,1,1,2.9891999999999999,0,18.52,0,0,0,1,0,null,null,3.171043493741482,null,5.7337966400000013,1,null,null,13.941899999999999,11.722899999999999,12.695988728363995,0,0,0,null,0,0]
[640,"RMFN609",6.0000000000000001E-3,1.2999999999999999E-2,49.82,0,"RS",15,1,1,1,1,1,1,1,1,1,1,1,1,2.9891999999999999,0,18.52,0,0,0,1,0,null,null,3.171043493741482,null,5.7337966400000013,1,null,null,13.941899999999999,11.722899999999999,12.695988728363995,0,0,0,null,0,0]
[641,"RSFE609",0.01,2.4E-2,89.8,0,"RS",15,1,1,1,1,1,1,1,1,1,1,1,1,5.3879999999999999,0,18.52,0,0,0,1,0,null,null,1.7592582055478914,null,-4.5269903999999972,0,null,null,13.941899999999999,11.722899999999999,12.695988728363995,0,0,0,null,0,0]
[642,"RSFN609",0.01,2.4E-2,89.8,0,"RS",15,1,1,1,1,1,1,1,1,1,1,1,1,5.3879999999999999,0,18.52,0,0,0,1,0,null,null,1.7592582055478914,null,-4.5269903999999972,0,null,null,13.941899999999999,11.722899999999999,12.695988728363995,0,0,0,null,0,0]
[643,"RMOT610",1.6E-2,3.6999999999999998E-2,138.88999999999999,0,"RS",20,1,1,1,1,1,1,1,1,1,1,1,1,8.3333999999999993,0,1411.44,0,0,0,1,0,null,null,86.687480927981895,null,1375.79415928,1,null,null,13.941899999999999,11.722899999999999,12.695988728363995,0,0,0,null,10241.122275787702,1540.2769399567887]
[644,"RMON610",1.6E-2,3.6999999999999998E-2,138.88999999999999,0,"RS",20,1,1,1,1,1,1,1,1,1,1,1,1,8.3333999999999993,0,1411.44,0,0,0,1,0,null,null,86.687480927981895,null,1375.79415928,1,null,null,13.941899999999999,11.722899999999999,12.695988728363995,0,0,0,null,10241.122275787702,1540.2769399567887]
[645,"RMFT610",1.2999999999999999E-2,3.1E-2,115.74,0,"RS",20,1,1,1,1,1,1,1,1,1,1,1,1,6.944399999999999,0,1411.44,0,0,0,1,0,null,null,104.0264750828357,null,1381.7355604800002,1,null,null,13.941899999999999,11.722899999999999,12.695988728363995,0,0,0,null,10607.29500527989,1595.3497528858261]
[646,"RMFN610",1.2999999999999999E-2,3.1E-2,115.74,0,"RS",20,1,1,1,1,1,1,1,1,1,1,1,1,6.944399999999999,0,1411.44,0,0,0,1,0,null,null,104.0264750828357,null,1381.7355604800002,1,null,null,13.941899999999999,11.722899999999999,12.695988728363995,0,0,0,null,10607.29500527989,1595.3497528858261]
[647,"RSFT610",1.7000000000000001E-2,0.04,150.46,0,"RS",20,1,1,1,1,1,1,1,1,1,1,1,1,9.0275999999999996,0,1411.44,0,0,0,1,0,null,null,80.021429124600573,null,1372.82474192,1,null,null,13.941899999999999,11.722899999999999,12.695988728363995,0,0,0,null,10058.114707428327,1512.7523845623139]
[648,"RSFN610",1.7000000000000001E-2,0.04,150.46,0,"RS",20,1,1,1,1,1,1,1,1,1,1,1,1,9.0275999999999996,0,1411.44,0,0,0,1,0,null,null,80.021429124600573,null,1372.82474192,1,null,null,13.941899999999999,11.722899999999999,12.695988728363995,0,0,0,null,10058.114707428327,1512.7523845623139]
[649,"RMOE611",2.5000000000000001E-2,5.8999999999999997E-2,221.43,0,"RS",10,1,1,1,1,1,1,1,1,1,1,1,1,13.2858,0,3.09,0,0,0,1,0,null,null,0.1190383666075867,null,-53.739566639999993,0,null,null,13.941899999999999,11.722899999999999,12.695988728363995,0,0,0,null,0,0]
[650,"RMON611",2.5000000000000001E-2,5.8999999999999997E-2,221.43,0,"RS",10,1,1,1,1,1,1,1,1,1,1,1,1,13.2858,0,3.09,0,0,0,1,0,null,null,0.1190383666075867,null,-53.739566639999993,0,null,null,13.941899999999999,11.722899999999999,12.695988728363995,0,0,0,null,0,0]
[651,"RMFE611",2.1000000000000001E-2,4.9000000000000002E-2,184.52,0,"RS",10,1,1,1,1,1,1,1,1,1,1,1,1,11.071200000000001,0,3.09,0,0,0,1,0,null,null,0.14284991067590463,null,-44.266688959999996,0,null,null,13.941899999999999,11.722899999999999,12.695988728363995,0,0,0,null,0,0]
[652,"RMFN611",2.1000000000000001E-2,4.9000000000000002E-2,184.52,0,"RS",10,1,1,1,1,1,1,1,1,1,1,1,1,11.071200000000001,0,3.09,0,0,0,1,0,null,null,0.14284991067590463,null,-44.266688959999996,0,null,null,13.941899999999999,11.722899999999999,12.695988728363995,0,0,0,null,0,0]
[653,"RSFE611",2.7E-2,6.4000000000000001E-2,239.88,0,"RS",10,1,1,1,1,1,1,1,1,1,1,1,1,14.392799999999999,0,3.09,0,0,0,1,0,null,null,0.10988271434849894,null,-58.474722239999991,0,null,null,13.941899999999999,11.722899999999999,12.695988728363995,0,0,0,null,0,0]
[654,"RSFN611",2.7E-2,6.4000000000000001E-2,239.88,0,"RS",10,1,1,1,1,1,1,1,1,1,1,1,1,14.392799999999999,0,3.09,0,0,0,1,0,null,null,0.10988271434849894,null,-58.474722239999991,0,null,null,13.941899999999999,11.722899999999999,12.695988728363995,0,0,0,null,0,0]
[655,"RMOE612",1.6E-2,3.9E-2,146.76,0,"RS",10,1,1,1,1,1,1,1,1,1,1,1,1,8.8055999999999983,0,12.34,0,0,0,1,0,null,null,0.71725303776481875,null,-25.325660479999993,0,null,null,13.941899999999999,11.722899999999999,12.695988728363995,0,0,0,null,0,0]
[656,"RMON612",1.6E-2,3.9E-2,146.76,0,"RS",10,1,1,1,1,1,1,1,1,1,1,1,1,8.8055999999999983,0,12.34,0,0,0,1,0,null,null,0.71725303776481875,null,-25.325660479999993,0,null,null,13.941899999999999,11.722899999999999,12.695988728363995,0,0,0,null,0,0]
[657,"RMFE612",1.4E-2,3.3000000000000002E-2,122.3,0,"RS",10,1,1,1,1,1,1,1,1,1,1,1,1,7.3379999999999992,0,12.34,0,0,0,1,0,null,null,0.86070364531778243,null,-19.048050399999994,0,null,null,13.941899999999999,11.722899999999999,12.695988728363995,0,0,0,null,0,0]
[658,"RMFN612",1.4E-2,3.3000000000000002E-2,122.3,0,"RS",10,1,1,1,1,1,1,1,1,1,1,1,1,7.3379999999999992,0,12.34,0,0,0,1,0,null,null,0.86070364531778243,null,-19.048050399999994,0,null,null,13.941899999999999,11.722899999999999,12.695988728363995,0,0,0,null,0,0]
[659,"RSFE612",1.7999999999999999E-2,4.2000000000000003E-2,158.97999999999999,0,"RS",10,1,1,1,1,1,1,1,1,1,1,1,1,9.5387999999999984,0,12.34,0,0,0,1,0,null,null,0.6621213726403623,null,-28.461899039999992,0,null,null,13.941899999999999,11.722899999999999,12.695988728363995,0,0,0,null,0,0]
[660,"RSFN612",1.7999999999999999E-2,4.2000000000000003E-2,158.97999999999999,0,"RS",10,1,1,1,1,1,1,1,1,1,1,1,1,9.5387999999999984,0,12.34,0,0,0,1,0,null,null,0.6621213726403623,null,-28.461899039999992,0,null,null,13.941899999999999,11.722899999999999,12.695988728363995,0,0,0,null,0,0]
[661,"RMOT613",1.0109999999999999,0.33100000000000002,3035.29,0,"RS",15,1,1,1,1,1,1,1,1,1,1,1,1,182.1174,0,3266.72,0,0,0,1,0,null,null,9.1807182630963755,null,2487.7188920799999,1,null,null,13.941899999999999,11.722899999999999,12.695988728363995,0,0,0,null,0,0]
[662,"RMON613",1.0109999999999999,0.33100000000000002,3035.29,0,"RS",15,1,1,1,1,1,1,1,1,1,1,1,1,182.1174,0,3266.72,0,0,0,1,0,null,null,9.1807182630963755,null,2487.7188920799999,1,null,null,13.941899999999999,11.722899999999999,12.695988728363995,0,0,0,null,0,0]
[663,"RMFT613",1.026,0.32200000000000001,3035.29,0,"RS",15,1,1,1,1,1,1,1,1,1,1,1,1,182.1174,0,3266.72,0,0,0,1,0,null,null,9.1807182630963755,null,2487.7188920799999,1,null,null,13.941899999999999,11.722899999999999,12.695988728363995,0,0,0,null,0,0]
[664,"RMFN613",1.026,0.32200000000000001,3035.29,0,"RS",15,1,1,1,1,1,1,1,1,1,1,1,1,182.1174,0,3266.72,0,0,0,1,0,null,null,9.1807182630963755,null,2487.7188920799999,1,null,null,13.941899999999999,11.722899999999999,12.695988728363995,0,0,0,null,0,0]
[665,"RSFT613",0.29699999999999999,0.33100000000000002,3035.29,0,"RS",15,1,1,1,1,1,1,1,1,1,1,1,1,182.1174,0,3266.72,0,0,0,1,0,null,null,9.1807182630963755,null,2487.7188920799999,1,null,null,13.941899999999999,11.722899999999999,12.695988728363995,0,0,0,null,0,0]
[666,"RSFN613",0.29699999999999999,0.33100000000000002,3035.29,0,"RS",15,1,1,1,1,1,1,1,1,1,1,1,1,182.1174,0,3266.72,0,0,0,1,0,null,null,9.1807182630963755,null,2487.7188920799999,1,null,null,13.941899999999999,11.722899999999999,12.695988728363995,0,0,0,null,0,0]
[667,"RMOT614",0.14799999999999999,0.35199999999999998,1319.99,0,"RS",20,1,1,1,1,1,1,1,1,1,1,1,1,79.199399999999997,0,6293.014000000001,0,0,0,1,2697.0059999999999,null,null,40.668017006791281,null,5954.2412064800019,1,null,null,13.941899999999999,11.722899999999999,12.695988728363995,0,0,0,null,16644.895875686285,2503.4120865751993]
[668,"RMON614",0.14799999999999999,0.35199999999999998,1319.99,0,"RS",20,1,1,1,1,1,1,1,1,1,1,1,1,79.199399999999997,0,8990.02,0,0,0,1,0,null,null,58.097167152558967,null,8651.2472064800004,1,null,null,13.941899999999999,11.722899999999999,12.695988728363995,0,0,0,null,58343.739077237362,8774.9675740115526]
[669,"RMFT614",0.123,0.29399999999999998,1099.99,0,"RS",20,1,1,1,1,1,1,1,1,1,1,1,1,65.999399999999994,0,6293.014000000001,0,0,0,1,2697.0059999999999,null,null,48.801694350670843,null,6010.7037664800009,1,null,null,13.941899999999999,11.722899999999999,12.695988728363995,0,0,0,null,20124.727906936285,3026.7829524156919]
[670,"RMFN614",0.123,0.29399999999999998,1099.99,0,"RS",20,1,1,1,1,1,1,1,1,1,1,1,1,65.999399999999994,0,8990.02,0,0,0,1,0,null,null,69.716706215244059,null,8707.7097664800003,1,null,null,13.941899999999999,11.722899999999999,12.695988728363995,0,0,0,null,61823.567202237362,9298.3378523474112]
[671,"RSFT614",0.16,0.38200000000000001,1429.99,0,"RS",20,1,1,1,1,1,1,1,1,1,1,1,1,85.799399999999991,0,6293.014000000001,0,0,0,1,2697.0059999999999,null,null,37.539686129829178,null,5926.009926480001,1,null,null,13.941899999999999,11.722899999999999,12.695988728363995,0,0,0,null,14904.981813186285,2241.72694740727]
[672,"RSFN614",0.16,0.38200000000000001,1429.99,0,"RS",20,1,1,1,1,1,1,1,1,1,1,1,1,85.799399999999991,0,8990.02,0,0,0,1,0,null,null,53.628123042613105,null,8623.0159264800004,1,null,null,13.941899999999999,11.722899999999999,12.695988728363995,0,0,0,null,56603.825014737362,8513.2824348436243]
[673,"RMOE615",0.01,2.3E-2,87.07,0,"RS",10,1,1,1,1,1,1,1,1,1,1,1,1,5.2241999999999997,0,51.45,0,0,0,1,0,null,null,5.0405946519126168,null,29.103658640000006,1,null,null,13.941899999999999,11.722899999999999,12.695988728363995,0,0,0,null,0,0]
[674,"RMON615",0.01,2.3E-2,87.07,0,"RS",10,1,1,1,1,1,1,1,1,1,1,1,1,5.2241999999999997,0,51.45,0,0,0,1,0,null,null,5.0405946519126168,null,29.103658640000006,1,null,null,13.941899999999999,11.722899999999999,12.695988728363995,0,0,0,null,0,0]
[675,"RMFE615",8.0000000000000002E-3,1.9E-2,72.56,0,"RS",10,1,1,1,1,1,1,1,1,1,1,1,1,4.3536000000000001,0,51.45,0,0,0,1,0,null,null,6.0485746463896284,null,32.827621120000003,1,null,null,13.941899999999999,11.722899999999999,12.695988728363995,0,0,0,null,0,0]
[676,"RMFN615",8.0000000000000002E-3,1.9E-2,72.56,0,"RS",10,1,1,1,1,1,1,1,1,1,1,1,1,4.3536000000000001,0,51.45,0,0,0,1,0,null,null,6.0485746463896284,null,32.827621120000003,1,null,null,13.941899999999999,11.722899999999999,12.695988728363995,0,0,0,null,0,0]
[677,"RSFE615",1.0999999999999999E-2,2.5000000000000001E-2,94.33,0,"RS",10,1,1,1,1,1,1,1,1,1,1,1,1,5.6597999999999997,0,51.45,0,0,0,1,0,null,null,4.6526510796356559,null,27.240394160000008,1,null,null,13.941899999999999,11.722899999999999,12.695988728363995,0,0,0,null,0,0]
[678,"RSFN615",1.0999999999999999E-2,2.5000000000000001E-2,94.33,0,"RS",10,1,1,1,1,1,1,1,1,1,1,1,1,5.6597999999999997,0,51.45,0,0,0,1,0,null,null,4.6526510796356559,null,27.240394160000008,1,null,null,13.941899999999999,11.722899999999999,12.695988728363995,0,0,0,null,0,0]
[679,"RMOE616",2.1474879999999887E-2,5.1194579999999726E-2,191.73999999999899,0,"RS",5,1,1,1,1,1,1,1,1,1,1,1,1,11.504399999999938,0,63.17,0,0,0,1,0,null,null,2.8103673643260918,null,13.960312480000265,1,null,null,13.941899999999999,11.722899999999999,12.695988728363995,0,0,0,null,0,0]
[680,"RMON616",2.1474879999999887E-2,5.1194579999999726E-2,191.73999999999899,0,"RS",5,1,1,1,1,1,1,1,1,1,1,1,1,11.504399999999938,0,63.17,0,0,0,1,0,null,null,2.8103673643260918,null,13.960312480000265,1,null,null,13.941899999999999,11.722899999999999,12.695988728363995,0,0,0,null,0,0]
[681,"RMFE616",2.1474880000000002E-2,5.1194579999999996E-2,191.74,0,"RS",5,1,1,1,1,1,1,1,1,1,1,1,1,11.5044,0,63.17,0,0,0,1,0,null,null,2.8103673643260767,null,13.960312480000002,1,null,null,13.941899999999999,11.722899999999999,12.695988728363995,0,0,0,null,0,0]
[682,"RMFN616",2.1474880000000002E-2,5.1194579999999996E-2,191.74,0,"RS",5,1,1,1,1,1,1,1,1,1,1,1,1,11.5044,0,63.17,0,0,0,1,0,null,null,2.8103673643260767,null,13.960312480000002,1,null,null,13.941899999999999,11.722899999999999,12.695988728363995,0,0,0,null,0,0]
[683,"RSFE616",2.1474879999999887E-2,5.1194579999999726E-2,191.73999999999899,0,"RS",5,1,1,1,1,1,1,1,1,1,1,1,1,11.504399999999938,0,63.17,0,0,0,1,0,null,null,2.8103673643260918,null,13.960312480000265,1,null,null,13.941899999999999,11.722899999999999,12.695988728363995,0,0,0,null,0,0]
[684,"RSFN616",2.1474879999999887E-2,5.1194579999999726E-2,191.73999999999899,0,"RS",5,1,1,1,1,1,1,1,1,1,1,1,1,11.504399999999938,0,63.17,0,0,0,1,0,null,null,2.8103673643260918,null,13.960312480000265,1,null,null,13.941899999999999,11.722899999999999,12.695988728363995,0,0,0,null,0,0]
[685,"RMOE617",7.0000000000000001E-3,1.6E-2,58.07,0,"RS",2,1,1,1,1,1,1,1,1,1,1,1,1,3.4842,0,5.14,0,0,0,1,0,null,null,0.75505090531903596,null,-9.763549359999999,0,null,null,13.941899999999999,11.722899999999999,12.695988728363995,0,0,0,null,0,0]
[686,"RMON617",7.0000000000000001E-3,1.6E-2,58.07,0,"RS",2,1,1,1,1,1,1,1,1,1,1,1,1,3.4842,0,5.14,0,0,0,1,0,null,null,0.75505090531903596,null,-9.763549359999999,0,null,null,13.941899999999999,11.722899999999999,12.695988728363995,0,0,0,null,0,0]
[687,"RMFE617",7.0000000000000001E-3,1.6E-2,58.07,0,"RS",2,1,1,1,1,1,1,1,1,1,1,1,1,3.4842,0,5.14,0,0,0,1,0,null,null,0.75505090531903596,null,-9.763549359999999,0,null,null,13.941899999999999,11.722899999999999,12.695988728363995,0,0,0,null,0,0]
[688,"RMFN617",7.0000000000000001E-3,1.6E-2,58.07,0,"RS",2,1,1,1,1,1,1,1,1,1,1,1,1,3.4842,0,5.14,0,0,0,1,0,null,null,0.75505090531903596,null,-9.763549359999999,0,null,null,13.941899999999999,11.722899999999999,12.695988728363995,0,0,0,null,0,0]
[689,"RSFE617",7.0000000000000001E-3,1.6E-2,58.07,0,"RS",2,1,1,1,1,1,1,1,1,1,1,1,1,3.4842,0,5.14,0,0,0,1,0,null,null,0.75505090531903596,null,-9.763549359999999,0,null,null,13.941899999999999,11.722899999999999,12.695988728363995,0,0,0,null,0,0]
[690,"RSFN617",7.0000000000000001E-3,1.6E-2,58.07,0,"RS",2,1,1,1,1,1,1,1,1,1,1,1,1,3.4842,0,5.14,0,0,0,1,0,null,null,0.75505090531903596,null,-9.763549359999999,0,null,null,13.941899999999999,11.722899999999999,12.695988728363995,0,0,0,null,0,0]
[691,"RMOE618",1.0999999999999999E-2,2.7E-2,101.76,0,"RS",2,1,1,1,1,1,1,1,1,1,1,1,1,6.1055999999999999,0,171.91,0,0,0,1,0,null,null,14.410829558938318,null,145.79349951999998,1,null,null,13.941899999999999,11.722899999999999,12.695988728363995,0,0,0,null,8098.6766515342315,716.55851349403224]
[692,"RMON618",1.0999999999999999E-2,2.7E-2,101.76,0,"RS",2,1,1,1,1,1,1,1,1,1,1,1,1,6.1055999999999999,0,171.91,0,0,0,1,0,null,null,14.410829558938318,null,145.79349951999998,1,null,null,13.941899999999999,11.722899999999999,12.695988728363995,0,0,0,null,8098.6766515342315,716.55851349403224]
[693,"RMFE618",8.9999999999999993E-3,2.3E-2,84.8,0,"RS",2,1,1,1,1,1,1,1,1,1,1,1,1,5.0880000000000001,0,171.91,0,0,0,1,0,null,null,17.292995470725984,null,150.1462496,1,null,null,13.941899999999999,11.722899999999999,12.695988728363995,0,0,0,null,8366.939713057669,740.29401854771004]
[694,"RMFN618",8.9999999999999993E-3,2.3E-2,84.8,0,"RS",2,1,1,1,1,1,1,1,1,1,1,1,1,5.0880000000000001,0,171.91,0,0,0,1,0,null,null,17.292995470725984,null,150.1462496,1,null,null,13.941899999999999,11.722899999999999,12.695988728363995,0,0,0,null,8366.939713057669,740.29401854771004]
[695,"RSFE618",1.2E-2,2.9000000000000001E-2,110.23,0,"RS",2,1,1,1,1,1,1,1,1,1,1,1,1,6.6138000000000003,0,171.91,0,0,0,1,0,null,null,13.303510985372069,null,143.61969095999999,1,null,null,13.941899999999999,11.722899999999999,12.695988728363995,0,0,0,null,7964.703140792044,704.70474233664049]
[696,"RSFN618",1.2E-2,2.9000000000000001E-2,110.23,0,"RS",2,1,1,1,1,1,1,1,1,1,1,1,1,6.6138000000000003,0,171.91,0,0,0,1,0,null,null,13.303510985372069,null,143.61969095999999,1,null,null,13.941899999999999,11.722899999999999,12.695988728363995,0,0,0,null,7964.703140792044,704.70474233664049]
[697,"RMOE701",0.20184799748693025,0.34136274048238968,765.02336376047401,0,"RS",15,1,1,1,1,1,1,1,1,1,1,1,1,26.775817731616588,0,2197.9999999999995,0,0,0,1,0,null,null,24.508567564088249,null,2001.6582837376013,1,null,null,13.941899999999999,11.722899999999999,12.695988728363995,0,0,0,null,10975.394134027949,1440.9256641470183]
[698,"RMON701",0.20184799748693025,0.34136274048238968,765.02336376047401,0,"RS",15,1,1,1,1,1,1,1,1,1,1,1,1,26.775817731616588,0,2197.9999999999995,0,0,0,1,0,null,null,24.508567564088249,null,2001.6582837376013,1,null,null,13.941899999999999,11.722899999999999,12.695988728363995,0,0,0,null,10975.394134027949,1440.9256641470183]
[699,"RMFE701",0.12774932127625296,5.3665071548911383E-2,410.56977706759972,0,"RS",15,1,1,1,1,1,1,1,1,1,1,1,1,14.369942197365988,0,2198.0000000000005,0,0,0,1,0,null,null,45.667333169880521,null,2092.6280878551552,1,null,null,13.941899999999999,11.722899999999999,12.695988728363995,0,0,0,null,16581.929778559199,2176.9904467422375]
[700,"RMFN701",0.12774932127625296,5.3665071548911383E-2,410.56977706759972,0,"RS",15,1,1,1,1,1,1,1,1,1,1,1,1,14.369942197365988,0,2198.0000000000005,0,0,0,1,0,null,null,45.667333169880521,null,2092.6280878551552,1,null,null,13.941899999999999,11.722899999999999,12.695988728363995,0,0,0,null,16581.929778559199,2176.9904467422375]
[701,"RSFE701",0.30543178750125571,0.33451240698871082,1066.8945970626073,0,"RS",15,1,1,1,1,1,1,1,1,1,1,1,1,37.341310897191249,0,2198.0000000000005,0,0,0,1,0,null,null,17.5740198239371,null,1924.1836354530762,1,null,null,13.941899999999999,11.722899999999999,12.695988728363995,0,0,0,null,6200.5747980904489,814.05435193722519]
[702,"RSFN701",0.30543178750125571,0.33451240698871082,1066.8945970626073,0,"RS",15,1,1,1,1,1,1,1,1,1,1,1,1,37.341310897191249,0,2198.0000000000005,0,0,0,1,0,null,null,17.5740198239371,null,1924.1836354530762,1,null,null,13.941899999999999,11.722899999999999,12.695988728363995,0,0,0,null,6200.5747980904489,814.05435193722519]
[703,"RMON702",0.83,0.95199999999999996,3491.9593503220003,0,"RS",20,1,1,1,1,1,1,1,1,1,1,1,1,209.51756101932,0,1475.3839505190001,0,0,0,1,0,null,null,3.6041330501520701,null,579.17956717755942,1,null,null,13.941899999999999,11.722899999999999,12.695988728363995,0,0,0,null,0,0]
[704,"RMFN702",0.40200000000000002,0.23899999999999999,1596.225645038,0,"RS",20,1,1,1,1,1,1,1,1,1,1,1,1,95.773538702279993,0,1475.385217708,0,0,0,1,0,null,null,7.8845349671735043,null,1065.7170983602875,1,null,null,13.941899999999999,11.722899999999999,12.695988728363995,0,0,0,null,0,0]
[705,"RSFN702",0.871,0.91900000000000004,4134.8942303999993,0,"RS",20,1,1,1,1,1,1,1,1,1,1,1,1,248.09365382399994,0,1475.381509522,0,0,0,1,0,null,null,3.0437212128152669,null,414.16917507830112,1,null,null,13.941899999999999,11.722899999999999,12.695988728363995,0,0,0,null,0,0]
[706,"RMON703",1.4490000000000001,1.6659999999999999,6110.9263633700002,0,"RS",20,1,1,1,1,1,1,1,1,1,1,1,1,366.6555818022,0,2151.0057596789998,0,0,0,1,0,null,null,3.0026137043322447,null,582.6487303728162,1,null,null,13.941899999999999,11.722899999999999,12.695988728363995,0,0,0,null,0,0]
[707,"RMFN703",0.70200000000000007,0.41299999999999998,2793.3898787800003,0,"RS",20,1,1,1,1,1,1,1,1,1,1,1,1,167.60339272680002,0,2151.007607001,0,0,0,1,0,null,null,6.5686380345401654,null,1434.0896813918705,1,null,null,13.941899999999999,11.722899999999999,12.695988728363995,0,0,0,null,0,0]
[708,"RSFN703",1.528,1.6099999999999999,7236.0674043999998,0,"RS",20,1,1,1,1,1,1,1,1,1,1,1,1,434.16404426399998,0,2151.0022009479999,0,0,0,1,0,null,null,2.535731062507149,null,293.87997374354893,1,null,null,13.941899999999999,11.722899999999999,12.695988728363995,0,0,0,null,0,0]
[709,"RMOE704",2.1999999999999999E-2,2.5000000000000001E-2,95.030254455999994,0,"RS",12,1,1,1,1,1,1,1,1,1,1,1,1,5.7018152673599998,0,300.00080329847378,0,0,0,1,0,null,null,26.929324841233136,null,275.61147855285031,1,null,null,13.941899999999999,11.722899999999999,12.695988728363995,0,0,0,null,2166.6978131167652,250.66906485449326]
[710,"RMON704",2.1999999999999999E-2,2.5000000000000001E-2,95.030254455999994,0,"RS",12,1,1,1,1,1,1,1,1,1,1,1,1,5.7018152673599998,0,300.00080329847378,0,0,0,1,0,null,null,26.929324841233136,null,275.61147855285031,1,null,null,13.941899999999999,11.722899999999999,12.695988728363995,0,0,0,null,2166.6978131167652,250.66906485449326]
[711,"RMFE704",9.0000000000000011E-3,4.0000000000000001E-3,37.730133430999999,0,"RS",12,1,1,1,1,1,1,1,1,1,1,1,1,2.2638080058599996,0,300.00106094116256,0,0,0,1,0,null,null,67.826497206624893,null,290.31769765636324,1,null,null,13.941899999999999,11.722899999999999,12.695988728363995,0,0,0,null,3073.0402842653939,355.52541275190708]
[712,"RMFN704",9.0000000000000011E-3,4.0000000000000001E-3,37.730133430999999,0,"RS",12,1,1,1,1,1,1,1,1,1,1,1,1,2.2638080058599996,0,300.00106094116256,0,0,0,1,0,null,null,67.826497206624893,null,290.31769765636324,1,null,null,13.941899999999999,11.722899999999999,12.695988728363995,0,0,0,null,3073.0402842653939,355.52541275190708]
[713,"RSFE704",2.3E-2,2.1999999999999999E-2,103.270105668,0,"RS",12,1,1,1,1,1,1,1,1,1,1,1,1,6.1962063400799998,0,300.00030695125577,0,0,0,1,0,null,null,24.780611401918851,null,273.49624087177489,1,null,null,13.941899999999999,11.722899999999999,12.695988728363995,0,0,0,null,2036.3588322900359,235.58991988091441]
[714,"RSFN704",2.3E-2,2.1999999999999999E-2,103.270105668,0,"RS",12,1,1,1,1,1,1,1,1,1,1,1,1,6.1962063400799998,0,300.00030695125577,0,0,0,1,0,null,null,24.780611401918851,null,273.49624087177489,1,null,null,13.941899999999999,11.722899999999999,12.695988728363995,0,0,0,null,2036.3588322900359,235.58991988091441]
[715,"RMFE705",0.14000000000000001,0.08,558.68197581899994,0,"RS",12,1,1,1,1,1,1,1,1,1,1,1,1,33.520918549139992,0,3200.0113167057343,0,0,0,1,0,null,null,48.859812210919728,null,3056.6267049757398,1,null,null,13.941899999999999,11.722899999999999,12.695988728363995,0,0,0,null,30307.985976055286,3506.3839803817859]
[716,"RMFN705",0.14000000000000001,0.08,558.68197581899994,0,"RS",12,1,1,1,1,1,1,1,1,1,1,1,1,33.520918549139992,0,3200.0113167057343,0,0,0,1,0,null,null,48.859812210919728,null,3056.6267049757398,1,null,null,13.941899999999999,11.722899999999999,12.695988728363995,0,0,0,null,30307.985976055286,3506.3839803817859]
[717,"RSFE705",0.30600000000000005,0.32300000000000001,1447.2114808430001,0,"RS",12,1,1,1,1,1,1,1,1,1,1,1,1,86.832688850579999,0,3200.003274146728,0,0,0,1,0,null,null,18.861809887453408,null,2828.5793420113337,1,null,null,13.941899999999999,11.722899999999999,12.695988728363995,0,0,0,null,16253.659882258013,1880.4143791919921]
[718,"RSFN705",0.30600000000000005,0.32300000000000001,1447.2114808430001,0,"RS",12,1,1,1,1,1,1,1,1,1,1,1,1,86.832688850579999,0,3200.003274146728,0,0,0,1,0,null,null,18.861809887453408,null,2828.5793420113337,1,null,null,13.941899999999999,11.722899999999999,12.695988728363995,0,0,0,null,16253.659882258013,1880.4143791919921]
[719,"RMOE705",0.28900000000000003,0.33499999999999996,1222.1832725449999,0,"RS",12,1,1,1,1,1,1,1,1,1,1,1,1,73.330996352699998,0,3200.0085685170534,0,0,0,1,0,null,null,22.334680562590268,null,2886.3376759849243,1,null,null,13.941899999999999,11.722899999999999,12.695988728363995,0,0,0,null,19813.086913539541,2292.210726586497]
[720,"RMON705",0.28900000000000003,0.33499999999999996,1222.1832725449999,0,"RS",12,1,1,1,1,1,1,1,1,1,1,1,1,73.330996352699998,0,3200.0085685170534,0,0,0,1,0,null,null,22.334680562590268,null,2886.3376759849243,1,null,null,13.941899999999999,11.722899999999999,12.695988728363995,0,0,0,null,19813.086913539541,2292.210726586497]

{"sheet":"OUTPUTS","index":1,"n_rows":747,"n_cols":81,"rows_kept":747,"cut":false,"hidden":false,"merged":[[22,60,22,65],[16,46,16,51],[16,54,16,57],[14,67,14,78],[17,28,17,30],[1,0,1,44],[2,0,2,44],[3,0,3,44]]}
[]
["II. Outputs: Batch Runs"]
[]
["All values are Net Present Value (NPV) dollars unless otherwise noted."]
["FPL 000718"]
["20240012-EG"]
[]
[]
[null,"DSM",null,null,null,"DSM",null,null,null,null,"DSM",null,null,null,"Total DSM Costs",null,null,null,"DSM",null,null,null,"DSM",null,null,"DSM Total",null,null,"DSM Net",null,null,null,"Step 1",null,null,null,"Step 2"]
[null,"Measure",null,null,null,"Utility Costs",null,null,null,null,"Participant",null,null,null,"Accounted",null,null,null,"Utility",null,null,null,"Participant",null,null,"Benefits",null,null,"Benefits"]
[null,null,null,null,null,null,null,null,null,null,"Costs",null,null,null,"for in",null,null,null,"Benefits",null,null,null,"Benefits",null,null,"Accounted for",null,null,"Accounted for"]
[null,null,null,null,null,null,null,null,null,null,null,null,null,null,"Tests",null,null,null,null,null,null,null,null,null,null,"In Tests",null,null,"In Tests"]
[null,"<---------->",null,null,null,"<-------------","--------------","--------------","--------------","----------->","<-------------","----------->",null,null,"<--------","------------","------------",null,"<-----------------","-----------------",null,"----------->","<------------","--------->",null,"<------------","------------->",null,"<----------","------------","----------->"]
[]
["E-RIM :",null,null,null,null,"X","X","X","X","X",null,null,null,null,null,null,null,null,"X","X","X","X",null,null,null,null,null,null,null,null,null,null,"E-RIM","E-TRC",null,null,"E-RIM","E-TRC",null,null,null,null,"PART.",null,null,null,null,null,null,null,null,null,null,null,null,null,null,null,null,null,null,null,null,null,null,null,null,"E-RIM Maximum Incentive Based on 2 Years Payback"]
["Part :",null,null,null,null,null,"X",null,null,null,"X","X","X",null,null,null,null,null,null,null,null,null,"X","X",null,null,null,null,null,null,null,null,"Cut-off","Cut-off",null,null,"Cut-off","Cut-off",null,null,null,null,"Cut-off"]
["E-TRC :",null,null,null,null,"X",null,"X",null,null,"X","X","X",null,null,null,null,null,"X","X",null,"X",null,null,null,null,null,null,null,null,null,null,1.0049999999999999,1.0049999999999999,null,null,1.0049999999999999,1.0049999999999999,null,null,null,null,1.0049999999999999,null,null,null,"Screening Step # 3",null,null,null,null,null,null,null,"Screening Step # 4",null,null,null,null,null,null,null,null,null,null,null,null,null,null,"[A]",null,"[B]",null,"[C]",null,"[D]",null,"[E]","[F]"]
[null,null,null,null,null,null,null,null,null,null,null,null,null,null,null,null,null,null,null,null,null,null,null,null,null,null,null,null,"Formulas"]
["Page :",1,1,1,1,2,2,2,2,2,2,2,2,null,11,10,9,null,11,11,11,11,10,10,null,11,10,null,11,9,10,null,null,null,null,null,null,null,null,null,null,null,null,null,null,null,null,null,null,null,null,null,null,null,null,null,null,null,null,null,null,null,null,null,null,null,null,null,null,null,null,null,null,"Maximum Incentive"]
[null,null,null,null,null,"Utility",null,"Other","Energy ","Demand",null,null,null,null,null,null,null,null,null,null,null,null,null,null,null,"Total ",null,null,null,null,null,null,null,null,"Step 1","Step 1",null,null,"Step 2","Step 2",null,null,null,null,null,null,null,null,null,null,null,null,null,null,null,null,null,null,null,null,null,null,null,null,null,null,null,"E-RIM",null,null,null,null,null,"that passes E-RIM and",null,"Maximum Incentive",null,"Maximum Incentive"]
[null,null,null,null,null,null,null,null,null,null,null,null,null,null,null,null,null,null,null,null,null,null,null,null,null,null,null,null,null,null,null,null,"E-RIM","E-TRC",null,null,"E-RIM","E-TRC",null,null,null,null,null,null,null,null,null,null,null,null,null,null,null,null,null,null,"Maximum Incentive"]
[null,null,null,null,"Cust.","Program","Utility","Utility","Charge","Charge","Part.","Part.","Other",null,"Total ","Total ","Total ",null,"Avoided gen","Avoided",null,"Env /","Savings in","Part.",null,"E-RIM /","Total ",null,"Net","Net","Net",null,"Accounting","Accounting",null,null,"Accounting","Accounting",null,null,null,null,null,null,null,null,"Net","Incentive ",null,null,null,null,null,null,"(Based on 2-Yrs.)",null,"that does not violate",null,null,null,null,null,null,null,null,null,null,"Maximum",null,"Maximum One-time",null,"Incentive ",null,"has a Part. Test >= 1.00",null,"that does not violate",null,"that can be offered","Percentage of the maximum"]
[null,null,"Cust.","Gen.","kwh","Costs w/o","Incentives","Program","Revenue","Revenue","Equipment","O&M","Part.",null,"E-RIM","Part","E-TRC",null,"Unit $ & Fuel","T&D","Revenue","Other","Part.","Tax",null,"E-TRC","Part",null,"E-RIM","E-TRC","Part",null,"for","for",null,null,"for","for",null,null,null,null,null,null,null,null,"Part","Amount Needed","E-RIM",null,null,null,null,null,"with zero incentive",null,"2-Years Payback",null,null,null,"Energy and Demand Charge",null,null,null,null,null,null,"Incentive",null,"Incentive Payment ",null,"needed to make",null,"Larger of",null,"2-Years Payback",null,"Smaller of","incentive based on the"]
[null,"Measure","kw red at","kwh red.","increase","Incentives","to Part.","Costs","Loss","Loss","Cost","Cost","Costs",null,"Costs","Costs","Costs",null,"Benefits","Benefits","Gains","Benefits","Bills","Credits",null,"Benefits","Benefits",null,"Benefits","Benefits","Benefits",null,"Unrecovered","Participant",null,null,"Admin","Admin",null,null,"Part.","PASS /","PASS",null,"Measure",null,"Benefits","to pass Part. Test","Test","PASS /","PASS","FAIL",null,null,"Years",null,"one-time incentive payment","2 Yrs. Payback ",null,null,null,null,null,null,null,null,null,"for E-RIM = 1.005",null,"for RIM =1.005",null,"Part. Test = 1.00",null,"[A] and [B]",null,"one-time incentive payment",null,"[C] and [D]","participant costs",null,"Measure"]
[null,"Name","meter","per cust.","at meter","(000$)","(000$)","(000$)","(000$)","(000$)","(000$)","(000$)","(000$)",null,"(000$)","(000$)","(000$)",null,"(000$)","(000$)",null,"(000$)","(000$)","(000$)",null,"(000$)","(000$)",null,"(000$)","(000$)","(000$)",null,"Revenue Req.","Cost","Pass RIM?","Pass TRC?","Cost","Cost","Pass RIM?","Pass TRC?","Test","FAIL","Cnt.",null,"Name",null,"(000$)","(000$)","w/Incentive","FAIL","Cnt.","Cnt.",null,null,"to Payback",null,"(Nominal $)"," criterion met","Pass Payback?",null,"Egy yr1","Egy yr2","Egy yr3","Dmd yr1","Dmd yr2","Dmd yr3",null,"(NPV 000$)",null,"(Nominal $)",null,"(Nominal $)",null,"(Nominal $)",null,"(Nominal $)",null,"(Nominal $)","(%)",null,"Name"]
[1,"RMOT101",2.320000035688281E-2,179.71629610196126,0,104.89976501464844,0,0,2069.8145915235345,0,4234.2512533034633,0,0,null,2174.7143591174977,4234.2512533034633,4339.1510208974269,null,636.94765724559988,172.34663170989668,0,0,2723.4402520046506,0,null,809.29426310232611,2723.440185546875,null,-1365.4200934358569,-3529.8567552157856,-1510.8110677565883,null,0.39099843358753522,0.19113043007802943,0,0,0.37213818939908982,0.18650981717064433,0,0,0.64319286282837163,"FAIL",0,null,"RMOT101",null,-1510.8110677565883,1510.8110677565883,0.21958721482899154,"FAIL",0,1,null,null,20.65942791293482,1,372.81034736000004,"YES",1,null,13.941899999999999,11.722899999999999,12.695988728363995,0,0,0,null,-1369.4464330532815,null,-185.40167025889025,null,204.54023512491099,null,204.54023512491099,null,372.81034736000004,null,204.54023512491099,0.49050416097100957,null,"RMOT101"]
[2,"RMON101",2.320000035688281E-2,179.71629610196126,0,104.89976501464844,0,0,2069.8145915235345,0,4234.2512533034633,0,0,null,2174.7143591174977,4234.2512533034633,4339.1510208974269,null,636.94765724559988,172.34663170989668,0,0,2723.4402520046506,0,null,809.29426310232611,2723.440185546875,null,-1365.4200934358569,-3529.8567552157856,-1510.8110677565883,null,0.39099843358753522,0.19113043007802943,0,0,0.37213818939908982,0.18650981717064433,0,0,0.64319286282837163,"FAIL",0,null,"RMON101",null,-1510.8110677565883,1510.8110677565883,0.21958721482899154,"FAIL",0,1,null,null,20.65942791293482,1,372.81034736000004,"YES",1,null,13.941899999999999,11.722899999999999,12.695988728363995,0,0,0,null,-1369.4464330532815,null,-185.40167025889025,null,204.54023512491099,null,204.54023512491099,null,372.81034736000004,null,204.54023512491099,0.49050416097100957,null,"RMON101"]
[3,"RMFT101",2.2350000217556953E-2,179.71629610196126,0,104.89976501464844,0,0,2069.8145915235345,0,4234.2512533034633,0,0,null,2174.7143591174977,4234.2512533034633,4339.1510208974269,null,631.74077104410503,166.03220676540343,0,0,2723.4402520046506,0,null,797.77298131157727,2723.440185546875,null,-1376.9413752266057,-3541.3780370065342,-1510.8110677565883,null,0.3854320984008322,0.18840945744284152,0,0,0.36684035257922859,0.18385462454376622,0,0,0.64319286282837163,"FAIL",0,null,"RMFT101",null,-1510.8110677565883,1510.8110677565883,0.2164611254755438,"FAIL",0,1,null,null,20.65942791293482,1,372.81034736000004,"YES",1,null,13.941899999999999,11.722899999999999,12.695988728363995,0,0,0,null,-1380.9103950341259,null,-186.95371176101324,null,204.54023512491099,null,204.54023512491099,null,372.81034736000004,null,204.54023512491099,0.49050416097100957,null,"RMFT101"]
[4,"RMFN101",2.2350000217556953E-2,179.71629610196126,0,104.89976501464844,0,0,2069.8145915235345,0,4234.2512533034633,0,0,null,2174.7143591174977,4234.2512533034633,4339.1510208974269,null,631.74077104410503,166.03220676540343,0,0,2723.4402520046506,0,null,797.77298131157727,2723.440185546875,null,-1376.9413752266057,-3541.3780370065342,-1510.8110677565883,null,0.3854320984008322,0.18840945744284152,0,0,0.36684035257922859,0.18385462454376622,0,0,0.64319286282837163,"FAIL",0,null,"RMFN101",null,-1510.8110677565883,1510.8110677565883,0.2164611254755438,"FAIL",0,1,null,null,20.65942791293482,1,372.81034736000004,"YES",1,null,13.941899999999999,11.722899999999999,12.695988728363995,0,0,0,null,-1380.9103950341259,null,-186.95371176101324,null,204.54023512491099,null,204.54023512491099,null,372.81034736000004,null,204.54023512491099,0.49050416097100957,null,"RMFN101"]
[5,"RSFT101",2.320000035688281E-2,179.71629610196126,0,104.89976501464844,0,0,2069.8145915235345,0,4234.2512533034633,0,0,null,2174.7143591174977,4234.2512533034633,4339.1510208974269,null,636.94765724559988,172.34663170989668,0,0,2723.4402520046506,0,null,809.29426310232611,2723.440185546875,null,-1365.4200934358569,-3529.8567552157856,-1510.8110677565883,null,0.39099843358753522,0.19113043007802943,0,0,0.37213818939908982,0.18650981717064433,0,0,0.64319286282837163,"FAIL",0,null,"RSFT101",null,-1510.8110677565883,1510.8110677565883,0.21958721482899154,"FAIL",0,1,null,null,20.65942791293482,1,372.81034736000004,"YES",1,null,13.941899999999999,11.722899999999999,12.695988728363995,0,0,0,null,-1369.4464330532815,null,-185.40167025889025,null,204.54023512491099,null,204.54023512491099,null,372.81034736000004,null,204.54023512491099,0.49050416097100957,null,"RSFT101"]
[6,"RSFN101",2.320000035688281E-2,179.71629610196126,0,104.89976501464844,0,0,2069.8145915235345,0,4234.2512533034633,0,0,null,2174.7143591174977,4234.2512533034633,4339.1510208974269,null,636.94765724559988,172.34663170989668,0,0,2723.4402520046506,0,null,809.29426310232611,2723.440185546875,null,-1365.4200934358569,-3529.8567552157856,-1510.8110677565883,null,0.39099843358753522,0.19113043007802943,0,0,0.37213818939908982,0.18650981717064433,0,0,0.64319286282837163,"FAIL",0,null,"RSFN101",null,-1510.8110677565883,1510.8110677565883,0.21958721482899154,"FAIL",0,1,null,null,20.65942791293482,1,372.81034736000004,"YES",1,null,13.941899999999999,11.722899999999999,12.695988728363995,0,0,0,null,-1369.4464330532815,null,-185.40167025889025,null,204.54023512491099,null,204.54023512491099,null,372.81034736000004,null,204.54023512491099,0.49050416097100957,null,"RSFN101"]
[7,"RMOT102",4.7900000400841233E-2,339.09997467051079,0,213.7977294921875,0,0,3905.4559368399105,0,2237.479357581904,0,0,null,4119.2536676342306,2237.479357581904,2451.2770883762241,null,1225.8569925169095,355.83636211188826,0,0,5138.7578116314644,0,null,1581.6933570695294,5138.7578125,null,-2537.5603092625688,-869.58373000456209,2901.278454918096,null,0.40499582702995557,0.70690858072491991,0,0,0.38397571142490838,0.64525278085044235,0,0,2.2966727246384857,"PASS",1,null,"RMOT102",null,2901.278454918096,0,0.38397571142490838,"FAIL",0,1,null,null,5.3563892604361723,1,120.62019776,"YES",1,null,13.941899999999999,11.722899999999999,12.695988728363995,0,0,0,null,-2545.4294304420191,null,-322.21935366073905,null,0,null,0,null,120.62019776,null,0,0,null,"RMOT102"]
[8,"RMON102",4.7900000400841233E-2,339.09997467051079,0,213.7977294921875,0,0,3905.4559368399105,0,2237.479357581904,0,0,null,4119.2536676342306,2237.479357581904,2451.2770883762241,null,1225.8569925169095,355.83636211188826,0,0,5138.7578116314644,0,null,1581.6933570695294,5138.7578125,null,-2537.5603092625688,-869.58373000456209,2901.278454918096,null,0.40499582702995557,0.70690858072491991,0,0,0.38397571142490838,0.64525278085044235,0,0,2.2966727246384857,"PASS",1,null,"RMON102",null,2901.278454918096,0,0.38397571142490838,"FAIL",0,1,null,null,5.3563892604361723,1,120.62019776,"YES",1,null,13.941899999999999,11.722899999999999,12.695988728363995,0,0,0,null,-2545.4294304420191,null,-322.21935366073905,null,0,null,0,null,120.62019776,null,0,0,null,"RMON102"]
[9,"RMFT102",4.8050000704824923E-2,339.09997467051079,0,213.7977294921875,0,0,3905.4559368399105,0,2237.479357581904,0,0,null,4119.2536676342306,2237.479357581904,2451.2770883762241,null,1226.6781969216843,356.95067447177507,0,0,5138.7578116314644,0,null,1583.6288719678739,5138.7578125,null,-2535.6247943642238,-867.64821510621755,2901.278454918096,null,0.40549141958807072,0.70777362329694904,0,0,0.38444558171091769,0.64604237534734799,0,0,2.2966727246384857,"PASS",1,null,"RMFT102",null,2901.278454918096,0,0.38444558171091769,"FAIL",0,1,null,null,5.3563892604361723,1,120.62019776,"YES",1,null,13.941899999999999,11.722899999999999,12.695988728363995,0,0,0,null,-2543.503544971029,null,-321.97556078073796,null,0,null,0,null,120.62019776,null,0,0,null,"RMFT102"]
[10,"RMFN102",4.8050000704824923E-2,339.09997467051079,0,213.7977294921875,0,0,3905.4559368399105,0,2237.479357581904,0,0,null,4119.2536676342306,2237.479357581904,2451.2770883762241,null,1226.6781969216843,356.95067447177507,0,0,5138.7578116314644,0,null,1583.6288719678739,5138.7578125,null,-2535.6247943642238,-867.64821510621755,2901.278454918096,null,0.40549141958807072,0.70777362329694904,0,0,0.38444558171091769,0.64604237534734799,0,0,2.2966727246384857,"PASS",1,null,"RMFN102",null,2901.278454918096,0,0.38444558171091769,"FAIL",0,1,null,null,5.3563892604361723,1,120.62019776,"YES",1,null,13.941899999999999,11.722899999999999,12.695988728363995,0,0,0,null,-2543.503544971029,null,-321.97556078073796,null,0,null,0,null,120.62019776,null,0,0,null,"RMFN102"]
[11,"RSFT102",4.8749998956918714E-2,339.09997467051079,0,213.7977294921875,0,0,3905.4559368399105,0,2237.479357581904,0,0,null,4119.2536676342306,2237.479357581904,2451.2770883762241,null,1231.6209342777227,362.15077529485063,0,0,5138.7578116314644,0,null,1593.7717056932202,5138.7578125,null,-2525.4819606388778,-857.50538138087131,2901.278454918096,null,0.40808851295933873,0.71230677516312213,0,0,0.38690788059973019,0.65018015062327683,0,0,2.2966727246384857,"PASS",1,null,"RSFT102",null,2901.278454918096,0,0.38690788059973019,"FAIL",0,1,null,null,5.3563892604361723,1,120.62019776,"YES",1,null,13.941899999999999,11.722899999999999,12.695988728363995,0,0,0,null,-2533.4111731050134,null,-320.69799342778776,null,0,null,0,null,120.62019776,null,0,0,null,"RSFT102"]
[12,"RSFN102",4.8749998956918714E-2,339.09997467051079,0,213.7977294921875,0,0,3905.4559368399105,0,2237.479357581904,0,0,null,4119.2536676342306,2237.479357581904,2451.2770883762241,null,1231.6209342777227,362.15077529485063,0,0,5138.7578116314644,0,null,1593.7717056932202,5138.7578125,null,-2525.4819606388778,-857.50538138087131,2901.278454918096,null,0.40808851295933873,0.71230677516312213,0,0,0.38690788059973019,0.65018015062327683,0,0,2.2966727246384857,"PASS",1,null,"RSFN102",null,2901.278454918096,0,0.38690788059973019,"FAIL",0,1,null,null,5.3563892604361723,1,120.62019776,"YES",1,null,13.941899999999999,11.722899999999999,12.695988728363995,0,0,0,null,-2533.4111731050134,null,-320.69799342778776,null,0,null,0,null,120.62019776,null,0,0,null,"RSFN102"]
[13,"RMOT103",1.3700000382959841E-2,113.28034746344325,0,63.815147399902344,0,0,1304.663634841804,0,91129.596234962271,0,0,null,1368.4787831872754,91129.596234962271,91193.411383307714,null,396.9982081194517,101.77365879767906,0,0,1716.6626774234269,0,null,498.77184089698488,1716.6627197265625,null,-869.70694134472137,-90694.639541465192,-89412.933515235709,null,0.38229918239229771,5.473214647094298E-3,0,0,0.36447173852410508,5.4693846116327322E-3,0,0,1.8837598218919324E-2,"FAIL",0,null,"RMOT103",null,-89412.933515235709,89412.933515235709,5.4942066693408828E-3,"FAIL",0,1,null,null,730.88971637679401,1,9271.1559925600013,"YES",1,null,13.941899999999999,11.722899999999999,12.695988728363995,0,0,0,null,-872.18839328948241,null,{"$error":"#N/A"},null,{"$error":"#N/A"},null,{"$error":"#N/A"},null,9271.1559925600013,null,{"$error":"#N/A"},{"$error":"#N/A"},null,"RMOT103"]
[14,"RMON103",1.3700000382959841E-2,113.28034746344325,0,63.815147399902344,0,0,1304.663634841804,0,91129.596234962271,0,0,null,1368.4787831872754,91129.596234962271,91193.411383307714,null,396.9982081194517,101.77365879767906,0,0,1716.6626774234269,0,null,498.77184089698488,1716.6627197265625,null,-869.70694134472137,-90694.639541465192,-89412.933515235709,null,0.38229918239229771,5.473214647094298E-3,0,0,0.36447173852410508,5.4693846116327322E-3,0,0,1.8837598218919324E-2,"FAIL",0,null,"RMON103",null,-89412.933515235709,89412.933515235709,5.4942066693408828E-3,"FAIL",0,1,null,null,730.88971637679401,1,9271.1559925600013,"YES",1,null,13.941899999999999,11.722899999999999,12.695988728363995,0,0,0,null,-872.18839328948241,null,{"$error":"#N/A"},null,{"$error":"#N/A"},null,{"$error":"#N/A"},null,9271.1559925600013,null,{"$error":"#N/A"},{"$error":"#N/A"},null,"RMON103"]
[15,"RMFT103",1.3700000382959841E-2,113.28034746344325,0,63.815147399902344,0,0,1304.663634841804,0,91129.596234962271,0,0,null,1368.4787831872754,91129.596234962271,91193.411383307714,null,396.9982081194517,101.77365879767906,0,0,1716.6626774234269,0,null,498.77184089698488,1716.6627197265625,null,-869.70694134472137,-90694.639541465192,-89412.933515235709,null,0.38229918239229771,5.473214647094298E-3,0,0,0.36447173852410508,5.4693846116327322E-3,0,0,1.8837598218919324E-2,"FAIL",0,null,"RMFT103",null,-89412.933515235709,89412.933515235709,5.4942066693408828E-3,"FAIL",0,1,null,null,730.88971637679401,1,9271.1559925600013,"YES",1,null,13.941899999999999,11.722899999999999,12.695988728363995,0,0,0,null,-872.18839328948241,null,{"$error":"#N/A"},null,{"$error":"#N/A"},null,{"$error":"#N/A"},null,9271.1559925600013,null,{"$error":"#N/A"},{"$error":"#N/A"},null,"RMFT103"]
[16,"RMFN103",1.3700000382959841E-2,113.28034746344325,0,63.815147399902344,0,0,1304.663634841804,0,91129.596234962271,0,0,null,1368.4787831872754,91129.596234962271,91193.411383307714,null,396.9982081194517,101.77365879767906,0,0,1716.6626774234269,0,null,498.77184089698488,1716.6627197265625,null,-869.70694134472137,-90694.639541465192,-89412.933515235709,null,0.38229918239229771,5.473214647094298E-3,0,0,0.36447173852410508,5.4693846116327322E-3,0,0,1.8837598218919324E-2,"FAIL",0,null,"RMFN103",null,-89412.933515235709,89412.933515235709,5.4942066693408828E-3,"FAIL",0,1,null,null,730.88971637679401,1,9271.1559925600013,"YES",1,null,13.941899999999999,11.722899999999999,12.695988728363995,0,0,0,null,-872.18839328948241,null,{"$error":"#N/A"},null,{"$error":"#N/A"},null,{"$error":"#N/A"},null,9271.1559925600013,null,{"$error":"#N/A"},{"$error":"#N/A"},null,"RMFN103"]
[17,"RSFT103",1.3700000382959841E-2,113.28034746344325,0,63.815147399902344,0,0,1304.663634841804,0,91129.596234962271,0,0,null,1368.4787831872754,91129.596234962271,91193.411383307714,null,396.9982081194517,101.77365879767906,0,0,1716.6626774234269,0,null,498.77184089698488,1716.6627197265625,null,-869.70694134472137,-90694.639541465192,-89412.933515235709,null,0.38229918239229771,5.473214647094298E-3,0,0,0.36447173852410508,5.4693846116327322E-3,0,0,1.8837598218919324E-2,"FAIL",0,null,"RSFT103",null,-89412.933515235709,89412.933515235709,5.4942066693408828E-3,"FAIL",0,1,null,null,730.88971637679401,1,9271.1559925600013,"YES",1,null,13.941899999999999,11.722899999999999,12.695988728363995,0,0,0,null,-872.18839328948241,null,{"$error":"#N/A"},null,{"$error":"#N/A"},null,{"$error":"#N/A"},null,9271.1559925600013,null,{"$error":"#N/A"},{"$error":"#N/A"},null,"RSFT103"]
[18,"RSFN103",1.3700000382959841E-2,113.28034746344325,0,63.815147399902344,0,0,1304.663634841804,0,91129.596234962271,0,0,null,1368.4787831872754,91129.596234962271,91193.411383307714,null,396.9982081194517,101.77365879767906,0,0,1716.6626774234269,0,null,498.77184089698488,1716.6627197265625,null,-869.70694134472137,-90694.639541465192,-89412.933515235709,null,0.38229918239229771,5.473214647094298E-3,0,0,0.36447173852410508,5.4693846116327322E-3,0,0,1.8837598218919324E-2,"FAIL",0,null,"RSFN103",null,-89412.933515235709,89412.933515235709,5.4942066693408828E-3,"FAIL",0,1,null,null,730.88971637679401,1,9271.1559925600013,"YES",1,null,13.941899999999999,11.722899999999999,12.695988728363995,0,0,0,null,-872.18839328948241,null,{"$error":"#N/A"},null,{"$error":"#N/A"},null,{"$error":"#N/A"},null,9271.1559925600013,null,{"$error":"#N/A"},{"$error":"#N/A"},null,"RSFN103"]
[19,"RMOT104",6.1549999192357062E-2,580.87885277750718,0,553.4136962890625,0,0,6690.0528859342185,0,859.67464578210593,0,0,null,7243.4666029113641,859.67464578210593,1413.0883627592484,null,1998.2043902264918,457.23857238659548,0,0,8802.7011657029216,0,null,2455.4428904752922,8802.701171875,null,-4788.0236917479888,1042.3545484041238,7943.0265260928936,null,0.36702892074856996,2.8562467237141846,0,1,0.33898726011953634,1.7376428757994997,0,1,10.239572860575141,"PASS",1,null,"RMOT104",null,7943.0265260928936,0,0.33898726011953634,"FAIL",0,1,null,null,0.79506092786867799,0,-90.959744959999966,"NO",0,null,13.941899999999999,11.722899999999999,12.695988728363995,0,0,0,null,-4800.2398255314474,null,-424.71787204222449,null,0,null,0,null,-90.959744959999966,null,-90.959744959999966,-1.7536098893387309,null,"RMOT104"]
[20,"RMON104",6.1549999192357062E-2,580.87885277750718,0,553.4136962890625,0,0,6690.0528859342185,0,859.67464578210593,0,0,null,7243.4666029113641,859.67464578210593,1413.0883627592484,null,1998.2043902264918,457.23857238659548,0,0,8802.7011657029216,0,null,2455.4428904752922,8802.701171875,null,-4788.0236917479888,1042.3545484041238,7943.0265260928936,null,0.36702892074856996,2.8562467237141846,0,1,0.33898726011953634,1.7376428757994997,0,1,10.239572860575141,"PASS",1,null,"RMON104",null,7943.0265260928936,0,0.33898726011953634,"FAIL",0,1,null,null,0.79506092786867799,0,-90.959744959999966,"NO",0,null,13.941899999999999,11.722899999999999,12.695988728363995,0,0,0,null,-4800.2398255314474,null,-424.71787204222449,null,0,null,0,null,-90.959744959999966,null,-90.959744959999966,-1.7536098893387309,null,"RMON104"]
[21,"RMFT104",6.1549999192357062E-2,580.87885277750718,0,553.4136962890625,0,0,6690.0528859342185,0,859.67464578210593,0,0,null,7243.4666029113641,859.67464578210593,1413.0883627592484,null,1998.2043902264918,457.23857238659548,0,0,8802.7011657029216,0,null,2455.4428904752922,8802.701171875,null,-4788.0236917479888,1042.3545484041238,7943.0265260928936,null,0.36702892074856996,2.8562467237141846,0,1,0.33898726011953634,1.7376428757994997,0,1,10.239572860575141,"PASS",1,null,"RMFT104",null,7943.0265260928936,0,0.33898726011953634,"FAIL",0,1,null,null,0.79506092786867799,0,-90.959744959999966,"NO",0,null,13.941899999999999,11.722899999999999,12.695988728363995,0,0,0,null,-4800.2398255314474,null,-424.71787204222449,null,0,null,0,null,-90.959744959999966,null,-90.959744959999966,-1.7536098893387309,null,"RMFT104"]
[22,"RMFN104",6.1549999192357062E-2,580.87885277750718,0,553.4136962890625,0,0,6690.0528859342185,0,859.67464578210593,0,0,null,7243.4666029113641,859.67464578210593,1413.0883627592484,null,1998.2043902264918,457.23857238659548,0,0,8802.7011657029216,0,null,2455.4428904752922,8802.701171875,null,-4788.0236917479888,1042.3545484041238,7943.0265260928936,null,0.36702892074856996,2.8562467237141846,0,1,0.33898726011953634,1.7376428757994997,0,1,10.239572860575141,"PASS",1,null,"RMFN104",null,7943.0265260928936,0,0.33898726011953634,"FAIL",0,1,null,null,0.79506092786867799,0,-90.959744959999966,"NO",0,null,13.941899999999999,11.722899999999999,12.695988728363995,0,0,0,null,-4800.2398255314474,null,-424.71787204222449,null,0,null,0,null,-90.959744959999966,null,-90.959744959999966,-1.7536098893387309,null,"RMFN104"]
[23,"RSFT104",6.1549999192357062E-2,580.87885277750718,0,553.4136962890625,0,0,6690.0528859342185,0,859.67464578210593,0,0,null,7243.4666029113641,859.67464578210593,1413.0883627592484,null,1998.2043902264918,457.23857238659548,0,0,8802.7011657029216,0,null,2455.4428904752922,8802.701171875,null,-4788.0236917479888,1042.3545484041238,7943.0265260928936,null,0.36702892074856996,2.8562467237141846,0,1,0.33898726011953634,1.7376428757994997,0,1,10.239572860575141,"PASS",1,null,"RSFT104",null,7943.0265260928936,0,0.33898726011953634,"FAIL",0,1,null,null,0.79506092786867799,0,-90.959744959999966,"NO",0,null,13.941899999999999,11.722899999999999,12.695988728363995,0,0,0,null,-4800.2398255314474,null,-424.71787204222449,null,0,null,0,null,-90.959744959999966,null,-90.959744959999966,-1.7536098893387309,null,"RSFT104"]
[24,"RSFN104",6.1549999192357062E-2,580.87885277750718,0,553.4136962890625,0,0,6690.0528859342185,0,859.67464578210593,0,0,null,7243.4666029113641,859.67464578210593,1413.0883627592484,null,1998.2043902264918,457.23857238659548,0,0,8802.7011657029216,0,null,2455.4428904752922,8802.701171875,null,-4788.0236917479888,1042.3545484041238,7943.0265260928936,null,0.36702892074856996,2.8562467237141846,0,1,0.33898726011953634,1.7376428757994997,0,1,10.239572860575141,"PASS",1,null,"RSFN104",null,7943.0265260928936,0,0.33898726011953634,"FAIL",0,1,null,null,0.79506092786867799,0,-90.959744959999966,"NO",0,null,13.941899999999999,11.722899999999999,12.695988728363995,0,0,0,null,-4800.2398255314474,null,-424.71787204222449,null,0,null,0,null,-90.959744959999966,null,-90.959744959999966,-1.7536098893387309,null,"RSFN104"]
[25,"RMOT105",3.4700000099837779E-2,322.00301838701125,0,279.7886962890625,0,0,3708.5481975097478,0,651.6310399541992,0,0,null,3988.3368898764684,651.6310399541992,931.41973232091823,null,1110.8580806709269,257.77707092861698,0,0,4879.6686809338808,0,null,1368.6351423987232,4879.66845703125,null,-2619.7017514000872,437.21540615546155,4228.037417077051,null,0.36904876774090406,2.1003222045636742,0,1,0.34315936161930544,1.4694074960435159,0,1,7.4883916784783988,"PASS",1,null,"RMOT105",null,4228.037417077051,0,0.34315936161930544,"FAIL",0,1,null,null,1.1920316706030765,0,-36.065907999999993,"NO",0,null,13.941899999999999,11.722899999999999,12.695988728363995,0,0,0,null,-2626.510881461772,null,-252.4432975279266,null,0,null,0,null,-36.065907999999993,null,-36.065907999999993,-0.83660190211087904,null,"RMOT105"]
[26,"RMON105",3.4700000099837779E-2,322.00301838701125,0,279.7886962890625,0,0,3708.5481975097478,0,651.6310399541992,0,0,null,3988.3368898764684,651.6310399541992,931.41973232091823,null,1110.8580806709269,257.77707092861698,0,0,4879.6686809338808,0,null,1368.6351423987232,4879.66845703125,null,-2619.7017514000872,437.21540615546155,4228.037417077051,null,0.36904876774090406,2.1003222045636742,0,1,0.34315936161930544,1.4694074960435159,0,1,7.4883916784783988,"PASS",1,null,"RMON105",null,4228.037417077051,0,0.34315936161930544,"FAIL",0,1,null,null,1.1920316706030765,0,-36.065907999999993,"NO",0,null,13.941899999999999,11.722899999999999,12.695988728363995,0,0,0,null,-2626.510881461772,null,-252.4432975279266,null,0,null,0,null,-36.065907999999993,null,-36.065907999999993,-0.83660190211087904,null,"RMON105"]
[27,"RMFT105",3.3850001543760298E-2,322.00301838701125,0,279.7886962890625,0,0,3708.5481975097478,0,651.6310399541992,0,0,null,3988.3368898764684,651.6310399541992,931.41973232091823,null,1106.204606379443,251.46265774565492,0,0,4879.6686809338808,0,null,1357.6672674078447,4879.66845703125,null,-2630.6696263909653,426.24753116458305,4228.037417077051,null,0.36609130988765481,2.0834907856802989,0,1,0.34040937452369879,1.4576320584356381,0,1,7.4883916784783988,"PASS",1,null,"RMFT105",null,4228.037417077051,0,0.34040937452369879,"FAIL",0,1,null,null,1.1920316706030765,0,-36.065907999999993,"NO",0,null,13.941899999999999,11.722899999999999,12.695988728363995,0,0,0,null,-2637.4241899104077,null,-253.49221439751128,null,0,null,0,null,-36.065907999999993,null,-36.065907999999993,-0.83660190211087904,null,"RMFT105"]
[28,"RMFN105",3.3850001543760298E-2,322.00301838701125,0,279.7886962890625,0,0,3708.5481975097478,0,651.6310399541992,0,0,null,3988.3368898764684,651.6310399541992,931.41973232091823,null,1106.204606379443,251.46265774565492,0,0,4879.6686809338808,0,null,1357.6672674078447,4879.66845703125,null,-2630.6696263909653,426.24753116458305,4228.037417077051,null,0.36609130988765481,2.0834907856802989,0,1,0.34040937452369879,1.4576320584356381,0,1,7.4883916784783988,"PASS",1,null,"RMFN105",null,4228.037417077051,0,0.34040937452369879,"FAIL",0,1,null,null,1.1920316706030765,0,-36.065907999999993,"NO",0,null,13.941899999999999,11.722899999999999,12.695988728363995,0,0,0,null,-2637.4241899104077,null,-253.49221439751128,null,0,null,0,null,-36.065907999999993,null,-36.065907999999993,-0.83660190211087904,null,"RMFN105"]
[29,"RSFT105",3.4700000099837779E-2,322.00301838701125,0,279.7886962890625,0,0,3708.5481975097478,0,651.6310399541992,0,0,null,3988.3368898764684,651.6310399541992,931.41973232091823,null,1110.8580806709269,257.77707092861698,0,0,4879.6686809338808,0,null,1368.6351423987232,4879.66845703125,null,-2619.7017514000872,437.21540615546155,4228.037417077051,null,0.36904876774090406,2.1003222045636742,0,1,0.34315936161930544,1.4694074960435159,0,1,7.4883916784783988,"PASS",1,null,"RSFT105",null,4228.037417077051,0,0.34315936161930544,"FAIL",0,1,null,null,1.1920316706030765,0,-36.065907999999993,"NO",0,null,13.941899999999999,11.722899999999999,12.695988728363995,0,0,0,null,-2626.510881461772,null,-252.4432975279266,null,0,null,0,null,-36.065907999999993,null,-36.065907999999993,-0.83660190211087904,null,"RSFT105"]
[30,"RSFN105",3.4700000099837779E-2,322.00301838701125,0,279.7886962890625,0,0,3708.5481975097478,0,651.6310399541992,0,0,null,3988.3368898764684,651.6310399541992,931.41973232091823,null,1110.8580806709269,257.77707092861698,0,0,4879.6686809338808,0,null,1368.6351423987232,4879.66845703125,null,-2619.7017514000872,437.21540615546155,4228.037417077051,null,0.36904876774090406,2.1003222045636742,0,1,0.34315936161930544,1.4694074960435159,0,1,7.4883916784783988,"PASS",1,null,"RSFN105",null,4228.037417077051,0,0.34315936161930544,"FAIL",0,1,null,null,1.1920316706030765,0,-36.065907999999993,"NO",0,null,13.941899999999999,11.722899999999999,12.695988728363995,0,0,0,null,-2626.510881461772,null,-252.4432975279266,null,0,null,0,null,-36.065907999999993,null,-36.065907999999993,-0.83660190211087904,null,"RSFN105"]
[31,"RMOT106",8.999999612569809E-3,83.814727258191994,0,88.972999572753906,0,0,965.30447837155157,0,0,0,0,null,1054.2774807057936,0,88.973002334241684,null,288.97131884030779,66.858603222245534,0,0,1270.1374715415154,0,null,355.82992982930045,1270.137451171875,null,-698.44754811500502,266.85693025654655,1270.137451171875,null,0.36861937119527105,9999,0,1,0.33751070024100233,3.9993023899158935,0,1,99,"PASS",1,null,"RMOT106",null,1270.137451171875,0,0.33751070024100233,"FAIL",0,1,null,null,0,0,-20.608834399999999,"NO",0,null,13.941899999999999,11.722899999999999,12.695988728363995,0,0,0,null,-700.21784627335978,null,-61.954203215729002,null,0,null,0,null,-20.608834399999999,null,-20.608834399999999,0,null,"RMOT106"]
[32,"RMON106",8.999999612569809E-3,83.814727258191994,0,88.972999572753906,0,0,965.30447837155157,0,0,0,0,null,1054.2774807057936,0,88.973002334241684,null,288.97131884030779,66.858603222245534,0,0,1270.1374715415154,0,null,355.82992982930045,1270.137451171875,null,-698.44754811500502,266.85693025654655,1270.137451171875,null,0.36861937119527105,9999,0,1,0.33751070024100233,3.9993023899158935,0,1,99,"PASS",1,null,"RMON106",null,1270.137451171875,0,0.33751070024100233,"FAIL",0,1,null,null,0,0,-20.608834399999999,"NO",0,null,13.941899999999999,11.722899999999999,12.695988728363995,0,0,0,null,-700.21784627335978,null,-61.954203215729002,null,0,null,0,null,-20.608834399999999,null,-20.608834399999999,0,null,"RMON106"]
[33,"RMFT106",8.999999612569809E-3,83.814727258191994,0,88.972999572753906,0,0,965.30447837155157,0,0,0,0,null,1054.2774807057936,0,88.973002334241684,null,288.97131884030779,66.858603222245534,0,0,1270.1374715415154,0,null,355.82992982930045,1270.137451171875,null,-698.44754811500502,266.85693025654655,1270.137451171875,null,0.36861937119527105,9999,0,1,0.33751070024100233,3.9993023899158935,0,1,99,"PASS",1,null,"RMFT106",null,1270.137451171875,0,0.33751070024100233,"FAIL",0,1,null,null,0,0,-20.608834399999999,"NO",0,null,13.941899999999999,11.722899999999999,12.695988728363995,0,0,0,null,-700.21784627335978,null,-61.954203215729002,null,0,null,0,null,-20.608834399999999,null,-20.608834399999999,0,null,"RMFT106"]
[34,"RMFN106",8.999999612569809E-3,83.814727258191994,0,88.972999572753906,0,0,965.30447837155157,0,0,0,0,null,1054.2774807057936,0,88.973002334241684,null,288.97131884030779,66.858603222245534,0,0,1270.1374715415154,0,null,355.82992982930045,1270.137451171875,null,-698.44754811500502,266.85693025654655,1270.137451171875,null,0.36861937119527105,9999,0,1,0.33751070024100233,3.9993023899158935,0,1,99,"PASS",1,null,"RMFN106",null,1270.137451171875,0,0.33751070024100233,"FAIL",0,1,null,null,0,0,-20.608834399999999,"NO",0,null,13.941899999999999,11.722899999999999,12.695988728363995,0,0,0,null,-700.21784627335978,null,-61.954203215729002,null,0,null,0,null,-20.608834399999999,null,-20.608834399999999,0,null,"RMFN106"]
[35,"RSFT106",8.999999612569809E-3,83.814727258191994,0,88.972999572753906,0,0,965.30447837155157,0,0,0,0,null,1054.2774807057936,0,88.973002334241684,null,288.97131884030779,66.858603222245534,0,0,1270.1374715415154,0,null,355.82992982930045,1270.137451171875,null,-698.44754811500502,266.85693025654655,1270.137451171875,null,0.36861937119527105,9999,0,1,0.33751070024100233,3.9993023899158935,0,1,99,"PASS",1,null,"RSFT106",null,1270.137451171875,0,0.33751070024100233,"FAIL",0,1,null,null,0,0,-20.608834399999999,"NO",0,null,13.941899999999999,11.722899999999999,12.695988728363995,0,0,0,null,-700.21784627335978,null,-61.954203215729002,null,0,null,0,null,-20.608834399999999,null,-20.608834399999999,0,null,"RSFT106"]
[36,"RSFN106",8.999999612569809E-3,83.814727258191994,0,88.972999572753906,0,0,965.30447837155157,0,0,0,0,null,1054.2774807057936,0,88.973002334241684,null,288.97131884030779,66.858603222245534,0,0,1270.1374715415154,0,null,355.82992982930045,1270.137451171875,null,-698.44754811500502,266.85693025654655,1270.137451171875,null,0.36861937119527105,9999,0,1,0.33751070024100233,3.9993023899158935,0,1,99,"PASS",1,null,"RSFN106",null,1270.137451171875,0,0.33751070024100233,"FAIL",0,1,null,null,0,0,-20.608834399999999,"NO",0,null,13.941899999999999,11.722899999999999,12.695988728363995,0,0,0,null,-700.21784627335978,null,-61.954203215729002,null,0,null,0,null,-20.608834399999999,null,-20.608834399999999,0,null,"RSFN106"]
[37,"RMOT107",3.7000001757405703E-3,32.356867325761264,0,18.886589050292969,0,0,372.65800363955339,0,1587.9965249874035,0,0,null,391.54459210889604,1587.9965249874035,1606.8831134567451,null,112.22948372469725,27.486317146789617,0,0,490.33947847309645,0,null,139.71579764356363,490.3394775390625,null,-251.82879504628272,-1467.1673163941327,-1097.657047448341,null,0.37491693799417541,8.7982432861225507E-2,0,0,0.35683240236760594,8.6948326498056658E-2,0,0,0.30877868422473531,"FAIL",0,null,"RMOT107",null,-1097.657047448341,1097.657047448341,9.3819261191922257E-2,"FAIL",0,1,null,null,43.034050530819336,1,148.43391199999999,"YES",1,null,13.941899999999999,11.722899999999999,12.695988728363995,0,0,0,null,-252.52389851714622,null,-34.187794013220689,null,148.60563002426429,null,148.60563002426429,null,148.43391199999999,null,148.43391199999999,0.94912661934906328,null,"RMOT107"]
[38,"RMON107",3.7000001757405703E-3,32.356867325761264,0,18.886589050292969,0,0,372.65800363955339,0,1587.9965249874035,0,0,null,391.54459210889604,1587.9965249874035,1606.8831134567451,null,112.22948372469725,27.486317146789617,0,0,490.33947847309645,0,null,139.71579764356363,490.3394775390625,null,-251.82879504628272,-1467.1673163941327,-1097.657047448341,null,0.37491693799417541,8.7982432861225507E-2,0,0,0.35683240236760594,8.6948326498056658E-2,0,0,0.30877868422473531,"FAIL",0,null,"RMON107",null,-1097.657047448341,1097.657047448341,9.3819261191922257E-2,"FAIL",0,1,null,null,43.034050530819336,1,148.43391199999999,"YES",1,null,13.941899999999999,11.722899999999999,12.695988728363995,0,0,0,null,-252.52389851714622,null,-34.187794013220689,null,148.60563002426429,null,148.60563002426429,null,148.43391199999999,null,148.43391199999999,0.94912661934906328,null,"RMON107"]
[39,"RMFT107",3.7000001757405703E-3,32.356867325761264,0,18.886589050292969,0,0,372.65800363955339,0,1587.9965249874035,0,0,null,391.54459210889604,1587.9965249874035,1606.8831134567451,null,112.22948372469725,27.486317146789617,0,0,490.33947847309645,0,null,139.71579764356363,490.3394775390625,null,-251.82879504628272,-1467.1673163941327,-1097.657047448341,null,0.37491693799417541,8.7982432861225507E-2,0,0,0.35683240236760594,8.6948326498056658E-2,0,0,0.30877868422473531,"FAIL",0,null,"RMFT107",null,-1097.657047448341,1097.657047448341,9.3819261191922257E-2,"FAIL",0,1,null,null,43.034050530819336,1,148.43391199999999,"YES",1,null,13.941899999999999,11.722899999999999,12.695988728363995,0,0,0,null,-252.52389851714622,null,-34.187794013220689,null,148.60563002426429,null,148.60563002426429,null,148.43391199999999,null,148.43391199999999,0.94912661934906328,null,"RMFT107"]
[40,"RMFN107",3.7000001757405703E-3,32.356867325761264,0,18.886589050292969,0,0,372.65800363955339,0,1587.9965249874035,0,0,null,391.54459210889604,1587.9965249874035,1606.8831134567451,null,112.22948372469725,27.486317146789617,0,0,490.33947847309645,0,null,139.71579764356363,490.3394775390625,null,-251.82879504628272,-1467.1673163941327,-1097.657047448341,null,0.37491693799417541,8.7982432861225507E-2,0,0,0.35683240236760594,8.6948326498056658E-2,0,0,0.30877868422473531,"FAIL",0,null,"RMFN107",null,-1097.657047448341,1097.657047448341,9.3819261191922257E-2,"FAIL",0,1,null,null,43.034050530819336,1,148.43391199999999,"YES",1,null,13.941899999999999,11.722899999999999,12.695988728363995,0,0,0,null,-252.52389851714622,null,-34.187794013220689,null,148.60563002426429,null,148.60563002426429,null,148.43391199999999,null,148.43391199999999,0.94912661934906328,null,"RMFN107"]
[41,"RSFT107",3.7000001757405703E-3,32.356867325761264,0,18.886589050292969,0,0,372.65800363955339,0,1587.9965249874035,0,0,null,391.54459210889604,1587.9965249874035,1606.8831134567451,null,112.22948372469725,27.486317146789617,0,0,490.33947847309645,0,null,139.71579764356363,490.3394775390625,null,-251.82879504628272,-1467.1673163941327,-1097.657047448341,null,0.37491693799417541,8.7982432861225507E-2,0,0,0.35683240236760594,8.6948326498056658E-2,0,0,0.30877868422473531,"FAIL",0,null,"RSFT107",null,-1097.657047448341,1097.657047448341,9.3819261191922257E-2,"FAIL",0,1,null,null,43.034050530819336,1,148.43391199999999,"YES",1,null,13.941899999999999,11.722899999999999,12.695988728363995,0,0,0,null,-252.52389851714622,null,-34.187794013220689,null,148.60563002426429,null,148.60563002426429,null,148.43391199999999,null,148.43391199999999,0.94912661934906328,null,"RSFT107"]
[42,"RSFN107",3.7000001757405703E-3,32.356867325761264,0,18.886589050292969,0,0,372.65800363955339,0,1587.9965249874035,0,0,null,391.54459210889604,1587.9965249874035,1606.8831134567451,null,112.22948372469725,27.486317146789617,0,0,490.33947847309645,0,null,139.71579764356363,490.3394775390625,null,-251.82879504628272,-1467.1673163941327,-1097.657047448341,null,0.37491693799417541,8.7982432861225507E-2,0,0,0.35683240236760594,8.6948326498056658E-2,0,0,0.30877868422473531,"FAIL",0,null,"RSFN107",null,-1097.657047448341,1097.657047448341,9.3819261191922257E-2,"FAIL",0,1,null,null,43.034050530819336,1,148.43391199999999,"YES",1,null,13.941899999999999,11.722899999999999,12.695988728363995,0,0,0,null,-252.52389851714622,null,-34.187794013220689,null,148.60563002426429,null,148.60563002426429,null,148.43391199999999,null,148.43391199999999,0.94912661934906328,null,"RSFN107"]
[43,"RMOT108",4.0349999442696571E-2,287.7151703501757,0,181.40034484863281,0,0,3313.6508525393192,0,947.8576567905933,0,0,null,3495.0511961910438,947.8576567905933,1129.2580004423171,null,1038.0972697643833,299.74941320989444,0,0,4360.0669112359456,0,null,1337.8466817183573,4360.06689453125,null,-2157.2045156695949,208.58868007913111,3412.2092377406566,null,0.40373797399117584,1.4114426065283374,0,1,0.38278314283871012,1.1847130414629294,0,1,4.5999173644851439,"PASS",1,null,"RMOT108",null,3412.2092377406566,0,0.38278314283871012,"FAIL",0,1,null,null,2.6743682323786229,1,15.674978800000012,"YES",1,null,13.941899999999999,11.722899999999999,12.695988728363995,0,0,0,null,-2163.8604693099846,null,-273.91752192949616,null,0,null,0,null,15.674978800000012,null,0,0,null,"RMOT108"]
[44,"RMON108",4.0349999442696571E-2,287.7151703501757,0,181.40034484863281,0,0,3313.6508525393192,0,947.8576567905933,0,0,null,3495.0511961910438,947.8576567905933,1129.2580004423171,null,1038.0972697643833,299.74941320989444,0,0,4360.0669112359456,0,null,1337.8466817183573,4360.06689453125,null,-2157.2045156695949,208.58868007913111,3412.2092377406566,null,0.40373797399117584,1.4114426065283374,0,1,0.38278314283871012,1.1847130414629294,0,1,4.5999173644851439,"PASS",1,null,"RMON108",null,3412.2092377406566,0,0.38278314283871012,"FAIL",0,1,null,null,2.6743682323786229,1,15.674978800000012,"YES",1,null,13.941899999999999,11.722899999999999,12.695988728363995,0,0,0,null,-2163.8604693099846,null,-273.91752192949616,null,0,null,0,null,15.674978800000012,null,0,0,null,"RMON108"]
[45,"RMFT108",4.0349999442696571E-2,287.7151703501757,0,181.40034484863281,0,0,3313.6508525393192,0,947.8576567905933,0,0,null,3495.0511961910438,947.8576567905933,1129.2580004423171,null,1038.0972697643833,299.74941320989444,0,0,4360.0669112359456,0,null,1337.8466817183573,4360.06689453125,null,-2157.2045156695949,208.58868007913111,3412.2092377406566,null,0.40373797399117584,1.4114426065283374,0,1,0.38278314283871012,1.1847130414629294,0,1,4.5999173644851439,"PASS",1,null,"RMFT108",null,3412.2092377406566,0,0.38278314283871012,"FAIL",0,1,null,null,2.6743682323786229,1,15.674978800000012,"YES",1,null,13.941899999999999,11.722899999999999,12.695988728363995,0,0,0,null,-2163.8604693099846,null,-273.91752192949616,null,0,null,0,null,15.674978800000012,null,0,0,null,"RMFT108"]
[46,"RMFN108",4.0349999442696571E-2,287.7151703501757,0,181.40034484863281,0,0,3313.6508525393192,0,947.8576567905933,0,0,null,3495.0511961910438,947.8576567905933,1129.2580004423171,null,1038.0972697643833,299.74941320989444,0,0,4360.0669112359456,0,null,1337.8466817183573,4360.06689453125,null,-2157.2045156695949,208.58868007913111,3412.2092377406566,null,0.40373797399117584,1.4114426065283374,0,1,0.38278314283871012,1.1847130414629294,0,1,4.5999173644851439,"PASS",1,null,"RMFN108",null,3412.2092377406566,0,0.38278314283871012,"FAIL",0,1,null,null,2.6743682323786229,1,15.674978800000012,"YES",1,null,13.941899999999999,11.722899999999999,12.695988728363995,0,0,0,null,-2163.8604693099846,null,-273.91752192949616,null,0,null,0,null,15.674978800000012,null,0,0,null,"RMFN108"]
[47,"RSFT108",4.1050001140683891E-2,287.7151703501757,0,181.40034484863281,0,0,3313.6508525393192,0,947.8576567905933,0,0,null,3495.0511961910438,947.8576567905933,1129.2580004423171,null,1042.335329990083,304.94953963159628,0,0,4360.0669112359456,0,null,1347.2849278594604,4360.06689453125,null,-2147.7662695284916,218.02692622023415,3412.2092377406566,null,0.40658626627093436,1.4214000574952481,0,1,0.38548360289152905,1.1930709597839884,0,1,4.5999173644851439,"PASS",1,null,"RSFT108",null,3412.2092377406566,0,0.38548360289152905,"FAIL",0,1,null,null,2.6743682323786229,1,15.674978800000012,"YES",1,null,13.941899999999999,11.722899999999999,12.695988728363995,0,0,0,null,-2154.4691796173447,null,-272.72870276263455,null,0,null,0,null,15.674978800000012,null,0,0,null,"RSFT108"]
[48,"RSFN108",4.1050001140683891E-2,287.7151703501757,0,181.40034484863281,0,0,3313.6508525393192,0,947.8576567905933,0,0,null,3495.0511961910438,947.8576567905933,1129.2580004423171,null,1042.335329990083,304.94953963159628,0,0,4360.0669112359456,0,null,1347.2849278594604,4360.06689453125,null,-2147.7662695284916,218.02692622023415,3412.2092377406566,null,0.40658626627093436,1.4214000574952481,0,1,0.38548360289152905,1.1930709597839884,0,1,4.5999173644851439,"PASS",1,null,"RSFN108",null,3412.2092377406566,0,0.38548360289152905,"FAIL",0,1,null,null,2.6743682323786229,1,15.674978800000012,"YES",1,null,13.941899999999999,11.722899999999999,12.695988728363995,0,0,0,null,-2154.4691796173447,null,-272.72870276263455,null,0,null,0,null,15.674978800000012,null,0,0,null,"RSFN108"]
[49,"RMOT109",8.999999612569809E-3,88.010678807537332,0,61.887840270996094,0,0,1013.6297662309981,0,125.87482357503893,0,0,null,1075.5176074242916,125.87482357503893,187.7626647683322,null,300.97119141772731,66.858603222245534,0,0,1333.7233766197346,0,null,367.82979551389201,1333.723388671875,null,-707.68781098810211,180.06713166785698,1207.848565096836,null,0.36288377449845582,2.9221871782375466,0,1,0.34200257930711059,1.9590145771233394,0,1,10.595632635598413,"PASS",1,null,"RMOT109",null,1207.848565096836,0,0.34200257930711059,"FAIL",0,1,null,null,1.0409975719687654,0,-11.350559359999997,"NO",0,null,13.941899999999999,11.722899999999999,12.695988728363995,0,0,0,null,-709.51780997075832,null,-82.085358117908115,null,0,null,0,null,-11.350559359999997,null,-11.350559359999997,-1.1030669931972787,null,"RMOT109"]
[50,"RMON109",8.999999612569809E-3,88.010678807537332,0,61.887840270996094,0,0,1013.6297662309981,0,125.87482357503893,0,0,null,1075.5176074242916,125.87482357503893,187.7626647683322,null,300.97119141772731,66.858603222245534,0,0,1333.7233766197346,0,null,367.82979551389201,1333.723388671875,null,-707.68781098810211,180.06713166785698,1207.848565096836,null,0.36288377449845582,2.9221871782375466,0,1,0.34200257930711059,1.9590145771233394,0,1,10.595632635598413,"PASS",1,null,"RMON109",null,1207.848565096836,0,0.34200257930711059,"FAIL",0,1,null,null,1.0409975719687654,0,-11.350559359999997,"NO",0,null,13.941899999999999,11.722899999999999,12.695988728363995,0,0,0,null,-709.51780997075832,null,-82.085358117908115,null,0,null,0,null,-11.350559359999997,null,-11.350559359999997,-1.1030669931972787,null,"RMON109"]
[51,"RMFT109",8.999999612569809E-3,88.010678807537332,0,61.887840270996094,0,0,1013.6297662309981,0,125.87482357503893,0,0,null,1075.5176074242916,125.87482357503893,187.7626647683322,null,300.97119141772731,66.858603222245534,0,0,1333.7233766197346,0,null,367.82979551389201,1333.723388671875,null,-707.68781098810211,180.06713166785698,1207.848565096836,null,0.36288377449845582,2.9221871782375466,0,1,0.34200257930711059,1.9590145771233394,0,1,10.595632635598413,"PASS",1,null,"RMFT109",null,1207.848565096836,0,0.34200257930711059,"FAIL",0,1,null,null,1.0409975719687654,0,-11.350559359999997,"NO",0,null,13.941899999999999,11.722899999999999,12.695988728363995,0,0,0,null,-709.51780997075832,null,-82.085358117908115,null,0,null,0,null,-11.350559359999997,null,-11.350559359999997,-1.1030669931972787,null,"RMFT109"]
[52,"RMFN109",8.999999612569809E-3,88.010678807537332,0,61.887840270996094,0,0,1013.6297662309981,0,125.87482357503893,0,0,null,1075.5176074242916,125.87482357503893,187.7626647683322,null,300.97119141772731,66.858603222245534,0,0,1333.7233766197346,0,null,367.82979551389201,1333.723388671875,null,-707.68781098810211,180.06713166785698,1207.848565096836,null,0.36288377449845582,2.9221871782375466,0,1,0.34200257930711059,1.9590145771233394,0,1,10.595632635598413,"PASS",1,null,"RMFN109",null,1207.848565096836,0,0.34200257930711059,"FAIL",0,1,null,null,1.0409975719687654,0,-11.350559359999997,"NO",0,null,13.941899999999999,11.722899999999999,12.695988728363995,0,0,0,null,-709.51780997075832,null,-82.085358117908115,null,0,null,0,null,-11.350559359999997,null,-11.350559359999997,-1.1030669931972787,null,"RMFN109"]
[53,"RSFT109",8.999999612569809E-3,88.010678807537332,0,61.887840270996094,0,0,1013.6297662309981,0,125.87482357503893,0,0,null,1075.5176074242916,125.87482357503893,187.7626647683322,null,300.97119141772731,66.858603222245534,0,0,1333.7233766197346,0,null,367.82979551389201,1333.723388671875,null,-707.68781098810211,180.06713166785698,1207.848565096836,null,0.36288377449845582,2.9221871782375466,0,1,0.34200257930711059,1.9590145771233394,0,1,10.595632635598413,"PASS",1,null,"RSFT109",null,1207.848565096836,0,0.34200257930711059,"FAIL",0,1,null,null,1.0409975719687654,0,-11.350559359999997,"NO",0,null,13.941899999999999,11.722899999999999,12.695988728363995,0,0,0,null,-709.51780997075832,null,-82.085358117908115,null,0,null,0,null,-11.350559359999997,null,-11.350559359999997,-1.1030669931972787,null,"RSFT109"]
[54,"RSFN109",8.999999612569809E-3,88.010678807537332,0,61.887840270996094,0,0,1013.6297662309981,0,125.87482357503893,0,0,null,1075.5176074242916,125.87482357503893,187.7626647683322,null,300.97119141772731,66.858603222245534,0,0,1333.7233766197346,0,null,367.82979551389201,1333.723388671875,null,-707.68781098810211,180.06713166785698,1207.848565096836,null,0.36288377449845582,2.9221871782375466,0,1,0.34200257930711059,1.9590145771233394,0,1,10.595632635598413,"PASS",1,null,"RSFN109",null,1207.848565096836,0,0.34200257930711059,"FAIL",0,1,null,null,1.0409975719687654,0,-11.350559359999997,"NO",0,null,13.941899999999999,11.722899999999999,12.695988728363995,0,0,0,null,-709.51780997075832,null,-82.085358117908115,null,0,null,0,null,-11.350559359999997,null,-11.350559359999997,-1.1030669931972787,null,"RSFN109"]
[55,"RMOT110",5.700000072829425E-3,55.810378561502702,0,41.696853637695313,0,0,642.77496482295805,0,1011.8134546237723,0,0,null,684.47181731315379,1011.8134546237723,1053.5103071139674,null,190.81608691918802,42.343784404592625,0,0,845.75653266178733,0,null,233.15988632360927,845.75653076171875,null,-451.3119321370441,-820.3504219378583,-166.05692386205351,null,0.36273952640303808,0.23043762193329037,0,0,0.34064205426013811,0.22131713804336314,0,0,0.83588187812367121,"FAIL",0,null,"RMOT110",null,-166.05692386205351,166.05692386205351,0.27413522285781139,"FAIL",0,1,null,null,12.419764829383867,1,64.127031439999996,"YES",1,null,13.941899999999999,11.722899999999999,12.695988728363995,0,0,0,null,-452.47193157148985,null,-49.648731345486517,null,18.221054225951214,null,18.221054225951214,null,64.127031439999996,null,18.221054225951214,0.23405336192615561,null,"RMOT110"]
[56,"RMON110",5.700000072829425E-3,55.810378561502702,0,41.696853637695313,0,0,642.77496482295805,0,1011.8134546237723,0,0,null,684.47181731315379,1011.8134546237723,1053.5103071139674,null,190.81608691918802,42.343784404592625,0,0,845.75653266178733,0,null,233.15988632360927,845.75653076171875,null,-451.3119321370441,-820.3504219378583,-166.05692386205351,null,0.36273952640303808,0.23043762193329037,0,0,0.34064205426013811,0.22131713804336314,0,0,0.83588187812367121,"FAIL",0,null,"RMON110",null,-166.05692386205351,166.05692386205351,0.27413522285781139,"FAIL",0,1,null,null,12.419764829383867,1,64.127031439999996,"YES",1,null,13.941899999999999,11.722899999999999,12.695988728363995,0,0,0,null,-452.47193157148985,null,-49.648731345486517,null,18.221054225951214,null,18.221054225951214,null,64.127031439999996,null,18.221054225951214,0.23405336192615561,null,"RMON110"]
[57,"RMFT110",5.700000072829425E-3,55.810378561502702,0,41.696853637695313,0,0,642.77496482295805,0,1011.8134546237723,0,0,null,684.47181731315379,1011.8134546237723,1053.5103071139674,null,190.81608691918802,42.343784404592625,0,0,845.75653266178733,0,null,233.15988632360927,845.75653076171875,null,-451.3119321370441,-820.3504219378583,-166.05692386205351,null,0.36273952640303808,0.23043762193329037,0,0,0.34064205426013811,0.22131713804336314,0,0,0.83588187812367121,"FAIL",0,null,"RMFT110",null,-166.05692386205351,166.05692386205351,0.27413522285781139,"FAIL",0,1,null,null,12.419764829383867,1,64.127031439999996,"YES",1,null,13.941899999999999,11.722899999999999,12.695988728363995,0,0,0,null,-452.47193157148985,null,-49.648731345486517,null,18.221054225951214,null,18.221054225951214,null,64.127031439999996,null,18.221054225951214,0.23405336192615561,null,"RMFT110"]
[58,"RMFN110",5.700000072829425E-3,55.810378561502702,0,41.696853637695313,0,0,642.77496482295805,0,1011.8134546237723,0,0,null,684.47181731315379,1011.8134546237723,1053.5103071139674,null,190.81608691918802,42.343784404592625,0,0,845.75653266178733,0,null,233.15988632360927,845.75653076171875,null,-451.3119321370441,-820.3504219378583,-166.05692386205351,null,0.36273952640303808,0.23043762193329037,0,0,0.34064205426013811,0.22131713804336314,0,0,0.83588187812367121,"FAIL",0,null,"RMFN110",null,-166.05692386205351,166.05692386205351,0.27413522285781139,"FAIL",0,1,null,null,12.419764829383867,1,64.127031439999996,"YES",1,null,13.941899999999999,11.722899999999999,12.695988728363995,0,0,0,null,-452.47193157148985,null,-49.648731345486517,null,18.221054225951214,null,18.221054225951214,null,64.127031439999996,null,18.221054225951214,0.23405336192615561,null,"RMFN110"]
[59,"RSFT110",5.700000072829425E-3,55.810378561502702,0,41.696853637695313,0,0,642.77496482295805,0,1011.8134546237723,0,0,null,684.47181731315379,1011.8134546237723,1053.5103071139674,null,190.81608691918802,42.343784404592625,0,0,845.75653266178733,0,null,233.15988632360927,845.75653076171875,null,-451.3119321370441,-820.3504219378583,-166.05692386205351,null,0.36273952640303808,0.23043762193329037,0,0,0.34064205426013811,0.22131713804336314,0,0,0.83588187812367121,"FAIL",0,null,"RSFT110",null,-166.05692386205351,166.05692386205351,0.27413522285781139,"FAIL",0,1,null,null,12.419764829383867,1,64.127031439999996,"YES",1,null,13.941899999999999,11.722899999999999,12.695988728363995,0,0,0,null,-452.47193157148985,null,-49.648731345486517,null,18.221054225951214,null,18.221054225951214,null,64.127031439999996,null,18.221054225951214,0.23405336192615561,null,"RSFT110"]
[60,"RSFN110",5.700000072829425E-3,55.810378561502702,0,41.696853637695313,0,0,642.77496482295805,0,1011.8134546237723,0,0,null,684.47181731315379,1011.8134546237723,1053.5103071139674,null,190.81608691918802,42.343784404592625,0,0,845.75653266178733,0,null,233.15988632360927,845.75653076171875,null,-451.3119321370441,-820.3504219378583,-166.05692386205351,null,0.36273952640303808,0.23043762193329037,0,0,0.34064205426013811,0.22131713804336314,0,0,0.83588187812367121,"FAIL",0,null,"RSFN110",null,-166.05692386205351,166.05692386205351,0.27413522285781139,"FAIL",0,1,null,null,12.419764829383867,1,64.127031439999996,"YES",1,null,13.941899999999999,11.722899999999999,12.695988728363995,0,0,0,null,-452.47193157148985,null,-49.648731345486517,null,18.221054225951214,null,18.221054225951214,null,64.127031439999996,null,18.221054225951214,0.23405336192615561,null,"RSFN110"]
[61,"RMOT111",1.8500000878702851E-3,16.700318619747748,0,12.477083206176758,0,0,192.33961478170488,0,1011.8134546237723,0,0,null,204.81669781017217,1011.8134546237723,1024.2905376522397,null,57.688975864655816,13.743158573394808,0,0,253.07844050224341,0,null,71.432134763608758,253.07844543457031,null,-133.38456322427288,-952.85840306634032,-758.73500918920195,null,0.37138545195008521,7.0598126993843671E-2,0,0,0.34876128492138453,6.9738157412782623E-2,0,0,0.25012362138302829,"FAIL",0,null,"RMOT111",null,-758.73500918920195,758.73500918920195,7.4134199785586399E-2,"FAIL",0,1,null,null,41.505301589197217,1,73.743631999999991,"YES",1,null,13.941899999999999,11.722899999999999,12.695988728363995,0,0,0,null,-133.7399469793157,null,-14.674984754687582,null,83.254292708978994,null,83.254292708978994,null,73.743631999999991,null,73.743631999999991,0.94725281952472695,null,"RMOT111"]
[62,"RMON111",1.8500000878702851E-3,16.700318619747748,0,12.477083206176758,0,0,192.33961478170488,0,1011.8134546237723,0,0,null,204.81669781017217,1011.8134546237723,1024.2905376522397,null,57.688975864655816,13.743158573394808,0,0,253.07844050224341,0,null,71.432134763608758,253.07844543457031,null,-133.38456322427288,-952.85840306634032,-758.73500918920195,null,0.37138545195008521,7.0598126993843671E-2,0,0,0.34876128492138453,6.9738157412782623E-2,0,0,0.25012362138302829,"FAIL",0,null,"RMON111",null,-758.73500918920195,758.73500918920195,7.4134199785586399E-2,"FAIL",0,1,null,null,41.505301589197217,1,73.743631999999991,"YES",1,null,13.941899999999999,11.722899999999999,12.695988728363995,0,0,0,null,-133.7399469793157,null,-14.674984754687582,null,83.254292708978994,null,83.254292708978994,null,73.743631999999991,null,73.743631999999991,0.94725281952472695,null,"RMON111"]
[63,"RMFT111",1.8500000878702851E-3,16.700318619747748,0,12.477083206176758,0,0,192.33961478170488,0,1011.8134546237723,0,0,null,204.81669781017217,1011.8134546237723,1024.2905376522397,null,57.688975864655816,13.743158573394808,0,0,253.07844050224341,0,null,71.432134763608758,253.07844543457031,null,-133.38456322427288,-952.85840306634032,-758.73500918920195,null,0.37138545195008521,7.0598126993843671E-2,0,0,0.34876128492138453,6.9738157412782623E-2,0,0,0.25012362138302829,"FAIL",0,null,"RMFT111",null,-758.73500918920195,758.73500918920195,7.4134199785586399E-2,"FAIL",0,1,null,null,41.505301589197217,1,73.743631999999991,"YES",1,null,13.941899999999999,11.722899999999999,12.695988728363995,0,0,0,null,-133.7399469793157,null,-14.674984754687582,null,83.254292708978994,null,83.254292708978994,null,73.743631999999991,null,73.743631999999991,0.94725281952472695,null,"RMFT111"]
[64,"RMFN111",1.8500000878702851E-3,16.700318619747748,0,12.477083206176758,0,0,192.33961478170488,0,1011.8134546237723,0,0,null,204.81669781017217,1011.8134546237723,1024.2905376522397,null,57.688975864655816,13.743158573394808,0,0,253.07844050224341,0,null,71.432134763608758,253.07844543457031,null,-133.38456322427288,-952.85840306634032,-758.73500918920195,null,0.37138545195008521,7.0598126993843671E-2,0,0,0.34876128492138453,6.9738157412782623E-2,0,0,0.25012362138302829,"FAIL",0,null,"RMFN111",null,-758.73500918920195,758.73500918920195,7.4134199785586399E-2,"FAIL",0,1,null,null,41.505301589197217,1,73.743631999999991,"YES",1,null,13.941899999999999,11.722899999999999,12.695988728363995,0,0,0,null,-133.7399469793157,null,-14.674984754687582,null,83.254292708978994,null,83.254292708978994,null,73.743631999999991,null,73.743631999999991,0.94725281952472695,null,"RMFN111"]
[65,"RSFT111",1.8500000878702851E-3,16.700318619747748,0,12.477083206176758,0,0,192.33961478170488,0,1011.8134546237723,0,0,null,204.81669781017217,1011.8134546237723,1024.2905376522397,null,57.688975864655816,13.743158573394808,0,0,253.07844050224341,0,null,71.432134763608758,253.07844543457031,null,-133.38456322427288,-952.85840306634032,-758.73500918920195,null,0.37138545195008521,7.0598126993843671E-2,0,0,0.34876128492138453,6.9738157412782623E-2,0,0,0.25012362138302829,"FAIL",0,null,"RSFT111",null,-758.73500918920195,758.73500918920195,7.4134199785586399E-2,"FAIL",0,1,null,null,41.505301589197217,1,73.743631999999991,"YES",1,null,13.941899999999999,11.722899999999999,12.695988728363995,0,0,0,null,-133.7399469793157,null,-14.674984754687582,null,83.254292708978994,null,83.254292708978994,null,73.743631999999991,null,73.743631999999991,0.94725281952472695,null,"RSFT111"]
[66,"RSFN111",1.8500000878702851E-3,16.700318619747748,0,12.477083206176758,0,0,192.33961478170488,0,1011.8134546237723,0,0,null,204.81669781017217,1011.8134546237723,1024.2905376522397,null,57.688975864655816,13.743158573394808,0,0,253.07844050224341,0,null,71.432134763608758,253.07844543457031,null,-133.38456322427288,-952.85840306634032,-758.73500918920195,null,0.37138545195008521,7.0598126993843671E-2,0,0,0.34876128492138453,6.9738157412782623E-2,0,0,0.25012362138302829,"FAIL",0,null,"RSFN111",null,-758.73500918920195,758.73500918920195,7.4134199785586399E-2,"FAIL",0,1,null,null,41.505301589197217,1,73.743631999999991,"YES",1,null,13.941899999999999,11.722899999999999,12.695988728363995,0,0,0,null,-133.7399469793157,null,-14.674984754687582,null,83.254292708978994,null,83.254292708978994,null,73.743631999999991,null,73.743631999999991,0.94725281952472695,null,"RSFN111"]
[67,"RMOT112",6.2500001979060461E-3,21.992231763847016,0,17.687765121459961,0,0,253.28722654707067,0,574.31369081610649,0,0,null,270.97499077429188,574.31369081610649,592.00145504332772,null,105.36998922497571,46.429589039886743,0,0,333.27266650930341,0,null,151.79958045002675,503.94082641601563,null,-119.17541121850385,-440.20187548753972,-70.372864400090862,null,0.59931794634664082,0.26431475146329486,0,0,0.56019774930269273,0.2564175795980404,0,0,0.87746615564729058,"FAIL",0,null,"RMOT112",null,-70.372864400090862,70.372864400090862,0.44470641239214448,"FAIL",0,1,null,null,16.618522357736424,1,35.640426640000001,"YES",1,null,13.941899999999999,11.722899999999999,12.695988728363995,0,0,0,null,-119.93063301178756,null,-12.362116017648834,null,7.2538390931588559,null,7.2538390931588559,null,35.640426640000001,null,7.2538390931588559,0.17671601766611908,null,"RMOT112"]
[68,"RMON112",6.2500001979060461E-3,21.992231763847016,0,17.687765121459961,0,0,253.28722654707067,0,574.31369081610649,0,0,null,270.97499077429188,574.31369081610649,592.00145504332772,null,105.36998922497571,46.429589039886743,0,0,333.27266650930341,0,null,151.79958045002675,503.94082641601563,null,-119.17541121850385,-440.20187548753972,-70.372864400090862,null,0.59931794634664082,0.26431475146329486,0,0,0.56019774930269273,0.2564175795980404,0,0,0.87746615564729058,"FAIL",0,null,"RMON112",null,-70.372864400090862,70.372864400090862,0.44470641239214448,"FAIL",0,1,null,null,16.618522357736424,1,35.640426640000001,"YES",1,null,13.941899999999999,11.722899999999999,12.695988728363995,0,0,0,null,-119.93063301178756,null,-12.362116017648834,null,7.2538390931588559,null,7.2538390931588559,null,35.640426640000001,null,7.2538390931588559,0.17671601766611908,null,"RMON112"]
[69,"RMFT112",6.2500001979060461E-3,21.992231763847016,0,17.687765121459961,0,0,253.28722654707067,0,574.31369081610649,0,0,null,270.97499077429188,574.31369081610649,592.00145504332772,null,105.36998922497571,46.429589039886743,0,0,333.27266650930341,0,null,151.79958045002675,503.94082641601563,null,-119.17541121850385,-440.20187548753972,-70.372864400090862,null,0.59931794634664082,0.26431475146329486,0,0,0.56019774930269273,0.2564175795980404,0,0,0.87746615564729058,"FAIL",0,null,"RMFT112",null,-70.372864400090862,70.372864400090862,0.44470641239214448,"FAIL",0,1,null,null,16.618522357736424,1,35.640426640000001,"YES",1,null,13.941899999999999,11.722899999999999,12.695988728363995,0,0,0,null,-119.93063301178756,null,-12.362116017648834,null,7.2538390931588559,null,7.2538390931588559,null,35.640426640000001,null,7.2538390931588559,0.17671601766611908,null,"RMFT112"]
[70,"RMFN112",6.2500001979060461E-3,21.992231763847016,0,17.687765121459961,0,0,253.28722654707067,0,574.31369081610649,0,0,null,270.97499077429188,574.31369081610649,592.00145504332772,null,105.36998922497571,46.429589039886743,0,0,333.27266650930341,0,null,151.79958045002675,503.94082641601563,null,-119.17541121850385,-440.20187548753972,-70.372864400090862,null,0.59931794634664082,0.26431475146329486,0,0,0.56019774930269273,0.2564175795980404,0,0,0.87746615564729058,"FAIL",0,null,"RMFN112",null,-70.372864400090862,70.372864400090862,0.44470641239214448,"FAIL",0,1,null,null,16.618522357736424,1,35.640426640000001,"YES",1,null,13.941899999999999,11.722899999999999,12.695988728363995,0,0,0,null,-119.93063301178756,null,-12.362116017648834,null,7.2538390931588559,null,7.2538390931588559,null,35.640426640000001,null,7.2538390931588559,0.17671601766611908,null,"RMFN112"]
[71,"RSFT112",2.0000000949949026E-3,21.992231763847016,0,17.687765121459961,0,0,253.28722654707067,0,574.31369081610649,0,0,null,270.97499077429188,574.31369081610649,592.00145504332772,null,73.844276533050646,14.857468727994393,0,0,333.27266650930341,0,null,88.701747325042135,503.94082641601563,null,-182.27324434348847,-503.29970861252434,-70.372864400090862,null,0.35020221325119955,0.15444825492318651,0,0,0.32734292850738894,0.1498336641496314,0,0,0.87746615564729058,"FAIL",0,null,"RSFT112",null,-70.372864400090862,70.372864400090862,0.25985734419615147,"FAIL",0,1,null,null,16.618522357736424,1,35.640426640000001,"YES",1,null,13.941899999999999,11.722899999999999,12.695988728363995,0,0,0,null,-182.71454656898621,null,-18.833707169509434,null,7.2538390931588559,null,7.2538390931588559,null,35.640426640000001,null,7.2538390931588559,0.17671601766611908,null,"RSFT112"]
[72,"RSFN112",2.0000000949949026E-3,21.992231763847016,0,17.687765121459961,0,0,253.28722654707067,0,574.31369081610649,0,0,null,270.97499077429188,574.31369081610649,592.00145504332772,null,73.844276533050646,14.857468727994393,0,0,333.27266650930341,0,null,88.701747325042135,503.94082641601563,null,-182.27324434348847,-503.29970861252434,-70.372864400090862,null,0.35020221325119955,0.15444825492318651,0,0,0.32734292850738894,0.1498336641496314,0,0,0.87746615564729058,"FAIL",0,null,"RSFN112",null,-70.372864400090862,70.372864400090862,0.25985734419615147,"FAIL",0,1,null,null,16.618522357736424,1,35.640426640000001,"YES",1,null,13.941899999999999,11.722899999999999,12.695988728363995,0,0,0,null,-182.71454656898621,null,-18.833707169509434,null,7.2538390931588559,null,7.2538390931588559,null,35.640426640000001,null,7.2538390931588559,0.17671601766611908,null,"RSFN112"]
[73,"RMOT113",4.8499999335035677E-3,42.700627011600872,0,20.778759002685547,0,0,491.78835071067846,0,304.83298725405973,0,0,null,512.56710979364664,304.83298725405973,325.61174633702831,null,148.39485418834786,36.029359460099315,0,0,647.08993514562974,0,null,184.42421480141294,647.08990478515625,null,-328.14289491195109,-141.18753145533233,342.25691753109652,null,0.37500728623381041,0.60500084476653637,0,0,0.35980501149312133,0.56639300308286245,0,0,2.1227686367349943,"PASS",1,null,"RMOT113",null,342.25691753109652,0,0.35980501149312133,"FAIL",0,1,null,null,7.5085932993667877,1,25.510530320000001,"YES",1,null,13.941899999999999,11.722899999999999,12.695988728363995,0,0,0,null,-329.0604283189233,null,{"$error":"#N/A"},null,{"$error":"#N/A"},null,{"$error":"#N/A"},null,25.510530320000001,null,{"$error":"#N/A"},{"$error":"#N/A"},null,"RMOT113"]
[74,"RMON113",4.8499999335035677E-3,42.700627011600872,0,20.778759002685547,0,0,491.78835071067846,0,304.83298725405973,0,0,null,512.56710979364664,304.83298725405973,325.61174633702831,null,148.39485418834786,36.029359460099315,0,0,647.08993514562974,0,null,184.42421480141294,647.08990478515625,null,-328.14289491195109,-141.18753145533233,342.25691753109652,null,0.37500728623381041,0.60500084476653637,0,0,0.35980501149312133,0.56639300308286245,0,0,2.1227686367349943,"PASS",1,null,"RMON113",null,342.25691753109652,0,0.35980501149312133,"FAIL",0,1,null,null,7.5085932993667877,1,25.510530320000001,"YES",1,null,13.941899999999999,11.722899999999999,12.695988728363995,0,0,0,null,-329.0604283189233,null,{"$error":"#N/A"},null,{"$error":"#N/A"},null,{"$error":"#N/A"},null,25.510530320000001,null,{"$error":"#N/A"},{"$error":"#N/A"},null,"RMON113"]
[75,"RMFT113",4.8499999335035677E-3,42.700627011600872,0,20.778759002685547,0,0,491.78835071067846,0,304.83298725405973,0,0,null,512.56710979364664,304.83298725405973,325.61174633702831,null,148.39485418834786,36.029359460099315,0,0,647.08993514562974,0,null,184.42421480141294,647.08990478515625,null,-328.14289491195109,-141.18753145533233,342.25691753109652,null,0.37500728623381041,0.60500084476653637,0,0,0.35980501149312133,0.56639300308286245,0,0,2.1227686367349943,"PASS",1,null,"RMFT113",null,342.25691753109652,0,0.35980501149312133,"FAIL",0,1,null,null,7.5085932993667877,1,25.510530320000001,"YES",1,null,13.941899999999999,11.722899999999999,12.695988728363995,0,0,0,null,-329.0604283189233,null,{"$error":"#N/A"},null,{"$error":"#N/A"},null,{"$error":"#N/A"},null,25.510530320000001,null,{"$error":"#N/A"},{"$error":"#N/A"},null,"RMFT113"]
[76,"RMFN113",4.8499999335035677E-3,42.700627011600872,0,20.778759002685547,0,0,491.78835071067846,0,304.83298725405973,0,0,null,512.56710979364664,304.83298725405973,325.61174633702831,null,148.39485418834786,36.029359460099315,0,0,647.08993514562974,0,null,184.42421480141294,647.08990478515625,null,-328.14289491195109,-141.18753145533233,342.25691753109652,null,0.37500728623381041,0.60500084476653637,0,0,0.35980501149312133,0.56639300308286245,0,0,2.1227686367349943,"PASS",1,null,"RMFN113",null,342.25691753109652,0,0.35980501149312133,"FAIL",0,1,null,null,7.5085932993667877,1,25.510530320000001,"YES",1,null,13.941899999999999,11.722899999999999,12.695988728363995,0,0,0,null,-329.0604283189233,null,{"$error":"#N/A"},null,{"$error":"#N/A"},null,{"$error":"#N/A"},null,25.510530320000001,null,{"$error":"#N/A"},{"$error":"#N/A"},null,"RMFN113"]
[77,"RSFT113",4.8499999335035677E-3,42.700627011600872,0,20.778759002685547,0,0,491.78835071067846,0,304.83298725405973,0,0,null,512.56710979364664,304.83298725405973,325.61174633702831,null,148.39485418834786,36.029359460099315,0,0,647.08993514562974,0,null,184.42421480141294,647.08990478515625,null,-328.14289491195109,-141.18753145533233,342.25691753109652,null,0.37500728623381041,0.60500084476653637,0,0,0.35980501149312133,0.56639300308286245,0,0,2.1227686367349943,"PASS",1,null,"RSFT113",null,342.25691753109652,0,0.35980501149312133,"FAIL",0,1,null,null,7.5085932993667877,1,25.510530320000001,"YES",1,null,13.941899999999999,11.722899999999999,12.695988728363995,0,0,0,null,-329.0604283189233,null,{"$error":"#N/A"},null,{"$error":"#N/A"},null,{"$error":"#N/A"},null,25.510530320000001,null,{"$error":"#N/A"},{"$error":"#N/A"},null,"RSFT113"]
[78,"RSFN113",4.8499999335035677E-3,42.700627011600872,0,20.778759002685547,0,0,491.78835071067846,0,304.83298725405973,0,0,null,512.56710979364664,304.83298725405973,325.61174633702831,null,148.39485418834786,36.029359460099315,0,0,647.08993514562974,0,null,184.42421480141294,647.08990478515625,null,-328.14289491195109,-141.18753145533233,342.25691753109652,null,0.37500728623381041,0.60500084476653637,0,0,0.35980501149312133,0.56639300308286245,0,0,2.1227686367349943,"PASS",1,null,"RSFN113",null,342.25691753109652,0,0.35980501149312133,"FAIL",0,1,null,null,7.5085932993667877,1,25.510530320000001,"YES",1,null,13.941899999999999,11.722899999999999,12.695988728363995,0,0,0,null,-329.0604283189233,null,{"$error":"#N/A"},null,{"$error":"#N/A"},null,{"$error":"#N/A"},null,25.510530320000001,null,{"$error":"#N/A"},{"$error":"#N/A"},null,"RSFN113"]
[79,"RMOT114",1.4000000432133673E-2,133.22679115197107,0,160.61695861816406,0,0,1534.389269583877,0,0,0,0,null,1695.0062351281285,0,160.61696554425168,null,457.65678737700085,104.00227936632383,0,0,2018.9332494524704,0,null,561.65906046061241,2018.9332275390625,null,-1133.3471677414286,401.04210184244835,2018.9332275390625,null,0.3660473072865878,9999,0,1,0.33136105998642024,3.496885168868431,0,1,99,"PASS",1,null,"RMOT114",null,2018.9332275390625,0,0.33136105998642024,"FAIL",0,1,null,null,0,0,-32.758550719999995,"NO",0,null,13.941899999999999,11.722899999999999,12.695988728363995,0,0,0,null,-1136.1414914253123,null,-100.52406007102252,null,0,null,0,null,-32.758550719999995,null,-32.758550719999995,0,null,"RMOT114"]
[80,"RMON114",1.4000000432133673E-2,133.22679115197107,0,160.61695861816406,0,0,1534.389269583877,0,0,0,0,null,1695.0062351281285,0,160.61696554425168,null,457.65678737700085,104.00227936632383,0,0,2018.9332494524704,0,null,561.65906046061241,2018.9332275390625,null,-1133.3471677414286,401.04210184244835,2018.9332275390625,null,0.3660473072865878,9999,0,1,0.33136105998642024,3.496885168868431,0,1,99,"PASS",1,null,"RMON114",null,2018.9332275390625,0,0.33136105998642024,"FAIL",0,1,null,null,0,0,-32.758550719999995,"NO",0,null,13.941899999999999,11.722899999999999,12.695988728363995,0,0,0,null,-1136.1414914253123,null,-100.52406007102252,null,0,null,0,null,-32.758550719999995,null,-32.758550719999995,0,null,"RMON114"]
[81,"RMFT114",1.4000000432133673E-2,133.22679115197107,0,160.61695861816406,0,0,1534.389269583877,0,0,0,0,null,1695.0062351281285,0,160.61696554425168,null,457.65678737700085,104.00227936632383,0,0,2018.9332494524704,0,null,561.65906046061241,2018.9332275390625,null,-1133.3471677414286,401.04210184244835,2018.9332275390625,null,0.3660473072865878,9999,0,1,0.33136105998642024,3.496885168868431,0,1,99,"PASS",1,null,"RMFT114",null,2018.9332275390625,0,0.33136105998642024,"FAIL",0,1,null,null,0,0,-32.758550719999995,"NO",0,null,13.941899999999999,11.722899999999999,12.695988728363995,0,0,0,null,-1136.1414914253123,null,-100.52406007102252,null,0,null,0,null,-32.758550719999995,null,-32.758550719999995,0,null,"RMFT114"]
[82,"RMFN114",1.4000000432133673E-2,133.22679115197107,0,160.61695861816406,0,0,1534.389269583877,0,0,0,0,null,1695.0062351281285,0,160.61696554425168,null,457.65678737700085,104.00227936632383,0,0,2018.9332494524704,0,null,561.65906046061241,2018.9332275390625,null,-1133.3471677414286,401.04210184244835,2018.9332275390625,null,0.3660473072865878,9999,0,1,0.33136105998642024,3.496885168868431,0,1,99,"PASS",1,null,"RMFN114",null,2018.9332275390625,0,0.33136105998642024,"FAIL",0,1,null,null,0,0,-32.758550719999995,"NO",0,null,13.941899999999999,11.722899999999999,12.695988728363995,0,0,0,null,-1136.1414914253123,null,-100.52406007102252,null,0,null,0,null,-32.758550719999995,null,-32.758550719999995,0,null,"RMFN114"]
[83,"RSFT114",1.4000000432133673E-2,133.22679115197107,0,160.61695861816406,0,0,1534.389269583877,0,0,0,0,null,1695.0062351281285,0,160.61696554425168,null,457.65678737700085,104.00227936632383,0,0,2018.9332494524704,0,null,561.65906046061241,2018.9332275390625,null,-1133.3471677414286,401.04210184244835,2018.9332275390625,null,0.3660473072865878,9999,0,1,0.33136105998642024,3.496885168868431,0,1,99,"PASS",1,null,"RSFT114",null,2018.9332275390625,0,0.33136105998642024,"FAIL",0,1,null,null,0,0,-32.758550719999995,"NO",0,null,13.941899999999999,11.722899999999999,12.695988728363995,0,0,0,null,-1136.1414914253123,null,-100.52406007102252,null,0,null,0,null,-32.758550719999995,null,-32.758550719999995,0,null,"RSFT114"]
[84,"RSFN114",1.4000000432133673E-2,133.22679115197107,0,160.61695861816406,0,0,1534.389269583877,0,0,0,0,null,1695.0062351281285,0,160.61696554425168,null,457.65678737700085,104.00227936632383,0,0,2018.9332494524704,0,null,561.65906046061241,2018.9332275390625,null,-1133.3471677414286,401.04210184244835,2018.9332275390625,null,0.3660473072865878,9999,0,1,0.33136105998642024,3.496885168868431,0,1,99,"PASS",1,null,"RSFN114",null,2018.9332275390625,0,0.33136105998642024,"FAIL",0,1,null,null,0,0,-32.758550719999995,"NO",0,null,13.941899999999999,11.722899999999999,12.695988728363995,0,0,0,null,-1136.1414914253123,null,-100.52406007102252,null,0,null,0,null,-32.758550719999995,null,-32.758550719999995,0,null,"RSFN114"]
[85,"RMOT115",1.0000000474974513E-3,7.8387122910440734,0,13.437090873718262,0,0,90.279409439603029,0,66.797788252552365,0,0,null,103.71650012737217,66.797788252552365,80.234878940321536,null,27.718564104510591,7.4287343639971963,0,0,118.78869663105661,0,null,35.147297273550294,118.7886962890625,null,-68.569203039770997,-45.087581852720334,51.990908036510135,null,0.38931687182849656,0.52617456644917138,0,0,0.33887855034996772,0.43805509095660011,0,0,1.7783327771263975,"PASS",1,null,"RMOT115",null,51.990908036510135,0,0.33887855034996772,"FAIL",0,1,null,null,2.5443275529126712,1,0.31257352000000049,"YES",1,null,13.941899999999999,11.722899999999999,12.695988728363995,0,0,0,null,-68.744065215261301,null,-6.0823696637959594,null,0,null,0,null,0.31257352000000049,null,0,0,null,"RMOT115"]
[86,"RMON115",1.0000000474974513E-3,7.8387122910440734,0,13.437090873718262,0,0,90.279409439603029,0,66.797788252552365,0,0,null,103.71650012737217,66.797788252552365,80.234878940321536,null,27.718564104510591,7.4287343639971963,0,0,118.78869663105661,0,null,35.147297273550294,118.7886962890625,null,-68.569203039770997,-45.087581852720334,51.990908036510135,null,0.38931687182849656,0.52617456644917138,0,0,0.33887855034996772,0.43805509095660011,0,0,1.7783327771263975,"PASS",1,null,"RMON115",null,51.990908036510135,0,0.33887855034996772,"FAIL",0,1,null,null,2.5443275529126712,1,0.31257352000000049,"YES",1,null,13.941899999999999,11.722899999999999,12.695988728363995,0,0,0,null,-68.744065215261301,null,-6.0823696637959594,null,0,null,0,null,0.31257352000000049,null,0,0,null,"RMON115"]
[87,"RMFT115",1.0000000474974513E-3,7.8387122910440734,0,13.437090873718262,0,0,90.279409439603029,0,66.797788252552365,0,0,null,103.71650012737217,66.797788252552365,80.234878940321536,null,27.718564104510591,7.4287343639971963,0,0,118.78869663105661,0,null,35.147297273550294,118.7886962890625,null,-68.569203039770997,-45.087581852720334,51.990908036510135,null,0.38931687182849656,0.52617456644917138,0,0,0.33887855034996772,0.43805509095660011,0,0,1.7783327771263975,"PASS",1,null,"RMFT115",null,51.990908036510135,0,0.33887855034996772,"FAIL",0,1,null,null,2.5443275529126712,1,0.31257352000000049,"YES",1,null,13.941899999999999,11.722899999999999,12.695988728363995,0,0,0,null,-68.744065215261301,null,-6.0823696637959594,null,0,null,0,null,0.31257352000000049,null,0,0,null,"RMFT115"]
[88,"RMFN115",1.0000000474974513E-3,7.8387122910440734,0,13.437090873718262,0,0,90.279409439603029,0,66.797788252552365,0,0,null,103.71650012737217,66.797788252552365,80.234878940321536,null,27.718564104510591,7.4287343639971963,0,0,118.78869663105661,0,null,35.147297273550294,118.7886962890625,null,-68.569203039770997,-45.087581852720334,51.990908036510135,null,0.38931687182849656,0.52617456644917138,0,0,0.33887855034996772,0.43805509095660011,0,0,1.7783327771263975,"PASS",1,null,"RMFN115",null,51.990908036510135,0,0.33887855034996772,"FAIL",0,1,null,null,2.5443275529126712,1,0.31257352000000049,"YES",1,null,13.941899999999999,11.722899999999999,12.695988728363995,0,0,0,null,-68.744065215261301,null,-6.0823696637959594,null,0,null,0,null,0.31257352000000049,null,0,0,null,"RMFN115"]
[89,"RSFT115",1.0000000474974513E-3,7.8387122910440734,0,13.437090873718262,0,0,90.279409439603029,0,66.797788252552365,0,0,null,103.71650012737217,66.797788252552365,80.234878940321536,null,27.718564104510591,7.4287343639971963,0,0,118.78869663105661,0,null,35.147297273550294,118.7886962890625,null,-68.569203039770997,-45.087581852720334,51.990908036510135,null,0.38931687182849656,0.52617456644917138,0,0,0.33887855034996772,0.43805509095660011,0,0,1.7783327771263975,"PASS",1,null,"RSFT115",null,51.990908036510135,0,0.33887855034996772,"FAIL",0,1,null,null,2.5443275529126712,1,0.31257352000000049,"YES",1,null,13.941899999999999,11.722899999999999,12.695988728363995,0,0,0,null,-68.744065215261301,null,-6.0823696637959594,null,0,null,0,null,0.31257352000000049,null,0,0,null,"RSFT115"]
[90,"RSFN115",1.0000000474974513E-3,7.8387122910440734,0,13.437090873718262,0,0,90.279409439603029,0,66.797788252552365,0,0,null,103.71650012737217,66.797788252552365,80.234878940321536,null,27.718564104510591,7.4287343639971963,0,0,118.78869663105661,0,null,35.147297273550294,118.7886962890625,null,-68.569203039770997,-45.087581852720334,51.990908036510135,null,0.38931687182849656,0.52617456644917138,0,0,0.33887855034996772,0.43805509095660011,0,0,1.7783327771263975,"PASS",1,null,"RSFN115",null,51.990908036510135,0,0.33887855034996772,"FAIL",0,1,null,null,2.5443275529126712,1,0.31257352000000049,"YES",1,null,13.941899999999999,11.722899999999999,12.695988728363995,0,0,0,null,-68.744065215261301,null,-6.0823696637959594,null,0,null,0,null,0.31257352000000049,null,0,0,null,"RSFN115"]
[91,"RMOT116",1.3000000268220901E-2,124.79312833779865,0,213.919921875,0,0,1437.2577421075937,0,618.1777294653607,0,0,null,1651.1776639454426,618.1777294653607,832.09765130320864,null,428.06292906384931,96.573544137508108,0,0,1891.1286080363086,0,null,524.63649656878215,1891.128662109375,null,-1126.5411674138115,-307.46115477157855,1272.9509326440143,null,0.36502603617876889,0.84868229889569313,0,0,0.31773473443395173,0.63049871096701982,0,0,3.0591989519663594,"PASS",1,null,"RMOT116",null,1272.9509326440143,0,0.31773473443395173,"FAIL",0,1,null,null,1.4790346052744601,0,-9.9548348799999946,"NO",0,null,13.941899999999999,11.722899999999999,12.695988728363995,0,0,0,null,-1129.1512992375369,null,-99.905578566126152,null,0,null,0,null,-9.9548348799999946,null,-9.9548348799999946,-0.48021393535938228,null,"RMOT116"]
[92,"RMON116",1.3000000268220901E-2,124.79312833779865,0,213.919921875,0,0,1437.2577421075937,0,618.1777294653607,0,0,null,1651.1776639454426,618.1777294653607,832.09765130320864,null,428.06292906384931,96.573544137508108,0,0,1891.1286080363086,0,null,524.63649656878215,1891.128662109375,null,-1126.5411674138115,-307.46115477157855,1272.9509326440143,null,0.36502603617876889,0.84868229889569313,0,0,0.31773473443395173,0.63049871096701982,0,0,3.0591989519663594,"PASS",1,null,"RMON116",null,1272.9509326440143,0,0.31773473443395173,"FAIL",0,1,null,null,1.4790346052744601,0,-9.9548348799999946,"NO",0,null,13.941899999999999,11.722899999999999,12.695988728363995,0,0,0,null,-1129.1512992375369,null,-99.905578566126152,null,0,null,0,null,-9.9548348799999946,null,-9.9548348799999946,-0.48021393535938228,null,"RMON116"]
[93,"RMFT116",1.3000000268220901E-2,124.79312833779865,0,213.919921875,0,0,1437.2577421075937,0,618.1777294653607,0,0,null,1651.1776639454426,618.1777294653607,832.09765130320864,null,428.06292906384931,96.573544137508108,0,0,1891.1286080363086,0,null,524.63649656878215,1891.128662109375,null,-1126.5411674138115,-307.46115477157855,1272.9509326440143,null,0.36502603617876889,0.84868229889569313,0,0,0.31773473443395173,0.63049871096701982,0,0,3.0591989519663594,"PASS",1,null,"RMFT116",null,1272.9509326440143,0,0.31773473443395173,"FAIL",0,1,null,null,1.4790346052744601,0,-9.9548348799999946,"NO",0,null,13.941899999999999,11.722899999999999,12.695988728363995,0,0,0,null,-1129.1512992375369,null,-99.905578566126152,null,0,null,0,null,-9.9548348799999946,null,-9.9548348799999946,-0.48021393535938228,null,"RMFT116"]
[94,"RMFN116",1.3000000268220901E-2,124.79312833779865,0,213.919921875,0,0,1437.2577421075937,0,618.1777294653607,0,0,null,1651.1776639454426,618.1777294653607,832.09765130320864,null,428.06292906384931,96.573544137508108,0,0,1891.1286080363086,0,null,524.63649656878215,1891.128662109375,null,-1126.5411674138115,-307.46115477157855,1272.9509326440143,null,0.36502603617876889,0.84868229889569313,0,0,0.31773473443395173,0.63049871096701982,0,0,3.0591989519663594,"PASS",1,null,"RMFN116",null,1272.9509326440143,0,0.31773473443395173,"FAIL",0,1,null,null,1.4790346052744601,0,-9.9548348799999946,"NO",0,null,13.941899999999999,11.722899999999999,12.695988728363995,0,0,0,null,-1129.1512992375369,null,-99.905578566126152,null,0,null,0,null,-9.9548348799999946,null,-9.9548348799999946,-0.48021393535938228,null,"RMFN116"]
[95,"RSFT116",1.3000000268220901E-2,124.79312833779865,0,213.919921875,0,0,1437.2577421075937,0,618.1777294653607,0,0,null,1651.1776639454426,618.1777294653607,832.09765130320864,null,428.06292906384931,96.573544137508108,0,0,1891.1286080363086,0,null,524.63649656878215,1891.128662109375,null,-1126.5411674138115,-307.46115477157855,1272.9509326440143,null,0.36502603617876889,0.84868229889569313,0,0,0.31773473443395173,0.63049871096701982,0,0,3.0591989519663594,"PASS",1,null,"RSFT116",null,1272.9509326440143,0,0.31773473443395173,"FAIL",0,1,null,null,1.4790346052744601,0,-9.9548348799999946,"NO",0,null,13.941899999999999,11.722899999999999,12.695988728363995,0,0,0,null,-1129.1512992375369,null,-99.905578566126152,null,0,null,0,null,-9.9548348799999946,null,-9.9548348799999946,-0.48021393535938228,null,"RSFT116"]
[96,"RSFN116",1.3000000268220901E-2,124.79312833779865,0,213.919921875,0,0,1437.2577421075937,0,618.1777294653607,0,0,null,1651.1776639454426,618.1777294653607,832.09765130320864,null,428.06292906384931,96.573544137508108,0,0,1891.1286080363086,0,null,524.63649656878215,1891.128662109375,null,-1126.5411674138115,-307.46115477157855,1272.9509326440143,null,0.36502603617876889,0.84868229889569313,0,0,0.31773473443395173,0.63049871096701982,0,0,3.0591989519663594,"PASS",1,null,"RSFN116",null,1272.9509326440143,0,0.31773473443395173,"FAIL",0,1,null,null,1.4790346052744601,0,-9.9548348799999946,"NO",0,null,13.941899999999999,11.722899999999999,12.695988728363995,0,0,0,null,-1129.1512992375369,null,-99.905578566126152,null,0,null,0,null,-9.9548348799999946,null,-9.9548348799999946,-0.48021393535938228,null,"RSFN116"]
[97,"RMOT117",4.8499999335035677E-3,35.488177066963964,0,19.991846084594727,0,0,408.72168141112286,0,403.26691966533105,0,0,null,428.71352758922075,403.26691966533105,423.25876584342882,null,127.24794430740624,36.029359460099315,0,0,537.79168606726705,0,null,163.27730963350919,537.79168701171875,null,-265.43621786220842,-259.98145611641655,134.5247673463877,null,0.39948286831711444,0.40488644535736307,0,0,0.38085411157253529,0.38576238189471646,0,0,1.3335874101898293,"PASS",1,null,"RMOT117",null,134.5247673463877,0,0.38085411157253529,"FAIL",0,1,null,null,10.324186998499167,1,32.423968000000002,"YES",1,null,13.941899999999999,11.722899999999999,12.695988728363995,0,0,0,null,-266.24854278575822,null,{"$error":"#N/A"},null,{"$error":"#N/A"},null,{"$error":"#N/A"},null,32.423968000000002,null,{"$error":"#N/A"},{"$error":"#N/A"},null,"RMOT117"]
[98,"RMON117",4.8499999335035677E-3,35.488177066963964,0,19.991846084594727,0,0,408.72168141112286,0,403.26691966533105,0,0,null,428.71352758922075,403.26691966533105,423.25876584342882,null,127.24794430740624,36.029359460099315,0,0,537.79168606726705,0,null,163.27730963350919,537.79168701171875,null,-265.43621786220842,-259.98145611641655,134.5247673463877,null,0.39948286831711444,0.40488644535736307,0,0,0.38085411157253529,0.38576238189471646,0,0,1.3335874101898293,"PASS",1,null,"RMON117",null,134.5247673463877,0,0.38085411157253529,"FAIL",0,1,null,null,10.324186998499167,1,32.423968000000002,"YES",1,null,13.941899999999999,11.722899999999999,12.695988728363995,0,0,0,null,-266.24854278575822,null,{"$error":"#N/A"},null,{"$error":"#N/A"},null,{"$error":"#N/A"},null,32.423968000000002,null,{"$error":"#N/A"},{"$error":"#N/A"},null,"RMON117"]
[99,"RMFT117",4.0000001899898052E-3,35.488177066963964,0,19.991846084594727,0,0,408.72168141112286,0,403.26691966533105,0,0,null,428.71352758922075,403.26691966533105,423.25876584342882,null,123.36881993454671,29.714937455988785,0,0,537.79168606726705,0,null,153.08375637378259,537.79168701171875,null,-275.62977112193499,-270.17500937614318,134.5247673463877,null,0.37454278384561518,0.37960901057995516,0,0,0.35707703759198905,0.36167888006418553,0,0,1.3335874101898293,"PASS",1,null,"RMFT117",null,134.5247673463877,0,0.35707703759198905,"FAIL",0,1,null,null,10.324186998499167,1,32.423968000000002,"YES",1,null,13.941899999999999,11.722899999999999,12.695988728363995,0,0,0,null,-276.39138185016276,null,{"$error":"#N/A"},null,{"$error":"#N/A"},null,{"$error":"#N/A"},null,32.423968000000002,null,{"$error":"#N/A"},{"$error":"#N/A"},null,"RMFT117"]
[100,"RMFN117",4.0000001899898052E-3,35.488177066963964,0,19.991846084594727,0,0,408.72168141112286,0,403.26691966533105,0,0,null,428.71352758922075,403.26691966533105,423.25876584342882,null,123.36881993454671,29.714937455988785,0,0,537.79168606726705,0,null,153.08375637378259,537.79168701171875,null,-275.62977112193499,-270.17500937614318,134.5247673463877,null,0.37454278384561518,0.37960901057995516,0,0,0.35707703759198905,0.36167888006418553,0,0,1.3335874101898293,"PASS",1,null,"RMFN117",null,134.5247673463877,0,0.35707703759198905,"FAIL",0,1,null,null,10.324186998499167,1,32.423968000000002,"YES",1,null,13.941899999999999,11.722899999999999,12.695988728363995,0,0,0,null,-276.39138185016276,null,{"$error":"#N/A"},null,{"$error":"#N/A"},null,{"$error":"#N/A"},null,32.423968000000002,null,{"$error":"#N/A"},{"$error":"#N/A"},null,"RMFN117"]
[101,"RSFT117",4.0000001899898052E-3,35.488177066963964,0,19.991846084594727,0,0,408.72168141112286,0,403.26691966533105,0,0,null,428.71352758922075,403.26691966533105,423.25876584342882,null,123.36881993454671,29.714937455988785,0,0,537.79168606726705,0,null,153.08375637378259,537.79168701171875,null,-275.62977112193499,-270.17500937614318,134.5247673463877,null,0.37454278384561518,0.37960901057995516,0,0,0.35707703759198905,0.36167888006418553,0,0,1.3335874101898293,"PASS",1,null,"RSFT117",null,134.5247673463877,0,0.35707703759198905,"FAIL",0,1,null,null,10.324186998499167,1,32.423968000000002,"YES",1,null,13.941899999999999,11.722899999999999,12.695988728363995,0,0,0,null,-276.39138185016276,null,{"$error":"#N/A"},null,{"$error":"#N/A"},null,{"$error":"#N/A"},null,32.423968000000002,null,{"$error":"#N/A"},{"$error":"#N/A"},null,"RSFT117"]
[102,"RSFN117",4.0000001899898052E-3,35.488177066963964,0,19.991846084594727,0,0,408.72168141112286,0,403.26691966533105,0,0,null,428.71352758922075,403.26691966533105,423.25876584342882,null,123.36881993454671,29.714937455988785,0,0,537.79168606726705,0,null,153.08375637378259,537.79168701171875,null,-275.62977112193499,-270.17500937614318,134.5247673463877,null,0.37454278384561518,0.37960901057995516,0,0,0.35707703759198905,0.36167888006418553,0,0,1.3335874101898293,"PASS",1,null,"RSFN117",null,134.5247673463877,0,0.35707703759198905,"FAIL",0,1,null,null,10.324186998499167,1,32.423968000000002,"YES",1,null,13.941899999999999,11.722899999999999,12.695988728363995,0,0,0,null,-276.39138185016276,null,{"$error":"#N/A"},null,{"$error":"#N/A"},null,{"$error":"#N/A"},null,32.423968000000002,null,{"$error":"#N/A"},{"$error":"#N/A"},null,"RSFN117"]
[103,"RMOT118",4.9999998882412902E-3,45.925876204306306,0,55.367805480957031,0,0,528.93394064968879,0,1048.4229493832102,0,0,null,584.30174627926647,1048.4229493832102,1103.7907550127888,null,158.71542265876624,37.14366922553058,0,0,695.96571138116929,0,null,195.8590879391933,695.9656982421875,null,-388.44265819145255,-907.93166692497391,-352.45725114102265,null,0.37029026289865208,0.18681304911764635,0,0,0.3352019555584223,0.17744222541825491,0,0,0.66382150319355926,"FAIL",0,null,"RMOT118",null,-352.45725114102265,352.45725114102265,0.2090816191887532,"FAIL",0,1,null,null,9.6915981850597017,1,38.697488,"YES",1,null,13.941899999999999,11.722899999999999,12.695988728363995,0,0,0,null,-389.41708151453309,null,-34.455027292190536,null,31.184878075106159,null,31.184878075106159,null,38.697488,null,31.184878075106159,0.62382232596731657,null,"RMOT118"]
[104,"RMON118",4.9999998882412902E-3,45.925876204306306,0,55.367805480957031,0,0,528.93394064968879,0,1048.4229493832102,0,0,null,584.30174627926647,1048.4229493832102,1103.7907550127888,null,158.71542265876624,37.14366922553058,0,0,695.96571138116929,0,null,195.8590879391933,695.9656982421875,null,-388.44265819145255,-907.93166692497391,-352.45725114102265,null,0.37029026289865208,0.18681304911764635,0,0,0.3352019555584223,0.17744222541825491,0,0,0.66382150319355926,"FAIL",0,null,"RMON118",null,-352.45725114102265,352.45725114102265,0.2090816191887532,"FAIL",0,1,null,null,9.6915981850597017,1,38.697488,"YES",1,null,13.941899999999999,11.722899999999999,12.695988728363995,0,0,0,null,-389.41708151453309,null,-34.455027292190536,null,31.184878075106159,null,31.184878075106159,null,38.697488,null,31.184878075106159,0.62382232596731657,null,"RMON118"]
[105,"RMFT118",4.9999998882412902E-3,45.925876204306306,0,55.367805480957031,0,0,528.93394064968879,0,1048.4229493832102,0,0,null,584.30174627926647,1048.4229493832102,1103.7907550127888,null,158.71542265876624,37.14366922553058,0,0,695.96571138116929,0,null,195.8590879391933,695.9656982421875,null,-388.44265819145255,-907.93166692497391,-352.45725114102265,null,0.37029026289865208,0.18681304911764635,0,0,0.3352019555584223,0.17744222541825491,0,0,0.66382150319355926,"FAIL",0,null,"RMFT118",null,-352.45725114102265,352.45725114102265,0.2090816191887532,"FAIL",0,1,null,null,9.6915981850597017,1,38.697488,"YES",1,null,13.941899999999999,11.722899999999999,12.695988728363995,0,0,0,null,-389.41708151453309,null,-34.455027292190536,null,31.184878075106159,null,31.184878075106159,null,38.697488,null,31.184878075106159,0.62382232596731657,null,"RMFT118"]
[106,"RMFN118",4.9999998882412902E-3,45.925876204306306,0,55.367805480957031,0,0,528.93394064968879,0,1048.4229493832102,0,0,null,584.30174627926647,1048.4229493832102,1103.7907550127888,null,158.71542265876624,37.14366922553058,0,0,695.96571138116929,0,null,195.8590879391933,695.9656982421875,null,-388.44265819145255,-907.93166692497391,-352.45725114102265,null,0.37029026289865208,0.18681304911764635,0,0,0.3352019555584223,0.17744222541825491,0,0,0.66382150319355926,"FAIL",0,null,"RMFN118",null,-352.45725114102265,352.45725114102265,0.2090816191887532,"FAIL",0,1,null,null,9.6915981850597017,1,38.697488,"YES",1,null,13.941899999999999,11.722899999999999,12.695988728363995,0,0,0,null,-389.41708151453309,null,-34.455027292190536,null,31.184878075106159,null,31.184878075106159,null,38.697488,null,31.184878075106159,0.62382232596731657,null,"RMFN118"]
[107,"RSFT118",4.9999998882412902E-3,45.925876204306306,0,55.367805480957031,0,0,528.93394064968879,0,1048.4229493832102,0,0,null,584.30174627926647,1048.4229493832102,1103.7907550127888,null,158.71542265876624,37.14366922553058,0,0,695.96571138116929,0,null,195.8590879391933,695.9656982421875,null,-388.44265819145255,-907.93166692497391,-352.45725114102265,null,0.37029026289865208,0.18681304911764635,0,0,0.3352019555584223,0.17744222541825491,0,0,0.66382150319355926,"FAIL",0,null,"RSFT118",null,-352.45725114102265,352.45725114102265,0.2090816191887532,"FAIL",0,1,null,null,9.6915981850597017,1,38.697488,"YES",1,null,13.941899999999999,11.722899999999999,12.695988728363995,0,0,0,null,-389.41708151453309,null,-34.455027292190536,null,31.184878075106159,null,31.184878075106159,null,38.697488,null,31.184878075106159,0.62382232596731657,null,"RSFT118"]
[108,"RSFN118",4.9999998882412902E-3,45.925876204306306,0,55.367805480957031,0,0,528.93394064968879,0,1048.4229493832102,0,0,null,584.30174627926647,1048.4229493832102,1103.7907550127888,null,158.71542265876624,37.14366922553058,0,0,695.96571138116929,0,null,195.8590879391933,695.9656982421875,null,-388.44265819145255,-907.93166692497391,-352.45725114102265,null,0.37029026289865208,0.18681304911764635,0,0,0.3352019555584223,0.17744222541825491,0,0,0.66382150319355926,"FAIL",0,null,"RSFN118",null,-352.45725114102265,352.45725114102265,0.2090816191887532,"FAIL",0,1,null,null,9.6915981850597017,1,38.697488,"YES",1,null,13.941899999999999,11.722899999999999,12.695988728363995,0,0,0,null,-389.41708151453309,null,-34.455027292190536,null,31.184878075106159,null,31.184878075106159,null,38.697488,null,31.184878075106159,0.62382232596731657,null,"RSFN118"]
[109,"RMOT119",5.8500000275671475E-3,52.188495686711711,0,62.917957305908203,0,0,601.06129619282774,0,0,0,0,null,663.97925463539502,0,62.917958442567034,null,181.17095380029861,43.458094170023884,0,0,790.87012656951038,0,null,224.62905015295928,790.8701171875,null,-439.35020334577666,161.71109284705108,790.8701171875,null,0.37372070298949273,9999,0,1,0.33830733260009443,3.5701898118022002,0,1,99,"PASS",1,null,"RMOT119",null,790.8701171875,0,0.33830733260009443,"FAIL",0,1,null,null,0,0,-12.8324,"NO",0,null,13.941899999999999,11.722899999999999,12.695988728363995,0,0,0,null,-440.46776080922422,null,-38.971913252977046,null,0,null,0,null,-12.8324,null,-12.8324,0,null,"RMOT119"]
[110,"RMON119",5.8500000275671475E-3,52.188495686711711,0,62.917957305908203,0,0,601.06129619282774,0,0,0,0,null,663.97925463539502,0,62.917958442567034,null,181.17095380029861,43.458094170023884,0,0,790.87012656951038,0,null,224.62905015295928,790.8701171875,null,-439.35020334577666,161.71109284705108,790.8701171875,null,0.37372070298949273,9999,0,1,0.33830733260009443,3.5701898118022002,0,1,99,"PASS",1,null,"RMON119",null,790.8701171875,0,0.33830733260009443,"FAIL",0,1,null,null,0,0,-12.8324,"NO",0,null,13.941899999999999,11.722899999999999,12.695988728363995,0,0,0,null,-440.46776080922422,null,-38.971913252977046,null,0,null,0,null,-12.8324,null,-12.8324,0,null,"RMON119"]
[111,"RMFT119",5.8500000275671475E-3,52.188495686711711,0,62.917957305908203,0,0,601.06129619282774,0,0,0,0,null,663.97925463539502,0,62.917958442567034,null,181.17095380029861,43.458094170023884,0,0,790.87012656951038,0,null,224.62905015295928,790.8701171875,null,-439.35020334577666,161.71109284705108,790.8701171875,null,0.37372070298949273,9999,0,1,0.33830733260009443,3.5701898118022002,0,1,99,"PASS",1,null,"RMFT119",null,790.8701171875,0,0.33830733260009443,"FAIL",0,1,null,null,0,0,-12.8324,"NO",0,null,13.941899999999999,11.722899999999999,12.695988728363995,0,0,0,null,-440.46776080922422,null,-38.971913252977046,null,0,null,0,null,-12.8324,null,-12.8324,0,null,"RMFT119"]
[112,"RMFN119",5.8500000275671475E-3,52.188495686711711,0,62.917957305908203,0,0,601.06129619282774,0,0,0,0,null,663.97925463539502,0,62.917958442567034,null,181.17095380029861,43.458094170023884,0,0,790.87012656951038,0,null,224.62905015295928,790.8701171875,null,-439.35020334577666,161.71109284705108,790.8701171875,null,0.37372070298949273,9999,0,1,0.33830733260009443,3.5701898118022002,0,1,99,"PASS",1,null,"RMFN119",null,790.8701171875,0,0.33830733260009443,"FAIL",0,1,null,null,0,0,-12.8324,"NO",0,null,13.941899999999999,11.722899999999999,12.695988728363995,0,0,0,null,-440.46776080922422,null,-38.971913252977046,null,0,null,0,null,-12.8324,null,-12.8324,0,null,"RMFN119"]
[113,"RSFT119",5.8500000275671475E-3,52.188495686711711,0,62.917957305908203,0,0,601.06129619282774,0,0,0,0,null,663.97925463539502,0,62.917958442567034,null,181.17095380029861,43.458094170023884,0,0,790.87012656951038,0,null,224.62905015295928,790.8701171875,null,-439.35020334577666,161.71109284705108,790.8701171875,null,0.37372070298949273,9999,0,1,0.33830733260009443,3.5701898118022002,0,1,99,"PASS",1,null,"RSFT119",null,790.8701171875,0,0.33830733260009443,"FAIL",0,1,null,null,0,0,-12.8324,"NO",0,null,13.941899999999999,11.722899999999999,12.695988728363995,0,0,0,null,-440.46776080922422,null,-38.971913252977046,null,0,null,0,null,-12.8324,null,-12.8324,0,null,"RSFT119"]
[114,"RSFN119",5.8500000275671475E-3,52.188495686711711,0,62.917957305908203,0,0,601.06129619282774,0,0,0,0,null,663.97925463539502,0,62.917958442567034,null,181.17095380029861,43.458094170023884,0,0,790.87012656951038,0,null,224.62905015295928,790.8701171875,null,-439.35020334577666,161.71109284705108,790.8701171875,null,0.37372070298949273,9999,0,1,0.33830733260009443,3.5701898118022002,0,1,99,"PASS",1,null,"RSFN119",null,790.8701171875,0,0.33830733260009443,"FAIL",0,1,null,null,0,0,-12.8324,"NO",0,null,13.941899999999999,11.722899999999999,12.695988728363995,0,0,0,null,-440.46776080922422,null,-38.971913252977046,null,0,null,0,null,-12.8324,null,-12.8324,0,null,"RSFN119"]
[115,"RMOT120",0.11669999733567236,944.61177192948196,0,1138.8150634765625,0,0,10879.209461090193,0,1048.6326407094507,0,0,null,12018.024492899789,1048.6326407094507,2187.4476725190502,null,3319.4163297775717,866.93323930877079,0,0,14314.749290908139,0,null,4186.3494663359488,14314.7490234375,null,-7831.6750582308068,1998.9017621499356,13266.116382728049,null,0.3848027268257449,3.9921983198078603,0,1,0.34833923477010587,1.913805508732727,0,1,13.650871113217379,"PASS",1,null,"RMOT120",null,13266.116382728049,0,0.34833923477010587,"FAIL",0,1,null,null,0.47128798151080697,0,-182.26643999999999,"NO",0,null,13.941899999999999,11.722899999999999,12.695988728363995,0,0,0,null,-7852.5026675160598,null,-694.77741620629854,null,0,null,0,null,-182.26643999999999,null,-182.26643999999999,-3.6453287999999997,null,"RMOT120"]
[116,"RMON120",0.11669999733567236,944.61177192948196,0,1138.8150634765625,0,0,10879.209461090193,0,1048.6326407094507,0,0,null,12018.024492899789,1048.6326407094507,2187.4476725190502,null,3319.4163297775717,866.93323930877079,0,0,14314.749290908139,0,null,4186.3494663359488,14314.7490234375,null,-7831.6750582308068,1998.9017621499356,13266.116382728049,null,0.3848027268257449,3.9921983198078603,0,1,0.34833923477010587,1.913805508732727,0,1,13.650871113217379,"PASS",1,null,"RMON120",null,13266.116382728049,0,0.34833923477010587,"FAIL",0,1,null,null,0.47128798151080697,0,-182.26643999999999,"NO",0,null,13.941899999999999,11.722899999999999,12.695988728363995,0,0,0,null,-7852.5026675160598,null,-694.77741620629854,null,0,null,0,null,-182.26643999999999,null,-182.26643999999999,-3.6453287999999997,null,"RMON120"]
[117,"RMFT120",0.11570000275969505,944.61177192948196,0,1138.8150634765625,0,0,10879.209461090193,0,1048.6326407094507,0,0,null,12018.024492899789,1048.6326407094507,2187.4476725190502,null,3316.3723259992735,859.50454559124171,0,0,14314.749290908139,0,null,4175.8768653886555,14314.7490234375,null,-7842.1476591781002,1988.4291612026423,13266.116382728049,null,0.38384010164744042,3.9822114087193325,0,1,0.34746782691718581,1.9090179195587083,0,1,13.650871113217379,"PASS",1,null,"RMFT120",null,13266.116382728049,0,0.34746782691718581,"FAIL",0,1,null,null,0.47128798151080697,0,-182.26643999999999,"NO",0,null,13.941899999999999,11.722899999999999,12.695988728363995,0,0,0,null,-7862.9231659710786,null,-695.69940595895525,null,0,null,0,null,-182.26643999999999,null,-182.26643999999999,-3.6453287999999997,null,"RMFT120"]
[118,"RMFN120",0.11570000275969505,944.61177192948196,0,1138.8150634765625,0,0,10879.209461090193,0,1048.6326407094507,0,0,null,12018.024492899789,1048.6326407094507,2187.4476725190502,null,3316.3723259992735,859.50454559124171,0,0,14314.749290908139,0,null,4175.8768653886555,14314.7490234375,null,-7842.1476591781002,1988.4291612026423,13266.116382728049,null,0.38384010164744042,3.9822114087193325,0,1,0.34746782691718581,1.9090179195587083,0,1,13.650871113217379,"PASS",1,null,"RMFN120",null,13266.116382728049,0,0.34746782691718581,"FAIL",0,1,null,null,0.47128798151080697,0,-182.26643999999999,"NO",0,null,13.941899999999999,11.722899999999999,12.695988728363995,0,0,0,null,-7862.9231659710786,null,-695.69940595895525,null,0,null,0,null,-182.26643999999999,null,-182.26643999999999,-3.6453287999999997,null,"RMFN120"]
[119,"RSFT120",0.11570000275969505,944.61177192948196,0,1138.8150634765625,0,0,10879.209461090193,0,1048.6326407094507,0,0,null,12018.024492899789,1048.6326407094507,2187.4476725190502,null,3316.3723259992735,859.50454559124171,0,0,14314.749290908139,0,null,4175.8768653886555,14314.7490234375,null,-7842.1476591781002,1988.4291612026423,13266.116382728049,null,0.38384010164744042,3.9822114087193325,0,1,0.34746782691718581,1.9090179195587083,0,1,13.650871113217379,"PASS",1,null,"RSFT120",null,13266.116382728049,0,0.34746782691718581,"FAIL",0,1,null,null,0.47128798151080697,0,-182.26643999999999,"NO",0,null,13.941899999999999,11.722899999999999,12.695988728363995,0,0,0,null,-7862.9231659710786,null,-695.69940595895525,null,0,null,0,null,-182.26643999999999,null,-182.26643999999999,-3.6453287999999997,null,"RSFT120"]
[120,"RSFN120",0.11570000275969505,944.61177192948196,0,1138.8150634765625,0,0,10879.209461090193,0,1048.6326407094507,0,0,null,12018.024492899789,1048.6326407094507,2187.4476725190502,null,3316.3723259992735,859.50454559124171,0,0,14314.749290908139,0,null,4175.8768653886555,14314.7490234375,null,-7842.1476591781002,1988.4291612026423,13266.116382728049,null,0.38384010164744042,3.9822114087193325,0,1,0.34746782691718581,1.9090179195587083,0,1,13.650871113217379,"PASS",1,null,"RSFN120",null,13266.116382728049,0,0.34746782691718581,"FAIL",0,1,null,null,0.47128798151080697,0,-182.26643999999999,"NO",0,null,13.941899999999999,11.722899999999999,12.695988728363995,0,0,0,null,-7862.9231659710786,null,-695.69940595895525,null,0,null,0,null,-182.26643999999999,null,-182.26643999999999,-3.6453287999999997,null,"RSFN120"]
[121,"RMOT121",5.2799999900162216E-2,407.7173986063338,0,237.98320007324219,0,0,4695.7312116794565,0,8123.263795306405,0,0,null,4933.7144150054655,8123.263795306405,8361.246998632414,null,1445.938738242819,392.23715504711816,0,0,6178.5936995782313,0,null,1838.1758751064854,6178.59375,null,-3095.5385366462133,-6523.0711202731609,-1944.670045306405,null,0.3914567917632259,0.2262853849666408,0,0,0.37257443818145014,0.2198447045186257,0,0,0.7606048388543003,"FAIL",0,null,"RMOT121",null,-1944.670045306405,1944.670045306405,0.26723947848248208,"FAIL",0,1,null,null,17.470303548913229,1,699.74815823999995,"YES",1,null,13.941899999999999,11.722899999999999,12.695988728363995,0,0,0,null,-3104.6836902537079,null,-420.32570818794261,null,263.27796823595173,null,263.27796823595173,null,699.74815823999995,null,263.27796823595173,0.32909746029493969,null,"RMOT121"]
[122,"RMON121",5.2799999900162216E-2,407.7173986063338,0,237.98320007324219,0,0,4695.7312116794565,0,8123.263795306405,0,0,null,4933.7144150054655,8123.263795306405,8361.246998632414,null,1445.938738242819,392.23715504711816,0,0,6178.5936995782313,0,null,1838.1758751064854,6178.59375,null,-3095.5385366462133,-6523.0711202731609,-1944.670045306405,null,0.3914567917632259,0.2262853849666408,0,0,0.37257443818145014,0.2198447045186257,0,0,0.7606048388543003,"FAIL",0,null,"RMON121",null,-1944.670045306405,1944.670045306405,0.26723947848248208,"FAIL",0,1,null,null,17.470303548913229,1,699.74815823999995,"YES",1,null,13.941899999999999,11.722899999999999,12.695988728363995,0,0,0,null,-3104.6836902537079,null,-420.32570818794261,null,263.27796823595173,null,263.27796823595173,null,699.74815823999995,null,263.27796823595173,0.32909746029493969,null,"RMON121"]
[123,"RMFT121",5.1099999621510503E-2,407.7173986063338,0,237.98320007324219,0,0,4695.7312116794565,0,8123.263795306405,0,0,null,4933.7144150054655,8123.263795306405,8361.246998632414,null,1435.3762816693163,379.60830515813166,0,0,6178.5936995782313,0,null,1814.9846298843627,6178.59375,null,-3118.729781868336,-6546.262365495284,-1944.670045306405,null,0.38651799859626601,0.22343046780446238,0,0,0.36787387319396758,0.2170710458484611,0,0,0.7606048388543003,"FAIL",0,null,"RMFT121",null,-1944.670045306405,1944.670045306405,0.26386786624316877,"FAIL",0,1,null,null,17.470303548913229,1,699.74815823999995,"YES",1,null,13.941899999999999,11.722899999999999,12.695988728363995,0,0,0,null,-3127.7595561463672,null,-423.44982022029893,null,263.27796823595173,null,263.27796823595173,null,699.74815823999995,null,263.27796823595173,0.32909746029493969,null,"RMFT121"]
[124,"RMFN121",5.1099999621510503E-2,407.7173986063338,0,237.98320007324219,0,0,4695.7312116794565,0,8123.263795306405,0,0,null,4933.7144150054655,8123.263795306405,8361.246998632414,null,1435.3762816693163,379.60830515813166,0,0,6178.5936995782313,0,null,1814.9846298843627,6178.59375,null,-3118.729781868336,-6546.262365495284,-1944.670045306405,null,0.38651799859626601,0.22343046780446238,0,0,0.36787387319396758,0.2170710458484611,0,0,0.7606048388543003,"FAIL",0,null,"RMFN121",null,-1944.670045306405,1944.670045306405,0.26386786624316877,"FAIL",0,1,null,null,17.470303548913229,1,699.74815823999995,"YES",1,null,13.941899999999999,11.722899999999999,12.695988728363995,0,0,0,null,-3127.7595561463672,null,-423.44982022029893,null,263.27796823595173,null,263.27796823595173,null,699.74815823999995,null,263.27796823595173,0.32909746029493969,null,"RMFN121"]
[125,"RSFT121",5.2799999900162216E-2,407.7173986063338,0,237.98320007324219,0,0,4695.7312116794565,0,8123.263795306405,0,0,null,4933.7144150054655,8123.263795306405,8361.246998632414,null,1445.938738242819,392.23715504711816,0,0,6178.5936995782313,0,null,1838.1758751064854,6178.59375,null,-3095.5385366462133,-6523.0711202731609,-1944.670045306405,null,0.3914567917632259,0.2262853849666408,0,0,0.37257443818145014,0.2198447045186257,0,0,0.7606048388543003,"FAIL",0,null,"RSFT121",null,-1944.670045306405,1944.670045306405,0.26723947848248208,"FAIL",0,1,null,null,17.470303548913229,1,699.74815823999995,"YES",1,null,13.941899999999999,11.722899999999999,12.695988728363995,0,0,0,null,-3104.6836902537079,null,-420.32570818794261,null,263.27796823595173,null,263.27796823595173,null,699.74815823999995,null,263.27796823595173,0.32909746029493969,null,"RSFT121"]
[126,"RSFN121",5.2799999900162216E-2,407.7173986063338,0,237.98320007324219,0,0,4695.7312116794565,0,8123.263795306405,0,0,null,4933.7144150054655,8123.263795306405,8361.246998632414,null,1445.938738242819,392.23715504711816,0,0,6178.5936995782313,0,null,1838.1758751064854,6178.59375,null,-3095.5385366462133,-6523.0711202731609,-1944.670045306405,null,0.3914567917632259,0.2262853849666408,0,0,0.37257443818145014,0.2198447045186257,0,0,0.7606048388543003,"FAIL",0,null,"RSFN121",null,-1944.670045306405,1944.670045306405,0.26723947848248208,"FAIL",0,1,null,null,17.470303548913229,1,699.74815823999995,"YES",1,null,13.941899999999999,11.722899999999999,12.695988728363995,0,0,0,null,-3104.6836902537079,null,-420.32570818794261,null,263.27796823595173,null,263.27796823595173,null,699.74815823999995,null,263.27796823595173,0.32909746029493969,null,"RSFN121"]
[127,"RMOT122",4.0100000984966751E-2,213.34656399661151,0,150.02223205566406,0,0,2457.1385054645398,0,5198.9115857836996,0,0,null,2607.1607439839167,5198.9115857836996,5348.9338243030779,null,849.10017277701877,297.89224116422167,0,0,3233.0769808743948,0,null,1146.9924086726269,3233.076904296875,null,-1460.168328847577,-4201.9414091667368,-1965.8346814868246,null,0.46680006280548669,0.22062164161611258,0,0,0.43993927653405313,0.21443383816925601,0,0,0.62187572359138543,"FAIL",0,null,"RMOT122",null,-1965.8346814868246,1965.8346814868246,0.25081862183926756,"FAIL",0,1,null,null,17.736706447024869,1,372.54114880000003,"YES",1,null,13.941899999999999,11.722899999999999,12.695988728363995,0,0,0,null,-1465.8747587414707,null,-169.58961823982244,null,227.43085735522311,null,227.43085735522311,null,372.54114880000003,null,227.43085735522311,0.53513142907111322,null,"RMOT122"]
[128,"RMON122",4.0100000984966751E-2,213.34656399661151,0,150.02223205566406,0,0,2457.1385054645398,0,5198.9115857836996,0,0,null,2607.1607439839167,5198.9115857836996,5348.9338243030779,null,849.10017277701877,297.89224116422167,0,0,3233.0769808743948,0,null,1146.9924086726269,3233.076904296875,null,-1460.168328847577,-4201.9414091667368,-1965.8346814868246,null,0.46680006280548669,0.22062164161611258,0,0,0.43993927653405313,0.21443383816925601,0,0,0.62187572359138543,"FAIL",0,null,"RMON122",null,-1965.8346814868246,1965.8346814868246,0.25081862183926756,"FAIL",0,1,null,null,17.736706447024869,1,372.54114880000003,"YES",1,null,13.941899999999999,11.722899999999999,12.695988728363995,0,0,0,null,-1465.8747587414707,null,-169.58961823982244,null,227.43085735522311,null,227.43085735522311,null,372.54114880000003,null,227.43085735522311,0.53513142907111322,null,"RMON122"]
[129,"RMFT122",4.0949999541044238E-2,213.34656399661151,0,150.02223205566406,0,0,2457.1385054645398,0,5198.9115857836996,0,0,null,2607.1607439839167,5198.9115857836996,5348.9338243030779,null,856.25267573425708,304.20665434718381,0,0,3233.0769808743948,0,null,1160.4593071010054,3233.076904296875,null,-1446.7014304191985,-4188.4745107383587,-1965.8346814868246,null,0.47228078698868958,0.22321197195856415,0,0,0.44510462680746493,0.21695151718473846,0,0,0.62187572359138543,"FAIL",0,null,"RMFT122",null,-1965.8346814868246,1965.8346814868246,0.25376349652083957,"FAIL",0,1,null,null,17.736706447024869,1,372.54114880000003,"YES",1,null,13.941899999999999,11.722899999999999,12.695988728363995,0,0,0,null,-1452.4748598077608,null,-168.03936046297721,null,227.43085735522311,null,227.43085735522311,null,372.54114880000003,null,227.43085735522311,0.53513142907111322,null,"RMFT122"]
[130,"RMFN122",4.0949999541044238E-2,213.34656399661151,0,150.02223205566406,0,0,2457.1385054645398,0,5198.9115857836996,0,0,null,2607.1607439839167,5198.9115857836996,5348.9338243030779,null,856.25267573425708,304.20665434718381,0,0,3233.0769808743948,0,null,1160.4593071010054,3233.076904296875,null,-1446.7014304191985,-4188.4745107383587,-1965.8346814868246,null,0.47228078698868958,0.22321197195856415,0,0,0.44510462680746493,0.21695151718473846,0,0,0.62187572359138543,"FAIL",0,null,"RMFN122",null,-1965.8346814868246,1965.8346814868246,0.25376349652083957,"FAIL",0,1,null,null,17.736706447024869,1,372.54114880000003,"YES",1,null,13.941899999999999,11.722899999999999,12.695988728363995,0,0,0,null,-1452.4748598077608,null,-168.03936046297721,null,227.43085735522311,null,227.43085735522311,null,372.54114880000003,null,227.43085735522311,0.53513142907111322,null,"RMFN122"]
[131,"RSFT122",4.0250000730156901E-2,213.34656399661151,0,150.02223205566406,0,0,2457.1385054645398,0,5198.9115857836996,0,0,null,2607.1607439839167,5198.9115857836996,5348.9338243030779,null,849.92137412257534,299.00654937297963,0,0,3233.0769808743948,0,null,1148.9279232045651,3233.076904296875,null,-1458.2328143156387,-4200.0058946347981,-1965.8346814868246,null,0.46758777360308063,0.22099393387382876,0,0,0.44068166057815283,0.21479568869832463,0,0,0.62187572359138543,"FAIL",0,null,"RSFT122",null,-1965.8346814868246,1965.8346814868246,0.25124187057551023,"FAIL",0,1,null,null,17.736706447024869,1,372.54114880000003,"YES",1,null,13.941899999999999,11.722899999999999,12.695988728363995,0,0,0,null,-1463.9488736350645,null,-169.36680921877783,null,227.43085735522311,null,227.43085735522311,null,372.54114880000003,null,227.43085735522311,0.53513142907111322,null,"RSFT122"]
[132,"RSFN122",4.0250000730156901E-2,213.34656399661151,0,150.02223205566406,0,0,2457.1385054645398,0,5198.9115857836996,0,0,null,2607.1607439839167,5198.9115857836996,5348.9338243030779,null,849.92137412257534,299.00654937297963,0,0,3233.0769808743948,0,null,1148.9279232045651,3233.076904296875,null,-1458.2328143156387,-4200.0058946347981,-1965.8346814868246,null,0.46758777360308063,0.22099393387382876,0,0,0.44068166057815283,0.21479568869832463,0,0,0.62187572359138543,"FAIL",0,null,"RSFN122",null,-1965.8346814868246,1965.8346814868246,0.25124187057551023,"FAIL",0,1,null,null,17.736706447024869,1,372.54114880000003,"YES",1,null,13.941899999999999,11.722899999999999,12.695988728363995,0,0,0,null,-1463.9488736350645,null,-169.36680921877783,null,227.43085735522311,null,227.43085735522311,null,372.54114880000003,null,227.43085735522311,0.53513142907111322,null,"RSFN122"]
[133,"RMOT123",9.8499997518956654E-3,53.336640999152877,0,31.132408142089844,0,0,614.28462636613494,0,6625.5370330467904,0,0,null,645.41703470670802,6625.5370330467904,6656.6694413873629,null,209.97378545140532,73.173028166738831,0,0,808.26924521859871,0,null,283.14681085075205,808.26922607421875,null,-362.27022365747274,-6373.5226303381278,-5817.2678069725716,null,0.46093748516178351,4.2735677038476291E-2,0,0,0.43870365316046489,4.2535807636586209E-2,0,0,0.12199301310108769,"FAIL",0,null,"RMOT123",null,-5817.2678069725716,5817.2678069725716,4.3812566726660084E-2,"FAIL",0,1,null,null,108.92424429819977,1,639.38528719999999,"YES",1,null,13.941899999999999,11.722899999999999,12.695988728363995,0,0,0,null,-363.67891425872023,null,-49.236448037747437,null,787.56725471278332,null,787.56725471278332,null,639.38528719999999,null,639.38528719999999,0.97990082329501915,null,"RMOT123"]
[134,"RMON123",9.8499997518956654E-3,53.336640999152877,0,31.132408142089844,0,0,614.28462636613494,0,6625.5370330467904,0,0,null,645.41703470670802,6625.5370330467904,6656.6694413873629,null,209.97378545140532,73.173028166738831,0,0,808.26924521859871,0,null,283.14681085075205,808.26922607421875,null,-362.27022365747274,-6373.5226303381278,-5817.2678069725716,null,0.46093748516178351,4.2735677038476291E-2,0,0,0.43870365316046489,4.2535807636586209E-2,0,0,0.12199301310108769,"FAIL",0,null,"RMON123",null,-5817.2678069725716,5817.2678069725716,4.3812566726660084E-2,"FAIL",0,1,null,null,108.92424429819977,1,639.38528719999999,"YES",1,null,13.941899999999999,11.722899999999999,12.695988728363995,0,0,0,null,-363.67891425872023,null,-49.236448037747437,null,787.56725471278332,null,787.56725471278332,null,639.38528719999999,null,639.38528719999999,0.97990082329501915,null,"RMON123"]
[135,"RMFT123",1.0699999891221524E-2,53.336640999152877,0,31.132408142089844,0,0,614.28462636613494,0,6625.5370330467904,0,0,null,645.41703470670802,6625.5370330467904,6656.6694413873629,null,218.14734009032867,79.487453111232142,0,0,808.26924521859871,0,null,297.63479796376657,808.26922607421875,null,-347.78223654445821,-6359.0346432251135,-5817.2678069725716,null,0.48452262223206921,4.4922365761330227E-2,0,0,0.46115113492557452,4.4712269490523031E-2,0,0,0.12199301310108769,"FAIL",0,null,"RMFT123",null,-5817.2678069725716,5817.2678069725716,4.6054357479014783E-2,"FAIL",0,1,null,null,108.92424429819977,1,639.38528719999999,"YES",1,null,13.941899999999999,11.722899999999999,12.695988728363995,0,0,0,null,-349.26300668358135,null,-47.284759181419204,null,787.56725471278332,null,787.56725471278332,null,639.38528719999999,null,639.38528719999999,0.97990082329501915,null,"RMFT123"]
[136,"RMFN123",1.0699999891221524E-2,53.336640999152877,0,31.132408142089844,0,0,614.28462636613494,0,6625.5370330467904,0,0,null,645.41703470670802,6625.5370330467904,6656.6694413873629,null,218.14734009032867,79.487453111232142,0,0,808.26924521859871,0,null,297.63479796376657,808.26922607421875,null,-347.78223654445821,-6359.0346432251135,-5817.2678069725716,null,0.48452262223206921,4.4922365761330227E-2,0,0,0.46115113492557452,4.4712269490523031E-2,0,0,0.12199301310108769,"FAIL",0,null,"RMFN123",null,-5817.2678069725716,5817.2678069725716,4.6054357479014783E-2,"FAIL",0,1,null,null,108.92424429819977,1,639.38528719999999,"YES",1,null,13.941899999999999,11.722899999999999,12.695988728363995,0,0,0,null,-349.26300668358135,null,-47.284759181419204,null,787.56725471278332,null,787.56725471278332,null,639.38528719999999,null,639.38528719999999,0.97990082329501915,null,"RMFN123"]
[137,"RSFT123",9.8499997518956654E-3,53.336640999152877,0,31.132408142089844,0,0,614.28462636613494,0,6625.5370330467904,0,0,null,645.41703470670802,6625.5370330467904,6656.6694413873629,null,209.97378545140532,73.173028166738831,0,0,808.26924521859871,0,null,283.14681085075205,808.26922607421875,null,-362.27022365747274,-6373.5226303381278,-5817.2678069725716,null,0.46093748516178351,4.2735677038476291E-2,0,0,0.43870365316046489,4.2535807636586209E-2,0,0,0.12199301310108769,"FAIL",0,null,"RSFT123",null,-5817.2678069725716,5817.2678069725716,4.3812566726660084E-2,"FAIL",0,1,null,null,108.92424429819977,1,639.38528719999999,"YES",1,null,13.941899999999999,11.722899999999999,12.695988728363995,0,0,0,null,-363.67891425872023,null,-49.236448037747437,null,787.56725471278332,null,787.56725471278332,null,639.38528719999999,null,639.38528719999999,0.97990082329501915,null,"RSFT123"]
[138,"RSFN123",9.8499997518956654E-3,53.336640999152877,0,31.132408142089844,0,0,614.28462636613494,0,6625.5370330467904,0,0,null,645.41703470670802,6625.5370330467904,6656.6694413873629,null,209.97378545140532,73.173028166738831,0,0,808.26924521859871,0,null,283.14681085075205,808.26922607421875,null,-362.27022365747274,-6373.5226303381278,-5817.2678069725716,null,0.46093748516178351,4.2735677038476291E-2,0,0,0.43870365316046489,4.2535807636586209E-2,0,0,0.12199301310108769,"FAIL",0,null,"RSFN123",null,-5817.2678069725716,5817.2678069725716,4.3812566726660084E-2,"FAIL",0,1,null,null,108.92424429819977,1,639.38528719999999,"YES",1,null,13.941899999999999,11.722899999999999,12.695988728363995,0,0,0,null,-363.67891425872023,null,-49.236448037747437,null,787.56725471278332,null,787.56725471278332,null,639.38528719999999,null,639.38528719999999,0.97990082329501915,null,"RSFN123"]
[139,"RMOT124",9.8499997518956654E-3,53.336640999152877,0,31.132408142089844,0,0,614.28462636613494,0,9608.2979578858631,0,0,null,645.41703470670802,9608.2979578858631,9639.4303662264338,null,209.97378545140532,73.173028166738831,0,0,808.26924521859871,0,null,283.14681085075205,808.26922607421875,null,-362.27022365747274,-9356.2835551772005,-8800.0287318116443,null,0.46093748516178351,2.9468987336967796E-2,0,0,0.43870365316046489,2.9373811532332924E-2,0,0,8.4121998466007625E-2,"FAIL",0,null,"RMOT124",null,-8800.0287318116443,8800.0287318116443,2.9977072322026743E-2,"FAIL",0,1,null,null,157.96102094585675,1,933.13528719999999,"YES",1,null,13.941899999999999,11.722899999999999,12.695988728363995,0,0,0,null,-363.67891425872023,null,-49.236448037747437,null,1191.3865236528195,null,1191.3865236528195,null,933.13528719999999,null,933.13528719999999,0.98614032993394984,null,"RMOT124"]
[140,"RMON124",9.8499997518956654E-3,53.336640999152877,0,31.132408142089844,0,0,614.28462636613494,0,9608.2979578858631,0,0,null,645.41703470670802,9608.2979578858631,9639.4303662264338,null,209.97378545140532,73.173028166738831,0,0,808.26924521859871,0,null,283.14681085075205,808.26922607421875,null,-362.27022365747274,-9356.2835551772005,-8800.0287318116443,null,0.46093748516178351,2.9468987336967796E-2,0,0,0.43870365316046489,2.9373811532332924E-2,0,0,8.4121998466007625E-2,"FAIL",0,null,"RMON124",null,-8800.0287318116443,8800.0287318116443,2.9977072322026743E-2,"FAIL",0,1,null,null,157.96102094585675,1,933.13528719999999,"YES",1,null,13.941899999999999,11.722899999999999,12.695988728363995,0,0,0,null,-363.67891425872023,null,-49.236448037747437,null,1191.3865236528195,null,1191.3865236528195,null,933.13528719999999,null,933.13528719999999,0.98614032993394984,null,"RMON124"]
[141,"RMFT124",1.0699999891221524E-2,53.336640999152877,0,31.132408142089844,0,0,614.28462636613494,0,9608.2979578858631,0,0,null,645.41703470670802,9608.2979578858631,9639.4303662264338,null,218.14734009032867,79.487453111232142,0,0,808.26924521859871,0,null,297.63479796376657,808.26922607421875,null,-347.78223654445821,-9341.7955680641862,-8800.0287318116443,null,0.48452262223206921,3.0976849309662321E-2,0,0,0.46115113492557452,3.0876803572617195E-2,0,0,8.4121998466007625E-2,"FAIL",0,null,"RMFT124",null,-8800.0287318116443,8800.0287318116443,3.1510931863592807E-2,"FAIL",0,1,null,null,157.96102094585675,1,933.13528719999999,"YES",1,null,13.941899999999999,11.722899999999999,12.695988728363995,0,0,0,null,-349.26300668358135,null,-47.284759181419204,null,1191.3865236528195,null,1191.3865236528195,null,933.13528719999999,null,933.13528719999999,0.98614032993394984,null,"RMFT124"]
[142,"RMFN124",1.0699999891221524E-2,53.336640999152877,0,31.132408142089844,0,0,614.28462636613494,0,9608.2979578858631,0,0,null,645.41703470670802,9608.2979578858631,9639.4303662264338,null,218.14734009032867,79.487453111232142,0,0,808.26924521859871,0,null,297.63479796376657,808.26922607421875,null,-347.78223654445821,-9341.7955680641862,-8800.0287318116443,null,0.48452262223206921,3.0976849309662321E-2,0,0,0.46115113492557452,3.0876803572617195E-2,0,0,8.4121998466007625E-2,"FAIL",0,null,"RMFN124",null,-8800.0287318116443,8800.0287318116443,3.1510931863592807E-2,"FAIL",0,1,null,null,157.96102094585675,1,933.13528719999999,"YES",1,null,13.941899999999999,11.722899999999999,12.695988728363995,0,0,0,null,-349.26300668358135,null,-47.284759181419204,null,1191.3865236528195,null,1191.3865236528195,null,933.13528719999999,null,933.13528719999999,0.98614032993394984,null,"RMFN124"]
[143,"RSFT124",9.8499997518956654E-3,53.336640999152877,0,31.132408142089844,0,0,614.28462636613494,0,9608.2979578858631,0,0,null,645.41703470670802,9608.2979578858631,9639.4303662264338,null,209.97378545140532,73.173028166738831,0,0,808.26924521859871,0,null,283.14681085075205,808.26922607421875,null,-362.27022365747274,-9356.2835551772005,-8800.0287318116443,null,0.46093748516178351,2.9468987336967796E-2,0,0,0.43870365316046489,2.9373811532332924E-2,0,0,8.4121998466007625E-2,"FAIL",0,null,"RSFT124",null,-8800.0287318116443,8800.0287318116443,2.9977072322026743E-2,"FAIL",0,1,null,null,157.96102094585675,1,933.13528719999999,"YES",1,null,13.941899999999999,11.722899999999999,12.695988728363995,0,0,0,null,-363.67891425872023,null,-49.236448037747437,null,1191.3865236528195,null,1191.3865236528195,null,933.13528719999999,null,933.13528719999999,0.98614032993394984,null,"RSFT124"]
[144,"RSFN124",9.8499997518956654E-3,53.336640999152877,0,31.132408142089844,0,0,614.28462636613494,0,9608.2979578858631,0,0,null,645.41703470670802,9608.2979578858631,9639.4303662264338,null,209.97378545140532,73.173028166738831,0,0,808.26924521859871,0,null,283.14681085075205,808.26922607421875,null,-362.27022365747274,-9356.2835551772005,-8800.0287318116443,null,0.46093748516178351,2.9468987336967796E-2,0,0,0.43870365316046489,2.9373811532332924E-2,0,0,8.4121998466007625E-2,"FAIL",0,null,"RSFN124",null,-8800.0287318116443,8800.0287318116443,2.9977072322026743E-2,"FAIL",0,1,null,null,157.96102094585675,1,933.13528719999999,"YES",1,null,13.941899999999999,11.722899999999999,12.695988728363995,0,0,0,null,-363.67891425872023,null,-49.236448037747437,null,1191.3865236528195,null,1191.3865236528195,null,933.13528719999999,null,933.13528719999999,0.98614032993394984,null,"RSFN124"]
[145,"RMOT125",3.3500000182539215E-2,235.13005292637712,0,189.10881042480469,0,0,2708.0216152273856,0,4318.5457138177717,0,0,null,2897.1304312965826,4318.5457138177717,4507.6545298869678,null,851.57045185430206,248.86259072960246,0,0,3563.1863358255064,0,null,1100.4331030374101,3563.186279296875,null,-1796.6973226147802,-3407.2214212051663,-755.35943452089668,null,0.40636053155912849,0.25481566618976048,0,0,0.37983554115955448,0.24412543089076164,0,0,0.82508939708475892,"FAIL",0,null,"RMOT125",null,-755.35943452089668,755.35943452089668,0.30128300013549164,"FAIL",0,1,null,null,11.688046546604408,1,250.84490504000001,"YES",1,null,13.941899999999999,11.722899999999999,12.695988728363995,0,0,0,null,-1802.1721141721798,null,-185.76288809363888,null,77.860349187477055,null,77.860349187477055,null,250.84490504000001,null,77.860349187477055,0.25225279980391707,null,"RMOT125"]
[146,"RMON125",3.3500000182539215E-2,235.13005292637712,0,189.10881042480469,0,0,2708.0216152273856,0,4318.5457138177717,0,0,null,2897.1304312965826,4318.5457138177717,4507.6545298869678,null,851.57045185430206,248.86259072960246,0,0,3563.1863358255064,0,null,1100.4331030374101,3563.186279296875,null,-1796.6973226147802,-3407.2214212051663,-755.35943452089668,null,0.40636053155912849,0.25481566618976048,0,0,0.37983554115955448,0.24412543089076164,0,0,0.82508939708475892,"FAIL",0,null,"RMON125",null,-755.35943452089668,755.35943452089668,0.30128300013549164,"FAIL",0,1,null,null,11.688046546604408,1,250.84490504000001,"YES",1,null,13.941899999999999,11.722899999999999,12.695988728363995,0,0,0,null,-1802.1721141721798,null,-185.76288809363888,null,77.860349187477055,null,77.860349187477055,null,250.84490504000001,null,77.860349187477055,0.25225279980391707,null,"RMON125"]
[147,"RMFT125",3.2650001626461748E-2,235.13005292637712,0,189.10881042480469,0,0,2708.0216152273856,0,4318.5457138177717,0,0,null,2897.1304312965826,4318.5457138177717,4507.6545298869678,null,846.45900313988739,242.54817754664046,0,0,3563.1863358255064,0,null,1089.0072202340316,3563.186279296875,null,-1808.1232054181587,-3418.6473040085448,-755.35943452089668,null,0.40214125844139187,0.25216989523802086,0,0,0.37589167908755045,0.24159065748656017,0,0,0.82508939708475892,"FAIL",0,null,"RMFT125",null,-755.35943452089668,755.35943452089668,0.29815475522837587,"FAIL",0,1,null,null,11.688046546604408,1,250.84490504000001,"YES",1,null,13.941899999999999,11.722899999999999,12.695988728363995,0,0,0,null,-1813.541151787482,null,-186.9347768636712,null,77.860349187477055,null,77.860349187477055,null,250.84490504000001,null,77.860349187477055,0.25225279980391707,null,"RMFT125"]
[148,"RMFN125",3.2650001626461748E-2,235.13005292637712,0,189.10881042480469,0,0,2708.0216152273856,0,4318.5457138177717,0,0,null,2897.1304312965826,4318.5457138177717,4507.6545298869678,null,846.45900313988739,242.54817754664046,0,0,3563.1863358255064,0,null,1089.0072202340316,3563.186279296875,null,-1808.1232054181587,-3418.6473040085448,-755.35943452089668,null,0.40214125844139187,0.25216989523802086,0,0,0.37589167908755045,0.24159065748656017,0,0,0.82508939708475892,"FAIL",0,null,"RMFN125",null,-755.35943452089668,755.35943452089668,0.29815475522837587,"FAIL",0,1,null,null,11.688046546604408,1,250.84490504000001,"YES",1,null,13.941899999999999,11.722899999999999,12.695988728363995,0,0,0,null,-1813.541151787482,null,-186.9347768636712,null,77.860349187477055,null,77.860349187477055,null,250.84490504000001,null,77.860349187477055,0.25225279980391707,null,"RMFN125"]
[149,"RSFT125",2.0949999848380686E-2,145.45977581506949,0,116.98941040039063,0,0,1675.2780520858241,0,4318.5457138177717,0,0,null,1792.267461391086,4318.5457138177717,4435.5351231230306,null,528.52368775284481,155.63197640727941,0,0,2204.3132264287156,0,null,684.15567247185345,2204.313232421875,null,-1108.1117900143613,-3751.3794517463089,-2114.2324813958967,null,0.40838335559881395,0.15842270009619319,0,0,0.38172632533472423,0.15424422382236178,0,0,0.5104295238484744,"FAIL",0,null,"RSFT125",null,-2114.2324813958967,2114.2324813958967,0.17513264617942603,"FAIL",0,1,null,null,18.893270992778238,1,272.89353472000005,"YES",1,null,13.941899999999999,11.722899999999999,12.695988728363995,0,0,0,null,-1111.5155495788979,null,-114.57193074236935,null,217.92920263106424,null,217.92920263106424,null,272.89353472000005,null,217.92920263106424,0.70604938324066679,null,"RSFT125"]
[150,"RSFN125",2.0949999848380686E-2,145.45977581506949,0,116.98941040039063,0,0,1675.2780520858241,0,4318.5457138177717,0,0,null,1792.267461391086,4318.5457138177717,4435.5351231230306,null,528.52368775284481,155.63197640727941,0,0,2204.3132264287156,0,null,684.15567247185345,2204.313232421875,null,-1108.1117900143613,-3751.3794517463089,-2114.2324813958967,null,0.40838335559881395,0.15842270009619319,0,0,0.38172632533472423,0.15424422382236178,0,0,0.5104295238484744,"FAIL",0,null,"RSFN125",null,-2114.2324813958967,2114.2324813958967,0.17513264617942603,"FAIL",0,1,null,null,18.893270992778238,1,272.89353472000005,"YES",1,null,13.941899999999999,11.722899999999999,12.695988728363995,0,0,0,null,-1111.5155495788979,null,-114.57193074236935,null,217.92920263106424,null,217.92920263106424,null,272.89353472000005,null,217.92920263106424,0.70604938324066679,null,"RSFN125"]
[151,"RMOE126",4.8499999335035677E-3,41.53160582308508,0,224.0677490234375,0,0,478.3245905160133,0,14078.145092093373,0,0,null,702.39233953137671,14078.145092093373,14302.212841108732,null,144.83000931894657,36.029359460099315,0,0,629.37446120528102,0,null,180.85937153986566,629.37445068359375,null,-521.53296799958525,-14121.353469576945,-13448.770641409779,null,0.37811012673372241,1.2846818267375342E-2,0,0,0.25749052396905797,1.2645551674347966E-2,0,0,4.4705779530363393E-2,"FAIL",0,null,"RMOE126",null,-13448.770641409779,13448.770641409779,1.2780530602562108E-2,"FAIL",0,1,null,null,32.157498612763028,1,139.78797607999999,"YES",1,null,13.941899999999999,11.722899999999999,12.695988728363995,0,0,0,null,-522.43276586794275,null,{"$error":"#N/A"},null,{"$error":"#N/A"},null,{"$error":"#N/A"},null,139.78797607999999,null,{"$error":"#N/A"},{"$error":"#N/A"},null,"RMOE126"]
[152,"RMON126",4.8499999335035677E-3,41.53160582308508,0,224.0677490234375,0,0,478.3245905160133,0,14078.145092093373,0,0,null,702.39233953137671,14078.145092093373,14302.212841108732,null,144.83000931894657,36.029359460099315,0,0,629.37446120528102,0,null,180.85937153986566,629.37445068359375,null,-521.53296799958525,-14121.353469576945,-13448.770641409779,null,0.37811012673372241,1.2846818267375342E-2,0,0,0.25749052396905797,1.2645551674347966E-2,0,0,4.4705779530363393E-2,"FAIL",0,null,"RMON126",null,-13448.770641409779,13448.770641409779,1.2780530602562108E-2,"FAIL",0,1,null,null,32.157498612763028,1,139.78797607999999,"YES",1,null,13.941899999999999,11.722899999999999,12.695988728363995,0,0,0,null,-522.43276586794275,null,{"$error":"#N/A"},null,{"$error":"#N/A"},null,{"$error":"#N/A"},null,139.78797607999999,null,{"$error":"#N/A"},{"$error":"#N/A"},null,"RMON126"]
[153,"RMFE126",4.8499999335035677E-3,41.53160582308508,0,224.0677490234375,0,0,478.3245905160133,0,14078.145092093373,0,0,null,702.39233953137671,14078.145092093373,14302.212841108732,null,144.83000931894657,36.029359460099315,0,0,629.37446120528102,0,null,180.85937153986566,629.37445068359375,null,-521.53296799958525,-14121.353469576945,-13448.770641409779,null,0.37811012673372241,1.2846818267375342E-2,0,0,0.25749052396905797,1.2645551674347966E-2,0,0,4.4705779530363393E-2,"FAIL",0,null,"RMFE126",null,-13448.770641409779,13448.770641409779,1.2780530602562108E-2,"FAIL",0,1,null,null,32.157498612763028,1,139.78797607999999,"YES",1,null,13.941899999999999,11.722899999999999,12.695988728363995,0,0,0,null,-522.43276586794275,null,{"$error":"#N/A"},null,{"$error":"#N/A"},null,{"$error":"#N/A"},null,139.78797607999999,null,{"$error":"#N/A"},{"$error":"#N/A"},null,"RMFE126"]
[154,"RMFN126",4.8499999335035677E-3,41.53160582308508,0,224.0677490234375,0,0,478.3245905160133,0,14078.145092093373,0,0,null,702.39233953137671,14078.145092093373,14302.212841108732,null,144.83000931894657,36.029359460099315,0,0,629.37446120528102,0,null,180.85937153986566,629.37445068359375,null,-521.53296799958525,-14121.353469576945,-13448.770641409779,null,0.37811012673372241,1.2846818267375342E-2,0,0,0.25749052396905797,1.2645551674347966E-2,0,0,4.4705779530363393E-2,"FAIL",0,null,"RMFN126",null,-13448.770641409779,13448.770641409779,1.2780530602562108E-2,"FAIL",0,1,null,null,32.157498612763028,1,139.78797607999999,"YES",1,null,13.941899999999999,11.722899999999999,12.695988728363995,0,0,0,null,-522.43276586794275,null,{"$error":"#N/A"},null,{"$error":"#N/A"},null,{"$error":"#N/A"},null,139.78797607999999,null,{"$error":"#N/A"},{"$error":"#N/A"},null,"RMFN126"]
[155,"RSFE126",4.8499999335035677E-3,41.53160582308508,0,224.0677490234375,0,0,478.3245905160133,0,14078.145092093373,0,0,null,702.39233953137671,14078.145092093373,14302.212841108732,null,144.83000931894657,36.029359460099315,0,0,629.37446120528102,0,null,180.85937153986566,629.37445068359375,null,-521.53296799958525,-14121.353469576945,-13448.770641409779,null,0.37811012673372241,1.2846818267375342E-2,0,0,0.25749052396905797,1.2645551674347966E-2,0,0,4.4705779530363393E-2,"FAIL",0,null,"RSFE126",null,-13448.770641409779,13448.770641409779,1.2780530602562108E-2,"FAIL",0,1,null,null,32.157498612763028,1,139.78797607999999,"YES",1,null,13.941899999999999,11.722899999999999,12.695988728363995,0,0,0,null,-522.43276586794275,null,{"$error":"#N/A"},null,{"$error":"#N/A"},null,{"$error":"#N/A"},null,139.78797607999999,null,{"$error":"#N/A"},{"$error":"#N/A"},null,"RSFE126"]
[156,"RSFN126",4.8499999335035677E-3,41.53160582308508,0,224.0677490234375,0,0,478.3245905160133,0,14078.145092093373,0,0,null,702.39233953137671,14078.145092093373,14302.212841108732,null,144.83000931894657,36.029359460099315,0,0,629.37446120528102,0,null,180.85937153986566,629.37445068359375,null,-521.53296799958525,-14121.353469576945,-13448.770641409779,null,0.37811012673372241,1.2846818267375342E-2,0,0,0.25749052396905797,1.2645551674347966E-2,0,0,4.4705779530363393E-2,"FAIL",0,null,"RSFN126",null,-13448.770641409779,13448.770641409779,1.2780530602562108E-2,"FAIL",0,1,null,null,32.157498612763028,1,139.78797607999999,"YES",1,null,13.941899999999999,11.722899999999999,12.695988728363995,0,0,0,null,-522.43276586794275,null,{"$error":"#N/A"},null,{"$error":"#N/A"},null,{"$error":"#N/A"},null,139.78797607999999,null,{"$error":"#N/A"},{"$error":"#N/A"},null,"RSFN126"]
[157,"RMOT127",0.11639999784529208,940.33234076583551,0,1133.65576171875,0,0,10829.922728289335,0,1048.6326407094507,0,0,null,11963.578521428479,1048.6326407094507,2182.2884338485915,null,3305.6302043597666,864.70462289125476,0,0,14249.89832669649,0,null,4170.3349092951985,14249.8984375,null,-7793.2435807128868,1988.0465068669978,13201.265796790549,null,0.38507522296550428,3.9769264730056135,0,1,0.34858591121195376,1.9109916474169626,0,1,13.589028115565098,"PASS",1,null,"RMOT127",null,13201.265796790549,0,0.34858591121195376,"FAIL",0,1,null,null,0.47343281525949643,0,-181.21418319999998,"NO",0,null,13.941899999999999,11.722899999999999,12.695988728363995,0,0,0,null,-7813.9915155850013,null,-691.37000843240821,null,0,null,0,null,-181.21418319999998,null,-181.21418319999998,-3.6242836639999996,null,"RMOT127"]
[158,"RMON127",0.11639999784529208,940.33234076583551,0,1133.65576171875,0,0,10829.922728289335,0,1048.6326407094507,0,0,null,11963.578521428479,1048.6326407094507,2182.2884338485915,null,3305.6302043597666,864.70462289125476,0,0,14249.89832669649,0,null,4170.3349092951985,14249.8984375,null,-7793.2435807128868,1988.0465068669978,13201.265796790549,null,0.38507522296550428,3.9769264730056135,0,1,0.34858591121195376,1.9109916474169626,0,1,13.589028115565098,"PASS",1,null,"RMON127",null,13201.265796790549,0,0.34858591121195376,"FAIL",0,1,null,null,0.47343281525949643,0,-181.21418319999998,"NO",0,null,13.941899999999999,11.722899999999999,12.695988728363995,0,0,0,null,-7813.9915155850013,null,-691.37000843240821,null,0,null,0,null,-181.21418319999998,null,-181.21418319999998,-3.6242836639999996,null,"RMON127"]
[159,"RMFT127",0.11555000245571137,940.33234076583551,0,1133.65576171875,0,0,10829.922728289335,0,1048.6326407094507,0,0,null,11963.578521428479,1048.6326407094507,2182.2884338485915,null,3300.9767474038545,858.39023323135461,0,0,14249.89832669649,0,null,4159.3669143103107,14249.8984375,null,-7804.2115756977746,1977.07851188211,13201.265796790549,null,0.38406247382037534,3.9664671428654916,0,1,0.34766912908075048,1.905965732889495,0,1,13.589028115565098,"PASS",1,null,"RMFT127",null,13201.265796790549,0,0.34766912908075048,"FAIL",0,1,null,null,0.47343281525949643,0,-181.21418319999998,"NO",0,null,13.941899999999999,11.722899999999999,12.695988728363995,0,0,0,null,-7824.9049434306608,null,-692.33561182302242,null,0,null,0,null,-181.21418319999998,null,-181.21418319999998,-3.6242836639999996,null,"RMFT127"]
[160,"RMFN127",0.11555000245571137,940.33234076583551,0,1133.65576171875,0,0,10829.922728289335,0,1048.6326407094507,0,0,null,11963.578521428479,1048.6326407094507,2182.2884338485915,null,3300.9767474038545,858.39023323135461,0,0,14249.89832669649,0,null,4159.3669143103107,14249.8984375,null,-7804.2115756977746,1977.07851188211,13201.265796790549,null,0.38406247382037534,3.9664671428654916,0,1,0.34766912908075048,1.905965732889495,0,1,13.589028115565098,"PASS",1,null,"RMFN127",null,13201.265796790549,0,0.34766912908075048,"FAIL",0,1,null,null,0.47343281525949643,0,-181.21418319999998,"NO",0,null,13.941899999999999,11.722899999999999,12.695988728363995,0,0,0,null,-7824.9049434306608,null,-692.33561182302242,null,0,null,0,null,-181.21418319999998,null,-181.21418319999998,-3.6242836639999996,null,"RMFN127"]
[161,"RSFT127",0.11555000245571137,940.33234076583551,0,1133.65576171875,0,0,10829.922728289335,0,1048.6326407094507,0,0,null,11963.578521428479,1048.6326407094507,2182.2884338485915,null,3300.9767474038545,858.39023323135461,0,0,14249.89832669649,0,null,4159.3669143103107,14249.8984375,null,-7804.2115756977746,1977.07851188211,13201.265796790549,null,0.38406247382037534,3.9664671428654916,0,1,0.34766912908075048,1.905965732889495,0,1,13.589028115565098,"PASS",1,null,"RSFT127",null,13201.265796790549,0,0.34766912908075048,"FAIL",0,1,null,null,0.47343281525949643,0,-181.21418319999998,"NO",0,null,13.941899999999999,11.722899999999999,12.695988728363995,0,0,0,null,-7824.9049434306608,null,-692.33561182302242,null,0,null,0,null,-181.21418319999998,null,-181.21418319999998,-3.6242836639999996,null,"RSFT127"]
[162,"RSFN127",0.11555000245571137,940.33234076583551,0,1133.65576171875,0,0,10829.922728289335,0,1048.6326407094507,0,0,null,11963.578521428479,1048.6326407094507,2182.2884338485915,null,3300.9767474038545,858.39023323135461,0,0,14249.89832669649,0,null,4159.3669143103107,14249.8984375,null,-7804.2115756977746,1977.07851188211,13201.265796790549,null,0.38406247382037534,3.9664671428654916,0,1,0.34766912908075048,1.905965732889495,0,1,13.589028115565098,"PASS",1,null,"RSFN127",null,13201.265796790549,0,0.34766912908075048,"FAIL",0,1,null,null,0.47343281525949643,0,-181.21418319999998,"NO",0,null,13.941899999999999,11.722899999999999,12.695988728363995,0,0,0,null,-7824.9049434306608,null,-692.33561182302242,null,0,null,0,null,-181.21418319999998,null,-181.21418319999998,-3.6242836639999996,null,"RSFN127"]
[163,"RMOE128",7.0000002160668364E-3,68.575680147006196,0,72.796096801757813,0,0,789.79450651150546,0,372.4752020644919,0,0,null,862.59060013094472,372.4752020644919,445.27129568393099,null,234.44027088392667,52.001139683161917,0,0,1039.2032980414551,0,null,286.44141301278501,1039.2032470703125,null,-576.14919030047827,-158.8298858534647,666.7280450058206,null,0.36267840640977189,0.76902143129300016,0,0,0.33207110292245939,0.64329637625897396,0,0,2.7899931090993291,"PASS",1,null,"RMOE128",null,666.7280450058206,0,0.33207110292245939,"FAIL",0,1,null,null,2.6188189105939252,1,3.3082264000000032,"YES",1,null,13.941899999999999,11.722899999999999,12.695988728363995,0,0,0,null,-577.57427195725825,null,-51.102887490598512,null,0,null,0,null,3.3082264000000032,null,0,0,null,"RMOE128"]
[164,"RMON128",7.0000002160668364E-3,68.575680147006196,0,72.796096801757813,0,0,789.79450651150546,0,372.4752020644919,0,0,null,862.59060013094472,372.4752020644919,445.27129568393099,null,234.44027088392667,52.001139683161917,0,0,1039.2032980414551,0,null,286.44141301278501,1039.2032470703125,null,-576.14919030047827,-158.8298858534647,666.7280450058206,null,0.36267840640977189,0.76902143129300016,0,0,0.33207110292245939,0.64329637625897396,0,0,2.7899931090993291,"PASS",1,null,"RMON128",null,666.7280450058206,0,0.33207110292245939,"FAIL",0,1,null,null,2.6188189105939252,1,3.3082264000000032,"YES",1,null,13.941899999999999,11.722899999999999,12.695988728363995,0,0,0,null,-577.57427195725825,null,-51.102887490598512,null,0,null,0,null,3.3082264000000032,null,0,0,null,"RMON128"]
[165,"RMFE128",7.0000002160668364E-3,68.575680147006196,0,72.796096801757813,0,0,789.79450651150546,0,372.4752020644919,0,0,null,862.59060013094472,372.4752020644919,445.27129568393099,null,234.44027088392667,52.001139683161917,0,0,1039.2032980414551,0,null,286.44141301278501,1039.2032470703125,null,-576.14919030047827,-158.8298858534647,666.7280450058206,null,0.36267840640977189,0.76902143129300016,0,0,0.33207110292245939,0.64329637625897396,0,0,2.7899931090993291,"PASS",1,null,"RMFE128",null,666.7280450058206,0,0.33207110292245939,"FAIL",0,1,null,null,2.6188189105939252,1,3.3082264000000032,"YES",1,null,13.941899999999999,11.722899999999999,12.695988728363995,0,0,0,null,-577.57427195725825,null,-51.102887490598512,null,0,null,0,null,3.3082264000000032,null,0,0,null,"RMFE128"]
[166,"RMFN128",7.0000002160668364E-3,68.575680147006196,0,72.796096801757813,0,0,789.79450651150546,0,372.4752020644919,0,0,null,862.59060013094472,372.4752020644919,445.27129568393099,null,234.44027088392667,52.001139683161917,0,0,1039.2032980414551,0,null,286.44141301278501,1039.2032470703125,null,-576.14919030047827,-158.8298858534647,666.7280450058206,null,0.36267840640977189,0.76902143129300016,0,0,0.33207110292245939,0.64329637625897396,0,0,2.7899931090993291,"PASS",1,null,"RMFN128",null,666.7280450058206,0,0.33207110292245939,"FAIL",0,1,null,null,2.6188189105939252,1,3.3082264000000032,"YES",1,null,13.941899999999999,11.722899999999999,12.695988728363995,0,0,0,null,-577.57427195725825,null,-51.102887490598512,null,0,null,0,null,3.3082264000000032,null,0,0,null,"RMFN128"]
[167,"RSFE128",7.0000002160668364E-3,68.575680147006196,0,72.796096801757813,0,0,789.79450651150546,0,372.4752020644919,0,0,null,862.59060013094472,372.4752020644919,445.27129568393099,null,234.44027088392667,52.001139683161917,0,0,1039.2032980414551,0,null,286.44141301278501,1039.2032470703125,null,-576.14919030047827,-158.8298858534647,666.7280450058206,null,0.36267840640977189,0.76902143129300016,0,0,0.33207110292245939,0.64329637625897396,0,0,2.7899931090993291,"PASS",1,null,"RSFE128",null,666.7280450058206,0,0.33207110292245939,"FAIL",0,1,null,null,2.6188189105939252,1,3.3082264000000032,"YES",1,null,13.941899999999999,11.722899999999999,12.695988728363995,0,0,0,null,-577.57427195725825,null,-51.102887490598512,null,0,null,0,null,3.3082264000000032,null,0,0,null,"RSFE128"]
[168,"RSFN128",7.0000002160668364E-3,68.575680147006196,0,72.796096801757813,0,0,789.79450651150546,0,372.4752020644919,0,0,null,862.59060013094472,372.4752020644919,445.27129568393099,null,234.44027088392667,52.001139683161917,0,0,1039.2032980414551,0,null,286.44141301278501,1039.2032470703125,null,-576.14919030047827,-158.8298858534647,666.7280450058206,null,0.36267840640977189,0.76902143129300016,0,0,0.33207110292245939,0.64329637625897396,0,0,2.7899931090993291,"PASS",1,null,"RSFN128",null,666.7280450058206,0,0.33207110292245939,"FAIL",0,1,null,null,2.6188189105939252,1,3.3082264000000032,"YES",1,null,13.941899999999999,11.722899999999999,12.695988728363995,0,0,0,null,-577.57427195725825,null,-51.102887490598512,null,0,null,0,null,3.3082264000000032,null,0,0,null,"RSFN128"]
[169,"RMOE201",0.15244999453425406,487.02304811905969,0,778.28057861328125,0,0,5609.1040894432099,0,5019.6056622733322,0,0,null,6387.3846485536224,5019.6056622733322,5797.8862213837456,null,2385.6637105938889,1132.5104593964372,0,0,7380.4001176884331,0,null,3518.1742117305926,8077.43603515625,null,-2869.2104563258986,-2279.7120291560209,3057.8303728829178,null,0.62722569516085158,0.7008865732566818,0,0,0.55080042843279675,0.60680290463798281,0,0,1.6091774092664592,"PASS",1,null,"RMOE201",null,3057.8303728829178,0,0.55080042843279675,"FAIL",0,1,null,null,10.413617520248266,1,449.86304320000039,"YES",1,null,13.941899999999999,11.722899999999999,12.695988728363995,0,0,0,null,-2886.7138106131156,null,-434.16518180378608,null,0,null,0,null,449.86304320000039,null,0,0,null,"RMOE201"]
[170,"RMON201",0.15244999453425406,487.02304811905969,0,778.28057861328125,0,0,5609.1040894432099,0,5943.4410228595607,0,0,null,6387.3846485536224,5943.4410228595607,6721.7215819699722,null,2385.6637105938889,1132.5104593964372,0,0,7380.4001176884331,0,null,3518.1742117305926,7380.39990234375,null,-2869.2104563258986,-3203.5473897422494,1436.9588794841893,null,0.62722569516085158,0.59194231055697388,0,0,0.55080042843279675,0.52340373795899275,0,0,1.2417722114104242,"PASS",1,null,"RMON201",null,1436.9588794841893,0,0.55080042843279675,"FAIL",0,1,null,null,12.330195547047461,1,554.69804320000003,"YES",1,null,13.941899999999999,11.722899999999999,12.695988728363995,0,0,0,null,-2886.7138106131156,null,-434.16518180378608,null,0,null,0,null,554.69804320000003,null,0,0,null,"RMON201"]
[171,"RMFE201",7.6900000683963285E-2,230.60007939650521,0,368.50735473632813,0,0,2655.84935531154,0,4491.3890900823271,0,0,null,3024.3567002682353,4491.3890900823271,4859.8964350390224,null,1177.6221650565283,571.26965053851325,0,0,3494.5386254099212,0,null,1748.8918118763147,4020.771240234375,null,-1275.4648981715534,-3111.0046329423403,-470.61784984795213,null,0.65850565220449553,0.38938773212459699,0,0,0.5782690269523908,0.35986195009173161,0,0,0.89521775103227008,"FAIL",0,null,"RMFE201",null,-470.61784984795213,470.61784984795213,0.50040187186039098,"FAIL",0,1,null,null,19.678986444991409,1,452.97275734000021,"YES",1,null,13.941899999999999,11.722899999999999,12.695988728363995,0,0,0,null,-1284.165852459495,null,-193.14006769547873,null,70.781482940266187,null,70.781482940266187,null,452.97275734000021,null,70.781482940266187,0.13887599317022975,null,"RMFE201"]
[172,"RMFN201",7.6900000683963285E-2,230.60007939650521,0,368.50735473632813,0,0,2655.84935531154,0,5188.8456123816859,0,0,null,3024.3567002682353,5188.8456123816859,5557.3529573383821,null,1177.6221650565283,571.26965053851325,0,0,3494.5386254099212,0,null,1748.8918118763147,3494.53857421875,null,-1275.4648981715534,-3808.4611552416991,-1694.3070381629359,null,0.65850565220449553,0.33704834225614422,0,0,0.5782690269523908,0.31469871037960578,0,0,0.67347129501792069,"FAIL",0,null,"RMFN201",null,-1694.3070381629359,1694.3070381629359,0.37063285395986306,"FAIL",0,1,null,null,22.734887003458983,1,532.11875733999989,"YES",1,null,13.941899999999999,11.722899999999999,12.695988728363995,0,0,0,null,-1284.165852459495,null,-193.14006769547873,null,254.82578860119412,null,254.82578860119412,null,532.11875733999989,null,254.82578860119412,0.43277366361511094,null,"RMFN201"]
[173,"RSFE201",0.20930000022053719,651.62554440295048,0,1041.3214111328125,0,0,7504.8511975201673,0,6530.356273651334,0,0,null,8546.1725947720279,6530.356273651334,7571.6776709031947,null,3254.1072340333594,1554.8340301722703,0,0,9874.8042072633834,0,null,4808.94119730692,11060.353515625,null,-3737.2314113460598,-2762.7364874772265,4529.997241973666,null,0.64077768775694599,0.73639798439635284,0,0,0.5627011549518528,0.63512228035945684,0,0,1.6936830169972943,"PASS",1,null,"RSFE201",null,4529.997241973666,0,0.5627011549518528,"FAIL",0,1,null,null,10.125588840412135,1,580.82665360000044,"YES",1,null,13.941899999999999,11.722899999999999,12.695988728363995,0,0,0,null,-3761.1564919296752,null,-565.68239847936604,null,0,null,0,null,580.82665360000044,null,0,0,null,"RSFE201"]
[174,"RSFN201",0.20930000022053719,651.62554440295048,0,1041.3214111328125,0,0,7504.8511975201673,0,8101.6557977861576,0,0,null,8546.1725947720279,8101.6557977861576,9142.9771950380182,null,3254.1072340333594,1554.8340301722703,0,0,9874.8042072633834,0,null,4808.94119730692,9874.8046875,null,-3737.2314113460598,-4334.0360116120501,1773.1488897138424,null,0.64077768775694599,0.5935751057976324,0,0,0.5627011549518528,0.52597103628518294,0,0,1.2188625305704013,"PASS",1,null,"RSFN201",null,1773.1488897138424,0,0.5627011549518528,"FAIL",0,1,null,null,12.561954297837797,1,759.13465360000009,"YES",1,null,13.941899999999999,11.722899999999999,12.695988728363995,0,0,0,null,-3761.1564919296752,null,-565.68239847936604,null,0,null,0,null,759.13465360000009,null,0,0,null,"RSFN201"]
[175,"RMOE202",0.35830778479576109,1374.3317944485384,0,2196.232421875,0,0,15828.347586968006,0,13957.061711354956,0,0,null,18024.57996753728,13957.061711354956,16153.29409192423,null,6154.4106427460938,2661.7732273725378,0,0,20826.773140747377,0,null,8816.184345761485,25339.90234375,null,-9208.3956630815192,-7337.109787468471,11382.840632395044,null,0.55698703211572997,0.63166478217897104,0,0,0.48912009830110847,0.54578244369519391,0,0,1.8155613887652571,"PASS",1,null,"RMOE202",null,11382.840632395044,0,0.48912009830110847,"FAIL",0,1,null,null,10.260863893074097,1,1245.891578300002,"YES",1,null,13.941899999999999,11.722899999999999,12.695988728363995,0,0,0,null,-9252.2572767420243,null,-1391.5504709484596,null,0,null,0,null,1245.891578300002,null,0,0,null,"RMOE202"]
[176,"RMON202",0.35830778479576109,1374.3317944485384,0,2196.232421875,0,0,15828.347586968006,0,19938.661124389266,0,0,null,18024.57996753728,19938.661124389266,22134.893504958542,null,6154.4106427460938,2661.7732273725378,0,0,20826.773140747377,0,null,8816.184345761485,20826.7734375,null,-9208.3956630815192,-13318.709200502781,888.11231311073425,null,0.55698703211572997,0.44216531344611687,0,0,0.48912009830110847,0.39829350556101517,0,0,1.0445422241528737,"PASS",1,null,"RMON202",null,888.11231311073425,0,0.48912009830110847,"FAIL",0,1,null,null,14.658376990383488,1,1924.6715783,"YES",1,null,13.941899999999999,11.722899999999999,12.695988728363995,0,0,0,null,-9252.2572767420243,null,-1391.5504709484596,null,0,null,0,null,1924.6715783,null,0,0,null,"RMON202"]
[177,"RMFE202",0.1959576539695263,725.31573853658324,0,1159.0809326171875,0,0,8353.5501879748826,0,10537.193241907964,0,0,null,9512.631123075038,10537.193241907964,11696.274177008116,null,3310.1166189595269,1455.717288788831,0,0,10991.513405230111,0,null,4765.8336861103353,14398.80078125,null,-4746.7974344817349,-6930.4404884148162,3861.607539342036,null,0.57051595775061681,0.45228682597903919,0,0,0.50100057762081163,0.40746596864927032,0,0,1.3664740173867038,"PASS",1,null,"RMFE202",null,3861.607539342036,0,0.50100057762081163,"FAIL",0,1,null,null,14.67842255104979,1,1017.3953052000021,"YES",1,null,13.941899999999999,11.722899999999999,12.695988728363995,0,0,0,null,-4770.5080498355164,null,-717.49007024473883,null,0,null,0,null,1017.3953052000021,null,0,0,null,"RMFE202"]
[178,"RMFN202",0.1959576539695263,725.31573853658324,0,1159.0809326171875,0,0,8353.5501879748826,0,15053.132895377794,0,0,null,9512.631123075038,15053.132895377794,16212.213830477946,null,3310.1166189595269,1455.717288788831,0,0,10991.513405230111,0,null,4765.8336861103353,10991.513671875,null,-4746.7974344817349,-11446.380141884645,-4061.6192235027938,null,0.57051595775061681,0.31660078464953495,0,0,0.50100057762081163,0.29396563212611798,0,0,0.73018113559935738,"FAIL",0,null,"RMFN202",null,-4061.6192235027938,4061.6192235027938,0.35109369322804568,"FAIL",0,1,null,null,20.969175070823848,1,1529.8553052000002,"YES",1,null,13.941899999999999,11.722899999999999,12.695988728363995,0,0,0,null,-4770.5080498355164,null,-717.49007024473883,null,610.87234976553066,null,610.87234976553066,null,1529.8553052000002,null,610.87234976553066,0.35761172557223153,null,"RMFN202"]
[179,"RSFE202",0.48329611569643011,1842.1495462322139,0,2943.822021484375,0,0,21216.2619265014,0,24817.130494951889,0,0,null,24160.083972652865,24817.130494951889,27760.952541103376,null,8265.8929337235149,3590.2782921313665,0,0,27916.134113817629,0,null,11856.171064072552,34779.1171875,null,-12303.912883913223,-15904.781452363712,9961.986692548111,null,0.55882469330108131,0.47774141601440362,0,0,0.49073385215041859,0.42708084519264744,0,0,1.4014157355772661,"PASS",1,null,"RSFE202",null,9961.986692548111,0,0.49073385215041859,"FAIL",0,1,null,null,13.611569102464722,1,2363.2410472987258,"YES",1,null,13.941899999999999,11.722899999999999,12.695988728363995,0,0,0,null,-12362.898809605125,null,-1859.3946478379842,null,0,null,0,null,2363.2410472987258,null,0,0,null,"RSFE202"]
[180,"RSFN202",0.48329611569643011,1842.1495462322139,0,2943.822021484375,0,0,21216.2619265014,0,33913.169898405278,0,0,null,24160.083972652865,33913.169898405278,36856.991944556758,null,8265.8929337235149,3590.2782921313665,0,0,27916.134113817629,0,null,11856.171064072552,27916.134765625,null,-12303.912883913223,-25000.820855817103,-5997.0351327802782,null,0.55882469330108131,0.34960374095345398,0,0,0.49073385215041859,0.3216803772223864,0,0,0.82316500784958235,"FAIL",0,null,"RSFN202",null,-5997.0351327802782,5997.0351327802782,0.3931466740015731,"FAIL",0,1,null,null,18.60051815493004,1,3395.4419447999999,"YES",1,null,13.941899999999999,11.722899999999999,12.695988728363995,0,0,0,null,-12362.898809605125,null,-1859.3946478379842,null,901.96119862475575,null,901.96119862475575,null,3395.4419447999999,null,901.96119862475575,0.2343730377883681,null,"RSFN202"]
[181,"RMOE203",0.19234646940603853,391.54941283565609,0,513.9122314453125,0,0,4509.5225395137049,0,6529.950020117024,0,0,null,5023.4347587120374,6529.950020117024,7043.8622393153555,null,2362.0096994634741,1428.8907592015044,0,0,5933.5822888338198,0,null,3790.9003399785838,6753.33984375,null,-1232.5344309804336,-3252.9619115837527,223.389823632976,null,0.84064339556164736,0.58054048320428753,0,0,0.75464309039985167,0.53818490546684927,0,0,1.034210035749856,"PASS",1,null,"RMOE203",null,223.389823632976,0,0.75464309039985167,"FAIL",0,1,null,null,20.515832356935061,1,805.93023409065574,"YES",1,null,13.941899999999999,11.722899999999999,12.695988728363995,0,0,0,null,-1251.394631676844,null,-215.40027930041677,null,0,null,0,null,805.93023409065574,null,0,0,null,"RMOE203"]
[182,"RMON203",0.19234646940603853,391.54941283565609,0,513.9122314453125,0,0,4509.5225395137049,0,7551.2222010658807,0,0,null,5023.4347587120374,7551.2222010658807,8065.1344202642149,null,2362.0096994634741,1428.8907592015044,0,0,5933.5822888338198,0,null,3790.9003399785838,5933.58251953125,null,-1232.5344309804336,-4274.2340925326098,-1617.6396815346307,null,0.84064339556164736,0.50202473706090722,0,0,0.75464309039985167,0.47003560470079275,0,0,0.78577776703401803,"FAIL",0,null,"RMON203",null,-1617.6396815346307,1617.6396815346307,0.57082635755651612,"FAIL",0,1,null,null,23.724469645093208,1,947.03363573000001,"YES",1,null,13.941899999999999,11.722899999999999,12.695988728363995,0,0,0,null,-1251.394631676844,null,-215.40027930041677,null,278.4413728410309,null,278.4413728410309,null,947.03363573000001,null,278.4413728410309,0.26688268381309233,null,"RMON203"]
[183,"RMFE203",0.17113338215276599,345.68616027790745,0,453.71627807617188,0,0,3981.30984307075,0,4929.9304753571678,0,0,null,4435.0261167082353,4929.9304753571678,5383.6467489946526,null,2092.5511016127939,1271.3043764415991,0,0,5238.5655829878297,0,null,3363.8555918837501,5857.4599609375,null,-1071.1705292631723,-2019.7911615495896,927.52948558033222,null,0.8449117814174536,0.68233327197987359,0,0,0.75847480939161604,0.62482843803570542,0,0,1.1881425083409789,"PASS",1,null,"RMFE203",null,927.52948558033222,0,0.75847480939161604,"FAIL",0,1,null,null,17.543840014472593,1,596.14160954573777,"YES",1,null,13.941899999999999,11.722899999999999,12.695988728363995,0,0,0,null,-1087.9061292227925,null,-187.2593010673381,null,0,null,0,null,596.14160954573777,null,0,0,null,"RMFE203"]
[184,"RMFN203",0.17113338215276599,345.68616027790745,0,453.71627807617188,0,0,3981.30984307075,0,5700.9620611549872,0,0,null,4435.0261167082353,5700.9620611549872,6154.6783347924747,null,2092.5511016127939,1271.3043764415991,0,0,5238.5655829878297,0,null,3363.8555918837501,5238.5654296875,null,-1071.1705292631723,-2790.8227473474089,-462.39663146748717,null,0.8449117814174536,0.59005051354476989,0,0,0.75847480939161604,0.54655262330150667,0,0,0.91889147366579604,"FAIL",0,null,"RMFN203",null,-462.39663146748717,462.39663146748717,0.68686240943525045,"FAIL",0,1,null,null,20.287663334231336,1,702.67074888999991,"YES",1,null,13.941899999999999,11.722899999999999,12.695988728363995,0,0,0,null,-1087.9061292227925,null,-187.2593010673381,null,79.5914902017808,null,79.5914902017808,null,702.67074888999991,null,79.5914902017808,0.10104674571936259,null,"RMFN203"]
[185,"RSFE203",0.22780241016298536,464.98904867639845,0,610.30242919921875,0,0,5355.3358194240745,0,7933.3159196119841,0,0,null,5965.6382516629847,7933.3159196119841,8543.6183518509006,null,2801.6329508800286,1692.2835121999992,0,0,7046.4944992421997,0,null,4493.9165970573267,8042.42822265625,null,-1471.7216515659666,-4049.701751753877,109.1123030442659,null,0.83914748740082057,0.56646131864582583,0,0,0.75330021864708274,0.5259968801956878,0,0,1.0137536818336617,"PASS",1,null,"RSFE203",null,109.1123030442659,0,0.75330021864708274,"FAIL",0,1,null,null,20.988328644827924,1,981.76764498508226,"YES",1,null,13.941899999999999,11.722899999999999,12.695988728363995,0,0,0,null,-1494.0794455811765,null,-257.17317441577802,null,0,null,0,null,981.76764498508226,null,0,0,null,"RSFE203"]
[186,"RSFN203",0.22780241016298536,464.98904867639845,0,610.30242919921875,0,0,5355.3358194240745,0,9174.0713308614049,0,0,null,5965.6382516629847,9174.0713308614049,9784.3737631003132,null,2801.6329508800286,1692.2835121999992,0,0,7046.4944992421997,0,null,4493.9165970573267,7046.49462890625,null,-1471.7216515659666,-5290.457163003297,-2127.5767019551549,null,0.83914748740082057,0.48984975535778486,0,0,0.75330021864708274,0.45929527093509992,0,0,0.76808805761101651,"FAIL",0,null,"RSFN203",null,-2127.5767019551549,2127.5767019551549,0.55526964556107983,"FAIL",0,1,null,null,24.270863455949364,1,1153.1958826900002,"YES",1,null,13.941899999999999,11.722899999999999,12.695988728363995,0,0,0,null,-1494.0794455811765,null,-257.17317441577802,null,366.21590362754955,null,366.21590362754955,null,1153.1958826900002,null,366.21590362754955,0.28892089620512029,null,"RSFN203"]
[187,"RMOE204",0.20940116941928863,707.25846806365325,0,928.283203125,0,0,8145.5823925182449,0,7096.3290578801443,0,0,null,9073.865616957879,7096.3290578801443,8024.6122823197766,null,3398.8488227903731,1555.5855892399177,0,0,10717.87156910295,0,null,4954.4342410418039,10717.87109375,null,-4119.4313546014409,-3070.1780199633404,3621.5420358698557,null,0.6082357285579082,0.69816861656663654,0,0,0.54601142025077409,0.61740481407649006,0,0,1.5103402063702642,"PASS",1,null,"RMOE204",null,3621.5420358698557,0,0.54601142025077409,"FAIL",0,1,null,null,12.34301971631162,1,806.5553152,"YES",1,null,13.941899999999999,11.722899999999999,12.695988728363995,0,0,0,null,-4144.0802811737867,null,-713.31299289023536,null,0,null,0,null,806.5553152,null,0,0,null,"RMOE204"]
[188,"RMON204",0.20940116941928863,707.25846806365325,0,928.283203125,0,0,8145.5823925182449,0,7096.3290578801443,0,0,null,9073.865616957879,7096.3290578801443,8024.6122823197766,null,3398.8488227903731,1555.5855892399177,0,0,10717.87156910295,0,null,4954.4342410418039,10717.87109375,null,-4119.4313546014409,-3070.1780199633404,3621.5420358698557,null,0.6082357285579082,0.69816861656663654,0,0,0.54601142025077409,0.61740481407649006,0,0,1.5103402063702642,"PASS",1,null,"RMON204",null,3621.5420358698557,0,0.54601142025077409,"FAIL",0,1,null,null,12.34301971631162,1,806.5553152,"YES",1,null,13.941899999999999,11.722899999999999,12.695988728363995,0,0,0,null,-4144.0802811737867,null,-713.31299289023536,null,0,null,0,null,806.5553152,null,0,0,null,"RMON204"]
[189,"RMFE204",0.1931075558066368,672.19827233704973,0,882.26641845703125,0,0,7741.7898246176501,0,5357.5305158849924,0,0,null,8624.0562210826665,5357.5305158849924,6239.796912350007,null,3177.4631015938053,1434.5446676310528,0,0,10186.565558707427,0,null,4612.0079991483481,10186.5654296875,null,-4012.0482439263333,-1627.7889351936756,4829.0349138025076,null,0.5957289081244368,0.86084586648154737,0,0,0.53478408177728409,0.73912789914126853,0,0,1.9013546258830438,"PASS",1,null,"RMFE204",null,4829.0349138025076,0,0.53478408177728409,"FAIL",0,1,null,null,9.8046736744741931,1,574.93612152000014,"YES",1,null,13.941899999999999,11.722899999999999,12.695988728363995,0,0,0,null,-4034.9935573549324,null,-694.53609375405904,null,0,null,0,null,574.93612152000014,null,0,0,null,"RMFE204"]
[190,"RMFN204",0.1931075558066368,672.19827233704973,0,882.26641845703125,0,0,7741.7898246176501,0,5357.5305158849924,0,0,null,8624.0562210826665,5357.5305158849924,6239.796912350007,null,3177.4631015938053,1434.5446676310528,0,0,10186.565558707427,0,null,4612.0079991483481,10186.5654296875,null,-4012.0482439263333,-1627.7889351936756,4829.0349138025076,null,0.5957289081244368,0.86084586648154737,0,0,0.53478408177728409,0.73912789914126853,0,0,1.9013546258830438,"PASS",1,null,"RMFN204",null,4829.0349138025076,0,0.53478408177728409,"FAIL",0,1,null,null,9.8046736744741931,1,574.93612152000014,"YES",1,null,13.941899999999999,11.722899999999999,12.695988728363995,0,0,0,null,-4034.9935573549324,null,-694.53609375405904,null,0,null,0,null,574.93612152000014,null,0,0,null,"RMFN204"]
[191,"RSFE204",0.26721554994583135,856.54890940425742,0,1124.228271484375,0,0,9864.9786885917983,0,8621.3964937789533,0,0,null,10989.206979291374,8621.3964937789533,9745.624784478523,null,4226.2870079736485,1985.0732441910866,0,0,12980.235116568156,0,null,6211.3602945346738,12980.2353515625,null,-4777.8466655414995,-3534.2644707286545,4358.8388577835467,null,0.62963747724236907,0.72045872139353306,0,0,0.56522370696089053,0.63734859941191691,0,0,1.5055838530252967,"PASS",1,null,"RSFE204",null,4358.8388577835467,0,0.56522370696089053,"FAIL",0,1,null,null,12.382014183427035,1,980.55695176000006,"YES",1,null,13.941899999999999,11.722899999999999,12.695988728363995,0,0,0,null,-4808.7489555640595,null,-827.7212015254745,null,0,null,0,null,980.55695176000006,null,0,0,null,"RSFE204"]
[192,"RSFN204",0.26721554994583135,856.54890940425742,0,1124.228271484375,0,0,9864.9786885917983,0,8621.3964937789533,0,0,null,10989.206979291374,8621.3964937789533,9745.624784478523,null,4226.2870079736485,1985.0732441910866,0,0,12980.235116568156,0,null,6211.3602945346738,12980.2353515625,null,-4777.8466655414995,-3534.2644707286545,4358.8388577835467,null,0.62963747724236907,0.72045872139353306,0,0,0.56522370696089053,0.63734859941191691,0,0,1.5055838530252967,"PASS",1,null,"RSFN204",null,4358.8388577835467,0,0.56522370696089053,"FAIL",0,1,null,null,12.382014183427035,1,980.55695176000006,"YES",1,null,13.941899999999999,11.722899999999999,12.695988728363995,0,0,0,null,-4808.7489555640595,null,-827.7212015254745,null,0,null,0,null,980.55695176000006,null,0,0,null,"RSFN204"]
[193,"RMOE205",0.23785085529088973,613.18348064225393,0,804.80902099609375,0,0,7062.1092413036577,0,8047.1921639373895,0,0,null,7866.9182669939728,8047.1921639373895,8852.001189627701,null,3323.4552705582378,1766.9307382808495,0,0,9292.2490017153377,0,null,5090.3860282525047,10573.7626953125,null,-2776.5322340472467,-3761.6151566809795,2526.5705313751105,null,0.72080250450966188,0.63256672943197656,0,0,0.64706227502666624,0.57505482906131755,0,0,1.3139692056438841,"PASS",1,null,"RMOE205",null,2526.5705313751105,0,0.64706227502666624,"FAIL",0,1,null,null,16.144319754356264,1,961.0624175002007,"YES",1,null,13.941899999999999,11.722899999999999,12.695988728363995,0,0,0,null,-2801.857537670393,null,-482.2786360889807,null,0,null,0,null,961.0624175002007,null,0,0,null,"RMOE205"]
[194,"RMON205",0.23785085529088973,613.18348064225393,0,804.80902099609375,0,0,7062.1092413036577,0,9643.7293344478203,0,0,null,7866.9182669939728,9643.7293344478203,10448.538360138136,null,3323.4552705582378,1766.9307382808495,0,0,9292.2490017153377,0,null,5090.3860282525047,9292.2490234375,null,-2776.5322340472467,-5358.1523271914093,-351.48031101032029,null,0.72080250450966188,0.5278441411736251,0,0,0.64706227502666624,0.48718642312302979,0,0,0.9635534865381572,"FAIL",0,null,"RMON205",null,-351.48031101032029,351.48031101032029,0.61938904311406295,"FAIL",0,1,null,null,19.347301028266624,1,1181.6469994400002,"YES",1,null,13.941899999999999,11.722899999999999,12.695988728363995,0,0,0,null,-2801.857537670393,null,-482.2786360889807,null,60.49966592774323,null,60.49966592774323,null,1181.6469994400002,null,60.49966592774323,4.5405852454738917E-2,null,"RMON205"]
[195,"RMFE205",0.21590685173869134,565.07616099397251,0,741.66766357421875,0,0,6508.0513493548578,0,6075.4058653439524,0,0,null,7249.7189838473296,6075.4058653439524,6817.0734998364278,null,3044.7378944134593,1603.9145727518087,0,0,8563.2254596774455,0,null,4648.6522277143613,9530.732421875,null,-2601.0667852147153,-2168.4213012038099,3455.3265565310476,null,0.71429249373934045,0.76515912364501482,0,0,0.64121826231113255,0.68191317109822558,0,0,1.5687400369811224,"PASS",1,null,"RMFE205",null,3455.3265565310476,0,0.64121826231113255,"FAIL",0,1,null,null,13.226172153677041,1,700.46068836869586,"YES",1,null,13.941899999999999,11.722899999999999,12.695988728363995,0,0,0,null,-2624.1944082381688,null,-451.6978051245647,null,0,null,0,null,700.46068836869586,null,0,0,null,"RMFE205"]
[196,"RMFN205",0.21590685173869134,565.07616099397251,0,741.66766357421875,0,0,6508.0513493548578,0,7280.746904342479,0,0,null,7249.7189838473296,7280.746904342479,8022.4145388349516,null,3044.7378944134593,1603.9145727518087,0,0,8563.2254596774455,0,null,4648.6522277143613,8563.2255859375,null,-2601.0667852147153,-3373.7623402023364,1282.478681595021,null,0.71429249373934045,0.6384856236304205,0,0,0.64121826231113255,0.5794579909027997,0,0,1.1761465819983534,"PASS",1,null,"RMFN205",null,1282.478681595021,0,0.64121826231113255,"FAIL",0,1,null,null,15.850202300398538,1,866.99590576000014,"YES",1,null,13.941899999999999,11.722899999999999,12.695988728363995,0,0,0,null,-2624.1944082381688,null,-451.6978051245647,null,0,null,0,null,866.99590576000014,null,0,0,null,"RMFN205"]
[197,"RSFE205",0.30366943925619122,773.59009704679158,0,1015.3441162109375,0,0,8909.5318869532439,0,9776.6117527815113,0,0,null,9924.8760137797399,9776.6117527815113,10791.955879608004,null,4218.8780355250956,2255.8794915496997,0,0,11723.068272306909,0,null,6474.7574322478813,13279.9912109375,null,-3450.1185709163001,-4317.1984367445675,3503.3794581559887,null,0.72672251633436014,0.66227007842525498,0,0,0.65237665741956308,0.59996144450990729,0,0,1.3583429051643841,"PASS",1,null,"RSFE205",null,3503.3794581559887,0,0.65237665741956308,"FAIL",0,1,null,null,15.54688318780112,1,1160.5649834294315,"YES",1,null,13.941899999999999,11.722899999999999,12.695988728363995,0,0,0,null,-3482.3312944598206,null,-599.40734477829324,null,0,null,0,null,1160.5649834294315,null,0,0,null,"RSFE205"]
[198,"RSFN205",0.30366943925619122,773.59009704679158,0,1015.3441162109375,0,0,8909.5318869532439,0,11716.260194385759,0,0,null,9924.8760137797399,11716.260194385759,12731.604321212249,null,4218.8780355250956,2255.8794915496997,0,0,11723.068272306909,0,null,6474.7574322478813,11723.068359375,null,-3450.1185709163001,-6256.8468783488152,6.8081649892410496,null,0.72672251633436014,0.55263004788426251,0,0,0.65237665741956308,0.50855785918973684,0,0,1.000581086872115,"FAIL",0,null,"RSFN205",null,6.8081649892410496,0,0.65237665741956308,"FAIL",0,1,null,null,18.6313349629919,1,1428.5553345999999,"YES",1,null,13.941899999999999,11.722899999999999,12.695988728363995,0,0,0,null,-3482.3312944598206,null,-599.40734477829324,null,0,null,0,null,1428.5553345999999,null,0,0,null,"RSFN205"]
[199,"RMOE206",0.10706696123816074,218.61760524630236,0,286.9376220703125,0,0,2517.8457330658853,0,4672.3867454742358,0,0,null,2804.7833433237306,4672.3867454742358,4959.3243557320829,null,1317.0097633646533,795.37197642053843,0,0,3312.9549119287972,0,null,2112.3817860590216,3725.046142578125,null,-692.40156907717619,-2846.9425814855267,-947.34060289611079,null,0.83896394378652195,0.45209908792441367,0,0,0.75313545418428451,0.425941444742583,0,0,0.79724696295448505,"FAIL",0,null,"RMOE206",null,-947.34060289611079,947.34060289611079,0.56298294237773483,"FAIL",0,1,null,null,26.291750319338433,1,591.80256644000008,"YES",1,null,13.941899999999999,11.722899999999999,12.695988728363995,0,0,0,null,-702.91093119687275,null,-120.99077866447274,null,163.06401297487955,null,163.06401297487955,null,591.80256644000008,null,163.06401297487955,0.2525940996591578,null,"RMOE206"]
[200,"RMON206",0.10706696123816074,218.61760524630236,0,286.9376220703125,0,0,2517.8457330658853,0,5185.7787400150164,0,0,null,2804.7833433237306,5185.7787400150164,5472.7163502728608,null,1317.0097633646533,795.37197642053843,0,0,3312.9549119287972,0,null,2112.3817860590216,3312.954833984375,null,-692.40156907717619,-3360.3345760263073,-1872.8239060306414,null,0.83896394378652195,0.40734128700078415,0,0,0.75313545418428451,0.38598415234772332,0,0,0.63885387327087961,"FAIL",0,null,"RMON206",null,-1872.8239060306414,1872.8239060306414,0.45159451576789361,"FAIL",0,1,null,null,29.180632984658327,1,662.73507644000006,"YES",1,null,13.941899999999999,11.722899999999999,12.695988728363995,0,0,0,null,-702.91093119687275,null,-120.99077866447274,null,322.3657687415045,null,322.3657687415045,null,662.73507644000006,null,322.3657687415045,0.44992361194644381,null,"RMON206"]
[201,"RMFE206",9.376121750101446E-2,191.11427757540426,0,250.8392333984375,0,0,2201.0865400298762,0,3527.5218643308722,0,0,null,2451.9257717919431,3527.5218643308722,3778.3610960929386,null,1152.2197198539707,696.52714537673705,0,0,2896.1665000393104,0,null,1848.7468941646059,3207.283935546875,null,-603.17887926370781,-1929.6142035647038,-320.23792878399718,null,0.83992467381110425,0.52409225662313241,0,0,0.75399790409628287,0.48929862613598568,0,0,0.90921730860915806,"FAIL",0,null,"RMFE206",null,-320.23792878399718,320.23792878399718,0.6668967249983192,"FAIL",0,1,null,null,22.706095204092016,1,440.38568123000005,"YES",1,null,13.941899999999999,11.722899999999999,12.695988728363995,0,0,0,null,-612.37662500581996,null,-105.40727339268561,null,55.121971564021351,null,55.121971564021351,null,440.38568123000005,null,55.121971564021351,0.11309903089093176,null,"RMFE206"]
[202,"RMFN206",9.376121750101446E-2,191.11427757540426,0,250.8392333984375,0,0,2201.0865400298762,0,3915.1185558599914,0,0,null,2451.9257717919431,3915.1185558599914,4165.9577876220574,null,1152.2197198539707,696.52714537673705,0,0,2896.1665000393104,0,null,1848.7468941646059,2896.16650390625,null,-603.17887926370781,-2317.2108950938236,-1018.9520519537414,null,0.83992467381110425,0.47220712930837722,0,0,0.75399790409628287,0.4437747542549384,0,0,0.73973915798064016,"FAIL",0,null,"RMFN206",null,-1018.9520519537414,1018.9520519537414,0.532645338491886,"FAIL",0,1,null,null,25.200993567096166,1,493.93775123,"YES",1,null,13.941899999999999,11.722899999999999,12.695988728363995,0,0,0,null,-612.37662500581996,null,-105.40727339268561,null,175.39036130470402,null,175.39036130470402,null,493.93775123,null,175.39036130470402,0.32423855451717759,null,"RMFN206"]
[203,"RSFE206",0.10566680249758065,214.15027128965303,0,281.07418823242188,0,0,2466.394900786127,0,5676.5235953611882,0,0,null,2747.469091563541,5676.5235953611882,5957.5977861386009,null,1294.4097676518727,784.97056956338031,0,0,3245.2564484027989,0,null,2079.3804101936144,3745.90966796875,null,-668.0886788249345,-3878.2173733999957,-1930.6139273924382,null,0.84308494537141743,0.3663122992905144,0,0,0.75683486977333414,0.34903000936383061,0,0,0.6598950229027285,"FAIL",0,null,"RSFE206",null,-1930.6139273924382,1930.6139273924382,0.44449412353287177,"FAIL",0,1,null,null,32.608414310360565,1,731.63699989000008,"YES",1,null,13.941899999999999,11.722899999999999,12.695988728363995,0,0,0,null,-678.43385499505189,null,-116.77758410788037,null,332.31305988932411,null,332.31305988932411,null,731.63699989000008,null,332.31305988932411,0.42371009396283588,null,"RSFE206"]
[204,"RSFN206",0.10566680249758065,214.15027128965303,0,281.07418823242188,0,0,2466.394900786127,0,6300.2480556876153,0,0,null,2747.469091563541,6300.2480556876153,6581.322246465028,null,1294.4097676518727,784.97056956338031,0,0,3245.2564484027989,0,null,2079.3804101936144,3245.25634765625,null,-668.0886788249345,-4501.9418337264233,-3054.9917080313653,null,0.84308494537141743,0.33004738731143002,0,0,0.75683486977333414,0.31595176973967343,0,0,0.51509977368693616,"FAIL",0,null,"RSFN206",null,-3054.9917080313653,3054.9917080313653,0.35836181973875847,"FAIL",0,1,null,null,36.191358834799949,1,817.81352989000004,"YES",1,null,13.941899999999999,11.722899999999999,12.695988728363995,0,0,0,null,-678.43385499505189,null,-116.77758410788037,null,525.85015990411011,null,525.85015990411011,null,817.81352989000004,null,525.85015990411011,0.60409911872196076,null,"RSFN206"]
[205,"RMOE207",0.12897755987942219,462.55707879286285,0,607.11041259765625,0,0,5327.326524439316,0,7551.2222010658807,0,0,null,5934.4369275354147,7551.2222010658807,8158.3326041619821,null,2156.5178393005126,958.13998575156188,0,0,7009.6401637359422,0,null,3114.6577861161072,7009.64013671875,null,-2819.779150920865,-5043.6748275474292,-541.58206434713065,null,0.58465682023196708,0.41247068397437209,0,0,0.52484470206051881,0.38177626895227257,0,0,0.92827888652638446,"FAIL",0,null,"RMOE207",null,-541.58206434713065,541.58206434713065,0.48095253973937063,"FAIL",0,1,null,null,20.082499093374231,1,929.57387231999996,"YES",1,null,13.941899999999999,11.722899999999999,12.695988728363995,0,0,0,null,-2835.2749608020395,null,-488.03071628322886,null,93.221534575508173,null,93.221534575508173,null,929.57387231999996,null,93.221534575508173,8.9351711931744335E-2,null,"RMOE207"]
[206,"RMON207",0.12897755987942219,462.55707879286285,0,607.11041259765625,0,0,5327.326524439316,0,7551.2222010658807,0,0,null,5934.4369275354147,7551.2222010658807,8158.3326041619821,null,2156.5178393005126,958.13998575156188,0,0,7009.6401637359422,0,null,3114.6577861161072,7009.64013671875,null,-2819.779150920865,-5043.6748275474292,-541.58206434713065,null,0.58465682023196708,0.41247068397437209,0,0,0.52484470206051881,0.38177626895227257,0,0,0.92827888652638446,"FAIL",0,null,"RMON207",null,-541.58206434713065,541.58206434713065,0.48095253973937063,"FAIL",0,1,null,null,20.082499093374231,1,929.57387231999996,"YES",1,null,13.941899999999999,11.722899999999999,12.695988728363995,0,0,0,null,-2835.2749608020395,null,-488.03071628322886,null,93.221534575508173,null,93.221534575508173,null,929.57387231999996,null,93.221534575508173,8.9351711931744335E-2,null,"RMON207"]
[207,"RMFE207",0.11907146349549293,443.38303057409775,0,581.9443359375,0,0,5106.4966629154624,0,5700.9620611549872,0,0,null,5688.4409704212903,5700.9620611549872,6282.9063686608142,null,2019.5388233773679,884.55023062652401,0,0,6719.0745564677145,0,null,2904.0889628617233,6719.07470703125,null,-2784.3520359912391,-3378.8174342307639,1018.1126458762628,null,0.56870476073192733,0.50940331328452459,0,0,0.51052458194561823,0.46222063155447224,0,0,1.1785861114237968,"PASS",1,null,"RMFE207",null,1018.1126458762628,0,0.51052458194561823,"FAIL",0,1,null,null,15.817394994182477,1,678.64849608000009,"YES",1,null,13.941899999999999,11.722899999999999,12.695988728363995,0,0,0,null,-2798.8002397865707,null,-481.752388971237,null,0,null,0,null,678.64849608000009,null,0,0,null,"RMFE207"]
[208,"RMFN207",0.11907146349549293,443.38303057409775,0,581.9443359375,0,0,5106.4966629154624,0,5700.9620611549872,0,0,null,5688.4409704212903,5700.9620611549872,6282.9063686608142,null,2019.5388233773679,884.55023062652401,0,0,6719.0745564677145,0,null,2904.0889628617233,6719.07470703125,null,-2784.3520359912391,-3378.8174342307639,1018.1126458762628,null,0.56870476073192733,0.50940331328452459,0,0,0.51052458194561823,0.46222063155447224,0,0,1.1785861114237968,"PASS",1,null,"RMFN207",null,1018.1126458762628,0,0.51052458194561823,"FAIL",0,1,null,null,15.817394994182477,1,678.64849608000009,"YES",1,null,13.941899999999999,11.722899999999999,12.695988728363995,0,0,0,null,-2798.8002397865707,null,-481.752388971237,null,0,null,0,null,678.64849608000009,null,0,0,null,"RMFN207"]
[209,"RSFE207",0.14640939906239508,471.10555693461259,0,618.33038330078125,0,0,5425.7803941043985,0,9174.0713308614049,0,0,null,6044.1107746677117,9174.0713308614049,9792.4017114247163,null,2321.4084629559475,1087.6364823670322,0,0,7139.1847290847327,0,null,3409.0449314910852,7139.1845703125,null,-2635.0658459140946,-6383.3567826711005,-2034.8867605489049,null,0.62830499649328253,0.37159564260451317,0,0,0.56402753970611952,0.3481316464540849,0,0,0.77819152618711562,"FAIL",0,null,"RSFE207",null,-2034.8867605489049,2034.8867605489049,0.42196385324736557,"FAIL",0,1,null,null,23.955748220227136,1,1151.6919252,"YES",1,null,13.941899999999999,11.722899999999999,12.695988728363995,0,0,0,null,-2652.0262684588256,null,-456.48845254563156,null,350.26135279134189,null,350.26135279134189,null,1151.6919252,null,350.26135279134189,0.27633377733966202,null,"RSFE207"]
[210,"RSFN207",0.14640939906239508,471.10555693461259,0,618.33038330078125,0,0,5425.7803941043985,0,9174.0713308614049,0,0,null,6044.1107746677117,9174.0713308614049,9792.4017114247163,null,2321.4084629559475,1087.6364823670322,0,0,7139.1847290847327,0,null,3409.0449314910852,7139.1845703125,null,-2635.0658459140946,-6383.3567826711005,-2034.8867605489049,null,0.62830499649328253,0.37159564260451317,0,0,0.56402753970611952,0.3481316464540849,0,0,0.77819152618711562,"FAIL",0,null,"RSFN207",null,-2034.8867605489049,2034.8867605489049,0.42196385324736557,"FAIL",0,1,null,null,23.955748220227136,1,1151.6919252,"YES",1,null,13.941899999999999,11.722899999999999,12.695988728363995,0,0,0,null,-2652.0262684588256,null,-456.48845254563156,null,350.26135279134189,null,350.26135279134189,null,1151.6919252,null,350.26135279134189,0.27633377733966202,null,"RSFN207"]
[211,"RMOE208",0.15466073676943778,409.39788473117744,0,537.33843994140625,0,0,4715.0855761833909,0,6528.8540197982602,0,0,null,5252.4240291197311,6528.8540197982602,7066.1924727346022,null,2196.2571587605444,1148.9334754288345,0,0,6204.0599686623555,0,null,3345.1906847546388,7243.7783203125,null,-1907.2333313701583,-3721.0017749850276,714.9243005142398,null,0.70946552945967767,0.51237026813750142,0,0,0.63688511713543983,0.47340780820989453,0,0,1.1095022646158552,"PASS",1,null,"RMOE208",null,714.9243005142398,0,0.63688511713543983,"FAIL",0,1,null,null,19.618112573626757,1,801.39010546167242,"YES",1,null,13.941899999999999,11.722899999999999,12.695988728363995,0,0,0,null,-1923.8760710953054,null,-331.15328495378384,null,0,null,0,null,801.39010546167242,null,0,0,null,"RMOE208"]
[212,"RMON208",0.15466073676943778,409.39788473117744,0,537.33843994140625,0,0,4715.0855761833909,0,7824.1576452198397,0,0,null,5252.4240291197311,7824.1576452198397,8361.4960981561817,null,2196.2571587605444,1148.9334754288345,0,0,6204.0599686623555,0,null,3345.1906847546388,6204.06005859375,null,-1907.2333313701583,-5016.3054004066062,-1620.0975866260897,null,0.70946552945967767,0.42754643201730214,0,0,0.63688511713543983,0.40007083070829774,0,0,0.79293648465584199,"FAIL",0,null,"RMON208",null,-1620.0975866260897,1620.0975866260897,0.48674866055213972,"FAIL",0,1,null,null,23.510283204466528,1,980.35495495999999,"YES",1,null,13.941899999999999,11.722899999999999,12.695988728363995,0,0,0,null,-1923.8760710953054,null,-331.15328495378384,null,278.8644475688526,null,278.8644475688526,null,980.35495495999999,null,278.8644475688526,0.25796418897786588,null,"RMON208"]
[213,"RMFE208",0.13997221663594242,378.58577649161174,0,496.89730834960938,0,0,4360.2187521215756,0,4929.1030635889074,0,0,null,4857.1160743921828,4929.1030635889074,5426.0003858595146,null,2011.5744417567905,1039.8163663396579,0,0,5737.1299370020761,0,null,3051.3907924832097,6522.08837890625,null,-1805.7252679879753,-2374.6095794553071,1592.9853153173426,null,0.6998251615239437,0.61905599317322346,0,0,0.62823098202582306,0.56236464860267898,0,0,1.3231795510799242,"PASS",1,null,"RMFE208",null,1592.9853153173426,0,0.62823098202582306,"FAIL",0,1,null,null,16.016567030471357,1,587.93772565913059,"YES",1,null,13.941899999999999,11.722899999999999,12.695988728363995,0,0,0,null,-1820.9063167067973,null,-313.42928862733356,null,0,null,0,null,587.93772565913059,null,0,0,null,"RMFE208"]
[214,"RMFN208",0.13997221663594242,378.58577649161174,0,496.89730834960938,0,0,4360.2187521215756,0,5907.021165019979,0,0,null,4857.1160743921828,5907.021165019979,6403.9184872905862,null,2011.5744417567905,1039.8163663396579,0,0,5737.1299370020761,0,null,3051.3907924832097,5737.1298828125,null,-1805.7252679879753,-3352.5276808863787,-169.89128220747898,null,0.6998251615239437,0.51657014715857874,0,0,0.62823098202582306,0.47648807603848853,0,0,0.97123909370537964,"FAIL",0,null,"RMFN208",null,-169.89128220747898,169.89128220747898,0.60699946995845488,"FAIL",0,1,null,null,19.194202573590921,1,723.05120392000003,"YES",1,null,13.941899999999999,11.722899999999999,12.695988728363995,0,0,0,null,-1820.9063167067973,null,-313.42928862733356,null,29.243077053287994,null,29.243077053287994,null,723.05120392000003,null,29.243077053287994,3.5830956763898338E-2,null,"RMFN208"]
[215,"RSFE208",0.18210340701043606,464.86380138328309,0,610.1380615234375,0,0,5353.8933310106031,0,7931.957957104978,0,0,null,5964.0313742456374,7931.957957104978,8542.0960003400141,null,2533.1342944650155,1352.7977732049471,0,0,7044.5964881718473,0,null,3885.9321327014868,8307.7587890625,null,-2078.0992598325538,-4656.1638859269287,375.80083195752195,null,0.72581426122062398,0.48990831188416711,0,0,0.65156131430931385,0.45491552942359009,0,0,1.0473780665492436,"PASS",1,null,"RSFE208",null,375.80083195752195,0,0.65156131430931385,"FAIL",0,1,null,null,20.990390260779986,1,981.61082739719075,"YES",1,null,13.941899999999999,11.722899999999999,12.695988728363995,0,0,0,null,-2097.4322555176359,null,-361.02719495193583,null,0,null,0,null,981.61082739719075,null,0,0,null,"RSFE208"]
[216,"RSFN208",0.18210340701043606,464.86380138328309,0,610.1380615234375,0,0,5353.8933310106031,0,9505.6324107684195,0,0,null,5964.0313742456374,9505.6324107684195,10115.770454003456,null,2533.1342944650155,1352.7977732049471,0,0,7044.5964881718473,0,null,3885.9321327014868,7044.5966796875,null,-2078.0992598325538,-6229.8383395903702,-2461.0357310809195,null,0.72581426122062398,0.40880311427773319,0,0,0.65156131430931385,0.38414593760756605,0,0,0.74109710698543907,"FAIL",0,null,"RSFN208",null,-2461.0357310809195,2461.0357310809195,0.46123456058996259,"FAIL",0,1,null,null,25.154816384662187,1,1199.0366802399999,"YES",1,null,13.941899999999999,11.722899999999999,12.695988728363995,0,0,0,null,-2097.4322555176359,null,-361.02719495193583,null,423.6135991192495,null,423.6135991192495,null,1199.0366802399999,null,423.6135991192495,0.3225467884319746,null,"RSFN208"]
[217,"RMOE209",1.1135045275092126,2265.982691148211,0,2974.123291015625,0,0,26097.600162076502,0,6110.7274685231205,0,0,null,29071.723369686752,6110.7274685231205,9084.850676133372,null,13671.403720692797,8271.9289550786034,0,0,34338.947581679604,0,null,21943.332031359059,35276.12890625,null,-7128.3914217330675,12858.481271820314,29165.40143772688,null,0.84081800223324055,3.5909524920545119,0,1,0.75479983382358162,2.4153761698638143,0,1,5.7728198627676255,"PASS",1,null,"RMOE209",null,29165.40143772688,0,0.75479983382358162,"FAIL",0,1,null,null,3.3174332367795873,1,287.11245791000022,"YES",1,null,13.941899999999999,11.722899999999999,12.695988728363995,0,0,0,null,-7237.56222785923,null,-1245.7884074874382,null,0,null,0,null,287.11245791000022,null,0,0,null,"RMOE209"]
[218,"RMON209",1.1135045275092126,2265.982691148211,0,2974.123291015625,0,0,26097.600162076502,0,7278.285873396956,0,0,null,29071.723369686752,7278.285873396956,10252.409081007205,null,13671.403720692797,8271.9289550786034,0,0,34338.947581679604,0,null,21943.332031359059,34338.94921875,null,-7128.3914217330675,11690.922866946479,27060.663345353045,null,0.84081800223324055,3.0149038404172441,0,1,0.75479983382358162,2.1403098217662988,0,1,4.7179995147295806,"PASS",1,null,"RMON209",null,27060.663345353045,0,0.75479983382358162,"FAIL",0,1,null,null,3.9512852448070159,1,448.42745791000004,"YES",1,null,13.941899999999999,11.722899999999999,12.695988728363995,0,0,0,null,-7237.56222785923,null,-1245.7884074874382,null,0,null,0,null,448.42745791000004,null,0,0,null,"RMON209"]
[219,"RMFE209",0.94460561871528614,1923.9811329516417,0,2525.242919921875,0,0,22158.726332418704,0,4613.4293498504021,0,0,null,24683.96915796322,4613.4293498504021,7138.6721753949105,null,11603.403504441983,7017.2238868748263,0,0,29156.218858445678,0,null,18620.627735927512,29863.763671875,null,-6063.3415164130674,11481.955466155236,25250.334322024599,null,0.84032933376162167,4.0361792332489745,0,1,0.75436116232246031,2.6084161076806947,0,1,6.4732244513169759,"PASS",1,null,"RMFE209",null,25250.334322024599,0,0.75436116232246031,"FAIL",0,1,null,null,2.9497752324522848,1,164.33240829666693,"YES",1,null,13.941899999999999,11.722899999999999,12.695988728363995,0,0,0,null,-6155.9814553977776,null,-1059.6178785616601,null,0,null,0,null,164.33240829666693,null,0,0,null,"RMFE209"]
[220,"RMFN209",0.94460561871528614,1923.9811329516417,0,2525.242919921875,0,0,22158.726332418704,0,5494.90339904748,0,0,null,24683.96915796322,5494.90339904748,8020.146224591992,null,11603.403504441983,7017.2238868748263,0,0,29156.218858445678,0,null,18620.627735927512,29156.21875,null,-6063.3415164130674,10600.481416958157,23661.315350952522,null,0.84032933376162167,3.3887088422983607,0,1,0.75436116232246031,2.3217316736336544,0,1,5.3060475558231133,"PASS",1,null,"RMFN209",null,23661.315350952522,0,0.75436116232246031,"FAIL",0,1,null,null,3.5133799294451769,1,286.12074163000011,"YES",1,null,13.941899999999999,11.722899999999999,12.695988728363995,0,0,0,null,-6155.9814553977776,null,-1059.6178785616601,null,0,null,0,null,286.12074163000011,null,0,0,null,"RMFN209"]
[221,"RSFE209",1.5359770089387894,3163.1238277871912,0,4151.62939453125,0,0,36430.084502939251,0,7423.9624719934754,0,0,null,40581.713831335488,7423.9624719934754,11575.59180038974,null,18978.612145269661,11410.36464664997,0,0,47934.32171439378,0,null,30388.976694819787,49072.90625,null,-10192.737202650715,18813.38482829506,41648.943778006527,null,0.83417255571745774,4.0933634577842586,0,1,0.74883423533065618,2.6252633165740056,0,1,6.6100692770370362,"PASS",1,null,"RSFE209",null,41648.943778006527,0,0.74883423533065618,"FAIL",0,1,null,null,2.887257080875012,1,247.96072349666753,"YES",1,null,13.941899999999999,11.722899999999999,12.695988728363995,0,0,0,null,-10343.926141430911,null,-1780.4811715881435,null,0,null,0,null,247.96072349666753,null,0,0,null,"RSFE209"]
[222,"RSFN209",1.5359770089387894,3163.1238277871912,0,4151.62939453125,0,0,36430.084502939251,0,8842.4369192119721,0,0,null,40581.713831335488,8842.4369192119721,12994.066247608236,null,18978.612145269661,11410.36464664997,0,0,47934.32171439378,0,null,30388.976694819787,47934.3203125,null,-10192.737202650715,17394.910381076566,39091.88339328803,null,0.83417255571745774,3.4367196478149169,0,1,0.74883423533065618,2.3386810534188802,0,1,5.4209400361514657,"PASS",1,null,"RSFN209",null,39091.88339328803,0,0.74883423533065618,"FAIL",0,1,null,null,3.4389166221831511,1,443.94336933000005,"YES",1,null,13.941899999999999,11.722899999999999,12.695988728363995,0,0,0,null,-10343.926141430911,null,-1780.4811715881435,null,0,null,0,null,443.94336933000005,null,0,0,null,"RSFN209"]
[223,"RMOE210",1.063819271326065,3247.9719248469091,0,4262.99267578125,0,0,37407.290427868698,0,9279.8148198992312,0,0,null,41670.28328401917,9279.8148198992312,13542.807676049702,null,16364.028587549295,7902.8304026180913,0,0,49220.118984037763,0,null,24266.858985846375,49220.1171875,null,-17403.424117803574,10724.051490165893,39940.302367600772,null,0.6487200411545283,2.6150154347702692,0,1,0.58235407053715971,1.7918632450166896,0,1,5.3039977782697258,"PASS",1,null,"RMOE210",null,39940.302367600772,0,0.58235407053715971,"FAIL",0,1,null,null,3.5147375366168498,1,483.51045303999996,"YES",1,null,13.941899999999999,11.722899999999999,12.695988728363995,0,0,0,null,-17524.154759524197,null,-3016.4008492246817,null,0,null,0,null,483.51045303999996,null,0,0,null,"RMOE210"]
[224,"RMON210",1.063819271326065,3247.9719248469091,0,4262.99267578125,0,0,37407.290427868698,0,9279.8148198992312,0,0,null,41670.28328401917,9279.8148198992312,13542.807676049702,null,16364.028587549295,7902.8304026180913,0,0,49220.118984037763,0,null,24266.858985846375,49220.1171875,null,-17403.424117803574,10724.051490165893,39940.302367600772,null,0.6487200411545283,2.6150154347702692,0,1,0.58235407053715971,1.7918632450166896,0,1,5.3039977782697258,"PASS",1,null,"RMON210",null,39940.302367600772,0,0.58235407053715971,"FAIL",0,1,null,null,3.5147375366168498,1,483.51045303999996,"YES",1,null,13.941899999999999,11.722899999999999,12.695988728363995,0,0,0,null,-17524.154759524197,null,-3016.4008492246817,null,0,null,0,null,483.51045303999996,null,0,0,null,"RMON210"]
[225,"RMFE210",0.89292167127132427,2808.8788688886507,0,3686.67919921875,0,0,32350.201927984217,0,7006.0015797749866,0,0,null,36036.881062305169,7006.0015797749866,10692.680714095944,null,13976.252845484434,6633.2775886673116,0,0,42566.055168400257,0,null,20609.530700893691,42566.0546875,null,-15427.35042630928,9916.8499218999532,35560.053107725013,null,0.63707579775771428,2.941696553479169,0,1,0.57190106513785632,1.927442811290323,0,1,6.0756558791508439,"PASS",1,null,"RMFE210",null,35560.053107725013,0,0.57190106513785632,"FAIL",0,1,null,null,3.0683373132096063,1,277.31713368000004,"YES",1,null,13.941899999999999,11.722899999999999,12.695988728363995,0,0,0,null,-15529.885404920691,null,-2673.1308965589533,null,0,null,0,null,277.31713368000004,null,0,0,null,"RMFE210"]
[226,"RMFN210",0.89292167127132427,2808.8788688886507,0,3686.67919921875,0,0,32350.201927984217,0,7006.0015797749866,0,0,null,36036.881062305169,7006.0015797749866,10692.680714095944,null,13976.252845484434,6633.2775886673116,0,0,42566.055168400257,0,null,20609.530700893691,42566.0546875,null,-15427.35042630928,9916.8499218999532,35560.053107725013,null,0.63707579775771428,2.941696553479169,0,1,0.57190106513785632,1.927442811290323,0,1,6.0756558791508439,"PASS",1,null,"RMFN210",null,35560.053107725013,0,0.57190106513785632,"FAIL",0,1,null,null,3.0683373132096063,1,277.31713368000004,"YES",1,null,13.941899999999999,11.722899999999999,12.695988728363995,0,0,0,null,-15529.885404920691,null,-2673.1308965589533,null,0,null,0,null,277.31713368000004,null,0,0,null,"RMFN210"]
[227,"RSFE210",1.5130411744117735,4726.3364398794529,0,6203.35986328125,0,0,54433.795598378805,0,11274.177576489772,0,0,null,60637.15563556063,11274.177576489772,17477.537613671589,null,23574.913922694916,11239.98043262499,0,0,71623.415261024784,0,null,34814.896245380965,71623.4140625,null,-25822.25921627909,17337.358805609943,60349.236486010224,null,0.63958237456470612,3.088020922961249,0,1,0.57415121109026779,1.991979497418092,0,1,6.3528726221110343,"PASS",1,null,"RSFE210",null,60349.236486010224,0,0.57415121109026779,"FAIL",0,1,null,null,2.9344460251105753,1,395.55192528000032,"YES",1,null,13.941899999999999,11.722899999999999,12.695988728363995,0,0,0,null,-25995.467655310833,null,-4474.5525126600369,null,0,null,0,null,395.55192528000032,null,0,0,null,"RSFE210"]
[228,"RSFN210",1.5130411744117735,4726.3364398794529,0,6203.35986328125,0,0,54433.795598378805,0,11274.177576489772,0,0,null,60637.15563556063,11274.177576489772,17477.537613671589,null,23574.913922694916,11239.98043262499,0,0,71623.415261024784,0,null,34814.896245380965,71623.4140625,null,-25822.25921627909,17337.358805609943,60349.236486010224,null,0.63958237456470612,3.088020922961249,0,1,0.57415121109026779,1.991979497418092,0,1,6.3528726221110343,"PASS",1,null,"RSFN210",null,60349.236486010224,0,0.57415121109026779,"FAIL",0,1,null,null,2.9344460251105753,1,395.55192528000032,"YES",1,null,13.941899999999999,11.722899999999999,12.695988728363995,0,0,0,null,-25995.467655310833,null,-4474.5525126600369,null,0,null,0,null,395.55192528000032,null,0,0,null,"RSFN210"]
[229,"RMOE211",1.1303121000528336,2774.1212797959724,0,3641.059814453125,0,0,31949.894517745844,0,7623.5608726493001,0,0,null,35590.954240169092,7623.5608726493001,11264.620595072534,null,15391.104557024386,8396.7879408782883,0,0,42039.334891770879,0,null,23787.892898847982,43587.86328125,null,-11803.061433350987,12523.272211745556,35964.302408600699,null,0.74453744708407521,3.1203125804623291,0,1,0.66836906582544731,2.1117349229596556,0,1,5.7175201994684901,"PASS",1,null,"RMOE211",null,35964.302408600699,0,0.66836906582544731,"FAIL",0,1,null,null,3.3806350639356895,1,371.18819500682946,"YES",1,null,13.941899999999999,11.722899999999999,12.695988728363995,0,0,0,null,-11921.409159215898,null,-2052.0104510187566,null,0,null,0,null,371.18819500682946,null,0,0,null,"RMOE211"]
[230,"RMON211",1.1303121000528336,2774.1212797959724,0,3641.059814453125,0,0,31949.894517745844,0,9552.7502640531911,0,0,null,35590.954240169092,9552.7502640531911,13193.809986476423,null,15391.104557024386,8396.7879408782883,0,0,42039.334891770879,0,null,23787.892898847982,42039.3359375,null,-11803.061433350987,10594.082820341666,32486.585673446811,null,0.74453744708407521,2.4901617064523656,0,1,0.66836906582544731,1.8029585659717964,0,1,4.4007573500265345,"PASS",1,null,"RMON211",null,32486.585673446811,0,0.66836906582544731,"FAIL",0,1,null,null,4.2361258441736931,1,637.73351207999997,"YES",1,null,13.941899999999999,11.722899999999999,12.695988728363995,0,0,0,null,-11921.409159215898,null,-2052.0104510187566,null,0,null,0,null,637.73351207999997,null,0,0,null,"RMON211"]
[231,"RMFE211",0.95770745128393175,2383.4799416887327,0,3128.339111328125,0,0,27450.830386088521,0,5755.5760971923264,0,0,null,30579.169585347248,5755.5760971923264,8883.9152964510504,null,13150.216324252498,7114.5539160859353,0,0,36119.513665905943,0,null,20264.771210253984,37288.609375,null,-10314.398287162661,11380.856001733533,31533.033277807674,null,0.73822069952840941,3.5208936287263239,0,1,0.66269854751830226,2.2810631050168397,0,1,6.4786927920543098,"PASS",1,null,"RMFE211",null,31533.033277807674,0,0.66269854751830226,"FAIL",0,1,null,null,2.9705930996157064,1,209.15229987707346,"YES",1,null,13.941899999999999,11.722899999999999,12.695988728363995,0,0,0,null,-10415.218044427605,null,-1792.7525170363569,null,0,null,0,null,209.15229987707346,null,0,0,null,"RMFE211"]
[232,"RMFN211",0.95770745128393175,2383.4799416887327,0,3128.339111328125,0,0,27450.830386088521,0,7212.0606836399747,0,0,null,30579.169585347248,7212.0606836399747,10340.399882898699,null,13150.216324252498,7114.5539160859353,0,0,36119.513665905943,0,null,20264.771210253984,36119.51171875,null,-10314.398287162661,9924.3714152858847,28907.451035110025,null,0.73822069952840941,2.8098448001447238,0,1,0.66269854751830226,1.9597667026487056,0,1,5.0082096231780797,"PASS",1,null,"RMFN211",null,28907.451035110025,0,0.66269854751830226,"FAIL",0,1,null,null,3.7223202042861843,1,410.38659256000011,"YES",1,null,13.941899999999999,11.722899999999999,12.695988728363995,0,0,0,null,-10415.218044427605,null,-1792.7525170363569,null,0,null,0,null,410.38659256000011,null,0,0,null,"RMFN211"]
[233,"RSFE211",1.5850344508886336,3975.5317941806848,0,5217.921875,0,0,45786.686545066797,0,9261.9466131707268,0,0,null,51004.608443160811,9261.9466131707268,14479.868511264745,null,21814.99197768572,11774.799334162853,0,0,60245.640190877406,0,null,33589.79127775575,62126.96484375,null,-17414.817142311047,19109.922789585024,52865.01823057927,null,0.73361480841584992,3.6266448815403667,0,1,0.65856384978225779,2.3197580354543139,0,1,6.7077653800556201,"PASS",1,null,"RSFE211",null,52865.01823057927,0,0.65856384978225779,"FAIL",0,1,null,null,2.8659782695926328,1,302.14518385219679,"YES",1,null,13.941899999999999,11.722899999999999,12.695988728363995,0,0,0,null,-17581.930531752616,null,-3026.3456876951191,null,0,null,0,null,302.14518385219679,null,0,0,null,"RSFE211"]
[234,"RSFN211",1.5850344508886336,3975.5317941806848,0,5217.921875,0,0,45786.686545066797,0,11605.739539911761,0,0,null,51004.608443160811,11605.739539911761,16823.66143800578,null,21814.99197768572,11774.799334162853,0,0,60245.640190877406,0,null,33589.79127775575,60245.640625,null,-17414.817142311047,16766.129862843991,48639.901085088241,null,0.73361480841584992,2.8942396270605202,0,1,0.65856384978225779,1.9965803191915896,0,1,5.1910212544247782,"PASS",1,null,"RSFN211",null,48639.901085088241,0,0.65856384978225779,"FAIL",0,1,null,null,3.5912319394517427,1,625.97396433999984,"YES",1,null,13.941899999999999,11.722899999999999,12.695988728363995,0,0,0,null,-17581.930531752616,null,-3026.3456876951191,null,0,null,0,null,625.97396433999984,null,0,0,null,"RSFN211"]
[235,"RMOE212",6.012785024940967E-2,252.27918496423143,0,331.11874389648438,0,0,2905.5302691102606,0,4275.9928954010256,0,0,null,3236.6490117261942,4275.9928954010256,4607.1116380169597,null,1073.6327776088681,446.67380616519944,0,0,3823.0661435661309,0,null,1520.3066307052368,3823.066162109375,null,-1716.3423823015082,-3086.8050085922732,-452.92673329165063,null,0.52324584151408249,0.35554470456215626,0,0,0.46971624806883827,0.3299912721318497,0,0,0.89407682744777506,"FAIL",0,null,"RMOE212",null,-452.92673329165063,452.92673329165063,0.41205459251798798,"FAIL",0,1,null,null,20.850737697151555,1,528.75817839999991,"YES",1,null,13.941899999999999,11.722899999999999,12.695988728363995,0,0,0,null,-1723.9060968821314,null,-296.73281741550051,null,77.961453872402927,null,77.961453872402927,null,528.75817839999991,null,77.961453872402927,0.13196136338191733,null,"RMOE212"]
[236,"RMON212",6.012785024940967E-2,252.27918496423143,0,331.11874389648438,0,0,2905.5302691102606,0,4275.9928954010256,0,0,null,3236.6490117261942,4275.9928954010256,4607.1116380169597,null,1073.6327776088681,446.67380616519944,0,0,3823.0661435661309,0,null,1520.3066307052368,3823.066162109375,null,-1716.3423823015082,-3086.8050085922732,-452.92673329165063,null,0.52324584151408249,0.35554470456215626,0,0,0.46971624806883827,0.3299912721318497,0,0,0.89407682744777506,"FAIL",0,null,"RMON212",null,-452.92673329165063,452.92673329165063,0.41205459251798798,"FAIL",0,1,null,null,20.850737697151555,1,528.75817839999991,"YES",1,null,13.941899999999999,11.722899999999999,12.695988728363995,0,0,0,null,-1723.9060968821314,null,-296.73281741550051,null,77.961453872402927,null,77.961453872402927,null,528.75817839999991,null,77.961453872402927,0.13196136338191733,null,"RMON212"]
[237,"RMFE212",5.3139870800077912E-2,236.98796209869087,0,311.04885864257813,0,0,2729.4193826975011,0,3228.2556861987414,0,0,null,3040.4682545024302,3228.2556861987414,3539.3045580036687,null,973.3719950111788,394.76196556072273,0,0,3591.3412930230293,0,null,1368.1339169075798,3591.34130859375,null,-1672.3343244324994,-2171.1706279337395,363.08562239500861,null,0.50125456189713324,0.42379973889817635,0,0,0.44997474346404553,0.38655444864209004,0,0,1.112471147792677,"PASS",1,null,"RMFE212",null,363.08562239500861,0,0.44997474346404553,"FAIL",0,1,null,null,16.757433468038322,1,387.75807160000005,"YES",1,null,13.941899999999999,11.722899999999999,12.695988728363995,0,0,0,null,-1679.1409608350245,null,-289.0274760600343,null,0,null,0,null,387.75807160000005,null,0,0,null,"RMFE212"]
[238,"RMFN212",5.3139870800077912E-2,236.98796209869087,0,311.04885864257813,0,0,2729.4193826975011,0,3228.2556861987414,0,0,null,3040.4682545024302,3228.2556861987414,3539.3045580036687,null,973.3719950111788,394.76196556072273,0,0,3591.3412930230293,0,null,1368.1339169075798,3591.34130859375,null,-1672.3343244324994,-2171.1706279337395,363.08562239500861,null,0.50125456189713324,0.42379973889817635,0,0,0.44997474346404553,0.38655444864209004,0,0,1.112471147792677,"PASS",1,null,"RMFN212",null,363.08562239500861,0,0.44997474346404553,"FAIL",0,1,null,null,16.757433468038322,1,387.75807160000005,"YES",1,null,13.941899999999999,11.722899999999999,12.695988728363995,0,0,0,null,-1679.1409608350245,null,-289.0274760600343,null,0,null,0,null,387.75807160000005,null,0,0,null,"RMFN212"]
[239,"RSFE212",4.0607919916510575E-2,131.54632095379233,0,172.65576171875,0,0,1515.0350885092948,0,5194.970829750152,0,0,null,1687.6908520464624,5194.970829750152,5367.6265932873193,null,645.11363660563507,301.66543580588888,0,0,1993.4672217227553,0,null,946.77908779570339,1993.4671630859375,null,-740.91176243234145,-4420.8475036731988,-3201.5036666642145,null,0.62492221795818481,0.18224916343586822,0,0,0.56099082818857038,0.17638691359426481,0,0,0.38373019376160994,"FAIL",0,null,"RSFE212",null,-3201.5036666642145,3201.5036666642145,0.19364725304435398,"FAIL",0,1,null,null,48.581425653625821,1,685.41465256000004,"YES",1,null,13.941899999999999,11.722899999999999,12.695988728363995,0,0,0,null,-745.62210615271795,null,-128.34257543733423,null,551.06899656163898,null,551.06899656163898,null,685.41465256000004,null,551.06899656163898,0.7677621998462425,null,"RSFE212"]
[240,"RSFN212",4.0607919916510575E-2,131.54632095379233,0,172.65576171875,0,0,1515.0350885092948,0,5194.970829750152,0,0,null,1687.6908520464624,5194.970829750152,5367.6265932873193,null,645.11363660563507,301.66543580588888,0,0,1993.4672217227553,0,null,946.77908779570339,1993.4671630859375,null,-740.91176243234145,-4420.8475036731988,-3201.5036666642145,null,0.62492221795818481,0.18224916343586822,0,0,0.56099082818857038,0.17638691359426481,0,0,0.38373019376160994,"FAIL",0,null,"RSFN212",null,-3201.5036666642145,3201.5036666642145,0.19364725304435398,"FAIL",0,1,null,null,48.581425653625821,1,685.41465256000004,"YES",1,null,13.941899999999999,11.722899999999999,12.695988728363995,0,0,0,null,-745.62210615271795,null,-128.34257543733423,null,551.06899656163898,null,551.06899656163898,null,685.41465256000004,null,551.06899656163898,0.7677621998462425,null,"RSFN212"]
[241,"RMOE213",8.2423675432801241E-2,232.70849908171454,0,305.43203735351563,0,0,2680.1322830379504,0,6339.879886641952,0,0,null,2985.5643188682629,6339.879886641952,6645.3119224722632,null,1211.8665110419527,612.30356101174357,0,0,3526.4898461025646,0,null,1824.1701182860024,4498.8134765625,null,-1161.3942021054636,-4821.1418057094652,-1841.066410079452,null,0.68062689660164521,0.28772944454823285,0,0,0.61099675723844993,0.27450481469487248,0,0,0.70960547470961466,"FAIL",0,null,"RMOE213",null,-1841.066410079452,1841.066410079452,0.3779386118705676,"FAIL",0,1,null,null,33.514646409719568,1,818.72601590000011,"YES",1,null,13.941899999999999,11.722899999999999,12.695988728363995,0,0,0,null,-1170.4696753307669,null,-201.4708139198905,null,316.89940879028603,null,316.89940879028603,null,818.72601590000011,null,316.89940879028603,0.36177974652142575,null,"RMOE213"]
[242,"RMON213",8.2423675432801241E-2,232.70849908171454,0,305.43203735351563,0,0,2680.1322830379504,0,7551.2222010658807,0,0,null,2985.5643188682629,7551.2222010658807,7856.6542368961918,null,1211.8665110419527,612.30356101174357,0,0,3526.4898461025646,0,null,1824.1701182860024,3526.48974609375,null,-1161.3942021054636,-6032.4841201333938,-4024.7324549721307,null,0.68062689660164521,0.24157283016099229,0,0,0.61099675723844993,0.23218154483186082,0,0,0.46700913470616373,"FAIL",0,null,"RMON213",null,-4024.7324549721307,4024.7324549721307,0.26021296626081708,"FAIL",0,1,null,null,39.918189272122561,1,986.09032839999998,"YES",1,null,13.941899999999999,11.722899999999999,12.695988728363995,0,0,0,null,-1170.4696753307669,null,-201.4708139198905,null,692.76986888523095,null,692.76986888523095,null,986.09032839999998,null,692.76986888523095,0.6640115295408181,null,"RMON213"]
[243,"RMFE213",4.1150002367794515E-2,150.32374743547061,0,197.30128479003906,0,0,1731.2970089140399,0,4786.4326246736427,0,0,null,1928.5982982608919,4786.4326246736427,4983.7339140204977,null,691.65294089818883,305.69242214858997,0,0,2278.022380150052,0,null,997.34538735271531,3012.099609375,null,-931.25290635136366,-3986.3885221109667,-1774.3330152986427,null,0.57606833617664632,0.20836925233450207,0,0,0.51713484897739226,0.20012011184201514,0,0,0.62929948994745888,"FAIL",0,null,"RMFE213",null,-1774.3330152986427,1774.3330152986427,0.26933942439815922,"FAIL",0,1,null,null,39.169700121080503,1,624.35215920666667,"YES",1,null,13.941899999999999,11.722899999999999,12.695988728363995,0,0,0,null,-936.2148237013771,null,-161.14895286089362,null,305.41271106073776,null,305.41271106073776,null,624.35215920666667,null,305.41271106073776,0.46182665426781744,null,"RMFE213"]
[244,"RMFN213",4.1150002367794515E-2,150.32374743547061,0,197.30128479003906,0,0,1731.2970089140399,0,5700.9620611549872,0,0,null,1928.5982982608919,5700.9620611549872,5898.2633505018412,null,691.65294089818883,305.69242214858997,0,0,2278.022380150052,0,null,997.34538735271531,2278.0224609375,null,-931.25290635136366,-4900.9179585923112,-3422.9396002174872,null,0.57606833617664632,0.1749433475708235,0,0,0.51713484897739226,0.1690913628056937,0,0,0.39958562019898508,"FAIL",0,null,"RMFN213",null,-3422.9396002174872,3422.9396002174872,0.18636612635884153,"FAIL",0,1,null,null,46.653737116919693,1,750.70755503999987,"YES",1,null,13.941899999999999,11.722899999999999,12.695988728363995,0,0,0,null,-936.2148237013771,null,-161.14895286089362,null,589.18436059401461,null,589.18436059401461,null,750.70755503999987,null,589.18436059401461,0.74800914163801424,null,"RMFN213"]
[245,"RSFE213",7.6378445513546472E-2,196.79237252771995,0,258.29180908203125,0,0,2266.4818549750003,0,7702.3969133130886,0,0,null,2524.773673547897,7702.3969133130886,7960.6887318859854,null,1066.853900877443,567.3951559053462,0,0,2982.2129670723698,0,null,1634.2490567780906,4163.5009765625,null,-890.52460727894095,-6326.4396656170293,-3538.8959367505886,null,0.72105102151639178,0.21217409011387067,0,0,0.64728537058329161,0.20528990816844758,0,0,0.54054614731242445,"FAIL",0,null,"RSFE213",null,-3538.8959367505886,3538.8959367505886,0.26951485888354226,"FAIL",0,1,null,null,48.14858103228984,1,1015.8086485800001,"YES",1,null,13.941899999999999,11.722899999999999,12.695988728363995,0,0,0,null,-898.65519960122003,null,-154.68388315642193,null,609.14371365789532,null,609.14371365789532,null,1015.8086485800001,null,609.14371365789532,0.57239747704894217,null,"RSFE213"]
[246,"RSFN213",7.6378445513546472E-2,196.79237252771995,0,258.29180908203125,0,0,2266.4818549750003,0,9174.0713308614049,0,0,null,2524.773673547897,9174.0713308614049,9432.363149434299,null,1066.853900877443,567.3951559053462,0,0,2982.2129670723698,0,null,1634.2490567780906,2982.212890625,null,-890.52460727894095,-7798.1140831653456,-6191.8584402364049,null,0.72105102151639178,0.17813781884172922,0,0,0.64728537058329161,0.17325976879086641,0,0,0.32506973001102479,"FAIL",0,null,"RSFN213",null,-6191.8584402364049,6191.8584402364049,0.18748629484696619,"FAIL",0,1,null,null,57.348185844910979,1,1219.14158608,"YES",1,null,13.941899999999999,11.722899999999999,12.695988728363995,0,0,0,null,-898.65519960122003,null,-154.68388315642193,null,1065.7933186339433,null,1065.7933186339433,null,1219.14158608,null,1065.7933186339433,0.84084267720207273,null,"RSFN213"]
[247,"RMOE214",5.5694254115223885E-2,167.43113568450809,0,219.75489807128906,0,0,1928.3248944688755,0,4353.893293712883,0,0,null,2148.0797918174098,4353.893293712883,4573.6481910614175,null,849.81724325763525,413.73779977146472,0,0,2537.2695979853615,0,null,1263.5550949652486,3205.010009765625,null,-884.52469757491622,-3310.0930968189232,-1148.883283947258,null,0.65526047949159183,0.2902126923482139,0,0,0.58822539989124856,0.27626853705867088,0,0,0.73612507095516777,"FAIL",0,null,"RMOE214",null,-1148.883283947258,1148.883283947258,0.38324817890027368,"FAIL",0,1,null,null,31.989499330531611,1,560.38415682000004,"YES",1,null,13.941899999999999,11.722899999999999,12.695988728363995,0,0,0,null,-890.81104133096198,null,-153.33368247670015,null,197.75518767745933,null,197.75518767745933,null,560.38415682000004,null,197.75518767745933,0.32874105379100999,null,"RMOE214"]
[248,"RMON214",5.5694254115223885E-2,167.43113568450809,0,219.75489807128906,0,0,1928.3248944688755,0,5185.7787400150164,0,0,null,2148.0797918174098,5185.7787400150164,5405.533637363551,null,849.81724325763525,413.73779977146472,0,0,2537.2695979853615,0,null,1263.5550949652486,2537.26953125,null,-884.52469757491622,-4141.9785431210566,-2648.5092087650164,null,0.65526047949159183,0.24365773364283369,0,0,0.58822539989124856,0.23375214725563687,0,0,0.48927454456775626,"FAIL",0,null,"RMON214",null,-2648.5092087650164,2648.5092087650164,0.26342784312381728,"FAIL",0,1,null,null,38.101636919739875,1,675.32109431999993,"YES",1,null,13.941899999999999,11.722899999999999,12.695988728363995,0,0,0,null,-890.81104133096198,null,-153.33368247670015,null,455.88306746470982,null,455.88306746470982,null,675.32109431999993,null,455.88306746470982,0.63627275672334549,null,"RMON214"]
[249,"RMFE214",2.6538825407624245E-2,109.62715276537342,0,143.88665771484375,0,0,1262.589344108306,0,3287.0684062464411,0,0,null,1406.4759965977744,3287.0684062464411,3430.9550587359076,null,470.07506288479038,197.14987492162345,0,0,1661.3017685635598,0,null,667.22493412846768,2165.42724609375,null,-739.25106769468209,-2763.7301298328171,-1121.6411601526911,null,0.52845759964788086,0.20298480337693461,0,0,0.47439482313496628,0.19447207022236787,0,0,0.65877157955665666,"FAIL",0,null,"RMFE214",null,-1121.6411601526911,1121.6411601526911,0.26392168217670753,"FAIL",0,1,null,null,36.885565920002982,1,427.20007306000014,"YES",1,null,13.941899999999999,11.722899999999999,12.695988728363995,0,0,0,null,-742.57059473014692,null,-127.81732433262921,null,193.06605051357101,null,193.06605051357101,null,427.20007306000014,null,193.06605051357101,0.42510972049613688,null,"RMFE214"]
[250,"RMFN214",2.6538825407624245E-2,109.62715276537342,0,143.88665771484375,0,0,1262.589344108306,0,3915.1185558599914,0,0,null,1406.4759965977744,3915.1185558599914,4059.0052083494593,null,470.07506288479038,197.14987492162345,0,0,1661.3017685635598,0,null,667.22493412846768,1661.3017578125,null,-739.25106769468209,-3391.7802794463673,-2253.8167980474914,null,0.52845759964788086,0.17042266399054309,0,0,0.47439482313496628,0.16438139372105692,0,0,0.42432987254649812,"FAIL",0,null,"RMFN214",null,-2253.8167980474914,2253.8167980474914,0.18228731159213499,"FAIL",0,1,null,null,43.93318025211272,1,513.97426055999995,"YES",1,null,13.941899999999999,11.722899999999999,12.695988728363995,0,0,0,null,-742.57059473014692,null,-127.81732433262921,null,387.94538149878173,null,387.94538149878173,null,513.97426055999995,null,387.94538149878173,0.71718222597892844,null,"RMFN214"]
[251,"RSFE214",3.5818062257021666E-2,91.392491098303154,0,119.9534912109375,0,0,1052.5785125441837,0,5289.5833554538694,0,0,null,1172.5320007773846,5289.5833554538694,5409.5368436870704,null,498.10559697219617,266.08285730226999,0,0,1384.971727031821,0,null,764.18843051196814,2196.21533203125,null,-408.34357324315306,-4645.3484161528386,-3093.3680234226194,null,0.72601560967157786,0.14447043919329586,0,0,0.65174206594327289,0.14126688701327925,0,0,0.41519628001831632,"FAIL",0,null,"RSFE214",null,-3093.3680234226194,3093.3680234226194,0.17913885127250498,"FAIL",0,1,null,null,71.199477024299654,1,708.36000528666693,"YES",1,null,13.941899999999999,11.722899999999999,12.695988728363995,0,0,0,null,-412.14550573326215,null,-70.941855430846601,null,532.45580519341456,null,532.45580519341456,null,708.36000528666693,null,532.45580519341456,0.72856105001099891,null,"RSFE214"]
[252,"RSFN214",3.5818062257021666E-2,91.392491098303154,0,119.9534912109375,0,0,1052.5785125441837,0,6300.2480556876153,0,0,null,1172.5320007773846,6300.2480556876153,6420.2015439208171,null,498.10559697219617,266.08285730226999,0,0,1384.971727031821,0,null,764.18843051196814,1384.9716796875,null,-408.34357324315306,-5656.0131163865844,-4915.2763760001153,null,0.72601560967157786,0.12129497501643431,0,0,0.65174206594327289,0.11902872907177336,0,0,0.21982811905909042,"FAIL",0,null,"RSFN214",null,-4915.2763760001153,4915.2763760001153,0.12552767479562041,"FAIL",0,1,null,null,84.803347324227843,1,847.99790112000005,"YES",1,null,13.941899999999999,11.722899999999999,12.695988728363995,0,0,0,null,-412.14550573326215,null,-70.941855430846601,null,846.05757243057587,null,846.05757243057587,null,847.99790112000005,null,846.05757243057587,0.9719548892329154,null,"RSFN214"]
[253,"RMOE215",3.7900001369416708E-2,121.75576202976492,0,194.57014465332031,0,0,1402.2760223608025,0,15840.157962310626,0,0,null,1596.8461621384056,15840.157962310626,16034.728102088226,null,595.25257207728009,281.5490291956653,0,0,1845.1000294221083,0,null,876.80161625973426,1845.0999755859375,null,-720.04455075438852,-15157.926490704212,-13995.057986724689,null,0.62527034783322788,5.5353085388792043E-2,0,0,0.54908333336781567,5.4681414640198094E-2,0,0,0.11648242271169815,"FAIL",0,null,"RMOE215",null,-13995.057986724689,13995.057986724689,5.6234415477052838E-2,"FAIL",0,1,null,null,131.44725211084742,1,1767.5720107,"YES",1,null,13.941899999999999,11.722899999999999,12.695988728363995,0,0,0,null,-724.40674785020815,null,-108.95163428531042,null,2104.8733244083942,null,2104.8733244083942,null,1767.5720107,null,1767.5720107,0.98334474400606087,null,"RMOE215"]
[254,"RMON215",3.7900001369416708E-2,121.75576202976492,0,194.57014465332031,0,0,1402.2760223608025,0,15840.157962310626,0,0,null,1596.8461621384056,15840.157962310626,16034.728102088226,null,595.25257207728009,281.5490291956653,0,0,1845.1000294221083,0,null,876.80161625973426,1845.0999755859375,null,-720.04455075438852,-15157.926490704212,-13995.057986724689,null,0.62527034783322788,5.5353085388792043E-2,0,0,0.54908333336781567,5.4681414640198094E-2,0,0,0.11648242271169815,"FAIL",0,null,"RMON215",null,-13995.057986724689,13995.057986724689,5.6234415477052838E-2,"FAIL",0,1,null,null,131.44725211084742,1,1767.5720107,"YES",1,null,13.941899999999999,11.722899999999999,12.695988728363995,0,0,0,null,-724.40674785020815,null,-108.95163428531042,null,2104.8733244083942,null,2104.8733244083942,null,1767.5720107,null,1767.5720107,0.98334474400606087,null,"RMON215"]
[255,"RMFE215",1.9049999816343186E-2,57.657851786612241,0,92.139350891113281,0,0,664.05254021106487,0,11958.877668740219,0,0,null,756.19189007059879,11958.877668740219,12051.01701859975,null,292.75118371528691,141.51738154809391,0,0,873.75334238298024,0,null,434.26856377595954,873.75335693359375,null,-321.92332732621861,-11616.748455855373,-11085.124311806625,null,0.65396717500384838,3.6313488255767613E-2,0,0,0.57428355009599052,3.6035843536568565E-2,0,0,7.3063157023299269E-2,"FAIL",0,null,"RMFE215",null,-11085.124311806625,11085.124311806625,3.6674011261457744E-2,"FAIL",0,1,null,null,209.562475409336,1,1342.89276498,"YES",1,null,13.941899999999999,11.722899999999999,12.695988728363995,0,0,0,null,-324.08386744450695,null,-48.742598144439405,null,1667.2158474659793,null,1667.2158474659793,null,1342.89276498,null,1342.89276498,0.98955305510049107,null,"RMFE215"]
[256,"RMFN215",1.9049999816343186E-2,57.657851786612241,0,92.139350891113281,0,0,664.05254021106487,0,11958.877668740219,0,0,null,756.19189007059879,11958.877668740219,12051.01701859975,null,292.75118371528691,141.51738154809391,0,0,873.75334238298024,0,null,434.26856377595954,873.75335693359375,null,-321.92332732621861,-11616.748455855373,-11085.124311806625,null,0.65396717500384838,3.6313488255767613E-2,0,0,0.57428355009599052,3.6035843536568565E-2,0,0,7.3063157023299269E-2,"FAIL",0,null,"RMFN215",null,-11085.124311806625,11085.124311806625,3.6674011261457744E-2,"FAIL",0,1,null,null,209.562475409336,1,1342.89276498,"YES",1,null,13.941899999999999,11.722899999999999,12.695988728363995,0,0,0,null,-324.08386744450695,null,-48.742598144439405,null,1667.2158474659793,null,1667.2158474659793,null,1342.89276498,null,1342.89276498,0.98955305510049107,null,"RMFN215"]
[257,"RSFE215",5.1899999193847177E-2,162.91161004683906,0,260.33868408203125,0,0,1876.2729642070535,0,26942.13087748352,0,0,null,2136.6116503308958,26942.13087748352,27202.469563607359,null,811.21696414091298,385.55128919005557,0,0,2468.7802160619126,0,null,1196.768279877755,2468.7802734375,null,-939.84336841132972,-26005.701281687798,-24473.35060404602,null,0.63784337498223809,4.4419956436257096E-2,0,0,0.56012438237715323,4.399483940857607E-2,0,0,9.163270287209338E-2,"FAIL",0,null,"RSFE215",null,-24473.35060404602,24473.35060404602,4.4974444853740254E-2,"FAIL",0,1,null,null,167.09421778540946,1,3017.2823800599999,"YES",1,null,13.941899999999999,11.722899999999999,12.695988728363995,0,0,0,null,-945.79743945549728,null,-142.24905695224987,null,3680.8209651017219,null,3680.8209651017219,null,3017.2823800599999,null,3017.2823800599999,0.98689788514155763,null,"RSFE215"]
[258,"RSFN215",5.1899999193847177E-2,162.91161004683906,0,260.33868408203125,0,0,1876.2729642070535,0,26942.13087748352,0,0,null,2136.6116503308958,26942.13087748352,27202.469563607359,null,811.21696414091298,385.55128919005557,0,0,2468.7802160619126,0,null,1196.768279877755,2468.7802734375,null,-939.84336841132972,-26005.701281687798,-24473.35060404602,null,0.63784337498223809,4.4419956436257096E-2,0,0,0.56012438237715323,4.399483940857607E-2,0,0,9.163270287209338E-2,"FAIL",0,null,"RSFN215",null,-24473.35060404602,24473.35060404602,4.4974444853740254E-2,"FAIL",0,1,null,null,167.09421778540946,1,3017.2823800599999,"YES",1,null,13.941899999999999,11.722899999999999,12.695988728363995,0,0,0,null,-945.79743945549728,null,-142.24905695224987,null,3680.8209651017219,null,3680.8209651017219,null,3017.2823800599999,null,3017.2823800599999,0.98689788514155763,null,"RSFN215"]
[259,"RMOE216",0.10164999756962059,309.70741007735518,0,494.92376708984375,0,0,3566.9381708010683,0,2437.4237148151997,0,0,null,4061.8619240657372,2437.4237148151997,2932.347468079869,null,1567.2437257885374,755.13079417888366,0,0,4693.3396984224555,0,null,2322.3745444521323,5707.9326171875,null,-1739.4873934387797,-609.97293745291108,3270.5089023723003,null,0.65108348764300839,0.9527988631341473,0,0,0.57175122639889775,0.79198476946646412,0,0,2.3417892352870062,"PASS",1,null,"RMOE216",null,3270.5089023723003,0,0.57175122639889775,"FAIL",0,1,null,null,7.9517175217446097,1,200.44144963677002,"YES",1,null,13.941899999999999,11.722899999999999,12.695988728363995,0,0,0,null,-1751.041495649984,null,-263.35871831485071,null,0,null,0,null,200.44144963677002,null,0,0,null,"RMOE216"]
[260,"RMON216",0.10164999756962059,309.70741007735518,0,494.92376708984375,0,0,3566.9381708010683,0,3782.1416279082628,0,0,null,4061.8619240657372,3782.1416279082628,4277.0653811729326,null,1567.2437257885374,755.13079417888366,0,0,4693.3396984224555,0,null,2322.3745444521323,4693.33984375,null,-1739.4873934387797,-1954.6908505459737,911.19821584173724,null,0.65108348764300839,0.61403690631662999,0,0,0.57175122639889775,0.54298317420352671,0,0,1.2409212307434614,"PASS",1,null,"RMON216",null,911.19821584173724,0,0.57175122639889775,"FAIL",0,1,null,null,12.33865195076528,1,353.03740541999997,"YES",1,null,13.941899999999999,11.722899999999999,12.695988728363995,0,0,0,null,-1751.041495649984,null,-263.35871831485071,null,0,null,0,null,353.03740541999997,null,0,0,null,"RMON216"]
[261,"RMFE216",0.10164999756962059,309.70741007735518,0,494.92376708984375,0,0,3566.9381708010683,0,2437.4237148151997,0,0,null,4061.8619240657372,2437.4237148151997,2932.347468079869,null,1567.2437257885374,755.13079417888366,0,0,4693.3396984224555,0,null,2322.3745444521323,5707.9326171875,null,-1739.4873934387797,-609.97293745291108,3270.5089023723003,null,0.65108348764300839,0.9527988631341473,0,0,0.57175122639889775,0.79198476946646412,0,0,2.3417892352870062,"PASS",1,null,"RMFE216",null,3270.5089023723003,0,0.57175122639889775,"FAIL",0,1,null,null,7.9517175217446097,1,200.44144963677002,"YES",1,null,13.941899999999999,11.722899999999999,12.695988728363995,0,0,0,null,-1751.041495649984,null,-263.35871831485071,null,0,null,0,null,200.44144963677002,null,0,0,null,"RMFE216"]
[262,"RMFN216",0.10164999756962059,309.70741007735518,0,494.92376708984375,0,0,3566.9381708010683,0,3782.1416279082628,0,0,null,4061.8619240657372,3782.1416279082628,4277.0653811729326,null,1567.2437257885374,755.13079417888366,0,0,4693.3396984224555,0,null,2322.3745444521323,4693.33984375,null,-1739.4873934387797,-1954.6908505459737,911.19821584173724,null,0.65108348764300839,0.61403690631662999,0,0,0.57175122639889775,0.54298317420352671,0,0,1.2409212307434614,"PASS",1,null,"RMFN216",null,911.19821584173724,0,0.57175122639889775,"FAIL",0,1,null,null,12.33865195076528,1,353.03740541999997,"YES",1,null,13.941899999999999,11.722899999999999,12.695988728363995,0,0,0,null,-1751.041495649984,null,-263.35871831485071,null,0,null,0,null,353.03740541999997,null,0,0,null,"RMFN216"]
[263,"RSFE216",0.10164999756962059,309.70741007735518,0,494.92376708984375,0,0,3566.9381708010683,0,2437.4237148151997,0,0,null,4061.8619240657372,2437.4237148151997,2932.347468079869,null,1567.2437257885374,755.13079417888366,0,0,4693.3396984224555,0,null,2322.3745444521323,5707.9326171875,null,-1739.4873934387797,-609.97293745291108,3270.5089023723003,null,0.65108348764300839,0.9527988631341473,0,0,0.57175122639889775,0.79198476946646412,0,0,2.3417892352870062,"PASS",1,null,"RSFE216",null,3270.5089023723003,0,0.57175122639889775,"FAIL",0,1,null,null,7.9517175217446052,1,200.44144963676985,"YES",1,null,13.941899999999999,11.722899999999999,12.695988728363995,0,0,0,null,-1751.041495649984,null,-263.35871831485071,null,0,null,0,null,200.44144963676985,null,0,0,null,"RSFE216"]
[264,"RSFN216",0.10164999756962059,309.70741007735518,0,494.92376708984375,0,0,3566.9381708010683,0,3782.1416279082628,0,0,null,4061.8619240657372,3782.1416279082628,4277.0653811729326,null,1567.2437257885374,755.13079417888366,0,0,4693.3396984224555,0,null,2322.3745444521323,4693.33984375,null,-1739.4873934387797,-1954.6908505459737,911.19821584173724,null,0.65108348764300839,0.61403690631662999,0,0,0.57175122639889775,0.54298317420352671,0,0,1.2409212307434614,"PASS",1,null,"RSFN216",null,911.19821584173724,0,0.57175122639889775,"FAIL",0,1,null,null,12.33865195076528,1,353.03740541999997,"YES",1,null,13.941899999999999,11.722899999999999,12.695988728363995,0,0,0,null,-1751.041495649984,null,-263.35871831485071,null,0,null,0,null,353.03740541999997,null,0,0,null,"RSFN216"]
[265,"RMOE217",0.10904999934136868,330.06092339517272,0,527.44940185546875,0,0,3801.3520763162701,0,2778.1290056774487,0,0,null,4328.8014602095027,2778.1290056774487,3305.5783895706813,null,1674.1808756325959,810.10343902324769,0,0,5001.7790477845656,0,null,2484.284293623065,8923.1806640625,null,-1844.5171845486743,-821.29411390985251,6145.0516583850513,null,0.65352649366550652,0.89422927752675418,0,0,0.57389656378335407,0.75154299409802339,0,0,3.211938914941272,"PASS",1,null,"RMOE217",null,6145.0516583850513,0,0.57389656378335407,"FAIL",0,1,null,null,8.5043244791465096,1,234.09939077957418,"YES",1,null,13.941899999999999,11.722899999999999,12.695988728363995,0,0,0,null,-1856.8768079000324,null,-279.27647483625083,null,0,null,0,null,234.09939077957418,null,0,0,null,"RMOE217"]
[266,"RMON217",0.10904999934136868,330.06092339517272,0,527.44940185546875,0,0,3801.3520763162701,0,7975.4639118969417,0,0,null,4328.8014602095027,7975.4639118969417,8502.9132957901711,null,1674.1808756325959,810.10343902324769,0,0,5001.7790477845656,0,null,2484.284293623065,5001.77880859375,null,-1844.5171845486743,-6018.6290201293468,-2973.6851033031917,null,0.65352649366550652,0.31149088267044578,0,0,0.57389656378335407,0.2921686017432451,0,0,0.62714581419303184,"FAIL",0,null,"RMON217",null,-2973.6851033031917,2973.6851033031917,0.34019703643485477,"FAIL",0,1,null,null,24.414249552958029,1,823.88276944000006,"YES",1,null,13.941899999999999,11.722899999999999,12.695988728363995,0,0,0,null,-1856.8768079000324,null,-279.27647483625083,null,447.24576740381036,null,447.24576740381036,null,823.88276944000006,null,447.24576740381036,0.49417237625277372,null,"RMON217"]
[267,"RMFE217",8.1999999657273295E-2,249.18963493851047,0,398.214111328125,0,0,2869.9475430960797,0,1449.5847746162415,0,0,null,3268.1616681195364,1449.5847746162415,1847.7988996396978,null,1262.1640971709794,609.15618636837792,0,0,3776.2467672316861,0,null,1871.3203070918671,7225.5810546875,null,-1396.8413473323376,23.521421147500632,5775.9962800712583,null,0.65203989933317719,1.2909354043038115,0,1,0.57259110930409662,1.0127294270639629,0,1,4.9845867459530799,"PASS",1,null,"RMFE217",null,5775.9962800712583,0,0.57259110930409662,"FAIL",0,1,null,null,5.8775342116591105,1,103.22388442645637,"YES",1,null,13.941899999999999,11.722899999999999,12.695988728363995,0,0,0,null,-1406.1513986114014,null,-211.48683855574214,null,0,null,0,null,103.22388442645637,null,0,0,null,"RMFE217"]
[268,"RMFN217",8.1999999657273295E-2,249.18963493851047,0,398.214111328125,0,0,2869.9475430960797,0,6021.2535884381341,0,0,null,3268.1616681195364,6021.2535884381341,6419.4677134615858,null,1262.1640971709794,609.15618636837792,0,0,3776.2467672316861,0,null,1871.3203070918671,3776.246826171875,null,-1396.8413473323376,-4548.147392674392,-2245.0067622662591,null,0.65203989933317719,0.31078583215381117,0,0,0.57259110930409662,0.29150708354837651,0,0,0.62715292932072042,"FAIL",0,null,"RMFN217",null,-2245.0067622662591,2245.0067622662591,0.33942737925920546,"FAIL",0,1,null,null,24.413972948596221,1,622.00785653000003,"YES",1,null,13.941899999999999,11.722899999999999,12.695988728363995,0,0,0,null,-1406.1513986114014,null,-211.48683855574214,null,337.65168043556071,null,337.65168043556071,null,622.00785653000003,null,337.65168043556071,0.49416297917523205,null,"RMFN217"]
[269,"RSFE217",0.18449999950826168,561.38123843375081,0,897.107666015625,0,0,6465.4964737226692,0,8277.9013583254964,0,0,null,7362.6041531001238,8277.9013583254964,9175.0090377029501,null,2842.1685781753868,1370.6014214044144,0,0,8507.2322022666685,0,null,4212.7701589274911,12496.5625,null,-3149.833980810803,-4962.2388654136303,4218.6611416745036,null,0.65157721082196873,0.50891765636836195,0,0,0.57218479752155127,0.45915705889237746,0,0,1.5096293080892522,"PASS",1,null,"RSFE217",null,4218.6611416745036,0,0.57218479752155127,"FAIL",0,1,null,null,14.898546627807674,1,801.32443977999992,"YES",1,null,13.941899999999999,11.722899999999999,12.695988728363995,0,0,0,null,-3170.7930363278547,null,-476.89103437208155,null,0,null,0,null,801.32443977999992,null,0,0,null,"RSFE217"]
[270,"RSFN217",0.18449999950826168,561.38123843375081,0,897.107666015625,0,0,6465.4964737226692,0,13565.268174505622,0,0,null,7362.6041531001238,13565.268174505622,14462.375853883073,null,2842.1685781753868,1370.6014214044144,0,0,8507.2322022666685,0,null,4212.7701589274911,8507.232421875,null,-3149.833980810803,-10249.605681593755,-5058.0357526306216,null,0.65157721082196873,0.31055561192995162,0,0,0.57218479752155127,0.29129170790348208,0,0,0.6271333756499835,"FAIL",0,null,"RSFN217",null,-5058.0357526306216,5058.0357526306216,0.33917496968217908,"FAIL",0,1,null,null,24.414736348184299,1,1401.3244397800001,"YES",1,null,13.941899999999999,11.722899999999999,12.695988728363995,0,0,0,null,-3170.7930363278547,null,-476.89103437208155,null,760.73457785706353,null,760.73457785706353,null,1401.3244397800001,null,760.73457785706353,0.49418886927531225,null,"RSFN217"]
[271,"RMOE218",0.24318902343511581,826.26913401376169,0,1320.408203125,0,0,9516.2428071459381,0,14117.710443389287,0,0,null,10836.650983114105,14117.710443389287,15438.118619357452,null,3962.8462312338834,1806.5865695311061,0,0,12521.372114665708,0,null,5769.4328426049979,13862.7841796875,null,-5067.2181676659402,-9668.6858039092895,-254.92626370178732,null,0.6062721348674095,0.40866632487894478,0,0,0.53239998567239555,0.3737134669519887,0,0,0.9819428040599063,"FAIL",0,null,"RMOE218",null,-254.92626370178732,254.92626370178732,0.52016342672411742,"FAIL",0,1,null,null,17.263317103037991,1,1398.8823102400004,"YES",1,null,13.941899999999999,11.722899999999999,12.695988728363995,0,0,0,null,-5095.921813649049,null,-766.43268638081815,null,38.341212495581196,null,38.341212495581196,null,1398.8823102400004,null,38.341212495581196,2.3932594173453503E-2,null,"RMOE218"]
[272,"RMON218",0.24318902343511581,826.26913401376169,0,1320.408203125,0,0,9516.2428071459381,0,15895.587535329854,0,0,null,10836.650983114105,15895.587535329854,17215.995711298026,null,3962.8462312338834,1806.5865695311061,0,0,12521.372114665708,0,null,5769.4328426049979,12521.3720703125,null,-5067.2181676659402,-11446.562895849856,-3374.2154650173543,null,0.6062721348674095,0.36295813726807769,0,0,0.53239998567239555,0.33512048505669578,0,0,0.78772628205671824,"FAIL",0,null,"RMON218",null,-3374.2154650173543,3374.2154650173543,0.40598740777964804,"FAIL",0,1,null,null,19.437328042483021,1,1600.6323102400002,"YES",1,null,13.941899999999999,11.722899999999999,12.695988728363995,0,0,0,null,-5095.921813649049,null,-766.43268638081815,null,507.48600897962189,null,507.48600897962189,null,1600.6323102400002,null,507.48600897962189,0.28134272590066628,null,"RMON218"]
[273,"RMFE218",9.3822146579623206E-2,356.69792012647162,0,570.016357421875,0,0,4108.1336298239548,0,10658.485772295004,0,0,null,4678.1499632698742,10658.485772295004,11228.502105740925,null,1608.2940598152438,696.979771295266,0,0,5405.4389866104666,0,null,2305.2737559286356,6418.17041015625,null,-2372.8762313171942,-8923.2283737882426,-4240.3153621387537,null,0.56114867812306857,0.21628529654004128,0,0,0.49277465712163299,0.20530554559255021,0,0,0.60216531196572387,"FAIL",0,null,"RMFE218",null,-4240.3153621387537,4240.3153621387537,0.25848323289025399,"FAIL",0,1,null,null,30.190925990768932,1,1121.7971124800004,"YES",1,null,13.941899999999999,11.722899999999999,12.695988728363995,0,0,0,null,-2384.3452549785302,null,-358.60835504537937,null,637.74846101468768,null,637.74846101468768,null,1121.7971124800004,null,637.74846101468768,0.52728098544088109,null,"RMFE218"]
[274,"RMFN218",9.3822146579623206E-2,356.69792012647162,0,570.016357421875,0,0,4108.1336298239548,0,12000.73598936831,0,0,null,4678.1499632698742,12000.73598936831,12570.752322814227,null,1608.2940598152438,696.979771295266,0,0,5405.4389866104666,0,null,2305.2737559286356,5405.43896484375,null,-2372.8762313171942,-10265.478590861549,-6595.2970245245597,null,0.56114867812306857,0.19209436470987476,0,0,0.49277465712163299,0.18338391309707602,0,0,0.45042562136460096,"FAIL",0,null,"RMFN218",null,-6595.2970245245597,6595.2970245245597,0.20448703520065722,"FAIL",0,1,null,null,33.992948210794616,1,1274.1131124799999,"YES",1,null,13.941899999999999,11.722899999999999,12.695988728363995,0,0,0,null,-2384.3452549785302,null,-358.60835504537937,null,991.94049689827079,null,991.94049689827079,null,1274.1131124799999,null,991.94049689827079,0.72839325086888929,null,"RMFN218"]
[275,"RSFE218",0.21365241929888726,757.92310044857516,0,1211.188720703125,0,0,8729.0931684413754,0,24012.409874607984,0,0,null,9940.2818608201269,24012.409874607984,25223.598566986737,null,3546.2436058987996,1587.1669938103935,0,0,11485.648905843915,0,null,5133.4106671157961,13767.20703125,null,-4806.8712220287043,-20090.187928195312,-10245.202843357984,null,0.58808063656312115,0.21378156936027237,0,0,0.51642505960739882,0.20351618932240942,0,0,0.57333716620455433,"FAIL",0,null,"RSFE218",null,-10245.202843357984,10245.202843357984,0.25431198384104325,"FAIL",0,1,null,null,32.010475061122385,1,2538.5186212800004,"YES",1,null,13.941899999999999,11.722899999999999,12.695988728363995,0,0,0,null,-4832.4105785815182,null,-726.80028400694528,null,1540.8906621603894,null,1540.8906621603894,null,2538.5186212800004,null,1540.8906621603894,0.56548915793401222,null,"RSFE218"]
[276,"RSFN218",0.21365241929888726,757.92310044857516,0,1211.188720703125,0,0,8729.0931684413754,0,27036.333613247374,0,0,null,9940.2818608201269,27036.333613247374,28247.522305626127,null,3546.2436058987996,1587.1669938103935,0,0,11485.648905843915,0,null,5133.4106671157961,11485.6484375,null,-4806.8712220287043,-23114.111666834702,-15550.685175747374,null,0.58808063656312115,0.1898708138665853,0,0,0.51642505960739882,0.18172959052574977,0,0,0.42482270716885273,"FAIL",0,null,"RSFN218",null,-15550.685175747374,15550.685175747374,0.20138155818285625,"FAIL",0,1,null,null,36.04160981774077,1,2881.6676212799998,"YES",1,null,13.941899999999999,11.722899999999999,12.695988728363995,0,0,0,null,-4832.4105785815182,null,-726.80028400694528,null,2338.8414991743916,null,2338.8414991743916,null,2881.6676212799998,null,2338.8414991743916,0.76232680227194383,null,"RSFN218"]
[277,"RMOE219",1.7639131844043733E-2,160.06212264181079,0,255.78511047363281,0,0,1843.455068795143,0,12827.654040997191,0,0,null,2099.2401753711915,12827.654040997191,13083.439147573237,null,554.32542315270348,131.036418657029,0,0,2425.5987747304525,0,null,685.36185932754449,4255.92333984375,null,-1413.8783199412314,-12398.07729214328,-8571.7307011534413,null,0.37178115752801483,5.342846456079401E-2,0,0,0.32648091728421241,5.238392225414959E-2,0,0,0.33177721555647011,"FAIL",0,null,"RMOE219",null,-8571.7307011534413,8571.7307011534413,6.4226757528217229E-2,"FAIL",0,1,null,null,80.972996754923983,1,1416.3000292000002,"YES",1,null,13.941899999999999,11.722899999999999,12.695988728363995,0,0,0,null,-1417.2880804353981,null,-213.16180871420738,null,1289.1984666290666,null,1289.1984666290666,null,1416.3000292000002,null,1289.1984666290666,0.88564714532961164,null,"RMOE219"]
[278,"RMON219",1.7639131844043733E-2,160.06212264181079,0,255.78511047363281,0,0,1843.455068795143,0,15253.524011653622,0,0,null,2099.2401753711915,15253.524011653622,15509.30911822967,null,554.32542315270348,131.036418657029,0,0,2425.5987747304525,0,null,685.36185932754449,2425.598876953125,null,-1413.8783199412314,-14823.947262799711,-12827.925134700497,null,0.37178115752801483,4.4931378401733994E-2,0,0,0.32648091728421241,4.4190353930706895E-2,0,0,0.15901891753669373,"FAIL",0,null,"RMON219",null,-12827.925134700497,12827.925134700497,4.5913731436079359E-2,"FAIL",0,1,null,null,96.286006252137767,1,1691.5830292000001,"YES",1,null,13.941899999999999,11.722899999999999,12.695988728363995,0,0,0,null,-1417.2880804353981,null,-213.16180871420738,null,1929.3351588218898,null,1929.3351588218898,null,1691.5830292000001,null,1691.5830292000001,0.97726266028862929,null,"RMON219"]
[279,"RMFE219",1.4090600609779355E-2,127.86181443244369,0,204.32783508300781,0,0,1472.6001756724288,0,9684.5085282209857,0,0,null,1676.9280147234526,9684.5085282209857,9888.8363672720116,null,442.80966315568094,104.6753239874166,0,0,1937.631810095301,0,null,547.48501441590167,3319.475830078125,null,-1129.4429963395351,-9341.3513488880926,-6365.0326981428607,null,0.37178116875200379,5.6532039062231379E-2,0,0,0.32648092876048151,5.536394721299439E-2,0,0,0.34276141328236326,"FAIL",0,null,"RMFE219",null,-6365.0326981428607,6365.0326981428607,6.8078548781035267E-2,"FAIL",0,1,null,null,76.5276266355351,1,1067.53962,"YES",1,null,13.941899999999999,11.722899999999999,12.695988728363995,0,0,0,null,-1132.166802381405,null,-170.27923023783677,null,957.30846903361623,null,957.30846903361623,null,1067.53962,null,957.30846903361623,0.87108895532454778,null,"RMFE219"]
[280,"RMFN219",1.4090600609779355E-2,127.86181443244369,0,204.32783508300781,0,0,1472.6001756724288,0,11515.973564764992,0,0,null,1676.9280147234526,11515.973564764992,11720.301403816016,null,442.80966315568094,104.6753239874166,0,0,1937.631810095301,0,null,547.48501441590167,1937.6318359375,null,-1129.4429963395351,-11172.816385432099,-9578.3417288274923,null,0.37178116875200379,4.754135734481206E-2,0,0,0.32648092876048151,4.6712537138592865E-2,0,0,0.16825601630990211,"FAIL",0,null,"RMFN219",null,-9578.3417288274923,9578.3417288274923,4.8642549408699387E-2,"FAIL",0,1,null,null,90.999980676230948,1,1275.3706199999999,"YES",1,null,13.941899999999999,11.722899999999999,12.695988728363995,0,0,0,null,-1132.166802381405,null,-170.27923023783677,null,1440.5939593963171,null,1440.5939593963171,null,1275.3706199999999,null,1275.3706199999999,0.97594188902747914,null,"RMFN219"]
[281,"RSFE219",1.7054802551865578E-2,154.75976956884108,0,247.31175231933594,0,0,1782.3872190904299,0,21818.212886075064,0,0,null,2029.698965894622,21818.212886075064,22065.524632879256,null,535.96236816699275,126.69559177051319,0,0,2345.2463409084594,0,null,662.65797863041655,5458.39990234375,null,-1367.0409927793494,-21402.866659763982,-16359.812983731314,null,0.37178115480909785,3.0371780772812135E-2,0,0,0.32648091562570725,3.003137199273205E-2,0,0,0.25017630595342844,"FAIL",0,null,"RSFE219",null,-16359.812983731314,16359.812983731314,3.6034560364999794E-2,"FAIL",0,1,null,null,142.44350353543885,1,2437.83480103999,"YES",1,null,13.941899999999999,11.722899999999999,12.695988728363995,0,0,0,null,-1370.3377986431824,null,-206.10043063262785,null,2460.5352814136613,null,2460.5352814136613,null,2437.83480103999,null,2437.83480103999,0.98463048451303126,null,"RSFE219"]
[282,"RSFN219",1.7054802551865578E-2,154.75976956884108,0,247.31175231933594,0,0,1782.3872190904299,0,25944.316808604868,0,0,null,2029.698965894622,25944.316808604868,26191.628555409057,null,535.96236816699275,126.69559177051319,0,0,2345.2463409084594,0,null,662.65797863041655,2345.246337890625,null,-1367.0409927793494,-25528.970582293787,-23599.070470714243,null,0.37178115480909785,2.5541546671625399E-2,0,0,0.32648091562570725,2.5300373250522069E-2,0,0,9.0395378502038048E-2,"FAIL",0,null,"RSFN219",null,-23599.070470714243,23599.070470714243,2.5856020131081962E-2,"FAIL",0,1,null,null,169.38138687764598,1,2906.0568010399902,"YES",1,null,13.941899999999999,11.722899999999999,12.695988728363995,0,0,0,null,-1370.3377986431824,null,-206.10043063262785,null,3549.3281958358939,null,3549.3281958358939,null,2906.0568010399902,null,2906.0568010399902,0.98707480394414604,null,"RSFN219"]
[283,"RMOE220",0.39384999960893763,1161.9246170036217,0,1856.798095703125,0,0,13382.028111463198,0,324003.22928699775,0,0,null,15238.826161434981,324003.22928699775,325860.02733696945,null,5978.0878888373445,2925.8068873868247,0,0,17607.931725609473,0,null,8903.8949038004266,17607.931640625,null,-6334.9313033658964,-316956.13247890043,-306395.29764637275,null,0.66536214313981668,2.7480883210313545E-2,0,0,0.58429007475741246,2.7324293118478737E-2,0,0,5.4344926374261929E-2,"FAIL",0,null,"RMOE220",null,-306395.29764637275,306395.29764637275,2.7683302993854436E-2,"FAIL",0,1,null,null,281.74284135059133,1,36481.5494464,"YES",1,null,13.941899999999999,11.722899999999999,12.695988728363995,0,0,0,null,-6379.2292879619181,null,-959.44365298469711,null,46082.216261752961,null,46082.216261752961,null,36481.5494464,null,36481.5494464,0.99222948266187982,null,"RMOE220"]
[284,"RMON220",0.39384999960893763,1161.9246170036217,0,1856.798095703125,0,0,13382.028111463198,0,324003.22928699775,0,0,null,15238.826161434981,324003.22928699775,325860.02733696945,null,5978.0878888373445,2925.8068873868247,0,0,17607.931725609473,0,null,8903.8949038004266,17607.931640625,null,-6334.9313033658964,-316956.13247890043,-306395.29764637275,null,0.66536214313981668,2.7480883210313545E-2,0,0,0.58429007475741246,2.7324293118478737E-2,0,0,5.4344926374261929E-2,"FAIL",0,null,"RMON220",null,-306395.29764637275,306395.29764637275,2.7683302993854436E-2,"FAIL",0,1,null,null,281.74284135059133,1,36481.5494464,"YES",1,null,13.941899999999999,11.722899999999999,12.695988728363995,0,0,0,null,-6379.2292879619181,null,-959.44365298469711,null,46082.216261752961,null,46082.216261752961,null,36481.5494464,null,36481.5494464,0.99222948266187982,null,"RMON220"]
[285,"RMFE220",0.24325001135584895,716.75681250263062,0,1145.4034423828125,0,0,8254.9759886557731,0,244613.41654205316,0,0,null,9400.379444258444,244613.41654205316,245758.81999765581,null,3689.3235105099275,1807.0396325721254,0,0,10861.810511389185,0,null,5496.3633797036264,10861.810546875,null,-3904.0160513349592,-240262.45660473235,-233751.60599517816,null,0.66582427220344287,2.2469590823767056E-2,0,0,0.58469590722641396,2.2364867230611353E-2,0,0,4.4403985277756311E-2,"FAIL",0,null,"RMFE220",null,-233751.60599517816,233751.60599517816,2.2604641167412842E-2,"FAIL",0,1,null,null,344.81803697565118,1,27582.009818400002,"YES",1,null,13.941899999999999,11.722899999999999,12.695988728363995,0,0,0,null,-3931.3611427762708,null,-591.28137989102424,null,35156.518855697883,null,35156.518855697883,null,27582.009818400002,null,27582.009818400002,0.99365089003809681,null,"RMFE220"]
[286,"RMFN220",0.24325001135584895,716.75681250263062,0,1145.4034423828125,0,0,8254.9759886557731,0,244613.41654205316,0,0,null,9400.379444258444,244613.41654205316,245758.81999765581,null,3689.3235105099275,1807.0396325721254,0,0,10861.810511389185,0,null,5496.3633797036264,10861.810546875,null,-3904.0160513349592,-240262.45660473235,-233751.60599517816,null,0.66582427220344287,2.2469590823767056E-2,0,0,0.58469590722641396,2.2364867230611353E-2,0,0,4.4403985277756311E-2,"FAIL",0,null,"RMFN220",null,-233751.60599517816,233751.60599517816,2.2604641167412842E-2,"FAIL",0,1,null,null,344.81803697565118,1,27582.009818400002,"YES",1,null,13.941899999999999,11.722899999999999,12.695988728363995,0,0,0,null,-3931.3611427762708,null,-591.28137989102424,null,35156.518855697883,null,35156.518855697883,null,27582.009818400002,null,27582.009818400002,0.99365089003809681,null,"RMFN220"]
[287,"RSFE220",0.59035000486765055,1741.3005022637449,0,2782.661865234375,0,0,20054.77113643576,0,393635.0275732844,0,0,null,22837.43294686616,393635.0275732844,396417.68938371481,null,8959.5869484015948,4385.5531596436294,0,0,26387.856758468111,0,null,13345.140469800572,26387.857421875,null,-9492.2925318695634,-383072.54896871821,-367247.1701514094,null,0.66543469277268152,3.3902319496493638E-2,0,0,0.58435378743419286,3.3664341489660736E-2,0,0,6.7036354931503853E-2,"FAIL",0,null,"RSFE220",null,-367247.1701514094,367247.1701514094,3.4210887489357238E-2,"FAIL",0,1,null,null,228.40286426298363,1,44240.76927456,"YES",1,null,13.941899999999999,11.722899999999999,12.695988728363995,0,0,0,null,-9558.6862655501627,null,-1437.6377544009119,null,55234.410078859721,null,55234.410078859721,null,44240.76927456,null,44240.76927456,0.99041479781494657,null,"RSFE220"]
[288,"RSFN220",0.59035000486765055,1741.3005022637449,0,2782.661865234375,0,0,20054.77113643576,0,393635.0275732844,0,0,null,22837.43294686616,393635.0275732844,396417.68938371481,null,8959.5869484015948,4385.5531596436294,0,0,26387.856758468111,0,null,13345.140469800572,26387.857421875,null,-9492.2925318695634,-383072.54896871821,-367247.1701514094,null,0.66543469277268152,3.3902319496493638E-2,0,0,0.58435378743419286,3.3664341489660736E-2,0,0,6.7036354931503853E-2,"FAIL",0,null,"RSFN220",null,-367247.1701514094,367247.1701514094,3.4210887489357238E-2,"FAIL",0,1,null,null,228.40286426298363,1,44240.76927456,"YES",1,null,13.941899999999999,11.722899999999999,12.695988728363995,0,0,0,null,-9558.6862655501627,null,-1437.6377544009119,null,55234.410078859721,null,55234.410078859721,null,44240.76927456,null,44240.76927456,0.99041479781494657,null,"RSFN220"]
[289,"RMOE221",8.1600000709295267E-2,240.09839198215269,0,349.68533325195313,0,0,2765.2425845903763,0,11076.866271053645,0,0,null,3114.9279268679884,11076.866271053645,11426.551613331258,null,1238.1941447210834,606.1847005791094,0,0,3638.4770849873366,0,null,1844.3788039914764,3638.47705078125,null,-1270.549113850853,-9582.1728003141216,-7438.3892202723946,null,0.66698625801203981,0.16650727370531276,0,0,0.59210962585261173,0.16141167238036214,0,0,0.32847530716240686,"FAIL",0,null,"RMOE221",null,-7438.3892202723946,7438.3892202723946,0.17476768487609023,"FAIL",0,1,null,null,51.14553298354415,1,1320.16326056,"YES",1,null,13.941899999999999,11.722899999999999,12.695988728363995,0,0,0,null,-1279.7251278010594,null,-207.69376288805313,null,1207.2178731372614,null,1207.2178731372614,null,1320.16326056,null,1207.2178731372614,0.87530298226309555,null,"RMOE221"]
[290,"RMON221",8.1600000709295267E-2,240.09839198215269,0,349.68533325195313,0,0,2765.2425845903763,0,11076.866271053645,0,0,null,3114.9279268679884,11076.866271053645,11426.551613331258,null,1238.1941447210834,606.1847005791094,0,0,3638.4770849873366,0,null,1844.3788039914764,3638.47705078125,null,-1270.549113850853,-9582.1728003141216,-7438.3892202723946,null,0.66698625801203981,0.16650727370531276,0,0,0.59210962585261173,0.16141167238036214,0,0,0.32847530716240686,"FAIL",0,null,"RMON221",null,-7438.3892202723946,7438.3892202723946,0.17476768487609023,"FAIL",0,1,null,null,51.14553298354415,1,1320.16326056,"YES",1,null,13.941899999999999,11.722899999999999,12.695988728363995,0,0,0,null,-1279.7251278010594,null,-207.69376288805313,null,1207.2178731372614,null,1207.2178731372614,null,1320.16326056,null,1207.2178731372614,0.87530298226309555,null,"RMON221"]
[291,"RMFE221",6.1199997365474691E-2,181.27151900702466,0,264.00839233398438,0,0,2087.7262841846459,0,9592.6695279653723,0,0,null,2351.7346839041206,9592.6695279653723,9856.6779276848483,null,931.3015862368386,454.63850191126943,0,0,2747.0082686640085,0,null,1385.9400781456907,2747.00830078125,null,-965.79459837293962,-8470.7378421536669,-6845.6612271841223,null,0.66385142949281051,0.1444790810425898,0,0,0.58932671784104274,0.14060924881104347,0,0,0.28636536396598838,"FAIL",0,null,"RMFE221",null,-6845.6612271841223,6845.6612271841223,0.15068831358969001,"FAIL",0,1,null,null,58.666466336205417,1,1149.8279418400002,"YES",1,null,13.941899999999999,11.722899999999999,12.695988728363995,0,0,0,null,-972.68982264232102,null,-157.86328251179114,null,1111.0207253441888,null,1111.0207253441888,null,1149.8279418400002,null,1111.0207253441888,0.9301914981113435,null,"RMFE221"]
[292,"RMFN221",6.1199997365474691E-2,181.27151900702466,0,264.00839233398438,0,0,2087.7262841846459,0,9592.6695279653723,0,0,null,2351.7346839041206,9592.6695279653723,9856.6779276848483,null,931.3015862368386,454.63850191126943,0,0,2747.0082686640085,0,null,1385.9400781456907,2747.00830078125,null,-965.79459837293962,-8470.7378421536669,-6845.6612271841223,null,0.66385142949281051,0.1444790810425898,0,0,0.58932671784104274,0.14060924881104347,0,0,0.28636536396598838,"FAIL",0,null,"RMFN221",null,-6845.6612271841223,6845.6612271841223,0.15068831358969001,"FAIL",0,1,null,null,58.666466336205417,1,1149.8279418400002,"YES",1,null,13.941899999999999,11.722899999999999,12.695988728363995,0,0,0,null,-972.68982264232102,null,-157.86328251179114,null,1111.0207253441888,null,1111.0207253441888,null,1149.8279418400002,null,1111.0207253441888,0.9301914981113435,null,"RMFN221"]
[293,"RSFE221",0.13870000213501044,408.37497874851914,0,594.767578125,0,0,4703.3046427088784,0,12378.671876471648,0,0,null,5298.0722245164661,12378.671876471648,12973.439458279234,null,2102.594183233075,1030.3654232071044,0,0,6188.5587404064172,0,null,3132.9596032336731,6188.55859375,null,-2165.1126176002053,-9840.4798513629758,-6190.1132827216479,null,0.66611879119725448,0.25309335561180379,0,0,0.59133954250638132,0.24149028591825178,0,0,0.49993720291695415,"FAIL",0,null,"RSFE221",null,-6190.1132827216479,6190.1132827216479,0.27271143926636982,"FAIL",0,1,null,null,33.604307475303585,1,1440.8764699999999,"YES",1,null,13.941899999999999,11.722899999999999,12.695988728363995,0,0,0,null,-2180.6994812978851,null,-353.91794000093432,null,1004.6281755839988,null,1004.6281755839988,null,1440.8764699999999,null,1004.6281755839988,0.6518099615153532,null,"RSFE221"]
[294,"RSFN221",0.13870000213501044,408.37497874851914,0,594.767578125,0,0,4703.3046427088784,0,12378.671876471648,0,0,null,5298.0722245164661,12378.671876471648,12973.439458279234,null,2102.594183233075,1030.3654232071044,0,0,6188.5587404064172,0,null,3132.9596032336731,6188.55859375,null,-2165.1126176002053,-9840.4798513629758,-6190.1132827216479,null,0.66611879119725448,0.25309335561180379,0,0,0.59133954250638132,0.24149028591825178,0,0,0.49993720291695415,"FAIL",0,null,"RSFN221",null,-6190.1132827216479,6190.1132827216479,0.27271143926636982,"FAIL",0,1,null,null,33.604307475303585,1,1440.8764699999999,"YES",1,null,13.941899999999999,11.722899999999999,12.695988728363995,0,0,0,null,-2180.6994812978851,null,-353.91794000093432,null,1004.6281755839988,null,1004.6281755839988,null,1440.8764699999999,null,1004.6281755839988,0.6518099615153532,null,"RSFN221"]
[295,"RMOE222",7.5650001317262641E-2,223.04319541413491,0,424.64083862304688,0,0,2568.8157970176039,0,24282.162735269998,0,0,null,2993.4566508761918,24282.162735269998,24706.803589128576,null,1147.8091072630023,561.98373772918649,0,0,3380.0207855494782,0,null,1709.7928669850141,3380.020751953125,null,-1283.6637686556367,-22997.01070690803,-20902.141983316873,null,0.66559574609050765,7.0413532996446357E-2,0,0,0.57117676154980923,6.9203321339054241E-2,0,0,0.1391976813928367,"FAIL",0,null,"RMOE222",null,-20902.141983316873,20902.141983316873,7.155262750473862E-2,"FAIL",0,1,null,null,92.328087860211284,1,2258.0368888799999,"YES",1,null,13.941899999999999,11.722899999999999,12.695988728363995,0,0,0,null,-1292.1702008296916,null,-169.64504254556442,null,2744.1777900282777,null,2744.1777900282777,null,2258.0368888799999,null,2258.0368888799999,0.97628795652173905,null,"RMOE222"]
[296,"RMON222",7.5650001317262641E-2,223.04319541413491,0,424.64083862304688,0,0,2568.8157970176039,0,24282.162735269998,0,0,null,2993.4566508761918,24282.162735269998,24706.803589128576,null,1147.8091072630023,561.98373772918649,0,0,3380.0207855494782,0,null,1709.7928669850141,3380.020751953125,null,-1283.6637686556367,-22997.01070690803,-20902.141983316873,null,0.66559574609050765,7.0413532996446357E-2,0,0,0.57117676154980923,6.9203321339054241E-2,0,0,0.1391976813928367,"FAIL",0,null,"RMON222",null,-20902.141983316873,20902.141983316873,7.155262750473862E-2,"FAIL",0,1,null,null,92.328087860211284,1,2258.0368888799999,"YES",1,null,13.941899999999999,11.722899999999999,12.695988728363995,0,0,0,null,-1292.1702008296916,null,-169.64504254556442,null,2744.1777900282777,null,2744.1777900282777,null,2258.0368888799999,null,2258.0368888799999,0.97628795652173905,null,"RMON222"]
[297,"RMFE222",5.6950001418590544E-2,168.39140209394381,0,320.59201049804688,0,0,1939.3844003073004,0,18332.358038505674,0,0,null,2259.9764070135925,18332.358038505674,18652.950045211965,null,865.66802145356019,423.06641247339621,0,0,2551.8215793517115,0,null,1288.7344908160205,2551.821533203125,null,-971.24191998932679,-17364.215558187701,-15780.536505302549,null,0.66450699026547666,7.0298348314446799E-2,0,0,0.5702424523788624,6.9090116438973337E-2,0,0,0.13919767047115406,"FAIL",0,null,"RMFE222",null,-15780.536505302549,15780.536505302549,7.1435579288066903E-2,"FAIL",0,1,null,null,92.328087860211284,1,1704.7549781600001,"YES",1,null,13.941899999999999,11.722899999999999,12.695988728363995,0,0,0,null,-977.65353437149588,null,-128.35311890552833,null,2071.7779941953054,null,2071.7779941953054,null,1704.7549781600001,null,1704.7549781600001,0.97628795652173916,null,"RMFE222"]
[298,"RMFN222",5.6950001418590544E-2,168.39140209394381,0,320.59201049804688,0,0,1939.3844003073004,0,18332.358038505674,0,0,null,2259.9764070135925,18332.358038505674,18652.950045211965,null,865.66802145356019,423.06641247339621,0,0,2551.8215793517115,0,null,1288.7344908160205,2551.821533203125,null,-971.24191998932679,-17364.215558187701,-15780.536505302549,null,0.66450699026547666,7.0298348314446799E-2,0,0,0.5702424523788624,6.9090116438973337E-2,0,0,0.13919767047115406,"FAIL",0,null,"RMFN222",null,-15780.536505302549,15780.536505302549,7.1435579288066903E-2,"FAIL",0,1,null,null,92.328087860211284,1,1704.7549781600001,"YES",1,null,13.941899999999999,11.722899999999999,12.695988728363995,0,0,0,null,-977.65353437149588,null,-128.35311890552833,null,2071.7779941953054,null,2071.7779941953054,null,1704.7549781600001,null,1704.7549781600001,0.97628795652173916,null,"RMFN222"]
[299,"RSFE222",0.12849999413010665,379.36860392691239,0,722.26104736328125,0,0,4369.234671564469,0,29500.632281254078,0,0,null,5091.4957040510089,29500.632281254078,30222.89331374062,null,1951.3425684326369,954.59227682706046,0,0,5748.9929889006153,0,null,2905.9348653683801,5748.9931640625,null,-2185.5608535593701,-27316.958463248979,-23751.639117191578,null,0.66509013221024071,9.8504155357203346E-2,0,0,0.57074286728072887,9.6150121491406559E-2,0,0,0.19487694735667235,"FAIL",0,null,"RSFE222",null,-23751.639117191578,23751.639117191578,0.10074961968868139,"FAIL",0,1,null,null,65.948567129459178,1,2716.6587179200001,"YES",1,null,13.941899999999999,11.722899999999999,12.695988728363995,0,0,0,null,-2200.0182409492618,null,-288.83361328655661,null,3118.2794851449498,null,3118.2794851449498,null,2716.6587179200001,null,2716.6587179200001,0.96680310537591552,null,"RSFE222"]
[300,"RSFN222",0.12849999413010665,379.36860392691239,0,722.26104736328125,0,0,4369.234671564469,0,29500.632281254078,0,0,null,5091.4957040510089,29500.632281254078,30222.89331374062,null,1951.3425684326369,954.59227682706046,0,0,5748.9929889006153,0,null,2905.9348653683801,5748.9931640625,null,-2185.5608535593701,-27316.958463248979,-23751.639117191578,null,0.66509013221024071,9.8504155357203346E-2,0,0,0.57074286728072887,9.6150121491406559E-2,0,0,0.19487694735667235,"FAIL",0,null,"RSFN222",null,-23751.639117191578,23751.639117191578,0.10074961968868139,"FAIL",0,1,null,null,65.948567129459178,1,2716.6587179200001,"YES",1,null,13.941899999999999,11.722899999999999,12.695988728363995,0,0,0,null,-2200.0182409492618,null,-288.83361328655661,null,3118.2794851449498,null,3118.2794851449498,null,2716.6587179200001,null,2716.6587179200001,0.96680310537591552,null,"RSFN222"]
[301,"RMOE223",2.2310928208753461E-3,7.1185109908424584,0,11.375640869140625,0,0,81.984762864281933,0,33231.100439692062,0,0,null,93.360403286534904,33231.100439692062,33242.47608011432,null,35.180004228742362,16.574195120472101,0,0,107.87468797931825,0,null,51.754199825595229,107.87468719482422,null,-41.606203907827329,-33190.721880735604,-33123.225752497237,null,0.63126607942099489,1.5574025277772239E-3,0,0,0.55434850060601748,1.5568695815610107E-3,0,0,3.2461966581755438E-3,"FAIL",0,null,"RMOE223",null,-33123.225752497237,33123.225752497237,1.5580830486966628E-3,"FAIL",0,1,null,null,4716.687435017343,1,3769.24966064,"YES",1,null,13.941899999999999,11.722899999999999,12.695988728363995,0,0,0,null,-41.863687489049184,null,-6.2963482638410673,null,4981.7724493119767,null,4981.7724493119767,null,3769.24966064,null,3769.24966064,0.99953584212145319,null,"RMOE223"]
[302,"RMON223",2.2310928208753461E-3,7.1185109908424584,0,11.375640869140625,0,0,81.984762864281933,0,33231.100439692062,0,0,null,93.360403286534904,33231.100439692062,33242.47608011432,null,35.180004228742362,16.574195120472101,0,0,107.87468797931825,0,null,51.754199825595229,107.87468719482422,null,-41.606203907827329,-33190.721880735604,-33123.225752497237,null,0.63126607942099489,1.5574025277772239E-3,0,0,0.55434850060601748,1.5568695815610107E-3,0,0,3.2461966581755438E-3,"FAIL",0,null,"RMON223",null,-33123.225752497237,33123.225752497237,1.5580830486966628E-3,"FAIL",0,1,null,null,4716.687435017343,1,3769.24966064,"YES",1,null,13.941899999999999,11.722899999999999,12.695988728363995,0,0,0,null,-41.863687489049184,null,-6.2963482638410673,null,4981.7724493119767,null,4981.7724493119767,null,3769.24966064,null,3769.24966064,0.99953584212145319,null,"RMON223"]
[303,"RMFE223",1.7796399828512222E-3,5.6781083904392275,0,9.0738248825073242,0,0,65.395469713639699,0,25088.555542774677,0,0,null,74.469294171782067,25088.555542774677,25097.629367232821,null,28.061469169601025,13.220472068211517,0,0,86.046670675841796,0,null,41.281940897770987,86.046669006347656,null,-33.187353698376036,-25056.347426759414,-25002.508873768329,null,0.63126606596054025,1.6454490904184353E-3,0,0,0.55434848848302209,1.6448541929211132E-3,0,0,3.429717938908144E-3,"FAIL",0,null,"RMFE223",null,-25002.508873768329,25002.508873768329,1.646208750536365E-3,"FAIL",0,1,null,null,4464.3013950071581,1,2845.6038348799998,"YES",1,null,13.941899999999999,11.722899999999999,12.695988728363995,0,0,0,null,-33.392736488912199,null,-5.0223071838060838,null,3760.4069966412212,null,3760.4069966412212,null,2845.6038348799998,null,2845.6038348799998,0.99950960129258859,null,"RMFE223"]
[304,"RMFN223",1.7796399828512222E-3,5.6781083904392275,0,9.0738248825073242,0,0,65.395469713639699,0,25088.555542774677,0,0,null,74.469294171782067,25088.555542774677,25097.629367232821,null,28.061469169601025,13.220472068211517,0,0,86.046670675841796,0,null,41.281940897770987,86.046669006347656,null,-33.187353698376036,-25056.347426759414,-25002.508873768329,null,0.63126606596054025,1.6454490904184353E-3,0,0,0.55434848848302209,1.6448541929211132E-3,0,0,3.429717938908144E-3,"FAIL",0,null,"RMFN223",null,-25002.508873768329,25002.508873768329,1.646208750536365E-3,"FAIL",0,1,null,null,4464.3013950071581,1,2845.6038348799998,"YES",1,null,13.941899999999999,11.722899999999999,12.695988728363995,0,0,0,null,-33.392736488912199,null,-5.0223071838060838,null,3760.4069966412212,null,3760.4069966412212,null,2845.6038348799998,null,2845.6038348799998,0.99950960129258859,null,"RMFN223"]
[305,"RSFE223",2.1525791380554438E-3,6.8680059527379367,0,10.975324630737305,0,0,79.099665661829349,0,40372.836470120063,0,0,null,90.074989990192151,40372.836470120063,40383.811794448455,null,33.941996565505683,15.990937854567134,0,0,104.0785074497755,0,null,49.932934134708688,104.07850646972656,null,-40.142056157857965,-40333.878860616089,-40268.757963650336,null,0.63126605804105851,1.236795293579733E-3,0,0,0.55434848199844156,1.2364591631045367E-3,0,0,2.5779339667341694E-3,"FAIL",0,null,"RSFE223",null,-40268.757963650336,40268.757963650336,1.2372244309366341E-3,"FAIL",0,1,null,null,5939.3661760043051,1,4579.7412561600004,"YES",1,null,13.941899999999999,11.722899999999999,12.695988728363995,0,0,0,null,-40.390478715742077,null,-6.0747759165767699,null,6056.4689710572975,null,6056.4689710572975,null,4579.7412561600004,null,4579.7412561600004,0.99963139372641296,null,"RSFE223"]
[306,"RSFN223",2.1525791380554438E-3,6.8680059527379367,0,10.975324630737305,0,0,79.099665661829349,0,40372.836470120063,0,0,null,90.074989990192151,40372.836470120063,40383.811794448455,null,33.941996565505683,15.990937854567134,0,0,104.0785074497755,0,null,49.932934134708688,104.07850646972656,null,-40.142056157857965,-40333.878860616089,-40268.757963650336,null,0.63126605804105851,1.236795293579733E-3,0,0,0.55434848199844156,1.2364591631045367E-3,0,0,2.5779339667341694E-3,"FAIL",0,null,"RSFN223",null,-40268.757963650336,40268.757963650336,1.2372244309366341E-3,"FAIL",0,1,null,null,5939.3661760043051,1,4579.7412561600004,"YES",1,null,13.941899999999999,11.722899999999999,12.695988728363995,0,0,0,null,-40.390478715742077,null,-6.0747759165767699,null,6056.4689710572975,null,6056.4689710572975,null,4579.7412561600004,null,4579.7412561600004,0.99963139372641296,null,"RSFN223"]
[307,"RMOE224",0.21685095280408859,560.90108133903561,0,896.34033203125,0,0,6459.9664456594292,0,36809.763104147212,0,0,null,7356.3068022744201,36809.763104147212,37706.103460762199,null,3036.1438262301594,1610.9280484462899,0,0,8499.9558495518813,0,null,4647.0719279134973,15160.412109375,null,-2709.2348497771818,-33059.031508264961,-21649.350994772212,null,0.71936471605606422,0.12624563528880547,0,0,0.6317126335740344,0.12324455471192229,0,0,0.41185845359778844,"FAIL",0,null,"RMOE224",null,-21649.350994772212,21649.350994772212,0.16021260280900401,"FAIL",0,1,null,null,66.306828520752887,1,4039.181948130316,"YES",1,null,13.941899999999999,11.722899999999999,12.695988728363995,0,0,0,null,-2732.3546106125723,null,-410.94937499781491,null,3256.0880735811133,null,3256.0880735811133,null,4039.181948130316,null,3256.0880735811133,0.77950934907533709,null,"RMOE224"]
[308,"RMON224",0.21685095280408859,560.90108133903561,0,896.34033203125,0,0,6459.9664456594292,0,45637.376560258657,0,0,null,7356.3068022744201,45637.376560258657,46533.716916873665,null,3036.1438262301594,1610.9280484462899,0,0,8499.9558495518813,0,null,4647.0719279134973,8499.9560546875,null,-2709.2348497771818,-41886.644964376406,-37137.420505571157,null,0.71936471605606422,0.10182600925313047,0,0,0.6317126335740344,9.9864619425736503E-2,0,0,0.18624988321719879,"FAIL",0,null,"RMON224",null,-37137.420505571157,37137.420505571157,0.10444330497035448,"FAIL",0,1,null,null,82.208350530407614,1,5040.9224977599997,"YES",1,null,13.941899999999999,11.722899999999999,12.695988728363995,0,0,0,null,-2732.3546106125723,null,-410.94937499781491,null,5585.512102462415,null,5585.512102462415,null,5040.9224977599997,null,5040.9224977599997,0.97336903587675994,null,"RMON224"]
[309,"RMFE224",0.19523291140794752,514.44287228565929,0,822.0985107421875,0,0,5924.9015623937939,0,26348.681180540032,0,0,null,6747.0000633149457,26348.681180540032,27170.77968146119,null,2764.6471149951099,1450.3333690723009,0,0,7795.9231084128814,0,null,4214.9805959996502,13912.1201171875,null,-2532.0194771363313,-22955.799095282571,-12436.561063352532,null,0.71140094930061637,0.1599693194174989,0,0,0.6247192159938042,0.15512917346836508,0,0,0.52800062446625884,"FAIL",0,null,"RMFE224",null,-12436.561063352532,12436.561063352532,0.21971836021532282,"FAIL",0,1,null,null,51.749155222870698,1,2863.50260180431,"YES",1,null,13.941899999999999,11.722899999999999,12.695988728363995,0,0,0,null,-2552.9895298527472,null,-383.97265405962105,null,1870.473538191693,null,1870.473538191693,null,2863.50260180431,null,1870.473538191693,0.62557712428682488,null,"RMFE224"]
[310,"RMFN224",0.19523291140794752,514.44287228565929,0,822.0985107421875,0,0,5924.9015623937939,0,34454.948579388394,0,0,null,6747.0000633149457,34454.948579388394,35277.04708030956,null,2764.6471149951099,1450.3333690723009,0,0,7795.9231084128814,0,null,4214.9805959996502,7795.92333984375,null,-2532.0194771363313,-31062.06649413093,-26659.025239544644,null,0.71140094930061637,0.1223330978505982,0,0,0.6247192159938042,0.1194822396906024,0,0,0.22626425698709124,"FAIL",0,null,"RMFN224",null,-26659.025239544644,26659.025239544644,0.12617426217418573,"FAIL",0,1,null,null,67.66996997586682,1,3783.38590024,"YES",1,null,13.941899999999999,11.722899999999999,12.695988728363995,0,0,0,null,-2552.9895298527472,null,-383.97265405962105,null,4009.5490232820498,null,4009.5490232820498,null,3783.38590024,null,3783.38590024,0.96764757492301545,null,"RMFN224"]
[311,"RSFE224",0.36240573152899741,894.52126396244159,0,1429.4775390625,0,0,10302.310946399097,0,46469.749575495305,0,0,null,11731.788543360877,46469.749575495305,47899.227172457075,null,4951.5846026715435,2692.2157836456149,0,0,13555.672297893547,0,null,7643.8003611686208,20327.787109375,null,-4087.988124292976,-40255.426753389183,-26141.962466120305,null,0.74195007323481255,0.16448981178068137,0,0,0.6515460426721007,0.15958087054071637,0,0,0.43744128804374632,"FAIL",0,null,"RSFE224",null,-26141.962466120305,26141.962466120305,0.20182316694590177,"FAIL",0,1,null,null,52.488142152916602,1,5053.3461097368954,"YES",1,null,13.941899999999999,11.722899999999999,12.695988728363995,0,0,0,null,-4126.0169818112263,null,-620.55784901417223,null,3931.7821687354026,null,3931.7821687354026,null,5053.3461097368954,null,3931.7821687354026,0.74560240115981657,null,"RSFE224"]
[312,"RSFN224",0.36240573152899741,894.52126396244159,0,1429.4775390625,0,0,10302.310946399097,0,55445.355946870186,0,0,null,11731.788543360877,55445.355946870186,56874.83354383197,null,4951.5846026715435,2692.2157836456149,0,0,13555.672297893547,0,null,7643.8003611686208,13555.671875,null,-4087.988124292976,-49231.033124764064,-41889.684071870186,null,0.74195007323481255,0.13786186833200595,0,0,0.6515460426721007,0.13439688334312616,0,0,0.24448705655329458,"FAIL",0,null,"RSFN224",null,-41889.684071870186,41889.684071870186,0.14255110866259615,"FAIL",0,1,null,null,62.62619558562379,1,6071.8800975200002,"YES",1,null,13.941899999999999,11.722899999999999,12.695988728363995,0,0,0,null,-4126.0169818112263,null,-620.55784901417223,null,6300.2581807387041,null,6300.2581807387041,null,6071.8800975200002,null,6071.8800975200002,0.9650419826219081,null,"RSFN224"]
[313,"RMOE225",0.13366082049906255,357.11545357462927,0,570.6834716796875,0,0,4112.94241368046,0,36473.984330654836,0,0,null,4683.6258936936192,36473.984330654836,37044.667810667997,null,1906.3998576155539,992.93068319976908,0,0,5411.7663337900758,0,null,2899.3304520768079,12325.568359375,null,-1784.2954332833397,-34145.337350257716,-24148.415971279836,null,0.70492853058993998,7.9490368416922405E-2,0,0,0.61903544882596095,7.8265797052014446E-2,0,0,0.33792766503482546,"FAIL",0,null,"RMOE225",null,-24148.415971279836,24148.415971279836,0.10055931752919177,"FAIL",0,1,null,null,103.19439059984064,1,4051.1864095552091,"YES",1,null,13.941899999999999,11.722899999999999,12.695988728363995,0,0,0,null,-1798.7199628956616,null,-270.52961635252245,null,3631.9504108435867,null,3631.9504108435867,null,4051.1864095552091,null,3631.9504108435867,0.87749552046242485,null,"RMOE225"]
[314,"RMON225",0.13366082049906255,357.11545357462927,0,570.6834716796875,0,0,4112.94241368046,0,45637.376560258657,0,0,null,4683.6258936936192,45637.376560258657,46208.060040271834,null,1906.3998576155539,992.93068319976908,0,0,5411.7663337900758,0,null,2899.3304520768079,5411.76611328125,null,-1784.2954332833397,-43308.729579861538,-40225.610446977407,null,0.70492853058993998,6.3529735287228689E-2,0,0,0.61903544882596095,6.2745123904202699E-2,0,0,0.11858188443710529,"FAIL",0,null,"RMON225",null,-40225.610446977407,40225.610446977407,6.4559780768062236E-2,"FAIL",0,1,null,null,129.12001931382022,1,5091.0304532800001,"YES",1,null,13.941899999999999,11.722899999999999,12.695988728363995,0,0,0,null,-1798.7199628956616,null,-270.52961635252245,null,6049.9795333611146,null,6049.9795333611146,null,5091.0304532800001,null,5091.0304532800001,0.98304455308138505,null,"RMON225"]
[315,"RMFE225",0.11929827630519865,327.95251963662832,0,524.080078125,0,0,3777.0693320192108,0,26100.461511330246,0,0,null,4301.1494005195127,26100.461511330246,26624.541579830551,null,1729.1611780929147,886.23516266014985,0,0,4969.8280684463307,0,null,2615.3963875849204,11273.3095703125,null,-1685.7530225592909,-24009.145201870328,-14827.151941017746,null,0.69244066170920315,0.10020498627771671,0,0,0.60806917830302243,9.8232541536818735E-2,0,0,0.43191993235133946,"FAIL",0,null,"RMFE225",null,-14827.151941017746,14827.151941017746,0.136729150151435,"FAIL",0,1,null,null,80.411606743864212,1,2881.1901984000033,"YES",1,null,13.941899999999999,11.722899999999999,12.695988728363995,0,0,0,null,-1698.7649448855841,null,-255.49626306097156,null,2230.0212422987188,null,2230.0212422987188,null,2881.1901984000033,null,2230.0212422987188,0.7529203212942801,null,"RMFE225"]
[316,"RMFN225",0.11929827630519865,327.95251963662832,0,524.080078125,0,0,3777.0693320192108,0,34454.948579388394,0,0,null,4301.1494005195127,34454.948579388394,34979.028647888699,null,1729.1611780929147,886.23516266014985,0,0,4969.8280684463307,0,null,2615.3963875849204,4969.828125,null,-1685.7530225592909,-32363.632269928472,-29485.120454388394,null,0.69244066170920315,7.590771414325953E-2,0,0,0.60806917830302243,7.4770412100141057E-2,0,0,0.14424134500009225,"FAIL",0,null,"RMFN225",null,-29485.120454388394,29485.120454388394,7.741003662349992E-2,"FAIL",0,1,null,null,106.15053501593086,1,3829.2411984,"YES",1,null,13.941899999999999,11.722899999999999,12.695988728363995,0,0,0,null,-1698.7649448855841,null,-255.49626306097156,null,4434.597096366525,null,4434.597096366525,null,3829.2411984,null,3829.2411984,0.97937563260253513,null,"RMFN225"]
[317,"RSFE225",0.14621657691895962,371.26897105659907,0,593.30133056640625,0,0,4275.9502078592568,0,46095.636532011595,0,0,null,4869.2515230155905,46095.636532011595,46688.937847167937,null,2027.3744285490247,1086.2040579519896,0,0,5626.2502734990239,0,null,3113.5783809269651,12680.6337890625,null,-1755.6731574986979,-43575.359481651038,-33415.002742949095,null,0.72816057942025703,6.7546054576439321E-2,0,0,0.63943675046486792,6.6687710696939045E-2,0,0,0.27509401633398212,"FAIL",0,null,"RSFE225",null,-33415.002742949095,33415.002742949095,8.1327909851484748E-2,"FAIL",0,1,null,null,125.44481166513816,1,5139.5526337545152,"YES",1,null,13.941899999999999,11.722899999999999,12.695988728363995,0,0,0,null,-1771.1635972048016,null,-266.38510626079193,null,5025.6560548290709,null,5025.6560548290709,null,5139.5526337545152,null,5025.6560548290709,0.96077376076651566,null,"RSFE225"]
[318,"RSFN225",0.14621657691895962,371.26897105659907,0,593.30133056640625,0,0,4275.9502078592568,0,55445.355946870186,0,0,null,4869.2515230155905,55445.355946870186,56038.657262026507,null,2027.3744285490247,1086.2040579519896,0,0,5626.2502734990239,0,null,3113.5783809269651,5626.25048828125,null,-1755.6731574986979,-52925.078896509629,-49819.105458588936,null,0.72816057942025703,5.6155801108221083E-2,0,0,0.63943675046486792,5.5561259533972035E-2,0,0,0.1014737914871091,"FAIL",0,null,"RSFN225",null,-49819.105458588936,49819.105458588936,5.6933112492242789E-2,"FAIL",0,1,null,null,150.88916468607098,1,6200.5403064000002,"YES",1,null,13.941899999999999,11.722899999999999,12.695988728363995,0,0,0,null,-1771.1635972048016,null,-266.38510626079193,null,7492.8525644654301,null,7492.8525644654301,null,6200.5403064000002,null,6200.5403064000002,0.98549075648897067,null,"RSFN225"]
[319,"RMOE226",1.1093121767044067,2721.8387530794348,0,4349.59765625,0,0,31347.750254666833,0,37380.10853992575,0,0,null,35697.347941061089,37380.10853992575,41729.706226320028,null,15102.692051211987,8240.7850960682663,0,0,41247.039808772126,0,null,23343.47681115786,47477.16796875,null,-12353.871099758973,-18386.22938501789,10097.05942882425,null,0.74466194931110397,0.62448927311767055,0,0,0.65392748137513723,0.55939710434139445,0,0,1.2701185155211512,"PASS",1,null,"RMOE226",null,10097.05942882425,0,0.65392748137513723,"FAIL",0,1,null,null,13.875851916935156,1,3572.5600680446692,"YES",1,null,13.941899999999999,11.722899999999999,12.695988728363995,0,0,0,null,-12470.007800311996,null,-1875.5039671103341,null,0,null,0,null,3572.5600680446692,null,0,0,null,"RMOE226"]
[320,"RMON226",1.1093121767044067,2721.8387530794348,0,4349.59765625,0,0,31347.750254666833,0,45637.376560258657,0,0,null,35697.347941061089,45637.376560258657,49986.97424665295,null,15102.692051211987,8240.7850960682663,0,0,41247.039808772126,0,null,23343.47681115786,41247.0390625,null,-12353.871099758973,-26643.497405350798,-4390.3374977586573,null,0.74466194931110397,0.51149909505283708,0,0,0.65392748137513723,0.46699119474705997,0,0,0.90379952072920433,"FAIL",0,null,"RMON226",null,-4390.3374977586573,4390.3374977586573,0.58231041710644715,"FAIL",0,1,null,null,16.941029799451794,1,4509.5790103999998,"YES",1,null,13.941899999999999,11.722899999999999,12.695988728363995,0,0,0,null,-12470.007800311996,null,-1875.5039671103341,null,660.31196819248214,null,660.31196819248214,null,4509.5790103999998,null,660.31196819248214,0.12750190548317425,null,"RMON226"]
[321,"RMFE226",0.93703350871801372,2332.8466529804191,0,3727.97412109375,0,0,26867.68059912746,0,26804.312098643317,0,0,null,30595.654739611582,26804.312098643317,30532.286239127461,null,12869.059721160529,6960.9726958019119,0,0,35352.211314641376,0,null,19830.031705979898,41124.63671875,null,-10765.623014241311,-10702.254513757169,14320.324620106683,null,0.7380626560903768,0.73980752175257591,0,0,0.64813228830412573,0.64947746013074903,0,0,1.534254509774623,"PASS",1,null,"RMFE226",null,14320.324620106683,0,0.64813228830412573,"FAIL",0,1,null,null,11.609138483027895,1,2468.0872044259745,"YES",1,null,13.941899999999999,11.722899999999999,12.695988728363995,0,0,0,null,-10864.279888400415,null,-1634.0005841842533,null,0,null,0,null,2468.0872044259745,null,0,0,null,"RMFE226"]
[322,"RMFN226",0.93703350871801372,2332.8466529804191,0,3727.97412109375,0,0,26867.68059912746,0,34454.948579388394,0,0,null,30595.654739611582,34454.948579388394,38182.922719872535,null,12869.059721160529,6960.9726958019119,0,0,35352.211314641376,0,null,19830.031705979898,35352.2109375,null,-10765.623014241311,-18352.890994502246,897.26235811160586,null,0.7380626560903768,0.57553508345220983,0,0,0.64813228830412573,0.51934294976663742,0,0,1.0260416107150532,"PASS",1,null,"RMFN226",null,897.26235811160586,0,0.64813228830412573,"FAIL",0,1,null,null,14.922684406405976,1,3336.2665870400001,"YES",1,null,13.941899999999999,11.722899999999999,12.695988728363995,0,0,0,null,-10864.279888400415,null,-1634.0005841842533,null,0,null,0,null,3336.2665870400001,null,0,0,null,"RMFN226"]
[323,"RSFE226",1.6071478873491289,4029.4110646177937,0,6439.14599609375,0,0,46407.220701124119,0,46261.856405147206,0,0,null,52846.366885187243,46261.856405147206,52701.002589210329,null,22114.10395882426,11939.074171700368,0,0,61062.1325014791,0,null,34053.176251325691,67991.1015625,null,-18793.190445892178,-18647.826149915265,21729.245157352794,null,0.73379046917370816,0.73609619019821371,0,0,0.64438065243789866,0.64615803684454842,0,0,1.4697011068266415,"PASS",1,null,"RSFE226",null,21729.245157352794,0,0.64438065243789866,"FAIL",0,1,null,null,11.600133417795643,1,4258.9302146559849,"YES",1,null,13.941899999999999,11.722899999999999,12.695988728363995,0,0,0,null,-18962.609233212203,null,-2851.9989251941547,null,0,null,0,null,4258.9302146559849,null,0,0,null,"RSFE226"]
[324,"RSFN226",1.6071478873491289,4029.4110646177937,0,6439.14599609375,0,0,46407.220701124119,0,55445.355946870186,0,0,null,52846.366885187243,55445.355946870186,61884.502130933324,null,22114.10395882426,11939.074171700368,0,0,61062.1325014791,0,null,34053.176251325691,61062.1328125,null,-18793.190445892178,-27831.325691638245,5616.776865629814,null,0.73379046917370816,0.61417544661372037,0,0,0.64438065243789866,0.5502698605009525,0,0,1.1013029273544932,"PASS",1,null,"RSFN226",null,5616.776865629814,0,0.64438065243789866,"FAIL",0,1,null,null,13.902890830795311,1,5301.0557948799997,"YES",1,null,13.941899999999999,11.722899999999999,12.695988728363995,0,0,0,null,-18962.609233212203,null,-2851.9989251941547,null,0,null,0,null,5301.0557948799997,null,0,0,null,"RSFN226"]
[325,"RMOE227",6.1423755995929238E-2,180.42606792516634,0,288.32742309570313,0,0,2077.9891205350182,0,35552.587083856211,0,0,null,2366.3165481694709,35552.587083856211,35840.914511490693,null,925.10310675704613,456.30074525961572,0,0,2734.1962112302881,0,null,1381.4038776724926,10343.1943359375,null,-984.91266595822867,-34459.510629279423,-25209.392747918711,null,0.6647791675236604,3.8855228015172015E-2,0,0,0.58377814303447195,3.8542651510874465E-2,0,0,0.29092662965824384,"FAIL",0,null,"RMOE227",null,-25209.392747918711,25209.392747918711,5.0094953608167875E-2,"FAIL",0,1,null,null,199.09183304474931,1,3990.073533419064,"YES",1,null,13.941899999999999,11.722899999999999,12.695988728363995,0,0,0,null,-991.78532206605166,null,-149.16568905515371,null,3791.5225767526058,null,3791.5225767526058,null,3990.073533419064,null,3791.5225767526058,0.93978959458387346,null,"RMOE227"]
[326,"RMON227",6.1423755995929238E-2,180.42606792516634,0,288.32742309570313,0,0,2077.9891205350182,0,45637.376560258657,0,0,null,2366.3165481694709,45637.376560258657,45925.70398789311,null,925.10310675704613,456.30074525961572,0,0,2734.1962112302881,0,null,1381.4038776724926,2734.1962890625,null,-984.91266595822867,-44544.300105681868,-42903.180271196157,null,0.6647791675236604,3.0269134244570679E-2,0,0,0.58377814303447195,3.0079100761812569E-2,0,0,5.9911337923912504E-2,"FAIL",0,null,"RMON227",null,-42903.180271196157,42903.180271196157,3.0515114478145661E-2,"FAIL",0,1,null,null,255.56591118842093,1,5134.4758267200004,"YES",1,null,13.941899999999999,11.722899999999999,12.695988728363995,0,0,0,null,-991.78532206605166,null,-149.16568905515371,null,6452.6892114907096,null,6452.6892114907096,null,5134.4758267200004,null,5134.4758267200004,0.99143356943253702,null,"RMON227"]
[327,"RMFE227",5.2006251178681843E-2,160.7196868573312,0,256.8359375,0,0,1851.0283163952151,0,26100.461511330246,0,0,null,2107.8642477278231,26100.461511330246,26357.297442662857,null,804.70695777839865,386.34060692354916,0,0,2435.5635742042291,0,null,1191.0475377753341,8739.044921875,null,-916.81671611988122,-25166.249911054911,-17361.416589455246,null,0.64345181930811279,4.5633198373074696E-2,0,0,0.56504945020740538,4.518853042834229E-2,0,0,0.33482338686162194,"FAIL",0,null,"RMFE227",null,-17361.416589455246,17361.416589455246,6.1175733575291484E-2,"FAIL",0,1,null,null,164.08187322328962,1,2922.310340960003,"YES",1,null,13.941899999999999,11.722899999999999,12.695988728363995,0,0,0,null,-922.74232576055431,null,-138.78154050081963,null,2611.1776519789992,null,2611.1776519789992,null,2922.310340960003,null,2611.1776519789992,0.88160986065670777,null,"RMFE227"]
[328,"RMFN227",5.2006251178681843E-2,160.7196868573312,0,256.8359375,0,0,1851.0283163952151,0,34454.948579388394,0,0,null,2107.8642477278231,34454.948579388394,34711.784510721016,null,804.70695777839865,386.34060692354916,0,0,2435.5635742042291,0,null,1191.0475377753341,2435.5634765625,null,-916.81671611988122,-33520.736979113062,-32019.385102825894,null,0.64345181930811279,3.4568257590952882E-2,0,0,0.56504945020740538,3.4312483623417614E-2,0,0,7.068835035265443E-2,"FAIL",0,null,"RMFN227",null,-32019.385102825894,32019.385102825894,3.4900191495824913E-2,"FAIL",0,1,null,null,216.60279323292295,1,3870.3613409599998,"YES",1,null,13.941899999999999,11.722899999999999,12.695988728363995,0,0,0,null,-922.74232576055431,null,-138.78154050081963,null,4815.7535060468044,null,4815.7535060468044,null,3870.3613409599998,null,3870.3613409599998,0.98989261587567901,null,"RMFN227"]
[329,"RSFE227",3.8646440207958217E-2,99.272957132329608,0,158.64181518554688,0,0,1143.3388049551716,0,45945.642782137547,0,0,null,1301.9806178515967,45945.642782137547,46104.284595033969,null,539.63163598327935,287.09412478278284,0,0,1504.3931644146985,0,null,826.72574840922675,8671.9462890625,null,-475.25487173149168,-45277.558848913868,-37273.696493075047,null,0.72308028453704176,1.7993561485892106E-2,0,0,0.63497546401257032,1.7931646822630192E-2,0,0,0.18874360579049126,"FAIL",0,null,"RSFE227",null,-37273.696493075047,37273.696493075047,2.1431269916089072E-2,"FAIL",0,1,null,null,467.62198189586928,1,5189.4117280134551,"YES",1,null,13.941899999999999,11.722899999999999,12.695988728363995,0,0,0,null,-479.36793515641313,null,-72.097506151427439,null,5606.0081726556537,null,5606.0081726556537,null,5189.4117280134551,null,5189.4117280134551,0.99531825337908619,null,"RSFE227"]
[330,"RSFN227",3.8646440207958217E-2,99.272957132329608,0,158.64181518554688,0,0,1143.3388049551716,0,55445.355946870186,0,0,null,1301.9806178515967,55445.355946870186,55603.9977597666,null,539.63163598327935,287.09412478278284,0,0,1504.3931644146985,0,null,826.72574840922675,1504.3931884765625,null,-475.25487173149168,-54777.272013646507,-53940.962758393624,null,0.72308028453704176,1.4910640112066848E-2,0,0,0.63497546401257032,1.4868099087893027E-2,0,0,2.7132898017971575E-2,"FAIL",0,null,"RSFN227",null,-53940.962758393624,53940.962758393624,1.4965273351645238E-2,"FAIL",0,1,null,null,564.30739016754751,1,6267.4202087200001,"YES",1,null,13.941899999999999,11.722899999999999,12.695988728363995,0,0,0,null,-479.36793515641313,null,-72.097506151427439,null,8112.7847923709296,null,8112.7847923709296,null,6267.4202087200001,null,6267.4202087200001,0.99612039879017711,null,"RSFN227"]
[331,"RMOE228",9.3000001739710556E-3,30.843400154513375,0,78.256050109863281,0,0,355.22721687849378,0,237.01213578196368,0,0,null,433.48326931322737,237.01213578196368,315.26818821669707,null,141.93049421260756,69.087227596091438,0,0,467.40423273486039,0,null,211.01772899757776,467.40423583984375,null,-222.4655379907793,-104.25045689424923,230.39210005788007,null,0.59403592678473405,0.8903245747369698,0,0,0.48679555836983551,0.66932769762560484,0,0,1.9720687900548113,"PASS",1,null,"RMOE228",null,230.39210005788007,0,0.48679555836983551,"FAIL",0,1,null,null,4.8901351324180897,1,9.3560515999999989,"YES",1,null,13.941899999999999,11.722899999999999,12.695988728363995,0,0,0,null,-223.51537743852839,null,-23.03934331233021,null,0,null,0,null,9.3560515999999989,null,0,0,null,"RMOE228"]
[332,"RMON228",9.3000001739710556E-3,30.843400154513375,0,78.256050109863281,0,0,355.22721687849378,0,237.01213578196368,0,0,null,433.48326931322737,237.01213578196368,315.26818821669707,null,141.93049421260756,69.087227596091438,0,0,467.40423273486039,0,null,211.01772899757776,467.40423583984375,null,-222.4655379907793,-104.25045689424923,230.39210005788007,null,0.59403592678473405,0.8903245747369698,0,0,0.48679555836983551,0.66932769762560484,0,0,1.9720687900548113,"PASS",1,null,"RMON228",null,230.39210005788007,0,0.48679555836983551,"FAIL",0,1,null,null,4.8901351324180897,1,9.3560515999999989,"YES",1,null,13.941899999999999,11.722899999999999,12.695988728363995,0,0,0,null,-223.51537743852839,null,-23.03934331233021,null,0,null,0,null,9.3560515999999989,null,0,0,null,"RMON228"]
[333,"RMFE228",9.3000001739710556E-3,30.843400154513375,0,78.256050109863281,0,0,355.22721687849378,0,237.01213578196368,0,0,null,433.48326931322737,237.01213578196368,315.26818821669707,null,141.93049421260756,69.087227596091438,0,0,467.40423273486039,0,null,211.01772899757776,467.40423583984375,null,-222.4655379907793,-104.25045689424923,230.39210005788007,null,0.59403592678473405,0.8903245747369698,0,0,0.48679555836983551,0.66932769762560484,0,0,1.9720687900548113,"PASS",1,null,"RMFE228",null,230.39210005788007,0,0.48679555836983551,"FAIL",0,1,null,null,4.8901351324180897,1,9.3560515999999989,"YES",1,null,13.941899999999999,11.722899999999999,12.695988728363995,0,0,0,null,-223.51537743852839,null,-23.03934331233021,null,0,null,0,null,9.3560515999999989,null,0,0,null,"RMFE228"]
[334,"RMFN228",9.3000001739710556E-3,30.843400154513375,0,78.256050109863281,0,0,355.22721687849378,0,237.01213578196368,0,0,null,433.48326931322737,237.01213578196368,315.26818821669707,null,141.93049421260756,69.087227596091438,0,0,467.40423273486039,0,null,211.01772899757776,467.40423583984375,null,-222.4655379907793,-104.25045689424923,230.39210005788007,null,0.59403592678473405,0.8903245747369698,0,0,0.48679555836983551,0.66932769762560484,0,0,1.9720687900548113,"PASS",1,null,"RMFN228",null,230.39210005788007,0,0.48679555836983551,"FAIL",0,1,null,null,4.8901351324180897,1,9.3560515999999989,"YES",1,null,13.941899999999999,11.722899999999999,12.695988728363995,0,0,0,null,-223.51537743852839,null,-23.03934331233021,null,0,null,0,null,9.3560515999999989,null,0,0,null,"RMFN228"]
[335,"RSFE228",9.3000001739710556E-3,30.843400154513375,0,78.256050109863281,0,0,355.22721687849378,0,237.01213578196368,0,0,null,433.48326931322737,237.01213578196368,315.26818821669707,null,141.93049421260756,69.087227596091438,0,0,467.40423273486039,0,null,211.01772899757776,467.40423583984375,null,-222.4655379907793,-104.25045689424923,230.39210005788007,null,0.59403592678473405,0.8903245747369698,0,0,0.48679555836983551,0.66932769762560484,0,0,1.9720687900548113,"PASS",1,null,"RSFE228",null,230.39210005788007,0,0.48679555836983551,"FAIL",0,1,null,null,4.8901351324180897,1,9.3560515999999989,"YES",1,null,13.941899999999999,11.722899999999999,12.695988728363995,0,0,0,null,-223.51537743852839,null,-23.03934331233021,null,0,null,0,null,9.3560515999999989,null,0,0,null,"RSFE228"]
[336,"RSFN228",9.3000001739710556E-3,30.843400154513375,0,78.256050109863281,0,0,355.22721687849378,0,237.01213578196368,0,0,null,433.48326931322737,237.01213578196368,315.26818821669707,null,141.93049421260756,69.087227596091438,0,0,467.40423273486039,0,null,211.01772899757776,467.40423583984375,null,-222.4655379907793,-104.25045689424923,230.39210005788007,null,0.59403592678473405,0.8903245747369698,0,0,0.48679555836983551,0.66932769762560484,0,0,1.9720687900548113,"PASS",1,null,"RSFN228",null,230.39210005788007,0,0.48679555836983551,"FAIL",0,1,null,null,4.8901351324180897,1,9.3560515999999989,"YES",1,null,13.941899999999999,11.722899999999999,12.695988728363995,0,0,0,null,-223.51537743852839,null,-23.03934331233021,null,0,null,0,null,9.3560515999999989,null,0,0,null,"RSFN228"]
[337,"RMOE229",9.3000001739710556E-3,30.843400154513375,0,78.256050109863281,0,0,355.22721687849378,0,59.882642201484551,0,0,null,433.48326931322737,59.882642201484551,138.13869463621802,null,141.93049421260756,69.087227596091438,0,0,467.40423273486039,0,null,211.01772899757776,467.40423583984375,null,-222.4655379907793,72.879036686229938,407.52159363835921,null,0.59403592678473405,3.5238546804193356,0,1,0.48679555836983551,1.5275787360283493,0,1,7.8053375511920269,"PASS",1,null,"RMOE229",null,407.52159363835921,0,0.48679555836983551,"FAIL",0,1,null,null,1.23552410665581,0,-3.3039483999999999,"NO",0,null,13.941899999999999,11.722899999999999,12.695988728363995,0,0,0,null,-223.51537743852839,null,-23.03934331233021,null,0,null,0,null,-3.3039483999999999,null,-3.3039483999999999,-0.77195056074766366,null,"RMOE229"]
[338,"RMON229",9.3000001739710556E-3,30.843400154513375,0,78.256050109863281,0,0,355.22721687849378,0,59.882642201484551,0,0,null,433.48326931322737,59.882642201484551,138.13869463621802,null,141.93049421260756,69.087227596091438,0,0,467.40423273486039,0,null,211.01772899757776,467.40423583984375,null,-222.4655379907793,72.879036686229938,407.52159363835921,null,0.59403592678473405,3.5238546804193356,0,1,0.48679555836983551,1.5275787360283493,0,1,7.8053375511920269,"PASS",1,null,"RMON229",null,407.52159363835921,0,0.48679555836983551,"FAIL",0,1,null,null,1.23552410665581,0,-3.3039483999999999,"NO",0,null,13.941899999999999,11.722899999999999,12.695988728363995,0,0,0,null,-223.51537743852839,null,-23.03934331233021,null,0,null,0,null,-3.3039483999999999,null,-3.3039483999999999,-0.77195056074766366,null,"RMON229"]
[339,"RMFE229",9.3000001739710556E-3,30.843400154513375,0,78.256050109863281,0,0,355.22721687849378,0,59.882642201484551,0,0,null,433.48326931322737,59.882642201484551,138.13869463621802,null,141.93049421260756,69.087227596091438,0,0,467.40423273486039,0,null,211.01772899757776,467.40423583984375,null,-222.4655379907793,72.879036686229938,407.52159363835921,null,0.59403592678473405,3.5238546804193356,0,1,0.48679555836983551,1.5275787360283493,0,1,7.8053375511920269,"PASS",1,null,"RMFE229",null,407.52159363835921,0,0.48679555836983551,"FAIL",0,1,null,null,1.23552410665581,0,-3.3039483999999999,"NO",0,null,13.941899999999999,11.722899999999999,12.695988728363995,0,0,0,null,-223.51537743852839,null,-23.03934331233021,null,0,null,0,null,-3.3039483999999999,null,-3.3039483999999999,-0.77195056074766366,null,"RMFE229"]
[340,"RMFN229",9.3000001739710556E-3,30.843400154513375,0,78.256050109863281,0,0,355.22721687849378,0,59.882642201484551,0,0,null,433.48326931322737,59.882642201484551,138.13869463621802,null,141.93049421260756,69.087227596091438,0,0,467.40423273486039,0,null,211.01772899757776,467.40423583984375,null,-222.4655379907793,72.879036686229938,407.52159363835921,null,0.59403592678473405,3.5238546804193356,0,1,0.48679555836983551,1.5275787360283493,0,1,7.8053375511920269,"PASS",1,null,"RMFN229",null,407.52159363835921,0,0.48679555836983551,"FAIL",0,1,null,null,1.23552410665581,0,-3.3039483999999999,"NO",0,null,13.941899999999999,11.722899999999999,12.695988728363995,0,0,0,null,-223.51537743852839,null,-23.03934331233021,null,0,null,0,null,-3.3039483999999999,null,-3.3039483999999999,-0.77195056074766366,null,"RMFN229"]
[341,"RSFE229",9.3000001739710556E-3,30.843400154513375,0,78.256050109863281,0,0,355.22721687849378,0,59.882642201484551,0,0,null,433.48326931322737,59.882642201484551,138.13869463621802,null,141.93049421260756,69.087227596091438,0,0,467.40423273486039,0,null,211.01772899757776,467.40423583984375,null,-222.4655379907793,72.879036686229938,407.52159363835921,null,0.59403592678473405,3.5238546804193356,0,1,0.48679555836983551,1.5275787360283493,0,1,7.8053375511920269,"PASS",1,null,"RSFE229",null,407.52159363835921,0,0.48679555836983551,"FAIL",0,1,null,null,1.23552410665581,0,-3.3039483999999999,"NO",0,null,13.941899999999999,11.722899999999999,12.695988728363995,0,0,0,null,-223.51537743852839,null,-23.03934331233021,null,0,null,0,null,-3.3039483999999999,null,-3.3039483999999999,-0.77195056074766366,null,"RSFE229"]
[342,"RSFN229",9.3000001739710556E-3,30.843400154513375,0,78.256050109863281,0,0,355.22721687849378,0,59.882642201484551,0,0,null,433.48326931322737,59.882642201484551,138.13869463621802,null,141.93049421260756,69.087227596091438,0,0,467.40423273486039,0,null,211.01772899757776,467.40423583984375,null,-222.4655379907793,72.879036686229938,407.52159363835921,null,0.59403592678473405,3.5238546804193356,0,1,0.48679555836983551,1.5275787360283493,0,1,7.8053375511920269,"PASS",1,null,"RSFN229",null,407.52159363835921,0,0.48679555836983551,"FAIL",0,1,null,null,1.23552410665581,0,-3.3039483999999999,"NO",0,null,13.941899999999999,11.722899999999999,12.695988728363995,0,0,0,null,-223.51537743852839,null,-23.03934331233021,null,0,null,0,null,-3.3039483999999999,null,-3.3039483999999999,-0.77195056074766366,null,"RSFN229"]
[343,"RMOE230",8.6699998378753654E-2,255.47311835199179,0,648.1878662109375,0,0,2942.3151910885645,0,10393.975411566629,0,0,null,3590.5030418103379,10393.975411566629,11042.163262288401,null,1316.7962418106717,644.07122672300659,0,0,3871.4673566954807,0,null,1960.8673839097921,3871.46728515625,null,-1629.6356733897098,-9081.2958938677748,-6522.5081264103792,null,0.66643688951092039,0.18865422576694751,0,0,0.54612608668396578,0.17758000263010526,0,0,0.37247223818213016,"FAIL",0,null,"RMOE230",null,-6522.5081264103792,6522.5081264103792,0.1938955023671261,"FAIL",0,1,null,null,25.891010897943282,1,680.07283552000001,"YES",1,null,13.941899999999999,11.722899999999999,12.695988728363995,0,0,0,null,-1639.3912325136389,null,-168.98388764993854,null,672.32199280410202,null,672.32199280410202,null,680.07283552000001,null,672.32199280410202,0.90500880723135602,null,"RMOE230"]
[344,"RMON230",8.6699998378753654E-2,255.47311835199179,0,648.1878662109375,0,0,2942.3151910885645,0,10393.975411566629,0,0,null,3590.5030418103379,10393.975411566629,11042.163262288401,null,1316.7962418106717,644.07122672300659,0,0,3871.4673566954807,0,null,1960.8673839097921,3871.46728515625,null,-1629.6356733897098,-9081.2958938677748,-6522.5081264103792,null,0.66643688951092039,0.18865422576694751,0,0,0.54612608668396578,0.17758000263010526,0,0,0.37247223818213016,"FAIL",0,null,"RMON230",null,-6522.5081264103792,6522.5081264103792,0.1938955023671261,"FAIL",0,1,null,null,25.891010897943282,1,680.07283552000001,"YES",1,null,13.941899999999999,11.722899999999999,12.695988728363995,0,0,0,null,-1639.3912325136389,null,-168.98388764993854,null,672.32199280410202,null,672.32199280410202,null,680.07283552000001,null,672.32199280410202,0.90500880723135602,null,"RMON230"]
[345,"RMFE230",8.6699998378753654E-2,255.47311835199179,0,648.1878662109375,0,0,2942.3151910885645,0,7847.1439676498076,0,0,null,3590.5030418103379,7847.1439676498076,8495.3318183715746,null,1316.7962418106717,644.07122672300659,0,0,3871.4673566954807,0,null,1960.8673839097921,3871.46728515625,null,-1629.6356733897098,-6534.4644499509541,-3975.6766824935576,null,0.66643688951092039,0.24988293728183825,0,0,0.54612608668396578,0.23081704426119706,0,0,0.49336004298080199,"FAIL",0,null,"RMFE230",null,-3975.6766824935576,3975.6766824935576,0.25916214672999865,"FAIL",0,1,null,null,19.546948232201903,1,498.04283552000004,"YES",1,null,13.941899999999999,11.722899999999999,12.695988728363995,0,0,0,null,-1639.3912325136389,null,-168.98388764993854,null,409.80169255686343,null,409.80169255686343,null,498.04283552000004,null,409.80169255686343,0.73066664150922411,null,"RMFE230"]
[346,"RMFN230",8.6699998378753654E-2,255.47311835199179,0,648.1878662109375,0,0,2942.3151910885645,0,7847.1439676498076,0,0,null,3590.5030418103379,7847.1439676498076,8495.3318183715746,null,1316.7962418106717,644.07122672300659,0,0,3871.4673566954807,0,null,1960.8673839097921,3871.46728515625,null,-1629.6356733897098,-6534.4644499509541,-3975.6766824935576,null,0.66643688951092039,0.24988293728183825,0,0,0.54612608668396578,0.23081704426119706,0,0,0.49336004298080199,"FAIL",0,null,"RMFN230",null,-3975.6766824935576,3975.6766824935576,0.25916214672999865,"FAIL",0,1,null,null,19.546948232201903,1,498.04283552000004,"YES",1,null,13.941899999999999,11.722899999999999,12.695988728363995,0,0,0,null,-1639.3912325136389,null,-168.98388764993854,null,409.80169255686343,null,409.80169255686343,null,498.04283552000004,null,409.80169255686343,0.73066664150922411,null,"RMFN230"]
[347,"RSFE230",8.6699998378753654E-2,255.47311835199179,0,648.1878662109375,0,0,2942.3151910885645,0,17678.811023293048,0,0,null,3590.5030418103379,17678.811023293048,18326.998874014807,null,1316.7962418106717,644.07122672300659,0,0,3871.4673566954807,0,null,1960.8673839097921,3871.46728515625,null,-1629.6356733897098,-16366.131505594194,-13807.343738136798,null,0.66643688951092039,0.11091624777968465,0,0,0.54612608668396578,0.10699337058577529,0,0,0.21898912093439574,"FAIL",0,null,"RSFE230",null,-13807.343738136798,13807.343738136798,0.11270747506663613,"FAIL",0,1,null,null,44.037267603824539,1,1200.74283552,"YES",1,null,13.941899999999999,11.722899999999999,12.695988728363995,0,0,0,null,-1639.3912325136389,null,-168.98388764993854,null,1423.2225820873298,null,1423.2225820873298,null,1200.74283552,null,1200.74283552,0.95028557054670937,null,"RSFE230"]
[348,"RSFN230",8.6699998378753654E-2,255.47311835199179,0,648.1878662109375,0,0,2942.3151910885645,0,17678.811023293048,0,0,null,3590.5030418103379,17678.811023293048,18326.998874014807,null,1316.7962418106717,644.07122672300659,0,0,3871.4673566954807,0,null,1960.8673839097921,3871.46728515625,null,-1629.6356733897098,-16366.131505594194,-13807.343738136798,null,0.66643688951092039,0.11091624777968465,0,0,0.54612608668396578,0.10699337058577529,0,0,0.21898912093439574,"FAIL",0,null,"RSFN230",null,-13807.343738136798,13807.343738136798,0.11270747506663613,"FAIL",0,1,null,null,44.037267603824539,1,1200.74283552,"YES",1,null,13.941899999999999,11.722899999999999,12.695988728363995,0,0,0,null,-1639.3912325136389,null,-168.98388764993854,null,1423.2225820873298,null,1423.2225820873298,null,1200.74283552,null,1200.74283552,0.95028557054670937,null,"RSFN230"]
[349,"RMOT301",0.89345000684261322,2840.0143521332279,0,5229.49365234375,0,0,32708.793101581516,0,25666.466873440331,0,0,null,37938.286713654088,25666.466873440331,30895.9604855129,null,13984.017441973067,6637.2024530950457,0,0,43037.885659975669,0,null,20621.219788546536,51039.546875,null,-17317.066965378726,-10274.740737237546,25373.080001559669,null,0.63044881309147027,0.80343040162981605,0,0,0.54354641584897012,0.66744064394234293,0,0,1.988569253675337,"PASS",1,null,"RMOT301",null,25373.080001559669,0,0.54354641584897012,"FAIL",0,1,null,null,7.9245515555966746,1,1829.3813238400016,"YES",1,null,13.941899999999999,11.722899999999999,12.695988728363995,0,0,0,null,-17419.660098655073,null,-2358.3500600546226,null,0,null,0,null,1829.3813238400016,null,0,0,null,"RMOT301"]
[350,"RMON301",0.89345000684261322,2840.0143521332279,0,5229.49365234375,0,0,32708.793101581516,0,36666.381956064295,0,0,null,37938.286713654088,36666.381956064295,41895.875568136864,null,13984.017441973067,6637.2024530950457,0,0,43037.885659975669,0,null,20621.219788546536,43037.88671875,null,-17317.066965378726,-21274.655819861509,6371.5047626857049,null,0.63044881309147027,0.56240127027684461,0,0,0.54354641584897012,0.49220166637138102,0,0,1.1737696610022881,"PASS",1,null,"RMON301",null,6371.5047626857049,0,0.54354641584897012,"FAIL",0,1,null,null,11.320787936566671,1,2912.68132384,"YES",1,null,13.941899999999999,11.722899999999999,12.695988728363995,0,0,0,null,-17419.660098655073,null,-2358.3500600546226,null,0,null,0,null,2912.68132384,null,0,0,null,"RMON301"]
[351,"RMFT301",0.74425001144409186,2366.6855920391586,0,4357.923828125,0,0,27257.4078044206,0,26821.493444335465,0,0,null,31615.33164622392,26821.493444335465,31179.417286138789,null,11651.773416792688,5528.8353728144384,0,0,35865.010268974482,0,null,17180.609441627741,44226.7578125,null,-14434.722190917859,-13998.807830832724,17405.264368164535,null,0.63030973322567352,0.64055379605478979,0,0,0.54342651348125037,0.55102407115230756,0,0,1.6489297251208963,"PASS",1,null,"RMFT301",null,17405.264368164535,0,0.54342651348125037,"FAIL",0,1,null,null,9.9373716003894987,1,2059.5160588800018,"YES",1,null,13.941899999999999,11.722899999999999,12.695988728363995,0,0,0,null,-14520.197859781676,null,-1965.8081329190222,null,0,null,0,null,2059.5160588800018,null,0,0,null,"RMFT301"]
[352,"RMFN301",0.74425001144409186,2366.6855920391586,0,4357.923828125,0,0,27257.4078044206,0,38316.419914485916,0,0,null,31615.33164622392,38316.419914485916,42674.343756289214,null,11651.773416792688,5528.8353728144384,0,0,35865.010268974482,0,null,17180.609441627741,35865.01171875,null,-14434.722190917859,-25493.734300983175,-2451.4081957359158,null,0.63030973322567352,0.44838764894975053,0,0,0.54342651348125037,0.40259809372235683,0,0,0.93602199262856667,"FAIL",0,null,"RMFN301",null,-2451.4081957359158,2451.4081957359158,0.50432209035056386,"FAIL",0,1,null,null,14.196245143413559,1,3191.5660588800001,"YES",1,null,13.941899999999999,11.722899999999999,12.695988728363995,0,0,0,null,-14520.197859781676,null,-1965.8081329190222,null,331.88240372603764,null,331.88240372603764,null,3191.5660588800001,null,331.88240372603764,8.7950815880757288E-2,null,"RMFN301"]
[353,"RSFT301",0.89345000684261322,2840.0143521332279,0,5229.49365234375,0,0,32708.793101581516,0,25666.466873440331,0,0,null,37938.286713654088,25666.466873440331,30895.9604855129,null,13984.017441973067,6637.2024530950457,0,0,43037.885659975669,0,null,20621.219788546536,51039.546875,null,-17317.066965378726,-10274.740737237546,25373.080001559669,null,0.63044881309147027,0.80343040162981605,0,0,0.54354641584897012,0.66744064394234293,0,0,1.988569253675337,"PASS",1,null,"RSFT301",null,25373.080001559669,0,0.54354641584897012,"FAIL",0,1,null,null,7.9245515555966746,1,1829.3813238400016,"YES",1,null,13.941899999999999,11.722899999999999,12.695988728363995,0,0,0,null,-17419.660098655073,null,-2358.3500600546226,null,0,null,0,null,1829.3813238400016,null,0,0,null,"RSFT301"]
[354,"RSFN301",0.89345000684261322,2840.0143521332279,0,5229.49365234375,0,0,32708.793101581516,0,36666.381956064295,0,0,null,37938.286713654088,36666.381956064295,41895.875568136864,null,13984.017441973067,6637.2024530950457,0,0,43037.885659975669,0,null,20621.219788546536,43037.88671875,null,-17317.066965378726,-21274.655819861509,6371.5047626857049,null,0.63044881309147027,0.56240127027684461,0,0,0.54354641584897012,0.49220166637138102,0,0,1.1737696610022881,"PASS",1,null,"RSFN301",null,6371.5047626857049,0,0.54354641584897012,"FAIL",0,1,null,null,11.320787936566671,1,2912.68132384,"YES",1,null,13.941899999999999,11.722899999999999,12.695988728363995,0,0,0,null,-17419.660098655073,null,-2358.3500600546226,null,0,null,0,null,2912.68132384,null,0,0,null,"RSFN301"]
[355,"RMOT302",0.42385103702545163,3895.766724091,0,7173.51513671875,0,0,44868.022464254369,0,3880.8894021588062,0,0,null,52041.537698258595,3880.8894021588062,11054.404636163021,null,13461.834130993322,3148.676614412705,0,0,59036.871663492602,0,null,16610.510487358653,60246.76171875,null,-35431.027113614466,5556.1059484810976,56365.872316591194,null,0.37020821456064795,4.2800782929085264,0,1,0.31917793464749694,1.5026146753486964,0,1,15.523957391116785,"PASS",1,null,"RMOT302",null,56365.872316591194,0,0.31917793464749694,"FAIL",0,1,null,null,0.87350911591873626,0,-575.7129951999998,"NO",0,null,13.941899999999999,11.722899999999999,12.695988728363995,0,0,0,null,-35513.666469272968,null,-4807.9960789267152,null,0,null,0,null,-575.7129951999998,null,-575.7129951999998,-1.5063134358974353,null,"RMOT302"]
[356,"RMON302",0.42385103702545163,3895.766724091,0,7173.51513671875,0,0,44868.022464254369,0,5544.1275402966239,0,0,null,52041.537698258595,5544.1275402966239,12717.642774300839,null,13461.834130993322,3148.676614412705,0,0,59036.871663492602,0,null,16610.510487358653,59036.87109375,null,-35431.027113614466,3892.8678103432794,53492.743553453372,null,0.37020821456064795,2.9960549007265356,0,1,0.31917793464749694,1.3060997945302291,0,1,10.648541301521247,"PASS",1,null,"RMON302",null,53492.743553453372,0,0.31917793464749694,"FAIL",0,1,null,null,1.2478701655981945,0,-411.9129951999999,"NO",0,null,13.941899999999999,11.722899999999999,12.695988728363995,0,0,0,null,-35513.666469272968,null,-4807.9960789267152,null,0,null,0,null,-411.9129951999999,null,-411.9129951999999,-0.75441940512820493,null,"RMON302"]
[357,"RMFT302",0.35320883989334106,3246.4689573295254,0,5977.92333984375,0,0,37389.980566907027,0,3234.0743985063637,0,0,null,43367.903731018785,3234.0743985063637,9211.9975626181058,null,11218.183677240082,2623.8945219549432,0,0,49197.342851193462,0,null,13842.077892619995,50205.58203125,null,-29525.826014130784,4630.0801542698809,46971.50763274364,null,0.37020821307597268,4.2800740449919363,0,1,0.3191779321957337,1.5026141219069749,0,1,15.523941581070963,"PASS",1,null,"RMFT302",null,46971.50763274364,0,0.3191779321957337,"FAIL",0,1,null,null,0.87351005205639776,0,-479.75997383999993,"NO",0,null,13.941899999999999,11.722899999999999,12.695988728363995,0,0,0,null,-29594.692073298047,null,-4006.6593396819021,null,0,null,0,null,-479.75997383999993,null,-479.75997383999993,-1.5063107498901096,null,"RMFT302"]
[358,"RMFN302",0.35320883989334106,3246.4689573295254,0,5977.92333984375,0,0,37389.980566907027,0,4620.1062835805187,0,0,null,43367.903731018785,4620.1062835805187,10598.029447692261,null,11218.183677240082,2623.8945219549432,0,0,49197.342851193462,0,null,13842.077892619995,49197.34375,null,-29525.826014130784,3244.0482691957259,44577.237466419479,null,0.37020821307597268,2.9960518314943556,0,1,0.3191779321957337,1.3060991886666911,0,1,10.648530732906156,"PASS",1,null,"RMFN302",null,44577.237466419479,0,0.3191779321957337,"FAIL",0,1,null,null,1.2478715029377112,0,-343.25997383999993,"NO",0,null,13.941899999999999,11.722899999999999,12.695988728363995,0,0,0,null,-29594.692073298047,null,-4006.6593396819021,null,0,null,0,null,-343.25997383999993,null,-343.25997383999993,-0.75441752492307679,null,"RMFN302"]
[359,"RSFT302",0.42385103702545163,3895.766724091,0,7173.51513671875,0,0,44868.022464254369,0,3880.8894021588062,0,0,null,52041.537698258595,3880.8894021588062,11054.404636163021,null,13461.834130993322,3148.676614412705,0,0,59036.871663492602,0,null,16610.510487358653,60246.76171875,null,-35431.027113614466,5556.1059484810976,56365.872316591194,null,0.37020821456064795,4.2800782929085264,0,1,0.31917793464749694,1.5026146753486964,0,1,15.523957391116785,"PASS",1,null,"RSFT302",null,56365.872316591194,0,0.31917793464749694,"FAIL",0,1,null,null,0.87350911591873626,0,-575.7129951999998,"NO",0,null,13.941899999999999,11.722899999999999,12.695988728363995,0,0,0,null,-35513.666469272968,null,-4807.9960789267152,null,0,null,0,null,-575.7129951999998,null,-575.7129951999998,-1.5063134358974353,null,"RSFT302"]
[360,"RSFN302",0.42385103702545163,3895.766724091,0,7173.51513671875,0,0,44868.022464254369,0,5544.1275402966239,0,0,null,52041.537698258595,5544.1275402966239,12717.642774300839,null,13461.834130993322,3148.676614412705,0,0,59036.871663492602,0,null,16610.510487358653,59036.87109375,null,-35431.027113614466,3892.8678103432794,53492.743553453372,null,0.37020821456064795,2.9960549007265356,0,1,0.31917793464749694,1.3060997945302291,0,1,10.648541301521247,"PASS",1,null,"RSFN302",null,53492.743553453372,0,0.31917793464749694,"FAIL",0,1,null,null,1.2478701655981945,0,-411.9129951999999,"NO",0,null,13.941899999999999,11.722899999999999,12.695988728363995,0,0,0,null,-35513.666469272968,null,-4807.9960789267152,null,0,null,0,null,-411.9129951999999,null,-411.9129951999999,-0.75441940512820493,null,"RSFN302"]
[361,"RMOT303",1.1172650128602981,6210.8066011847204,0,11436.3408203125,0,0,71530.620244752165,0,69585.9084865435,0,0,null,82966.961194992153,69585.9084865435,81022.249436783546,null,23770.652365868678,8299.8646005046467,0,0,94119.237164147504,0,null,32070.518284476198,108891.9921875,null,-50896.442780588462,-48951.731022379798,39306.0837009565,null,0.44834671046808167,0.46087661973512906,0,0,0.3865456547133953,0.39582359856507254,0,0,1.564856945261518,"PASS",1,null,"RMOT303",null,39306.0837009565,0,0.3865456547133953,"FAIL",0,1,null,null,9.824318415190584,1,5325.8520067199997,"YES",1,null,13.941899999999999,11.722899999999999,12.695988728363995,0,0,0,null,-51055.997597924164,null,-6912.1851011610443,null,0,null,0,null,5325.8520067199997,null,0,0,null,"RMOT303"]
[362,"RMON303",1.1172650128602981,6210.8066011847204,0,11436.3408203125,0,0,71530.620244752165,0,89894.067974809528,0,0,null,82966.961194992153,89894.067974809528,101330.40892504955,null,23770.652365868678,8299.8646005046467,0,0,94119.237164147504,0,null,32070.518284476198,94119.234375,null,-50896.442780588462,-69259.890510645826,4225.1664001904719,null,0.44834671046808167,0.35675900542695571,0,0,0.3865456547133953,0.31649451202075923,0,0,1.0470016152942869,"PASS",1,null,"RMON303",null,4225.1664001904719,0,0.3865456547133953,"FAIL",0,1,null,null,12.691476861182291,1,7325.8520067199997,"YES",1,null,13.941899999999999,11.722899999999999,12.695988728363995,0,0,0,null,-51055.997597924164,null,-6912.1851011610443,null,0,null,0,null,7325.8520067199997,null,0,0,null,"RMON303"]
[363,"RMFT303",0.93043785393238077,5175.6793877420414,0,9530.296875,0,0,59608.933358599039,0,54603.563824075267,0,0,null,69139.230085501185,54603.563824075267,64133.860550977399,null,19805.523317664811,6911.9753307700648,0,0,78432.807050788266,0,null,26717.49801414417,93205.5625,null,-42421.732219454869,-37416.362684931097,38601.998675924733,null,0.44821298602032389,0.48929952814479399,0,0,0.38643036556632765,0.41658957877970698,0,0,1.7069501690456461,"PASS",1,null,"RMFT303",null,38601.998675924733,0,0.38643036556632765,"FAIL",0,1,null,null,9.2508742885944528,1,4104.8749612800002,"YES",1,null,13.941899999999999,11.722899999999999,12.695988728363995,0,0,0,null,-42554.655095147122,null,-5761.2360304890453,null,0,null,0,null,4104.8749612800002,null,0,0,null,"RMFT303"]
[364,"RMFN303",0.93043785393238077,5175.6793877420414,0,9530.296875,0,0,59608.933358599039,0,74911.723312341259,0,0,null,69139.230085501185,74911.723312341259,84442.020039243449,null,19805.523317664811,6911.9753307700648,0,0,78432.807050788266,0,null,26717.49801414417,78432.8046875,null,-42421.732219454869,-57724.522173197089,3521.0813751587411,null,0.44821298602032389,0.35665309557419594,0,0,0.38643036556632765,0.31640050717485563,0,0,1.0470030753461343,"PASS",1,null,"RMFN303",null,3521.0813751587411,0,0.38643036556632765,"FAIL",0,1,null,null,12.691459798067054,1,6104.8749612800002,"YES",1,null,13.941899999999999,11.722899999999999,12.695988728363995,0,0,0,null,-42554.655095147122,null,-5761.2360304890453,null,0,null,0,null,6104.8749612800002,null,0,0,null,"RMFN303"]
[365,"RSFT303",1.1172650128602981,6210.8066011847204,0,11436.3408203125,0,0,71530.620244752165,0,69585.9084865435,0,0,null,82966.961194992153,69585.9084865435,81022.249436783546,null,23770.652365868678,8299.8646005046467,0,0,94119.237164147504,0,null,32070.518284476198,108891.9921875,null,-50896.442780588462,-48951.731022379798,39306.0837009565,null,0.44834671046808167,0.46087661973512906,0,0,0.3865456547133953,0.39582359856507254,0,0,1.564856945261518,"PASS",1,null,"RSFT303",null,39306.0837009565,0,0.3865456547133953,"FAIL",0,1,null,null,9.824318415190584,1,5325.8520067199997,"YES",1,null,13.941899999999999,11.722899999999999,12.695988728363995,0,0,0,null,-51055.997597924164,null,-6912.1851011610443,null,0,null,0,null,5325.8520067199997,null,0,0,null,"RSFT303"]
[366,"RSFN303",1.1172650128602981,6210.8066011847204,0,11436.3408203125,0,0,71530.620244752165,0,89894.067974809528,0,0,null,82966.961194992153,89894.067974809528,101330.40892504955,null,23770.652365868678,8299.8646005046467,0,0,94119.237164147504,0,null,32070.518284476198,94119.234375,null,-50896.442780588462,-69259.890510645826,4225.1664001904719,null,0.44834671046808167,0.35675900542695571,0,0,0.3865456547133953,0.31649451202075923,0,0,1.0470016152942869,"PASS",1,null,"RSFN303",null,4225.1664001904719,0,0.3865456547133953,"FAIL",0,1,null,null,12.691476861182291,1,7325.8520067199997,"YES",1,null,13.941899999999999,11.722899999999999,12.695988728363995,0,0,0,null,-51055.997597924164,null,-6912.1851011610443,null,0,null,0,null,7325.8520067199997,null,0,0,null,"RSFN303"]
[367,"RMOT304",0.75019999742507926,2315.03987709372,0,4262.8251953125,0,0,26662.597780497763,0,69585.9084865435,0,0,null,30925.423186855602,69585.9084865435,73848.733892901364,null,11619.615702178191,5573.0362360372765,0,0,35082.365500654945,0,null,17192.651160905232,49855.1171875,null,-13732.771814905031,-56656.082520950768,-19730.7912990435,null,0.64482280768158007,0.24707087303789302,0,0,0.55593907880753168,0.23280901789016484,0,0,0.71645421137443321,"FAIL",0,null,"RMOT304",null,-19730.7912990435,19730.7912990435,0.33939865832887223,"FAIL",0,1,null,null,26.356756354944832,1,6283.76500192,"YES",1,null,13.941899999999999,11.722899999999999,12.695988728363995,0,0,0,null,-13818.307392819979,null,-1870.783120057911,null,2671.2411483055912,null,2671.2411483055912,null,6283.76500192,null,2671.2411483055912,0.3897914998257101,null,"RMOT304"]
[368,"RMON304",0.75019999742507926,2315.03987709372,0,4262.8251953125,0,0,26662.597780497763,0,89894.067974809528,0,0,null,30925.423186855602,89894.067974809528,94156.893381167378,null,11619.615702178191,5573.0362360372765,0,0,35082.365500654945,0,null,17192.651160905232,35082.3671875,null,-13732.771814905031,-76964.242009216803,-54811.700787309528,null,0.64482280768158007,0.19125456827388237,0,0,0.55593907880753168,0.18259577798347348,0,0,0.39026342869844227,"FAIL",0,null,"RMON304",null,-54811.700787309528,54811.700787309528,0.20052750088055471,"FAIL",0,1,null,null,34.048790896005634,1,8283.7650019199991,"YES",1,null,13.941899999999999,11.722899999999999,12.695988728363995,0,0,0,null,-13818.307392819979,null,-1870.783120057911,null,7420.6486872512323,null,7420.6486872512323,null,8283.7650019199991,null,7420.6486872512323,0.83820723904340133,null,"RMON304"]
[369,"RMFT304",0.62459998130798355,1929.2104304125157,0,3552.373779296875,0,0,22218.952791692034,0,54603.563824075267,0,0,null,25771.326664360367,54603.563824075267,58155.937696743589,null,9679.9448530684513,4639.9871245070581,0,0,29235.464199594764,0,null,14319.931932488042,44008.21484375,null,-11451.394638500868,-43836.0056708841,-10595.348980325267,null,0.64449175740822751,0.2622526979855157,0,0,0.55565366001019756,0.24623336021424075,0,0,0.80595865474162198,"FAIL",0,null,"RMFT304",null,-10595.348980325267,10595.348980325267,0.39376521816744847,"FAIL",0,1,null,null,24.818215170829568,1,4903.1349351200006,"YES",1,null,13.941899999999999,11.722899999999999,12.695988728363995,0,0,0,null,-11522.638080951056,null,-1559.9853301555909,null,1434.4448607225695,null,1434.4448607225695,null,4903.1349351200006,null,1434.4448607225695,0.26674939297490829,null,"RMFT304"]
[370,"RMFN304",0.62459998130798355,1929.2104304125157,0,3552.373779296875,0,0,22218.952791692034,0,74911.723312341259,0,0,null,25771.326664360367,74911.723312341259,78464.097185009596,null,9679.9448530684513,4639.9871245070581,0,0,29235.464199594764,0,null,14319.931932488042,29235.46484375,null,-11451.394638500868,-64144.165159150092,-45676.258468591259,null,0.64449175740822751,0.19115742235406455,0,0,0.55565366001019756,0.18250298497367284,0,0,0.39026554924993473,"FAIL",0,null,"RMFN304",null,-45676.258468591259,45676.258468591259,0.20042569562785303,"FAIL",0,1,null,null,34.048606680203655,1,6903.1349351200006,"YES",1,null,13.941899999999999,11.722899999999999,12.695988728363995,0,0,0,null,-11522.638080951056,null,-1559.9853301555909,null,6183.8523996682061,null,6183.8523996682061,null,6903.1349351200006,null,6183.8523996682061,0.83820432391300659,null,"RMFN304"]
[371,"RSFT304",0.75019999742507926,2315.03987709372,0,4262.8251953125,0,0,26662.597780497763,0,69585.9084865435,0,0,null,30925.423186855602,69585.9084865435,73848.733892901364,null,11619.615702178191,5573.0362360372765,0,0,35082.365500654945,0,null,17192.651160905232,49855.1171875,null,-13732.771814905031,-56656.082520950768,-19730.7912990435,null,0.64482280768158007,0.24707087303789302,0,0,0.55593907880753168,0.23280901789016484,0,0,0.71645421137443321,"FAIL",0,null,"RSFT304",null,-19730.7912990435,19730.7912990435,0.33939865832887223,"FAIL",0,1,null,null,26.356756354944832,1,6283.76500192,"YES",1,null,13.941899999999999,11.722899999999999,12.695988728363995,0,0,0,null,-13818.307392819979,null,-1870.783120057911,null,2671.2411483055912,null,2671.2411483055912,null,6283.76500192,null,2671.2411483055912,0.3897914998257101,null,"RSFT304"]
[372,"RSFN304",0.75019999742507926,2315.03987709372,0,4262.8251953125,0,0,26662.597780497763,0,89894.067974809528,0,0,null,30925.423186855602,89894.067974809528,94156.893381167378,null,11619.615702178191,5573.0362360372765,0,0,35082.365500654945,0,null,17192.651160905232,35082.3671875,null,-13732.771814905031,-76964.242009216803,-54811.700787309528,null,0.64482280768158007,0.19125456827388237,0,0,0.55593907880753168,0.18259577798347348,0,0,0.39026342869844227,"FAIL",0,null,"RSFN304",null,-54811.700787309528,54811.700787309528,0.20052750088055471,"FAIL",0,1,null,null,34.048790896005634,1,8283.7650019199991,"YES",1,null,13.941899999999999,11.722899999999999,12.695988728363995,0,0,0,null,-13818.307392819979,null,-1870.783120057911,null,7420.6486872512323,null,7420.6486872512323,null,8283.7650019199991,null,7420.6486872512323,0.83820723904340133,null,"RSFN304"]
[373,"RMOT305",0.34654999524354929,1099.4759089336976,0,2024.53271484375,0,0,12662.798692715389,0,20811.802835184368,0,0,null,14687.331401859012,20811.802835184368,22836.335544327991,null,5431.0360927838046,2574.4277362300627,0,0,16661.577227257094,0,null,8005.4641905980716,23149.76953125,null,-6681.8672169610672,-14830.871359430046,2337.9666960656323,null,0.63220338448588209,0.38465981318370263,0,0,0.54505913759649316,0.35055817834960018,0,0,1.112338499195902,"PASS",1,null,"RMOT305",null,2337.9666960656323,0,0.54505913759649316,"FAIL",0,1,null,null,16.597898580858896,1,1779.2546961400012,"YES",1,null,13.941899999999999,11.722899999999999,12.695988728363995,0,0,0,null,-6721.695397013792,null,-910.01263247612155,null,0,null,0,null,1779.2546961400012,null,0,0,null,"RMOT305"]
[374,"RMON305",0.34654999524354929,1099.4759089336976,0,2024.53271484375,0,0,12662.798692715389,0,29731.145490821455,0,0,null,14687.331401859012,29731.145490821455,31755.678199965063,null,5431.0360927838046,2574.4277362300627,0,0,16661.577227257094,0,null,8005.4641905980716,16661.578125,null,-6681.8672169610672,-23750.214015067133,-13069.567365821455,null,0.63220338448588209,0.26926188205797535,0,0,0.54505913759649316,0.25209551938241703,0,0,0.56040821333788615,"FAIL",0,null,"RMON305",null,-13069.567365821455,13069.567365821455,0.28841349518035742,"FAIL",0,1,null,null,23.711283687288329,1,2657.6546961400004,"YES",1,null,13.941899999999999,11.722899999999999,12.695988728363995,0,0,0,null,-6721.695397013792,null,-910.01263247612155,null,1769.415408079788,null,1769.415408079788,null,2657.6546961400004,null,1769.415408079788,0.60430854103149545,null,"RMON305"]
[375,"RMFT305",0.28904999196529396,916.23166542678177,0,1687.11376953125,0,0,10552.352298871827,0,17343.168202979185,0,0,null,12239.466066073543,17343.168202979185,19030.281970180902,null,4527.2832786705376,2147.2755062355782,0,0,13884.674077462929,0,null,6674.558904234249,19291.501953125,null,-5564.9071641688279,-12355.723068276186,1948.3337501458154,null,0.63251858118382187,0.38485234220859965,0,0,0.54533088836816401,0.35073357892835022,0,0,1.1123401288243939,"PASS",1,null,"RMFT305",null,1948.3337501458154,0,0.54533088836816401,"FAIL",0,1,null,null,16.597867068800003,1,1482.7118192200005,"YES",1,null,13.941899999999999,11.722899999999999,12.695988728363995,0,0,0,null,-5598.113924886411,null,-757.89724002524042,null,0,null,0,null,1482.7118192200005,null,0,0,null,"RMFT305"]
[376,"RMFN305",0.28904999196529396,916.23166542678177,0,1687.11376953125,0,0,10552.352298871827,0,24775.954575684551,0,0,null,12239.466066073543,24775.954575684551,26463.068342886254,null,4527.2832786705376,2147.2755062355782,0,0,13884.674077462929,0,null,6674.558904234249,13884.673828125,null,-5564.9071641688279,-19788.50944098155,-10891.280747559551,null,0.63251858118382187,0.26939663954601972,0,0,0.54533088836816401,0.2522216553713027,0,0,0.56040923814703802,"FAIL",0,null,"RMFN305",null,-10891.280747559551,10891.280747559551,0.2885578644450903,"FAIL",0,1,null,null,23.71123866929781,1,2214.7118192199996,"YES",1,null,13.941899999999999,11.722899999999999,12.695988728363995,0,0,0,null,-5598.113924886411,null,-757.89724002524042,null,1474.509402572208,null,1474.509402572208,null,2214.7118192199996,null,1474.509402572208,0.60430713217695797,null,"RMFN305"]
[377,"RSFT305",0.34654999524354929,1099.4759089336976,0,2024.53271484375,0,0,12662.798692715389,0,20811.802835184368,0,0,null,14687.331401859012,20811.802835184368,22836.335544327991,null,5431.0360927838046,2574.4277362300627,0,0,16661.577227257094,0,null,8005.4641905980716,23149.76953125,null,-6681.8672169610672,-14830.871359430046,2337.9666960656323,null,0.63220338448588209,0.38465981318370263,0,0,0.54505913759649316,0.35055817834960018,0,0,1.112338499195902,"PASS",1,null,"RSFT305",null,2337.9666960656323,0,0.54505913759649316,"FAIL",0,1,null,null,16.597898580858896,1,1779.2546961400012,"YES",1,null,13.941899999999999,11.722899999999999,12.695988728363995,0,0,0,null,-6721.695397013792,null,-910.01263247612155,null,0,null,0,null,1779.2546961400012,null,0,0,null,"RSFT305"]
[378,"RSFN305",0.34654999524354929,1099.4759089336976,0,2024.53271484375,0,0,12662.798692715389,0,29731.145490821455,0,0,null,14687.331401859012,29731.145490821455,31755.678199965063,null,5431.0360927838046,2574.4277362300627,0,0,16661.577227257094,0,null,8005.4641905980716,16661.578125,null,-6681.8672169610672,-23750.214015067133,-13069.567365821455,null,0.63220338448588209,0.26926188205797535,0,0,0.54505913759649316,0.25209551938241703,0,0,0.56040821333788615,"FAIL",0,null,"RSFN305",null,-13069.567365821455,13069.567365821455,0.28841349518035742,"FAIL",0,1,null,null,23.711283687288329,1,2657.6546961400004,"YES",1,null,13.941899999999999,11.722899999999999,12.695988728363995,0,0,0,null,-6721.695397013792,null,-910.01263247612155,null,1769.415408079788,null,1769.415408079788,null,2657.6546961400004,null,1769.415408079788,0.60430854103149545,null,"RSFN305"]
[379,"RMOT306",0.72832825481891628,4995.2427604380173,0,9198.0478515625,0,0,57530.822624404536,0,20811.802835184368,0,0,null,66728.870722491381,20811.802835184368,30009.850933271166,null,18273.10861532269,5410.5568778557263,0,0,75698.450821584993,0,null,23683.665381409657,82186.640625,null,-43045.205094557379,-6326.1853053372106,61374.837789815632,null,0.41166915926147496,1.1379920119832256,0,1,0.35492381652016014,0.78919637517120278,0,0,3.9490399402619523,"PASS",1,null,"RMOT306",null,61374.837789815632,0,0.35492381652016014,"FAIL",0,1,null,null,3.6532738582055728,1,821.34170144000075,"YES",1,null,13.941899999999999,11.722899999999999,12.695988728363995,0,0,0,null,-43163.03427555941,null,-5843.6010748432736,null,0,null,0,null,821.34170144000075,null,0,0,null,"RMOT306"]
[380,"RMON306",0.72832825481891628,4995.2427604380173,0,9198.0478515625,0,0,57530.822624404536,0,29731.145490821455,0,0,null,66728.870722491381,29731.145490821455,38929.193588908245,null,18273.10861532269,5410.5568778557263,0,0,75698.450821584993,0,null,23683.665381409657,75698.453125,null,-43045.205094557379,-15245.527960974294,45967.307634178549,null,0.41166915926147496,0.79659444634318699,0,0,0.35492381652016014,0.60837801526249946,0,0,2.5460994480811205,"PASS",1,null,"RMON306",null,45967.307634178549,0,0.35492381652016014,"FAIL",0,1,null,null,5.2189626542738274,1,1699.7417014399998,"YES",1,null,13.941899999999999,11.722899999999999,12.695988728363995,0,0,0,null,-43163.03427555941,null,-5843.6010748432736,null,0,null,0,null,1699.7417014399998,null,0,0,null,"RMON306"]
[381,"RMFT306",0.60712372213602073,4162.7004316363273,0,7665.03662109375,0,0,47942.330664626665,0,17343.168202979185,0,0,null,55607.367441001159,17343.168202979185,25008.204979353683,null,15228.589826715579,4510.160643608604,0,0,63082.014032403538,0,null,19738.74983787115,68488.84375,null,-35868.617447849261,-5269.4549862017848,51145.675547020815,null,0.41171861201222348,1.1381282593154147,0,1,0.35496645141371264,0.78929095377812164,0,0,3.9490387770231674,"PASS",1,null,"RMFT306",null,51145.675547020815,0,0.35496645141371264,"FAIL",0,1,null,null,3.653275384002892,1,684.45184518000349,"YES",1,null,13.941899999999999,11.722899999999999,12.695988728363995,0,0,0,null,-35966.820183361058,null,-4869.3460181781784,null,0,null,0,null,684.45184518000349,null,0,0,null,"RMFT306"]
[382,"RMFN306",0.60712372213602073,4162.7004316363273,0,7665.03662109375,0,0,47942.330664626665,0,24775.954575684551,0,0,null,55607.367441001159,24775.954575684551,32440.991352059023,null,15228.589826715579,4510.160643608604,0,0,63082.014032403538,0,null,19738.74983787115,63082.015625,null,-35868.617447849261,-12702.241358907151,38306.061049315453,null,0.41171861201222348,0.79668978152079029,0,0,0.35496645141371264,0.60845088604541142,0,0,2.546098291886179,"PASS",1,null,"RMFN306",null,38306.061049315453,0,0.35496645141371264,"FAIL",0,1,null,null,5.218964834381504,1,1416.4518451800004,"YES",1,null,13.941899999999999,11.722899999999999,12.695988728363995,0,0,0,null,-35966.820183361058,null,-4869.3460181781784,null,0,null,0,null,1416.4518451800004,null,0,0,null,"RMFN306"]
[383,"RSFT306",0.72832825481891628,4995.2427604380173,0,9198.0478515625,0,0,57530.822624404536,0,20811.802835184368,0,0,null,66728.870722491381,20811.802835184368,30009.850933271166,null,18273.10861532269,5410.5568778557263,0,0,75698.450821584993,0,null,23683.665381409657,82186.640625,null,-43045.205094557379,-6326.1853053372106,61374.837789815632,null,0.41166915926147496,1.1379920119832256,0,1,0.35492381652016014,0.78919637517120278,0,0,3.9490399402619523,"PASS",1,null,"RSFT306",null,61374.837789815632,0,0.35492381652016014,"FAIL",0,1,null,null,3.6532738582055728,1,821.34170144000075,"YES",1,null,13.941899999999999,11.722899999999999,12.695988728363995,0,0,0,null,-43163.03427555941,null,-5843.6010748432736,null,0,null,0,null,821.34170144000075,null,0,0,null,"RSFT306"]
[384,"RSFN306",0.72832825481891628,4995.2427604380173,0,9198.0478515625,0,0,57530.822624404536,0,29731.145490821455,0,0,null,66728.870722491381,29731.145490821455,38929.193588908245,null,18273.10861532269,5410.5568778557263,0,0,75698.450821584993,0,null,23683.665381409657,75698.453125,null,-43045.205094557379,-15245.527960974294,45967.307634178549,null,0.41166915926147496,0.79659444634318699,0,0,0.35492381652016014,0.60837801526249946,0,0,2.5460994480811205,"PASS",1,null,"RSFN306",null,45967.307634178549,0,0.35492381652016014,"FAIL",0,1,null,null,5.2189626542738274,1,1699.7417014399998,"YES",1,null,13.941899999999999,11.722899999999999,12.695988728363995,0,0,0,null,-43163.03427555941,null,-5843.6010748432736,null,0,null,0,null,1699.7417014399998,null,0,0,null,"RSFN306"]
[385,"RMOT307",0.19924999587237835,602.19261657809545,0,1108.854248046875,0,0,6935.5261138584983,0,14563.997072814649,0,0,null,8044.3804095767691,14563.997072814649,15672.851368532916,null,3059.1366645190469,1480.175221058885,0,0,9125.6922550769686,0,null,4539.3120739116439,13666.09765625,null,-3505.0682879937294,-11133.53924694988,-897.89941656464907,null,0.65450147535905545,0.31168037532668724,0,0,0.56428362032802648,0.28962898843234364,0,0,0.93834800899262194,"FAIL",0,null,"RMOT307",null,-897.89941656464907,897.89941656464907,0.50762357993324791,"FAIL",0,1,null,null,21.206758358476002,1,1286.2295026800005,"YES",1,null,13.941899999999999,11.722899999999999,12.695988728363995,0,0,0,null,-3527.6519301524932,null,-477.58900542320345,null,121.56156497805271,null,121.56156497805271,null,1286.2295026800005,null,121.56156497805271,8.4753235024055865E-2,null,"RMOT307"]
[386,"RMON307",0.19924999587237835,602.19261657809545,0,1108.854248046875,0,0,6935.5261138584983,0,20805.709395728536,0,0,null,8044.3804095767691,20805.709395728536,21914.563691446812,null,3059.1366645190469,1480.175221058885,0,0,9125.6922550769686,0,null,4539.3120739116439,9125.6923828125,null,-3505.0682879937294,-17375.251569863765,-11680.017012916036,null,0.65450147535905545,0.21817627015609359,0,0,0.56428362032802648,0.20713677660659172,0,0,0.4386148152528761,"FAIL",0,null,"RMON307",null,-11680.017012916036,11680.017012916036,0.23013692066993982,"FAIL",0,1,null,null,30.295369084804456,1,1900.9295026799998,"YES",1,null,13.941899999999999,11.722899999999999,12.695988728363995,0,0,0,null,-3527.6519301524932,null,-477.58900542320345,null,1581.291980890963,null,1581.291980890963,null,1900.9295026799998,null,1581.291980890963,0.77173839972928782,null,"RMON307"]
[387,"RMFT307",0.1662499967962503,501.83414574321483,0,924.05804443359375,0,0,5779.6853146514304,0,12136.663814174979,0,0,null,6703.7433693707617,12136.663814174979,13060.721868894308,null,2550.4438808293239,1235.0270055540936,0,0,7604.8490982255653,0,null,3785.470903203819,11388.5205078125,null,-2918.2724558812051,-9275.2509554047538,-748.14330636247905,null,0.6549614204094637,0.31190374563910966,0,0,0.56468016456412906,0.28983626970884019,0,0,0.93835675785229489,"FAIL",0,null,"RMFT307",null,-748.14330636247905,748.14330636247905,0.50798825494167554,"FAIL",0,1,null,null,21.2064643035385,1,1071.8562078800003,"YES",1,null,13.941899999999999,11.722899999999999,12.695988728363995,0,0,0,null,-2937.1056444543583,null,-397.6382566454613,null,101.28692531868862,null,101.28692531868862,null,1071.8562078800003,null,101.28692531868862,8.47412050496857E-2,null,"RMFT307"]
[388,"RMFN307",0.1662499967962503,501.83414574321483,0,924.05804443359375,0,0,5779.6853146514304,0,17338.091163107121,0,0,null,6703.7433693707617,17338.091163107121,18262.149217826442,null,2550.4438808293239,1235.0270055540936,0,0,7604.8490982255653,0,null,3785.470903203819,7604.84912109375,null,-2918.2724558812051,-14476.678304336896,-9733.2420420133712,null,0.6549614204094637,0.21833262194737665,0,0,0.56468016456412906,0.20728507144387701,0,0,0.43862089831871098,"FAIL",0,null,"RMFN307",null,-9733.2420420133712,9733.2420420133712,0.23030201772588157,"FAIL",0,1,null,null,30.294949006575759,1,1584.1062078799998,"YES",1,null,13.941899999999999,11.722899999999999,12.695988728363995,0,0,0,null,-2937.1056444543583,null,-397.6382566454613,null,1317.7290385867323,null,1317.7290385867323,null,1584.1062078799998,null,1317.7290385867323,0.77173003733006051,null,"RMFN307"]
[389,"RSFT307",0.19924999587237835,602.19261657809545,0,1108.854248046875,0,0,6935.5261138584983,0,14563.997072814649,0,0,null,8044.3804095767691,14563.997072814649,15672.851368532916,null,3059.1366645190469,1480.175221058885,0,0,9125.6922550769686,0,null,4539.3120739116439,13666.09765625,null,-3505.0682879937294,-11133.53924694988,-897.89941656464907,null,0.65450147535905545,0.31168037532668724,0,0,0.56428362032802648,0.28962898843234364,0,0,0.93834800899262194,"FAIL",0,null,"RSFT307",null,-897.89941656464907,897.89941656464907,0.50762357993324791,"FAIL",0,1,null,null,21.206758358476002,1,1286.2295026800005,"YES",1,null,13.941899999999999,11.722899999999999,12.695988728363995,0,0,0,null,-3527.6519301524932,null,-477.58900542320345,null,121.56156497805271,null,121.56156497805271,null,1286.2295026800005,null,121.56156497805271,8.4753235024055865E-2,null,"RSFT307"]
[390,"RSFN307",0.19924999587237835,602.19261657809545,0,1108.854248046875,0,0,6935.5261138584983,0,20805.709395728536,0,0,null,8044.3804095767691,20805.709395728536,21914.563691446812,null,3059.1366645190469,1480.175221058885,0,0,9125.6922550769686,0,null,4539.3120739116439,9125.6923828125,null,-3505.0682879937294,-17375.251569863765,-11680.017012916036,null,0.65450147535905545,0.21817627015609359,0,0,0.56428362032802648,0.20713677660659172,0,0,0.4386148152528761,"FAIL",0,null,"RSFN307",null,-11680.017012916036,11680.017012916036,0.23013692066993982,"FAIL",0,1,null,null,30.295369084804456,1,1900.9295026799998,"YES",1,null,13.941899999999999,11.722899999999999,12.695988728363995,0,0,0,null,-3527.6519301524932,null,-477.58900542320345,null,1581.291980890963,null,1581.291980890963,null,1900.9295026799998,null,1581.291980890963,0.77173839972928782,null,"RSFN307"]
[391,"RMOT308",0.6152595311403275,4497.959276962436,0,8282.369140625,0,0,51803.547844395485,0,14563.997072814649,0,0,null,60085.917219178991,14563.997072814649,22846.366447598171,null,16231.927261640696,4570.5994046671303,0,0,68162.562953151952,0,null,20802.527040328416,72702.96875,null,-39283.38994469207,-2043.8391731112351,58138.971677185349,null,0.40156568238943496,1.4283528715587763,0,1,0.34621302435168827,0.91053985767290546,0,0,4.9919653503438512,"PASS",1,null,"RMOT308",null,58138.971677185349,0,0.34621302435168827,"FAIL",0,1,null,null,2.8391881749637435,1,328.31650778000284,"YES",1,null,13.941899999999999,11.722899999999999,12.695988728363995,0,0,0,null,-39386.885104096691,null,-5332.3694219373774,null,0,null,0,null,328.31650778000284,null,0,0,null,"RMOT308"]
[392,"RMON308",0.6152595311403275,4497.959276962436,0,8282.369140625,0,0,51803.547844395485,0,20805.709395728536,0,0,null,60085.917219178991,20805.709395728536,29088.078770512053,null,16231.927261640696,4570.5994046671303,0,0,68162.562953151952,0,null,20802.527040328416,68162.5625,null,-39283.38994469207,-8285.5514960251203,47356.85310427146,null,0.40156568238943496,0.99984704412910941,0,0,0.34621302435168827,0.71515645195779953,0,0,3.276147003860101,"PASS",1,null,"RMON308",null,47356.85310427146,0,0.34621302435168827,"FAIL",0,1,null,null,4.0559831070062184,1,943.01650777999998,"YES",1,null,13.941899999999999,11.722899999999999,12.695988728363995,0,0,0,null,-39386.885104096691,null,-5332.3694219373774,null,0,null,0,null,943.01650777999998,null,0,0,null,"RMON308"]
[393,"RMFT308",0.51302481070160866,3748.30313492607,0,6901.98095703125,0,0,43169.66624841719,0,12136.663814174979,0,0,null,50071.647234839817,12136.663814174979,19038.644800597609,null,13528.305870562159,3811.1248598234756,0,0,56802.192432127864,0,null,17339.43123990138,60585.86328125,null,-32732.21596554706,-1699.2135313048493,48449.199467075021,null,0.40165775524236597,1.4286818441530731,0,1,0.34629240713324538,0.91074923915410644,0,0,4.9919701335460021,"PASS",1,null,"RMFT308",null,48449.199467075021,0,0.34629240713324538,"FAIL",0,1,null,null,2.8391855381995579,1,273.59623374000199,"YES",1,null,13.941899999999999,11.722899999999999,12.695988728363995,0,0,0,null,-32818.481792611245,null,-4443.1101449839389,null,0,null,0,null,273.59623374000199,null,0,0,null,"RMFT308"]
[394,"RMFN308",0.51302481070160866,3748.30313492607,0,6901.98095703125,0,0,43169.66624841719,0,17338.091163107121,0,0,null,50071.647234839817,17338.091163107121,24240.07214952974,null,13528.305870562159,3811.1248598234756,0,0,56802.192432127864,0,null,17339.43123990138,56802.19140625,null,-32732.21596554706,-6900.6408802369915,39464.100243142879,null,0.40165775524236597,1.0000772909071507,0,0,0.34629240713324538,0.71532094269207969,0,0,3.276150233141963,"PASS",1,null,"RMFN308",null,39464.100243142879,0,0.34629240713324538,"FAIL",0,1,null,null,4.0559793407940887,1,785.84623373999989,"YES",1,null,13.941899999999999,11.722899999999999,12.695988728363995,0,0,0,null,-32818.481792611245,null,-4443.1101449839389,null,0,null,0,null,785.84623373999989,null,0,0,null,"RMFN308"]
[395,"RSFT308",0.6152595311403275,4497.959276962436,0,8282.369140625,0,0,51803.547844395485,0,14563.997072814649,0,0,null,60085.917219178991,14563.997072814649,22846.366447598171,null,16231.927261640696,4570.5994046671303,0,0,68162.562953151952,0,null,20802.527040328416,72702.96875,null,-39283.38994469207,-2043.8391731112351,58138.971677185349,null,0.40156568238943496,1.4283528715587763,0,1,0.34621302435168827,0.91053985767290546,0,0,4.9919653503438512,"PASS",1,null,"RSFT308",null,58138.971677185349,0,0.34621302435168827,"FAIL",0,1,null,null,2.8391881749637435,1,328.31650778000284,"YES",1,null,13.941899999999999,11.722899999999999,12.695988728363995,0,0,0,null,-39386.885104096691,null,-5332.3694219373774,null,0,null,0,null,328.31650778000284,null,0,0,null,"RSFT308"]
[396,"RSFN308",0.6152595311403275,4497.959276962436,0,8282.369140625,0,0,51803.547844395485,0,20805.709395728536,0,0,null,60085.917219178991,20805.709395728536,29088.078770512053,null,16231.927261640696,4570.5994046671303,0,0,68162.562953151952,0,null,20802.527040328416,68162.5625,null,-39283.38994469207,-8285.5514960251203,47356.85310427146,null,0.40156568238943496,0.99984704412910941,0,0,0.34621302435168827,0.71515645195779953,0,0,3.276147003860101,"PASS",1,null,"RSFN308",null,47356.85310427146,0,0.34621302435168827,"FAIL",0,1,null,null,4.0559831070062184,1,943.01650777999998,"YES",1,null,13.941899999999999,11.722899999999999,12.695988728363995,0,0,0,null,-39386.885104096691,null,-5332.3694219373774,null,0,null,0,null,943.01650777999998,null,0,0,null,"RSFN308"]
[397,"RMOT309",0.53790953904390337,4269.8644619615361,0,7862.36376953125,0,0,49176.551925940345,0,7463.24861193776,0,0,null,57038.91586418821,7463.24861193776,15325.612550185624,null,15156.139090191133,3995.9868876181431,0,0,64705.989376237339,0,null,19152.126004702164,67032.6953125,null,-37886.78969076943,3826.5136232331533,59569.446700562243,null,0.38945646359153396,2.5661916144757102,0,1,0.33577296782699323,1.2496809607334183,0,1,8.9817047237684893,"PASS",1,null,"RMOT309",null,59569.446700562243,0,0.33577296782699323,"FAIL",0,1,null,null,1.5326499304401127,0,-314.89820488999993,"NO",0,null,13.941899999999999,11.722899999999999,12.695988728363995,0,0,0,null,-37982.073899748044,null,-5142.1799136818845,null,0,null,0,null,-314.89820488999993,null,-314.89820488999993,-0.4284329318289582,null,"RMOT309"]
[398,"RMON309",0.53790953904390337,4269.8644619615361,0,7862.36376953125,0,0,49176.551925940345,0,10661.783731339658,0,0,null,57038.91586418821,10661.783731339658,18524.147669587524,null,15156.139090191133,3995.9868876181431,0,0,64705.989376237339,0,null,19152.126004702164,64705.98828125,null,-37886.78969076943,627.97850383125478,54044.204549910341,null,0.38945646359153396,1.7963341301329971,0,1,0.33577296782699323,1.0339005346292849,0,1,6.0689646227817136,"PASS",1,null,"RMON309",null,54044.204549910341,0,0.33577296782699323,"FAIL",0,1,null,null,2.189499900637669,1,0.101795109999955,"YES",1,null,13.941899999999999,11.722899999999999,12.695988728363995,0,0,0,null,-37982.073899748044,null,-5142.1799136818845,null,0,null,0,null,0.101795109999955,null,0,0,null,"RMON309"]
[399,"RMFT309",0.44842481277883051,3558.2220838122075,0,6551.97314453125,0,0,40980.47950408102,0,6219.373843281468,0,0,null,47532.452757985397,6219.373843281468,12771.347097185857,null,12631.034292468741,3331.2286581342346,0,0,53921.683558001387,0,null,15962.263845634054,55860.60546875,null,-31570.188802978217,3190.9168578213357,49641.231625468528,null,0.38950895740603669,2.5665387300809108,0,1,0.33581822431163938,1.2498496721501908,0,1,8.9817089109531345,"PASS",1,null,"RMFT309",null,49641.231625468528,0,0.33581822431163938,"FAIL",0,1,null,null,1.5326491812727749,0,-262.41559842999953,"NO",0,null,13.941899999999999,11.722899999999999,12.695988728363995,0,0,0,null,-31649.603050966445,null,-4284.862209321439,null,0,null,0,null,-262.41559842999953,null,-262.41559842999953,-0.42843363005482082,null,"RMFT309"]
[400,"RMFN309",0.44842481277883051,3558.2220838122075,0,6551.97314453125,0,0,40980.47950408102,0,8884.8197761163829,0,0,null,47532.452757985397,8884.8197761163829,15436.793030020763,null,12631.034292468741,3331.2286581342346,0,0,53921.683558001387,0,null,15962.263845634054,53921.68359375,null,-31570.188802978217,525.47092498642087,45036.863817633617,null,0.38950895740603669,1.7965771110566378,0,1,0.33581822431163938,1.0340401615599555,0,1,6.068967627086697,"PASS",1,null,"RMFN309",null,45036.863817633617,0,0.33581822431163938,"FAIL",0,1,null,null,2.1894988303360572,1,8.4401570000238735E-2,"YES",1,null,13.941899999999999,11.722899999999999,12.695988728363995,0,0,0,null,-31649.603050966445,null,-4284.862209321439,null,0,null,0,null,8.4401570000238735E-2,null,0,0,null,"RMFN309"]
[401,"RSFT309",0.53790953904390337,4269.8644619615361,0,7862.36376953125,0,0,49176.551925940345,0,7463.24861193776,0,0,null,57038.91586418821,7463.24861193776,15325.612550185624,null,15156.139090191133,3995.9868876181431,0,0,64705.989376237339,0,null,19152.126004702164,67032.6953125,null,-37886.78969076943,3826.5136232331533,59569.446700562243,null,0.38945646359153396,2.5661916144757102,0,1,0.33577296782699323,1.2496809607334183,0,1,8.9817047237684893,"PASS",1,null,"RSFT309",null,59569.446700562243,0,0.33577296782699323,"FAIL",0,1,null,null,1.5326499304401127,0,-314.89820488999993,"NO",0,null,13.941899999999999,11.722899999999999,12.695988728363995,0,0,0,null,-37982.073899748044,null,-5142.1799136818845,null,0,null,0,null,-314.89820488999993,null,-314.89820488999993,-0.4284329318289582,null,"RSFT309"]
[402,"RSFN309",0.53790953904390337,4269.8644619615361,0,7862.36376953125,0,0,49176.551925940345,0,10661.783731339658,0,0,null,57038.91586418821,10661.783731339658,18524.147669587524,null,15156.139090191133,3995.9868876181431,0,0,64705.989376237339,0,null,19152.126004702164,64705.98828125,null,-37886.78969076943,627.97850383125478,54044.204549910341,null,0.38945646359153396,1.7963341301329971,0,1,0.33577296782699323,1.0339005346292849,0,1,6.0689646227817136,"PASS",1,null,"RSFN309",null,54044.204549910341,0,0.33577296782699323,"FAIL",0,1,null,null,2.189499900637669,1,0.101795109999955,"YES",1,null,13.941899999999999,11.722899999999999,12.695988728363995,0,0,0,null,-37982.073899748044,null,-5142.1799136818845,null,0,null,0,null,0.101795109999955,null,0,0,null,"RSFN309"]
[403,"RMOT310",0.12190000377595425,374.09757860388646,0,688.848876953125,0,0,4308.5276273924719,0,7463.24861193776,0,0,null,4997.3764865750809,7463.24861193776,8152.097471120368,null,1884.8738852601825,905.56270400989808,0,0,5669.1152992006218,0,null,2790.4365638516906,7995.82373046875,null,-2206.9399404939063,-5361.6609250391939,532.57511853099004,null,0.64765432768977449,0.37389034037915841,0,0,0.55838029442552406,0.34229676076056559,0,0,1.0713596914993713,"PASS",1,null,"RMOT310",null,532.57511853099004,0,0.55838029442552406,"FAIL",0,1,null,null,17.493316765796219,1,643.0147903200002,"YES",1,null,13.941899999999999,11.722899999999999,12.695988728363995,0,0,0,null,-2220.8227094682925,null,-300.66472827730951,null,0,null,0,null,643.0147903200002,null,0,0,null,"RMOT310"]
[404,"RMON310",0.12190000377595425,374.09757860388646,0,688.848876953125,0,0,4308.5276273924719,0,10661.783731339658,0,0,null,4997.3764865750809,10661.783731339658,11350.632590522273,null,1884.8738852601825,905.56270400989808,0,0,5669.1152992006218,0,null,2790.4365638516906,5669.115234375,null,-2206.9399404939063,-8560.1960444410925,-4992.6684969646576,null,0.64765432768977449,0.26172323826541088,0,0,0.55838029442552406,0.24583973952368038,0,0,0.53172296280133546,"FAIL",0,null,"RMON310",null,-4992.6684969646576,4992.6684969646576,0.2793217211219477,"FAIL",0,1,null,null,24.99045252256602,1,958.01479031999997,"YES",1,null,13.941899999999999,11.722899999999999,12.695988728363995,0,0,0,null,-2220.8227094682925,null,-300.66472827730951,null,675.92937996295916,null,675.92937996295916,null,958.01479031999997,null,675.92937996295916,0.64374226663138967,null,"RMON310"]
[405,"RMFT310",0.10164999887347223,311.75319018934192,0,574.05035400390625,0,0,3590.4996708913877,0,6219.373843281468,0,0,null,4164.5500318272152,6219.373843281468,6793.4242042172973,null,1571.1101429457894,755.13080386485046,0,0,4724.3416722255124,0,null,2326.2409511045066,6663.26513671875,null,-1838.3090737907874,-4467.1832461808681,443.891293437282,null,0.6478878051329795,0.37403137513874463,0,0,0.55858158437249017,0.34242539307851017,0,0,1.0713723446479744,"PASS",1,null,"RMFT310",null,443.891293437282,0,0.55858158437249017,"FAIL",0,1,null,null,17.493023922004106,1,535.84437536000019,"YES",1,null,13.941899999999999,11.722899999999999,12.695988728363995,0,0,0,null,-1849.8824118559842,null,-250.44520228218352,null,0,null,0,null,535.84437536000019,null,0,0,null,"RMFT310"]
[406,"RMFN310",0.10164999887347223,311.75319018934192,0,574.05035400390625,0,0,3590.4996708913877,0,8884.8197761163829,0,0,null,4164.5500318272152,8884.8197761163829,9458.870137052214,null,1571.1101429457894,755.13080386485046,0,0,4724.3416722255124,0,null,2326.2409511045066,4724.341796875,null,-1838.3090737907874,-7132.6291790157829,-4160.4779792413829,null,0.6478878051329795,0.26182196259712121,0,0,0.55858158437249017,0.24593222225315864,0,0,0.53173186580268972,"FAIL",0,null,"RMFN310",null,-4160.4779792413829,4160.4779792413829,0.27942740252028048,"FAIL",0,1,null,null,24.990034174291569,1,798.34437535999996,"YES",1,null,13.941899999999999,11.722899999999999,12.695988728363995,0,0,0,null,-1849.8824118559842,null,-250.44520228218352,null,563.26377418566278,null,563.26377418566278,null,798.34437535999996,null,563.26377418566278,0.64373002764075749,null,"RMFN310"]
[407,"RSFT310",0.12190000377595425,374.09757860388646,0,688.848876953125,0,0,4308.5276273924719,0,7463.24861193776,0,0,null,4997.3764865750809,7463.24861193776,8152.097471120368,null,1884.8738852601825,905.56270400989808,0,0,5669.1152992006218,0,null,2790.4365638516906,7995.82373046875,null,-2206.9399404939063,-5361.6609250391939,532.57511853099004,null,0.64765432768977449,0.37389034037915841,0,0,0.55838029442552406,0.34229676076056559,0,0,1.0713596914993713,"PASS",1,null,"RSFT310",null,532.57511853099004,0,0.55838029442552406,"FAIL",0,1,null,null,17.493316765796219,1,643.0147903200002,"YES",1,null,13.941899999999999,11.722899999999999,12.695988728363995,0,0,0,null,-2220.8227094682925,null,-300.66472827730951,null,0,null,0,null,643.0147903200002,null,0,0,null,"RSFT310"]
[408,"RSFN310",0.12190000377595425,374.09757860388646,0,688.848876953125,0,0,4308.5276273924719,0,10661.783731339658,0,0,null,4997.3764865750809,10661.783731339658,11350.632590522273,null,1884.8738852601825,905.56270400989808,0,0,5669.1152992006218,0,null,2790.4365638516906,5669.115234375,null,-2206.9399404939063,-8560.1960444410925,-4992.6684969646576,null,0.64765432768977449,0.26172323826541088,0,0,0.55838029442552406,0.24583973952368038,0,0,0.53172296280133546,"FAIL",0,null,"RSFN310",null,-4992.6684969646576,4992.6684969646576,0.2793217211219477,"FAIL",0,1,null,null,24.99045252256602,1,958.01479031999997,"YES",1,null,13.941899999999999,11.722899999999999,12.695988728363995,0,0,0,null,-2220.8227094682925,null,-300.66472827730951,null,675.92937996295916,null,675.92937996295916,null,958.01479031999997,null,675.92937996295916,0.64374226663138967,null,"RSFN310"]
[409,"RMOT311",0.18544999554869715,547.42597607699713,0,933.54498291015625,0,0,6304.7720081006955,0,15798.672819384881,0,0,null,7238.3169678136483,15798.672819384881,16732.217779097835,null,2815.911875372728,1377.6586893004562,0,0,8295.7526422377559,0,null,4193.5706045640418,12476.9345703125,null,-3044.74638644681,-12538.647197730998,-3321.7382490723812,null,0.66514230794958584,0.26543815752792566,0,0,0.57935713644096676,0.25062849731664616,0,0,0.78974574085763538,"FAIL",0,null,"RMOT311",null,-3321.7382490723812,3321.7382490723812,0.39711635111967358,"FAIL",0,1,null,null,27.324584707953967,1,1545.39582344,"YES",1,null,13.941899999999999,11.722899999999999,12.695988728363995,0,0,0,null,-3065.6099217928991,null,-439.91531255390851,null,476.66975164548285,null,476.66975164548285,null,1545.39582344,null,476.66975164548285,0.28373199502707314,null,"RMOT311"]
[410,"RMON311",0.18544999554869715,547.42597607699713,0,933.54498291015625,0,0,6304.7720081006955,0,21441.055969165194,0,0,null,7238.3169678136483,21441.055969165194,22374.60092887815,null,2815.911875372728,1377.6586893004562,0,0,8295.7526422377559,0,null,4193.5706045640418,8295.7529296875,null,-3044.74638644681,-18181.030347511311,-13145.303039477694,null,0.66514230794958584,0.1955860108100505,0,0,0.57935713644096676,0.18742549257286611,0,0,0.38690971851469375,"FAIL",0,null,"RMON311",null,-13145.303039477694,13145.303039477694,0.20573237718773998,"FAIL",0,1,null,null,37.083364960794668,1,2145.3958234400002,"YES",1,null,13.941899999999999,11.722899999999999,12.695988728363995,0,0,0,null,-3065.6099217928991,null,-439.91531255390851,null,1886.3522244361845,null,1886.3522244361845,null,2145.3958234400002,null,1886.3522244361845,0.82734746685797567,null,"RMON311"]
[411,"RMFT311",0.15484999686595985,456.19007594841804,0,777.95709228515625,0,0,5253.9969729320519,0,12507.282648679697,0,0,null,6031.9540954683416,12507.282648679697,13285.239771215985,null,2348.2870579879086,1150.3394383448219,0,0,6913.1539117526991,0,null,3498.6264845350615,10885.2763671875,null,-2533.3275806821466,-9786.6132564297914,-1622.0062814921966,null,0.66589807770342391,0.27972714640013241,0,0,0.5800154388956007,0.26334688366571929,0,0,0.87031505347299243,"FAIL",0,null,"RMFT311",null,-1622.0062814921966,1622.0062814921966,0.45710015809517396,"FAIL",0,1,null,null,25.958256484028865,1,1217.82942512,"YES",1,null,13.941899999999999,11.722899999999999,12.695988728363995,0,0,0,null,-2550.7336825952557,null,-366.0305237283477,null,232.758054185097,null,232.758054185097,null,1217.82942512,null,232.758054185097,0.17500605577826842,null,"RMFT311"]
[412,"RMFN311",0.15484999686595985,456.19007594841804,0,777.95709228515625,0,0,5253.9969729320519,0,17867.546640970992,0,0,null,6031.9540954683416,17867.546640970992,18645.503763507291,null,2348.2870579879086,1150.3394383448219,0,0,6913.1539117526991,0,null,3498.6264845350615,6913.15380859375,null,-2533.3275806821466,-15146.877248721086,-10954.392832377242,null,0.66589807770342391,0.19580900248009273,0,0,0.5800154388956007,0.18763915068140027,0,0,0.38691119421743186,"FAIL",0,null,"RMFN311",null,-10954.392832377242,10954.392832377242,0.20596697486676935,"FAIL",0,1,null,null,37.083223548612665,1,1787.82942512,"YES",1,null,13.941899999999999,11.722899999999999,12.695988728363995,0,0,0,null,-2550.7336825952557,null,-366.0305237283477,null,1571.9564033362633,null,1571.9564033362633,null,1787.82942512,null,1571.9564033362633,0.82734547544013859,null,"RMFN311"]
[413,"RSFT311",0.18544999554869715,547.42597607699713,0,933.54498291015625,0,0,6304.7720081006955,0,15798.672819384881,0,0,null,7238.3169678136483,15798.672819384881,16732.217779097835,null,2815.911875372728,1377.6586893004562,0,0,8295.7526422377559,0,null,4193.5706045640418,12476.9345703125,null,-3044.74638644681,-12538.647197730998,-3321.7382490723812,null,0.66514230794958584,0.26543815752792566,0,0,0.57935713644096676,0.25062849731664616,0,0,0.78974574085763538,"FAIL",0,null,"RSFT311",null,-3321.7382490723812,3321.7382490723812,0.39711635111967358,"FAIL",0,1,null,null,27.324584707953967,1,1545.39582344,"YES",1,null,13.941899999999999,11.722899999999999,12.695988728363995,0,0,0,null,-3065.6099217928991,null,-439.91531255390851,null,476.66975164548285,null,476.66975164548285,null,1545.39582344,null,476.66975164548285,0.28373199502707314,null,"RSFT311"]
[414,"RSFN311",0.18544999554869715,547.42597607699713,0,933.54498291015625,0,0,6304.7720081006955,0,21441.055969165194,0,0,null,7238.3169678136483,21441.055969165194,22374.60092887815,null,2815.911875372728,1377.6586893004562,0,0,8295.7526422377559,0,null,4193.5706045640418,8295.7529296875,null,-3044.74638644681,-18181.030347511311,-13145.303039477694,null,0.66514230794958584,0.1955860108100505,0,0,0.57935713644096676,0.18742549257286611,0,0,0.38690971851469375,"FAIL",0,null,"RSFN311",null,-13145.303039477694,13145.303039477694,0.20573237718773998,"FAIL",0,1,null,null,37.083364960794668,1,2145.3958234400002,"YES",1,null,13.941899999999999,11.722899999999999,12.695988728363995,0,0,0,null,-3065.6099217928991,null,-439.91531255390851,null,1886.3522244361845,null,1886.3522244361845,null,2145.3958234400002,null,1886.3522244361845,0.82734746685797567,null,"RSFN311"]
[415,"RMOT312",0.64999999881256365,1916.0067155211138,0,3267.434326171875,0,0,22066.88399026827,0,88472.56778855533,0,0,null,25334.318254243066,88472.56778855533,91740.002052530137,null,9860.8076941604995,4828.6770984271725,0,0,29035.373671405621,0,null,14689.484964721831,33216.5546875,null,-10644.833351718315,-77050.517150005369,-55256.01310105533,null,0.66568007386996952,0.1660343463730917,0,0,0.57982554656658802,0.16012082653270071,0,0,0.3754446775737964,"FAIL",0,null,"RMOT312",null,-55256.01310105533,55256.01310105533,0.18227353959649892,"FAIL",0,1,null,null,43.718978282455069,1,8936.8815323199997,"YES",1,null,13.941899999999999,11.722899999999999,12.695988728363995,0,0,0,null,-10717.915366468174,null,-1538.0218647024301,null,7929.2430850488918,null,7929.2430850488918,null,8936.8815323199997,null,7929.2430850488918,0.8428192054686322,null,"RMOT312"]
[416,"RMON312",0.64999999881256365,1916.0067155211138,0,3267.434326171875,0,0,22066.88399026827,0,94114.950938335649,0,0,null,25334.318254243066,94114.950938335649,97382.385202310426,null,9860.8076941604995,4828.6770984271725,0,0,29035.373671405621,0,null,14689.484964721831,29035.373046875,null,-10644.833351718315,-82692.900299785688,-65079.577891460649,null,0.66568007386996952,0.15608024886870969,0,0,0.57982554656658802,0.15084334733455779,0,0,0.3085096762776729,"FAIL",0,null,"RMON312",null,-65079.577891460649,65079.577891460649,0.16246932806594608,"FAIL",0,1,null,null,46.507178428019806,1,9536.8815323199997,"YES",1,null,13.941899999999999,11.722899999999999,12.695988728363995,0,0,0,null,-10717.915366468174,null,-1538.0218647024301,null,9338.9255578395932,null,9338.9255578395932,null,9536.8815323199997,null,9338.9255578395932,0.93314603895279713,null,"RMON312"]
[417,"RMFT312",0.54104998095426715,1596.675681858336,0,2722.86767578125,0,0,18389.109368057503,0,72786.742632166046,0,0,null,21111.977090094275,72786.742632166046,75509.610354202799,null,8213.9748363332947,4019.316395247708,0,0,24196.196536917771,0,null,12233.291647158067,28377.37890625,null,-8878.6853966806866,-63276.318660789228,-44409.363725916046,null,0.6652465544855426,0.16807032716081333,0,0,0.57944794188416326,0.16200973091064313,0,0,0.38987015876857523,"FAIL",0,null,"RMFT312",null,-44409.363725916046,44409.363725916046,0.18670697979375075,"FAIL",0,1,null,null,43.161244202713569,1,7347.4004214400002,"YES",1,null,13.941899999999999,11.722899999999999,12.695988728363995,0,0,0,null,-8939.547544178984,null,-1282.8259146839025,null,6372.7478779755738,null,6372.7478779755738,null,7347.4004214400002,null,6372.7478779755738,0.82335243901493205,null,"RMFT312"]
[418,"RMFN312",0.54104998095426715,1596.675681858336,0,2722.86767578125,0,0,18389.109368057503,0,78429.12578194635,0,0,null,21111.977090094275,78429.12578194635,81151.993503983103,null,8213.9748363332947,4019.316395247708,0,0,24196.196536917771,0,null,12233.291647158067,24196.197265625,null,-8878.6853966806866,-68918.701810569532,-54232.92851632135,null,0.6652465544855426,0.15597893671758936,0,0,0.57944794188416326,0.15074542381427067,0,0,0.30851035281072503,"FAIL",0,null,"RMFN312",null,-54232.92851632135,54232.92851632135,0.16236388586870334,"FAIL",0,1,null,null,46.507077086644848,1,7947.4004214400002,"YES",1,null,13.941899999999999,11.722899999999999,12.695988728363995,0,0,0,null,-8939.547544178984,null,-1282.8259146839025,null,7782.4303507662744,null,7782.4303507662744,null,7947.4004214400002,null,7782.4303507662744,0.93314512599115995,null,"RMFN312"]
[419,"RSFT312",0.64999999881256365,1916.0067155211138,0,3267.434326171875,0,0,22066.88399026827,0,88472.56778855533,0,0,null,25334.318254243066,88472.56778855533,91740.002052530137,null,9860.8076941604995,4828.6770984271725,0,0,29035.373671405621,0,null,14689.484964721831,33216.5546875,null,-10644.833351718315,-77050.517150005369,-55256.01310105533,null,0.66568007386996952,0.1660343463730917,0,0,0.57982554656658802,0.16012082653270071,0,0,0.3754446775737964,"FAIL",0,null,"RSFT312",null,-55256.01310105533,55256.01310105533,0.18227353959649892,"FAIL",0,1,null,null,43.718978282455069,1,8936.8815323199997,"YES",1,null,13.941899999999999,11.722899999999999,12.695988728363995,0,0,0,null,-10717.915366468174,null,-1538.0218647024301,null,7929.2430850488918,null,7929.2430850488918,null,8936.8815323199997,null,7929.2430850488918,0.8428192054686322,null,"RSFT312"]
[420,"RSFN312",0.64999999881256365,1916.0067155211138,0,3267.434326171875,0,0,22066.88399026827,0,94114.950938335649,0,0,null,25334.318254243066,94114.950938335649,97382.385202310426,null,9860.8076941604995,4828.6770984271725,0,0,29035.373671405621,0,null,14689.484964721831,29035.373046875,null,-10644.833351718315,-82692.900299785688,-65079.577891460649,null,0.66568007386996952,0.15608024886870969,0,0,0.57982554656658802,0.15084334733455779,0,0,0.3085096762776729,"FAIL",0,null,"RSFN312",null,-65079.577891460649,65079.577891460649,0.16246932806594608,"FAIL",0,1,null,null,46.507178428019806,1,9536.8815323199997,"YES",1,null,13.941899999999999,11.722899999999999,12.695988728363995,0,0,0,null,-10717.915366468174,null,-1538.0218647024301,null,9338.9255578395932,null,9338.9255578395932,null,9536.8815323199997,null,9338.9255578395932,0.93314603895279713,null,"RSFN312"]
[421,"RMOT313",0.27229999393457538,803.72372935976614,0,1370.6185302734375,0,0,9256.584620677595,0,26462.77697246967,0,0,null,10627.203195966285,26462.77697246967,27833.395547758359,null,4134.4206415171047,2022.8442261780633,0,0,12179.71660615473,0,null,6157.2650670718895,16360.8984375,null,-4469.9380838791431,-21676.130435671217,-10101.87853496967,null,0.66517677084889748,0.2326764524175807,0,0,0.57938716138317858,0.22121861008532226,0,0,0.61826082933476423,"FAIL",0,null,"RMOT313",null,-10101.87853496967,10101.87853496967,0.29703511040018404,"FAIL",0,1,null,null,31.173604942056752,1,2616.3759070399997,"YES",1,null,13.941899999999999,11.722899999999999,12.695988728363995,0,0,0,null,-4500.5712434168126,null,-645.83239737850511,null,1449.6205213524943,null,1449.6205213524943,null,2616.3759070399997,null,1449.6205213524943,0.51514588534203776,null,"RMOT313"]
[422,"RMON313",0.27229999393457538,803.72372935976614,0,1370.6185302734375,0,0,9256.584620677595,0,32105.160122249978,0,0,null,10627.203195966285,32105.160122249978,33475.778697538677,null,4134.4206415171047,2022.8442261780633,0,0,12179.71660615473,0,null,6157.2650670718895,12179.716796875,null,-4469.9380838791431,-27318.513585451521,-19925.443325374978,null,0.66517677084889748,0.19178428151818167,0,0,0.57938716138317858,0.18393194467510179,0,0,0.37936944561239044,"FAIL",0,null,"RMON313",null,-19925.443325374978,19925.443325374978,0.20152967998510052,"FAIL",0,1,null,null,37.820429023518741,1,3216.3759070399997,"YES",1,null,13.941899999999999,11.722899999999999,12.695988728363995,0,0,0,null,-4500.5712434168126,null,-645.83239737850511,null,2859.3029941431955,null,2859.3029941431955,null,3216.3759070399997,null,2859.3029941431955,0.83752284538465016,null,"RMON313"]
[423,"RMFT313",0.22709999129292557,669.76627060018427,0,1142.17626953125,0,0,7713.7801627741856,0,21111.916952094678,0,0,null,8855.9563777948388,21111.916952094678,22254.093167115319,null,3446.3426816788819,1687.0654292499114,0,0,10149.710740492346,0,null,5133.4081622388694,14330.892578125,null,-3722.5482700665671,-17120.685059387059,-6781.024373969678,null,0.66548541103259673,0.24315215780202015,0,0,0.5796559865078863,0.2306725379064361,0,0,0.67880584272112343,"FAIL",0,null,"RMFT313",null,-6781.024373969678,6781.024373969678,0.32828640169327539,"FAIL",0,1,null,null,29.844395157556555,1,2080.31411136,"YES",1,null,13.941899999999999,11.722899999999999,12.695988728363995,0,0,0,null,-3748.0876141573067,null,-537.85092569674759,null,973.07763642867928,null,973.07763642867928,null,2080.31411136,null,973.07763642867928,0.43344215431121574,null,"RMFT313"]
[424,"RMFN313",0.22709999129292557,669.76627060018427,0,1142.17626953125,0,0,7713.7801627741856,0,26754.300101874996,0,0,null,8855.9563777948388,26754.300101874996,27896.476316895638,null,3446.3426816788819,1687.0654292499114,0,0,10149.710740492346,0,null,5133.4081622388694,10149.7109375,null,-3722.5482700665671,-22763.068209167377,-16604.589164374996,null,0.66548541103259673,0.19187226511969602,0,0,0.5796559865078863,0.18401636442875588,0,0,0.3793674623836894,"FAIL",0,null,"RMFN313",null,-16604.589164374996,16604.589164374996,0.20162208004325594,"FAIL",0,1,null,null,37.820625489197504,1,2680.31411136,"YES",1,null,13.941899999999999,11.722899999999999,12.695988728363995,0,0,0,null,-3748.0876141573067,null,-537.85092569674759,null,2382.7601092193818,null,2382.7601092193818,null,2680.31411136,null,2382.7601092193818,0.83752552169398309,null,"RMFN313"]
[425,"RSFT313",0.27229999393457538,803.72372935976614,0,1370.6185302734375,0,0,9256.584620677595,0,26462.77697246967,0,0,null,10627.203195966285,26462.77697246967,27833.395547758359,null,4134.4206415171047,2022.8442261780633,0,0,12179.71660615473,0,null,6157.2650670718895,16360.8984375,null,-4469.9380838791431,-21676.130435671217,-10101.87853496967,null,0.66517677084889748,0.2326764524175807,0,0,0.57938716138317858,0.22121861008532226,0,0,0.61826082933476423,"FAIL",0,null,"RSFT313",null,-10101.87853496967,10101.87853496967,0.29703511040018404,"FAIL",0,1,null,null,31.173604942056752,1,2616.3759070399997,"YES",1,null,13.941899999999999,11.722899999999999,12.695988728363995,0,0,0,null,-4500.5712434168126,null,-645.83239737850511,null,1449.6205213524943,null,1449.6205213524943,null,2616.3759070399997,null,1449.6205213524943,0.51514588534203776,null,"RSFT313"]
[426,"RSFN313",0.27229999393457538,803.72372935976614,0,1370.6185302734375,0,0,9256.584620677595,0,32105.160122249978,0,0,null,10627.203195966285,32105.160122249978,33475.778697538677,null,4134.4206415171047,2022.8442261780633,0,0,12179.71660615473,0,null,6157.2650670718895,12179.716796875,null,-4469.9380838791431,-27318.513585451521,-19925.443325374978,null,0.66517677084889748,0.19178428151818167,0,0,0.57938716138317858,0.18393194467510179,0,0,0.37936944561239044,"FAIL",0,null,"RSFN313",null,-19925.443325374978,19925.443325374978,0.20152967998510052,"FAIL",0,1,null,null,37.820429023518741,1,3216.3759070399997,"YES",1,null,13.941899999999999,11.722899999999999,12.695988728363995,0,0,0,null,-4500.5712434168126,null,-645.83239737850511,null,2859.3029941431955,null,2859.3029941431955,null,3216.3759070399997,null,2859.3029941431955,0.83752284538465016,null,"RSFN313"]
[427,"RMOT314",0.10810000345227308,319.330969956118,0,544.56640625,0,0,3677.773888493371,0,3836.8205418506127,0,0,null,4222.3403228114839,3836.8205418506127,4381.3869761687256,null,1642.1790872138884,803.04617225146967,0,0,4839.1761690702269,0,null,2445.2253486642603,4839.17626953125,null,-1777.1149460791112,-1936.1615994363528,1002.3557276806373,null,0.66486560152994234,0.6373051129164502,0,0,0.57911612470185281,0.55809390442546891,0,0,1.2612464452656342,"PASS",1,null,"RMOT314",null,1002.3557276806373,0,0.57911612470185281,"FAIL",0,1,null,null,11.375980538213401,1,329.48111088000002,"YES",1,null,13.941899999999999,11.722899999999999,12.695988728363995,0,0,0,null,-1789.2802463212217,null,-256.76188389506075,null,0,null,0,null,329.48111088000002,null,0,0,null,"RMOT314"]
[428,"RMON314",0.10810000345227308,319.330969956118,0,544.56640625,0,0,3677.773888493371,0,3836.8205418506127,0,0,null,4222.3403228114839,3836.8205418506127,4381.3869761687256,null,1642.1790872138884,803.04617225146967,0,0,4839.1761690702269,0,null,2445.2253486642603,4839.17626953125,null,-1777.1149460791112,-1936.1615994363528,1002.3557276806373,null,0.66486560152994234,0.6373051129164502,0,0,0.57911612470185281,0.55809390442546891,0,0,1.2612464452656342,"PASS",1,null,"RMON314",null,1002.3557276806373,0,0.57911612470185281,"FAIL",0,1,null,null,11.375980538213401,1,329.48111088000002,"YES",1,null,13.941899999999999,11.722899999999999,12.695988728363995,0,0,0,null,-1789.2802463212217,null,-256.76188389506075,null,0,null,0,null,329.48111088000002,null,0,0,null,"RMON314"]
[429,"RMFT314",9.0249998943181697E-2,266.10913632121003,0,453.80535888671875,0,0,3064.8115126013581,0,3197.3504515421782,0,0,null,3518.6168685542361,3197.3504515421782,3651.1558074950544,null,1369.3949811695493,670.44323665557965,0,0,4032.6467271070505,0,null,2039.8381731877103,4032.646728515625,null,-1478.7786983003666,-1611.3176372411867,835.29627697344677,null,0.66556725097144109,0.63797766435138037,0,0,0.57972727571360494,0.5586828607426898,0,0,1.2612463943608554,"PASS",1,null,"RMFT314",null,835.29627697344677,0,0.57972727571360494,"FAIL",0,1,null,null,11.375980538213401,1,274.56759240000002,"YES",1,null,13.941899999999999,11.722899999999999,12.695988728363995,0,0,0,null,-1488.927146923191,null,-213.66118583855635,null,0,null,0,null,274.56759240000002,null,0,0,null,"RMFT314"]
[430,"RMFN314",9.0249998943181697E-2,266.10913632121003,0,453.80535888671875,0,0,3064.8115126013581,0,3197.3504515421782,0,0,null,3518.6168685542361,3197.3504515421782,3651.1558074950544,null,1369.3949811695493,670.44323665557965,0,0,4032.6467271070505,0,null,2039.8381731877103,4032.646728515625,null,-1478.7786983003666,-1611.3176372411867,835.29627697344677,null,0.66556725097144109,0.63797766435138037,0,0,0.57972727571360494,0.5586828607426898,0,0,1.2612463943608554,"PASS",1,null,"RMFN314",null,835.29627697344677,0,0.57972727571360494,"FAIL",0,1,null,null,11.375980538213401,1,274.56759240000002,"YES",1,null,13.941899999999999,11.722899999999999,12.695988728363995,0,0,0,null,-1488.927146923191,null,-213.66118583855635,null,0,null,0,null,274.56759240000002,null,0,0,null,"RMFN314"]
[431,"RSFT314",0.10810000345227308,319.330969956118,0,544.56640625,0,0,3677.773888493371,0,3836.8205418506127,0,0,null,4222.3403228114839,3836.8205418506127,4381.3869761687256,null,1642.1790872138884,803.04617225146967,0,0,4839.1761690702269,0,null,2445.2253486642603,4839.17626953125,null,-1777.1149460791112,-1936.1615994363528,1002.3557276806373,null,0.66486560152994234,0.6373051129164502,0,0,0.57911612470185281,0.55809390442546891,0,0,1.2612464452656342,"PASS",1,null,"RSFT314",null,1002.3557276806373,0,0.57911612470185281,"FAIL",0,1,null,null,11.375980538213401,1,329.48111088000002,"YES",1,null,13.941899999999999,11.722899999999999,12.695988728363995,0,0,0,null,-1789.2802463212217,null,-256.76188389506075,null,0,null,0,null,329.48111088000002,null,0,0,null,"RSFT314"]
[432,"RSFN314",0.10810000345227308,319.330969956118,0,544.56640625,0,0,3677.773888493371,0,3836.8205418506127,0,0,null,4222.3403228114839,3836.8205418506127,4381.3869761687256,null,1642.1790872138884,803.04617225146967,0,0,4839.1761690702269,0,null,2445.2253486642603,4839.17626953125,null,-1777.1149460791112,-1936.1615994363528,1002.3557276806373,null,0.66486560152994234,0.6373051129164502,0,0,0.57911612470185281,0.55809390442546891,0,0,1.2612464452656342,"PASS",1,null,"RSFN314",null,1002.3557276806373,0,0.57911612470185281,"FAIL",0,1,null,null,11.375980538213401,1,329.48111088000002,"YES",1,null,13.941899999999999,11.722899999999999,12.695988728363995,0,0,0,null,-1789.2802463212217,null,-256.76188389506075,null,0,null,0,null,329.48111088000002,null,0,0,null,"RSFN314"]
[433,"RMOE315",7.3100002482533469E-2,215.17316134564641,0,1509.8955078125,0,0,2478.1756508312901,0,8958.0041379339364,0,0,null,3988.0711712706971,8958.0041379339364,10467.899658373342,null,1109.495852995133,543.04047465723795,0,0,3260.7574353043287,0,null,1652.5363859833208,3260.75732421875,null,-2335.5347726604696,-8815.3632597631149,-5697.2468137151864,null,0.66683585783315513,0.18447595698079905,0,0,0.41436983450046894,0.15786704514833769,0,0,0.36400489149258275,"FAIL",0,null,"RMOE315",null,-5697.2468137151864,5697.2468137151864,0.17062283248722557,"FAIL",0,1,null,null,9.5792740030439383,1,178.59201479999999,"YES",1,null,13.941899999999999,11.722899999999999,12.695988728363995,0,0,0,null,-2343.7563467200875,null,-207.37197397303089,null,504.08367730930269,null,504.08367730930269,null,178.59201479999999,null,178.59201479999999,0.77145578747300214,null,"RMOE315"]
[434,"RMFE315",4.5049999468028547E-2,132.73621801838277,0,931.42572021484375,0,0,1528.7392787253159,0,8958.0041379339364,0,0,null,2460.1649873605206,8958.0041379339364,9889.4298465691354,null,684.18595204186568,334.66446325048992,0,0,2011.4990509543629,0,null,1018.8504125756981,2011.4990234375,null,-1441.3145863644613,-8870.5794455730829,-6946.5051144964364,null,0.66646446961527006,0.11373631859146301,0,0,0.41413905693911568,0.1030241810892846,0,0,0.22454767741393675,"FAIL",0,null,"RMFE315",null,-6946.5051144964364,6946.5051144964364,0.10831148539166484,"FAIL",0,1,null,null,15.528562835004386,1,198.86207384000002,"YES",1,null,13.941899999999999,11.722899999999999,12.695988728363995,0,0,0,null,-1446.3834938897135,null,-127.97379756204693,null,614.61613952438699,null,614.61613952438699,null,198.86207384000002,null,198.86207384000002,0.85901543775377975,null,"RMFE315"]
[435,"RSFE315",0.10979999423143455,322.4622796973207,0,2262.755859375,0,0,3713.8375662649401,0,8958.0041379339364,0,0,null,5976.5933243799527,8958.0041379339364,11220.759896048949,null,1664.0843760763848,815.67495157127041,0,0,4886.6283766643955,0,null,2479.7592201053094,4886.62841796875,null,-3496.8342055346302,-8741.0007772036261,-4071.3757199651864,null,0.66770804480801216,0.27682050397860591,0,0,0.41491181405564509,0.22099743873855493,0,0,0.54550414832648164,"FAIL",0,null,"RSFE315",null,-4071.3757199651864,4071.3757199651864,0.24679208148145335,"FAIL",0,1,null,null,6.3920739811209559,1,152.21116688000001,"YES",1,null,13.941899999999999,11.722899999999999,12.695988728363995,0,0,0,null,-3509.1713160824179,null,-310.48610656304652,null,360.22909165305106,null,360.22909165305106,null,152.21116688000001,null,152.21116688000001,0.65749964095032398,null,"RSFE315"]
[436,"RMOE316",0.22910000234842298,730.53458810525444,0,1167.4208984375,0,0,8413.6563175941683,0,6036.4986573099795,0,0,null,9581.0771562597856,6036.4986573099795,7203.9194959755969,null,3593.1479261140516,1701.9229794005635,0,0,11070.600417887059,0,null,5295.0711195410804,11070.6005859375,null,-4286.0060964905879,-1908.8484362063991,5034.1019286275205,null,0.629342454655335,0.87717589618427938,0,0,0.55265926786197173,0.73502640868838287,0,0,1.8339440152995656,"PASS",1,null,"RMOE316",null,5034.1019286275205,0,0.55265926786197173,"FAIL",0,1,null,null,8.3488346076387963,1,505.38206479999997,"YES",1,null,13.941899999999999,11.722899999999999,12.695988728363995,0,0,0,null,-4312.3497339012401,null,-648.58251598660706,null,0,null,0,null,505.38206479999997,null,0,0,null,"RMOE316"]
[437,"RMON316",0.22910000234842298,730.53458810525444,0,1167.4208984375,0,0,8413.6563175941683,0,6036.4986573099795,0,0,null,9581.0771562597856,6036.4986573099795,7203.9194959755969,null,3593.1479261140516,1701.9229794005635,0,0,11070.600417887059,0,null,5295.0711195410804,11070.6005859375,null,-4286.0060964905879,-1908.8484362063991,5034.1019286275205,null,0.629342454655335,0.87717589618427938,0,0,0.55265926786197173,0.73502640868838287,0,0,1.8339440152995656,"PASS",1,null,"RMON316",null,5034.1019286275205,0,0.55265926786197173,"FAIL",0,1,null,null,8.3488346076387963,1,505.38206479999997,"YES",1,null,13.941899999999999,11.722899999999999,12.695988728363995,0,0,0,null,-4312.3497339012401,null,-648.58251598660706,null,0,null,0,null,505.38206479999997,null,0,0,null,"RMON316"]
[438,"RMFE316",0.11500000320374963,345.89492700198622,0,552.752685546875,0,0,3983.7142349989981,0,6036.4986573099795,0,0,null,4536.4669156231676,6036.4986573099795,6589.2513379341481,null,1760.1688394464522,854.30443508219855,0,0,5241.7292565776315,0,null,2614.473301433085,5241.7294921875,null,-1921.9936191127881,-3974.7780414237695,-794.76916512247954,null,0.65629037305527071,0.43311088925151225,0,0,0.5763236781452129,0.39677850568977485,0,0,0.86833937846403009,"FAIL",0,null,"RMFE316",null,-794.76916512247954,794.76916512247954,0.49040658853233293,"FAIL",0,1,null,null,17.632847525710435,1,599.95941923999987,"YES",1,null,13.941899999999999,11.722899999999999,12.695988728363995,0,0,0,null,-1935.0009489706636,null,-291.0264383367861,null,119.53422531835821,null,119.53422531835821,null,599.95941923999987,null,119.53422531835821,0.17449997127828532,null,"RMFE316"]
[439,"RMFN316",0.11500000320374963,345.89492700198622,0,552.752685546875,0,0,3983.7142349989981,0,6036.4986573099795,0,0,null,4536.4669156231676,6036.4986573099795,6589.2513379341481,null,1760.1688394464522,854.30443508219855,0,0,5241.7292565776315,0,null,2614.473301433085,5241.7294921875,null,-1921.9936191127881,-3974.7780414237695,-794.76916512247954,null,0.65629037305527071,0.43311088925151225,0,0,0.5763236781452129,0.39677850568977485,0,0,0.86833937846403009,"FAIL",0,null,"RMFN316",null,-794.76916512247954,794.76916512247954,0.49040658853233293,"FAIL",0,1,null,null,17.632847525710435,1,599.95941923999987,"YES",1,null,13.941899999999999,11.722899999999999,12.695988728363995,0,0,0,null,-1935.0009489706636,null,-291.0264383367861,null,119.53422531835821,null,119.53422531835821,null,599.95941923999987,null,119.53422531835821,0.17449997127828532,null,"RMFN316"]
[440,"RSFE316",0.3130999997258187,977.43834845775564,0,1561.9820556640625,0,0,11257.277163138951,0,6036.4986573099795,0,0,null,12819.259225400569,6036.4986573099795,7598.4807195715939,null,4876.5074685990166,2325.9366168546394,0,0,14812.206793603886,0,null,7202.4442665596198,14812.20703125,null,-5616.8149522433941,-396.03644641442224,8775.7083739400205,null,0.63980340558225257,1.1931493197364871,0,1,0.56184559057790406,0.94787952205521708,0,0,2.4537745922154657,"PASS",1,null,"RSFE316",null,8775.7083739400205,0,0.56184559057790406,"FAIL",0,1,null,null,6.2398946466831049,1,444.67198039999994,"YES",1,null,13.941899999999999,11.722899999999999,12.695988728363995,0,0,0,null,-5652.6480082959297,null,-850.16496653451145,null,0,null,0,null,444.67198039999994,null,0,0,null,"RSFE316"]
[441,"RSFN316",0.3130999997258187,977.43834845775564,0,1561.9820556640625,0,0,11257.277163138951,0,6036.4986573099795,0,0,null,12819.259225400569,6036.4986573099795,7598.4807195715939,null,4876.5074685990166,2325.9366168546394,0,0,14812.206793603886,0,null,7202.4442665596198,14812.20703125,null,-5616.8149522433941,-396.03644641442224,8775.7083739400205,null,0.63980340558225257,1.1931493197364871,0,1,0.56184559057790406,0.94787952205521708,0,0,2.4537745922154657,"PASS",1,null,"RSFN316",null,8775.7083739400205,0,0.56184559057790406,"FAIL",0,1,null,null,6.2398946466831049,1,444.67198039999994,"YES",1,null,13.941899999999999,11.722899999999999,12.695988728363995,0,0,0,null,-5652.6480082959297,null,-850.16496653451145,null,0,null,0,null,444.67198039999994,null,0,0,null,"RSFN316"]
[442,"RMOT317",2.0000000949949026E-3,22.420177269211404,0,18.031949996948242,0,0,258.21592734155831,0,442.12416440396873,0,0,null,276.2478772374813,442.12416440396873,460.15611429989161,null,75.068144700749855,14.857468727994393,0,0,339.75779913362948,0,null,89.925615583668275,339.7578125,null,-186.32226175483828,-370.2304988172487,-102.36635190396873,null,0.34825743132691445,0.20339448241852545,0,0,0.32552509163165766,0.19542414578309703,0,0,0.76846695985963653,"FAIL",0,null,"RMOT317",null,-102.36635190396873,102.36635190396873,0.23751250914047756,"FAIL",0,1,null,null,12.549249250694654,1,26.087200960000001,"YES",1,null,13.941899999999999,11.722899999999999,12.695988728363995,0,0,0,null,-186.76965287714509,null,-19.251696246915809,null,10.551638782861682,null,10.551638782861682,null,26.087200960000001,null,10.551638782861682,0.33391261971081271,null,"RMOT317"]
[443,"RMON317",2.0000000949949026E-3,22.420177269211404,0,18.031949996948242,0,0,258.21592734155831,0,442.12416440396873,0,0,null,276.2478772374813,442.12416440396873,460.15611429989161,null,75.068144700749855,14.857468727994393,0,0,339.75779913362948,0,null,89.925615583668275,339.7578125,null,-186.32226175483828,-370.2304988172487,-102.36635190396873,null,0.34825743132691445,0.20339448241852545,0,0,0.32552509163165766,0.19542414578309703,0,0,0.76846695985963653,"FAIL",0,null,"RMON317",null,-102.36635190396873,102.36635190396873,0.23751250914047756,"FAIL",0,1,null,null,12.549249250694654,1,26.087200960000001,"YES",1,null,13.941899999999999,11.722899999999999,12.695988728363995,0,0,0,null,-186.76965287714509,null,-19.251696246915809,null,10.551638782861682,null,10.551638782861682,null,26.087200960000001,null,10.551638782861682,0.33391261971081271,null,"RMON317"]
[444,"RMFT317",2.0000000949949026E-3,22.420177269211404,0,18.031949996948242,0,0,258.21592734155831,0,442.12416440396873,0,0,null,276.2478772374813,442.12416440396873,460.15611429989161,null,75.068144700749855,14.857468727994393,0,0,339.75779913362948,0,null,89.925615583668275,339.7578125,null,-186.32226175483828,-370.2304988172487,-102.36635190396873,null,0.34825743132691445,0.20339448241852545,0,0,0.32552509163165766,0.19542414578309703,0,0,0.76846695985963653,"FAIL",0,null,"RMFT317",null,-102.36635190396873,102.36635190396873,0.23751250914047756,"FAIL",0,1,null,null,12.549249250694654,1,26.087200960000001,"YES",1,null,13.941899999999999,11.722899999999999,12.695988728363995,0,0,0,null,-186.76965287714509,null,-19.251696246915809,null,10.551638782861682,null,10.551638782861682,null,26.087200960000001,null,10.551638782861682,0.33391261971081271,null,"RMFT317"]
[445,"RMFN317",2.0000000949949026E-3,22.420177269211404,0,18.031949996948242,0,0,258.21592734155831,0,442.12416440396873,0,0,null,276.2478772374813,442.12416440396873,460.15611429989161,null,75.068144700749855,14.857468727994393,0,0,339.75779913362948,0,null,89.925615583668275,339.7578125,null,-186.32226175483828,-370.2304988172487,-102.36635190396873,null,0.34825743132691445,0.20339448241852545,0,0,0.32552509163165766,0.19542414578309703,0,0,0.76846695985963653,"FAIL",0,null,"RMFN317",null,-102.36635190396873,102.36635190396873,0.23751250914047756,"FAIL",0,1,null,null,12.549249250694654,1,26.087200960000001,"YES",1,null,13.941899999999999,11.722899999999999,12.695988728363995,0,0,0,null,-186.76965287714509,null,-19.251696246915809,null,10.551638782861682,null,10.551638782861682,null,26.087200960000001,null,10.551638782861682,0.33391261971081271,null,"RMFN317"]
[446,"RSFT317",2.0000000949949026E-3,22.420177269211404,0,18.031949996948242,0,0,258.21592734155831,0,442.12416440396873,0,0,null,276.2478772374813,442.12416440396873,460.15611429989161,null,75.068144700749855,14.857468727994393,0,0,339.75779913362948,0,null,89.925615583668275,339.7578125,null,-186.32226175483828,-370.2304988172487,-102.36635190396873,null,0.34825743132691445,0.20339448241852545,0,0,0.32552509163165766,0.19542414578309703,0,0,0.76846695985963653,"FAIL",0,null,"RSFT317",null,-102.36635190396873,102.36635190396873,0.23751250914047756,"FAIL",0,1,null,null,12.549249250694654,1,26.087200960000001,"YES",1,null,13.941899999999999,11.722899999999999,12.695988728363995,0,0,0,null,-186.76965287714509,null,-19.251696246915809,null,10.551638782861682,null,10.551638782861682,null,26.087200960000001,null,10.551638782861682,0.33391261971081271,null,"RSFT317"]
[447,"RSFN317",2.0000000949949026E-3,22.420177269211404,0,18.031949996948242,0,0,258.21592734155831,0,442.12416440396873,0,0,null,276.2478772374813,442.12416440396873,460.15611429989161,null,75.068144700749855,14.857468727994393,0,0,339.75779913362948,0,null,89.925615583668275,339.7578125,null,-186.32226175483828,-370.2304988172487,-102.36635190396873,null,0.34825743132691445,0.20339448241852545,0,0,0.32552509163165766,0.19542414578309703,0,0,0.76846695985963653,"FAIL",0,null,"RSFN317",null,-102.36635190396873,102.36635190396873,0.23751250914047756,"FAIL",0,1,null,null,12.549249250694654,1,26.087200960000001,"YES",1,null,13.941899999999999,11.722899999999999,12.695988728363995,0,0,0,null,-186.76965287714509,null,-19.251696246915809,null,10.551638782861682,null,10.551638782861682,null,26.087200960000001,null,10.551638782861682,0.33391261971081271,null,"RSFN317"]
[448,"RMOT318",0.37779999971389766,1284.7032770527126,0,1871.07421875,0,0,14796.084975583839,0,89422.890780864269,0,0,null,16667.159209900539,89422.890780864269,91293.965015180947,null,5859.3724422391888,2806.5757072875681,0,0,19468.5328626103,0,null,8665.9481340136081,48870.4375,null,-8001.2110603202309,-82628.016865600657,-40552.453280864269,null,0.58569196840339577,9.6909729246507953E-2,0,0,0.51994152290569595,9.4923559668486548E-2,0,0,0.54650925588795496,"FAIL",0,null,"RMOT318",null,-40552.453280864269,40552.453280864269,0.15145066104335939,"FAIL",0,1,null,null,77.165981534128264,1,10818.309942160005,"YES",1,null,13.941899999999999,11.722899999999999,12.695988728363995,0,0,0,null,-8044.3252301411931,null,-1305.5586239946497,null,6581.4849089639811,null,6581.4849089639811,null,10818.309942160005,null,6581.4849089639811,0.59110532494152956,null,"RMOT318"]
[449,"RMON318",0.37779999971389766,1284.7032770527126,0,1871.07421875,0,0,14796.084975583839,0,89422.890780864269,0,0,null,16667.159209900539,89422.890780864269,91293.965015180947,null,5859.3724422391888,2806.5757072875681,0,0,19468.5328626103,0,null,8665.9481340136081,48870.4375,null,-8001.2110603202309,-82628.016865600657,-40552.453280864269,null,0.58569196840339577,9.6909729246507953E-2,0,0,0.51994152290569595,9.4923559668486548E-2,0,0,0.54650925588795496,"FAIL",0,null,"RMON318",null,-40552.453280864269,40552.453280864269,0.15145066104335939,"FAIL",0,1,null,null,77.165981534128264,1,10818.309942160005,"YES",1,null,13.941899999999999,11.722899999999999,12.695988728363995,0,0,0,null,-8044.3252301411931,null,-1305.5586239946497,null,6581.4849089639811,null,6581.4849089639811,null,10818.309942160005,null,6581.4849089639811,0.59110532494152956,null,"RMON318"]
[450,"RMFT318",0.31450000107288362,1070.5843016596734,0,1559.22607421875,0,0,12330.050513471728,0,87168.483417310257,0,0,null,13889.276529814601,87168.483417310257,88727.70943365313,null,4880.9802796134436,2336.3368544772388,0,0,16223.750675620699,0,null,7217.316912611197,44884.41796875,null,-6671.9596750792807,-81510.392578917817,-42284.065448560257,null,0.58534366138448557,8.2797321115006969E-2,0,0,0.51963231252861808,8.1342310693822736E-2,0,0,0.51491566916302089,"FAIL",0,null,"RMFT318",null,-42284.065448560257,42284.065448560257,0.12848295385297881,"FAIL",0,1,null,null,90.264842537831669,1,10590.258712880002,"YES",1,null,13.941899999999999,11.722899999999999,12.695988728363995,0,0,0,null,-6707.8667243957543,null,-1088.6572832520731,null,6862.5179520437041,null,6862.5179520437041,null,10590.258712880002,null,6862.5179520437041,0.63228617054809066,null,"RMFT318"]
[451,"RMFN318",0.31450000107288362,1070.5843016596734,0,1559.22607421875,0,0,12330.050513471728,0,87168.483417310257,0,0,null,13889.276529814601,87168.483417310257,88727.70943365313,null,4880.9802796134436,2336.3368544772388,0,0,16223.750675620699,0,null,7217.316912611197,44884.41796875,null,-6671.9596750792807,-81510.392578917817,-42284.065448560257,null,0.58534366138448557,8.2797321115006969E-2,0,0,0.51963231252861808,8.1342310693822736E-2,0,0,0.51491566916302089,"FAIL",0,null,"RMFN318",null,-42284.065448560257,42284.065448560257,0.12848295385297881,"FAIL",0,1,null,null,90.264842537831669,1,10590.258712880002,"YES",1,null,13.941899999999999,11.722899999999999,12.695988728363995,0,0,0,null,-6707.8667243957543,null,-1088.6572832520731,null,6862.5179520437041,null,6862.5179520437041,null,10590.258712880002,null,6862.5179520437041,0.63228617054809066,null,"RMFN318"]
[452,"RSFT318",0.37779999971389766,1284.7032770527126,0,1871.07421875,0,0,14796.084975583839,0,89422.890780864269,0,0,null,16667.159209900539,89422.890780864269,91293.965015180947,null,5859.3724422391888,2806.5757072875681,0,0,19468.5328626103,0,null,8665.9481340136081,48870.4375,null,-8001.2110603202309,-82628.016865600657,-40552.453280864269,null,0.58569196840339577,9.6909729246507953E-2,0,0,0.51994152290569595,9.4923559668486548E-2,0,0,0.54650925588795496,"FAIL",0,null,"RSFT318",null,-40552.453280864269,40552.453280864269,0.15145066104335939,"FAIL",0,1,null,null,77.165981534128264,1,10818.309942160005,"YES",1,null,13.941899999999999,11.722899999999999,12.695988728363995,0,0,0,null,-8044.3252301411931,null,-1305.5586239946497,null,6581.4849089639811,null,6581.4849089639811,null,10818.309942160005,null,6581.4849089639811,0.59110532494152956,null,"RSFT318"]
[453,"RSFN318",0.37779999971389766,1284.7032770527126,0,1871.07421875,0,0,14796.084975583839,0,89422.890780864269,0,0,null,16667.159209900539,89422.890780864269,91293.965015180947,null,5859.3724422391888,2806.5757072875681,0,0,19468.5328626103,0,null,8665.9481340136081,48870.4375,null,-8001.2110603202309,-82628.016865600657,-40552.453280864269,null,0.58569196840339577,9.6909729246507953E-2,0,0,0.51994152290569595,9.4923559668486548E-2,0,0,0.54650925588795496,"FAIL",0,null,"RSFN318",null,-40552.453280864269,40552.453280864269,0.15145066104335939,"FAIL",0,1,null,null,77.165981534128264,1,10818.309942160005,"YES",1,null,13.941899999999999,11.722899999999999,12.695988728363995,0,0,0,null,-8044.3252301411931,null,-1305.5586239946497,null,6581.4849089639811,null,6581.4849089639811,null,10818.309942160005,null,6581.4849089639811,0.59110532494152956,null,"RSFN318"]
[454,"RMOT319",6.1199997365474691E-2,181.43852601562173,0,402.48666381835938,0,0,2089.6497243555077,0,503.37698750096172,0,0,null,2492.1363885051801,503.37698750096172,905.86365165063364,null,931.85091730002569,454.63850191126943,0,0,2749.5391109940897,0,null,1386.4893977400459,2749.5390625,null,-1105.6469904338212,480.62574642072479,2246.1620749990384,null,0.66350325682820777,2.7543758101126881,0,1,0.5563457137897686,1.5305718423746555,0,1,5.4621866528905372,"PASS",1,null,"RMOT319",null,2246.1620749990384,0,0.5563457137897686,"FAIL",0,1,null,null,2.019342794390909,1,-3.4631218399999995,"NO",0,null,13.941899999999999,11.722899999999999,12.695988728363995,0,0,0,null,-1112.5449476365079,null,-128.71227355487503,null,0,null,0,null,-3.4631218399999995,null,-3.4631218399999995,-8.4158489428918584E-2,null,"RMOT319"]
[455,"RMON319",6.1199997365474691E-2,181.43852601562173,0,402.48666381835938,0,0,2089.6497243555077,0,503.37698750096172,0,0,null,2492.1363885051801,503.37698750096172,905.86365165063364,null,931.85091730002569,454.63850191126943,0,0,2749.5391109940897,0,null,1386.4893977400459,2749.5390625,null,-1105.6469904338212,480.62574642072479,2246.1620749990384,null,0.66350325682820777,2.7543758101126881,0,1,0.5563457137897686,1.5305718423746555,0,1,5.4621866528905372,"PASS",1,null,"RMON319",null,2246.1620749990384,0,0.5563457137897686,"FAIL",0,1,null,null,2.019342794390909,1,-3.4631218399999995,"NO",0,null,13.941899999999999,11.722899999999999,12.695988728363995,0,0,0,null,-1112.5449476365079,null,-128.71227355487503,null,0,null,0,null,-3.4631218399999995,null,-3.4631218399999995,-8.4158489428918584E-2,null,"RMON319"]
[456,"RMFT319",6.1199997365474691E-2,181.43852601562173,0,402.48666381835938,0,0,2089.6497243555077,0,503.37698750096172,0,0,null,2492.1363885051801,503.37698750096172,905.86365165063364,null,931.85091730002569,454.63850191126943,0,0,2749.5391109940897,0,null,1386.4893977400459,2749.5390625,null,-1105.6469904338212,480.62574642072479,2246.1620749990384,null,0.66350325682820777,2.7543758101126881,0,1,0.5563457137897686,1.5305718423746555,0,1,5.4621866528905372,"PASS",1,null,"RMFT319",null,2246.1620749990384,0,0.5563457137897686,"FAIL",0,1,null,null,2.019342794390909,1,-3.4631218399999995,"NO",0,null,13.941899999999999,11.722899999999999,12.695988728363995,0,0,0,null,-1112.5449476365079,null,-128.71227355487503,null,0,null,0,null,-3.4631218399999995,null,-3.4631218399999995,-8.4158489428918584E-2,null,"RMFT319"]
[457,"RMFN319",6.1199997365474691E-2,181.43852601562173,0,402.48666381835938,0,0,2089.6497243555077,0,503.37698750096172,0,0,null,2492.1363885051801,503.37698750096172,905.86365165063364,null,931.85091730002569,454.63850191126943,0,0,2749.5391109940897,0,null,1386.4893977400459,2749.5390625,null,-1105.6469904338212,480.62574642072479,2246.1620749990384,null,0.66350325682820777,2.7543758101126881,0,1,0.5563457137897686,1.5305718423746555,0,1,5.4621866528905372,"PASS",1,null,"RMFN319",null,2246.1620749990384,0,0.5563457137897686,"FAIL",0,1,null,null,2.019342794390909,1,-3.4631218399999995,"NO",0,null,13.941899999999999,11.722899999999999,12.695988728363995,0,0,0,null,-1112.5449476365079,null,-128.71227355487503,null,0,null,0,null,-3.4631218399999995,null,-3.4631218399999995,-8.4158489428918584E-2,null,"RMFN319"]
[458,"RSFT319",6.1199997365474691E-2,181.43852601562173,0,402.48666381835938,0,0,2089.6497243555077,0,503.37698750096172,0,0,null,2492.1363885051801,503.37698750096172,905.86365165063364,null,931.85091730002569,454.63850191126943,0,0,2749.5391109940897,0,null,1386.4893977400459,2749.5390625,null,-1105.6469904338212,480.62574642072479,2246.1620749990384,null,0.66350325682820777,2.7543758101126881,0,1,0.5563457137897686,1.5305718423746555,0,1,5.4621866528905372,"PASS",1,null,"RSFT319",null,2246.1620749990384,0,0.5563457137897686,"FAIL",0,1,null,null,2.019342794390909,1,-3.4631218399999995,"NO",0,null,13.941899999999999,11.722899999999999,12.695988728363995,0,0,0,null,-1112.5449476365079,null,-128.71227355487503,null,0,null,0,null,-3.4631218399999995,null,-3.4631218399999995,-8.4158489428918584E-2,null,"RSFT319"]
[459,"RSFN319",6.1199997365474691E-2,181.43852601562173,0,402.48666381835938,0,0,2089.6497243555077,0,503.37698750096172,0,0,null,2492.1363885051801,503.37698750096172,905.86365165063364,null,931.85091730002569,454.63850191126943,0,0,2749.5391109940897,0,null,1386.4893977400459,2749.5390625,null,-1105.6469904338212,480.62574642072479,2246.1620749990384,null,0.66350325682820777,2.7543758101126881,0,1,0.5563457137897686,1.5305718423746555,0,1,5.4621866528905372,"PASS",1,null,"RSFN319",null,2246.1620749990384,0,0.5563457137897686,"FAIL",0,1,null,null,2.019342794390909,1,-3.4631218399999995,"NO",0,null,13.941899999999999,11.722899999999999,12.695988728363995,0,0,0,null,-1112.5449476365079,null,-128.71227355487503,null,0,null,0,null,-3.4631218399999995,null,-3.4631218399999995,-8.4158489428918584E-2,null,"RSFN319"]
[460,"RMOE320",6.9000000134110447E-3,22.71243356175691,0,159.37582397460938,0,0,261.58187885455879,0,61.525818048901087,0,0,null,420.957700665863,61.525818048901087,220.90163986020514,null,102.72991521366248,51.258264776570797,0,0,344.18668270336718,0,null,153.98817481776948,344.18667602539063,null,-266.96952801139867,-66.913467205741,282.66085797648952,null,0.58868059015428931,2.5028220623637831,0,1,0.36580438790607073,0.69708931725089018,0,0,5.5941828477896713,"PASS",1,null,"RMOE320",null,282.66085797648952,0,0.36580438790607073,"FAIL",0,1,null,null,0.62330867738508799,0,-3.9946604799999994,"NO",0,null,13.941899999999999,11.722899999999999,12.695988728363995,0,0,0,null,-267.73563833387516,null,-23.688839457191229,null,0,null,0,null,-3.9946604799999994,null,-3.9946604799999994,-2.5123650817610059,null,"RMOE320"]
[461,"RMON320",6.9000000134110447E-3,22.71243356175691,0,159.37582397460938,0,0,261.58187885455879,0,61.525818048901087,0,0,null,420.957700665863,61.525818048901087,220.90163986020514,null,102.72991521366248,51.258264776570797,0,0,344.18668270336718,0,null,153.98817481776948,344.18667602539063,null,-266.96952801139867,-66.913467205741,282.66085797648952,null,0.58868059015428931,2.5028220623637831,0,1,0.36580438790607073,0.69708931725089018,0,0,5.5941828477896713,"PASS",1,null,"RMON320",null,282.66085797648952,0,0.36580438790607073,"FAIL",0,1,null,null,0.62330867738508799,0,-3.9946604799999994,"NO",0,null,13.941899999999999,11.722899999999999,12.695988728363995,0,0,0,null,-267.73563833387516,null,-23.688839457191229,null,0,null,0,null,-3.9946604799999994,null,-3.9946604799999994,-2.5123650817610059,null,"RMON320"]
[462,"RMFE320",6.9000000134110447E-3,22.71243356175691,0,159.37582397460938,0,0,261.58187885455879,0,61.525818048901087,0,0,null,420.957700665863,61.525818048901087,220.90163986020514,null,102.72991521366248,51.258264776570797,0,0,344.18668270336718,0,null,153.98817481776948,344.18667602539063,null,-266.96952801139867,-66.913467205741,282.66085797648952,null,0.58868059015428931,2.5028220623637831,0,1,0.36580438790607073,0.69708931725089018,0,0,5.5941828477896713,"PASS",1,null,"RMFE320",null,282.66085797648952,0,0.36580438790607073,"FAIL",0,1,null,null,0.62330867738508799,0,-3.9946604799999994,"NO",0,null,13.941899999999999,11.722899999999999,12.695988728363995,0,0,0,null,-267.73563833387516,null,-23.688839457191229,null,0,null,0,null,-3.9946604799999994,null,-3.9946604799999994,-2.5123650817610059,null,"RMFE320"]
[463,"RMFN320",6.9000000134110447E-3,22.71243356175691,0,159.37582397460938,0,0,261.58187885455879,0,61.525818048901087,0,0,null,420.957700665863,61.525818048901087,220.90163986020514,null,102.72991521366248,51.258264776570797,0,0,344.18668270336718,0,null,153.98817481776948,344.18667602539063,null,-266.96952801139867,-66.913467205741,282.66085797648952,null,0.58868059015428931,2.5028220623637831,0,1,0.36580438790607073,0.69708931725089018,0,0,5.5941828477896713,"PASS",1,null,"RMFN320",null,282.66085797648952,0,0.36580438790607073,"FAIL",0,1,null,null,0.62330867738508799,0,-3.9946604799999994,"NO",0,null,13.941899999999999,11.722899999999999,12.695988728363995,0,0,0,null,-267.73563833387516,null,-23.688839457191229,null,0,null,0,null,-3.9946604799999994,null,-3.9946604799999994,-2.5123650817610059,null,"RMFN320"]
[464,"RSFE320",6.9000000134110447E-3,22.71243356175691,0,159.37582397460938,0,0,261.58187885455879,0,61.525818048901087,0,0,null,420.957700665863,61.525818048901087,220.90163986020514,null,102.72991521366248,51.258264776570797,0,0,344.18668270336718,0,null,153.98817481776948,344.18667602539063,null,-266.96952801139867,-66.913467205741,282.66085797648952,null,0.58868059015428931,2.5028220623637831,0,1,0.36580438790607073,0.69708931725089018,0,0,5.5941828477896713,"PASS",1,null,"RSFE320",null,282.66085797648952,0,0.36580438790607073,"FAIL",0,1,null,null,0.62330867738508799,0,-3.9946604799999994,"NO",0,null,13.941899999999999,11.722899999999999,12.695988728363995,0,0,0,null,-267.73563833387516,null,-23.688839457191229,null,0,null,0,null,-3.9946604799999994,null,-3.9946604799999994,-2.5123650817610059,null,"RSFE320"]
[465,"RSFN320",6.9000000134110447E-3,22.71243356175691,0,159.37582397460938,0,0,261.58187885455879,0,61.525818048901087,0,0,null,420.957700665863,61.525818048901087,220.90163986020514,null,102.72991521366248,51.258264776570797,0,0,344.18668270336718,0,null,153.98817481776948,344.18667602539063,null,-266.96952801139867,-66.913467205741,282.66085797648952,null,0.58868059015428931,2.5028220623637831,0,1,0.36580438790607073,0.69708931725089018,0,0,5.5941828477896713,"PASS",1,null,"RSFN320",null,282.66085797648952,0,0.36580438790607073,"FAIL",0,1,null,null,0.62330867738508799,0,-3.9946604799999994,"NO",0,null,13.941899999999999,11.722899999999999,12.695988728363995,0,0,0,null,-267.73563833387516,null,-23.688839457191229,null,0,null,0,null,-3.9946604799999994,null,-3.9946604799999994,-2.5123650817610059,null,"RSFN320"]
[466,"RMOE321",0.20655000321567055,613.49666258170203,0,4304.97802734375,0,0,7065.7161960547392,0,8957.6173956721923,0,0,null,11370.694284823883,8957.6173956721923,13262.595484441332,null,3148.7520648765403,1534.4050338916538,0,0,9296.9949948088652,0,null,4683.1570759874385,9296.9951171875,null,-6687.5371474110498,-8579.4383470285029,339.37772151530771,null,0.66280005395664743,0.52281280491507398,0,0,0.41186201862244171,0.35311015126498357,0,0,1.0378870526083506,"PASS",1,null,"RMOE321",null,339.37772151530771,0,0.41186201862244171,"FAIL",0,1,null,null,3.3596169121558419,1,80.640005023000043,"YES",1,null,13.941899999999999,11.722899999999999,12.695988728363995,0,0,0,null,-6710.8364363463097,null,-593.76453561940002,null,0,null,0,null,80.640005023000043,null,0,0,null,"RMOE321"]
[467,"RMFE321",0.12484999815933406,368.84741721193649,0,2588.24560546875,0,0,4248.0608756698221,0,8957.6173956721923,0,0,null,6836.3065970662965,8957.6173956721923,11545.863117068668,null,1896.7529716838224,927.4774276184171,0,0,5589.553783776083,0,null,2824.2303805254055,5589.5537109375,null,-4012.0761006131665,-8721.6326206155372,-3368.0636847346923,null,0.6648281329254937,0.31528812359075659,0,0,0.41312225955894183,0.24460972560009761,0,0,0.62400005091064192,"FAIL",0,null,"RMFE321",null,-3368.0636847346923,3368.0636847346923,0.27676675136409212,"FAIL",0,1,null,null,5.5879846971012563,1,140.79572972,"YES",1,null,13.941899999999999,11.722899999999999,12.695988728363995,0,0,0,null,-4026.1269980287157,null,-356.22555399827138,null,298.00111933466582,null,298.00111933466582,null,140.79572972,null,140.79572972,0.60821517017723714,null,"RMFE321"]
[468,"RSFE321",0.30669999085366723,908.6538856600057,0,6376.130859375,0,0,10465.07808126985,0,8957.6173956721923,0,0,null,16841.209183656119,8957.6173956721923,15333.748498058452,null,4667.8933514468199,2278.3926532744199,0,0,13769.83958061822,0,null,6946.2860548352091,13769.83984375,null,-9894.9228858096412,-8387.4622002119831,4812.2224480778077,null,0.66375864574460341,0.77546134736579131,0,0,0.41245768515293035,0.4530063973463761,0,0,1.5372212537680832,"PASS",1,null,"RSFE321",null,4812.2224480778077,0,0.41245768515293035,"FAIL",0,1,null,null,2.2683154699390906,1,8.0650835710000166,"YES",1,null,13.941899999999999,11.722899999999999,12.695988728363995,0,0,0,null,-9929.4815228983734,null,-878.54532610171896,null,0,null,0,null,8.0650835710000166,null,0,0,null,"RSFE321"]
[469,"RMOE322",0.13104999929782934,387.45782075835274,0,1473.5887451171875,0,0,4462.3991724743591,0,6948.0303300223595,0,0,null,5935.9878867068537,6948.0303300223595,8421.6190442548595,null,1991.9106576869563,973.53558694513333,0,0,5871.5778585188909,0,null,2965.4462764709779,5871.57763671875,null,-2970.5416411205688,-5456.1727986685701,-1076.4526933036095,null,0.66454079114277564,0.42680387615139193,0,0,0.49957080736009496,0.35212305971246272,0,0,0.84507081256507044,"FAIL",0,null,"RMOE322",null,-1076.4526933036095,1076.4526933036095,0.42288362084145065,"FAIL",0,1,null,null,7.6129609025736009,1,236.01969592000006,"YES",1,null,13.941899999999999,11.722899999999999,12.695988728363995,0,0,0,null,-2985.295105182613,null,-264.13434131925993,null,95.242886578779164,null,95.242886578779164,null,236.01969592000006,null,95.242886578779164,0.28749097944030655,null,"RMOE322"]
[470,"RMON322",0.13104999929782934,387.45782075835274,0,1473.5887451171875,0,0,4462.3991724743591,0,6948.0303300223595,0,0,null,5935.9878867068537,6948.0303300223595,8421.6190442548595,null,1991.9106576869563,973.53558694513333,0,0,5871.5778585188909,0,null,2965.4462764709779,5871.57763671875,null,-2970.5416411205688,-5456.1727986685701,-1076.4526933036095,null,0.66454079114277564,0.42680387615139193,0,0,0.49957080736009496,0.35212305971246272,0,0,0.84507081256507044,"FAIL",0,null,"RMON322",null,-1076.4526933036095,1076.4526933036095,0.42288362084145065,"FAIL",0,1,null,null,7.6129609025736009,1,236.01969592000006,"YES",1,null,13.941899999999999,11.722899999999999,12.695988728363995,0,0,0,null,-2985.295105182613,null,-264.13434131925993,null,95.242886578779164,null,95.242886578779164,null,236.01969592000006,null,95.242886578779164,0.28749097944030655,null,"RMON322"]
[471,"RMFE322",0.13104999929782934,387.45782075835274,0,1473.5887451171875,0,0,4462.3991724743591,0,6948.0303300223595,0,0,null,5935.9878867068537,6948.0303300223595,8421.6190442548595,null,1991.9106576869563,973.53558694513333,0,0,5871.5778585188909,0,null,2965.4462764709779,5871.57763671875,null,-2970.5416411205688,-5456.1727986685701,-1076.4526933036095,null,0.66454079114277564,0.42680387615139193,0,0,0.49957080736009496,0.35212305971246272,0,0,0.84507081256507044,"FAIL",0,null,"RMFE322",null,-1076.4526933036095,1076.4526933036095,0.42288362084145065,"FAIL",0,1,null,null,7.6129609025736009,1,236.01969592000006,"YES",1,null,13.941899999999999,11.722899999999999,12.695988728363995,0,0,0,null,-2985.295105182613,null,-264.13434131925993,null,95.242886578779164,null,95.242886578779164,null,236.01969592000006,null,95.242886578779164,0.28749097944030655,null,"RMFE322"]
[472,"RMFN322",0.13104999929782934,387.45782075835274,0,1473.5887451171875,0,0,4462.3991724743591,0,6948.0303300223595,0,0,null,5935.9878867068537,6948.0303300223595,8421.6190442548595,null,1991.9106576869563,973.53558694513333,0,0,5871.5778585188909,0,null,2965.4462764709779,5871.57763671875,null,-2970.5416411205688,-5456.1727986685701,-1076.4526933036095,null,0.66454079114277564,0.42680387615139193,0,0,0.49957080736009496,0.35212305971246272,0,0,0.84507081256507044,"FAIL",0,null,"RMFN322",null,-1076.4526933036095,1076.4526933036095,0.42288362084145065,"FAIL",0,1,null,null,7.6129609025736009,1,236.01969592000006,"YES",1,null,13.941899999999999,11.722899999999999,12.695988728363995,0,0,0,null,-2985.295105182613,null,-264.13434131925993,null,95.242886578779164,null,95.242886578779164,null,236.01969592000006,null,95.242886578779164,0.28749097944030655,null,"RMFN322"]
[473,"RSFE322",0.13104999929782934,387.45782075835274,0,1473.5887451171875,0,0,4462.3991724743591,0,6948.0303300223595,0,0,null,5935.9878867068537,6948.0303300223595,8421.6190442548595,null,1991.9106576869563,973.53558694513333,0,0,5871.5778585188909,0,null,2965.4462764709779,5871.57763671875,null,-2970.5416411205688,-5456.1727986685701,-1076.4526933036095,null,0.66454079114277564,0.42680387615139193,0,0,0.49957080736009496,0.35212305971246272,0,0,0.84507081256507044,"FAIL",0,null,"RSFE322",null,-1076.4526933036095,1076.4526933036095,0.42288362084145065,"FAIL",0,1,null,null,7.6129609025736009,1,236.01969592000006,"YES",1,null,13.941899999999999,11.722899999999999,12.695988728363995,0,0,0,null,-2985.295105182613,null,-264.13434131925993,null,95.242886578779164,null,95.242886578779164,null,236.01969592000006,null,95.242886578779164,0.28749097944030655,null,"RSFE322"]
[474,"RSFN322",0.13104999929782934,387.45782075835274,0,1473.5887451171875,0,0,4462.3991724743591,0,6948.0303300223595,0,0,null,5935.9878867068537,6948.0303300223595,8421.6190442548595,null,1991.9106576869563,973.53558694513333,0,0,5871.5778585188909,0,null,2965.4462764709779,5871.57763671875,null,-2970.5416411205688,-5456.1727986685701,-1076.4526933036095,null,0.66454079114277564,0.42680387615139193,0,0,0.49957080736009496,0.35212305971246272,0,0,0.84507081256507044,"FAIL",0,null,"RSFN322",null,-1076.4526933036095,1076.4526933036095,0.42288362084145065,"FAIL",0,1,null,null,7.6129609025736009,1,236.01969592000006,"YES",1,null,13.941899999999999,11.722899999999999,12.695988728363995,0,0,0,null,-2985.295105182613,null,-264.13434131925993,null,95.242886578779164,null,95.242886578779164,null,236.01969592000006,null,95.242886578779164,0.28749097944030655,null,"RSFN322"]
[475,"RMOE323",0.35050000041956081,1032.8207775322276,0,2620.478515625,0,0,11895.123381310084,0,27877.607181659627,0,0,null,14515.601992048805,27877.607181659627,30498.085792398346,null,5316.1029770244122,2603.7712740253237,0,0,15651.478133302748,0,null,7919.8747362617614,15651.478515625,null,-6595.7271606733229,-22578.210961022865,-12226.128666034627,null,0.66580854038938908,0.28409449507819168,0,0,0.54561118391749319,0.2596843229726678,0,0,0.56143550677197063,"FAIL",0,null,"RMOE323",null,-12226.128666034627,12226.128666034627,0.29616163836564535,"FAIL",0,1,null,null,17.176832560763529,1,1738.54423752,"YES",1,null,13.941899999999999,11.722899999999999,12.695988728363995,0,0,0,null,-6635.1295225452714,null,-683.93069301793548,null,1260.2353312132284,null,1260.2353312132284,null,1738.54423752,null,1260.2353312132284,0.63248950123625014,null,"RMOE323"]
[476,"RMON323",0.35050000041956081,1032.8207775322276,0,2620.478515625,0,0,11895.123381310084,0,27877.607181659627,0,0,null,14515.601992048805,27877.607181659627,30498.085792398346,null,5316.1029770244122,2603.7712740253237,0,0,15651.478133302748,0,null,7919.8747362617614,15651.478515625,null,-6595.7271606733229,-22578.210961022865,-12226.128666034627,null,0.66580854038938908,0.28409449507819168,0,0,0.54561118391749319,0.2596843229726678,0,0,0.56143550677197063,"FAIL",0,null,"RMON323",null,-12226.128666034627,12226.128666034627,0.29616163836564535,"FAIL",0,1,null,null,17.176832560763529,1,1738.54423752,"YES",1,null,13.941899999999999,11.722899999999999,12.695988728363995,0,0,0,null,-6635.1295225452714,null,-683.93069301793548,null,1260.2353312132284,null,1260.2353312132284,null,1738.54423752,null,1260.2353312132284,0.63248950123625014,null,"RMON323"]
[477,"RMFE323",0.21605000689742154,637.11718082604045,0,1616.4971923828125,0,0,7337.7565974090057,0,27877.607181659627,0,0,null,8954.2538185611647,27877.607181659627,29494.10440281179,null,3278.4558426685603,1604.9780343483403,0,0,9654.9428913276388,0,null,4883.4336985010941,9654.943359375,null,-4070.820091290725,-24610.670675541347,-18222.663822284627,null,0.66552135297393977,0.17517406234613464,0,0,0.54537584182261944,0.16557321546603634,0,0,0.34633328809249031,"FAIL",0,null,"RMFE323",null,-18222.663822284627,18222.663822284627,0.17969049206415785,"FAIL",0,1,null,null,27.845097619923202,1,1835.8420607999999,"YES",1,null,13.941899999999999,11.722899999999999,12.695988728363995,0,0,0,null,-4095.1157813330183,null,-422.11314259942026,null,1878.3414934494144,null,1878.3414934494144,null,1835.8420607999999,null,1835.8420607999999,0.92137619111668756,null,"RMFE323"]
[478,"RMFN323",0.21605000689742154,637.11718082604045,0,1616.4971923828125,0,0,7337.7565974090057,0,27877.607181659627,0,0,null,8954.2538185611647,27877.607181659627,29494.10440281179,null,3278.4558426685603,1604.9780343483403,0,0,9654.9428913276388,0,null,4883.4336985010941,9654.943359375,null,-4070.820091290725,-24610.670675541347,-18222.663822284627,null,0.66552135297393977,0.17517406234613464,0,0,0.54537584182261944,0.16557321546603634,0,0,0.34633328809249031,"FAIL",0,null,"RMFN323",null,-18222.663822284627,18222.663822284627,0.17969049206415785,"FAIL",0,1,null,null,27.845097619923202,1,1835.8420607999999,"YES",1,null,13.941899999999999,11.722899999999999,12.695988728363995,0,0,0,null,-4095.1157813330183,null,-422.11314259942026,null,1878.3414934494144,null,1878.3414934494144,null,1835.8420607999999,null,1835.8420607999999,0.92137619111668756,null,"RMFN323"]
[479,"RSFE323",0.52489998622331757,1547.8273263435656,0,3927.156005859375,0,0,17826.516875281897,0,27877.607181659627,0,0,null,21753.672926720621,27877.607181659627,31804.763233098347,null,7964.8832964959411,3899.342380109988,0,0,23455.943256949879,0,null,11864.22542561885,23455.943359375,null,-9889.4474555224224,-19940.537761900152,-4421.6638222846268,null,0.66553805819855294,0.42558263154752374,0,0,0.54538952987126155,0.37303297483047049,0,0,0.84139012385562306,"FAIL",0,null,"RSFE323",null,-4421.6638222846268,4421.6638222846268,0.4532597062663965,"FAIL",0,1,null,null,11.461607900089769,1,1611.9115478399999,"YES",1,null,13.941899999999999,11.722899999999999,12.695988728363995,0,0,0,null,-9948.4734526648026,null,-1025.4609679935072,null,455.77280624167724,null,455.77280624167724,null,1611.9115478399999,null,455.77280624167724,0.22874419384776776,null,"RSFE323"]
[480,"RSFN323",0.52489998622331757,1547.8273263435656,0,3927.156005859375,0,0,17826.516875281897,0,27877.607181659627,0,0,null,21753.672926720621,27877.607181659627,31804.763233098347,null,7964.8832964959411,3899.342380109988,0,0,23455.943256949879,0,null,11864.22542561885,23455.943359375,null,-9889.4474555224224,-19940.537761900152,-4421.6638222846268,null,0.66553805819855294,0.42558263154752374,0,0,0.54538952987126155,0.37303297483047049,0,0,0.84139012385562306,"FAIL",0,null,"RSFN323",null,-4421.6638222846268,4421.6638222846268,0.4532597062663965,"FAIL",0,1,null,null,11.461607900089769,1,1611.9115478399999,"YES",1,null,13.941899999999999,11.722899999999999,12.695988728363995,0,0,0,null,-9948.4734526648026,null,-1025.4609679935072,null,455.77280624167724,null,455.77280624167724,null,1611.9115478399999,null,455.77280624167724,0.22874419384776776,null,"RSFN323"]
[481,"RMOE324",0.57244998812675474,1826.3364065564763,0,3362.945556640625,0,0,21034.140060268022,0,31477.647206812322,0,0,null,24397.085559291674,31477.647206812322,34840.592705835996,null,8981.2271086947239,4252.5786964803583,0,0,27676.500079300018,0,null,13233.805575671078,27676.5,null,-11163.280041237569,-21606.787187781872,-3801.1472068123221,null,0.62915838431012372,0.42041914660022772,0,0,0.54243387031848,0.3798387032482714,0,0,0.8792429694049787,"FAIL",0,null,"RMOE324",null,-3801.1472068123221,3801.1472068123221,0.46931329556717866,"FAIL",0,1,null,null,15.112998222610253,1,2650.9301617000006,"YES",1,null,13.941899999999999,11.722899999999999,12.695988728363995,0,0,0,null,-11229.119869972248,null,-1520.2475461478282,null,514.61599667805353,null,514.61599667805353,null,2650.9301617000006,null,514.61599667805353,0.16600516023479195,null,"RMOE324"]
[482,"RMON324",0.57244998812675474,1826.3364065564763,0,3362.945556640625,0,0,21034.140060268022,0,31477.647206812322,0,0,null,24397.085559291674,31477.647206812322,34840.592705835996,null,8981.2271086947239,4252.5786964803583,0,0,27676.500079300018,0,null,13233.805575671078,27676.5,null,-11163.280041237569,-21606.787187781872,-3801.1472068123221,null,0.62915838431012372,0.42041914660022772,0,0,0.54243387031848,0.3798387032482714,0,0,0.8792429694049787,"FAIL",0,null,"RMON324",null,-3801.1472068123221,3801.1472068123221,0.46931329556717866,"FAIL",0,1,null,null,15.112998222610253,1,2650.9301617000006,"YES",1,null,13.941899999999999,11.722899999999999,12.695988728363995,0,0,0,null,-11229.119869972248,null,-1520.2475461478282,null,514.61599667805353,null,514.61599667805353,null,2650.9301617000006,null,514.61599667805353,0.16600516023479195,null,"RMON324"]
[483,"RMFE324",0.28685000091791152,864.74247774440721,0,1592.303466796875,0,0,9959.3450186071095,0,31477.647206812322,0,0,null,11551.648536830706,31477.647206812322,33069.950725035931,null,4396.8803811615771,2130.9323579176598,0,0,13104.401340272516,0,null,6527.81275241405,13104.4013671875,null,-5023.8357329899345,-26542.13792119515,-18373.245839624822,null,0.65544598969290602,0.20737930981707284,0,0,0.56509793910905692,0.19739408796951843,0,0,0.41630815928172277,"FAIL",0,null,"RMFE324",null,-18373.245839624822,18373.245839624822,0.21813987650256358,"FAIL",0,1,null,null,31.918656628312583,1,2887.3722650599998,"YES",1,null,13.941899999999999,11.722899999999999,12.695988728363995,0,0,0,null,-5056.3124133502024,null,-684.54577277314661,null,2487.4506841050811,null,2487.4506841050811,null,2887.3722650599998,null,2487.4506841050811,0.80240344645962614,null,"RMFE324"]
[484,"RMFN324",0.28685000091791152,864.74247774440721,0,1592.303466796875,0,0,9959.3450186071095,0,31477.647206812322,0,0,null,11551.648536830706,31477.647206812322,33069.950725035931,null,4396.8803811615771,2130.9323579176598,0,0,13104.401340272516,0,null,6527.81275241405,13104.4013671875,null,-5023.8357329899345,-26542.13792119515,-18373.245839624822,null,0.65544598969290602,0.20737930981707284,0,0,0.56509793910905692,0.19739408796951843,0,0,0.41630815928172277,"FAIL",0,null,"RMFN324",null,-18373.245839624822,18373.245839624822,0.21813987650256358,"FAIL",0,1,null,null,31.918656628312583,1,2887.3722650599998,"YES",1,null,13.941899999999999,11.722899999999999,12.695988728363995,0,0,0,null,-5056.3124133502024,null,-684.54577277314661,null,2487.4506841050811,null,2487.4506841050811,null,2887.3722650599998,null,2487.4506841050811,0.80240344645962614,null,"RMFN324"]
[485,"RSFE324",0.78375002443790431,2443.5802948660744,0,4499.5146484375,0,0,28143.01351394246,0,31477.647206812322,0,0,null,32642.528015322448,31477.647206812322,35977.16170819231,null,12196.693098811564,5822.2704627824933,0,0,37030.280939397977,0,null,18018.964296021204,37030.28125,null,-14623.563866358756,-17958.197559228622,5552.6340431876779,null,0.64026420934255479,0.57243682088544345,0,0,0.55200884583406129,0.50084451821181819,0,0,1.1763992717341971,"PASS",1,null,"RSFE324",null,5552.6340431876779,0,0.55200884583406129,"FAIL",0,1,null,null,11.295483187882461,1,2499.1588011200001,"YES",1,null,13.941899999999999,11.722899999999999,12.695988728363995,0,0,0,null,-14713.210454896169,null,-1991.9390254107022,null,0,null,0,null,2499.1588011200001,null,0,0,null,"RSFE324"]
[486,"RSFN324",0.78375002443790431,2443.5802948660744,0,4499.5146484375,0,0,28143.01351394246,0,31477.647206812322,0,0,null,32642.528015322448,31477.647206812322,35977.16170819231,null,12196.693098811564,5822.2704627824933,0,0,37030.280939397977,0,null,18018.964296021204,37030.28125,null,-14623.563866358756,-17958.197559228622,5552.6340431876779,null,0.64026420934255479,0.57243682088544345,0,0,0.55200884583406129,0.50084451821181819,0,0,1.1763992717341971,"PASS",1,null,"RSFN324",null,5552.6340431876779,0,0.55200884583406129,"FAIL",0,1,null,null,11.295483187882461,1,2499.1588011200001,"YES",1,null,13.941899999999999,11.722899999999999,12.695988728363995,0,0,0,null,-14713.210454896169,null,-1991.9390254107022,null,0,null,0,null,2499.1588011200001,null,0,0,null,"RSFN324"]
[487,"RMOE325",6.8899999558925618E-2,219.16037006091037,0,658.68597412109375,0,0,2524.0968219065098,0,82.70245563957107,0,0,null,3182.7827740736652,82.70245563957107,741.38840780672695,null,1078.8750476052285,511.83977009169791,0,0,3321.1800288243548,0,null,1590.7148409119548,3321.179931640625,null,-1592.0679551156488,849.3264111512899,3238.4774760010541,null,0.63021149866606552,19.234191156844407,0,1,0.49978743221099114,2.1455889747638355,0,1,40.158177964083606,"PASS",1,null,"RMOE325",null,3238.4774760010541,0,0.49978743221099114,"FAIL",0,1,null,null,0.20272543316699804,0,-48.898380559999993,"NO",0,null,13.941899999999999,11.722899999999999,12.695988728363995,0,0,0,null,-1599.9819592992903,null,-141.56395466851697,null,0,null,0,null,-48.898380559999993,null,-48.898380559999993,-9.7992746613226434,null,"RMOE325"]
[488,"RMON325",6.8899999558925618E-2,219.16037006091037,0,658.68597412109375,0,0,2524.0968219065098,0,82.70245563957107,0,0,null,3182.7827740736652,82.70245563957107,741.38840780672695,null,1078.8750476052285,511.83977009169791,0,0,3321.1800288243548,0,null,1590.7148409119548,3321.179931640625,null,-1592.0679551156488,849.3264111512899,3238.4774760010541,null,0.63021149866606552,19.234191156844407,0,1,0.49978743221099114,2.1455889747638355,0,1,40.158177964083606,"PASS",1,null,"RMON325",null,3238.4774760010541,0,0.49978743221099114,"FAIL",0,1,null,null,0.20272543316699804,0,-48.898380559999993,"NO",0,null,13.941899999999999,11.722899999999999,12.695988728363995,0,0,0,null,-1599.9819592992903,null,-141.56395466851697,null,0,null,0,null,-48.898380559999993,null,-48.898380559999993,-9.7992746613226434,null,"RMON325"]
[489,"RMFE325",3.4399999026209112E-2,103.77160291225778,0,311.88531494140625,0,0,1195.150259338297,0,82.70245563957107,0,0,null,1507.0355748426759,82.70245563957107,394.58777114394945,null,527.51338639722314,255.5484427495698,0,0,1572.5661307082848,0,null,783.06185615960567,1572.566162109375,null,-723.9737181200976,388.47408557862832,1489.8637064698039,null,0.65519950319314091,9.4684232784126667,0,1,0.5196040953007196,1.9845061467735114,0,1,19.01474569222998,"PASS",1,null,"RMFE325",null,1489.8637064698039,0,0.5196040953007196,"FAIL",0,1,null,null,0.42814583788045235,0,-20.525944159999998,"NO",0,null,13.941899999999999,11.722899999999999,12.695988728363995,0,0,0,null,-727.86954825024486,null,-64.400783480219886,null,0,null,0,null,-20.525944159999998,null,-20.525944159999998,-4.1134156633266539,null,"RMFE325"]
[490,"RMFN325",3.4399999026209112E-2,103.77160291225778,0,311.88531494140625,0,0,1195.150259338297,0,82.70245563957107,0,0,null,1507.0355748426759,82.70245563957107,394.58777114394945,null,527.51338639722314,255.5484427495698,0,0,1572.5661307082848,0,null,783.06185615960567,1572.566162109375,null,-723.9737181200976,388.47408557862832,1489.8637064698039,null,0.65519950319314091,9.4684232784126667,0,1,0.5196040953007196,1.9845061467735114,0,1,19.01474569222998,"PASS",1,null,"RMFN325",null,1489.8637064698039,0,0.5196040953007196,"FAIL",0,1,null,null,0.42814583788045235,0,-20.525944159999998,"NO",0,null,13.941899999999999,11.722899999999999,12.695988728363995,0,0,0,null,-727.86954825024486,null,-64.400783480219886,null,0,null,0,null,-20.525944159999998,null,-20.525944159999998,-4.1134156633266539,null,"RMFN325"]
[491,"RSFE325",9.435000158846378E-2,293.23672211276215,0,881.32220458984375,0,0,3377.2432403969588,0,82.70245563957107,0,0,null,4258.5654573719676,82.70245563957107,964.02467261457923,null,1465.2684982345104,700.90106575239645,0,0,4443.7411057854697,0,null,2166.1695352974475,4443.7412109375,null,-2092.395909689355,1202.1448750680327,4361.0387552979291,null,0.64140169395759528,26.192324261058449,0,1,0.50866179310393589,2.2470063522876593,0,1,53.731671890178802,"PASS",1,null,"RSFE325",null,4361.0387552979291,0,0.50866179310393589,"FAIL",0,1,null,null,0.1515137011535366,0,-67.112689119999999,"NO",0,null,13.941899999999999,11.722899999999999,12.695988728363995,0,0,0,null,-2103.1728725515313,null,-186.08551643940504,null,0,null,0,null,-67.112689119999999,null,-67.112689119999999,-13.449436697394789,null,"RSFE325"]
[492,"RSFN325",9.435000158846378E-2,293.23672211276215,0,881.32220458984375,0,0,3377.2432403969588,0,82.70245563957107,0,0,null,4258.5654573719676,82.70245563957107,964.02467261457923,null,1465.2684982345104,700.90106575239645,0,0,4443.7411057854697,0,null,2166.1695352974475,4443.7412109375,null,-2092.395909689355,1202.1448750680327,4361.0387552979291,null,0.64140169395759528,26.192324261058449,0,1,0.50866179310393589,2.2470063522876593,0,1,53.731671890178802,"PASS",1,null,"RSFN325",null,4361.0387552979291,0,0.50866179310393589,"FAIL",0,1,null,null,0.1515137011535366,0,-67.112689119999999,"NO",0,null,13.941899999999999,11.722899999999999,12.695988728363995,0,0,0,null,-2103.1728725515313,null,-186.08551643940504,null,0,null,0,null,-67.112689119999999,null,-67.112689119999999,-13.449436697394789,null,"RSFN325"]
[493,"RMOT326",0.19989999950048512,589.57341029011832,0,1172.6416015625,0,0,6790.1891696034145,0,2742.0090166444902,0,0,null,7962.8307307809764,2742.0090166444902,3914.6505778220526,null,3033.6553650975161,1485.0039251183744,0,0,8934.4594336887058,0,null,4518.6594893803085,8934.458984375,null,-3444.171281785606,604.00887117331831,6192.4499677305103,null,0.66546886640629832,1.6479375020108356,0,1,0.56746898423896663,1.1542944518123994,0,1,3.2583623650182107,"PASS",1,null,"RMOT326",null,6192.4499677305103,0,0.56746898423896663,"FAIL",0,1,null,null,3.7754768811833257,1,105.03237720000003,"YES",1,null,13.941899999999999,11.722899999999999,12.695988728363995,0,0,0,null,-3466.652174767597,null,-438.83456746480584,null,0,null,0,null,105.03237720000003,null,0,0,null,"RMOT326"]
[494,"RMON326",0.19989999950048512,589.57341029011832,0,1172.6416015625,0,0,6790.1891696034145,0,2742.0090166444902,0,0,null,7962.8307307809764,2742.0090166444902,3914.6505778220526,null,3033.6553650975161,1485.0039251183744,0,0,8934.4594336887058,0,null,4518.6594893803085,8934.458984375,null,-3444.171281785606,604.00887117331831,6192.4499677305103,null,0.66546886640629832,1.6479375020108356,0,1,0.56746898423896663,1.1542944518123994,0,1,3.2583623650182107,"PASS",1,null,"RMON326",null,6192.4499677305103,0,0.56746898423896663,"FAIL",0,1,null,null,3.7754768811833257,1,105.03237720000003,"YES",1,null,13.941899999999999,11.722899999999999,12.695988728363995,0,0,0,null,-3466.652174767597,null,-438.83456746480584,null,0,null,0,null,105.03237720000003,null,0,0,null,"RMON326"]
[495,"RMFT326",0.12339999646064824,363.68074339762006,0,723.3486328125,0,0,4188.5556606032515,0,2742.0090166444902,0,0,null,4911.9043000802267,2742.0090166444902,3465.3576561214659,null,1871.8200865224587,916.70575068316316,0,0,5511.2574481621723,0,null,2788.5258058712943,5511.25732421875,null,-2123.3784875444571,-676.83184358569588,2769.2483075742598,null,0.66574877638600616,1.016964491708247,0,1,0.5677076830689114,0.80468629444589845,0,0,2.0099340632231413,"PASS",1,null,"RMFT326",null,2769.2483075742598,0,0.5677076830689114,"FAIL",0,1,null,null,6.1205353050437727,1,160.57613736000002,"YES",1,null,13.941899999999999,11.722899999999999,12.695988728363995,0,0,0,null,-2137.2517502602345,null,-270.54919273858957,null,0,null,0,null,160.57613736000002,null,0,0,null,"RMFT326"]
[496,"RMFN326",0.12339999646064824,363.68074339762006,0,723.3486328125,0,0,4188.5556606032515,0,2742.0090166444902,0,0,null,4911.9043000802267,2742.0090166444902,3465.3576561214659,null,1871.8200865224587,916.70575068316316,0,0,5511.2574481621723,0,null,2788.5258058712943,5511.25732421875,null,-2123.3784875444571,-676.83184358569588,2769.2483075742598,null,0.66574877638600616,1.016964491708247,0,1,0.5677076830689114,0.80468629444589845,0,0,2.0099340632231413,"PASS",1,null,"RMFN326",null,2769.2483075742598,0,0.5677076830689114,"FAIL",0,1,null,null,6.1205353050437727,1,160.57613736000002,"YES",1,null,13.941899999999999,11.722899999999999,12.695988728363995,0,0,0,null,-2137.2517502602345,null,-270.54919273858957,null,0,null,0,null,160.57613736000002,null,0,0,null,"RMFN326"]
[497,"RSFT326",0.29949999839300284,883.55123197602927,0,1757.353515625,0,0,10175.967744544574,0,2742.0090166444902,0,0,null,11933.321222896664,2742.0090166444902,4499.3624949965724,null,4545.9062675142368,2224.9058244018493,0,0,13389.431242821807,0,null,6770.8120076251944,13389.431640625,null,-5162.5092525443797,2271.4494753557046,10647.42262398051,null,0.66537278592054172,2.4692887465085427,0,1,0.56738705512139875,1.5048380651847539,0,1,4.8830735272381416,"PASS",1,null,"RSFT326",null,10647.42262398051,0,0.56738705512139875,"FAIL",0,1,null,null,2.5192889738173676,1,32.747468000000026,"YES",1,null,13.941899999999999,11.722899999999999,12.695988728363995,0,0,0,null,-5196.1948844231119,null,-657.77292315792295,null,0,null,0,null,32.747468000000026,null,0,0,null,"RSFT326"]
[498,"RSFN326",0.29949999839300284,883.55123197602927,0,1757.353515625,0,0,10175.967744544574,0,2742.0090166444902,0,0,null,11933.321222896664,2742.0090166444902,4499.3624949965724,null,4545.9062675142368,2224.9058244018493,0,0,13389.431242821807,0,null,6770.8120076251944,13389.431640625,null,-5162.5092525443797,2271.4494753557046,10647.42262398051,null,0.66537278592054172,2.4692887465085427,0,1,0.56738705512139875,1.5048380651847539,0,1,4.8830735272381416,"PASS",1,null,"RSFN326",null,10647.42262398051,0,0.56738705512139875,"FAIL",0,1,null,null,2.5192889738173676,1,32.747468000000026,"YES",1,null,13.941899999999999,11.722899999999999,12.695988728363995,0,0,0,null,-5196.1948844231119,null,-657.77292315792295,null,0,null,0,null,32.747468000000026,null,0,0,null,"RSFN326"]
[499,"RMOE327",0.111499997676583,328.14039057630134,0,477.91189575195313,0,0,3779.2330646394175,0,10420.703665542,0,0,null,4257.1449727764675,10420.703665542,10898.615573679042,null,1692.1086724591273,828.30382498331824,0,0,4972.6750850518656,0,null,2520.4124449008141,4972.67529296875,null,-1736.7325154905566,-8378.2031163931388,-5448.0283725732497,null,0.66691109063454668,0.24186585913915085,0,0,0.59204289925544507,0.23125987247884672,0,0,0.47719189150458508,"FAIL",0,null,"RMOE327",null,-5448.0283725732497,5448.0283725732497,0.25969782902691435,"FAIL",0,1,null,null,35.206057712914067,1,1216.8150017600001,"YES",1,null,13.941899999999999,11.722899999999999,12.695988728363995,0,0,0,null,-1749.2718808880727,null,-283.89913690308123,null,884.19105668800773,null,884.19105668800773,null,1216.8150017600001,null,884.19105668800773,0.68145746180193278,null,"RMOE327"]
[500,"RMON327",0.111499997676583,328.14039057630134,0,477.91189575195313,0,0,3779.2330646394175,0,10420.703665542,0,0,null,4257.1449727764675,10420.703665542,10898.615573679042,null,1692.1086724591273,828.30382498331824,0,0,4972.6750850518656,0,null,2520.4124449008141,4972.67529296875,null,-1736.7325154905566,-8378.2031163931388,-5448.0283725732497,null,0.66691109063454668,0.24186585913915085,0,0,0.59204289925544507,0.23125987247884672,0,0,0.47719189150458508,"FAIL",0,null,"RMON327",null,-5448.0283725732497,5448.0283725732497,0.25969782902691435,"FAIL",0,1,null,null,35.206057712914067,1,1216.8150017600001,"YES",1,null,13.941899999999999,11.722899999999999,12.695988728363995,0,0,0,null,-1749.2718808880727,null,-283.89913690308123,null,884.19105668800773,null,884.19105668800773,null,1216.8150017600001,null,884.19105668800773,0.68145746180193278,null,"RMON327"]
[501,"RMFE327",6.8850000202655789E-2,202.41829172568086,0,294.80709838867188,0,0,2331.2762553674138,0,10420.703665542,0,0,null,2626.0833617703306,10420.703665542,10715.51077194491,null,1044.1833033120793,511.46833817324057,0,0,3067.4687570623873,0,null,1555.6516024927046,3067.46875,null,-1070.4317512633811,-9159.8591614379675,-7353.2349155419997,null,0.66729612113152625,0.14928469827203289,0,0,0.59238470106733543,0.14517755026005491,0,0,0.29436291909376117,"FAIL",0,null,"RMFE327",null,-7353.2349155419997,7353.2349155419997,0.15588756270844184,"FAIL",0,1,null,null,57.072554136987179,1,1247.7282533600001,"YES",1,null,13.941899999999999,11.722899999999999,12.695988728363995,0,0,0,null,-1078.1713114747872,null,-174.98246447885396,null,1193.3977037967084,null,1193.3977037967084,null,1247.7282533600001,null,1193.3977037967084,0.91976701641364811,null,"RMFE327"]
[502,"RMFN327",6.8850000202655789E-2,202.41829172568086,0,294.80709838867188,0,0,2331.2762553674138,0,10420.703665542,0,0,null,2626.0833617703306,10420.703665542,10715.51077194491,null,1044.1833033120793,511.46833817324057,0,0,3067.4687570623873,0,null,1555.6516024927046,3067.46875,null,-1070.4317512633811,-9159.8591614379675,-7353.2349155419997,null,0.66729612113152625,0.14928469827203289,0,0,0.59238470106733543,0.14517755026005491,0,0,0.29436291909376117,"FAIL",0,null,"RMFN327",null,-7353.2349155419997,7353.2349155419997,0.15588756270844184,"FAIL",0,1,null,null,57.072554136987179,1,1247.7282533600001,"YES",1,null,13.941899999999999,11.722899999999999,12.695988728363995,0,0,0,null,-1078.1713114747872,null,-174.98246447885396,null,1193.3977037967084,null,1193.3977037967084,null,1247.7282533600001,null,1193.3977037967084,0.91976701641364811,null,"RMFN327"]
[503,"RSFE327",0.16674999565002507,491.76177244634545,0,716.21417236328125,0,0,5663.680557857957,0,10420.703665542,0,0,null,6379.8947437319966,10420.703665542,11136.917851416041,null,2530.4406991862493,1238.7413640446659,0,0,7452.2112603394153,0,null,3769.1820582554265,7452.21142578125,null,-2610.7126719658118,-7367.7357796498545,-2968.4922397607497,null,0.66550046736409818,0.36170129956952235,0,0,0.5907906348988804,0.33844032191983592,0,0,0.71513514489653673,"FAIL",0,null,"RSFE327",null,-2968.4922397607497,2968.4922397607497,0.4031906328180902,"FAIL",0,1,null,null,23.492126382361771,1,1176.5828612800001,"YES",1,null,13.941899999999999,11.722899999999999,12.695988728363995,0,0,0,null,-2629.4648215093712,null,-426.7505820561978,null,481.77324175800595,null,481.77324175800595,null,1176.5828612800001,null,481.77324175800595,0.37130885684624737,null,"RSFE327"]
[504,"RSFN327",0.16674999565002507,491.76177244634545,0,716.21417236328125,0,0,5663.680557857957,0,10420.703665542,0,0,null,6379.8947437319966,10420.703665542,11136.917851416041,null,2530.4406991862493,1238.7413640446659,0,0,7452.2112603394153,0,null,3769.1820582554265,7452.21142578125,null,-2610.7126719658118,-7367.7357796498545,-2968.4922397607497,null,0.66550046736409818,0.36170129956952235,0,0,0.5907906348988804,0.33844032191983592,0,0,0.71513514489653673,"FAIL",0,null,"RSFN327",null,-2968.4922397607497,2968.4922397607497,0.4031906328180902,"FAIL",0,1,null,null,23.492126382361771,1,1176.5828612800001,"YES",1,null,13.941899999999999,11.722899999999999,12.695988728363995,0,0,0,null,-2629.4648215093712,null,-426.7505820561978,null,481.77324175800595,null,481.77324175800595,null,1176.5828612800001,null,481.77324175800595,0.37130885684624737,null,"RSFN327"]
[505,"RMOE328",0.1334999967366457,426.15037910527997,0,1004.3919067382813,0,0,4908.0261055178053,0,1671.5392622645054,0,0,null,5912.4180085950147,1671.5392622645054,2675.9311653417144,null,2088.0540392963781,991.73596624610252,0,0,6457.9290862076405,0,null,3079.789965596502,6457.92919921875,null,-2832.6280466595845,403.8587965937154,4786.3899369542451,null,0.62750073031072007,1.8424873618727804,0,1,0.52090193203732937,1.1509227147812691,0,1,3.8634624654104255,"PASS",1,null,"RMOE328",null,4786.3899369542451,0,0.52090193203732937,"FAIL",0,1,null,null,2.6870860345059722,1,23.825754559999993,"YES",1,null,13.941899999999999,11.722899999999999,12.695988728363995,0,0,0,null,-2847.9503847968799,null,-312.49921525290176,null,0,null,0,null,23.825754559999993,null,0,0,null,"RMOE328"]
[506,"RMON328",0.1334999967366457,426.15037910527997,0,1004.3919067382813,0,0,4908.0261055178053,0,1671.5392622645054,0,0,null,5912.4180085950147,1671.5392622645054,2675.9311653417144,null,2088.0540392963781,991.73596624610252,0,0,6457.9290862076405,0,null,3079.789965596502,6457.92919921875,null,-2832.6280466595845,403.8587965937154,4786.3899369542451,null,0.62750073031072007,1.8424873618727804,0,1,0.52090193203732937,1.1509227147812691,0,1,3.8634624654104255,"PASS",1,null,"RMON328",null,4786.3899369542451,0,0.52090193203732937,"FAIL",0,1,null,null,2.6870860345059722,1,23.825754559999993,"YES",1,null,13.941899999999999,11.722899999999999,12.695988728363995,0,0,0,null,-2847.9503847968799,null,-312.49921525290176,null,0,null,0,null,23.825754559999993,null,0,0,null,"RMON328"]
[507,"RMFE328",6.695000091567635E-2,201.77115947569843,0,475.5535888671875,0,0,2323.8231539920166,0,1671.5392622645054,0,0,null,2799.3767320258944,1671.5392622645054,2147.0928402983841,null,1026.032312627678,497.3537488488933,0,0,3057.6620447263358,0,null,1523.386015254536,3057.662109375,null,-1275.9907276046681,-623.70683587715689,1386.1228471104946,null,0.65555161228063463,0.91136717494193953,0,0,0.54418756572886029,0.70951100901462527,0,0,1.829249350226243,"PASS",1,null,"RMFE328",null,1386.1228471104946,0,0.54418756572886029,"FAIL",0,1,null,null,5.6752547023398217,1,78.99737515999999,"YES",1,null,13.941899999999999,11.722899999999999,12.695988728363995,0,0,0,null,-1283.5697625064317,null,-140.84323436492082,null,0,null,0,null,78.99737515999999,null,0,0,null,"RMFE328"]
[508,"RMFN328",6.695000091567635E-2,201.77115947569843,0,475.5535888671875,0,0,2323.8231539920166,0,1671.5392622645054,0,0,null,2799.3767320258944,1671.5392622645054,2147.0928402983841,null,1026.032312627678,497.3537488488933,0,0,3057.6620447263358,0,null,1523.386015254536,3057.662109375,null,-1275.9907276046681,-623.70683587715689,1386.1228471104946,null,0.65555161228063463,0.91136717494193953,0,0,0.54418756572886029,0.70951100901462527,0,0,1.829249350226243,"PASS",1,null,"RMFN328",null,1386.1228471104946,0,0.54418756572886029,"FAIL",0,1,null,null,5.6752547023398217,1,78.99737515999999,"YES",1,null,13.941899999999999,11.722899999999999,12.695988728363995,0,0,0,null,-1283.5697625064317,null,-140.84323436492082,null,0,null,0,null,78.99737515999999,null,0,0,null,"RMFN328"]
[509,"RSFE328",0.18300000652670859,570.1697632695284,0,1343.83056640625,0,0,6566.7149905606693,0,1671.5392622645054,0,0,null,7910.5455275948707,1671.5392622645054,3015.3697992987072,null,2846.5827218457143,1359.458372525864,0,0,8640.4144612640393,0,null,4206.0411103020624,8640.4140625,null,-3704.5044466648569,1190.671281631307,6968.8748002354951,null,0.64050916117846446,2.5162682117343507,0,1,0.53170051041520738,1.3948674123850946,0,1,5.1691361714079411,"PASS",1,null,"RSFE328",null,6968.8748002354951,0,0.53170051041520738,"FAIL",0,1,null,null,2.0083540546849283,1,-11.586536509999988,"NO",0,null,13.941899999999999,11.722899999999999,12.695988728363995,0,0,0,null,-3725.4300243280513,null,-408.78309021705331,null,0,null,0,null,-11.586536509999988,null,-11.586536509999988,-9.0090479066190055E-2,null,"RSFE328"]
[510,"RSFN328",0.18300000652670859,570.1697632695284,0,1343.83056640625,0,0,6566.7149905606693,0,1671.5392622645054,0,0,null,7910.5455275948707,1671.5392622645054,3015.3697992987072,null,2846.5827218457143,1359.458372525864,0,0,8640.4144612640393,0,null,4206.0411103020624,8640.4140625,null,-3704.5044466648569,1190.671281631307,6968.8748002354951,null,0.64050916117846446,2.5162682117343507,0,1,0.53170051041520738,1.3948674123850946,0,1,5.1691361714079411,"PASS",1,null,"RSFN328",null,6968.8748002354951,0,0.53170051041520738,"FAIL",0,1,null,null,2.0083540546849283,1,-11.586536509999988,"NO",0,null,13.941899999999999,11.722899999999999,12.695988728363995,0,0,0,null,-3725.4300243280513,null,-408.78309021705331,null,0,null,0,null,-11.586536509999988,null,-11.586536509999988,-9.0090479066190055E-2,null,"RSFN328"]
[511,"RMOT329",0.5303999990224838,1692.5563708443644,0,2886.37646484375,0,0,19493.379005330782,0,19033.648342158594,0,0,null,22379.755533992316,19033.648342158594,21920.024870820132,null,8322.7031977145398,3940.2005122529195,0,0,25649.182901751043,0,null,12262.903373442789,31693.98046875,null,-10116.852096731744,-9657.121433559556,12660.332126591406,null,0.62908043649535039,0.64427497834354019,0,0,0.5479462628528512,0.55943838939112001,0,0,1.6651553028091515,"PASS",1,null,"RMOT329",null,12660.332126591406,0,0.5479462628528512,"FAIL",0,1,null,null,10.647245871416722,1,1607.8257361599944,"YES",1,null,13.941899999999999,11.722899999999999,12.695988728363995,0,0,0,null,-10177.861566251358,null,-1460.5240934989233,null,0,null,0,null,1607.8257361599944,null,0,0,null,"RMOT329"]
[512,"RMON329",0.5303999990224838,1692.5563708443644,0,2886.37646484375,0,0,19493.379005330782,0,27190.925875099179,0,0,null,22379.755533992316,27190.925875099179,30077.302403760721,null,8322.7031977145398,3940.2005122529195,0,0,25649.182901751043,0,null,12262.903373442789,25649.18359375,null,-10116.852096731744,-17814.398966500143,-1541.7422813491794,null,0.62908043649535039,0.45099249028047522,0,0,0.5479462628528512,0.407712873809083,0,0,0.94329938272675473,"FAIL",0,null,"RMON329",null,-1541.7422813491794,1541.7422813491794,0.51263108609751185,"FAIL",0,1,null,null,15.21035124488103,1,2475.2547361599923,"YES",1,null,13.941899999999999,11.722899999999999,12.695988728363995,0,0,0,null,-10177.861566251358,null,-1460.5240934989233,null,221.2401626038054,null,221.2401626038054,null,2475.2547361599923,null,221.2401626038054,7.6515828708910813E-2,null,"RMON329"]
[513,"RMFT329",0.37640000656247141,1132.0414792768779,0,1930.5106201171875,0,0,13037.860354565795,0,15861.340328037561,0,0,null,14968.370978576215,15861.340328037561,17791.850952047975,null,5760.8226107201735,2796.1755305481897,0,0,17155.079413902364,0,null,8556.9977169729773,22192.400390625,null,-6411.3732577100054,-9234.8532311817708,6331.0600625874395,null,0.65631917233845494,0.53948768136870873,0,0,0.57167194288850842,0.48095039363290371,0,0,1.3991503827325511,"PASS",1,null,"RMFT329",null,6331.0600625874395,0,0.57167194288850842,"FAIL",0,1,null,null,13.265875825488138,1,1408.3112786399984,"YES",1,null,13.941899999999999,11.722899999999999,12.695988728363995,0,0,0,null,-6453.9453856551436,null,-926.14177079511126,null,0,null,0,null,1408.3112786399984,null,0,0,null,"RMFT329"]
[514,"RMFN329",0.37640000656247141,1132.0414792768779,0,1930.5106201171875,0,0,13037.860354565795,0,22659.058595435767,0,0,null,14968.370978576215,22659.058595435767,24589.569219446177,null,5760.8226107201735,2796.1755305481897,0,0,17155.079413902364,0,null,8556.9977169729773,17155.080078125,null,-6411.3732577100054,-16032.571498579977,-5503.9785173107666,null,0.65631917233845494,0.37764136055928732,0,0,0.57167194288850842,0.34799299011552665,0,0,0.75709588753967749,"FAIL",0,null,"RMFN329",null,-5503.9785173107666,5503.9785173107666,0.41797829410441706,"FAIL",0,1,null,null,18.951251179268766,1,2131.1672786399977,"YES",1,null,13.941899999999999,11.722899999999999,12.695988728363995,0,0,0,null,-6453.9453856551436,null,-926.14177079511126,null,789.82143570200003,null,789.82143570200003,null,2131.1672786399977,null,789.82143570200003,0.32779202318387096,null,"RMFN329"]
[515,"RSFT329",0.54284998178482058,1692.5563708443644,0,2886.37646484375,0,0,19493.379005330782,0,19033.648342158594,0,0,null,22379.755533992316,19033.648342158594,21920.024870820132,null,8447.9941472325099,4032.6881226377395,0,0,25649.182901751043,0,null,12480.682185674123,31693.98046875,null,-9899.0732845004095,-9439.3426213282219,12660.332126591406,null,0.64025237401176449,0.65571675809676622,0,0,0.55767732593446384,0.56937354293901954,0,0,1.6651553028091515,"PASS",1,null,"RSFT329",null,12660.332126591406,0,0.55767732593446384,"FAIL",0,1,null,null,10.647245871416722,1,1607.8257361599944,"YES",1,null,13.941899999999999,11.722899999999999,12.695988728363995,0,0,0,null,-9961.1662306977923,null,-1429.4282924345564,null,0,null,0,null,1607.8257361599944,null,0,0,null,"RSFT329"]
[516,"RSFN329",0.54284998178482058,1692.5563708443644,0,2886.37646484375,0,0,19493.379005330782,0,27190.925875099179,0,0,null,22379.755533992316,27190.925875099179,30077.302403760721,null,8447.9941472325099,4032.6881226377395,0,0,25649.182901751043,0,null,12480.682185674123,25649.18359375,null,-9899.0732845004095,-17596.620154268807,-1541.7422813491794,null,0.64025237401176449,0.45900173620434315,0,0,0.55767732593446384,0.41495351027873478,0,0,0.94329938272675473,"FAIL",0,null,"RSFN329",null,-1541.7422813491794,1541.7422813491794,0.52173498145111541,"FAIL",0,1,null,null,15.21035124488103,1,2475.2547361599923,"YES",1,null,13.941899999999999,11.722899999999999,12.695988728363995,0,0,0,null,-9961.1662306977923,null,-1429.4282924345564,null,221.2401626038054,null,221.2401626038054,null,2475.2547361599923,null,221.2401626038054,7.6515828708910813E-2,null,"RSFN329"]
[517,"RMOE401",1.270000021904707E-2,130.77393344736211,0,72.677894592285156,0,0,1506.1394070057488,0,3918.8369299677947,0,0,null,1578.8173000564282,3918.8369299677947,3991.5148230184745,null,443.52484360442838,94.344923568863422,0,0,1981.7623776391436,0,null,537.8697574953145,1981.7623291015625,null,-1040.9475441027193,-3453.6450670647655,-1937.0746008662322,null,0.35711817577671379,0.13725239582748719,0,0,0.34067891006191664,0.13475329070200689,0,0,0.50570165702655268,"FAIL",0,null,"RMOE401",null,-1937.0746008662322,1937.0746008662322,0.15298245009134809,"FAIL",0,1,null,null,16.09859032988242,1,204.29457207999999,"YES",1,null,13.941899999999999,11.722899999999999,12.695988728363995,0,0,0,null,-1043.6235130454825,null,-92.338210961123195,null,171.38939560709616,null,171.38939560709616,null,204.29457207999999,null,171.38939560709616,0.72484413451933249,null,"RMOE401"]
[518,"RMON401",1.270000021904707E-2,130.77393344736211,0,72.677894592285156,0,0,1506.1394070057488,0,3918.8369299677947,0,0,null,1578.8173000564282,3918.8369299677947,3991.5148230184745,null,443.52484360442838,94.344923568863422,0,0,1981.7623776391436,0,null,537.8697574953145,1981.7623291015625,null,-1040.9475441027193,-3453.6450670647655,-1937.0746008662322,null,0.35711817577671379,0.13725239582748719,0,0,0.34067891006191664,0.13475329070200689,0,0,0.50570165702655268,"FAIL",0,null,"RMON401",null,-1937.0746008662322,1937.0746008662322,0.15298245009134809,"FAIL",0,1,null,null,16.09859032988242,1,204.29457207999999,"YES",1,null,13.941899999999999,11.722899999999999,12.695988728363995,0,0,0,null,-1043.6235130454825,null,-92.338210961123195,null,171.38939560709616,null,171.38939560709616,null,204.29457207999999,null,171.38939560709616,0.72484413451933249,null,"RMON401"]
[519,"RMFE401",1.270000021904707E-2,130.77393344736211,0,72.677894592285156,0,0,1506.1394070057488,0,3918.8369299677947,0,0,null,1578.8173000564282,3918.8369299677947,3991.5148230184745,null,443.52484360442838,94.344923568863422,0,0,1981.7623776391436,0,null,537.8697574953145,1981.7623291015625,null,-1040.9475441027193,-3453.6450670647655,-1937.0746008662322,null,0.35711817577671379,0.13725239582748719,0,0,0.34067891006191664,0.13475329070200689,0,0,0.50570165702655268,"FAIL",0,null,"RMFE401",null,-1937.0746008662322,1937.0746008662322,0.15298245009134809,"FAIL",0,1,null,null,16.09859032988242,1,204.29457207999999,"YES",1,null,13.941899999999999,11.722899999999999,12.695988728363995,0,0,0,null,-1043.6235130454825,null,-92.338210961123195,null,171.38939560709616,null,171.38939560709616,null,204.29457207999999,null,171.38939560709616,0.72484413451933249,null,"RMFE401"]
[520,"RMFN401",1.270000021904707E-2,130.77393344736211,0,72.677894592285156,0,0,1506.1394070057488,0,3918.8369299677947,0,0,null,1578.8173000564282,3918.8369299677947,3991.5148230184745,null,443.52484360442838,94.344923568863422,0,0,1981.7623776391436,0,null,537.8697574953145,1981.7623291015625,null,-1040.9475441027193,-3453.6450670647655,-1937.0746008662322,null,0.35711817577671379,0.13725239582748719,0,0,0.34067891006191664,0.13475329070200689,0,0,0.50570165702655268,"FAIL",0,null,"RMFN401",null,-1937.0746008662322,1937.0746008662322,0.15298245009134809,"FAIL",0,1,null,null,16.09859032988242,1,204.29457207999999,"YES",1,null,13.941899999999999,11.722899999999999,12.695988728363995,0,0,0,null,-1043.6235130454825,null,-92.338210961123195,null,171.38939560709616,null,171.38939560709616,null,204.29457207999999,null,171.38939560709616,0.72484413451933249,null,"RMFN401"]
[521,"RSFE401",1.270000021904707E-2,130.77393344736211,0,72.677894592285156,0,0,1506.1394070057488,0,3918.8369299677947,0,0,null,1578.8173000564282,3918.8369299677947,3991.5148230184745,null,443.52484360442838,94.344923568863422,0,0,1981.7623776391436,0,null,537.8697574953145,1981.7623291015625,null,-1040.9475441027193,-3453.6450670647655,-1937.0746008662322,null,0.35711817577671379,0.13725239582748719,0,0,0.34067891006191664,0.13475329070200689,0,0,0.50570165702655268,"FAIL",0,null,"RSFE401",null,-1937.0746008662322,1937.0746008662322,0.15298245009134809,"FAIL",0,1,null,null,16.09859032988242,1,204.29457207999999,"YES",1,null,13.941899999999999,11.722899999999999,12.695988728363995,0,0,0,null,-1043.6235130454825,null,-92.338210961123195,null,171.38939560709616,null,171.38939560709616,null,204.29457207999999,null,171.38939560709616,0.72484413451933249,null,"RSFE401"]
[522,"RSFN401",1.270000021904707E-2,130.77393344736211,0,72.677894592285156,0,0,1506.1394070057488,0,3918.8369299677947,0,0,null,1578.8173000564282,3918.8369299677947,3991.5148230184745,null,443.52484360442838,94.344923568863422,0,0,1981.7623776391436,0,null,537.8697574953145,1981.7623291015625,null,-1040.9475441027193,-3453.6450670647655,-1937.0746008662322,null,0.35711817577671379,0.13725239582748719,0,0,0.34067891006191664,0.13475329070200689,0,0,0.50570165702655268,"FAIL",0,null,"RSFN401",null,-1937.0746008662322,1937.0746008662322,0.15298245009134809,"FAIL",0,1,null,null,16.09859032988242,1,204.29457207999999,"YES",1,null,13.941899999999999,11.722899999999999,12.695988728363995,0,0,0,null,-1043.6235130454825,null,-92.338210961123195,null,171.38939560709616,null,171.38939560709616,null,204.29457207999999,null,171.38939560709616,0.72484413451933249,null,"RSFN401"]
[523,"RMOT402",0,4.6760892334377004,0,2.193831205368042,0,0,53.855092368164065,0,3.4978177141354632,0,0,null,56.048923664488882,3.4978177141354632,5.691649010460301,null,13.373003549254946,0,0,0,70.861963642321143,0,null,13.373004444811894,70.861961364746094,null,-42.67591912872021,7.6813555253083887,67.364143650610629,null,0.24831457633368056,3.8232422435190361,0,1,0.2385952056200952,2.3495835097956901,0,1,20.258906311320075,"PASS",1,null,"RMOT402",null,67.364143650610629,0,0.2385952056200952,"FAIL",0,1,null,null,0.47602190096794678,0,-0.89978303999999998,"NO",0,null,13.941899999999999,11.722899999999999,12.695988728363995,0,0,0,null,-42.742451489142155,null,-4.4057729949242344,null,0,null,0,null,-0.89978303999999998,null,-0.89978303999999998,-3.5991321599999999,null,"RMOT402"]
[524,"RMON402",0,4.6760892334377004,0,2.193831205368042,0,0,53.855092368164065,0,3.4978177141354632,0,0,null,56.048923664488882,3.4978177141354632,5.691649010460301,null,13.373003549254946,0,0,0,70.861963642321143,0,null,13.373004444811894,70.861961364746094,null,-42.67591912872021,7.6813555253083887,67.364143650610629,null,0.24831457633368056,3.8232422435190361,0,1,0.2385952056200952,2.3495835097956901,0,1,20.258906311320075,"PASS",1,null,"RMON402",null,67.364143650610629,0,0.2385952056200952,"FAIL",0,1,null,null,0.47602190096794678,0,-0.89978303999999998,"NO",0,null,13.941899999999999,11.722899999999999,12.695988728363995,0,0,0,null,-42.742451489142155,null,-4.4057729949242344,null,0,null,0,null,-0.89978303999999998,null,-0.89978303999999998,-3.5991321599999999,null,"RMON402"]
[525,"RMFT402",0,4.6760892334377004,0,2.193831205368042,0,0,53.855092368164065,0,3.4978177141354632,0,0,null,56.048923664488882,3.4978177141354632,5.691649010460301,null,13.373003549254946,0,0,0,70.861963642321143,0,null,13.373004444811894,70.861961364746094,null,-42.67591912872021,7.6813555253083887,67.364143650610629,null,0.24831457633368056,3.8232422435190361,0,1,0.2385952056200952,2.3495835097956901,0,1,20.258906311320075,"PASS",1,null,"RMFT402",null,67.364143650610629,0,0.2385952056200952,"FAIL",0,1,null,null,0.47602190096794678,0,-0.89978303999999998,"NO",0,null,13.941899999999999,11.722899999999999,12.695988728363995,0,0,0,null,-42.742451489142155,null,-4.4057729949242344,null,0,null,0,null,-0.89978303999999998,null,-0.89978303999999998,-3.5991321599999999,null,"RMFT402"]
[526,"RMFN402",0,4.6760892334377004,0,2.193831205368042,0,0,53.855092368164065,0,3.4978177141354632,0,0,null,56.048923664488882,3.4978177141354632,5.691649010460301,null,13.373003549254946,0,0,0,70.861963642321143,0,null,13.373004444811894,70.861961364746094,null,-42.67591912872021,7.6813555253083887,67.364143650610629,null,0.24831457633368056,3.8232422435190361,0,1,0.2385952056200952,2.3495835097956901,0,1,20.258906311320075,"PASS",1,null,"RMFN402",null,67.364143650610629,0,0.2385952056200952,"FAIL",0,1,null,null,0.47602190096794678,0,-0.89978303999999998,"NO",0,null,13.941899999999999,11.722899999999999,12.695988728363995,0,0,0,null,-42.742451489142155,null,-4.4057729949242344,null,0,null,0,null,-0.89978303999999998,null,-0.89978303999999998,-3.5991321599999999,null,"RMFN402"]
[527,"RSFT402",0,4.6760892334377004,0,2.193831205368042,0,0,53.855092368164065,0,3.4978177141354632,0,0,null,56.048923664488882,3.4978177141354632,5.691649010460301,null,13.373003549254946,0,0,0,70.861963642321143,0,null,13.373004444811894,70.861961364746094,null,-42.67591912872021,7.6813555253083887,67.364143650610629,null,0.24831457633368056,3.8232422435190361,0,1,0.2385952056200952,2.3495835097956901,0,1,20.258906311320075,"PASS",1,null,"RSFT402",null,67.364143650610629,0,0.2385952056200952,"FAIL",0,1,null,null,0.47602190096794678,0,-0.89978303999999998,"NO",0,null,13.941899999999999,11.722899999999999,12.695988728363995,0,0,0,null,-42.742451489142155,null,-4.4057729949242344,null,0,null,0,null,-0.89978303999999998,null,-0.89978303999999998,-3.5991321599999999,null,"RSFT402"]
[528,"RSFN402",0,4.6760892334377004,0,2.193831205368042,0,0,53.855092368164065,0,3.4978177141354632,0,0,null,56.048923664488882,3.4978177141354632,5.691649010460301,null,13.373003549254946,0,0,0,70.861963642321143,0,null,13.373004444811894,70.861961364746094,null,-42.67591912872021,7.6813555253083887,67.364143650610629,null,0.24831457633368056,3.8232422435190361,0,1,0.2385952056200952,2.3495835097956901,0,1,20.258906311320075,"PASS",1,null,"RSFN402",null,67.364143650610629,0,0.2385952056200952,"FAIL",0,1,null,null,0.47602190096794678,0,-0.89978303999999998,"NO",0,null,13.941899999999999,11.722899999999999,12.695988728363995,0,0,0,null,-42.742451489142155,null,-4.4057729949242344,null,0,null,0,null,-0.89978303999999998,null,-0.89978303999999998,-3.5991321599999999,null,"RSFN402"]
[529,"RMOT403",3.0000000260770321E-3,31.761918793466048,0,14.901403427124023,0,0,365.805908531542,0,5.5965084260112112,0,0,null,380.70731164002927,5.5965084260112112,20.497911534498432,null,107.25898806833608,22.286202227173113,0,0,481.32356385729253,0,null,129.54518714520123,481.32357788085938,null,-251.1621248134648,109.04727529206599,475.72706945484816,null,0.35413639890409548,23.147501492735483,0,1,0.34027501725332282,6.3199211740871437,0,1,86.004262165278689,"PASS",1,null,"RMOT403",null,475.72706945484816,0,0.34027501725332282,"FAIL",0,1,null,null,0.11213029859146377,0,-7.40979864,"NO",0,null,13.941899999999999,11.722899999999999,12.695988728363995,0,0,0,null,-251.80662823209761,null,-25.955526741130488,null,0,null,0,null,-7.40979864,null,-7.40979864,-18.524496599999999,null,"RMOT403"]
[530,"RMON403",3.0000000260770321E-3,31.761918793466048,0,14.901403427124023,0,0,365.805908531542,0,5.5965084260112112,0,0,null,380.70731164002927,5.5965084260112112,20.497911534498432,null,107.25898806833608,22.286202227173113,0,0,481.32356385729253,0,null,129.54518714520123,481.32357788085938,null,-251.1621248134648,109.04727529206599,475.72706945484816,null,0.35413639890409548,23.147501492735483,0,1,0.34027501725332282,6.3199211740871437,0,1,86.004262165278689,"PASS",1,null,"RMON403",null,475.72706945484816,0,0.34027501725332282,"FAIL",0,1,null,null,0.11213029859146377,0,-7.40979864,"NO",0,null,13.941899999999999,11.722899999999999,12.695988728363995,0,0,0,null,-251.80662823209761,null,-25.955526741130488,null,0,null,0,null,-7.40979864,null,-7.40979864,-18.524496599999999,null,"RMON403"]
[531,"RMFT403",3.0000000260770321E-3,31.761918793466048,0,14.901403427124023,0,0,365.805908531542,0,5.5965084260112112,0,0,null,380.70731164002927,5.5965084260112112,20.497911534498432,null,107.25898806833608,22.286202227173113,0,0,481.32356385729253,0,null,129.54518714520123,481.32357788085938,null,-251.1621248134648,109.04727529206599,475.72706945484816,null,0.35413639890409548,23.147501492735483,0,1,0.34027501725332282,6.3199211740871437,0,1,86.004262165278689,"PASS",1,null,"RMFT403",null,475.72706945484816,0,0.34027501725332282,"FAIL",0,1,null,null,0.11213029859146377,0,-7.40979864,"NO",0,null,13.941899999999999,11.722899999999999,12.695988728363995,0,0,0,null,-251.80662823209761,null,-25.955526741130488,null,0,null,0,null,-7.40979864,null,-7.40979864,-18.524496599999999,null,"RMFT403"]
[532,"RMFN403",3.0000000260770321E-3,31.761918793466048,0,14.901403427124023,0,0,365.805908531542,0,5.5965084260112112,0,0,null,380.70731164002927,5.5965084260112112,20.497911534498432,null,107.25898806833608,22.286202227173113,0,0,481.32356385729253,0,null,129.54518714520123,481.32357788085938,null,-251.1621248134648,109.04727529206599,475.72706945484816,null,0.35413639890409548,23.147501492735483,0,1,0.34027501725332282,6.3199211740871437,0,1,86.004262165278689,"PASS",1,null,"RMFN403",null,475.72706945484816,0,0.34027501725332282,"FAIL",0,1,null,null,0.11213029859146377,0,-7.40979864,"NO",0,null,13.941899999999999,11.722899999999999,12.695988728363995,0,0,0,null,-251.80662823209761,null,-25.955526741130488,null,0,null,0,null,-7.40979864,null,-7.40979864,-18.524496599999999,null,"RMFN403"]
[533,"RSFT403",3.0000000260770321E-3,31.761918793466048,0,14.901403427124023,0,0,365.805908531542,0,5.5965084260112112,0,0,null,380.70731164002927,5.5965084260112112,20.497911534498432,null,107.25898806833608,22.286202227173113,0,0,481.32356385729253,0,null,129.54518714520123,481.32357788085938,null,-251.1621248134648,109.04727529206599,475.72706945484816,null,0.35413639890409548,23.147501492735483,0,1,0.34027501725332282,6.3199211740871437,0,1,86.004262165278689,"PASS",1,null,"RSFT403",null,475.72706945484816,0,0.34027501725332282,"FAIL",0,1,null,null,0.11213029859146377,0,-7.40979864,"NO",0,null,13.941899999999999,11.722899999999999,12.695988728363995,0,0,0,null,-251.80662823209761,null,-25.955526741130488,null,0,null,0,null,-7.40979864,null,-7.40979864,-18.524496599999999,null,"RSFT403"]
[534,"RSFN403",3.0000000260770321E-3,31.761918793466048,0,14.901403427124023,0,0,365.805908531542,0,5.5965084260112112,0,0,null,380.70731164002927,5.5965084260112112,20.497911534498432,null,107.25898806833608,22.286202227173113,0,0,481.32356385729253,0,null,129.54518714520123,481.32357788085938,null,-251.1621248134648,109.04727529206599,475.72706945484816,null,0.35413639890409548,23.147501492735483,0,1,0.34027501725332282,6.3199211740871437,0,1,86.004262165278689,"PASS",1,null,"RSFN403",null,475.72706945484816,0,0.34027501725332282,"FAIL",0,1,null,null,0.11213029859146377,0,-7.40979864,"NO",0,null,13.941899999999999,11.722899999999999,12.695988728363995,0,0,0,null,-251.80662823209761,null,-25.955526741130488,null,0,null,0,null,-7.40979864,null,-7.40979864,-18.524496599999999,null,"RSFN403"]
[535,"RMOT404",1.0000000474974513E-3,6.5444373392053174,0,3.0703842639923096,0,0,75.373086313293911,0,27.562803987680905,0,0,null,78.443470660064079,27.562803987680905,30.633188334451052,null,24.119045544867806,7.4287343639971963,0,0,99.175113570123642,0,null,31.547778933852065,99.17510986328125,null,-46.895691643434155,0.91459068217885076,71.612305875600342,null,0.41855495743827376,1.1445779953284954,0,1,0.4021721464091737,1.0298562028432967,0,1,3.5981502429000769,"PASS",1,null,"RMOT404",null,71.612305875600342,0,0.4021721464091737,"FAIL",0,1,null,null,2.6801779197337874,1,0.36081704000000037,"YES",1,null,13.941899999999999,11.722899999999999,12.695988728363995,0,0,0,null,-47.052645767483163,null,-4.8500558306716339,null,0,null,0,null,0.36081704000000037,null,0,0,null,"RMOT404"]
[536,"RMON404",1.0000000474974513E-3,6.5444373392053174,0,3.0703842639923096,0,0,75.373086313293911,0,27.562803987680905,0,0,null,78.443470660064079,27.562803987680905,30.633188334451052,null,24.119045544867806,7.4287343639971963,0,0,99.175113570123642,0,null,31.547778933852065,99.17510986328125,null,-46.895691643434155,0.91459068217885076,71.612305875600342,null,0.41855495743827376,1.1445779953284954,0,1,0.4021721464091737,1.0298562028432967,0,1,3.5981502429000769,"PASS",1,null,"RMON404",null,71.612305875600342,0,0.4021721464091737,"FAIL",0,1,null,null,2.6801779197337874,1,0.36081704000000037,"YES",1,null,13.941899999999999,11.722899999999999,12.695988728363995,0,0,0,null,-47.052645767483163,null,-4.8500558306716339,null,0,null,0,null,0.36081704000000037,null,0,0,null,"RMON404"]
[537,"RMFT404",1.0000000474974513E-3,6.5444373392053174,0,3.0703842639923096,0,0,75.373086313293911,0,27.562803987680905,0,0,null,78.443470660064079,27.562803987680905,30.633188334451052,null,24.119045544867806,7.4287343639971963,0,0,99.175113570123642,0,null,31.547778933852065,99.17510986328125,null,-46.895691643434155,0.91459068217885076,71.612305875600342,null,0.41855495743827376,1.1445779953284954,0,1,0.4021721464091737,1.0298562028432967,0,1,3.5981502429000769,"PASS",1,null,"RMFT404",null,71.612305875600342,0,0.4021721464091737,"FAIL",0,1,null,null,2.6801779197337874,1,0.36081704000000037,"YES",1,null,13.941899999999999,11.722899999999999,12.695988728363995,0,0,0,null,-47.052645767483163,null,-4.8500558306716339,null,0,null,0,null,0.36081704000000037,null,0,0,null,"RMFT404"]
[538,"RMFN404",1.0000000474974513E-3,6.5444373392053174,0,3.0703842639923096,0,0,75.373086313293911,0,27.562803987680905,0,0,null,78.443470660064079,27.562803987680905,30.633188334451052,null,24.119045544867806,7.4287343639971963,0,0,99.175113570123642,0,null,31.547778933852065,99.17510986328125,null,-46.895691643434155,0.91459068217885076,71.612305875600342,null,0.41855495743827376,1.1445779953284954,0,1,0.4021721464091737,1.0298562028432967,0,1,3.5981502429000769,"PASS",1,null,"RMFN404",null,71.612305875600342,0,0.4021721464091737,"FAIL",0,1,null,null,2.6801779197337874,1,0.36081704000000037,"YES",1,null,13.941899999999999,11.722899999999999,12.695988728363995,0,0,0,null,-47.052645767483163,null,-4.8500558306716339,null,0,null,0,null,0.36081704000000037,null,0,0,null,"RMFN404"]
[539,"RSFT404",1.0000000474974513E-3,6.5444373392053174,0,3.0703842639923096,0,0,75.373086313293911,0,27.562803987680905,0,0,null,78.443470660064079,27.562803987680905,30.633188334451052,null,24.119045544867806,7.4287343639971963,0,0,99.175113570123642,0,null,31.547778933852065,99.17510986328125,null,-46.895691643434155,0.91459068217885076,71.612305875600342,null,0.41855495743827376,1.1445779953284954,0,1,0.4021721464091737,1.0298562028432967,0,1,3.5981502429000769,"PASS",1,null,"RSFT404",null,71.612305875600342,0,0.4021721464091737,"FAIL",0,1,null,null,2.6801779197337874,1,0.36081704000000037,"YES",1,null,13.941899999999999,11.722899999999999,12.695988728363995,0,0,0,null,-47.052645767483163,null,-4.8500558306716339,null,0,null,0,null,0.36081704000000037,null,0,0,null,"RSFT404"]
[540,"RSFN404",1.0000000474974513E-3,6.5444373392053174,0,3.0703842639923096,0,0,75.373086313293911,0,27.562803987680905,0,0,null,78.443470660064079,27.562803987680905,30.633188334451052,null,24.119045544867806,7.4287343639971963,0,0,99.175113570123642,0,null,31.547778933852065,99.17510986328125,null,-46.895691643434155,0.91459068217885076,71.612305875600342,null,0.41855495743827376,1.1445779953284954,0,1,0.4021721464091737,1.0298562028432967,0,1,3.5981502429000769,"PASS",1,null,"RSFN404",null,71.612305875600342,0,0.4021721464091737,"FAIL",0,1,null,null,2.6801779197337874,1,0.36081704000000037,"YES",1,null,13.941899999999999,11.722899999999999,12.695988728363995,0,0,0,null,-47.052645767483163,null,-4.8500558306716339,null,0,null,0,null,0.36081704000000037,null,0,0,null,"RSFN404"]
[541,"RMOT405",1.0000000474974513E-3,13.078436740373318,0,6.1358718872070313,0,0,150.62595761590904,0,30.081233675876543,0,0,null,156.76182938599854,30.081233675876543,36.217105445965998,null,42.877303542587605,7.4287343639971963,0,0,198.19204949461721,0,null,50.306039528686874,198.19204711914063,null,-106.45578997442919,14.088933965603296,168.11081344326408,null,0.33397988185386696,1.6723396410776028,0,1,0.32090745360742873,1.3890132506879367,0,1,6.588561135977594,"PASS",1,null,"RMOT405",null,168.11081344326408,0,0.32090745360742873,"FAIL",0,1,null,null,1.4637008619707146,0,-1.0657994399999997,"NO",0,null,13.941899999999999,11.722899999999999,12.695988728363995,0,0,0,null,-106.7060687780545,null,-10.998964725649991,null,0,null,0,null,-1.0657994399999997,null,-1.0657994399999997,-0.49572066976744172,null,"RMOT405"]
[542,"RMON405",1.0000000474974513E-3,13.078436740373318,0,6.1358718872070313,0,0,150.62595761590904,0,30.081233675876543,0,0,null,156.76182938599854,30.081233675876543,36.217105445965998,null,42.877303542587605,7.4287343639971963,0,0,198.19204949461721,0,null,50.306039528686874,198.19204711914063,null,-106.45578997442919,14.088933965603296,168.11081344326408,null,0.33397988185386696,1.6723396410776028,0,1,0.32090745360742873,1.3890132506879367,0,1,6.588561135977594,"PASS",1,null,"RMON405",null,168.11081344326408,0,0.32090745360742873,"FAIL",0,1,null,null,1.4637008619707146,0,-1.0657994399999997,"NO",0,null,13.941899999999999,11.722899999999999,12.695988728363995,0,0,0,null,-106.7060687780545,null,-10.998964725649991,null,0,null,0,null,-1.0657994399999997,null,-1.0657994399999997,-0.49572066976744172,null,"RMON405"]
[543,"RMFT405",1.0000000474974513E-3,13.078436740373318,0,6.1358718872070313,0,0,150.62595761590904,0,30.081233675876543,0,0,null,156.76182938599854,30.081233675876543,36.217105445965998,null,42.877303542587605,7.4287343639971963,0,0,198.19204949461721,0,null,50.306039528686874,198.19204711914063,null,-106.45578997442919,14.088933965603296,168.11081344326408,null,0.33397988185386696,1.6723396410776028,0,1,0.32090745360742873,1.3890132506879367,0,1,6.588561135977594,"PASS",1,null,"RMFT405",null,168.11081344326408,0,0.32090745360742873,"FAIL",0,1,null,null,1.4637008619707146,0,-1.0657994399999997,"NO",0,null,13.941899999999999,11.722899999999999,12.695988728363995,0,0,0,null,-106.7060687780545,null,-10.998964725649991,null,0,null,0,null,-1.0657994399999997,null,-1.0657994399999997,-0.49572066976744172,null,"RMFT405"]
[544,"RMFN405",1.0000000474974513E-3,13.078436740373318,0,6.1358718872070313,0,0,150.62595761590904,0,30.081233675876543,0,0,null,156.76182938599854,30.081233675876543,36.217105445965998,null,42.877303542587605,7.4287343639971963,0,0,198.19204949461721,0,null,50.306039528686874,198.19204711914063,null,-106.45578997442919,14.088933965603296,168.11081344326408,null,0.33397988185386696,1.6723396410776028,0,1,0.32090745360742873,1.3890132506879367,0,1,6.588561135977594,"PASS",1,null,"RMFN405",null,168.11081344326408,0,0.32090745360742873,"FAIL",0,1,null,null,1.4637008619707146,0,-1.0657994399999997,"NO",0,null,13.941899999999999,11.722899999999999,12.695988728363995,0,0,0,null,-106.7060687780545,null,-10.998964725649991,null,0,null,0,null,-1.0657994399999997,null,-1.0657994399999997,-0.49572066976744172,null,"RMFN405"]
[545,"RSFT405",1.0000000474974513E-3,13.078436740373318,0,6.1358718872070313,0,0,150.62595761590904,0,30.081233675876543,0,0,null,156.76182938599854,30.081233675876543,36.217105445965998,null,42.877303542587605,7.4287343639971963,0,0,198.19204949461721,0,null,50.306039528686874,198.19204711914063,null,-106.45578997442919,14.088933965603296,168.11081344326408,null,0.33397988185386696,1.6723396410776028,0,1,0.32090745360742873,1.3890132506879367,0,1,6.588561135977594,"PASS",1,null,"RSFT405",null,168.11081344326408,0,0.32090745360742873,"FAIL",0,1,null,null,1.4637008619707146,0,-1.0657994399999997,"NO",0,null,13.941899999999999,11.722899999999999,12.695988728363995,0,0,0,null,-106.7060687780545,null,-10.998964725649991,null,0,null,0,null,-1.0657994399999997,null,-1.0657994399999997,-0.49572066976744172,null,"RSFT405"]
[546,"RSFN405",1.0000000474974513E-3,13.078436740373318,0,6.1358718872070313,0,0,150.62595761590904,0,30.081233675876543,0,0,null,156.76182938599854,30.081233675876543,36.217105445965998,null,42.877303542587605,7.4287343639971963,0,0,198.19204949461721,0,null,50.306039528686874,198.19204711914063,null,-106.45578997442919,14.088933965603296,168.11081344326408,null,0.33397988185386696,1.6723396410776028,0,1,0.32090745360742873,1.3890132506879367,0,1,6.588561135977594,"PASS",1,null,"RSFN405",null,168.11081344326408,0,0.32090745360742873,"FAIL",0,1,null,null,1.4637008619707146,0,-1.0657994399999997,"NO",0,null,13.941899999999999,11.722899999999999,12.695988728363995,0,0,0,null,-106.7060687780545,null,-10.998964725649991,null,0,null,0,null,-1.0657994399999997,null,-1.0657994399999997,-0.49572066976744172,null,"RSFN405"]
[547,"RMOE406",1.0699999891221524E-2,112.09045039885281,0,62.294509887695313,0,0,1290.959444625782,0,464.22763680295577,0,0,null,1353.2539545415027,464.22763680295577,526.52214671867694,null,379.14315431990707,79.487453111232142,0,0,1698.6308481918177,0,null,458.63059880812079,1698.630859375,null,-894.62335570535652,-67.89154788253029,1234.4032225720443,null,0.35526336688374183,0.98794333307387583,0,0,0.3389094835292818,0.87105661497954279,0,0,3.6590472533542724,"PASS",1,null,"RMOE406",null,1234.4032225720443,0,0.3389094835292818,"FAIL",0,1,null,null,2.2249190069310965,1,0.44857128000000479,"YES",1,null,13.941899999999999,11.722899999999999,12.695988728363995,0,0,0,null,-896.90509997803372,null,-79.356790354597564,null,0,null,0,null,0.44857128000000479,null,0,0,null,"RMOE406"]
[548,"RMON406",1.0699999891221524E-2,112.09045039885281,0,62.294509887695313,0,0,1290.959444625782,0,464.22763680295577,0,0,null,1353.2539545415027,464.22763680295577,526.52214671867694,null,379.14315431990707,79.487453111232142,0,0,1698.6308481918177,0,null,458.63059880812079,1698.630859375,null,-894.62335570535652,-67.89154788253029,1234.4032225720443,null,0.35526336688374183,0.98794333307387583,0,0,0.3389094835292818,0.87105661497954279,0,0,3.6590472533542724,"PASS",1,null,"RMON406",null,1234.4032225720443,0,0.3389094835292818,"FAIL",0,1,null,null,2.2249190069310965,1,0.44857128000000479,"YES",1,null,13.941899999999999,11.722899999999999,12.695988728363995,0,0,0,null,-896.90509997803372,null,-79.356790354597564,null,0,null,0,null,0.44857128000000479,null,0,0,null,"RMON406"]
[549,"RMFE406",1.0699999891221524E-2,112.09045039885281,0,62.294509887695313,0,0,1290.959444625782,0,464.22763680295577,0,0,null,1353.2539545415027,464.22763680295577,526.52214671867694,null,379.14315431990707,79.487453111232142,0,0,1698.6308481918177,0,null,458.63059880812079,1698.630859375,null,-894.62335570535652,-67.89154788253029,1234.4032225720443,null,0.35526336688374183,0.98794333307387583,0,0,0.3389094835292818,0.87105661497954279,0,0,3.6590472533542724,"PASS",1,null,"RMFE406",null,1234.4032225720443,0,0.3389094835292818,"FAIL",0,1,null,null,2.2249190069310965,1,0.44857128000000479,"YES",1,null,13.941899999999999,11.722899999999999,12.695988728363995,0,0,0,null,-896.90509997803372,null,-79.356790354597564,null,0,null,0,null,0.44857128000000479,null,0,0,null,"RMFE406"]
[550,"RMFN406",1.0699999891221524E-2,112.09045039885281,0,62.294509887695313,0,0,1290.959444625782,0,464.22763680295577,0,0,null,1353.2539545415027,464.22763680295577,526.52214671867694,null,379.14315431990707,79.487453111232142,0,0,1698.6308481918177,0,null,458.63059880812079,1698.630859375,null,-894.62335570535652,-67.89154788253029,1234.4032225720443,null,0.35526336688374183,0.98794333307387583,0,0,0.3389094835292818,0.87105661497954279,0,0,3.6590472533542724,"PASS",1,null,"RMFN406",null,1234.4032225720443,0,0.3389094835292818,"FAIL",0,1,null,null,2.2249190069310965,1,0.44857128000000479,"YES",1,null,13.941899999999999,11.722899999999999,12.695988728363995,0,0,0,null,-896.90509997803372,null,-79.356790354597564,null,0,null,0,null,0.44857128000000479,null,0,0,null,"RMFN406"]
[551,"RSFE406",1.0699999891221524E-2,112.09045039885281,0,62.294509887695313,0,0,1290.959444625782,0,464.22763680295577,0,0,null,1353.2539545415027,464.22763680295577,526.52214671867694,null,379.14315431990707,79.487453111232142,0,0,1698.6308481918177,0,null,458.63059880812079,1698.630859375,null,-894.62335570535652,-67.89154788253029,1234.4032225720443,null,0.35526336688374183,0.98794333307387583,0,0,0.3389094835292818,0.87105661497954279,0,0,3.6590472533542724,"PASS",1,null,"RSFE406",null,1234.4032225720443,0,0.3389094835292818,"FAIL",0,1,null,null,2.2249190069310965,1,0.44857128000000479,"YES",1,null,13.941899999999999,11.722899999999999,12.695988728363995,0,0,0,null,-896.90509997803372,null,-79.356790354597564,null,0,null,0,null,0.44857128000000479,null,0,0,null,"RSFE406"]
[552,"RSFN406",1.0699999891221524E-2,112.09045039885281,0,62.294509887695313,0,0,1290.959444625782,0,464.22763680295577,0,0,null,1353.2539545415027,464.22763680295577,526.52214671867694,null,379.14315431990707,79.487453111232142,0,0,1698.6308481918177,0,null,458.63059880812079,1698.630859375,null,-894.62335570535652,-67.89154788253029,1234.4032225720443,null,0.35526336688374183,0.98794333307387583,0,0,0.3389094835292818,0.87105661497954279,0,0,3.6590472533542724,"PASS",1,null,"RSFN406",null,1234.4032225720443,0,0.3389094835292818,"FAIL",0,1,null,null,2.2249190069310965,1,0.44857128000000479,"YES",1,null,13.941899999999999,11.722899999999999,12.695988728363995,0,0,0,null,-896.90509997803372,null,-79.356790354597564,null,0,null,0,null,0.44857128000000479,null,0,0,null,"RSFN406"]
[553,"RMOE407",4.3000001693144444E-3,49.90264100903358,0,27.733499526977539,0,0,574.73482792822381,0,246.11854792147869,0,0,null,602.46832663602686,246.11854792147869,273.85204662928197,null,166.25617190026009,31.943557505742394,0,0,756.23003674766244,0,null,198.19973604740426,756.23004150390625,null,-404.26859140779709,-75.652311401051975,510.11149358242756,null,0.34485422914401243,0.80530190723633566,0,0,0.32897951147837246,0.72374750488111261,0,0,3.072625155196238,"PASS",1,null,"RMOE407",null,510.11149358242756,0,0.32897951147837246,"FAIL",0,1,null,null,2.6495532338502876,1,2.5796591200000005,"YES",1,null,13.941899999999999,11.722899999999999,12.695988728363995,0,0,0,null,-405.25465974634142,null,-35.856311971580737,null,0,null,0,null,2.5796591200000005,null,0,0,null,"RMOE407"]
[554,"RMON407",4.3000001693144444E-3,49.90264100903358,0,27.733499526977539,0,0,574.73482792822381,0,246.11854792147869,0,0,null,602.46832663602686,246.11854792147869,273.85204662928197,null,166.25617190026009,31.943557505742394,0,0,756.23003674766244,0,null,198.19973604740426,756.23004150390625,null,-404.26859140779709,-75.652311401051975,510.11149358242756,null,0.34485422914401243,0.80530190723633566,0,0,0.32897951147837246,0.72374750488111261,0,0,3.072625155196238,"PASS",1,null,"RMON407",null,510.11149358242756,0,0.32897951147837246,"FAIL",0,1,null,null,2.6495532338502876,1,2.5796591200000005,"YES",1,null,13.941899999999999,11.722899999999999,12.695988728363995,0,0,0,null,-405.25465974634142,null,-35.856311971580737,null,0,null,0,null,2.5796591200000005,null,0,0,null,"RMON407"]
[555,"RMFE407",4.3000001693144444E-3,49.90264100903358,0,27.733499526977539,0,0,574.73482792822381,0,246.11854792147869,0,0,null,602.46832663602686,246.11854792147869,273.85204662928197,null,166.25617190026009,31.943557505742394,0,0,756.23003674766244,0,null,198.19973604740426,756.23004150390625,null,-404.26859140779709,-75.652311401051975,510.11149358242756,null,0.34485422914401243,0.80530190723633566,0,0,0.32897951147837246,0.72374750488111261,0,0,3.072625155196238,"PASS",1,null,"RMFE407",null,510.11149358242756,0,0.32897951147837246,"FAIL",0,1,null,null,2.6495532338502876,1,2.5796591200000005,"YES",1,null,13.941899999999999,11.722899999999999,12.695988728363995,0,0,0,null,-405.25465974634142,null,-35.856311971580737,null,0,null,0,null,2.5796591200000005,null,0,0,null,"RMFE407"]
[556,"RMFN407",4.3000001693144444E-3,49.90264100903358,0,27.733499526977539,0,0,574.73482792822381,0,246.11854792147869,0,0,null,602.46832663602686,246.11854792147869,273.85204662928197,null,166.25617190026009,31.943557505742394,0,0,756.23003674766244,0,null,198.19973604740426,756.23004150390625,null,-404.26859140779709,-75.652311401051975,510.11149358242756,null,0.34485422914401243,0.80530190723633566,0,0,0.32897951147837246,0.72374750488111261,0,0,3.072625155196238,"PASS",1,null,"RMFN407",null,510.11149358242756,0,0.32897951147837246,"FAIL",0,1,null,null,2.6495532338502876,1,2.5796591200000005,"YES",1,null,13.941899999999999,11.722899999999999,12.695988728363995,0,0,0,null,-405.25465974634142,null,-35.856311971580737,null,0,null,0,null,2.5796591200000005,null,0,0,null,"RMFN407"]
[557,"RSFE407",4.3000001693144444E-3,49.90264100903358,0,27.733499526977539,0,0,574.73482792822381,0,246.11854792147869,0,0,null,602.46832663602686,246.11854792147869,273.85204662928197,null,166.25617190026009,31.943557505742394,0,0,756.23003674766244,0,null,198.19973604740426,756.23004150390625,null,-404.26859140779709,-75.652311401051975,510.11149358242756,null,0.34485422914401243,0.80530190723633566,0,0,0.32897951147837246,0.72374750488111261,0,0,3.072625155196238,"PASS",1,null,"RSFE407",null,510.11149358242756,0,0.32897951147837246,"FAIL",0,1,null,null,2.6495532338502876,1,2.5796591200000005,"YES",1,null,13.941899999999999,11.722899999999999,12.695988728363995,0,0,0,null,-405.25465974634142,null,-35.856311971580737,null,0,null,0,null,2.5796591200000005,null,0,0,null,"RSFE407"]
[558,"RSFN407",4.3000001693144444E-3,49.90264100903358,0,27.733499526977539,0,0,574.73482792822381,0,246.11854792147869,0,0,null,602.46832663602686,246.11854792147869,273.85204662928197,null,166.25617190026009,31.943557505742394,0,0,756.23003674766244,0,null,198.19973604740426,756.23004150390625,null,-404.26859140779709,-75.652311401051975,510.11149358242756,null,0.34485422914401243,0.80530190723633566,0,0,0.32897951147837246,0.72374750488111261,0,0,3.072625155196238,"PASS",1,null,"RSFN407",null,510.11149358242756,0,0.32897951147837246,"FAIL",0,1,null,null,2.6495532338502876,1,2.5796591200000005,"YES",1,null,13.941899999999999,11.722899999999999,12.695988728363995,0,0,0,null,-405.25465974634142,null,-35.856311971580737,null,0,null,0,null,2.5796591200000005,null,0,0,null,"RSFN407"]
[559,"RMOE408",5.149999912828206E-3,53.472332202804871,0,29.717365264892578,0,0,615.84739857629097,0,2200.1505991438016,0,0,null,645.56476312183088,2200.1505991438016,2229.8679636893417,null,181.11850257138624,38.25797950985293,0,0,810.32552444248802,0,null,219.37648605879653,810.32550048828125,null,-426.18827778238699,-2010.4914783498978,-1389.8250986555204,null,0.35621890514752291,9.9709759024753972E-2,0,0,0.33982103476881476,9.8380930871379974E-2,0,0,0.36830456097124581,"FAIL",0,null,"RMOE408",null,-1389.8250986555204,1389.8250986555204,0.107781064503141,"FAIL",0,1,null,null,22.104215884728269,1,119.60192296,"YES",1,null,13.941899999999999,11.722899999999999,12.695988728363995,0,0,0,null,-427.27970308616204,null,-37.805054092583141,null,122.96959732558685,null,122.96959732558685,null,119.60192296,null,119.60192296,0.90095610516007529,null,"RMOE408"]
[560,"RMON408",5.149999912828206E-3,53.472332202804871,0,29.717365264892578,0,0,615.84739857629097,0,2200.1505991438016,0,0,null,645.56476312183088,2200.1505991438016,2229.8679636893417,null,181.11850257138624,38.25797950985293,0,0,810.32552444248802,0,null,219.37648605879653,810.32550048828125,null,-426.18827778238699,-2010.4914783498978,-1389.8250986555204,null,0.35621890514752291,9.9709759024753972E-2,0,0,0.33982103476881476,9.8380930871379974E-2,0,0,0.36830456097124581,"FAIL",0,null,"RMON408",null,-1389.8250986555204,1389.8250986555204,0.107781064503141,"FAIL",0,1,null,null,22.104215884728269,1,119.60192296,"YES",1,null,13.941899999999999,11.722899999999999,12.695988728363995,0,0,0,null,-427.27970308616204,null,-37.805054092583141,null,122.96959732558685,null,122.96959732558685,null,119.60192296,null,119.60192296,0.90095610516007529,null,"RMON408"]
[561,"RMFE408",5.149999912828206E-3,53.472332202804871,0,29.717365264892578,0,0,615.84739857629097,0,2200.1505991438016,0,0,null,645.56476312183088,2200.1505991438016,2229.8679636893417,null,181.11850257138624,38.25797950985293,0,0,810.32552444248802,0,null,219.37648605879653,810.32550048828125,null,-426.18827778238699,-2010.4914783498978,-1389.8250986555204,null,0.35621890514752291,9.9709759024753972E-2,0,0,0.33982103476881476,9.8380930871379974E-2,0,0,0.36830456097124581,"FAIL",0,null,"RMFE408",null,-1389.8250986555204,1389.8250986555204,0.107781064503141,"FAIL",0,1,null,null,22.104215884728269,1,119.60192296,"YES",1,null,13.941899999999999,11.722899999999999,12.695988728363995,0,0,0,null,-427.27970308616204,null,-37.805054092583141,null,122.96959732558685,null,122.96959732558685,null,119.60192296,null,119.60192296,0.90095610516007529,null,"RMFE408"]
[562,"RMFN408",5.149999912828206E-3,53.472332202804871,0,29.717365264892578,0,0,615.84739857629097,0,2200.1505991438016,0,0,null,645.56476312183088,2200.1505991438016,2229.8679636893417,null,181.11850257138624,38.25797950985293,0,0,810.32552444248802,0,null,219.37648605879653,810.32550048828125,null,-426.18827778238699,-2010.4914783498978,-1389.8250986555204,null,0.35621890514752291,9.9709759024753972E-2,0,0,0.33982103476881476,9.8380930871379974E-2,0,0,0.36830456097124581,"FAIL",0,null,"RMFN408",null,-1389.8250986555204,1389.8250986555204,0.107781064503141,"FAIL",0,1,null,null,22.104215884728269,1,119.60192296,"YES",1,null,13.941899999999999,11.722899999999999,12.695988728363995,0,0,0,null,-427.27970308616204,null,-37.805054092583141,null,122.96959732558685,null,122.96959732558685,null,119.60192296,null,119.60192296,0.90095610516007529,null,"RMFN408"]
[563,"RSFE408",5.149999912828206E-3,53.472332202804871,0,29.717365264892578,0,0,615.84739857629097,0,2200.1505991438016,0,0,null,645.56476312183088,2200.1505991438016,2229.8679636893417,null,181.11850257138624,38.25797950985293,0,0,810.32552444248802,0,null,219.37648605879653,810.32550048828125,null,-426.18827778238699,-2010.4914783498978,-1389.8250986555204,null,0.35621890514752291,9.9709759024753972E-2,0,0,0.33982103476881476,9.8380930871379974E-2,0,0,0.36830456097124581,"FAIL",0,null,"RSFE408",null,-1389.8250986555204,1389.8250986555204,0.107781064503141,"FAIL",0,1,null,null,22.104215884728269,1,119.60192296,"YES",1,null,13.941899999999999,11.722899999999999,12.695988728363995,0,0,0,null,-427.27970308616204,null,-37.805054092583141,null,122.96959732558685,null,122.96959732558685,null,119.60192296,null,119.60192296,0.90095610516007529,null,"RSFE408"]
[564,"RSFN408",5.149999912828206E-3,53.472332202804871,0,29.717365264892578,0,0,615.84739857629097,0,2200.1505991438016,0,0,null,645.56476312183088,2200.1505991438016,2229.8679636893417,null,181.11850257138624,38.25797950985293,0,0,810.32552444248802,0,null,219.37648605879653,810.32550048828125,null,-426.18827778238699,-2010.4914783498978,-1389.8250986555204,null,0.35621890514752291,9.9709759024753972E-2,0,0,0.33982103476881476,9.8380930871379974E-2,0,0,0.36830456097124581,"FAIL",0,null,"RSFN408",null,-1389.8250986555204,1389.8250986555204,0.107781064503141,"FAIL",0,1,null,null,22.104215884728269,1,119.60192296,"YES",1,null,13.941899999999999,11.722899999999999,12.695988728363995,0,0,0,null,-427.27970308616204,null,-37.805054092583141,null,122.96959732558685,null,122.96959732558685,null,119.60192296,null,119.60192296,0.90095610516007529,null,"RSFN408"]
[565,"RMOE501",1.8899999791756276E-2,65.600937485530125,0,39.590484619140625,0,0,755.5340309714494,0,2319.4710953738827,0,0,null,795.12451473676151,2319.4710953738827,2359.0615791391942,null,316.35232949111708,140.40307126377149,0,0,994.12372496243358,0,null,456.75540136759059,994.12371826171875,null,-338.36911422299943,-1902.3061786254327,-1325.3473771121639,null,0.60454643026509913,0.19692222174209278,0,0,0.57444512452031371,0.19361741348394196,0,0,0.42859931311257532,"FAIL",0,null,"RMOE501",null,-1325.3473771121639,1325.3473771121639,0.21540271433893429,"FAIL",0,1,null,null,29.985710946202147,1,204.7996732,"YES",1,null,13.941899999999999,11.722899999999999,12.695988728363995,0,0,0,null,-340.6415291551765,null,-44.721776333497523,null,174.00077175087173,null,174.00077175087173,null,204.7996732,null,174.00077175087173,0.78758326959159797,null,"RMOE501"]
[566,"RMON501",1.8899999791756276E-2,65.600937485530125,0,39.590484619140625,0,0,755.5340309714494,0,2319.4710953738827,0,0,null,795.12451473676151,2319.4710953738827,2359.0615791391942,null,316.35232949111708,140.40307126377149,0,0,994.12372496243358,0,null,456.75540136759059,994.12371826171875,null,-338.36911422299943,-1902.3061786254327,-1325.3473771121639,null,0.60454643026509913,0.19692222174209278,0,0,0.57444512452031371,0.19361741348394196,0,0,0.42859931311257532,"FAIL",0,null,"RMON501",null,-1325.3473771121639,1325.3473771121639,0.21540271433893429,"FAIL",0,1,null,null,29.985710946202147,1,204.7996732,"YES",1,null,13.941899999999999,11.722899999999999,12.695988728363995,0,0,0,null,-340.6415291551765,null,-44.721776333497523,null,174.00077175087173,null,174.00077175087173,null,204.7996732,null,174.00077175087173,0.78758326959159797,null,"RMON501"]
[567,"RMFE501",1.9749999931082129E-2,69.337635687898484,0,41.845600128173828,0,0,798.57004179037813,0,2319.4710953738827,0,0,null,840.4156411341454,2319.4710953738827,2361.316694717651,null,332.45856534082338,146.71749620826492,0,0,1050.7500549873394,0,null,479.17606656979012,1050.75,null,-361.23957534876183,-1882.1406289322663,-1268.7210953738827,null,0.60004262806489328,0.2065885052525521,0,0,0.57016557363913156,0.20292748849933873,0,0,0.45301275885510717,"FAIL",0,null,"RMFE501",null,-1268.7210953738827,1268.7210953738827,0.22719061220512596,"FAIL",0,1,null,null,28.369741577130885,1,203.88087336000001,"YES",1,null,13.941899999999999,11.722899999999999,12.695988728363995,0,0,0,null,-363.62353587895973,null,-47.739013154107745,null,166.5664817722608,null,166.5664817722608,null,203.88087336000001,null,166.5664817722608,0.75393329005685417,null,"RMFE501"]
[568,"RMFN501",1.9749999931082129E-2,69.337635687898484,0,41.845600128173828,0,0,798.57004179037813,0,2319.4710953738827,0,0,null,840.4156411341454,2319.4710953738827,2361.316694717651,null,332.45856534082338,146.71749620826492,0,0,1050.7500549873394,0,null,479.17606656979012,1050.75,null,-361.23957534876183,-1882.1406289322663,-1268.7210953738827,null,0.60004262806489328,0.2065885052525521,0,0,0.57016557363913156,0.20292748849933873,0,0,0.45301275885510717,"FAIL",0,null,"RMFN501",null,-1268.7210953738827,1268.7210953738827,0.22719061220512596,"FAIL",0,1,null,null,28.369741577130885,1,203.88087336000001,"YES",1,null,13.941899999999999,11.722899999999999,12.695988728363995,0,0,0,null,-363.62353587895973,null,-47.739013154107745,null,166.5664817722608,null,166.5664817722608,null,203.88087336000001,null,166.5664817722608,0.75393329005685417,null,"RMFN501"]
[569,"RSFE501",2.0299999602138994E-2,209.76644083730224,0,126.59506225585938,0,0,2415.905788591801,0,2319.4710953738827,0,0,null,2542.5008504526895,2319.4710953738827,2446.0661572347731,null,711.04068422639864,150.80329747076701,0,0,3178.8234060418431,0,null,861.84397505978461,3178.823486328125,null,-1680.6568757878758,-1584.2221825699576,859.35239095424231,null,0.35673741051059027,0.37156918091314317,0,0,0.33897490133482122,0.35233878379435102,0,0,1.3704949773541888,"PASS",1,null,"RSFE501",null,859.35239095424231,0,0.33897490133482122,"FAIL",0,1,null,null,9.3775286508872213,1,169.35145144000001,"YES",1,null,13.941899999999999,11.722899999999999,12.695988728363995,0,0,0,null,-1684.9446567583223,null,-221.21119013513078,null,0,null,0,null,169.35145144000001,null,0,0,null,"RSFE501"]
[570,"RSFN501",2.0299999602138994E-2,209.76644083730224,0,126.59506225585938,0,0,2415.905788591801,0,2319.4710953738827,0,0,null,2542.5008504526895,2319.4710953738827,2446.0661572347731,null,711.04068422639864,150.80329747076701,0,0,3178.8234060418431,0,null,861.84397505978461,3178.823486328125,null,-1680.6568757878758,-1584.2221825699576,859.35239095424231,null,0.35673741051059027,0.37156918091314317,0,0,0.33897490133482122,0.35233878379435102,0,0,1.3704949773541888,"PASS",1,null,"RSFN501",null,859.35239095424231,0,0.33897490133482122,"FAIL",0,1,null,null,9.3775286508872213,1,169.35145144000001,"YES",1,null,13.941899999999999,11.722899999999999,12.695988728363995,0,0,0,null,-1684.9446567583223,null,-221.21119013513078,null,0,null,0,null,169.35145144000001,null,0,0,null,"RSFN501"]
[571,"RMOT502",1.0000000474974513E-3,10.552513469503147,0,20.09040641784668,0,0,121.53458996302935,0,511.70519544434478,0,0,null,141.62499605424733,511.70519544434478,531.79560153556281,null,35.653493392656124,7.4287343639971963,0,0,159.91393416188077,0,null,43.082228188506157,159.9139404296875,null,-98.542768192369891,-488.71337367368528,-351.79125501465728,null,0.35448532143492406,8.4193454692394198E-2,0,0,0.30419932419729018,8.1012757603945745E-2,0,0,0.31251185614956378,"FAIL",0,null,"RMOT502",null,-351.79125501465728,351.79125501465728,8.7314165406300118E-2,"FAIL",0,1,null,null,41.124374832932233,1,46.145288720000003,"YES",1,null,13.941899999999999,11.722899999999999,12.695988728363995,0,0,0,null,-98.757107636093806,null,-12.965516242244743,null,46.185589472500787,null,46.185589472500787,null,46.145288720000003,null,46.145288720000003,0.94676423307345103,null,"RMOT502"]
[572,"RMON502",1.0000000474974513E-3,10.552513469503147,0,20.09040641784668,0,0,121.53458996302935,0,511.70519544434478,0,0,null,141.62499605424733,511.70519544434478,531.79560153556281,null,35.653493392656124,7.4287343639971963,0,0,159.91393416188077,0,null,43.082228188506157,159.9139404296875,null,-98.542768192369891,-488.71337367368528,-351.79125501465728,null,0.35448532143492406,8.4193454692394198E-2,0,0,0.30419932419729018,8.1012757603945745E-2,0,0,0.31251185614956378,"FAIL",0,null,"RMON502",null,-351.79125501465728,351.79125501465728,8.7314165406300118E-2,"FAIL",0,1,null,null,41.124374832932233,1,46.145288720000003,"YES",1,null,13.941899999999999,11.722899999999999,12.695988728363995,0,0,0,null,-98.757107636093806,null,-12.965516242244743,null,46.185589472500787,null,46.185589472500787,null,46.145288720000003,null,46.145288720000003,0.94676423307345103,null,"RMON502"]
[573,"RMFT502",1.0000000474974513E-3,10.552513469503147,0,20.09040641784668,0,0,121.53458996302935,0,511.70519544434478,0,0,null,141.62499605424733,511.70519544434478,531.79560153556281,null,35.653493392656124,7.4287343639971963,0,0,159.91393416188077,0,null,43.082228188506157,159.9139404296875,null,-98.542768192369891,-488.71337367368528,-351.79125501465728,null,0.35448532143492406,8.4193454692394198E-2,0,0,0.30419932419729018,8.1012757603945745E-2,0,0,0.31251185614956378,"FAIL",0,null,"RMFT502",null,-351.79125501465728,351.79125501465728,8.7314165406300118E-2,"FAIL",0,1,null,null,41.124374832932233,1,46.145288720000003,"YES",1,null,13.941899999999999,11.722899999999999,12.695988728363995,0,0,0,null,-98.757107636093806,null,-12.965516242244743,null,46.185589472500787,null,46.185589472500787,null,46.145288720000003,null,46.145288720000003,0.94676423307345103,null,"RMFT502"]
[574,"RMFN502",1.0000000474974513E-3,10.552513469503147,0,20.09040641784668,0,0,121.53458996302935,0,511.70519544434478,0,0,null,141.62499605424733,511.70519544434478,531.79560153556281,null,35.653493392656124,7.4287343639971963,0,0,159.91393416188077,0,null,43.082228188506157,159.9139404296875,null,-98.542768192369891,-488.71337367368528,-351.79125501465728,null,0.35448532143492406,8.4193454692394198E-2,0,0,0.30419932419729018,8.1012757603945745E-2,0,0,0.31251185614956378,"FAIL",0,null,"RMFN502",null,-351.79125501465728,351.79125501465728,8.7314165406300118E-2,"FAIL",0,1,null,null,41.124374832932233,1,46.145288720000003,"YES",1,null,13.941899999999999,11.722899999999999,12.695988728363995,0,0,0,null,-98.757107636093806,null,-12.965516242244743,null,46.185589472500787,null,46.185589472500787,null,46.145288720000003,null,46.145288720000003,0.94676423307345103,null,"RMFN502"]
[575,"RSFT502",1.0000000474974513E-3,10.552513469503147,0,20.09040641784668,0,0,121.53458996302935,0,511.70519544434478,0,0,null,141.62499605424733,511.70519544434478,531.79560153556281,null,35.653493392656124,7.4287343639971963,0,0,159.91393416188077,0,null,43.082228188506157,159.9139404296875,null,-98.542768192369891,-488.71337367368528,-351.79125501465728,null,0.35448532143492406,8.4193454692394198E-2,0,0,0.30419932419729018,8.1012757603945745E-2,0,0,0.31251185614956378,"FAIL",0,null,"RSFT502",null,-351.79125501465728,351.79125501465728,8.7314165406300118E-2,"FAIL",0,1,null,null,41.124374832932233,1,46.145288720000003,"YES",1,null,13.941899999999999,11.722899999999999,12.695988728363995,0,0,0,null,-98.757107636093806,null,-12.965516242244743,null,46.185589472500787,null,46.185589472500787,null,46.145288720000003,null,46.145288720000003,0.94676423307345103,null,"RSFT502"]
[576,"RSFN502",1.0000000474974513E-3,10.552513469503147,0,20.09040641784668,0,0,121.53458996302935,0,511.70519544434478,0,0,null,141.62499605424733,511.70519544434478,531.79560153556281,null,35.653493392656124,7.4287343639971963,0,0,159.91393416188077,0,null,43.082228188506157,159.9139404296875,null,-98.542768192369891,-488.71337367368528,-351.79125501465728,null,0.35448532143492406,8.4193454692394198E-2,0,0,0.30419932419729018,8.1012757603945745E-2,0,0,0.31251185614956378,"FAIL",0,null,"RSFN502",null,-351.79125501465728,351.79125501465728,8.7314165406300118E-2,"FAIL",0,1,null,null,41.124374832932233,1,46.145288720000003,"YES",1,null,13.941899999999999,11.722899999999999,12.695988728363995,0,0,0,null,-98.757107636093806,null,-12.965516242244743,null,46.185589472500787,null,46.185589472500787,null,46.145288720000003,null,46.145288720000003,0.94676423307345103,null,"RSFN502"]
[577,"RMOE503",8.7550000101327893E-2,258.20780635610765,0,655.12628173828125,0,0,2973.8109277410263,0,12965.570824207141,0,0,null,3628.9371986110805,12965.570824207141,13620.697095077192,null,1328.6237343496664,650.3856634290305,0,0,3912.9091154487191,0,null,1979.009477808637,3912.9091796875,null,-1649.9277316706705,-11641.687628136786,-9052.6616445196414,null,0.66547925402639407,0.15263573849859061,0,0,0.54534133923264883,0.14529428724648763,0,0,0.30179227993432972,"FAIL",0,null,"RMOE503",null,-9052.6616445196414,9052.6616445196414,0.15605362546100301,"FAIL",0,1,null,null,31.954706356662303,1,863.20041776000005,"YES",1,null,13.941899999999999,11.722899999999999,12.695988728363995,0,0,0,null,-1659.7735499682258,null,-171.08484023189803,null,933.12317885516575,null,933.12317885516575,null,863.20041776000005,null,863.20041776000005,0.93148778745858918,null,"RMOE503"]
[578,"RMON503",8.7550000101327893E-2,258.20780635610765,0,655.12628173828125,0,0,2973.8109277410263,0,12965.570824207141,0,0,null,3628.9371986110805,12965.570824207141,13620.697095077192,null,1328.6237343496664,650.3856634290305,0,0,3912.9091154487191,0,null,1979.009477808637,3912.9091796875,null,-1649.9277316706705,-11641.687628136786,-9052.6616445196414,null,0.66547925402639407,0.15263573849859061,0,0,0.54534133923264883,0.14529428724648763,0,0,0.30179227993432972,"FAIL",0,null,"RMON503",null,-9052.6616445196414,9052.6616445196414,0.15605362546100301,"FAIL",0,1,null,null,31.954706356662303,1,863.20041776000005,"YES",1,null,13.941899999999999,11.722899999999999,12.695988728363995,0,0,0,null,-1659.7735499682258,null,-171.08484023189803,null,933.12317885516575,null,933.12317885516575,null,863.20041776000005,null,863.20041776000005,0.93148778745858918,null,"RMON503"]
[579,"RMFE503",5.3550000861287111E-2,159.27929520651011,0,404.12429809570313,0,0,1834.4391493522514,0,12965.570824207141,0,0,null,2238.5634546402912,12965.570824207141,13369.695129495176,null,817.08191415872045,397.8087126954228,0,0,2413.7357228319097,0,null,1214.8906074157599,2413.73583984375,null,-1023.6728400321949,-12154.804514887084,-10551.834984363391,null,0.66226814219743568,9.3701281947997206E-2,0,0,0.54270992801244033,9.0868983645642235E-2,0,0,0.18616502679058503,"FAIL",0,null,"RMFE503",null,-10551.834984363391,10551.834984363391,9.498457877544865E-2,"FAIL",0,1,null,null,51.801803791029627,1,887.52551520000009,"YES",1,null,13.941899999999999,11.722899999999999,12.695988728363995,0,0,0,null,-1029.7170719098851,null,-106.14037121819003,null,1087.6537961987178,null,1087.6537961987178,null,887.52551520000009,null,887.52551520000009,0.9577372316524404,null,"RMFE503"]
[580,"RMFN503",5.3550000861287111E-2,159.27929520651011,0,404.12429809570313,0,0,1834.4391493522514,0,12965.570824207141,0,0,null,2238.5634546402912,12965.570824207141,13369.695129495176,null,817.08191415872045,397.8087126954228,0,0,2413.7357228319097,0,null,1214.8906074157599,2413.73583984375,null,-1023.6728400321949,-12154.804514887084,-10551.834984363391,null,0.66226814219743568,9.3701281947997206E-2,0,0,0.54270992801244033,9.0868983645642235E-2,0,0,0.18616502679058503,"FAIL",0,null,"RMFN503",null,-10551.834984363391,10551.834984363391,9.498457877544865E-2,"FAIL",0,1,null,null,51.801803791029627,1,887.52551520000009,"YES",1,null,13.941899999999999,11.722899999999999,12.695988728363995,0,0,0,null,-1029.7170719098851,null,-106.14037121819003,null,1087.6537961987178,null,1087.6537961987178,null,887.52551520000009,null,887.52551520000009,0.9577372316524404,null,"RMFN503"]
[581,"RSFE503",0.13104999929782934,386.95683158589139,0,981.78900146484375,0,0,4456.6292188204743,0,12965.570824207141,0,0,null,5438.4182316801553,12965.570824207141,13947.359837066824,null,1990.2627692715846,973.53558694513333,0,0,5863.9858142374696,0,null,2963.7982984105838,5863.98583984375,null,-2474.6199218747342,-10983.561527261401,-7101.5849843633914,null,0.66503138423416019,0.22858988150965759,0,0,0.54497432495272358,0.21249887688100766,0,0,0.45227363448553287,"FAIL",0,null,"RSFE503",null,-7101.5849843633914,7101.5849843633914,0.23634749130780708,"FAIL",0,1,null,null,21.322674880670892,1,831.54288696000015,"YES",1,null,13.941899999999999,11.722899999999999,12.695988728363995,0,0,0,null,-2489.3651870409558,null,-256.59683835298137,null,732.01162439678353,null,732.01162439678353,null,831.54288696000015,null,732.01162439678353,0.78992071177716761,null,"RSFE503"]
[582,"RSFN503",0.13104999929782934,386.95683158589139,0,981.78900146484375,0,0,4456.6292188204743,0,12965.570824207141,0,0,null,5438.4182316801553,12965.570824207141,13947.359837066824,null,1990.2627692715846,973.53558694513333,0,0,5863.9858142374696,0,null,2963.7982984105838,5863.98583984375,null,-2474.6199218747342,-10983.561527261401,-7101.5849843633914,null,0.66503138423416019,0.22858988150965759,0,0,0.54497432495272358,0.21249887688100766,0,0,0.45227363448553287,"FAIL",0,null,"RSFN503",null,-7101.5849843633914,7101.5849843633914,0.23634749130780708,"FAIL",0,1,null,null,21.322674880670892,1,831.54288696000015,"YES",1,null,13.941899999999999,11.722899999999999,12.695988728363995,0,0,0,null,-2489.3651870409558,null,-256.59683835298137,null,732.01162439678353,null,732.01162439678353,null,831.54288696000015,null,732.01162439678353,0.78992071177716761,null,"RSFN503"]
[583,"RMOT504",5.9399999678134904E-2,206.97957707883162,0,124.91316986083984,0,0,2383.8091373866241,0,38519.7254714874,0,0,null,2508.7223110573304,38519.7254714874,38644.638645158098,null,994.8536838835372,441.2667978713348,0,0,3136.5909702455592,0,null,1436.120478260086,3136.591064453125,null,-1072.601828987378,-37208.518163088156,-35383.134407034275,null,0.60244776133147493,3.7282728801458193E-2,0,0,0.57245095406186186,3.7162217806935155E-2,0,0,8.142817805840423E-2,"FAIL",0,null,"RMOT504",null,-35383.134407034275,35383.134407034275,3.790050429803301E-2,"FAIL",0,1,null,null,157.83056852484964,1,3618.1167016000004,"YES",1,null,13.941899999999999,11.722899999999999,12.695988728363995,0,0,0,null,-1079.746706988672,null,-141.75661683570172,null,4645.3426476036611,null,4645.3426476036611,null,3618.1167016000004,null,3618.1167016000004,0.98612887443751862,null,"RMOT504"]
[584,"RMON504",5.9399999678134904E-2,206.97957707883162,0,124.91316986083984,0,0,2383.8091373866241,0,38519.7254714874,0,0,null,2508.7223110573304,38519.7254714874,38644.638645158098,null,994.8536838835372,441.2667978713348,0,0,3136.5909702455592,0,null,1436.120478260086,3136.591064453125,null,-1072.601828987378,-37208.518163088156,-35383.134407034275,null,0.60244776133147493,3.7282728801458193E-2,0,0,0.57245095406186186,3.7162217806935155E-2,0,0,8.142817805840423E-2,"FAIL",0,null,"RMON504",null,-35383.134407034275,35383.134407034275,3.790050429803301E-2,"FAIL",0,1,null,null,157.83056852484964,1,3618.1167016000004,"YES",1,null,13.941899999999999,11.722899999999999,12.695988728363995,0,0,0,null,-1079.746706988672,null,-141.75661683570172,null,4645.3426476036611,null,4645.3426476036611,null,3618.1167016000004,null,3618.1167016000004,0.98612887443751862,null,"RMON504"]
[585,"RMFT504",6.0100001376122238E-2,206.97957707883162,0,124.91316986083984,0,0,2383.8091373866241,0,38519.7254714874,0,0,null,2508.7223110573304,38519.7254714874,38644.638645158098,null,1000.6954203601009,446.4669242930367,0,0,3136.5909702455592,0,null,1447.1623620965015,3136.591064453125,null,-1061.5599451509624,-37197.476279251736,-35383.134407034275,null,0.60707979485431007,3.7569384111205632E-2,0,0,0.57685235146025726,3.7447946545115185E-2,0,0,8.142817805840423E-2,"FAIL",0,null,"RMFT504",null,-35383.134407034275,35383.134407034275,3.8191909491493842E-2,"FAIL",0,1,null,null,157.83056852484964,1,3618.1167016000004,"YES",1,null,13.941899999999999,11.722899999999999,12.695988728363995,0,0,0,null,-1068.7597578977113,null,-140.31417415687721,null,4645.3426476036611,null,4645.3426476036611,null,3618.1167016000004,null,3618.1167016000004,0.98612887443751862,null,"RMFT504"]
[586,"RMFN504",6.0100001376122238E-2,206.97957707883162,0,124.91316986083984,0,0,2383.8091373866241,0,38519.7254714874,0,0,null,2508.7223110573304,38519.7254714874,38644.638645158098,null,1000.6954203601009,446.4669242930367,0,0,3136.5909702455592,0,null,1447.1623620965015,3136.591064453125,null,-1061.5599451509624,-37197.476279251736,-35383.134407034275,null,0.60707979485431007,3.7569384111205632E-2,0,0,0.57685235146025726,3.7447946545115185E-2,0,0,8.142817805840423E-2,"FAIL",0,null,"RMFN504",null,-35383.134407034275,35383.134407034275,3.8191909491493842E-2,"FAIL",0,1,null,null,157.83056852484964,1,3618.1167016000004,"YES",1,null,13.941899999999999,11.722899999999999,12.695988728363995,0,0,0,null,-1068.7597578977113,null,-140.31417415687721,null,4645.3426476036611,null,4645.3426476036611,null,3618.1167016000004,null,3618.1167016000004,0.98612887443751862,null,"RMFN504"]
[587,"RSFT504",1.9449999462813138E-2,206.97957707883162,0,124.91316986083984,0,0,2383.8091373866241,0,38519.7254714874,0,0,null,2508.7223110573304,38519.7254714874,38644.638645158098,null,698.41713545512027,144.48887252627378,0,0,3136.5909702455592,0,null,842.90600484905576,3136.591064453125,null,-1665.8163023984082,-37801.732636499182,-35383.134407034275,null,0.35359626390774546,2.1882450991842644E-2,0,0,0.33599015818290418,2.181171915390042E-2,0,0,8.142817805840423E-2,"FAIL",0,null,"RSFT504",null,-35383.134407034275,35383.134407034275,2.2245043604088098E-2,"FAIL",0,1,null,null,157.83056852484964,1,3618.1167016000004,"YES",1,null,13.941899999999999,11.722899999999999,12.695988728363995,0,0,0,null,-1670.0098646115878,null,-219.25044731076048,null,4645.3426476036611,null,4645.3426476036611,null,3618.1167016000004,null,3618.1167016000004,0.98612887443751862,null,"RSFT504"]
[588,"RSFN504",1.9449999462813138E-2,206.97957707883162,0,124.91316986083984,0,0,2383.8091373866241,0,38519.7254714874,0,0,null,2508.7223110573304,38519.7254714874,38644.638645158098,null,698.41713545512027,144.48887252627378,0,0,3136.5909702455592,0,null,842.90600484905576,3136.591064453125,null,-1665.8163023984082,-37801.732636499182,-35383.134407034275,null,0.35359626390774546,2.1882450991842644E-2,0,0,0.33599015818290418,2.181171915390042E-2,0,0,8.142817805840423E-2,"FAIL",0,null,"RSFN504",null,-35383.134407034275,35383.134407034275,2.2245043604088098E-2,"FAIL",0,1,null,null,157.83056852484964,1,3618.1167016000004,"YES",1,null,13.941899999999999,11.722899999999999,12.695988728363995,0,0,0,null,-1670.0098646115878,null,-219.25044731076048,null,4645.3426476036611,null,4645.3426476036611,null,3618.1167016000004,null,3618.1167016000004,0.98612887443751862,null,"RSFN504"]
[589,"RMOT601",0.16074999943375584,1242.576738623997,0,749.901123046875,0,0,14310.908473389158,0,8892.3735251499056,0,0,null,15060.809574412388,8892.3735251499056,9642.2746261731245,null,4433.6625370767051,1194.1689880860879,0,0,18830.142728143637,0,null,5627.8313081916695,21595.080078125,null,-9432.9782882443633,-4014.4433400051112,12702.706552975094,null,0.39325465037083474,0.63288291841033484,0,0,0.37367388998287521,0.58366220767670629,0,0,2.4284944865449694,"PASS",1,null,"RMOT601",null,12702.706552975094,0,0.37367388998287521,"FAIL",0,1,null,null,6.0691782725711096,1,541.46825544000001,"YES",1,null,13.941899999999999,11.722899999999999,12.695988728363995,0,0,0,null,-9460.9774489816355,null,-1242.1025657645973,null,0,null,0,null,541.46825544000001,null,0,0,null,"RMOT601"]
[590,"RMON601",0.16074999943375584,1242.576738623997,0,749.901123046875,0,0,14310.908473389158,0,12703.390750214152,0,0,null,15060.809574412388,12703.390750214152,13453.291851237373,null,4433.6625370767051,1194.1689880860879,0,0,18830.142728143637,0,null,5627.8313081916695,18830.142578125,null,-9432.9782882443633,-7825.4605650693575,6126.7518279108481,null,0.39325465037083474,0.44301804288723434,0,0,0.37367388998287521,0.41832373527680733,0,0,1.4822926373265786,"PASS",1,null,"RMON601",null,6126.7518279108481,0,0.37367388998287521,"FAIL",0,1,null,null,8.6702546751015852,1,904.46825544000001,"YES",1,null,13.941899999999999,11.722899999999999,12.695988728363995,0,0,0,null,-9460.9774489816355,null,-1242.1025657645973,null,0,null,0,null,904.46825544000001,null,0,0,null,"RMON601"]
[591,"RMFT601",0.13409999907016754,1035.4719301787152,0,624.912353515625,0,0,11925.657031018418,0,8892.3735251499056,0,0,null,12550.569355403217,8892.3735251499056,9517.2858495346991,null,3695.4695198161608,996.19322398790564,0,0,15691.65398818213,0,null,4691.6627312288629,18456.58984375,null,-7858.90665330518,-4825.6231474366678,9564.2163186000944,null,0.39340916135907089,0.52760522462980675,0,0,0.37382070784855054,0.49296225741689143,0,0,2.0755526959759445,"PASS",1,null,"RMFT601",null,9564.2163186000944,0,0.37382070784855054,"FAIL",0,1,null,null,7.2830751052343423,1,592.3923516000001,"YES",1,null,13.941899999999999,11.722899999999999,12.695988728363995,0,0,0,null,-7882.2482589331839,null,-1034.8360768440768,null,0,null,0,null,592.3923516000001,null,0,0,null,"RMFT601"]
[592,"RMFN601",0.13409999907016754,1035.4719301787152,0,624.912353515625,0,0,11925.657031018418,0,12703.390750214152,0,0,null,12550.569355403217,12703.390750214152,13328.303074598945,null,3695.4695198161608,996.19322398790564,0,0,15691.65398818213,0,null,4691.6627312288629,15691.654296875,null,-7858.90665330518,-8636.640372500915,2988.2635466608481,null,0.39340916135907089,0.36932365724086474,0,0,0.37382070784855054,0.35200750573536654,0,0,1.2352335376765824,"PASS",1,null,"RMFN601",null,2988.2635466608481,0,0.37382070784855054,"FAIL",0,1,null,null,10.404393007477632,1,955.3923516000001,"YES",1,null,13.941899999999999,11.722899999999999,12.695988728363995,0,0,0,null,-7882.2482589331839,null,-1034.8360768440768,null,0,null,0,null,955.3923516000001,null,0,0,null,"RMFN601"]
[593,"RSFT601",0.17399999648332595,1346.118790514425,0,812.38922119140625,0,0,15503.414965496622,0,8892.3735251499056,0,0,null,16315.804187131771,8892.3735251499056,9704.7627467850434,null,4802.3188208727661,1292.5996918158833,0,0,20399.230217758693,0,null,6094.9183357997663,23164.166015625,null,-10220.885850888262,-3609.8444105415456,14271.792490475094,null,0.39313392238833927,0.68540961741674244,0,0,0.37355917404136141,0.62803372891290365,0,0,2.6049474811320978,"PASS",1,null,"RSFT601",null,14271.792490475094,0,0.37355917404136141,"FAIL",0,1,null,null,5.6023437454137319,1,516.00877384,"YES",1,null,13.941899999999999,11.722899999999999,12.695988728363995,0,0,0,null,-10251.208827683286,null,-1345.8496075820015,null,0,null,0,null,516.00877384,null,0,0,null,"RSFT601"]
[594,"RSFN601",0.17399999648332595,1346.118790514425,0,812.38922119140625,0,0,15503.414965496622,0,12703.390750214152,0,0,null,16315.804187131771,12703.390750214152,13515.779971849293,null,4802.3188208727661,1292.5996918158833,0,0,20399.230217758693,0,null,6094.9183357997663,20399.23046875,null,-10220.885850888262,-7420.8616356057919,7695.8397185358481,null,0.39313392238833927,0.47978673219171969,0,0,0.37355917404136141,0.45094832475035712,0,0,1.6058098872858897,"PASS",1,null,"RSFN601",null,7695.8397185358481,0,0.37355917404136141,"FAIL",0,1,null,null,8.0033482077339038,1,879.00877383999989,"YES",1,null,13.941899999999999,11.722899999999999,12.695988728363995,0,0,0,null,-10251.208827683286,null,-1345.8496075820015,null,0,null,0,null,879.00877383999989,null,0,0,null,"RSFN601"]
[595,"RMOE602",1.469999998807907E-2,115.55576619391718,0,92.93841552734375,0,0,1330.8699110243986,0,43.233025745833899,0,0,null,1423.8083276486732,43.233025745833899,136.17144237010919,null,410.95224448981378,109.20238987536611,0,0,1751.1446197689449,0,null,520.15461512037336,1751.1446533203125,null,-903.65371143136895,383.9831738471957,1707.9116275744786,null,0.39083806073878358,12.031418253683007,0,1,0.36532629106061809,3.8198509926679516,0,1,40.504790564862546,"PASS",1,null,"RMOE602",null,1707.9116275744786,0,0.36532629106061809,"FAIL",0,1,null,null,0.23808748548385805,0,-25.323500079999995,"NO",0,null,13.941899999999999,11.722899999999999,12.695988728363995,0,0,0,null,-906.24154533744047,null,-93.412857433794201,null,0,null,0,null,-25.323500079999995,null,-25.323500079999995,-8.1953074692556616,null,"RMOE602"]
[596,"RMON602",1.469999998807907E-2,115.55576619391718,0,92.93841552734375,0,0,1330.8699110243986,0,43.233025745833899,0,0,null,1423.8083276486732,43.233025745833899,136.17144237010919,null,410.95224448981378,109.20238987536611,0,0,1751.1446197689449,0,null,520.15461512037336,1751.1446533203125,null,-903.65371143136895,383.9831738471957,1707.9116275744786,null,0.39083806073878358,12.031418253683007,0,1,0.36532629106061809,3.8198509926679516,0,1,40.504790564862546,"PASS",1,null,"RMON602",null,1707.9116275744786,0,0.36532629106061809,"FAIL",0,1,null,null,0.23808748548385805,0,-25.323500079999995,"NO",0,null,13.941899999999999,11.722899999999999,12.695988728363995,0,0,0,null,-906.24154533744047,null,-93.412857433794201,null,0,null,0,null,-25.323500079999995,null,-25.323500079999995,-8.1953074692556616,null,"RMON602"]
[597,"RMFE602",1.2249999865889549E-2,96.298214470853537,0,77.450080871582031,0,0,1109.0783294151158,0,43.233025745833899,0,0,null,1186.5284109624899,43.233025745833899,120.68310729320865,null,342.46518679154315,91.001990640332096,0,0,1459.3135913356782,0,null,433.46716703553744,1459.3135986328125,null,-753.06124325116048,312.7840604181215,1416.0805728869786,null,0.39083548523045342,10.026297247476554,0,1,0.36532388375833313,3.5917799863214928,0,1,33.754602493290392,"PASS",1,null,"RMFE602",null,1416.0805728869786,0,0.36532388375833313,"FAIL",0,1,null,null,0.28569982135180927,0,-20.588344479999996,"NO",0,null,13.941899999999999,11.722899999999999,12.695988728363995,0,0,0,null,-755.2177963209889,null,-77.845749515851722,null,0,null,0,null,-20.588344479999996,null,-20.588344479999996,-6.6628946537216818,null,"RMFE602"]
[598,"RMFN602",1.2249999865889549E-2,96.298214470853537,0,77.450080871582031,0,0,1109.0783294151158,0,43.233025745833899,0,0,null,1186.5284109624899,43.233025745833899,120.68310729320865,null,342.46518679154315,91.001990640332096,0,0,1459.3135913356782,0,null,433.46716703553744,1459.3135986328125,null,-753.06124325116048,312.7840604181215,1416.0805728869786,null,0.39083548523045342,10.026297247476554,0,1,0.36532388375833313,3.5917799863214928,0,1,33.754602493290392,"PASS",1,null,"RMFN602",null,1416.0805728869786,0,0.36532388375833313,"FAIL",0,1,null,null,0.28569982135180927,0,-20.588344479999996,"NO",0,null,13.941899999999999,11.722899999999999,12.695988728363995,0,0,0,null,-755.2177963209889,null,-77.845749515851722,null,0,null,0,null,-20.588344479999996,null,-20.588344479999996,-6.6628946537216818,null,"RMFN602"]
[599,"RSFE602",1.5850000455975531E-2,125.18976600155044,0,100.68678283691406,0,0,1441.8258666560512,0,43.233025745833899,0,0,null,1542.5126505644344,43.233025745833899,143.91980965421652,null,444.80011399830937,117.74543746406846,0,0,1897.1392982316468,0,null,562.54556329843069,1897.1392822265625,null,-979.96708619453455,418.62575471568272,1853.9062564807286,null,0.39016193030515689,13.011940607757248,0,1,0.36469429504084999,3.9087431315960242,0,1,43.881714256591863,"PASS",1,null,"RSFE602",null,1853.9062564807286,0,0.36469429504084999,"FAIL",0,1,null,null,0.21976542869699789,0,-27.692361119999994,"NO",0,null,13.941899999999999,11.722899999999999,12.695988728363995,0,0,0,null,-982.76582034029786,null,-101.30076681937052,null,0,null,0,null,-27.692361119999994,null,-27.692361119999994,-8.9619291650485415,null,"RSFE602"]
[600,"RSFN602",1.5850000455975531E-2,125.18976600155044,0,100.68678283691406,0,0,1441.8258666560512,0,43.233025745833899,0,0,null,1542.5126505644344,43.233025745833899,143.91980965421652,null,444.80011399830937,117.74543746406846,0,0,1897.1392982316468,0,null,562.54556329843069,1897.1392822265625,null,-979.96708619453455,418.62575471568272,1853.9062564807286,null,0.39016193030515689,13.011940607757248,0,1,0.36469429504084999,3.9087431315960242,0,1,43.881714256591863,"PASS",1,null,"RSFN602",null,1853.9062564807286,0,0.36469429504084999,"FAIL",0,1,null,null,0.21976542869699789,0,-27.692361119999994,"NO",0,null,13.941899999999999,11.722899999999999,12.695988728363995,0,0,0,null,-982.76582034029786,null,-101.30076681937052,null,0,null,0,null,-27.692361119999994,null,-27.692361119999994,-8.9619291650485415,null,"RSFN602"]
[601,"RMOE603",7.3599999956786621E-2,568.4057895670511,0,236.48782348632813,0,0,6546.3990894006538,0,5525.3740632905929,0,0,null,6782.886918157581,5525.3740632905929,5761.8618920475201,null,2028.5030186670044,546.75482289971217,0,0,8613.6830123692798,0,null,2575.2577639202582,8613.6826171875,null,-4207.6291489667237,-3186.6041228566628,3088.3085538969071,null,0.39338539077000151,0.46607844725476988,0,0,0.37966986579526479,0.4469488881415743,0,0,1.5589320322066464,"PASS",1,null,"RMOE603",null,3088.3085538969071,0,0.37966986579526479,"FAIL",0,1,null,null,11.958289731658903,1,623.64719863999994,"YES",1,null,13.941899999999999,11.722899999999999,12.695988728363995,0,0,0,null,-4220.4413766479192,null,-726.45688920915575,null,0,null,0,null,623.64719863999994,null,0,0,null,"RMOE603"]
[602,"RMON603",7.3599999956786621E-2,568.4057895670511,0,236.48782348632813,0,0,6546.3990894006538,0,5525.3740632905929,0,0,null,6782.886918157581,5525.3740632905929,5761.8618920475201,null,2028.5030186670044,546.75482289971217,0,0,8613.6830123692798,0,null,2575.2577639202582,8613.6826171875,null,-4207.6291489667237,-3186.6041228566628,3088.3085538969071,null,0.39338539077000151,0.46607844725476988,0,0,0.37966986579526479,0.4469488881415743,0,0,1.5589320322066464,"PASS",1,null,"RMON603",null,3088.3085538969071,0,0.37966986579526479,"FAIL",0,1,null,null,11.958289731658903,1,623.64719863999994,"YES",1,null,13.941899999999999,11.722899999999999,12.695988728363995,0,0,0,null,-4220.4413766479192,null,-726.45688920915575,null,0,null,0,null,623.64719863999994,null,0,0,null,"RMON603"]
[603,"RMFE603",3.4999999031424527E-2,271.10878720026443,0,112.79606628417969,0,0,3122.393104067718,0,5525.3740632905929,0,0,null,3235.1891685142664,5525.3740632905929,5638.1701277371376,null,966.94963635611373,260.00568319500462,0,0,4108.4119790364712,0,null,1226.955306382037,4108.412109375,null,-2008.2338639698607,-4411.2148231927358,-1416.9619539155929,null,0.39295350248615812,0.22205832443701259,0,0,0.37925303337009458,0.21761587149456471,0,0,0.74355366031603431,"FAIL",0,null,"RMFE603",null,-1416.9619539155929,1416.9619539155929,0.26373934844501179,"FAIL",0,1,null,null,25.071709552512086,1,696.74824848000003,"YES",1,null,13.941899999999999,11.722899999999999,12.695988728363995,0,0,0,null,-2014.3381192254926,null,-346.72435257712806,null,243.89908099773632,null,243.89908099773632,null,696.74824848000003,null,243.89908099773632,0.3194863585723744,null,"RMFE603"]
[604,"RMFN603",3.4999999031424527E-2,271.10878720026443,0,112.79606628417969,0,0,3122.393104067718,0,5525.3740632905929,0,0,null,3235.1891685142664,5525.3740632905929,5638.1701277371376,null,966.94963635611373,260.00568319500462,0,0,4108.4119790364712,0,null,1226.955306382037,4108.412109375,null,-2008.2338639698607,-4411.2148231927358,-1416.9619539155929,null,0.39295350248615812,0.22205832443701259,0,0,0.37925303337009458,0.21761587149456471,0,0,0.74355366031603431,"FAIL",0,null,"RMFN603",null,-1416.9619539155929,1416.9619539155929,0.26373934844501179,"FAIL",0,1,null,null,25.071709552512086,1,696.74824848000003,"YES",1,null,13.941899999999999,11.722899999999999,12.695988728363995,0,0,0,null,-2014.3381192254926,null,-346.72435257712806,null,243.89908099773632,null,243.89908099773632,null,696.74824848000003,null,243.89908099773632,0.3194863585723744,null,"RMFN603"]
[605,"RSFE603",6.2950000911951062E-2,488.63046270514275,0,203.29695129394531,0,0,5627.6168800863843,0,5525.3740632905929,0,0,null,5830.913826255638,5525.3740632905929,5728.6710094598429,null,1742.0506295461264,467.63881277661386,0,0,7404.7590527452458,0,null,2209.6894538254769,7404.75927734375,null,-3621.2243775548527,-3518.9815607590613,1879.3852140531571,null,0.39265101034943906,0.39991671668099044,0,0,0.37896108872910333,0.38572462063188157,0,0,1.3401371911703484,"PASS",1,null,"RSFE603",null,1879.3852140531571,0,0.37896108872910333,"FAIL",0,1,null,null,13.91063749982802,1,643.26280528000007,"YES",1,null,13.941899999999999,11.722899999999999,12.695988728363995,0,0,0,null,-3632.2178574246309,null,-625.20704593470418,null,0,null,0,null,643.26280528000007,null,0,0,null,"RSFE603"]
[606,"RSFN603",6.2950000911951062E-2,488.63046270514275,0,203.29695129394531,0,0,5627.6168800863843,0,5525.3740632905929,0,0,null,5830.913826255638,5525.3740632905929,5728.6710094598429,null,1742.0506295461264,467.63881277661386,0,0,7404.7590527452458,0,null,2209.6894538254769,7404.75927734375,null,-3621.2243775548527,-3518.9815607590613,1879.3852140531571,null,0.39265101034943906,0.39991671668099044,0,0,0.37896108872910333,0.38572462063188157,0,0,1.3401371911703484,"PASS",1,null,"RSFN603",null,1879.3852140531571,0,0.37896108872910333,"FAIL",0,1,null,null,13.91063749982802,1,643.26280528000007,"YES",1,null,13.941899999999999,11.722899999999999,12.695988728363995,0,0,0,null,-3632.2178574246309,null,-625.20704593470418,null,0,null,0,null,643.26280528000007,null,0,0,null,"RSFN603"]
[607,"RMOT604",0.84519999772310261,2947.1156951052189,0,1778.5986328125,0,0,33942.292384971064,0,33111.649329397391,0,0,null,35720.891018393748,33111.649329397391,34890.247962820082,null,14162.240258250478,6278.7659693105807,0,0,44660.911032856668,0,null,20441.005311100816,44660.91015625,null,-15279.885706682748,-14449.242651109074,11549.260826852609,null,0.60222819010750328,0.61733576324610195,0,0,0.57224231335451037,0.58586586524809892,0,0,1.3487975096607125,"PASS",1,null,"RMOT604",null,11549.260826852609,0,0.57224231335451037,"FAIL",0,1,null,null,9.5283801416414384,1,2429.23667256,"YES",1,null,13.941899999999999,11.722899999999999,12.695988728363995,0,0,0,null,-15381.582250519066,null,-2019.4005198633477,null,0,null,0,null,2429.23667256,null,0,0,null,"RMOT604"]
[608,"RMON604",0.84519999772310261,2947.1156951052189,0,1778.5986328125,0,0,33942.292384971064,0,33111.649329397391,0,0,null,35720.891018393748,33111.649329397391,34890.247962820082,null,14162.240258250478,6278.7659693105807,0,0,44660.911032856668,0,null,20441.005311100816,44660.91015625,null,-15279.885706682748,-14449.242651109074,11549.260826852609,null,0.60222819010750328,0.61733576324610195,0,0,0.57224231335451037,0.58586586524809892,0,0,1.3487975096607125,"PASS",1,null,"RMON604",null,11549.260826852609,0,0.57224231335451037,"FAIL",0,1,null,null,9.5283801416414384,1,2429.23667256,"YES",1,null,13.941899999999999,11.722899999999999,12.695988728363995,0,0,0,null,-15381.582250519066,null,-2019.4005198633477,null,0,null,0,null,2429.23667256,null,0,0,null,"RMON604"]
[609,"RMFT604",0.85574999600648893,2947.1156951052189,0,1778.5986328125,0,0,33942.292384971064,0,33111.649329397391,0,0,null,35720.891018393748,33111.649329397391,34890.247962820082,null,14248.610055450954,6357.1391003759609,0,0,44660.911032856668,0,null,20605.749222061459,44660.91015625,null,-15115.141795722106,-14284.498740148432,11549.260826852609,null,0.60708183726521825,0.6223111696150736,0,0,0.57685428988327681,0.59058764054585766,0,0,1.3487975096607125,"PASS",1,null,"RMFT604",null,11549.260826852609,0,0.57685428988327681,"FAIL",0,1,null,null,9.5283801416414384,1,2429.23667256,"YES",1,null,13.941899999999999,11.722899999999999,12.695988728363995,0,0,0,null,-15217.657961005991,null,-1997.8794051906511,null,0,null,0,null,2429.23667256,null,0,0,null,"RMFT604"]
[610,"RMFN604",0.85574999600648893,2947.1156951052189,0,1778.5986328125,0,0,33942.292384971064,0,33111.649329397391,0,0,null,35720.891018393748,33111.649329397391,34890.247962820082,null,14248.610055450954,6357.1391003759609,0,0,44660.911032856668,0,null,20605.749222061459,44660.91015625,null,-15115.141795722106,-14284.498740148432,11549.260826852609,null,0.60708183726521825,0.6223111696150736,0,0,0.57685428988327681,0.59058764054585766,0,0,1.3487975096607125,"PASS",1,null,"RMFN604",null,11549.260826852609,0,0.57685428988327681,"FAIL",0,1,null,null,9.5283801416414384,1,2429.23667256,"YES",1,null,13.941899999999999,11.722899999999999,12.695988728363995,0,0,0,null,-15217.657961005991,null,-1997.8794051906511,null,0,null,0,null,2429.23667256,null,0,0,null,"RMFN604"]
[611,"RSFT604",0.28165000826120373,2947.1156951052189,0,1778.5986328125,0,0,33942.292384971064,0,33111.649329397391,0,0,null,35720.891018393748,33111.649329397391,34890.247962820082,null,9970.3104466931909,2092.302995611039,0,0,44660.911032856668,0,null,12062.613751997731,44660.91015625,null,-23658.277265785833,-22827.63421021216,11549.260826852609,null,0.35538594786658556,0.36430120505317826,0,0,0.33769072966271718,0.34573023857735019,0,0,1.3487975096607125,"PASS",1,null,"RSFT604",null,11549.260826852609,0,0.33769072966271718,"FAIL",0,1,null,null,9.5283801416414384,1,2429.23667256,"YES",1,null,13.941899999999999,11.722899999999999,12.695988728363995,0,0,0,null,-23718.290269527111,null,-3113.9012177330787,null,0,null,0,null,2429.23667256,null,0,0,null,"RSFT604"]
[612,"RSFN604",0.28165000826120373,2947.1156951052189,0,1778.5986328125,0,0,33942.292384971064,0,33111.649329397391,0,0,null,35720.891018393748,33111.649329397391,34890.247962820082,null,9970.3104466931909,2092.302995611039,0,0,44660.911032856668,0,null,12062.613751997731,44660.91015625,null,-23658.277265785833,-22827.63421021216,11549.260826852609,null,0.35538594786658556,0.36430120505317826,0,0,0.33769072966271718,0.34573023857735019,0,0,1.3487975096607125,"PASS",1,null,"RSFN604",null,11549.260826852609,0,0.33769072966271718,"FAIL",0,1,null,null,9.5283801416414384,1,2429.23667256,"YES",1,null,13.941899999999999,11.722899999999999,12.695988728363995,0,0,0,null,-23718.290269527111,null,-3113.9012177330787,null,0,null,0,null,2429.23667256,null,0,0,null,"RSFN604"]
[613,"RMOT605",0.20785000696778297,1607.009029486969,0,969.83770751953125,0,0,18508.119798190652,0,10211.531672179475,0,0,null,19477.957511640932,10211.531672179475,11181.369385629765,null,5733.7489209644391,1544.0624159795955,0,0,24352.789208145579,0,null,7277.8113184012955,27527.896484375,null,-12200.146187308888,-3903.558061297711,17316.364812195527,null,0.39322261784326534,0.71270516040498866,0,0,0.37364345395392318,0.65088729933338529,0,0,2.6957656665133416,"PASS",1,null,"RMOT605",null,17316.364812195527,0,0.37364345395392318,"FAIL",0,1,null,null,5.3889975574611952,1,577.50960624000004,"YES",1,null,13.941899999999999,11.722899999999999,12.695988728363995,0,0,0,null,-12236.354203818346,null,-1606.4732247938252,null,0,null,0,null,577.50960624000004,null,0,0,null,"RMOT605"]
[614,"RMON605",0.20785000696778297,1607.009029486969,0,969.83770751953125,0,0,18508.119798190652,0,14587.902022663269,0,0,null,19477.957511640932,14587.902022663269,15557.739736113561,null,5733.7489209644391,1544.0624159795955,0,0,24352.789208145579,0,null,7277.8113184012955,24352.7890625,null,-12200.146187308888,-8279.9284117815041,9764.8870398367308,null,0.39322261784326534,0.49889362480600258,0,0,0.37364345395392318,0.46779361556498944,0,0,1.6693825489550405,"PASS",1,null,"RMON605",null,9764.8870398367308,0,0.37364345395392318,"FAIL",0,1,null,null,7.698567939230279,1,994.35960624000006,"YES",1,null,13.941899999999999,11.722899999999999,12.695988728363995,0,0,0,null,-12236.354203818346,null,-1606.4732247938252,null,0,null,0,null,994.35960624000006,null,0,0,null,"RMON605"]
[615,"RMFT605",0.17384999394416809,1339.1672472132254,0,808.19390869140625,0,0,15423.353189961979,0,10211.531672179475,0,0,null,16231.547092682598,10211.531672179475,11019.725574900098,null,4781.617099690061,1291.4853628514825,0,0,20293.885776265761,0,null,6073.102668183612,23468.9921875,null,-10158.444430469774,-4946.6229126872695,13257.460515320525,null,0.39376020203804868,0.59472984691702113,0,0,0.37415427077111174,0.55111196949639996,0,0,2.2982832488723943,"PASS",1,null,"RMFT605",null,13257.460515320525,0,0.37415427077111174,"FAIL",0,1,null,null,6.4668306711704542,1,643.36804952,"YES",1,null,13.941899999999999,11.722899999999999,12.695988728363995,0,0,0,null,-10188.658871605016,null,-1337.6376166590505,null,0,null,0,null,643.36804952,null,0,0,null,"RMFT605"]
[616,"RMFN605",0.17384999394416809,1339.1672472132254,0,808.19390869140625,0,0,15423.353189961979,0,14587.902022663269,0,0,null,16231.547092682598,14587.902022663269,15396.095925383894,null,4781.617099690061,1291.4853628514825,0,0,20293.885776265761,0,null,6073.102668183612,20293.88671875,null,-10158.444430469774,-9322.9932631710635,5705.9846960867308,null,0.39376020203804868,0.41631090329155251,0,0,0.37415427077111174,0.39445731536496409,0,0,1.3911449835090821,"PASS",1,null,"RMFN605",null,5705.9846960867308,0,0.37415427077111174,"FAIL",0,1,null,null,9.2383295302435062,1,1060.21804952,"YES",1,null,13.941899999999999,11.722899999999999,12.695988728363995,0,0,0,null,-10188.658871605016,null,-1337.6376166590505,null,0,null,0,null,1060.21804952,null,0,0,null,"RMFN605"]
[617,"RSFT605",0.22570000439882279,1740.9143124921961,0,1050.650146484375,0,0,20050.323341541338,0,10211.531672179475,0,0,null,21100.973548783204,10211.531672179475,11262.181879421332,null,6214.4236268689192,1676.6652989945239,0,0,26382.004396764925,0,null,7891.0888822357374,29557.111328125,null,-13209.884605789975,-3371.0929364281128,19345.579655945527,null,0.39356417090224949,0.77276251355459202,0,0,0.37396800136798131,0.70067141600915295,0,0,2.8944836364412456,"PASS",1,null,"RSFT605",null,19345.579655945527,0,0.37396800136798131,"FAIL",0,1,null,null,4.9744940790680579,1,544.58423431999995,"YES",1,null,13.941899999999999,11.722899999999999,12.695988728363995,0,0,0,null,-13249.143754457813,null,-1739.4392429682225,null,0,null,0,null,544.58423431999995,null,0,0,null,"RSFT605"]
[618,"RSFN605",0.22570000439882279,1740.9143124921961,0,1050.650146484375,0,0,20050.323341541338,0,14587.902022663269,0,0,null,21100.973548783204,14587.902022663269,15638.552229905128,null,6214.4236268689192,1676.6652989945239,0,0,26382.004396764925,0,null,7891.0888822357374,26382.00390625,null,-13209.884605789975,-7747.4632869119068,11794.101883586731,null,0.39356417090224949,0.54093377306595625,0,0,0.37396800136798131,0.50459203619907922,0,0,1.8084851313961263,"PASS",1,null,"RSFN605",null,11794.101883586731,0,0.37396800136798131,"FAIL",0,1,null,null,7.1064201129543685,1,961.43423432000009,"YES",1,null,13.941899999999999,11.722899999999999,12.695988728363995,0,0,0,null,-13249.143754457813,null,-1739.4392429682225,null,0,null,0,null,961.43423432000009,null,0,0,null,"RSFN605"]
[619,"RMOT606",0.1992000065743923,1536.4711045856045,0,927.26776123046875,0,0,17695.72587853295,0,10211.531672179475,0,0,null,18622.993644420403,10211.531672179475,11138.799438066932,null,5484.663655638582,1479.8038638607429,0,0,23283.849840174924,0,null,6964.4674587741974,26458.95703125,null,-11658.526180989222,-4174.3319746357465,16247.425359070525,null,0.39356777487285427,0.68201986561412209,0,0,0.37397142443864745,0.6252439951369293,0,0,2.5910860271173006,"PASS",1,null,"RMOT606",null,16247.425359070525,0,0.37397142443864745,"FAIL",0,1,null,null,5.6364014696736531,1,594.85387807999996,"YES",1,null,13.941899999999999,11.722899999999999,12.695988728363995,0,0,0,null,-11693.175272823917,null,-1535.160937295447,null,0,null,0,null,594.85387807999996,null,0,0,null,"RMOT606"]
[620,"RMON606",0.1992000065743923,1536.4711045856045,0,927.26776123046875,0,0,17695.72587853295,0,14587.902022663269,0,0,null,18622.993644420403,14587.902022663269,15515.169788550727,null,5484.663655638582,1479.8038638607429,0,0,23283.849840174924,0,null,6964.4674587741974,23283.849609375,null,-11658.526180989222,-8550.7023251195405,8695.9475867117308,null,0.39356777487285427,0.47741391791324328,0,0,0.37397142443864745,0.4488811631313242,0,0,1.5961067995385492,"PASS",1,null,"RMON606",null,8695.9475867117308,0,0.37397142443864745,"FAIL",0,1,null,null,8.0520020995337909,1,1011.7038780800001,"YES",1,null,13.941899999999999,11.722899999999999,12.695988728363995,0,0,0,null,-11693.175272823917,null,-1535.160937295447,null,0,null,0,null,1011.7038780800001,null,0,0,null,"RMON606"]
[621,"RMFT606",0.16564999669790267,1280.3925022124572,0,772.72308349609375,0,0,14746.437253820917,0,10211.531672179475,0,0,null,15519.16033866147,10211.531672179475,10984.254757020028,null,4568.6366156420145,1230.5697644168038,0,0,19403.206912922255,0,null,5799.2064014751959,22578.314453125,null,-9719.9539358418151,-5185.0483542003731,12366.782780945525,null,0.39326152491325156,0.56790759580902861,0,0,0.37368042313027461,0.52795629111558462,0,0,2.2110605125612901,"PASS",1,null,"RMFT606",null,12366.782780945525,0,0.37368042313027461,"FAIL",0,1,null,null,6.7636817636083837,1,657.81989839999994,"YES",1,null,13.941899999999999,11.722899999999999,12.695988728363995,0,0,0,null,-9748.8057089834838,null,-1279.8906507881313,null,0,null,0,null,657.81989839999994,null,0,0,null,"RMFT606"]
[622,"RMFN606",0.16564999669790267,1280.3925022124572,0,772.72308349609375,0,0,14746.437253820917,0,14587.902022663269,0,0,null,15519.16033866147,14587.902022663269,15360.625107503816,null,4568.6366156420145,1230.5697644168038,0,0,19403.206912922255,0,null,5799.2064014751959,19403.20703125,null,-9719.9539358418151,-9561.4187046841671,4815.3050085867308,null,0.39326152491325156,0.39753532704468031,0,0,0.37368042313027461,0.37753713546135614,0,0,1.3300889326721441,"PASS",1,null,"RMFN606",null,4815.3050085867308,0,0.37368042313027461,"FAIL",0,1,null,null,9.6624025194405494,1,1074.6698984,"YES",1,null,13.941899999999999,11.722899999999999,12.695988728363995,0,0,0,null,-9748.8057089834838,null,-1279.8906507881313,null,0,null,0,null,1074.6698984,null,0,0,null,"RMFN606"]
[623,"RSFT606",0.21605000421404838,1664.4998304666556,0,1004.5337524414063,0,0,19170.248393800131,0,10211.531672179475,0,0,null,20174.782132380617,10211.531672179475,11216.065410759966,null,5943.0574930591911,1604.9780144142744,0,0,25224.011044473846,0,null,7548.0358851775291,28399.1171875,null,-12626.746261064009,-3668.0295394433524,18187.585515320527,null,0.39373698922016298,0.73916784743875064,0,0,0.37413221270315877,0.6729664636770486,0,0,2.781083004900351,"PASS",1,null,"RSFT606",null,18187.585515320527,0,0.37413221270315877,"FAIL",0,1,null,null,5.2028647516262643,1,563.37343440000006,"YES",1,null,13.941899999999999,11.722899999999999,12.695988728363995,0,0,0,null,-12664.2986784032,null,-1662.6567357210015,null,0,null,0,null,563.37343440000006,null,0,0,null,"RSFT606"]
[624,"RSFN606",0.21605000421404838,1664.4998304666556,0,1004.5337524414063,0,0,19170.248393800131,0,14587.902022663269,0,0,null,20174.782132380617,14587.902022663269,15592.435761243758,null,5943.0574930591911,1604.9780144142744,0,0,25224.011044473846,0,null,7548.0358851775291,25224.01171875,null,-12626.746261064009,-8044.3998899271464,10636.109696086731,null,0.39373698922016298,0.51741750619459581,0,0,0.37413221270315877,0.48408317943684825,0,0,1.7291048212116336,"PASS",1,null,"RSFN606",null,10636.109696086731,0,0.37413221270315877,"FAIL",0,1,null,null,7.4326639308946634,1,980.22343440000009,"YES",1,null,13.941899999999999,11.722899999999999,12.695988728363995,0,0,0,null,-12664.2986784032,null,-1662.6567357210015,null,0,null,0,null,980.22343440000009,null,0,0,null,"RSFN606"]
[625,"RMOT607",6.5400000475347039E-2,507.17824260500134,0,306.08453369140625,0,0,5841.2339326841848,0,12710.215142056306,0,0,null,6147.31845978193,12710.215142056306,13016.299669154054,null,1808.5078296128988,485.83920786051931,0,0,7685.834121952872,0,null,2294.3471285364549,11637.865234375,null,-3852.9713378391361,-10721.952547211258,-1072.3499076813059,null,0.39278466758514979,0.18051206080255749,0,0,0.37322730896178596,0.17626723306097036,0,0,0.91563086102822511,"FAIL",0,null,"RMOT607",null,-1072.3499076813059,1072.3499076813059,0.31779120725003729,"FAIL",0,1,null,null,21.253365409583377,1,1085.9421703200001,"YES",1,null,13.941899999999999,11.722899999999999,12.695988728363995,0,0,0,null,-3864.3860001701632,null,-507.34332597239307,null,140.78551385530997,null,140.78551385530997,null,1085.9421703200001,null,140.78551385530997,0.11628919494099034,null,"RMOT607"]
[626,"RMON607",6.5400000475347039E-2,507.17824260500134,0,306.08453369140625,0,0,5841.2339326841848,0,18157.449836773023,0,0,null,6147.31845978193,18157.449836773023,18463.534363870775,null,1808.5078296128988,485.83920786051931,0,0,7685.834121952872,0,null,2294.3471285364549,7685.833984375,null,-3852.9713378391361,-16169.187241927975,-10471.615852398023,null,0.39278466758514979,0.12635844510994451,0,0,0.37322730896178596,0.1242637017648503,0,0,0.42328818493054093,"FAIL",0,null,"RMON607",null,-10471.615852398023,10471.615852398023,0.13805621254213879,"FAIL",0,1,null,null,30.361950585119111,1,1604.79217032,"YES",1,null,13.941899999999999,11.722899999999999,12.695988728363995,0,0,0,null,-3864.3860001701632,null,-507.34332597239307,null,1374.7861664509992,null,1374.7861664509992,null,1604.79217032,null,1374.7861664509992,0.79490382564382722,null,"RMON607"]
[627,"RMFT607",5.4450001940131186E-2,422.65374352360431,0,255.07357788085938,0,0,4867.7549253011493,0,12710.215142056306,0,0,null,5122.828505077794,12710.215142056306,12965.288721832952,null,1506.831026471207,404.49458131990468,0,0,6404.9406911857213,0,null,1911.3256437661476,10356.9716796875,null,-3211.5028594158612,-11053.963076171018,-2353.2434623688059,null,0.39265034355604933,0.15037712756268312,0,0,0.3730996738577021,0.1474186718902015,0,0,0.81485415973941655,"FAIL",0,null,"RMFT607",null,-2353.2434623688059,2353.2434623688059,0.25565907505617846,"FAIL",0,1,null,null,25.503723572396858,1,1106.7255253600001,"YES",1,null,13.941899999999999,11.722899999999999,12.695988728363995,0,0,0,null,-3221.0119422206676,null,-422.87672910808419,null,308.95008028918647,null,308.95008028918647,null,1106.7255253600001,null,308.95008028918647,0.25519355741889599,null,"RMFT607"]
[628,"RMFN607",5.4450001940131186E-2,422.65374352360431,0,255.07357788085938,0,0,4867.7549253011493,0,18157.449836773023,0,0,null,5122.828505077794,18157.449836773023,18412.523416549673,null,1506.831026471207,404.49458131990468,0,0,6404.9406911857213,0,null,1911.3256437661476,6404.94091796875,null,-3211.5028594158612,-16501.197770887735,-11752.508918804273,null,0.39265034355604933,0.10526399141664004,0,0,0.3730996738577021,0.10380574138170494,0,0,0.35274451949729568,"FAIL",0,null,"RMFN607",null,-11752.508918804273,11752.508918804273,0.11326147714687759,"FAIL",0,1,null,null,36.433890817709795,1,1625.57552536,"YES",1,null,13.941899999999999,11.722899999999999,12.695988728363995,0,0,0,null,-3221.0119422206676,null,-422.87672910808419,null,1542.9506687799355,null,1542.9506687799355,null,1625.57552536,null,1542.9506687799355,0.89213684231276991,null,"RMFN607"]
[629,"RSFT607",7.1300000697374341E-2,549.45089225790798,0,331.5963134765625,0,0,6328.0932157416755,0,12710.215142056306,0,0,null,6659.6895142442036,12710.215142056306,13041.811440558839,null,1961.7027204676656,529.66874017569353,0,0,8326.4384417653637,0,null,2491.371343105398,12278.4697265625,null,-4168.3181861128396,-10550.44011242747,-431.74541549380592,null,0.39370016498933641,0.19601331018086407,0,0,0.37409722062491596,0.19102954766674354,0,0,0.96603162018357802,"FAIL",0,null,"RSFT607",null,-431.74541549380592,431.74541549380592,0.35132118711223165,"FAIL",0,1,null,null,19.618211633841796,1,1075.5479263200002,"YES",1,null,13.941899999999999,11.722899999999999,12.695988728363995,0,0,0,null,-4180.7130684168469,null,-548.87293168266683,null,56.682524742692628,null,56.682524742692628,null,1075.5479263200002,null,56.682524742692628,4.6819910579186906E-2,null,"RSFT607"]
[630,"RSFN607",7.1300000697374341E-2,549.45089225790798,0,331.5963134765625,0,0,6328.0932157416755,0,18157.449836773023,0,0,null,6659.6895142442036,18157.449836773023,18489.046135275559,null,1961.7027204676656,529.66874017569353,0,0,8326.4384417653637,0,null,2491.371343105398,8326.4384765625,null,-4168.3181861128396,-15997.674807144187,-9831.011360210523,null,0.39370016498933641,0.13720931989357871,0,0,0.37409722062491596,0.13474850583742887,0,0,0.45856871705075797,"FAIL",0,null,"RSFN607",null,-9831.011360210523,9831.011360210523,0.1510773471552366,"FAIL",0,1,null,null,28.026016619773991,1,1594.3979263200001,"YES",1,null,13.941899999999999,11.722899999999999,12.695988728363995,0,0,0,null,-4180.7130684168469,null,-548.87293168266683,null,1290.6831773383817,null,1290.6831773383817,null,1594.3979263200001,null,1290.6831773383817,0.74627532659056472,null,"RSFN607"]
[631,"RMOE608",1.4400000218302011E-2,107.52917300903452,0,86.482841491699219,0,0,1238.4266543212461,0,1510.7774740571563,0,0,null,1324.9094981239837,1510.7774740571563,1597.2603178598949,null,386.37813470488652,106.97377138228575,0,0,1629.5087556858489,0,null,493.3518960032286,1629.5087890625,null,-831.55759980971675,-1103.9084195456269,118.73131500534373,null,0.39836989480303436,0.32655497217491869,0,0,0.37236648809775114,0.30887382050414336,0,0,1.0785895454785235,"PASS",1,null,"RMOE608",null,118.73131500534373,0,0.37236648809775114,"FAIL",0,1,null,null,8.9410128131238462,1,81.540123040000012,"YES",1,null,13.941899999999999,11.722899999999999,12.695988728363995,0,0,0,null,-834.01208685450888,null,-85.967645787407008,null,0,null,0,null,81.540123040000012,null,0,0,null,"RMOE608"]
[632,"RMON608",1.4400000218302011E-2,107.52917300903452,0,86.482841491699219,0,0,1238.4266543212461,0,1510.7774740571563,0,0,null,1324.9094981239837,1510.7774740571563,1597.2603178598949,null,386.37813470488652,106.97377138228575,0,0,1629.5087556858489,0,null,493.3518960032286,1629.5087890625,null,-831.55759980971675,-1103.9084195456269,118.73131500534373,null,0.39836989480303436,0.32655497217491869,0,0,0.37236648809775114,0.30887382050414336,0,0,1.0785895454785235,"PASS",1,null,"RMON608",null,118.73131500534373,0,0.37236648809775114,"FAIL",0,1,null,null,8.9410128131238462,1,81.540123040000012,"YES",1,null,13.941899999999999,11.722899999999999,12.695988728363995,0,0,0,null,-834.01208685450888,null,-85.967645787407008,null,0,null,0,null,81.540123040000012,null,0,0,null,"RMON608"]
[633,"RMFE608",1.4400000218302011E-2,108.83388540120231,0,87.532188415527344,0,0,1253.4531867260664,0,1510.7774740571563,0,0,null,1340.9853731744215,1510.7774740571563,1598.3096605055118,null,390.08614046117407,106.97377138228575,0,0,1649.2805088500868,0,null,497.05991627771789,1649.280517578125,null,-843.92545886387586,-1101.2497461949656,138.50304352096873,null,0.39655243733194712,0.32900935102167994,0,0,0.37066766386265299,0.31099099751967685,0,0,1.0916766670799123,"PASS",1,null,"RMFE608",null,138.50304352096873,0,0.37066766386265299,"FAIL",0,1,null,null,8.8338269877051747,1,81.219313040000003,"YES",1,null,13.941899999999999,11.722899999999999,12.695988728363995,0,0,0,null,-846.39839377073008,null,-87.244391847052029,null,0,null,0,null,81.219313040000003,null,0,0,null,"RMFE608"]
[634,"RMFN608",1.4400000218302011E-2,108.83388540120231,0,87.532188415527344,0,0,1253.4531867260664,0,1510.7774740571563,0,0,null,1340.9853731744215,1510.7774740571563,1598.3096605055118,null,390.08614046117407,106.97377138228575,0,0,1649.2805088500868,0,null,497.05991627771789,1649.280517578125,null,-843.92545886387586,-1101.2497461949656,138.50304352096873,null,0.39655243733194712,0.32900935102167994,0,0,0.37066766386265299,0.31099099751967685,0,0,1.0916766670799123,"PASS",1,null,"RMFN608",null,138.50304352096873,0,0.37066766386265299,"FAIL",0,1,null,null,8.8338269877051747,1,81.219313040000003,"YES",1,null,13.941899999999999,11.722899999999999,12.695988728363995,0,0,0,null,-846.39839377073008,null,-87.244391847052029,null,0,null,0,null,81.219313040000003,null,0,0,null,"RMFN608"]
[635,"RSFE608",1.7999999737367031E-2,137.68369314308242,0,110.73531341552734,0,0,1585.7199556389628,0,1510.7774740571563,0,0,null,1696.455266497743,1510.7774740571563,1621.5127849159369,null,492.3016800287412,133.71721024969222,0,0,2086.4736258407406,0,null,626.01889093877048,2086.4736328125,null,-1070.4363781157197,-995.49389653391313,575.69615875534373,null,0.39478527637404764,0.41436869538278986,0,0,0.36901585462237302,0.38607089365881214,0,0,1.3810595330160209,"PASS",1,null,"RSFE608",null,575.69615875534373,0,0.36901585462237302,"FAIL",0,1,null,null,6.9828151012661568,1,74.12556232,"YES",1,null,13.941899999999999,11.722899999999999,12.695988728363995,0,0,0,null,-1073.5508999611861,null,-110.65864027305771,null,0,null,0,null,74.12556232,null,0,0,null,"RSFE608"]
[636,"RSFN608",1.7999999737367031E-2,137.68369314308242,0,110.73531341552734,0,0,1585.7199556389628,0,1510.7774740571563,0,0,null,1696.455266497743,1510.7774740571563,1621.5127849159369,null,492.3016800287412,133.71721024969222,0,0,2086.4736258407406,0,null,626.01889093877048,2086.4736328125,null,-1070.4363781157197,-995.49389653391313,575.69615875534373,null,0.39478527637404764,0.41436869538278986,0,0,0.36901585462237302,0.38607089365881214,0,0,1.3810595330160209,"PASS",1,null,"RSFN608",null,575.69615875534373,0,0.36901585462237302,"FAIL",0,1,null,null,6.9828151012661568,1,74.12556232,"YES",1,null,13.941899999999999,11.722899999999999,12.695988728363995,0,0,0,null,-1073.5508999611861,null,-110.65864027305771,null,0,null,0,null,74.12556232,null,0,0,null,"RSFN608"]
[637,"RMOE609",1.4400000218302011E-2,109.0322042330782,0,65.801467895507813,0,0,1255.7372490002954,0,194.43537397447668,0,0,null,1321.5387139771651,194.43537397447668,260.23683895134593,null,390.65330637913723,106.97377138228575,0,0,1652.2858539477566,0,null,497.62709045787898,1652.285888671875,null,-823.91162643792427,237.39024858789452,1457.8505146973982,null,0.39628281382434483,2.5593444252752175,0,1,0.3765512762477124,1.9122084593483339,0,1,8.4978666941992191,"PASS",1,null,"RMOE609",null,1457.8505146973982,0,0.3765512762477124,"FAIL",0,1,null,null,1.5123625010358093,0,-8.2894500799999964,"NO",0,null,13.941899999999999,11.722899999999999,12.695988728363995,0,0,0,null,-826.38738310686892,null,-108.49385218469361,null,0,null,0,null,-8.2894500799999964,null,-8.2894500799999964,-0.44759449676025898,null,"RMOE609"]
[638,"RMON609",1.4400000218302011E-2,109.0322042330782,0,65.801467895507813,0,0,1255.7372490002954,0,194.43537397447668,0,0,null,1321.5387139771651,194.43537397447668,260.23683895134593,null,390.65330637913723,106.97377138228575,0,0,1652.2858539477566,0,null,497.62709045787898,1652.285888671875,null,-823.91162643792427,237.39024858789452,1457.8505146973982,null,0.39628281382434483,2.5593444252752175,0,1,0.3765512762477124,1.9122084593483339,0,1,8.4978666941992191,"PASS",1,null,"RMON609",null,1457.8505146973982,0,0.3765512762477124,"FAIL",0,1,null,null,1.5123625010358093,0,-8.2894500799999964,"NO",0,null,13.941899999999999,11.722899999999999,12.695988728363995,0,0,0,null,-826.38738310686892,null,-108.49385218469361,null,0,null,0,null,-8.2894500799999964,null,-8.2894500799999964,-0.44759449676025898,null,"RMON609"]
[639,"RMFE609",7.0500000845640891E-3,52.000616783706249,0,31.382625579833984,0,0,598.89747185794704,0,194.43537397447668,0,0,null,630.28009755548396,194.43537397447668,225.81799967201366,null,187.20365655815124,52.372575406820523,0,0,788.02298928677203,0,null,239.57622025788376,788.02301025390625,null,-390.70387717989729,13.758220703573102,593.5876362794296,null,0.40002877206118687,1.2321637537484957,0,1,0.38011071780913064,1.0609261472988303,0,1,4.0528788262435684,"PASS",1,null,"RMFE609",null,593.5876362794296,0,0.38011071780913064,"FAIL",0,1,null,null,3.171043493741482,1,5.7337966400000013,"YES",1,null,13.941899999999999,11.722899999999999,12.695988728363995,0,0,0,null,-391.89579867371765,null,-51.450791387034378,null,0,null,0,null,5.7337966400000013,null,0,0,null,"RMFE609"]
[640,"RMFN609",7.0500000845640891E-3,52.000616783706249,0,31.382625579833984,0,0,598.89747185794704,0,194.43537397447668,0,0,null,630.28009755548396,194.43537397447668,225.81799967201366,null,187.20365655815124,52.372575406820523,0,0,788.02298928677203,0,null,239.57622025788376,788.02301025390625,null,-390.70387717989729,13.758220703573102,593.5876362794296,null,0.40002877206118687,1.2321637537484957,0,1,0.38011071780913064,1.0609261472988303,0,1,4.0528788262435684,"PASS",1,null,"RMFN609",null,593.5876362794296,0,0.38011071780913064,"FAIL",0,1,null,null,3.171043493741482,1,5.7337966400000013,"YES",1,null,13.941899999999999,11.722899999999999,12.695988728363995,0,0,0,null,-391.89579867371765,null,-51.450791387034378,null,0,null,0,null,5.7337966400000013,null,0,0,null,"RMFN609"]
[641,"RSFE609",1.2099999841302632E-2,93.730541438667217,0,56.56683349609375,0,0,1079.5061246481891,0,194.43537397447668,0,0,null,1136.0729589519353,194.43537397447668,251.00220827822264,null,334.30077491018227,89.88768035600971,0,0,1420.4027955897227,0,null,424.1884580274284,1420.40283203125,null,-711.8845001168545,173.18625055685797,1225.9674580567732,null,0.39294678218307594,2.1816424108254662,0,1,0.37338135283170421,1.6899789938188641,0,1,7.3052696276229279,"PASS",1,null,"RSFE609",null,1225.9674580567732,0,0.37338135283170421,"FAIL",0,1,null,null,1.7592582055478914,0,-4.5269903999999972,"NO",0,null,13.941899999999999,11.722899999999999,12.695988728363995,0,0,0,null,-713.99489045529947,null,-93.738188274912318,null,0,null,0,null,-4.5269903999999972,null,-4.5269903999999972,-0.2444379265658746,null,"RSFE609"]
[642,"RSFN609",1.2099999841302632E-2,93.730541438667217,0,56.56683349609375,0,0,1079.5061246481891,0,194.43537397447668,0,0,null,1136.0729589519353,194.43537397447668,251.00220827822264,null,334.30077491018227,89.88768035600971,0,0,1420.4027955897227,0,null,424.1884580274284,1420.40283203125,null,-711.8845001168545,173.18625055685797,1225.9674580567732,null,0.39294678218307594,2.1816424108254662,0,1,0.37338135283170421,1.6899789938188641,0,1,7.3052696276229279,"PASS",1,null,"RSFN609",null,1225.9674580567732,0,0.37338135283170421,"FAIL",0,1,null,null,1.7592582055478914,0,-4.5269903999999972,"NO",0,null,13.941899999999999,11.722899999999999,12.695988728363995,0,0,0,null,-713.99489045529947,null,-93.738188274912318,null,0,null,0,null,-4.5269903999999972,null,-4.5269903999999972,-0.2444379265658746,null,"RSFN609"]
[643,"RMOT610",1.9150000717490911E-2,144.96920268148119,0,73.436233520507813,0,0,1669.6280612272637,0,12438.001182037702,0,0,null,1743.0642969336654,12438.001182037702,12511.437417744111,null,519.43317736704739,142.2602616435957,0,0,2196.8790279306099,0,null,661.69342779748308,2196.87890625,null,-1081.3708669502885,-11849.743987760727,-10241.122275787702,null,0.39631187517961569,5.3199337909138118E-2,0,0,0.37961504334137758,5.2887082900215349E-2,0,0,0.17662636255595596,"FAIL",0,null,"RMOT610",null,-10241.122275787702,10241.122275787702,5.5213879048272983E-2,"FAIL",0,1,null,null,86.687480927981895,1,1375.79415928,"YES",1,null,13.941899999999999,11.722899999999999,12.695988728363995,0,0,0,null,-1084.6628740537585,null,-163.13458306050325,null,1540.2769399567887,null,1540.2769399567887,null,1375.79415928,null,1375.79415928,0.97474505418579604,null,"RMOT610"]
[644,"RMON610",1.9150000717490911E-2,144.96920268148119,0,73.436233520507813,0,0,1669.6280612272637,0,12438.001182037702,0,0,null,1743.0642969336654,12438.001182037702,12511.437417744111,null,519.43317736704739,142.2602616435957,0,0,2196.8790279306099,0,null,661.69342779748308,2196.87890625,null,-1081.3708669502885,-11849.743987760727,-10241.122275787702,null,0.39631187517961569,5.3199337909138118E-2,0,0,0.37961504334137758,5.2887082900215349E-2,0,0,0.17662636255595596,"FAIL",0,null,"RMON610",null,-10241.122275787702,10241.122275787702,5.5213879048272983E-2,"FAIL",0,1,null,null,86.687480927981895,1,1375.79415928,"YES",1,null,13.941899999999999,11.722899999999999,12.695988728363995,0,0,0,null,-1084.6628740537585,null,-163.13458306050325,null,1540.2769399567887,null,1540.2769399567887,null,1375.79415928,null,1375.79415928,0.97474505418579604,null,"RMON610"]
[645,"RMFT610",1.5700000151991848E-2,120.80592758586718,0,61.19598388671875,0,0,1391.3366627470489,0,12438.001182037702,0,0,null,1452.5326448118524,12438.001182037702,12499.197164102512,null,431.4417051550314,116.63112510418185,0,0,1830.7061351934856,0,null,548.07285854049519,1830.7061767578125,null,-904.45978809327244,-11951.124307383925,-10607.29500527989,null,0.39391821779380309,4.4064383860325788E-2,0,0,0.37732223080193722,4.384864493814556E-2,0,0,0.14718652538814844,"FAIL",0,null,"RMFT610",null,-10607.29500527989,10607.29500527989,4.5446160124313781E-2,"FAIL",0,1,null,null,104.0264750828357,1,1381.7355604800002,"YES",1,null,13.941899999999999,11.722899999999999,12.695988728363995,0,0,0,null,-907.18651873277736,null,-136.44192866902361,null,1595.3497528858261,null,1595.3497528858261,null,1381.7355604800002,null,1381.7355604800002,0.97895451487842211,null,"RMFT610"]
[646,"RMFN610",1.5700000151991848E-2,120.80592758586718,0,61.19598388671875,0,0,1391.3366627470489,0,12438.001182037702,0,0,null,1452.5326448118524,12438.001182037702,12499.197164102512,null,431.4417051550314,116.63112510418185,0,0,1830.7061351934856,0,null,548.07285854049519,1830.7061767578125,null,-904.45978809327244,-11951.124307383925,-10607.29500527989,null,0.39391821779380309,4.4064383860325788E-2,0,0,0.37732223080193722,4.384864493814556E-2,0,0,0.14718652538814844,"FAIL",0,null,"RMFN610",null,-10607.29500527989,10607.29500527989,4.5446160124313781E-2,"FAIL",0,1,null,null,104.0264750828357,1,1381.7355604800002,"YES",1,null,13.941899999999999,11.722899999999999,12.695988728363995,0,0,0,null,-907.18651873277736,null,-136.44192866902361,null,1595.3497528858261,null,1595.3497528858261,null,1381.7355604800002,null,1381.7355604800002,0.97895451487842211,null,"RMFN610"]
[647,"RSFT610",2.0450000651180744E-2,157.04562822818545,0,79.553726196289063,0,0,1808.713733212373,0,12438.001182037702,0,0,null,1888.267456870002,12438.001182037702,12517.554905695339,null,561.08726482241559,151.91761536549188,0,0,2379.8864910689113,0,null,713.00489259237884,2379.886474609375,null,-1175.2625668162832,-11804.550015641613,-10058.114707428327,null,0.39420549504317842,5.7324716580833136E-2,0,0,0.37759740498608524,5.6960396644505022E-2,0,0,0.19133994600726362,"FAIL",0,null,"RSFT610",null,-10058.114707428327,10058.114707428327,5.9683750497424373E-2,"FAIL",0,1,null,null,80.021429124600573,1,1372.82474192,"YES",1,null,13.941899999999999,11.722899999999999,12.695988728363995,0,0,0,null,-1178.8098548391308,null,-177.29440066302379,null,1512.7523845623139,null,1512.7523845623139,null,1372.82474192,null,1372.82474192,0.97264123301025895,null,"RSFT610"]
[648,"RSFN610",2.0450000651180744E-2,157.04562822818545,0,79.553726196289063,0,0,1808.713733212373,0,12438.001182037702,0,0,null,1888.267456870002,12438.001182037702,12517.554905695339,null,561.08726482241559,151.91761536549188,0,0,2379.8864910689113,0,null,713.00489259237884,2379.886474609375,null,-1175.2625668162832,-11804.550015641613,-10058.114707428327,null,0.39420549504317842,5.7324716580833136E-2,0,0,0.37759740498608524,5.6960396644505022E-2,0,0,0.19133994600726362,"FAIL",0,null,"RSFN610",null,-10058.114707428327,10058.114707428327,5.9683750497424373E-2,"FAIL",0,1,null,null,80.021429124600573,1,1372.82474192,"YES",1,null,13.941899999999999,11.722899999999999,12.695988728363995,0,0,0,null,-1178.8098548391308,null,-177.29440066302379,null,1512.7523845623139,null,1512.7523845623139,null,1372.82474192,null,1372.82474192,0.97264123301025895,null,"RSFN610"]
[649,"RMOE611",3.0100000370293849E-2,231.12196435337231,0,185.88522338867188,0,0,2661.8599682734684,0,43.233025745833899,0,0,null,2847.7451943417773,43.233025745833899,229.11825181414088,null,825.76660465022189,223.60489648646751,0,0,3502.4473266756177,0,null,1049.3715332957349,3502.447265625,null,-1798.3736583664054,820.2532841612292,3459.2142398791661,null,0.39422492009464222,24.272451793334323,0,1,0.36849207449043198,4.580043437219584,0,1,81.013234794525331,"PASS",1,null,"RMOE611",null,3459.2142398791661,0,0.36849207449043198,"FAIL",0,1,null,null,0.1190383666075867,0,-53.739566639999993,"NO",0,null,13.941899999999999,11.722899999999999,12.695988728363995,0,0,0,null,-1803.5944122633991,null,-185.90949462421233,null,0,null,0,null,-53.739566639999993,null,-53.739566639999993,-17.391445514563106,null,"RMOE611"]
[650,"RMON611",3.0100000370293849E-2,231.12196435337231,0,185.88522338867188,0,0,2661.8599682734684,0,43.233025745833899,0,0,null,2847.7451943417773,43.233025745833899,229.11825181414088,null,825.76660465022189,223.60489648646751,0,0,3502.4473266756177,0,null,1049.3715332957349,3502.447265625,null,-1798.3736583664054,820.2532841612292,3459.2142398791661,null,0.39422492009464222,24.272451793334323,0,1,0.36849207449043198,4.580043437219584,0,1,81.013234794525331,"PASS",1,null,"RMON611",null,3459.2142398791661,0,0.36849207449043198,"FAIL",0,1,null,null,0.1190383666075867,0,-53.739566639999993,"NO",0,null,13.941899999999999,11.722899999999999,12.695988728363995,0,0,0,null,-1803.5944122633991,null,-185.90949462421233,null,0,null,0,null,-53.739566639999993,null,-53.739566639999993,-17.391445514563106,null,"RMON611"]
[651,"RMFE611",2.5199999567121267E-2,192.59642894170707,0,154.90016174316406,0,0,2218.1566588302317,0,43.233025745833899,0,0,null,2373.0568219249799,43.233025745833899,198.13318884058341,null,688.76265213758211,187.20409386527081,0,0,2918.6271826713564,0,null,875.96675623691681,2918.627197265625,null,-1497.0900643364789,677.83356874791889,2875.3941715197911,null,0.39490752501623,20.261518622053149,0,1,0.36913012307276283,4.4211006108482351,0,1,67.509204986580784,"PASS",1,null,"RMFE611",null,2875.3941715197911,0,0.36913012307276283,"FAIL",0,1,null,null,0.14284991067590463,0,-44.266688959999996,"NO",0,null,13.941899999999999,11.722899999999999,12.695988728363995,0,0,0,null,-1501.4481078998465,null,-154.76509410663181,null,0,null,0,null,-44.266688959999996,null,-44.266688959999996,-14.325789307443365,null,"RMFE611"]
[652,"RMFN611",2.5199999567121267E-2,192.59642894170707,0,154.90016174316406,0,0,2218.1566588302317,0,43.233025745833899,0,0,null,2373.0568219249799,43.233025745833899,198.13318884058341,null,688.76265213758211,187.20409386527081,0,0,2918.6271826713564,0,null,875.96675623691681,2918.627197265625,null,-1497.0900643364789,677.83356874791889,2875.3941715197911,null,0.39490752501623,20.261518622053149,0,1,0.36913012307276283,4.4211006108482351,0,1,67.509204986580784,"PASS",1,null,"RMFN611",null,2875.3941715197911,0,0.36913012307276283,"FAIL",0,1,null,null,0.14284991067590463,0,-44.266688959999996,"NO",0,null,13.941899999999999,11.722899999999999,12.695988728363995,0,0,0,null,-1501.4481078998465,null,-154.76509410663181,null,0,null,0,null,-44.266688959999996,null,-44.266688959999996,-14.325789307443365,null,"RMFN611"]
[653,"RSFE611",3.2550001051276922E-2,250.37953200310088,0,201.37356567382813,0,0,2883.6517333121024,0,43.233025745833899,0,0,null,3085.0253011288687,43.233025745833899,244.60659356259916,null,894.2537109558898,241.80529987263006,0,0,3794.2785964632935,0,null,1136.0590026258915,3794.278564453125,null,-1948.966296360039,891.4524112062295,3751.0455387072911,null,0.39396539793695468,26.277573290954926,0,1,0.36824949312387228,4.6444333165037204,0,1,87.763428513183726,"PASS",1,null,"RSFE611",null,3751.0455387072911,0,0.36824949312387228,"FAIL",0,1,null,null,0.10988271434849894,0,-58.474722239999991,"NO",0,null,13.941899999999999,11.722899999999999,12.695988728363995,0,0,0,null,-1954.6183311989737,null,-201.47662005694531,null,0,null,0,null,-58.474722239999991,null,-58.474722239999991,-18.923858330097087,null,"RSFE611"]
[654,"RSFN611",3.2550001051276922E-2,250.37953200310088,0,201.37356567382813,0,0,2883.6517333121024,0,43.233025745833899,0,0,null,3085.0253011288687,43.233025745833899,244.60659356259916,null,894.2537109558898,241.80529987263006,0,0,3794.2785964632935,0,null,1136.0590026258915,3794.278564453125,null,-1948.966296360039,891.4524112062295,3751.0455387072911,null,0.39396539793695468,26.277573290954926,0,1,0.36824949312387228,4.6444333165037204,0,1,87.763428513183726,"PASS",1,null,"RSFN611",null,3751.0455387072911,0,0.36824949312387228,"FAIL",0,1,null,null,0.10988271434849894,0,-58.474722239999991,"NO",0,null,13.941899999999999,11.722899999999999,12.695988728363995,0,0,0,null,-1954.6183311989737,null,-201.47662005694531,null,0,null,0,null,-58.474722239999991,null,-58.474722239999991,-18.923858330097087,null,"RSFN611"]
[655,"RMOE612",1.9450000766664744E-2,153.18366680603683,0,123.2015380859375,0,0,1764.235050550622,0,172.65228450462496,0,0,null,1887.4365875320259,172.65228450462496,295.85382148602935,null,544.5678760161926,144.48888221224058,0,0,2321.3619086192393,0,null,689.05676582360366,2321.36181640625,null,-1198.3798228129558,393.2029432330412,2148.7095319016253,null,0.39056970646204281,3.9910086785161849,0,1,0.36507545205604092,2.3290446606032265,0,1,13.44530032178095,"PASS",1,null,"RMOE612",null,2148.7095319016253,0,0.36507545205604092,"FAIL",0,1,null,null,0.71725303776481875,0,-25.325660479999993,"NO",0,null,13.941899999999999,11.722899999999999,12.695988728363995,0,0,0,null,-1201.8079659265059,null,-123.87902183637928,null,0,null,0,null,-25.325660479999993,null,-25.325660479999993,-2.0523225672609393,null,"RMOE612"]
[656,"RMON612",1.9450000766664744E-2,153.18366680603683,0,123.2015380859375,0,0,1764.235050550622,0,172.65228450462496,0,0,null,1887.4365875320259,172.65228450462496,295.85382148602935,null,544.5678760161926,144.48888221224058,0,0,2321.3619086192393,0,null,689.05676582360366,2321.36181640625,null,-1198.3798228129558,393.2029432330412,2148.7095319016253,null,0.39056970646204281,3.9910086785161849,0,1,0.36507545205604092,2.3290446606032265,0,1,13.44530032178095,"PASS",1,null,"RMON612",null,2148.7095319016253,0,0.36507545205604092,"FAIL",0,1,null,null,0.71725303776481875,0,-25.325660479999993,"NO",0,null,13.941899999999999,11.722899999999999,12.695988728363995,0,0,0,null,-1201.8079659265059,null,-123.87902183637928,null,0,null,0,null,-25.325660479999993,null,-25.325660479999993,-2.0523225672609393,null,"RMON612"]
[657,"RMFE612",1.6850000340491535E-2,127.65306363502984,0,102.66794586181641,0,0,1470.1959671735265,0,172.65228450462496,0,0,null,1572.8639102103252,172.65228450462496,275.32022754142332,null,457.31950732191063,125.17417061731983,0,0,1934.468377859904,0,null,582.49365131849436,1934.4683837890625,null,-990.37026171684852,307.17342095205299,1761.8160992844375,null,0.39620136656907518,3.3737963733859004,0,1,0.37033951029773898,2.1156950600514035,0,1,11.204418113200481,"PASS",1,null,"RMFE612",null,1761.8160992844375,0,0.37033951029773898,"FAIL",0,1,null,null,0.86070364531778243,0,-19.048050399999994,"NO",0,null,13.941899999999999,11.722899999999999,12.695988728363995,0,0,0,null,-993.26824008161714,null,-102.38332702978377,null,0,null,0,null,-19.048050399999994,null,-19.048050399999994,-1.5436021393841162,null,"RMFE612"]
[658,"RMFN612",1.6850000340491535E-2,127.65306363502984,0,102.66794586181641,0,0,1470.1959671735265,0,172.65228450462496,0,0,null,1572.8639102103252,172.65228450462496,275.32022754142332,null,457.31950732191063,125.17417061731983,0,0,1934.468377859904,0,null,582.49365131849436,1934.4683837890625,null,-990.37026171684852,307.17342095205299,1761.8160992844375,null,0.39620136656907518,3.3737963733859004,0,1,0.37033951029773898,2.1156950600514035,0,1,11.204418113200481,"PASS",1,null,"RMFN612",null,1761.8160992844375,0,0.37033951029773898,"FAIL",0,1,null,null,0.86070364531778243,0,-19.048050399999994,"NO",0,null,13.941899999999999,11.722899999999999,12.695988728363995,0,0,0,null,-993.26824008161714,null,-102.38332702978377,null,0,null,0,null,-19.048050399999994,null,-19.048050399999994,-1.5436021393841162,null,"RMFN612"]
[659,"RSFE612",2.1599999256432054E-2,165.93853642600237,0,133.45993041992188,0,0,1911.1344460144974,0,172.65228450462496,0,0,null,2044.5943838126693,172.65228450462496,306.11222230279697,null,592.8156990683292,160.46064911709868,0,0,2514.6505868611794,0,null,753.27634787867169,2514.650634765625,null,-1291.3180285557476,447.16413295412485,2341.9983502610003,null,0.39415141590355574,4.3629677420138231,0,1,0.36842336874285792,2.4607850035136485,0,1,14.564826883007525,"PASS",1,null,"RSFE612",null,2341.9983502610003,0,0.36842336874285792,"FAIL",0,1,null,null,0.6621213726403623,0,-28.461899039999992,"NO",0,null,13.941899999999999,11.722899999999999,12.695988728363995,0,0,0,null,-1295.0656720775319,null,-133.49176675423089,null,0,null,0,null,-28.461899039999992,null,-28.461899039999992,-2.3064748006482976,null,"RSFE612"]
[660,"RSFN612",2.1599999256432054E-2,165.93853642600237,0,133.45993041992188,0,0,1911.1344460144974,0,172.65228450462496,0,0,null,2044.5943838126693,172.65228450462496,306.11222230279697,null,592.8156990683292,160.46064911709868,0,0,2514.6505868611794,0,null,753.27634787867169,2514.650634765625,null,-1291.3180285557476,447.16413295412485,2341.9983502610003,null,0.39415141590355574,4.3629677420138231,0,1,0.36842336874285792,2.4607850035136485,0,1,14.564826883007525,"PASS",1,null,"RSFN612",null,2341.9983502610003,0,0.36842336874285792,"FAIL",0,1,null,null,0.6621213726403623,0,-28.461899039999992,"NO",0,null,13.941899999999999,11.722899999999999,12.695988728363995,0,0,0,null,-1295.0656720775319,null,-133.49176675423089,null,0,null,0,null,-28.461899039999992,null,-28.461899039999992,-2.3064748006482976,null,"RSFN612"]
[661,"RMOT613",0.90900003165006649,3168.1444222306459,0,1911.990478515625,0,0,36487.90730400171,0,34296.215090388345,0,0,null,38399.897807207926,34296.215090388345,36208.20559359459,null,15226.637069967033,6752.7194512564201,0,0,48010.40434737067,0,null,21979.35642599902,48010.40625,null,-16420.541356518315,-14228.84914290495,13714.191159611655,null,0.60237371913046089,0.64086828147280961,0,0,0.57238059722142698,0.60702694543015823,0,0,1.399874771121759,"PASS",1,null,"RMOT613",null,13714.191159611655,0,0.57238059722142698,"FAIL",0,1,null,null,9.1807182630963755,1,2487.7188920799999,"YES",1,null,13.941899999999999,11.722899999999999,12.695988728363995,0,0,0,null,-16529.891388488457,null,-2170.1584869184576,null,0,null,0,null,2487.7188920799999,null,0,0,null,"RMOT613"]
[662,"RMON613",0.90900003165006649,3168.1444222306459,0,1911.990478515625,0,0,36487.90730400171,0,34296.215090388345,0,0,null,38399.897807207926,34296.215090388345,36208.20559359459,null,15226.637069967033,6752.7194512564201,0,0,48010.40434737067,0,null,21979.35642599902,48010.40625,null,-16420.541356518315,-14228.84914290495,13714.191159611655,null,0.60237371913046089,0.64086828147280961,0,0,0.57238059722142698,0.60702694543015823,0,0,1.399874771121759,"PASS",1,null,"RMON613",null,13714.191159611655,0,0.57238059722142698,"FAIL",0,1,null,null,9.1807182630963755,1,2487.7188920799999,"YES",1,null,13.941899999999999,11.722899999999999,12.695988728363995,0,0,0,null,-16529.891388488457,null,-2170.1584869184576,null,0,null,0,null,2487.7188920799999,null,0,0,null,"RMON613"]
[663,"RMFT613",0.92040001899003987,3168.1444222306459,0,1911.990478515625,0,0,36487.90730400171,0,34296.215090388345,0,0,null,38399.897807207926,34296.215090388345,36208.20559359459,null,15319.806132433889,6837.4069249355762,0,0,48010.40434737067,0,null,22157.212370760695,48010.40625,null,-16242.68541175664,-14050.993198143275,13714.191159611655,null,0.60724809965548954,0.64605415823189027,0,0,0.57701227477872108,0.61193897964912047,0,0,1.399874771121759,"PASS",1,null,"RMFT613",null,13714.191159611655,0,0.57701227477872108,"FAIL",0,1,null,null,9.1807182630963755,1,2487.7188920799999,"YES",1,null,13.941899999999999,11.722899999999999,12.695988728363995,0,0,0,null,-16352.920299173356,null,-2146.9244981165816,null,0,null,0,null,2487.7188920799999,null,0,0,null,"RMFT613"]
[664,"RMFN613",0.92040001899003987,3168.1444222306459,0,1911.990478515625,0,0,36487.90730400171,0,34296.215090388345,0,0,null,38399.897807207926,34296.215090388345,36208.20559359459,null,15319.806132433889,6837.4069249355762,0,0,48010.40434737067,0,null,22157.212370760695,48010.40625,null,-16242.68541175664,-14050.993198143275,13714.191159611655,null,0.60724809965548954,0.64605415823189027,0,0,0.57701227477872108,0.61193897964912047,0,0,1.399874771121759,"PASS",1,null,"RMFN613",null,13714.191159611655,0,0.57701227477872108,"FAIL",0,1,null,null,9.1807182630963755,1,2487.7188920799999,"YES",1,null,13.941899999999999,11.722899999999999,12.695988728363995,0,0,0,null,-16352.920299173356,null,-2146.9244981165816,null,0,null,0,null,2487.7188920799999,null,0,0,null,"RMFN613"]
[665,"RSFT613",0.30209999233484264,3168.1444222306459,0,1911.990478515625,0,0,36487.90730400171,0,34296.215090388345,0,0,null,38399.897807207926,34296.215090388345,36208.20559359459,null,10714.380914261103,2244.220487826381,0,0,48010.40434737067,0,null,12958.601330330614,48010.40625,null,-25441.296452186722,-23249.604238573356,13714.191159611655,null,0.35514783630546592,0.37784348203374529,0,0,0.33746447461197127,0.35789128808580373,0,0,1.399874771121759,"PASS",1,null,"RSFT613",null,13714.191159611655,0,0.33746447461197127,"FAIL",0,1,null,null,9.1807182630963755,1,2487.7188920799999,"YES",1,null,13.941899999999999,11.722899999999999,12.695988728363995,0,0,0,null,-25505.767105571449,null,-3348.5735416306943,null,0,null,0,null,2487.7188920799999,null,0,0,null,"RSFT613"]
[666,"RSFN613",0.30209999233484264,3168.1444222306459,0,1911.990478515625,0,0,36487.90730400171,0,34296.215090388345,0,0,null,38399.897807207926,34296.215090388345,36208.20559359459,null,10714.380914261103,2244.220487826381,0,0,48010.40434737067,0,null,12958.601330330614,48010.40625,null,-25441.296452186722,-23249.604238573356,13714.191159611655,null,0.35514783630546592,0.37784348203374529,0,0,0.33746447461197127,0.35789128808580373,0,0,1.399874771121759,"PASS",1,null,"RSFN613",null,13714.191159611655,0,0.33746447461197127,"FAIL",0,1,null,null,9.1807182630963755,1,2487.7188920799999,"YES",1,null,13.941899999999999,11.722899999999999,12.695988728363995,0,0,0,null,-25505.767105571449,null,-3348.5735416306943,null,0,null,0,null,2487.7188920799999,null,0,0,null,"RSFN613"]
[667,"RMOT614",0.17860000133514403,1377.7658382369864,0,697.9271240234375,0,0,15867.897889836631,0,55455.790406936285,0,0,null,16565.825038556501,55455.790406936285,56153.717555656163,null,4918.0088150228048,1326.7719043100451,0,0,20878.813012942934,0,null,6244.7806519988571,38810.89453125,null,-10321.044361861213,-49908.936878960863,-16644.895875686285,null,0.39354807393855434,0.11260827059130284,0,0,0.37696768176496243,0.11120867729827268,0,0,0.69985287823786246,"FAIL",0,null,"RMOT614",null,-16644.895875686285,16644.895875686285,0.18803508279052469,"FAIL",0,1,null,null,40.668017006791281,1,5954.2412064800019,"YES",1,null,13.941899999999999,11.722899999999999,12.695988728363995,0,0,0,null,-10352.11292231892,null,-1556.9700648701696,null,2503.4120865751993,null,2503.4120865751993,null,5954.2412064800019,null,2503.4120865751993,0.39780812287644662,null,"RMOT614"]
[668,"RMON614",0.17860000133514403,1377.7658382369864,0,697.9271240234375,0,0,15867.897889836631,0,79222.551577237362,0,0,null,16565.825038556501,79222.551577237362,79920.478725957248,null,4918.0088150228048,1326.7719043100451,0,0,20878.813012942934,0,null,6244.7806519988571,20878.8125,null,-10321.044361861213,-73675.698049261948,-58343.739077237362,null,0.39354807393855434,7.8825795530084147E-2,0,0,0.37696768176496243,7.8137428021941277E-2,0,0,0.26354632720513144,"FAIL",0,null,"RMON614",null,-58343.739077237362,58343.739077237362,8.3364263666046531E-2,"FAIL",0,1,null,null,58.097167152558967,1,8651.2472064800004,"YES",1,null,13.941899999999999,11.722899999999999,12.695988728363995,0,0,0,null,-10352.11292231892,null,-1556.9700648701696,null,8774.9675740115526,null,8774.9675740115526,null,8651.2472064800004,null,8651.2472064800004,0.96231679200713682,null,"RMON614"]
[669,"RMFT614",0.14865000285208224,1148.1364572154548,0,581.60504150390625,0,0,13223.228186588187,0,55455.790406936285,0,0,null,13804.833225012686,55455.790406936285,56037.395445360788,null,4097.3320165360392,1104.2813319449951,0,0,17398.984456037091,0,null,5201.6135788156616,35331.0625,null,-8603.2196492764306,-50835.78186962453,-20124.727906936285,null,0.39336941822507904,9.3797483376326665E-2,0,0,0.3767965532702458,9.2823971156933013E-2,0,0,0.6371032175493232,"FAIL",0,null,"RMFT614",null,-20124.727906936285,20124.727906936285,0.15330624401874718,"FAIL",0,1,null,null,48.801694350670843,1,6010.7037664800009,"YES",1,null,13.941899999999999,11.722899999999999,12.695988728363995,0,0,0,null,-8629.0983237979035,null,-1297.8266251335613,null,3026.7829524156919,null,3026.7829524156919,null,6010.7037664800009,null,3026.7829524156919,0.48097508640783121,null,"RMFT614"]
[670,"RMFN614",0.14865000285208224,1148.1364572154548,0,581.60504150390625,0,0,13223.228186588187,0,79222.551577237362,0,0,null,13804.833225012686,79222.551577237362,79804.156615661865,null,4097.3320165360392,1104.2813319449951,0,0,17398.984456037091,0,null,5201.6135788156616,17398.984375,null,-8603.2196492764306,-74602.5430399256,-61823.567202237362,null,0.39336941822507904,6.5658243457917306E-2,0,0,0.3767965532702458,6.5179732475164218E-2,0,0,0.21962161062228608,"FAIL",0,null,"RMFN614",null,-61823.567202237362,61823.567202237362,6.8778574572755949E-2,"FAIL",0,1,null,null,69.716706215244059,1,8707.7097664800003,"YES",1,null,13.941899999999999,11.722899999999999,12.695988728363995,0,0,0,null,-8629.0983237979035,null,-1297.8266251335613,null,9298.3378523474112,null,9298.3378523474112,null,8707.7097664800003,null,8707.7097664800003,0.96859737425278247,null,"RMFN614"]
[671,"RSFT614",0.19329999685287477,1492.5805287477519,0,756.08819580078125,0,0,17190.232741460852,0,55455.790406936285,0,0,null,17946.320911712228,55455.790406936285,56211.878577187672,null,5326.8416555218664,1435.9742609763825,0,0,22618.72729139587,0,null,6762.8157018437487,40550.80859375,null,-11183.505235417884,-49449.062900893317,-14904.981813186285,null,0.39341036294014914,0.12194967653004313,0,0,0.37683577182676103,0.12030937001124267,0,0,0.73122767336263583,"FAIL",0,null,"RSFT614",null,-14904.981813186285,14904.981813186285,0.20586141600583982,"FAIL",0,1,null,null,37.539686129829178,1,5926.009926480001,"YES",1,null,13.941899999999999,11.722899999999999,12.695988728363995,0,0,0,null,-11217.151084680787,null,-1687.0728307377999,null,2241.72694740727,null,2241.72694740727,null,5926.009926480001,null,2241.72694740727,0.35622468778986821,null,"RSFT614"]
[672,"RSFN614",0.19329999685287477,1492.5805287477519,0,756.08819580078125,0,0,17190.232741460852,0,79222.551577237362,0,0,null,17946.320911712228,79222.551577237362,79978.639747488749,null,5326.8416555218664,1435.9742609763825,0,0,22618.72729139587,0,null,6762.8157018437487,22618.7265625,null,-11183.505235417884,-73215.824071194394,-56603.825014737362,null,0.39341036294014914,8.5364780194568696E-2,0,0,0.37683577182676103,8.4557773438447295E-2,0,0,0.28550868549655412,"FAIL",0,null,"RSFN614",null,-56603.825014737362,56603.825014737362,9.0714989427360199E-2,"FAIL",0,1,null,null,53.628123042613105,1,8623.0159264800004,"YES",1,null,13.941899999999999,11.722899999999999,12.695988728363995,0,0,0,null,-11217.151084680787,null,-1687.0728307377999,null,8513.2824348436243,null,8513.2824348436243,null,8623.0159264800004,null,8513.2824348436243,0.94697035544343877,null,"RSFN614"]
[673,"RMOE615",1.1949999816715715E-2,90.881046070306482,0,73.093193054199219,0,0,1046.6881375216033,0,719.85089624357056,0,0,null,1119.7813315386759,719.85089624357056,792.94409026064307,null,325.33038801128509,88.77337007168741,0,0,1377.221233581057,0,null,414.10377319627736,1377.22119140625,null,-705.67755737952507,-378.84031610149242,657.37029516267944,null,0.39563243181183988,0.57526325987397275,0,0,0.3698077132464257,0.52223577776209562,0,0,1.9132034128082129,"PASS",1,null,"RMOE615",null,657.37029516267944,0,0.3698077132464257,"FAIL",0,1,null,null,5.0405946519126168,1,29.103658640000006,"YES",1,null,13.941899999999999,11.722899999999999,12.695988728363995,0,0,0,null,-707.73777515662096,null,-72.951641018178321,null,0,null,0,null,29.103658640000006,null,0,0,null,"RMOE615"]
[674,"RMON615",1.1949999816715715E-2,90.881046070306482,0,73.093193054199219,0,0,1046.6881375216033,0,719.85089624357056,0,0,null,1119.7813315386759,719.85089624357056,792.94409026064307,null,325.33038801128509,88.77337007168741,0,0,1377.221233581057,0,null,414.10377319627736,1377.22119140625,null,-705.67755737952507,-378.84031610149242,657.37029516267944,null,0.39563243181183988,0.57526325987397275,0,0,0.3698077132464257,0.52223577776209562,0,0,1.9132034128082129,"PASS",1,null,"RMON615",null,657.37029516267944,0,0.3698077132464257,"FAIL",0,1,null,null,5.0405946519126168,1,29.103658640000006,"YES",1,null,13.941899999999999,11.722899999999999,12.695988728363995,0,0,0,null,-707.73777515662096,null,-72.951641018178321,null,0,null,0,null,29.103658640000006,null,0,0,null,"RMON615"]
[675,"RMFE615",9.6500002313405272E-3,75.735942392289644,0,60.912395477294922,0,0,872.26012368633576,0,719.85089624357056,0,0,null,933.17252083963444,719.85089624357056,780.76329339686936,null,269.42559947031037,71.687284926176858,0,0,1147.7106890609673,0,null,341.11287368658816,1147.710693359375,null,-592.05964547704252,-439.65041803427732,427.85979711580444,null,0.39106782990947797,0.47386601234593495,0,0,0.36554106200246389,0.43689665908184255,0,0,1.5943728060193076,"PASS",1,null,"RMFE615",null,427.85979711580444,0,0.36554106200246389,"FAIL",0,1,null,null,6.0485746463896284,1,32.827621120000003,"YES",1,null,13.941899999999999,11.722899999999999,12.695988728363995,0,0,0,null,-593.75672445060752,null,-61.202791393556041,null,0,null,0,null,32.827621120000003,null,0,0,null,"RMFE615"]
[676,"RMFN615",9.6500002313405272E-3,75.735942392289644,0,60.912395477294922,0,0,872.26012368633576,0,719.85089624357056,0,0,null,933.17252083963444,719.85089624357056,780.76329339686936,null,269.42559947031037,71.687284926176858,0,0,1147.7106890609673,0,null,341.11287368658816,1147.710693359375,null,-592.05964547704252,-439.65041803427732,427.85979711580444,null,0.39106782990947797,0.47386601234593495,0,0,0.36554106200246389,0.43689665908184255,0,0,1.5943728060193076,"PASS",1,null,"RMFN615",null,427.85979711580444,0,0.36554106200246389,"FAIL",0,1,null,null,6.0485746463896284,1,32.827621120000003,"YES",1,null,13.941899999999999,11.722899999999999,12.695988728363995,0,0,0,null,-593.75672445060752,null,-61.202791393556041,null,0,null,0,null,32.827621120000003,null,0,0,null,"RMFN615"]
[677,"RSFE615",1.3100000005215407E-2,98.458817873750107,0,79.187797546386719,0,0,1133.962263408911,0,719.85089624357056,0,0,null,1213.1500589393054,719.85089624357056,799.03869177396621,null,353.31904838635,97.31641558482535,0,0,1492.0556097485669,0,null,450.63546233189516,1492.0556640625,null,-762.51459862340255,-348.40323145806212,772.20476781892944,null,0.39739899366421361,0.62601222653672572,0,0,0.37145896194988548,0.56397201516545503,0,0,2.0727287718172742,"PASS",1,null,"RSFE615",null,772.20476781892944,0,0.37145896194988548,"FAIL",0,1,null,null,4.6526510796356559,1,27.240394160000008,"YES",1,null,13.941899999999999,11.722899999999999,12.695988728363995,0,0,0,null,-764.75656609769055,null,-78.828979368675377,null,0,null,0,null,27.240394160000008,null,0,0,null,"RSFE615"]
[678,"RSFN615",1.3100000005215407E-2,98.458817873750107,0,79.187797546386719,0,0,1133.962263408911,0,719.85089624357056,0,0,null,1213.1500589393054,719.85089624357056,799.03869177396621,null,353.31904838635,97.31641558482535,0,0,1492.0556097485669,0,null,450.63546233189516,1492.0556640625,null,-762.51459862340255,-348.40323145806212,772.20476781892944,null,0.39739899366421361,0.62601222653672572,0,0,0.37145896194988548,0.56397201516545503,0,0,2.0727287718172742,"PASS",1,null,"RSFN615",null,772.20476781892944,0,0.37145896194988548,"FAIL",0,1,null,null,4.6526510796356559,1,27.240394160000008,"YES",1,null,13.941899999999999,11.722899999999999,12.695988728363995,0,0,0,null,-764.75656609769055,null,-78.828979368675377,null,0,null,0,null,27.240394160000008,null,0,0,null,"RSFN615"]
[679,"RMOE616",2.5932834111154074E-2,200.13244899300145,0,282.21963500976563,0,0,2304.949924674821,0,1549.6517762626277,0,0,null,2587.1695669752166,1549.6517762626277,1831.8714185630208,null,714.32672197069053,192.64812676707382,0,0,3032.8288482563462,0,null,906.97487438461462,3032.828857421875,null,-1680.194685299972,-924.89653688777867,1483.1770811592473,null,0.39349005576013513,0.58527656876050638,0,0,0.35056646016474774,0.49510837322071755,0,0,1.9571034627768435,"PASS",1,null,"RMOE616",null,1483.1770811592473,0,0.35056646016474774,"FAIL",0,1,null,null,2.8103673643260918,1,13.960312480000265,"YES",1,null,13.941899999999999,11.722899999999999,12.695988728363995,0,0,0,null,-1684.7069981078557,null,-149.06029641379317,null,0,null,0,null,13.960312480000265,null,0,0,null,"RMOE616"]
[680,"RMON616",2.5932834111154074E-2,200.13244899300145,0,282.21963500976563,0,0,2304.949924674821,0,1549.6517762626277,0,0,null,2587.1695669752166,1549.6517762626277,1831.8714185630208,null,714.32672197069053,192.64812676707382,0,0,3032.8288482563462,0,null,906.97487438461462,3032.828857421875,null,-1680.194685299972,-924.89653688777867,1483.1770811592473,null,0.39349005576013513,0.58527656876050638,0,0,0.35056646016474774,0.49510837322071755,0,0,1.9571034627768435,"PASS",1,null,"RMON616",null,1483.1770811592473,0,0.35056646016474774,"FAIL",0,1,null,null,2.8103673643260918,1,13.960312480000265,"YES",1,null,13.941899999999999,11.722899999999999,12.695988728363995,0,0,0,null,-1684.7069981078557,null,-149.06029641379317,null,0,null,0,null,13.960312480000265,null,0,0,null,"RMON616"]
[681,"RMFE616",2.5932834111154074E-2,200.13244899300145,0,282.21963500976563,0,0,2304.949924674821,0,1549.6517762626277,0,0,null,2587.1695669752166,1549.6517762626277,1831.8714185630208,null,714.32672197069053,192.64812676707382,0,0,3032.8288482563462,0,null,906.97487438461462,3032.828857421875,null,-1680.194685299972,-924.89653688777867,1483.1770811592473,null,0.39349005576013513,0.58527656876050638,0,0,0.35056646016474774,0.49510837322071755,0,0,1.9571034627768435,"PASS",1,null,"RMFE616",null,1483.1770811592473,0,0.35056646016474774,"FAIL",0,1,null,null,2.8103673643260767,1,13.960312480000002,"YES",1,null,13.941899999999999,11.722899999999999,12.695988728363995,0,0,0,null,-1684.7069981078557,null,-149.06029641379317,null,0,null,0,null,13.960312480000002,null,0,0,null,"RMFE616"]
[682,"RMFN616",2.5932834111154074E-2,200.13244899300145,0,282.21963500976563,0,0,2304.949924674821,0,1549.6517762626277,0,0,null,2587.1695669752166,1549.6517762626277,1831.8714185630208,null,714.32672197069053,192.64812676707382,0,0,3032.8288482563462,0,null,906.97487438461462,3032.828857421875,null,-1680.194685299972,-924.89653688777867,1483.1770811592473,null,0.39349005576013513,0.58527656876050638,0,0,0.35056646016474774,0.49510837322071755,0,0,1.9571034627768435,"PASS",1,null,"RMFN616",null,1483.1770811592473,0,0.35056646016474774,"FAIL",0,1,null,null,2.8103673643260767,1,13.960312480000002,"YES",1,null,13.941899999999999,11.722899999999999,12.695988728363995,0,0,0,null,-1684.7069981078557,null,-149.06029641379317,null,0,null,0,null,13.960312480000002,null,0,0,null,"RMFN616"]
[683,"RSFE616",2.5932834111154074E-2,200.13244899300145,0,282.21963500976563,0,0,2304.949924674821,0,1549.6517762626277,0,0,null,2587.1695669752166,1549.6517762626277,1831.8714185630208,null,714.32672197069053,192.64812676707382,0,0,3032.8288482563462,0,null,906.97487438461462,3032.828857421875,null,-1680.194685299972,-924.89653688777867,1483.1770811592473,null,0.39349005576013513,0.58527656876050638,0,0,0.35056646016474774,0.49510837322071755,0,0,1.9571034627768435,"PASS",1,null,"RSFE616",null,1483.1770811592473,0,0.35056646016474774,"FAIL",0,1,null,null,2.8103673643260918,1,13.960312480000265,"YES",1,null,13.941899999999999,11.722899999999999,12.695988728363995,0,0,0,null,-1684.7069981078557,null,-149.06029641379317,null,0,null,0,null,13.960312480000265,null,0,0,null,"RSFE616"]
[684,"RSFN616",2.5932834111154074E-2,200.13244899300145,0,282.21963500976563,0,0,2304.949924674821,0,1549.6517762626277,0,0,null,2587.1695669752166,1549.6517762626277,1831.8714185630208,null,714.32672197069053,192.64812676707382,0,0,3032.8288482563462,0,null,906.97487438461462,3032.828857421875,null,-1680.194685299972,-924.89653688777867,1483.1770811592473,null,0.39349005576013513,0.58527656876050638,0,0,0.35056646016474774,0.49510837322071755,0,0,1.9571034627768435,"PASS",1,null,"RSFN616",null,1483.1770811592473,0,0.35056646016474774,"FAIL",0,1,null,null,2.8103673643260918,1,13.960312480000265,"YES",1,null,13.941899999999999,11.722899999999999,12.695988728363995,0,0,0,null,-1684.7069981078557,null,-149.06029641379317,null,0,null,0,null,13.960312480000265,null,0,0,null,"RSFN616"]
[685,"RMOE617",8.3500002976506955E-3,60.611718572013686,0,196.76286315917969,0,0,698.07258572976298,0,290.27067044872013,0,0,null,894.83544496508716,290.27067044872013,487.0335296840442,null,218.77006783289272,62.029931204280906,0,0,918.51656017074117,0,null,280.79999025959194,918.51654052734375,null,-614.03545862935073,-206.23354334830788,628.24587007862362,null,0.40225041922545129,0.96737293445979999,0,0,0.31380070001500554,0.57655165585714674,0,0,3.1643449856902128,"PASS",1,null,"RMOE617",null,628.24587007862362,0,0.31380070001500554,"FAIL",0,1,null,null,0.75505090531903596,0,-9.763549359999999,"NO",0,null,13.941899999999999,11.722899999999999,12.695988728363995,0,0,0,null,-615.43247350626405,null,-54.452523214155143,null,0,null,0,null,-9.763549359999999,null,-9.763549359999999,-1.8995232217898832,null,"RMOE617"]
[686,"RMON617",8.3500002976506955E-3,60.611718572013686,0,196.76286315917969,0,0,698.07258572976298,0,290.27067044872013,0,0,null,894.83544496508716,290.27067044872013,487.0335296840442,null,218.77006783289272,62.029931204280906,0,0,918.51656017074117,0,null,280.79999025959194,918.51654052734375,null,-614.03545862935073,-206.23354334830788,628.24587007862362,null,0.40225041922545129,0.96737293445979999,0,0,0.31380070001500554,0.57655165585714674,0,0,3.1643449856902128,"PASS",1,null,"RMON617",null,628.24587007862362,0,0.31380070001500554,"FAIL",0,1,null,null,0.75505090531903596,0,-9.763549359999999,"NO",0,null,13.941899999999999,11.722899999999999,12.695988728363995,0,0,0,null,-615.43247350626405,null,-54.452523214155143,null,0,null,0,null,-9.763549359999999,null,-9.763549359999999,-1.8995232217898832,null,"RMON617"]
[687,"RMFE617",8.3500002976506955E-3,60.611718572013686,0,196.76286315917969,0,0,698.07258572976298,0,290.27067044872013,0,0,null,894.83544496508716,290.27067044872013,487.0335296840442,null,218.77006783289272,62.029931204280906,0,0,918.51656017074117,0,null,280.79999025959194,918.51654052734375,null,-614.03545862935073,-206.23354334830788,628.24587007862362,null,0.40225041922545129,0.96737293445979999,0,0,0.31380070001500554,0.57655165585714674,0,0,3.1643449856902128,"PASS",1,null,"RMFE617",null,628.24587007862362,0,0.31380070001500554,"FAIL",0,1,null,null,0.75505090531903596,0,-9.763549359999999,"NO",0,null,13.941899999999999,11.722899999999999,12.695988728363995,0,0,0,null,-615.43247350626405,null,-54.452523214155143,null,0,null,0,null,-9.763549359999999,null,-9.763549359999999,-1.8995232217898832,null,"RMFE617"]
[688,"RMFN617",8.3500002976506955E-3,60.611718572013686,0,196.76286315917969,0,0,698.07258572976298,0,290.27067044872013,0,0,null,894.83544496508716,290.27067044872013,487.0335296840442,null,218.77006783289272,62.029931204280906,0,0,918.51656017074117,0,null,280.79999025959194,918.51654052734375,null,-614.03545862935073,-206.23354334830788,628.24587007862362,null,0.40225041922545129,0.96737293445979999,0,0,0.31380070001500554,0.57655165585714674,0,0,3.1643449856902128,"PASS",1,null,"RMFN617",null,628.24587007862362,0,0.31380070001500554,"FAIL",0,1,null,null,0.75505090531903596,0,-9.763549359999999,"NO",0,null,13.941899999999999,11.722899999999999,12.695988728363995,0,0,0,null,-615.43247350626405,null,-54.452523214155143,null,0,null,0,null,-9.763549359999999,null,-9.763549359999999,-1.8995232217898832,null,"RMFN617"]
[689,"RSFE617",8.3500002976506955E-3,60.611718572013686,0,196.76286315917969,0,0,698.07258572976298,0,290.27067044872013,0,0,null,894.83544496508716,290.27067044872013,487.0335296840442,null,218.77006783289272,62.029931204280906,0,0,918.51656017074117,0,null,280.79999025959194,918.51654052734375,null,-614.03545862935073,-206.23354334830788,628.24587007862362,null,0.40225041922545129,0.96737293445979999,0,0,0.31380070001500554,0.57655165585714674,0,0,3.1643449856902128,"PASS",1,null,"RSFE617",null,628.24587007862362,0,0.31380070001500554,"FAIL",0,1,null,null,0.75505090531903596,0,-9.763549359999999,"NO",0,null,13.941899999999999,11.722899999999999,12.695988728363995,0,0,0,null,-615.43247350626405,null,-54.452523214155143,null,0,null,0,null,-9.763549359999999,null,-9.763549359999999,-1.8995232217898832,null,"RSFE617"]
[690,"RSFN617",8.3500002976506955E-3,60.611718572013686,0,196.76286315917969,0,0,698.07258572976298,0,290.27067044872013,0,0,null,894.83544496508716,290.27067044872013,487.0335296840442,null,218.77006783289272,62.029931204280906,0,0,918.51656017074117,0,null,280.79999025959194,918.51654052734375,null,-614.03545862935073,-206.23354334830788,628.24587007862362,null,0.40225041922545129,0.96737293445979999,0,0,0.31380070001500554,0.57655165585714674,0,0,3.1643449856902128,"PASS",1,null,"RSFN617",null,628.24587007862362,0,0.31380070001500554,"FAIL",0,1,null,null,0.75505090531903596,0,-9.763549359999999,"NO",0,null,13.941899999999999,11.722899999999999,12.695988728363995,0,0,0,null,-615.43247350626405,null,-54.452523214155143,null,0,null,0,null,-9.763549359999999,null,-9.763549359999999,-1.8995232217898832,null,"RSFN617"]
[691,"RMOE618",1.3400000054389238E-2,106.21402865132876,0,344.8009033203125,0,0,1223.2799756917532,0,9708.2555089561065,0,0,null,1568.0808738938024,9708.2555089561065,10053.056407158163,null,377.11900701387634,99.545036153470093,0,0,1609.5789153838855,0,null,476.66403463760912,1609.578857421875,null,-1091.4168443744566,-9576.3923776388092,-8098.6766515342315,null,0.38966062071608765,4.9098834924346059E-2,0,0,0.3039792404955034,4.7414837347925821E-2,0,0,0.16579485943040936,"FAIL",0,null,"RMOE618",null,-8098.6766515342315,8098.6766515342315,4.930960905260974E-2,"FAIL",0,1,null,null,14.410829558938318,1,145.79349951999998,"YES",1,null,13.941899999999999,11.722899999999999,12.695988728363995,0,0,0,null,-1093.7883072333502,null,-96.776715163681146,null,716.55851349403224,null,716.55851349403224,null,145.79349951999998,null,145.79349951999998,0.84808038811005748,null,"RMOE618"]
[692,"RMON618",1.3400000054389238E-2,106.21402865132876,0,344.8009033203125,0,0,1223.2799756917532,0,9708.2555089561065,0,0,null,1568.0808738938024,9708.2555089561065,10053.056407158163,null,377.11900701387634,99.545036153470093,0,0,1609.5789153838855,0,null,476.66403463760912,1609.578857421875,null,-1091.4168443744566,-9576.3923776388092,-8098.6766515342315,null,0.38966062071608765,4.9098834924346059E-2,0,0,0.3039792404955034,4.7414837347925821E-2,0,0,0.16579485943040936,"FAIL",0,null,"RMON618",null,-8098.6766515342315,8098.6766515342315,4.930960905260974E-2,"FAIL",0,1,null,null,14.410829558938318,1,145.79349951999998,"YES",1,null,13.941899999999999,11.722899999999999,12.695988728363995,0,0,0,null,-1093.7883072333502,null,-96.776715163681146,null,716.55851349403224,null,716.55851349403224,null,145.79349951999998,null,145.79349951999998,0.84808038811005748,null,"RMON618"]
[693,"RMFE618",1.1099999677389859E-2,88.511691869996056,0,287.33407592773438,0,0,1019.3999950289056,0,9708.2555089561065,0,0,null,1306.734072375885,9708.2555089561065,9995.5895863030819,null,313.90086196378189,82.458945127194113,0,0,1341.3157829327718,0,null,396.35981601928427,1341.3157958984375,null,-910.37425493735566,-9599.2297688645558,-8366.939713057669,null,0.38881677256438019,4.0827089445022592E-2,0,0,0.30332094710679375,3.9653470428467015E-2,0,0,0.1381623912412524,"FAIL",0,null,"RMFE618",null,-8366.939713057669,8366.939713057669,4.0973039288782577E-2,"FAIL",0,1,null,null,17.292995470725984,1,150.1462496,"YES",1,null,13.941899999999999,11.722899999999999,12.695988728363995,0,0,0,null,-912.34619432053603,null,-80.722994746359333,null,740.29401854771004,null,740.29401854771004,null,150.1462496,null,150.1462496,0.87340032342504803,null,"RMFE618"]
[694,"RMFN618",1.1099999677389859E-2,88.511691869996056,0,287.33407592773438,0,0,1019.3999950289056,0,9708.2555089561065,0,0,null,1306.734072375885,9708.2555089561065,9995.5895863030819,null,313.90086196378189,82.458945127194113,0,0,1341.3157829327718,0,null,396.35981601928427,1341.3157958984375,null,-910.37425493735566,-9599.2297688645558,-8366.939713057669,null,0.38881677256438019,4.0827089445022592E-2,0,0,0.30332094710679375,3.9653470428467015E-2,0,0,0.1381623912412524,"FAIL",0,null,"RMFN618",null,-8366.939713057669,8366.939713057669,4.0973039288782577E-2,"FAIL",0,1,null,null,17.292995470725984,1,150.1462496,"YES",1,null,13.941899999999999,11.722899999999999,12.695988728363995,0,0,0,null,-912.34619432053603,null,-80.722994746359333,null,740.29401854771004,null,740.29401854771004,null,150.1462496,null,150.1462496,0.87340032342504803,null,"RMFN618"]
[695,"RSFE618",1.4549999963492155E-2,115.05476109479093,0,373.50042724609375,0,0,1325.0997739411659,0,9708.2555089561065,0,0,null,1698.6002066755634,9708.2555089561065,10081.755941690499,null,408.69823256538967,108.08807959104378,0,0,1743.5523341331127,0,null,516.78634194443964,1743.5523681640625,null,-1181.8138592428199,-9564.96959425776,-7964.703140792044,null,0.38999806060444231,5.3231637905254085E-2,0,0,0.30424248247658559,5.1259556888173706E-2,0,0,0.17959481665429924,"FAIL",0,null,"RSFE618",null,-7964.703140792044,7964.703140792044,5.3479263110722965E-2,"FAIL",0,1,null,null,13.303510985372069,1,143.61969095999999,"YES",1,null,13.941899999999999,11.722899999999999,12.695988728363995,0,0,0,null,-1184.3849355709017,null,-104.79256616284766,null,704.70474233664049,null,704.70474233664049,null,143.61969095999999,null,143.61969095999999,0.83543534965970556,null,"RSFE618"]
[696,"RSFN618",1.4549999963492155E-2,115.05476109479093,0,373.50042724609375,0,0,1325.0997739411659,0,9708.2555089561065,0,0,null,1698.6002066755634,9708.2555089561065,10081.755941690499,null,408.69823256538967,108.08807959104378,0,0,1743.5523341331127,0,null,516.78634194443964,1743.5523681640625,null,-1181.8138592428199,-9564.96959425776,-7964.703140792044,null,0.38999806060444231,5.3231637905254085E-2,0,0,0.30424248247658559,5.1259556888173706E-2,0,0,0.17959481665429924,"FAIL",0,null,"RSFN618",null,-7964.703140792044,7964.703140792044,5.3479263110722965E-2,"FAIL",0,1,null,null,13.303510985372069,1,143.61969095999999,"YES",1,null,13.941899999999999,11.722899999999999,12.695988728363995,0,0,0,null,-1184.3849355709017,null,-104.79256616284766,null,704.70474233664049,null,704.70474233664049,null,143.61969095999999,null,143.61969095999999,0.83543534965970556,null,"RSFN618"]
[697,"RMOE701",0.222775211930275,798.50838365738252,0,281.1104736328125,0,0,9196.5188455154548,0,23076.076751215449,0,0,null,9477.6293224353431,23076.076751215449,23357.187228135339,null,3723.4483197017976,1654.9377937078636,0,0,12100.682691467706,0,null,5378.3859270934427,12100.6826171875,null,-4099.2433920548247,-17978.801297754821,-10975.394134027949,null,0.58482845709777809,0.23307193788086858,0,0,0.56748219897428798,0.23026684999860395,0,0,0.52438214466200972,"FAIL",0,null,"RMOE701",null,-10975.394134027949,10975.394134027949,0.26296287878446722,"FAIL",0,1,null,null,24.508567564088249,1,2001.6582837376013,"YES",1,null,13.941899999999999,11.722899999999999,12.695988728363995,0,0,0,null,-4126.001530995587,null,-541.69002258322826,null,1440.9256641470183,null,1440.9256641470183,null,2001.6582837376013,null,1440.9256641470183,0.65556217659100025,null,"RMOE701"]
[698,"RMON701",0.222775211930275,798.50838365738252,0,281.1104736328125,0,0,9196.5188455154548,0,23076.076751215449,0,0,null,9477.6293224353431,23076.076751215449,23357.187228135339,null,3723.4483197017976,1654.9377937078636,0,0,12100.682691467706,0,null,5378.3859270934427,12100.6826171875,null,-4099.2433920548247,-17978.801297754821,-10975.394134027949,null,0.58482845709777809,0.23307193788086858,0,0,0.56748219897428798,0.23026684999860395,0,0,0.52438214466200972,"FAIL",0,null,"RMON701",null,-10975.394134027949,10975.394134027949,0.26296287878446722,"FAIL",0,1,null,null,24.508567564088249,1,2001.6582837376013,"YES",1,null,13.941899999999999,11.722899999999999,12.695988728363995,0,0,0,null,-4126.001530995587,null,-541.69002258322826,null,1440.9256641470183,null,1440.9256641470183,null,2001.6582837376013,null,1440.9256641470183,0.65556217659100025,null,"RMON701"]
[699,"RMFE701",0.11663668602705003,428.54036630002463,0,150.86528015136719,0,0,4935.551880734266,0,23076.076751215449,0,0,null,5086.4171672904167,23076.076751215449,23226.942037771601,null,2015.904537694561,866.46291643711754,0,0,6494.1472114924545,0,null,2882.3674262244708,6494.14697265625,null,-2204.0497346611623,-20344.574605142345,-16581.929778559199,null,0.58400103896702604,0.12490716932949412,0,0,0.56667932162343537,0.12409586343014843,0,0,0.28142335643402616,"FAIL",0,null,"RMFE701",null,-16581.929778559199,16581.929778559199,0.13302202675080116,"FAIL",0,1,null,null,45.667333169880521,1,2092.6280878551552,"YES",1,null,13.941899999999999,11.722899999999999,12.695988728363995,0,0,0,null,-2218.3898711100401,null,-291.24556797971962,null,2176.9904467422375,null,2176.9904467422375,null,2092.6280878551552,null,2092.6280878551552,0.95206009456558449,null,"RMFE701"]
[700,"RMFN701",0.11663668602705003,428.54036630002463,0,150.86528015136719,0,0,4935.551880734266,0,23076.076751215449,0,0,null,5086.4171672904167,23076.076751215449,23226.942037771601,null,2015.904537694561,866.46291643711754,0,0,6494.1472114924545,0,null,2882.3674262244708,6494.14697265625,null,-2204.0497346611623,-20344.574605142345,-16581.929778559199,null,0.58400103896702604,0.12490716932949412,0,0,0.56667932162343537,0.12409586343014843,0,0,0.28142335643402616,"FAIL",0,null,"RMFN701",null,-16581.929778559199,16581.929778559199,0.13302202675080116,"FAIL",0,1,null,null,45.667333169880521,1,2092.6280878551552,"YES",1,null,13.941899999999999,11.722899999999999,12.695988728363995,0,0,0,null,-2218.3898711100401,null,-291.24556797971962,null,2176.9904467422375,null,2176.9904467422375,null,2092.6280878551552,null,2092.6280878551552,0.95206009456558449,null,"RMFN701"]
[701,"RSFE701",0.30979387760162352,1113.5925402596583,0,392.03411865234375,0,0,12825.3816645181,0,23076.076751215449,0,0,null,13217.415782410928,23076.076751215449,23468.110869108285,null,5242.5408489845022,2301.3763149856113,0,0,16875.502190155392,0,null,7543.9172448463878,16875.501953125,null,-5673.4985383240555,-15924.193625021406,-6200.5747980904489,null,0.5882021636609005,0.32691506993055219,0,0,0.57075583976498312,0.32145396306834845,0,0,0.73129857102924323,"FAIL",0,null,"RSFE701",null,-6200.5747980904489,6200.5747980904489,0.38850143701926387,"FAIL",0,1,null,null,17.5740198239371,1,1924.1836354530762,"YES",1,null,13.941899999999999,11.722899999999999,12.695988728363995,0,0,0,null,-5711.0304649153304,null,-749.78358545761739,null,814.05435193722519,null,814.05435193722519,null,1924.1836354530762,null,814.05435193722519,0.3703613976056529,null,"RSFE701"]
[702,"RSFN701",0.30979387760162352,1113.5925402596583,0,392.03411865234375,0,0,12825.3816645181,0,23076.076751215449,0,0,null,13217.415782410928,23076.076751215449,23468.110869108285,null,5242.5408489845022,2301.3763149856113,0,0,16875.502190155392,0,null,7543.9172448463878,16875.501953125,null,-5673.4985383240555,-15924.193625021406,-6200.5747980904489,null,0.5882021636609005,0.32691506993055219,0,0,0.57075583976498312,0.32145396306834845,0,0,0.73129857102924323,"FAIL",0,null,"RSFN701",null,-6200.5747980904489,6200.5747980904489,0.38850143701926387,"FAIL",0,1,null,null,17.5740198239371,1,1924.1836354530762,"YES",1,null,13.941899999999999,11.722899999999999,12.695988728363995,0,0,0,null,-5711.0304649153304,null,-749.78358545761739,null,814.05435193722519,null,814.05435193722519,null,1924.1836354530762,null,814.05435193722519,0.3703613976056529,null,"RSFN701"]
[703,"RMON702",0.84829998910427085,3644.8019827112171,0,1846.3270263671875,0,0,41977.63080288221,0,13001.493221416127,0,0,null,43823.957818391769,13001.493221416127,14847.820236925689,null,15763.675989788102,6301.7949807181458,0,0,55233.724740634447,0,null,22065.471010648223,55233.7265625,null,-21758.486818601174,7217.6507628649088,42232.233341083876,null,0.52564831765429687,1.6971489839568477,0,1,0.5035024699645243,1.4861084416712587,0,1,4.2482602284112039,"PASS",1,null,"RMON702",null,42232.233341083876,0,0.5035024699645243,"FAIL",0,1,null,null,3.6041330501520701,1,579.17956717755942,"YES",1,null,13.941899999999999,11.722899999999999,12.695988728363995,0,0,0,null,-21868.265281340715,null,-3289.0130419926072,null,0,null,0,null,579.17956717755942,null,0,0,null,"RMON702"]
[704,"RMFN702",0.3775500074028969,1666.0922421343619,0,843.9830322265625,0,0,19188.588393994989,0,13001.505054308986,0,0,null,20032.571426863818,13001.505054308986,13845.48808717781,null,7235.9100840939482,2804.7185809043103,0,0,25248.142623677642,0,null,10040.628515354889,25248.142578125,null,-9991.9429108666627,-3804.8595711806593,12246.637523816014,null,0.52326040400642881,0.77226663170255072,0,0,0.5012151611356418,0.72519137300180792,0,0,1.9419399886905562,"PASS",1,null,"RMFN702",null,12246.637523816014,0,0.5012151611356418,"FAIL",0,1,null,null,7.8845349671735043,1,1065.7170983602875,"YES",1,null,13.941899999999999,11.722899999999999,12.695988728363995,0,0,0,null,-10041.896286564945,null,-1510.3131148235427,null,0,null,0,null,1065.7170983602875,null,0,0,null,"RMFN702"]
[705,"RSFN702",0.87819999754428868,4315.8779985296915,0,2186.270263671875,0,0,49706.495461735991,0,13001.471707065477,0,0,null,51892.765756700654,13001.471707065477,15187.742002030142,null,17652.638617318829,6523.9141903502077,0,0,65403.283502284205,0,null,24176.55348157453,65403.28515625,null,-27716.212243833335,8988.8115108371785,52401.813449184527,null,0.4863862007770316,1.8595243697247061,0,1,0.46589448728760174,1.5918464725142272,0,1,5.0304524464493854,"PASS",1,null,"RSFN702",null,52401.813449184527,0,0.46589448728760174,"FAIL",0,1,null,null,3.0437212128152669,1,414.16917507830112,"YES",1,null,13.941899999999999,11.722899999999999,12.695988728363995,0,0,0,null,-27836.493604438183,null,-4186.6416622657634,null,0,null,0,null,414.16917507830112,null,0,0,null,"RSFN702"]
[706,"RMON703",1.4815500020980832,6378.4009851848987,0,3231.07080078125,0,0,73460.825290065026,0,18955.261670447308,0,0,null,76691.896188943691,18955.261670447308,22186.332569325947,null,27570.138330463265,11006.040889807253,0,0,96658.980644822499,0,null,38576.179736475904,96658.984375,null,-38115.716354370372,16389.847265247347,77703.722704552696,null,0.52512586925283311,2.0351172358975713,0,1,0.50300203414947575,1.7387362145817409,0,1,5.0993220803540105,"PASS",1,null,"RMON703",null,77703.722704552696,0,0.50300203414947575,"FAIL",0,1,null,null,3.0026137043322447,1,582.6487303728162,"YES",1,null,13.941899999999999,11.722899999999999,12.695988728363995,0,0,0,null,-38307.637646591647,null,-5761.5141487730461,null,0,null,0,null,582.6487303728162,null,0,0,null,"RMON703"]
[707,"RMFN703",0.65865001678466795,2915.6563272023513,0,1476.9676513671875,0,0,33579.970992099035,0,18955.276730492766,0,0,null,35056.938694366094,18955.276730492766,20432.24443275981,null,12651.535318786302,4892.9357811336113,0,0,44184.17235802504,0,null,17544.471534201715,44184.171875,null,-17512.467109264508,-2887.7728476582379,25228.895144507234,null,0.52246833501820833,0.92557190188516048,0,0,0.50045646348733841,0.85866590112723762,0,0,2.3309694974762514,"PASS",1,null,"RMFN703",null,25228.895144507234,0,0.50045646348733841,"FAIL",0,1,null,null,6.5686380345401654,1,1434.0896813918705,"YES",1,null,13.941899999999999,11.722899999999999,12.695988728363995,0,0,0,null,-17599.753037295359,null,-2647.0237364874574,null,0,null,0,null,1434.0896813918705,null,0,0,null,"RMFN703"]
[708,"RSFN703",1.5402999997138975,7552.7894279333095,0,3825.97412109375,0,0,86986.400809038474,0,18955.229398921325,0,0,null,90812.374968176504,18955.229398921325,22781.203558059355,null,30911.013986975991,11442.478995250911,0,0,114455.79053820854,0,null,42353.493669714633,114455.7890625,null,-48458.881260417591,19572.290149699558,95500.559663578679,null,0.486897874561949,2.2343962596477374,0,1,0.46638460564763212,1.8591420612393794,0,1,6.0382170351899447,"PASS",1,null,"RSFN703",null,95500.559663578679,0,0.46638460564763212,"FAIL",0,1,null,null,2.535731062507149,1,293.87997374354893,"YES",1,null,13.941899999999999,11.722899999999999,12.695988728363995,0,0,0,null,-48669.595159271885,null,-7319.9648517128062,null,0,null,0,null,293.87997374354893,null,0,0,null,"RSFN703"]
[709,"RMOE704",2.2449999954551457E-2,99.189724381335125,0,69.748779296875,0,0,1142.3802031687026,0,3669.8296490542652,0,0,null,1212.1289860643562,3669.8296490542652,3739.5784319499198,null,423.99546956231603,166.77507821272062,0,0,1503.1318462746071,0,null,590.77057669543728,1503.1318359375,null,-621.35840577014028,-3148.807851655703,-2166.6978131167652,null,0.51714006865382844,0.16098038143205967,0,0,0.48738260139094908,0.15797785445989981,0,0,0.4095917194207816,"FAIL",0,null,"RMOE704",null,-2166.6978131167652,2166.6978131167652,0.17484488327955786,"FAIL",0,1,null,null,26.929324841233136,1,275.61147855285031,"YES",1,null,13.941899999999999,11.722899999999999,12.695988728363995,0,0,0,null,-624.29756286812744,null,-72.226078471912516,null,250.66906485449326,null,250.66906485449326,null,275.61147855285031,null,250.66906485449326,0.83556131216455476,null,"RMOE704"]
[710,"RMON704",2.2449999954551457E-2,99.189724381335125,0,69.748779296875,0,0,1142.3802031687026,0,3669.8296490542652,0,0,null,1212.1289860643562,3669.8296490542652,3739.5784319499198,null,423.99546956231603,166.77507821272062,0,0,1503.1318462746071,0,null,590.77057669543728,1503.1318359375,null,-621.35840577014028,-3148.807851655703,-2166.6978131167652,null,0.51714006865382844,0.16098038143205967,0,0,0.48738260139094908,0.15797785445989981,0,0,0.4095917194207816,"FAIL",0,null,"RMON704",null,-2166.6978131167652,2166.6978131167652,0.17484488327955786,"FAIL",0,1,null,null,26.929324841233136,1,275.61147855285031,"YES",1,null,13.941899999999999,11.722899999999999,12.695988728363995,0,0,0,null,-624.29756286812744,null,-72.226078471912516,null,250.66906485449326,null,250.66906485449326,null,275.61147855285031,null,250.66906485449326,0.83556131216455476,null,"RMON704"]
[711,"RMFE704",8.2499996991828081E-3,39.381577725710962,0,27.692560195922852,0,0,453.5624536110455,0,3669.8330088747689,0,0,null,481.25501290897927,3669.8330088747689,3697.5255681727017,null,166.02174688854362,61.287053357307016,0,0,596.7927021197969,0,null,227.30880005938616,596.792724609375,null,-253.94621374758219,-3470.2167690113056,-3073.0402842653939,null,0.50116317664670684,6.1939821106215071E-2,0,0,0.47232505332517916,6.1475923780160972E-2,0,0,0.16262122095641662,"FAIL",0,null,"RMFE704",null,-3073.0402842653939,3073.0402842653939,6.3953268087394113E-2,"FAIL",0,1,null,null,67.826497206624893,1,290.31769765636324,"YES",1,null,13.941899999999999,11.722899999999999,12.695988728363995,0,0,0,null,-255.07710330011642,null,-29.510316834656525,null,355.52541275190708,null,355.52541275190708,null,290.31769765636324,null,290.31769765636324,0.96772223653336187,null,"RMFE704"]
[712,"RMFN704",8.2499996991828081E-3,39.381577725710962,0,27.692560195922852,0,0,453.5624536110455,0,3669.8330088747689,0,0,null,481.25501290897927,3669.8330088747689,3697.5255681727017,null,166.02174688854362,61.287053357307016,0,0,596.7927021197969,0,null,227.30880005938616,596.792724609375,null,-253.94621374758219,-3470.2167690113056,-3073.0402842653939,null,0.50116317664670684,6.1939821106215071E-2,0,0,0.47232505332517916,6.1475923780160972E-2,0,0,0.16262122095641662,"FAIL",0,null,"RMFN704",null,-3073.0402842653939,3073.0402842653939,6.3953268087394113E-2,"FAIL",0,1,null,null,67.826497206624893,1,290.31769765636324,"YES",1,null,13.941899999999999,11.722899999999999,12.695988728363995,0,0,0,null,-255.07710330011642,null,-29.510316834656525,null,355.52541275190708,null,355.52541275190708,null,290.31769765636324,null,290.31769765636324,0.96772223653336187,null,"RMFN704"]
[713,"RSFE704",2.2850000020116567E-2,107.79022697412269,0,75.796539306640625,0,0,1241.4332448076639,0,3669.8236760400359,0,0,null,1317.2297862734868,3669.8236760400359,3745.6202175058588,null,450.62204986953645,169.74657230424691,0,0,1633.4647957995574,0,null,620.3686299684357,1633.46484375,null,-696.8611541458688,-3125.2515853782406,-2036.3588322900359,null,0.49971968493928148,0.16904589558859986,0,0,0.47096462397831895,0.16562507523497477,0,0,0.44510717351755941,"FAIL",0,null,"RSFE704",null,-2036.3588322900359,2036.3588322900359,0.18498650279699011,"FAIL",0,1,null,null,24.780611401918851,1,273.49624087177489,"YES",1,null,13.941899999999999,11.722899999999999,12.695988728363995,0,0,0,null,-699.94756524023899,null,-80.978159743263959,null,235.58991988091441,null,235.58991988091441,null,273.49624087177489,null,235.58991988091441,0.78529892944140622,null,"RSFE704"]
[714,"RSFN704",2.2850000020116567E-2,107.79022697412269,0,75.796539306640625,0,0,1241.4332448076639,0,3669.8236760400359,0,0,null,1317.2297862734868,3669.8236760400359,3745.6202175058588,null,450.62204986953645,169.74657230424691,0,0,1633.4647957995574,0,null,620.3686299684357,1633.46484375,null,-696.8611541458688,-3125.2515853782406,-2036.3588322900359,null,0.49971968493928148,0.16904589558859986,0,0,0.47096462397831895,0.16562507523497477,0,0,0.44510717351755941,"FAIL",0,null,"RSFN704",null,-2036.3588322900359,2036.3588322900359,0.18498650279699011,"FAIL",0,1,null,null,24.780611401918851,1,273.49624087177489,"YES",1,null,13.941899999999999,11.722899999999999,12.695988728363995,0,0,0,null,-699.94756524023899,null,-80.978159743263959,null,235.58991988091441,null,235.58991988091441,null,273.49624087177489,null,235.58991988091441,0.78529892944140622,null,"RSFN704"]
[715,"RMFE705",0.13100000023841854,583.13540637335552,0,410.05245971679688,0,0,6716.0418900509758,0,39144.883436992786,0,0,null,7126.094356670581,39144.883436992786,39554.935903612386,null,2526.3233736550842,973.16415723196303,0,0,8836.8972237512862,0,null,3499.4876421815939,8836.8974609375,null,-3626.6067075861788,-36055.44825452799,-30307.985976055286,null,0.52106399862777397,8.9398341109236779E-2,0,0,0.49108073376766842,8.8471579155629532E-2,0,0,0.22574846787221328,"FAIL",0,null,"RMFE705",null,-30307.985976055286,30307.985976055286,9.3484002057011961E-2,"FAIL",0,1,null,null,48.859812210919728,1,3056.6267049757398,"YES",1,null,13.941899999999999,11.722899999999999,12.695988728363995,0,0,0,null,-3644.0170938656893,null,-421.58271988982449,null,3506.3839803817859,null,3506.3839803817859,null,3056.6267049757398,null,3056.6267049757398,0.95519246729489615,null,"RMFE705"]
[716,"RMFN705",0.13100000023841854,583.13540637335552,0,410.05245971679688,0,0,6716.0418900509758,0,39144.883436992786,0,0,null,7126.094356670581,39144.883436992786,39554.935903612386,null,2526.3233736550842,973.16415723196303,0,0,8836.8972237512862,0,null,3499.4876421815939,8836.8974609375,null,-3626.6067075861788,-36055.44825452799,-30307.985976055286,null,0.52106399862777397,8.9398341109236779E-2,0,0,0.49108073376766842,8.8471579155629532E-2,0,0,0.22574846787221328,"FAIL",0,null,"RMFN705",null,-30307.985976055286,30307.985976055286,9.3484002057011961E-2,"FAIL",0,1,null,null,48.859812210919728,1,3056.6267049757398,"YES",1,null,13.941899999999999,11.722899999999999,12.695988728363995,0,0,0,null,-3644.0170938656893,null,-421.58271988982449,null,3506.3839803817859,null,3506.3839803817859,null,3056.6267049757398,null,3056.6267049757398,0.95519246729489615,null,"RMFN705"]
[717,"RSFE705",0.30854999721050264,1510.5557450428935,0,1062.2010498046875,0,0,17397.255508902981,0,39144.784882258013,0,0,null,18459.456601688504,39144.784882258013,40206.985975043543,null,6184.8790074419403,2292.1358584182876,0,0,22891.12566960917,0,null,8477.014684849375,22891.125,null,-9982.4418738582935,-31729.971247213325,-16253.659882258013,null,0.48726160747086195,0.21655540349364644,0,0,0.45922341526628579,0.21083437338906461,0,0,0.58478096300320137,"FAIL",0,null,"RSFE705",null,-16253.659882258013,16253.659882258013,0.24420206406030062,"FAIL",0,1,null,null,18.861809887453408,1,2828.5793420113337,"YES",1,null,13.941899999999999,11.722899999999999,12.695988728363995,0,0,0,null,-10024.61607627048,null,-1159.7653914411462,null,1880.4143791919921,null,1880.4143791919921,null,2828.5793420113337,null,1880.4143791919921,0.58762889225274284,null,"RSFE705"]
[718,"RSFN705",0.30854999721050264,1510.5557450428935,0,1062.2010498046875,0,0,17397.255508902981,0,39144.784882258013,0,0,null,18459.456601688504,39144.784882258013,40206.985975043543,null,6184.8790074419403,2292.1358584182876,0,0,22891.12566960917,0,null,8477.014684849375,22891.125,null,-9982.4418738582935,-31729.971247213325,-16253.659882258013,null,0.48726160747086195,0.21655540349364644,0,0,0.45922341526628579,0.21083437338906461,0,0,0.58478096300320137,"FAIL",0,null,"RSFN705",null,-16253.659882258013,16253.659882258013,0.24420206406030062,"FAIL",0,1,null,null,18.861809887453408,1,2828.5793420113337,"YES",1,null,13.941899999999999,11.722899999999999,12.695988728363995,0,0,0,null,-10024.61607627048,null,-1159.7653914411462,null,1880.4143791919921,null,1880.4143791919921,null,2828.5793420113337,null,1880.4143791919921,0.58762889225274284,null,"RSFN705"]
[719,"RMOE705",0.29590000510215753,1275.6780819758753,0,897.0384521484375,0,0,14692.14069859526,0,39144.850585414541,0,0,null,15589.179175056899,39144.850585414541,40041.889061876172,null,5511.7766183109143,2198.1624318022305,0,0,19331.764077099022,0,null,7709.9388971038697,19331.763671875,null,-7879.2402536398276,-32331.950140459106,-19813.086913539541,null,0.52476620359625537,0.19695921128324884,0,0,0.49456990791821515,0.19254683239023107,0,0,0.49385202351693375,"FAIL",0,null,"RMOE705",null,-19813.086913539541,19813.086913539541,0.21778094326233824,"FAIL",0,1,null,null,22.334680562590268,1,2886.3376759849243,"YES",1,null,13.941899999999999,11.722899999999999,12.695988728363995,0,0,0,null,-7917.5981586005428,null,-916.00079821703252,null,2292.210726586497,null,2292.210726586497,null,2886.3376759849243,null,2292.210726586497,0.71631393401198062,null,"RMOE705"]
[720,"RMON705",0.29590000510215753,1275.6780819758753,0,897.0384521484375,0,0,14692.14069859526,0,39144.850585414541,0,0,null,15589.179175056899,39144.850585414541,40041.889061876172,null,5511.7766183109143,2198.1624318022305,0,0,19331.764077099022,0,null,7709.9388971038697,19331.763671875,null,-7879.2402536398276,-32331.950140459106,-19813.086913539541,null,0.52476620359625537,0.19695921128324884,0,0,0.49456990791821515,0.19254683239023107,0,0,0.49385202351693375,"FAIL",0,null,"RMON705",null,-19813.086913539541,19813.086913539541,0.21778094326233824,"FAIL",0,1,null,null,22.334680562590268,1,2886.3376759849243,"YES",1,null,13.941899999999999,11.722899999999999,12.695988728363995,0,0,0,null,-7917.5981586005428,null,-916.00079821703252,null,2292.210726586497,null,2292.210726586497,null,2886.3376759849243,null,2292.210726586497,0.71631393401198062,null,"RMON705"]
[]
[null,null,null,null,null,null,null,null,null,null,null,null,null,null,null,null,null,null,null,null,null,null,null,null,null,null,null,null,null,null,null,null,null,null,720,541,null,null,720,557,null,null,null,null,null,null,null,null,null,null,720]