## PVRR
PVRR Summary ($000)
| Discount Rate | 6.83%
| PVRR Base Year | 2023
| PVRR End Year | 2057
| Base | PVRR | 2023 | 2024 | 2025 | 2026 | 2027 | 2028 | 2029 | 2030 | 2031 | 2032 | 2033 | 2034 | 2035 | 2036 | 2037 | 2038 | 2039 | 2040 | 2041 | 2042 | 2043 | 2044 | 2045 | 2046 | 2047 | 2048 | 2049 | 2050 | 2051 | 2052 | 2053 | 2054 | 2055 | 2056 | 2057
| Discount Rate | 6.83%
| Fuel Cost | 22374860.6396 | 1839196.8129 | 1599133.053 | 1477537.595 | 1481546.5578 | 1498048.8224 | 1549332.1502 | 1534613.2964 | 1487761.0425 | 1450449.3126 | 1471933.4123 | 1529819.3694 | 1602774.3678 | 1669746.606 | 1733749.9939 | 1845160.7566 | 1774991.8949 | 1804032.7674 | 1748872.1607 | 1776096.6014 | 1696407.7319 | 1735974.2018 | 1570824.5041 | 1573264.4529 | 1355991.2085 | 1343818.1854 | 1160633.1304 | 1255623.1277 | 1770195.4409 | 1465890.0666 | 1589631.3141 | 1561920.4543 | 1591104.0442 | 1588817.6327 | 1581243.1728 | 1584610.0505
| FOM Cost | 8210404.7098 | 458876.85 | 310821.96 | 144783.62 | 54699.96 | 32083.93 | 22725.03 | 25872.74 | 37923.09 | 49322.52 | 71103.14 | 97714.07 | 138421.97 | 174404.49 | 187080.49 | 189928.08 | 311402.24 | 411476.28 | 549792.24 | 652846.6 | 794635.38 | 940380.77 | 1196991.31 | 1391582.38 | 1655436.09 | 1875487.36 | 2148570.4 | 2398043.13 | 3586292.5 | 2939696.18 | 3011993.17 | 3086093.79 | 3153565.46 | 3225177.44 | 3304781.38 | 3386371.62
| VOM Cost | 2511059.6167 | 289085.26 | 160135.99 | 152850.66 | 119207.44 | 126338.33 | 134719.39 | 138616.87 | 141935.77 | 147210.1 | 147803.32 | 151765.54 | 157360.86 | 164192.9 | 175398.84 | 188671.25 | 184007.5 | 191055.21 | 191220.86 | 195991.61 | 196208.45 | 180872.78 | 181770.45 | 199975.19 | 188002.86 | 202516.23 | 177928.94 | 164918.67 | 373691.45 | 268647.74 | 270849.52 | 282317.71 | 301356.52 | 282147.72 | 300095.41 | 263609.3
| CO2 Cost | 0 | 0 | 0 | 0 | 0 | 0 | 0 | 0 | 0 | 0 | 0 | 0 | 0 | 0 | 0 | 0 | 0 | 0 | 0 | 0 | 0 | 0 | 0 | 0 | 0 | 0 | 0 | 0 | 0 | 0 | 0 | 0 | 0 | 0 | 0 | 0
| NOx Cost | 0 | 0 | 0 | 0 | 0 | 0 | 0 | 0 | 0 | 0 | 0 | 0 | 0 | 0 | 0 | 0 | 0 | 0 | 0 | 0 | 0 | 0 | 0 | 0 | 0 | 0 | 0 | 0 | 0 | 0 | 0 | 0 | 0 | 0 | 0 | 0
| SO2 Cost | 7.651 | 0.48391 | 0.58181 | 0.63483 | 0.52975 | 0.602 | 0.79905 | 0.88728 | 1.1385 | 1.7682 | 1.6054 | 1.698 | 0.64677 | 0.042999 | 0.04825 | 0.053101 | 0.045654 | 0.048532 | 0.03764 | 0.035706 | 0.034781 | 0.035096 | 0.027965 | 0.025427 | 0.020527 | 0.018724 | 0.014408 | 0.01352 | 0 | 0 | 0 | 0 | 0 | 0 | 0 | 0
| Emiss Cost | 33869.7351 | 2730.3369 | 3379.5145 | 3899.1313 | 3563.4963 | 4389.5128 | 5681.9811 | 6609.9381 | 1037.2651 | 1011.3538 | 1105.1221 | 1194.6137 | 1320.1882 | 1473.9741 | 1589.868 | 1704.3098 | 1733.9373 | 1702.9008 | 1678.1098 | 1665.1626 | 1559.0682 | 1472.6836 | 1235.857 | 1029.7935 | 834.2209 | 641.5819 | 507.1618 | 579.8303 | 370.3716 | 352.8961 | 375.6123 | 388.6767 | 398.5042 | 407.4121 | 397.4785 | 412.5051
| Start Cost | 129302.6675 | 14195.0053 | 13618.6876 | 10952.8816 | 11476.0684 | 9975.236 | 8862.3652 | 8875.025 | 10062.7377 | 8722.5705 | 8467.2908 | 7416.092 | 6292.0224 | 5326.6113 | 5230.6355 | 6426.9374 | 4377.097 | 5454.0783 | 4936.3891 | 3706.9689 | 2805.7726 | 2986.8164 | 2556.6512 | 3367.4027 | 1981.7974 | 2810.4071 | 2344.0538 | 5894.8099 | 20820.203 | 16035.0031 | 16960.8954 | 16790.3754 | 21272.9394 | 22025.3722 | 24471.0308 | 22344.8426
| PTC | -6646904.4268 | -39869.1266 | -72264.073 | -79668.7578 | -79920.9298 | -79745.8714 | -88375.3806 | -95721.0601 | -114354.3402 | -134373.2102 | -149476.8787 | -106465.8335 | -72396.8393 | -63770.6196 | -64780.8855 | -64317.6074 | -238752.3242 | -363263.166 | -530719.9668 | -630058.4648 | -812492.543 | -966220.2266 | -1301957.8203 | -1541723.2031 | -1896362.7344 | -2111950.8125 | -2276690.7031 | -2384474.9688 | -2543039.5 | -2663678.1562 | -2503585.3438 | -2395299.3906 | -2067902.5781 | -1868870.9609 | -1515352.0859 | -1278073.6641
| Fixed Fuel | 5021272.6077 | 359199.8506 | 359714.1436 | 359142.1021 | 357647.6021 | 341487.5801 | 339586.5068 | 338713.2656 | 338713.2656 | 338713.2656 | 339586.5068 | 338713.2656 | 338713.2656 | 338713.2656 | 339586.5068 | 338713.2656 | 338713.2656 | 338713.2656 | 339586.5068 | 338713.2656 | 338713.2656 | 352527.1025 | 363267.373 | 366022.4209 | 368614.0576 | 383861.9473 | 395626.542 | 422787.9844 | 442812.7617 | 442812.7617 | 443686.0029 | 442812.7617 | 442812.7617 | 442812.7617 | 443686.0029 | 442812.7617
| Purchase Cost | 21074.9778 | 12.3209 | 395.4053 | 95.3534 | 24.3024 | 235.6933 | 87.0015 | 34.3417 | 201.1914 | 2630.1493 | 7.3237 | 0.22172 | 111.2148 | 294.8725 | 73.1591 | 520.0498 | 0.30401 | 271.6545 | 0.29877 | 62.8191 | 0.94587 | 25.1408 | 0.32364 | 166.3106 | 0.31407 | 0.39697 | 18.4122 | 45.6071 | 106530.3541 | 67.6772 | 365.6113 | 224.63 | 292.2884 | 47.0296 | 54.2675 | 41.4533
| Sales Revenue | -4.9855 | -0.27355 | -0.30438 | -0.22615 | -0.25979 | -0.34973 | -0.31854 | -0.27676 | -0.26548 | -0.23863 | -0.21979 | -0.22563 | -0.27852 | -0.25943 | -0.30135 | -0.30284 | -0.27112 | -0.33774 | -0.30042 | -0.30224 | -0.29965 | -0.36121 | -0.30794 | -0.49605 | -0.34531 | -0.46967 | -0.3289 | -0.35436 | -2.0149 | -0.86865 | -0.86845 | -1.0598 | -1.2019 | -0.90511 | -0.97262 | -0.78298
| Ancillary Purch | 0.1325 | 0.0024025 | 0.015312 | 0.0083176 | 0.0096396 | 0.024536 | 0.02958 | 0.024657 | 0.015046 | 0.018543 | 0.0083845 | 0.00183 | 0.0046596 | 0.0038565 | 0.0085214 | 0.0046577 | 0.0034909 | 0.010096 | 0.00029474 | 1.5136e-05 | 0.0024821 | 5.3713e-06 | 6.2354e-05 | 0.00015326 | 5.519e-05 | 0.00019135 | 2.8864e-06 | 0.008822 | 0.0032708 | 0.003857 | -7.7765e-06 | 3.3317e-06 | -1.119e-05 | 7.2318e-07 | 4.4591e-06 | 1.4879e-05
| Ancillary Sale | -0.1236 | -0.0031636 | -0.011694 | -0.0056105 | -0.0068858 | -0.03139 | -0.028326 | -0.011337 | -0.015289 | -0.020985 | -0.0098195 | -0.0030118 | -0.0058732 | -0.0021732 | -0.0031371 | -0.0055977 | -0.0052596 | -0.0054056 | -0.0008492 | -6.9537e-06 | -0.00054862 | -6.2655e-05 | -9.6572e-06 | -1.041e-05 | -8.2496e-05 | -0.00085397 | -3.6444e-05 | -0.0016964 | -0.0089652 | -0.010424 | -0.0038082 | -0.00072594 | -0.0055654 | -0.0062038 | -0.0038463 | 9.1127e-06
| Total Cost | 31654943.2018 | 2923427.5196 | 2374934.9621 | 2069592.9971 | 1948244.7698 | 1932813.4786 | 1972619.5261 | 1957615.0407 | 1903280.895 | 1863687.5887 | 1890530.6212 | 2020158.8101 | 2172597.4165 | 2290381.8851 | 2377928.3601 | 2506806.7912 | 2376473.6874 | 2389442.7061 | 2305366.3351 | 2339024.2963 | 2217837.8084 | 2248018.9423 | 2014688.3687 | 1993684.277 | 1674497.4893 | 1697184.8445 | 1608937.6226 | 1863417.8569 | 3757671.5607 | 2469823.2931 | 2830275.9099 | 2995247.9469 | 3442898.7323 | 3692563.4961 | 4139375.6802 | 4422128.0862
| Capital | 15010049.7221 | 0 | 0 | 0 | 0 | -35100.4355 | 41817.9182 | 63799.7153 | 124842.4752 | 163202.4923 | 30191.4912 | 99868.0043 | 267508.3044 | 519708.7995 | 813269.4092 | 771873.7546 | 1309081.4436 | 1148054.6224 | 1853342.5895 | 1762737.7589 | 2270309.3733 | 2272412.5693 | 3221359.3598 | 3150381.3705 | 4012945.1542 | 3943314.8379 | 4722296.3658 | 4773013.3336 | 5531418.1049 | 5340172.577 | 5170047.8466 | 5031593.016 | 4871173.488 | 4765985.04 | 4672116.7242 | 4584085.2127
| Total Cost w/Capital | 46664992.9239 | 2923427.5196 | 2374934.9621 | 2069592.9971 | 1948244.7698 | 1897713.043 | 2014437.4443 | 2021414.756 | 2028123.3701 | 2026890.081 | 1920722.1123 | 2120026.8144 | 2440105.7209 | 2810090.6847 | 3191197.7693 | 3278680.5458 | 3685555.131 | 3537497.3285 | 4158708.9245 | 4101762.0553 | 4488147.1817 | 4520431.5116 | 5236047.7285 | 5144065.6475 | 5687442.6435 | 5640499.6824 | 6331233.9883 | 6636431.1905 | 9289089.6655 | 7809995.8702 | 8000323.7565 | 8026840.9629 | 8314072.2203 | 8458548.5361 | 8811492.4044 | 9006213.2989
| ECC | 12411721.0975 | 0 | 0 | 0 | 0 | 21593.9688 | 31528.3574 | 70033.5488 | 123917.6816 | 160695.7598 | 190943.0352 | 301757.7676 | 459899.5547 | 562913.8818 | 574809.6709 | 586962.0488 | 935561.2432 | 1003688.4746 | 1366919.9443 | 1390119.4092 | 1751851.9844 | 1889607.0713 | 1968727.8926 | 2040686.4814 | 2132987.9297 | 3266245.6641 | 3780794.8184 | 3849512.668 | 4339728.9121 | 4399707.5322 | 4460484.0049 | 4522166.0049 | 4501674.9746 | 4563232.5674 | 4625645.3945 | 4688928.9434
| Total Cost w/ECC | 44066664.2993 | 2923427.5196 | 2374934.9621 | 2069592.9971 | 1948244.7698 | 1954407.4473 | 2004147.8835 | 2027648.5895 | 2027198.5766 | 2024383.3485 | 2081473.6563 | 2321916.5776 | 2632496.9712 | 2853295.767 | 2952738.031 | 3093768.84 | 3312034.9306 | 3393131.1807 | 3672286.2794 | 3729143.7055 | 3969689.7927 | 4137626.0136 | 3983416.2613 | 4034370.7585 | 3807485.419 | 4963430.5086 | 5389732.4409 | 5712930.5249 | 8097400.4728 | 6869530.8254 | 7290759.9148 | 7517413.9518 | 7944573.7069 | 8255796.0634 | 8765021.0748 | 9111057.0295
| PVRR Cumulative - Capital |  | 2923427.5196 | 5146524.8173 | 6959945.004 | 8557897.1474 | 10014890.4049 | 11462620.2743 | 12822485.6962 | 14099634.8457 | 15294404.5352 | 16354207.878 | 17449194.5994 | 18628925.328 | 19900674.1197 | 21252564.4696 | 22552714.8935 | 23920771.7909 | 25149919.62 | 26502531.7323 | 27751329.0601 | 29030402.0791 | 30236312.0637 | 31543823.0414 | 32746239.7413 | 33990674.9122 | 35145934.485 | 36359762.3722 | 37550757.7947 | 39111227.7144 | 40339344.8768 | 41516959.8214 | 42622939.5179 | 43695256.1411 | 44716458.5754 | 45712258.7929 | 46664992.9239
| PVRR Cumulative - ECC |  | 2923427.5196 | 5146524.8173 | 6959945.004 | 8557897.1474 | 10058418.2528 | 11498753.2515 | 12862812.3574 | 14139379.1463 | 15332671.2184 | 16481172.9849 | 17680435.0902 | 18953182.227 | 20244484.1283 | 21495355.5373 | 22722179.8078 | 23951588.152 | 25130574.1517 | 26324978.2304 | 27460330.46 | 28591648.7751 | 29695438.2053 | 30690150.3929 | 31633177.7775 | 32466270.7974 | 33482856.3717 | 34516179.0311 | 35541440.0349 | 36901718.6327 | 37981948.2314 | 39055118.2798 | 40090906.4858 | 41115566.6312 | 42112290.7147 | 43102839.1362 | 44066664.2993
| Solar 5 | PVRR | 2023 | 2024 | 2025 | 2026 | 2027 | 2028 | 2029 | 2030 | 2031 | 2032 | 2033 | 2034 | 2035 | 2036 | 2037 | 2038 | 2039 | 2040 | 2041 | 2042 | 2043 | 2044 | 2045 | 2046 | 2047 | 2048 | 2049 | 2050 | 2051 | 2052 | 2053 | 2054 | 2055 | 2056 | 2057
| Discount Rate | 6.83%
| Fuel Cost | 21920480.5609 | 1839187.3079 | 1599071.0107 | 1463914.133 | 1448875.4693 | 1462568.0453 | 1513430.54 | 1499338.9152 | 1454507.1712 | 1417716.0462 | 1440013.6748 | 1498041.4982 | 1567392.5137 | 1632304.2458 | 1695068.5181 | 1802882.5544 | 1734557.6204 | 1760545.2536 | 1706071.1162 | 1731091.6863 | 1656787.228 | 1694454.8211 | 1528682.7019 | 1526947.155 | 1304953.5904 | 1289521.1139 | 1123922.0593 | 1208765.0571 | 1704172.5094 | 1415457.3195 | 1461327.9461 | 1489173.2597 | 1540027.0692 | 1569758.3313 | 1551627.2215 | 1603709.2429
| FOM Cost | 8233154.6139 | 458876.85 | 310821.96 | 146586.18 | 59332.27 | 37265.97 | 25696.78 | 29603 | 41043.66 | 52060.08 | 72149.85 | 95483.02 | 137924.02 | 175954 | 188742.61 | 191705.63 | 313298.04 | 413493.28 | 551933.46 | 655115.09 | 797034.31 | 939913.79 | 1194465.02 | 1390672.94 | 1654188.26 | 1876353.12 | 2153404.94 | 2400993.21 | 3587084.54 | 2940618.9 | 3013049.77 | 3087287.63 | 3154899.91 | 3224607.54 | 3301448.46 | 3383356.78
| VOM Cost | 2451321.9732 | 288971.07 | 160218.04 | 151824.65 | 117915.47 | 124431.66 | 132767.31 | 136933.81 | 140314.68 | 144996.84 | 146000.02 | 151234.99 | 155406.71 | 161770.6 | 170250.46 | 184260.68 | 182794.89 | 185890.41 | 187744.94 | 192656.65 | 194610.33 | 179526.11 | 179968.08 | 195027.25 | 181053.88 | 190607.7 | 168526.98 | 155190.13 | 338908.45 | 237307.33 | 243678.96 | 251625.31 | 265731.48 | 246297.66 | 281283.41 | 265420.67
| CO2 Cost | 0 | 0 | 0 | 0 | 0 | 0 | 0 | 0 | 0 | 0 | 0 | 0 | 0 | 0 | 0 | 0 | 0 | 0 | 0 | 0 | 0 | 0 | 0 | 0 | 0 | 0 | 0 | 0 | 0 | 0 | 0 | 0 | 0 | 0 | 0 | 0
| NOx Cost | 0 | 0 | 0 | 0 | 0 | 0 | 0 | 0 | 0 | 0 | 0 | 0 | 0 | 0 | 0 | 0 | 0 | 0 | 0 | 0 | 0 | 0 | 0 | 0 | 0 | 0 | 0 | 0 | 0 | 0 | 0 | 0 | 0 | 0 | 0 | 0
| SO2 Cost | 7.5486 | 0.48548 | 0.57997 | 0.62895 | 0.51891 | 0.5739 | 0.78818 | 0.84891 | 1.1325 | 1.7133 | 1.5561 | 1.7726 | 0.63586 | 0.044918 | 0.046055 | 0.050215 | 0.044526 | 0.047321 | 0.036507 | 0.035275 | 0.03632 | 0.034947 | 0.028313 | 0.024551 | 0.019604 | 0.017756 | 0.013764 | 0.012677 | 0 | 0 | 0 | 0 | 0 | 0 | 0 | 0
| Emiss Cost | 33168.696 | 2738.8032 | 3370.6042 | 3862.2639 | 3491.2443 | 4208.1643 | 5576.0906 | 6332.9732 | 1019.1593 | 994.1815 | 1083.5332 | 1159.8093 | 1295.4976 | 1453.6508 | 1572.1471 | 1683.6283 | 1711.0329 | 1674.9743 | 1648.0151 | 1633.5476 | 1522.9531 | 1428.2675 | 1197.4584 | 988.2569 | 791.4652 | 615.6012 | 483.4309 | 541.965 | 358.4219 | 335.9891 | 354.1168 | 369.9499 | 377.627 | 398.766 | 395.4455 | 410.315
| Start Cost | 134169.6728 | 14286.9802 | 13551.1071 | 10883.4055 | 11209.2124 | 9261.016 | 9013.3657 | 9130.3373 | 9859.28 | 8942.9828 | 8754.8583 | 7543.5825 | 6627.9525 | 5264.6546 | 5525.2873 | 6681.1933 | 4685.2178 | 5562.6499 | 4845.405 | 4005.5607 | 3287.3767 | 3403.5407 | 2616.9458 | 3232.9193 | 2002.122 | 2926.717 | 2354.5474 | 7601.7854 | 26128.4607 | 20255.9265 | 19997.68 | 20562.2426 | 26047.4024 | 25910.1674 | 25560.3336 | 25063.6231
| PTC | -6877446.3635 | -39869.1266 | -72264.073 | -91174.5741 | -109158.9105 | -112703.041 | -124898.592 | -133144.3406 | -151590.509 | -172581.0098 | -188739.4402 | -145438.7712 | -112315.4391 | -89530.2573 | -68471.6921 | -64317.6074 | -238752.3262 | -362950.875 | -530723.6172 | -630864.2148 | -812308.7148 | -964901.8125 | -1299487.3047 | -1540313.6797 | -1896006.0547 | -2112347.4531 | -2276315.8281 | -2386642.5781 | -2541125.1406 | -2663129.2188 | -2507028.2031 | -2395142.375 | -2069543.4844 | -1868650.7891 | -1516293.0469 | -1277984.5781
| Fixed Fuel | 5021272.6077 | 359199.8506 | 359714.1436 | 359142.1021 | 357647.6021 | 341487.5801 | 339586.5068 | 338713.2656 | 338713.2656 | 338713.2656 | 339586.5068 | 338713.2656 | 338713.2656 | 338713.2656 | 339586.5068 | 338713.2656 | 338713.2656 | 338713.2656 | 339586.5068 | 338713.2656 | 338713.2656 | 352527.1025 | 363267.373 | 366022.4209 | 368614.0576 | 383861.9473 | 395626.542 | 422787.9844 | 442812.7617 | 442812.7617 | 443686.0029 | 442812.7617 | 442812.7617 | 442812.7617 | 443686.0029 | 442812.7617
| Purchase Cost | 16984.5373 | 13.5293 | 417.7087 | 71.3753 | 8.8898 | 318.7184 | 278.2752 | 5.2996 | 163.2742 | 4412.1389 | 82.4259 | 17.3057 | 215.2477 | 331.3476 | 26.648 | 285.9081 | 139.0678 | 32.3211 | 0.29919 | 0.31103 | 0.30028 | 125.3832 | 34.1402 | 1517.5646 | 12.0854 | 48.6343 | 15.9696 | 54.1963 | 73095.1634 | 22.196 | 271.0566 | 98.1169 | 236.3932 | 163.15 | 120.3336 | 378.8406
| Sales Revenue | -4.7632 | -0.26924 | -0.30585 | -0.21456 | -0.26417 | -0.34644 | -0.32453 | -0.26036 | -0.25216 | -0.24676 | -0.21856 | -0.23202 | -0.27377 | -0.26467 | -0.26988 | -0.31326 | -0.27922 | -0.32421 | -0.30139 | -0.31468 | -0.32163 | -0.39354 | -0.33112 | -0.48917 | -0.35399 | -0.44912 | -0.28467 | -0.35183 | -1.7042 | -0.71633 | -0.72546 | -0.83831 | -0.89307 | -0.76535 | -0.84908 | -0.73242
| Ancillary Purch | 0.12028 | 0.001549 | 0.015087 | 0.0033039 | 0.011043 | 0.017782 | 0.022777 | 0.021124 | 0.016907 | 0.018269 | 0.0089564 | 0.0053053 | 0.0058128 | 0.0033107 | 0.0073791 | 0.0040528 | 0.003789 | 0.012147 | 9.4079e-07 | 3.8631e-06 | 0.0013447 | 0.00022139 | 0.00022009 | 0.00022862 | 5.5895e-05 | 0.0010352 | 0.00064702 | 0.01117 | 0.005075 | 0.005739 | 3.3958e-08 | -1.9252e-06 | -2.8263e-05 | 1.3174e-05 | 1.2341e-07 | 4.0042e-08
| Ancillary Sale | -0.11761 | -0.0014364 | -0.011335 | -0.0047683 | -0.0059259 | -0.024518 | -0.029585 | -0.0096279 | -0.013429 | -0.025074 | -0.008191 | -0.0042913 | -0.0083217 | -0.0012271 | -0.0041179 | -0.0057196 | -0.0064094 | -0.0041033 | -0.00020815 | -7.9402e-06 | -0.00071967 | -7.5434e-05 | -2.5837e-05 | -0.00039321 | -9.8338e-05 | -0.0016162 | -2.0118e-05 | -0.0021013 | -0.0082631 | -0.010805 | -0.0071242 | -0.0035818 | -0.0044162 | -0.0050617 | -0.0056391 | -0.00013458
| Total Cost | 30933109.0865 | 2923405.481 | 2374900.7791 | 2045109.9485 | 1889321.5071 | 1866838.3338 | 1901450.7331 | 1886913.8603 | 1834030.8652 | 1795255.9851 | 1818932.7672 | 1946756.2418 | 2095260.1274 | 2226261.2895 | 2332300.2646 | 2461894.9876 | 2337146.571 | 2342961.0107 | 2261105.86 | 2292351.617 | 2179646.7642 | 2206476.8441 | 1970744.1121 | 1944094.3622 | 1615609.0714 | 1631586.9485 | 1568018.3708 | 1809291.42 | 3631433.459 | 2393680.4826 | 2675336.5968 | 2896786.0539 | 3360588.2617 | 3641296.8169 | 4087827.3056 | 4443166.9226
| Capital | 15420929.3702 | 0 | 0 | 59213.1064 | 70247.309 | 30358.3266 | 84506.4718 | 122957.5603 | 162823.5923 | 183475.9804 | 113149.2963 | 136053.2704 | 291598.8367 | 544358.555 | 838071.4869 | 796767.4451 | 1333838.5628 | 1172442.1694 | 1877312.4863 | 1786295.4253 | 2293454.8636 | 2336652.6016 | 3206078.0041 | 3126102.2526 | 4013680.792 | 3958346.2516 | 4744031.3276 | 4749118.7555 | 5508942.1859 | 5319437.2224 | 5150756.9286 | 5013474.0011 | 4854112.8169 | 4757154.131 | 4685306.9192 | 4596268.9264
| Total Cost w/Capital | 46354038.4566 | 2923405.481 | 2374900.7791 | 2104323.055 | 1959568.816 | 1897196.6603 | 1985957.2049 | 2009871.4207 | 1996854.4575 | 1978731.9655 | 1932082.0635 | 2082809.5122 | 2386858.9641 | 2770619.8445 | 3170371.7514 | 3258662.4328 | 3670985.1338 | 3515403.1801 | 4138418.3463 | 4078647.0423 | 4473101.6279 | 4543129.4457 | 5176822.1162 | 5070196.6148 | 5629289.8634 | 5589933.2001 | 6312049.6984 | 6558410.1754 | 9140375.645 | 7713117.705 | 7826093.5253 | 7910260.0551 | 8214701.0786 | 8398450.9479 | 8773134.2249 | 9039435.849
| ECC | 12824892.9908 | 0 | 0 | 40948.2656 | 51248.7686 | 72842.7373 | 66333.5479 | 121282.3174 | 158970.9795 | 207140.334 | 222562.9062 | 324050.8477 | 492873.9482 | 595468.9629 | 606935.6895 | 618649.2236 | 966799.418 | 1034467.4619 | 1397229.0879 | 1419948.0215 | 1781189.0029 | 1896026.5586 | 2014091.2197 | 2086061.1953 | 2216200.3545 | 3289159.1201 | 3817550.7744 | 3856943.9365 | 4346154.5928 | 4405104.4414 | 4464828.7158 | 4525434.1484 | 4503842.0352 | 4539935.1758 | 4608267.8789 | 4671152.6289
| Total Cost w/ECC | 43758002.0772 | 2923405.481 | 2374900.7791 | 2086058.2141 | 1940570.2756 | 1939681.0711 | 1967784.281 | 2008196.1777 | 1993001.8447 | 2002396.3191 | 2041495.6734 | 2270807.0894 | 2588134.0757 | 2821730.2524 | 2939235.954 | 3080544.2113 | 3303945.989 | 3377428.4726 | 3658334.9479 | 3712299.6385 | 3960835.7672 | 4102503.4027 | 3984835.3318 | 4030155.5575 | 3831809.4259 | 4920746.0686 | 5385569.1452 | 5666235.3565 | 7977588.0518 | 6798784.924 | 7140165.3126 | 7422220.2024 | 7864430.2969 | 8181231.9927 | 8696095.1845 | 9114319.5515
| PVRR Cumulative - Capital |  | 2923405.481 | 5146470.7813 | 6990322.163 | 8597562.2995 | 10054159.0976 | 11481420.8739 | 12833520.7531 | 14090979.2538 | 15257361.6828 | 16323433.1443 | 17399197.2543 | 18553184.4937 | 19807070.1632 | 21150137.966 | 22442350.2704 | 23804998.8685 | 25026469.8084 | 26372482.449 | 27614242.3218 | 28889027.5219 | 30100992.6067 | 31393714.1588 | 32578864.0965 | 33810575.2067 | 34955477.9998 | 36165627.8637 | 37342621.3823 | 38878108.9018 | 40090992.0309 | 41242960.9978 | 42332877.5734 | 43392377.6942 | 44406324.5334 | 45397789.8343 | 46354038.4566
| PVRR Cumulative - ECC |  | 2923405.481 | 5146470.7813 | 6974318.1317 | 8565975.648 | 10055190.3912 | 11469391.705 | 12820364.5988 | 14075397.0335 | 15255728.6414 | 16382171.6209 | 17555035.8474 | 18806334.6221 | 20083351.0752 | 21328502.5856 | 22550082.6713 | 23776488.4469 | 24950018.3436 | 26139884.7784 | 27270108.7666 | 28398903.781 | 29493323.5952 | 30488390.1437 | 31430432.2321 | 32268847.442 | 33276690.598 | 34309215.0678 | 35326096.0056 | 36666247.3697 | 37735352.2178 | 38786355.3565 | 39809027.275 | 40823350.8358 | 41811072.7825 | 42793831.7839 | 43758002.0772
| Solar 14 | PVRR | 2023 | 2024 | 2025 | 2026 | 2027 | 2028 | 2029 | 2030 | 2031 | 2032 | 2033 | 2034 | 2035 | 2036 | 2037 | 2038 | 2039 | 2040 | 2041 | 2042 | 2043 | 2044 | 2045 | 2046 | 2047 | 2048 | 2049 | 2050 | 2051 | 2052 | 2053 | 2054 | 2055 | 2056 | 2057
| Discount Rate | 6.83%
| Fuel Cost | 21185891.0904 | 1839059.569 | 1599071.0107 | 1463167.0434 | 1423103.148 | 1412425.6747 | 1455323.5654 | 1438449.5761 | 1397735.2717 | 1362292.5586 | 1387606.8672 | 1443100.5623 | 1505262.1599 | 1566232.9535 | 1627148.7464 | 1732072.1173 | 1665329.4881 | 1686859.2097 | 1630390.5547 | 1650870.9016 | 1576217.3931 | 1613341.8873 | 1444696.7101 | 1439641.423 | 1219841.072 | 1208988.1552 | 1054400.6904 | 1141023.4981 | 1595460.0902 | 1309205.6712 | 1348813.0628 | 1377986.1237 | 1424272.9152 | 1461237.4646 | 1494006.7098 | 1597795.739
| FOM Cost | 8321548.4129 | 458876.85 | 310821.96 | 146750.05 | 63129.08 | 44894.88 | 35305.91 | 39450.93 | 51136.29 | 61064.49 | 76382.76 | 98365.73 | 141987.06 | 180229.17 | 193235.19 | 196420.99 | 318241.73 | 418670.97 | 557350.93 | 660778.29 | 802949.37 | 946086.93 | 1200902.62 | 1398913.12 | 1665376.37 | 1893684.07 | 2172947 | 2418225.79 | 3603574.16 | 2957518.29 | 3030369.11 | 3105037.35 | 3173090.72 | 3241192.19 | 3309647.56 | 3383990.79
| VOM Cost | 2350454.2823 | 289218.31 | 160218.04 | 151687.31 | 116824.21 | 121405.23 | 128707.08 | 133015.97 | 136671.47 | 141186.65 | 143559.23 | 147726.22 | 151813.12 | 158252.21 | 166562.03 | 178897.59 | 177964.42 | 181816.78 | 181905.67 | 189240.36 | 189868.18 | 172482.75 | 172279.43 | 182061.19 | 171257.42 | 172965.32 | 156543.24 | 138018.39 | 273755.43 | 182275.49 | 193140.08 | 192911.25 | 202390.95 | 204257.27 | 248667.12 | 265606.98
| CO2 Cost | 0 | 0 | 0 | 0 | 0 | 0 | 0 | 0 | 0 | 0 | 0 | 0 | 0 | 0 | 0 | 0 | 0 | 0 | 0 | 0 | 0 | 0 | 0 | 0 | 0 | 0 | 0 | 0 | 0 | 0 | 0 | 0 | 0 | 0 | 0 | 0
| NOx Cost | 0 | 0 | 0 | 0 | 0 | 0 | 0 | 0 | 0 | 0 | 0 | 0 | 0 | 0 | 0 | 0 | 0 | 0 | 0 | 0 | 0 | 0 | 0 | 0 | 0 | 0 | 0 | 0 | 0 | 0 | 0 | 0 | 0 | 0 | 0 | 0
| SO2 Cost | 7.3833 | 0.48562 | 0.57997 | 0.62904 | 0.5054 | 0.55345 | 0.84757 | 0.78829 | 1.1093 | 1.6454 | 1.5248 | 1.6596 | 0.62839 | 0.041019 | 0.044552 | 0.048661 | 0.042129 | 0.045731 | 0.036646 | 0.036784 | 0.034731 | 0.032326 | 0.02815 | 0.022898 | 0.018056 | 0.016304 | 0.012546 | 0.011605 | 0 | 0 | 0 | 0 | 0 | 0 | 0 | 0
| Emiss Cost | 32550.8167 | 2740.7564 | 3370.6042 | 3862.7374 | 3408.3639 | 4050.9777 | 5919.3168 | 5891.856 | 975.986 | 949.9005 | 1033.3192 | 1116.6141 | 1251.7725 | 1414.892 | 1531.2424 | 1637.9754 | 1658.915 | 1621.1549 | 1590.2936 | 1570.4426 | 1456.5066 | 1366.208 | 1116.9656 | 931.0318 | 726.5104 | 573.2649 | 421.6346 | 495.7989 | 353.3184 | 313.6602 | 332.3434 | 344.5997 | 363.4318 | 376.5877 | 386.1747 | 415.5636
| Start Cost | 138972.6021 | 14281.2309 | 13551.1071 | 10903.3412 | 10477.6132 | 9621.4296 | 8849.8992 | 8904.8911 | 9969.3129 | 9499.0083 | 9333.1517 | 8279.2203 | 7497.4977 | 5907.5395 | 5950.7266 | 7175.1978 | 4983.5901 | 5591.1624 | 5090.821 | 3544.3314 | 3402.4262 | 3558.0784 | 2694.3364 | 3540.1031 | 2114.6418 | 2830.538 | 2504.3466 | 8690.0637 | 28328.0495 | 22247.1459 | 22477.2873 | 23804.2867 | 28225.018 | 29490.9255 | 28929.4514 | 26554.8886
| PTC | -7279802.646 | -39869.1266 | -72264.073 | -91875.5435 | -132848.29 | -160699.8003 | -190989.0562 | -200863.5508 | -218971.1348 | -241719.8496 | -259786.8943 | -215962.1804 | -184550.0588 | -162537.6528 | -113337.1851 | -79000.502 | -238985.127 | -363440.498 | -530775.3633 | -631094.3047 | -813065.0898 | -965022.6953 | -1300542.3438 | -1540539.8125 | -1895996.5938 | -2111759.4844 | -2276475.9219 | -2386791.5781 | -2541160.5312 | -2663136.5312 | -2507064.0781 | -2395147.9219 | -2069557.25 | -1868092.2031 | -1516141.5 | -1278257.75
| Fixed Fuel | 5021272.6077 | 359199.8506 | 359714.1436 | 359142.1021 | 357647.6021 | 341487.5801 | 339586.5068 | 338713.2656 | 338713.2656 | 338713.2656 | 339586.5068 | 338713.2656 | 338713.2656 | 338713.2656 | 339586.5068 | 338713.2656 | 338713.2656 | 338713.2656 | 339586.5068 | 338713.2656 | 338713.2656 | 352527.1025 | 363267.373 | 366022.4209 | 368614.0576 | 383861.9473 | 395626.542 | 422787.9844 | 442812.7617 | 442812.7617 | 443686.0029 | 442812.7617 | 442812.7617 | 442812.7617 | 443686.0029 | 442812.7617
| Purchase Cost | 5566.5333 | 8.3885 | 417.7087 | 81.8593 | 48.9151 | 356.496 | 149.5879 | 92.2828 | 82.117 | 1862.2257 | 0.8889 | 4.9483 | 47.6845 | 32.9833 | 291.6232 | 494.6172 | 42.9607 | 298.0029 | 16.6083 | 153.9574 | 5.8091 | 49.2023 | 26.9654 | 0.37769 | 0.29051 | 0.33826 | 0.24573 | 0.29565 | 16403.3529 | 0.52869 | 287.7265 | 171.5113 | 125.8604 | 357.637 | 114.5167 | 134.8509
| Sales Revenue | -4.4528 | -0.28166 | -0.30585 | -0.21278 | -0.24766 | -0.2993 | -0.27192 | -0.2423 | -0.25856 | -0.22788 | -0.22873 | -0.22332 | -0.27437 | -0.2649 | -0.28082 | -0.32105 | -0.27571 | -0.32824 | -0.3002 | -0.34718 | -0.31551 | -0.35655 | -0.30654 | -0.42587 | -0.34316 | -0.37447 | -0.28386 | -0.31375 | -1.4104 | -0.59221 | -0.61235 | -0.66003 | -0.65951 | -0.62264 | -0.69181 | -0.72449
| Ancillary Purch | 0.10084 | 0.0023195 | 0.015087 | 0.0039815 | 0.0072868 | 0.016326 | 0.01288 | 0.011805 | 0.010636 | 0.014593 | 0.01183 | 0.0031428 | 0.0064116 | 0.0048042 | 0.0074604 | 0.0060838 | 0.0052923 | 0.012444 | 6.2167e-06 | 0.00067158 | 0.00032158 | 0.00042759 | 0.00023145 | 0.0012243 | 6.3559e-05 | 0.0003153 | 0.00015545 | 0.011484 | 0.0039624 | 0.0065281 | 2.7536e-08 | 2.7828e-08 | -2.0924e-05 | 3.2468e-06 | 5.8737e-06 | -3.8014e-06
| Ancillary Sale | -0.10528 | -0.0043996 | -0.011335 | -0.0043799 | -0.0055748 | -0.017696 | -0.015018 | -0.0082261 | -0.0165 | -0.016385 | -0.011022 | -0.0055183 | -0.0063329 | -0.0015067 | -0.0048563 | -0.0090502 | -0.0068787 | -0.0038775 | -0.00044566 | -1.1563e-05 | -0.00033847 | -0.00077811 | -1.9716e-05 | -0.00080883 | -6.2406e-06 | -6.7366e-05 | -0.00028747 | -0.0037877 | -0.0074952 | -0.013506 | -0.0090298 | -0.0051447 | -0.0047001 | -0.012982 | -0.00608 | 3.975e-06
| Total Cost | 29776456.6254 | 2923516.0308 | 2374900.7791 | 2043719.3157 | 1841790.9016 | 1773542.7206 | 1782853.3836 | 1763655.7705 | 1716313.4233 | 1673849.6649 | 1697717.1264 | 1821345.8142 | 1962022.8555 | 2088245.1406 | 2220968.6466 | 2376410.976 | 2267949.0074 | 2270129.7735 | 2185155.7572 | 2213776.9342 | 2099547.58 | 2124389.1386 | 1884441.7786 | 1850569.4514 | 1531933.4435 | 1551143.7914 | 1505967.5059 | 1742449.9481 | 3419525.2176 | 2251236.4173 | 2532040.9134 | 2747919.2961 | 3201723.7428 | 3511631.9979 | 4009295.3376 | 4439053.0994
| Capital | 16284625.9087 | 0 | 0 | 88945.4038 | 142726.0544 | 157344.4092 | 203384.6599 | 234820.393 | 269257.7971 | 301816.4406 | 245420.7718 | 157790.7711 | 346285.7358 | 598716.8681 | 892013.8191 | 850061.1601 | 1386102.8491 | 1223616.297 | 1927461.5533 | 1835419.4547 | 2341553.794 | 2383726.4787 | 3252126.8124 | 3160058.576 | 4084365.748 | 4047249.4075 | 4821922.6081 | 4801463.7794 | 5559340.3036 | 5368110.2735 | 5197599.5578 | 5058349.9419 | 4896965.2916 | 4763248.3866 | 4677401.9481 | 4570522.4806
| Total Cost w/Capital | 46061082.534 | 2923516.0308 | 2374900.7791 | 2132664.7195 | 1984516.956 | 1930887.1298 | 1986238.0435 | 1998476.1635 | 1985571.2204 | 1975666.1056 | 1943137.8982 | 1979136.5852 | 2308308.5913 | 2686962.0088 | 3112982.4657 | 3226472.1362 | 3654051.8565 | 3493746.0705 | 4112617.3105 | 4049196.3889 | 4441101.374 | 4508115.6173 | 5136568.591 | 5010628.0275 | 5616299.1915 | 5598393.1989 | 6327890.114 | 6543913.7275 | 8978865.5212 | 7619346.6908 | 7729640.4713 | 7806269.2379 | 8098689.0344 | 8274880.3845 | 8686697.2856 | 9009575.58
| ECC | 13687916.728 | 0 | 0 | 61509.3438 | 102711.3545 | 165339.7178 | 158830.5283 | 213779.2979 | 251467.96 | 288366.5889 | 280132.8516 | 389751.3906 | 557959.3818 | 659925.3496 | 670748.5449 | 681803.7666 | 1029280.5547 | 1096259.7236 | 1458316.6309 | 1480314.7832 | 1840818.3584 | 1954901.6328 | 2102174.1182 | 2174642.1367 | 2316688.2725 | 3409991.4131 | 3924540.5674 | 3949770.2764 | 4438988.4541 | 4497946.082 | 4557678.2227 | 4618291.7578 | 4596707.9307 | 4595638.2461 | 4632696.8711 | 4654166.1348
| Total Cost w/ECC | 43464373.3534 | 2923516.0308 | 2374900.7791 | 2105228.6595 | 1944502.2561 | 1938882.4384 | 1941683.9119 | 1977435.0683 | 1967781.3833 | 1962216.2538 | 1977849.978 | 2211097.2048 | 2519982.2374 | 2748170.4902 | 2891717.1915 | 3058214.7426 | 3297229.562 | 3366389.4972 | 3643472.388 | 3694091.7174 | 3940365.9384 | 4079290.7714 | 3986615.8967 | 4025211.5882 | 3848621.716 | 4961135.2044 | 5430508.0733 | 5692220.2245 | 7858513.6717 | 6749182.4993 | 7089719.1361 | 7366211.0539 | 7798431.6735 | 8107270.244 | 8641992.2086 | 9093219.2341
| PVRR Cumulative - Capital |  | 2923516.0308 | 5146581.3311 | 7015266.2654 | 8642968.8891 | 10125431.9725 | 11552895.581 | 12897329.5341 | 14147682.7586 | 15312257.9872 | 16384429.7641 | 17406647.1559 | 18522657.234 | 19738682.292 | 21057438.2135 | 22336885.5573 | 23693248.6201 | 24907194.5257 | 26244815.4288 | 27477608.9361 | 28743274.4128 | 29945898.9013 | 31228568.6111 | 32399794.4916 | 33628663.191 | 34775298.7196 | 35988485.5173 | 37162877.4565 | 38671232.9642 | 39869370.6576 | 41007142.1293 | 42082730.3119 | 43127267.6514 | 44126295.7892 | 45107992.7196 | 46061082.534
| PVRR Cumulative - ECC |  | 2923516.0308 | 5146581.3311 | 6991226.2222 | 8586108.7524 | 10074710.3353 | 11470153.914 | 12800432.9007 | 14039583.5151 | 15196230.6004 | 16287555.579 | 17429579.8509 | 18647928.8983 | 19891654.775 | 21116675.8638 | 22329401.2692 | 23553313.9457 | 24723008.2119 | 25908040.6276 | 27032721.1438 | 28155682.4801 | 29243909.8891 | 30239421.0683 | 31180307.5122 | 32022401.3183 | 33038516.7797 | 34079656.9671 | 35101201.2334 | 36421349.3469 | 37482654.2435 | 38526231.9113 | 39541186.5994 | 40546997.9151 | 41525790.4435 | 42502435.1849 | 43464373.3534

## Capital Revenue Requirements
Capital Revenue Requirements ($000)
Base Case
Resource | 2024 | 2025 | 2026 | 2027 | 2028 | 2029 | 2030 | 2031 | 2032 | 2033 | 2034 | 2035 | 2036 | 2037 | 2038 | 2039 | 2040 | 2041 | 2042 | 2043 | 2044 | 2045 | 2046 | 2047 | 2048 | 2049 | 2050 | 2051 | 2052 | 2053 | 2054 | 2055 | 2056 | 2057
DEF On-Shore Wind | [17 empty] | 0 | 0 | 41212.85 | 80599.43 | 118154.2 | 154581.1 | 190136 | 179763.8 | 171118.4 | 164408.5 | 158859.7 | 154189.8 | 150187.3 | 146408.6 | 142629.9 | 138851.2 | 135072.5
DEF On-Shore Wind Post PTC | [23 empty] | 0 | 42606.06 | 83282.41 | 77795.75 | 73121.46 | 69536.16 | 66469.09 | 64065.37 | 62329.13 | 60816.78 | 59304.41
DEF On-Shore Wind PTC | [19 empty] | 0 | 0 | 0 | 0 | 0 | 0 | 0 | 0 | 0 | 0 | 0 | 0 | 0 | 0 | 0
New Battery 2 Hours |  |  | 0 | -35100.4 | 22712.86 | 21147.44 | 19934.02 | 18852.61 | 17870.21 | 17085.81 | 16400.42 | 15715.02 | 15029.63 | 14344.24 | 13658.84 | 12973.45 | 12288.06 | 11602.66
New Battery 4 Hours - In Energy Community | [9 empty] | 0 | -168179 | 91605.84 | 85292.14 | 80398.19 | 76036.63 | 72074.38 | 68910.74 | 66146.4 | 63382.05 | 60617.71 | 57853.37 | 55089.03 | 52324.69 | 49560.35 | 46796.01
New Battery 4 Hours - No Energy Community | [7 empty] | 0 | -145697 | -67408.3 | 199722.6 | 200321 | 507656 | 477790.6 | 452803.7 | 336381 | 497480.8 | 474062 | 452649.2 | 390177.2 | 448643.8 | 426264.8 | 404839 | 320513.7 | 217343.8 | 161961 | 78467.08 | 74756.5 | 71045.91 | 67335.33 | 22523.39 | 21393.18 | 20262.97 | 19132.75
New Battery 4 Hours Post IRA | [24 empty] | 0 | 66817.81 | 63093.8 | 59216.77 | 55912.07 | 53016.17 | 50290.6 | 47565.03 | 45052.38 | 42965.57
New CT | 0 | 0 | 0 | 0 | 19105.06 | 18564.91 | 36657.05 | 35559.2 | 34430.36 | 33355.62 | 89160.24 | 86551.84 | 83783.18 | 81109.89 | 78517.61 | 75998.23 | 73529.73 | 71077.59 | 68625.45 | 66222.8 | 63919.12 | 61713.34 | 59604.38 | 57543.84 | 55483.3 | 53569.98 | 51951.09 | 50479.4 | 49007.72 | 47536.04 | 46064.36 | 44592.68 | 43121 | 41649.32
New CT 6th | [6 empty] | 0 | 0 | 0 | 0 | 18945.2 | 18409.58 | 17814.95 | 17250.32 | 16712.69 | 16199.37 | 15703 | 15212.09 | 14721.18 | 14230.26 | 13739.35 | 13248.44 | 12757.53 | 12266.61 | 11775.7 | 11333.86 | 10990.16 | 10695.53 | 10400.91 | 10106.28 | 9811.65 | 9517.022 | 9222.394 | 8927.766
New CT H2 | [18 empty] | 0 | 107059.3 | 103988 | 128296.3 | 124258.5 | 235189 | 228113.3 | 429111.1 | 416086.5 | 402581.7 | 389583.2 | 377002 | 364734.1 | 352660.9 | 340650.2 | 328639.5
New Nuclear Natrium | [6 empty] | 0 | 0 | 0 | 0 | 0 | 0 | 0 | 0 | 572852.7 | 538410 | 1091893 | 1033581 | 1582357 | 1506799 | 2369004 | 2266484 | 3125930 | 3001937 | 3866727 | 3724612 | 4599900 | 4444218 | 4306609 | 4198659 | 4108475 | 4028978 | 3960302 | 3897037
New Nuclear Natrium PTC | [14 empty] | 0 | 0 | 0 | 0 | 0 | 0 | 0 | 0 | 0 | 0 | 0 | 0 | 0 | 0 | 0 | 0 | 0 | 0 | 0 | 0
New Nuclear Natrium Storage | [14 empty] | 0 | 0 | 0 | 0 | 0 | 0 | 0 | 0 | 0 | 0 | 0 | 0 | 0 | 0 | 0 | 0 | 0 | 0 | 0 | 0
New Nuclear Natrium Storage PTC | [14 empty] | 0 | 0 | 0 | 0 | 0 | 0 | 0 | 0 | 0 | 0 | 0 | 0 | 0 | 0 | 0 | 0 | 0 | 0 | 0 | 0
New Solar+Storage 1 |  |  |  | 0 | 0 | 24087.37 | 68251.4 | 108790.7 | 123587.6 | 116834.8 | 111459 | 107105.5 | 103693.5 | 100980.5 | 98499.31 | 96018.12 | 93536.93 | 91055.74 | 88574.56 | 86093.37 | 83612.18 | 81130.99 | 78649.8 | 76168.62 | 73687.43 | 71206.24 | 68725.05 | 66243.87 | 63762.68 | 61281.49 | 58800.3 | 56319.11 | 53837.92 | 51356.74
New Solar+Storage 1 PTC + ITC | [5 empty] | 0 | 0 | 0 | 0 | 0 | 0 | 0 | 0 | 0 | 0 | 0 | 0 | 0 | 0 | 0 | 0 | 0 | 0 | 0 | 0 | 0 | 0 | 0 | 0 | 0 | 0 | 0 | 0 | 0
| 0 | 0 | 0 | -35100.4 | 41817.92 | 63799.72 | 124842.47 | 163202.51 | 30191.17 | 99867.93 | 267508.46 | 519708.78 | 813269.4 | 771873.74 | 1309081.48 | 1148054.55 | 1853342.26 | 1762737.48 | 2270309.44 | 2272412.49 | 3221359.25 | 3150381.1 | 4012945 | 3943315.12 | 4722296.4 | 4773012.8 | 5531417.93 | 5340172.93 | 5170047.45 | 5031592.7 | 4871173.37 | 4765984.952 | 4672116.844 | 4584085.556
Solar 5
Resource | 2023 | 2024 | 2025 | 2026 | 2027 | 2028 | 2029 | 2030 | 2031 | 2032 | 2033 | 2034 | 2035 | 2036 | 2037 | 2038 | 2039 | 2040 | 2041 | 2042 | 2043 | 2044 | 2045 | 2046 | 2047 | 2048 | 2049 | 2050 | 2051 | 2052 | 2053 | 2054 | 2055 | 2056 | 2057
DEF On-Shore Wind | [18 empty] | 0 | 0 | 41212.85 | 80599.43 | 118154.2 | 154581.1 | 190136 | 179763.8 | 171118.4 | 164408.5 | 158859.7 | 154189.8 | 150187.3 | 146408.6 | 142629.9 | 138851.2 | 135072.5
DEF On-Shore Wind Post PTC | [24 empty] | 0 | 42606.06 | 83282.41 | 77795.75 | 73121.46 | 69536.16 | 66469.09 | 64065.37 | 62329.13 | 60816.78 | 59304.41
DEF On-Shore Wind PTC | [20 empty] | 0 | 0 | 0 | 0 | 0 | 0 | 0 | 0 | 0 | 0 | 0 | 0 | 0 | 0 | 0
New Battery 2 Hours |  |  |  | 0 | -35100.4 | 22712.86 | 21147.44 | 19934.02 | 18852.61 | 17870.21 | 17085.81 | 16400.42 | 15715.02 | 15029.63 | 14344.24 | 13658.84 | 12973.45 | 12288.06 | 11602.66
New Battery 4 Hours - In Energy Community | [10 empty] | 0 | -168179 | 91605.84 | 85292.14 | 80398.19 | 76036.63 | 72074.38 | 68910.74 | 66146.4 | 63382.05 | 60617.71 | 57853.37 | 55089.03 | 52324.69 | 49560.35 | 46796.01
New Battery 4 Hours - No Energy Community | [7 empty] | 0 | -16366.5 | -98569 | -66294.7 | 170574.2 | 173057.8 | 481941.5 | 453539.5 | 429760.7 | 314289 | 476274.6 | 453741.6 | 433214.7 | 413184.7 | 393527.5 | 363548.3 | 368582.7 | 300047 | 205074.5 | 150052.1 | 66840.85 | 63583.72 | 60412.01 | 57240.29 | 12967.22 | 12375.88 | 11784.54 | 11193.2
New Battery 4 Hours Post IRA | [25 empty] | 0 | 22272.6 | 21031.27 | 19738.92 | 18637.36 | 17672.06 | 16763.53 | 41376 | 65222.77 | 61591.32
New CT |  |  | 0 | 0 | 0 | 0 | 18897.29 | 18363.02 | 17769.89 | 17206.69 | 16670.42 | 91939.21 | 89301.6 | 86433.41 | 83685.23 | 81045.05 | 78502.07 | 76026.94 | 73573.61 | 71120.3 | 68666.97 | 66262.6 | 63956.12 | 61698.59 | 59441.05 | 57183.52 | 55122.27 | 53453.59 | 51981.2 | 50508.81 | 49036.41 | 47564.02 | 46091.62 | 44619.23 | 43146.84
New CT 6th | [7 empty] | 0 | 0 | 0 | 0 | 18945.2 | 18409.58 | 17814.95 | 17250.32 | 16712.69 | 16199.37 | 15703 | 15212.09 | 14721.18 | 14230.26 | 13739.35 | 13248.44 | 12757.53 | 12266.61 | 11775.7 | 11333.86 | 10990.16 | 10695.53 | 10400.91 | 10106.28 | 9811.65 | 9517.022 | 9222.394 | 8927.766
New CT H2 | [19 empty] | 0 | 107059.3 | 103988 | 128296.3 | 124258.5 | 235189 | 228113.3 | 429111.1 | 416086.5 | 402581.7 | 389583.2 | 377002 | 364734.1 | 352660.9 | 340650.2 | 328639.5
New Nuclear Natrium | [7 empty] | 0 | 0 | 0 | 0 | 0 | 0 | 0 | 0 | 572852.7 | 538410 | 1091893 | 1033581 | 1582357 | 1506799 | 2369004 | 2266484 | 3125930 | 3001937 | 3866727 | 3724612 | 4599900 | 4444218 | 4306609 | 4198659 | 4108475 | 4028978 | 3960302 | 3897037
New Nuclear Natrium PTC | [15 empty] | 0 | 0 | 0 | 0 | 0 | 0 | 0 | 0 | 0 | 0 | 0 | 0 | 0 | 0 | 0 | 0 | 0 | 0 | 0 | 0
New Nuclear Natrium Storage | [15 empty] | 0 | 0 | 0 | 0 | 0 | 0 | 0 | 0 | 0 | 0 | 0 | 0 | 0 | 0 | 0 | 0 | 0 | 0 | 0 | 0
New Nuclear Natrium Storage PTC | [15 empty] | 0 | 0 | 0 | 0 | 0 | 0 | 0 | 0 | 0 | 0 | 0 | 0 | 0 | 0 | 0 | 0 | 0 | 0 | 0 | 0
New Solar Utility Owned 1 | 0 | 0 | 29480.81 | 27558.6 | 25658.03 | 24311.32 | 23172.32 | 22189.09 | 21517.41 | 21001.51 | 20485.61 | 19969.71 | 19453.81 | 18937.91 | 18422.01 | 17906.11 | 17390.22 | 16874.32 | 16358.42 | 15842.52 | 15326.62 | 14810.72 | 14294.82 | 13778.92 | 13263.02 | 12747.12 | 12231.22 | 11715.32 | 11199.42 | 10683.52 | 10167.62 | 9651.721
New Solar Utility Owned 1 PTC |  |  | 0 | 0 | 0 | 0 | 0 | 0 | 0 | 0 | 0 | 0 | 0 | 0 | 0 | 0 | 0 | 0 | 0 | 0 | 0 | 0 | 0 | 0 | 0 | 0 | 0 | 0 | 0 | 0 | 0 | 0
New Solar Utility Owned 2 | 0 | 0 | 29732.3 | 27793.69 | 25876.9 | 24518.71 | 23369.99 | 22378.38 | 21700.97 | 21180.67 | 20660.37 | 20140.07 | 19619.77 | 19099.47 | 18579.17 | 18058.87 | 17538.57 | 17018.27 | 16497.97 | 15977.67 | 15457.37 | 14937.07 | 14416.77 | 13896.47 | 13376.16 | 12855.86 | 12335.56 | 11815.26 | 11294.96 | 10774.66 | 10254.36 | 9734.059
New Solar Utility Owned 2 PTC |  |  | 0 | 0 | 0 | 0 | 0 | 0 | 0 | 0 | 0 | 0 | 0 | 0 | 0 | 0 | 0 | 0 | 0 | 0 | 0 | 0 | 0 | 0 | 0 | 0 | 0 | 0 | 0 | 0 | 0 | 0
New Solar Utility Owned 5 |  | 0 | 0 | 14895.02 | 13923.83 | 12963.58 | 12283.16 | 11707.69 | 11210.92 | 10871.56 | 10610.9 | 10350.24 | 10089.59 | 9828.933 | 9568.277 | 9307.62 | 9046.965 | 8786.309 | 8525.653 | 8264.997 | 8004.341 | 7743.685 | 7483.03 | 7222.374 | 6961.718 | 6701.063 | 6440.407 | 6179.752 | 5919.096 | 5658.441 | 5397.785 | 5137.13 | 4876.474
New Solar Utility Owned 5 PTC |  |  |  | 0 | 0 | 0 | 0 | 0 | 0 | 0 | 0 | 0 | 0 | 0 | 0 | 0 | 0 | 0 | 0 | 0 | 0 | 0 | 0 | 0 | 0 | 0 | 0 | 0 | 0 | 0 | 0 | 0 | 0
New Solar+Storage 1 |  |  |  |  | 0 | 0 | 24087.37 | 68251.4 | 108790.7 | 123587.6 | 116834.8 | 111459 | 107105.5 | 103693.5 | 100980.5 | 98499.31 | 96018.12 | 93536.93 | 91055.74 | 88574.56 | 86093.37 | 83612.18 | 81130.99 | 78649.8 | 76168.62 | 73687.43 | 71206.24 | 68725.05 | 66243.87 | 63762.68 | 61281.49 | 58800.3 | 56319.11 | 53837.92 | 51356.74
New Solar+Storage 1 PTC + ITC | [6 empty] | 0 | 0 | 0 | 0 | 0 | 0 | 0 | 0 | 0 | 0 | 0 | 0 | 0 | 0 | 0 | 0 | 0 | 0 | 0 | 0 | 0 | 0 | 0 | 0 | 0 | 0 | 0 | 0 | 0
| 0 | 0 | 59213.11 | 70247.31 | 30358.36 | 84506.47 | 122957.57 | 162823.6 | 183476 | 113149.24 | 136053.21 | 291599.05 | 544358.51 | 838071.443 | 796767.437 | 1333838.52 | 1172442.145 | 1877312.169 | 1786295.143 | 2293454.977 | 2336652.491 | 3206077.905 | 3126102 | 4013680.674 | 3958346.528 | 4744031.363 | 4749118.167 | 5508942.002 | 5319437.576 | 5150756.551 | 5013473.685 | 4854112.7 | 4757154.036 | 4685307.034 | 4596269.276
Solar 14
Resource | 2023 | 2024 | 2025 | 2026 | 2027 | 2028 | 2029 | 2030 | 2031 | 2032 | 2033 | 2034 | 2035 | 2036 | 2037 | 2038 | 2039 | 2040 | 2041 | 2042 | 2043 | 2044 | 2045 | 2046 | 2047 | 2048 | 2049 | 2050 | 2051 | 2052 | 2053 | 2054 | 2055 | 2056 | 2057
DEF On-Shore Wind | [18 empty] | 0 | 0 | 41212.85 | 80599.43 | 118154.2 | 154581.1 | 190136 | 179763.8 | 171118.4 | 164408.5 | 158859.7 | 154189.8 | 150187.3 | 146408.6 | 142629.9 | 138851.2 | 135072.5
DEF On-Shore Wind Post PTC | [24 empty] | 0 | 42606.06 | 83282.41 | 77795.75 | 73121.46 | 69536.16 | 66469.09 | 64065.37 | 62329.13 | 60816.78 | 59304.41
DEF On-Shore Wind PTC | [20 empty] | 0 | 0 | 0 | 0 | 0 | 0 | 0 | 0 | 0 | 0 | 0 | 0 | 0 | 0 | 0
New Battery 2 Hours |  |  |  | 0 | -35100.4 | 22712.86 | 21147.44 | 19934.02 | 18852.61 | 17870.21 | 17085.81 | 16400.42 | 15715.02 | 15029.63 | 14344.24 | 13658.84 | 12973.45 | 12288.06 | 11602.66
New Battery 4 Hours - In Energy Community | [10 empty] | 0 | -168179 | 91605.84 | 85292.14 | 80398.19 | 76036.63 | 72074.38 | 68910.74 | 66146.4 | 63382.05 | 60617.71 | 57853.37 | 55089.03 | 52324.69 | 49560.35 | 46796.01
New Battery 4 Hours - No Energy Community | [8 empty] | 0 | -64754.1 | -140360 | 131799.3 | 136295 | 447103.4 | 420393.4 | 397925.9 | 283704.6 | 447005.8 | 425788.4 | 406577 | 387862.7 | 369521 | 329790 | 373893.7 | 325916.9 | 222273.1 | 166317.7 | 82258.86 | 78324.97 | 74561.91 | 70798.86 | 25934.45 | 24751.76 | 23569.08 | 22386.4
New Battery 4 Hours Post IRA | [32 empty] | 0 | 26106.7 | 24651.67
New CT |  |  | 0 | 0 | 0 | 0 | 18897.29 | 18363.02 | 17769.89 | 17206.69 | 16670.42 | 91939.21 | 89301.6 | 86433.41 | 83685.23 | 81045.05 | 78502.07 | 76026.94 | 73573.61 | 71120.3 | 68666.97 | 66262.6 | 63956.12 | 61698.59 | 59441.05 | 57183.52 | 55122.27 | 53453.59 | 51981.2 | 50508.81 | 49036.41 | 47564.02 | 46091.62 | 44619.23 | 43146.84
New CT 6th | [7 empty] | 0 | 0 | 0 | 0 | 18945.2 | 18409.58 | 17814.95 | 17250.32 | 16712.69 | 16199.37 | 15703 | 15212.09 | 14721.18 | 14230.26 | 13739.35 | 13248.44 | 12757.53 | 12266.61 | 11775.7 | 11333.86 | 10990.16 | 10695.53 | 10400.91 | 10106.28 | 9811.65 | 9517.022 | 9222.394 | 8927.766
New CT H2 | [19 empty] | 0 | 107059.3 | 103988 | 128296.3 | 124258.5 | 235189 | 228113.3 | 429111.1 | 416086.5 | 402581.7 | 389583.2 | 377002 | 364734.1 | 352660.9 | 340650.2 | 328639.5
New Nuclear Natrium | [7 empty] | 0 | 0 | 0 | 0 | 0 | 0 | 0 | 0 | 572852.7 | 538410 | 1091893 | 1033581 | 1582357 | 1506799 | 2369004 | 2266484 | 3125930 | 3001937 | 3866727 | 3724612 | 4599900 | 4444218 | 4306609 | 4198659 | 4108475 | 4028978 | 3960302 | 3897037
New Nuclear Natrium PTC | [15 empty] | 0 | 0 | 0 | 0 | 0 | 0 | 0 | 0 | 0 | 0 | 0 | 0 | 0 | 0 | 0 | 0 | 0 | 0 | 0 | 0
New Nuclear Natrium Storage | [15 empty] | 0 | 0 | 0 | 0 | 0 | 0 | 0 | 0 | 0 | 0 | 0 | 0 | 0 | 0 | 0 | 0 | 0 | 0 | 0 | 0
New Nuclear Natrium Storage PTC | [15 empty] | 0 | 0 | 0 | 0 | 0 | 0 | 0 | 0 | 0 | 0 | 0 | 0 | 0 | 0 | 0 | 0 | 0 | 0 | 0 | 0
New Solar Utility Owned 1 | 0 | 0 | 29480.81 | 27558.6 | 25658.03 | 24311.32 | 23172.32 | 22189.09 | 21517.41 | 21001.51 | 20485.61 | 19969.71 | 19453.81 | 18937.91 | 18422.01 | 17906.11 | 17390.22 | 16874.32 | 16358.42 | 15842.52 | 15326.62 | 14810.72 | 14294.82 | 13778.92 | 13263.02 | 12747.12 | 12231.22 | 11715.32 | 11199.42 | 10683.52 | 10167.62 | 9651.721
New Solar Utility Owned 1 PTC |  |  | 0 | 0 | 0 | 0 | 0 | 0 | 0 | 0 | 0 | 0 | 0 | 0 | 0 | 0 | 0 | 0 | 0 | 0 | 0 | 0 | 0 | 0 | 0 | 0 | 0 | 0 | 0 | 0 | 0 | 0
New Solar Utility Owned 2 | 0 | 0 | 59464.59 | 55587.38 | 51753.81 | 49037.43 | 46739.99 | 44756.75 | 43401.94 | 42361.34 | 41320.74 | 40280.14 | 39239.54 | 38198.94 | 37158.34 | 36117.74 | 35077.14 | 34036.54 | 32995.94 | 31955.34 | 30914.74 | 29874.13 | 28833.53 | 27792.93 | 26752.33 | 25711.73 | 24671.13 | 23630.52 | 22589.92 | 21549.32 | 20508.72 | 19468.12
New Solar Utility Owned 2 PTC |  |  | 0 | 0 | 0 | 0 | 0 | 0 | 0 | 0 | 0 | 0 | 0 | 0 | 0 | 0 | 0 | 0 | 0 | 0 | 0 | 0 | 0 | 0 | 0 | 0 | 0 | 0 | 0 | 0 | 0 | 0
New Solar Utility Owned 3 |  |  | 0 | 0 | 59337.68 | 55468.74 | 51643.35 | 48932.76 | 46640.23 | 44661.23 | 43309.31 | 42270.93 | 41232.54 | 40194.17 | 39155.78 | 38117.41 | 37079.02 | 36040.64 | 35002.26 | 33963.88 | 32925.5 | 31887.12 | 30848.74 | 29810.36 | 28771.98 | 27733.6 | 26695.22 | 25656.84 | 24618.46 | 23580.08 | 22541.7 | 21503.32 | 20464.94 | 19426.56
New Solar Utility Owned 3 PTC |  |  |  |  | 0 | 0 | 0 | 0 | 0 | 0 | 0 | 0 | 0 | 0 | 0 | 0 | 0 | 0 | 0 | 0 | 0 | 0 | 0 | 0 | 0 | 0 | 0 | 0 | 0 | 0 | 0 | 0 | 0 | 0
New Solar Utility Owned 4 |  | 0 | 0 | 44685.05 | 41771.5 | 38890.74 | 36849.49 | 35123.07 | 33632.75 | 32614.67 | 31832.7 | 31050.74 | 30268.77 | 29486.8 | 28704.83 | 27922.87 | 27140.9 | 26358.93 | 25576.96 | 24795 | 24013.03 | 23231.07 | 22449.1 | 21667.13 | 20885.17 | 20103.2 | 19321.23 | 18539.27 | 17757.3 | 16975.33 | 16193.37 | 15411.4 | 14629.43
New Solar Utility Owned 4 PTC |  |  |  | 0 | 0 | 0 | 0 | 0 | 0 | 0 | 0 | 0 | 0 | 0 | 0 | 0 | 0 | 0 | 0 | 0 | 0 | 0 | 0 | 0 | 0 | 0 | 0 | 0 | 0 | 0 | 0 | 0 | 0
New Solar Utility Owned 5 |  | 0 | 0 | 14895.02 | 13923.83 | 12963.58 | 12283.16 | 11707.69 | 11210.92 | 10871.56 | 10610.9 | 10350.24 | 10089.59 | 9828.933 | 9568.277 | 9307.62 | 9046.965 | 8786.309 | 8525.653 | 8264.997 | 8004.341 | 7743.685 | 7483.03 | 7222.374 | 6961.718 | 6701.063 | 6440.407 | 6179.752 | 5919.096 | 5658.441 | 5397.785 | 5137.13 | 4876.474
New Solar Utility Owned 5 PTC |  |  |  | 0 | 0 | 0 | 0 | 0 | 0 | 0 | 0 | 0 | 0 | 0 | 0 | 0 | 0 | 0 | 0 | 0 | 0 | 0 | 0 | 0 | 0 | 0 | 0 | 0 | 0 | 0 | 0 | 0 | 0
New Solar+Storage 1 |  |  |  |  | 0 | 0 | 24087.37 | 68251.4 | 108790.7 | 123587.6 | 116834.8 | 111459 | 107105.5 | 103693.5 | 100980.5 | 98499.31 | 96018.12 | 93536.93 | 91055.74 | 88574.56 | 86093.37 | 83612.18 | 81130.99 | 78649.8 | 76168.62 | 73687.43 | 71206.24 | 68725.05 | 66243.87 | 63762.68 | 61281.49 | 58800.3 | 56319.11 | 53837.92 | 51356.74
New Solar+Storage 1 PTC + ITC | [6 empty] | 0 | 0 | 0 | 0 | 0 | 0 | 0 | 0 | 0 | 0 | 0 | 0 | 0 | 0 | 0 | 0 | 0 | 0 | 0 | 0 | 0 | 0 | 0 | 0 | 0 | 0 | 0 | 0 | 0
| 0 | 0 | 88945.4 | 142726.05 | 157344.45 | 203384.67 | 234820.41 | 269257.8 | 301816.45 | 245420.71 | 157790.29 | 346285.89 | 598716.79 | 892013.783 | 850061.117 | 1386102.87 | 1223616.235 | 1927461.209 | 1835419.133 | 2341553.827 | 2383726.391 | 3252126.655 | 3160058.3 | 4084365.624 | 4047249.748 | 4821922.633 | 4801463.187 | 5559340.112 | 5368110.626 | 5197599.161 | 5058349.625 | 4896965.181 | 4763248.286 | 4677402.064 | 4570522.826

## System
System Totals
Base
System Output | BA/Company | 2023 | 2024 | 2025 | 2026 | 2027 | 2028 | 2029 | 2030 | 2031 | 2032 | 2033 | 2034 | 2035 | 2036 | 2037 | 2038 | 2039 | 2040 | 2041 | 2042 | 2043 | 2044 | 2045 | 2046 | 2047 | 2048 | 2049 | 2050 | 2051 | 2052 | 2053 | 2054 | 2055 | 2056 | 2057
Curtailed Energy (GWh) | DEF | 2023: 0.45848; 2030: 0.089948
Energy Not Served (GWh) | DEF | 0.009734 | 0.34509 | 0.087306 | 0.021446 | 0.19346 | 0.077483 | 0.033976 | 0.21696 | 2.9195 | 0.007704 |  | 0.11609 | 0.30268 | 0.073686 | 0.51718 |  | 0.25696 |  | 0.056347 | 0.000569 | 0.021315 |  | 0.13547 |  |  | 0.013733 | 0.033496 | 76.9008 | 0.047098 | 0.2507 | 0.15005 | 0.19056 | 0.029449 | 0.033265 | 0.024675
Peak Load - Winter (MW) | DEF | 9346.54 | 10336.3496 | 10146.1602 | 10176.4404 | 10205.8896 | 9633.4902 | 9705.6699 | 9799.7803 | 9860.7002 | 9994.46 | 10123.5303 | 10282.04 | 10455.5996 | 9903.6904 | 10087.3896 | 10284.3799 | 10485.6201 | 10687.3604 | 10659.1104 | 11086.8203 | 11303.3701 | 11517.9902 | 11888.7402 | 11699.5098 | 11909.3896 | 12373.5596 | 12739.3701 | 13195.9697 | 13195.9697 | 13195.9697 | 13195.9697 | 13195.9697 | 13195.9697 | 13195.9697 | 13195.9697
Coincident Peak Load - Winter (MW) | DEF | 9346.54 | 10336.3496 | 10146.1602 | 10176.4404 | 10205.8896 | 9633.4902 | 9705.6699 | 9799.7803 | 9860.7002 | 9994.46 | 10123.5303 | 10282.04 | 10455.5996 | 9903.6904 | 10087.3896 | 10284.3799 | 10485.6201 | 10687.3604 | 10659.1104 | 11086.8203 | 11303.3701 | 11517.9902 | 11888.7402 | 11699.5098 | 11909.3896 | 12373.5596 | 12739.3701 | 13195.9697 | 13195.9697 | 13195.9697 | 13195.9697 | 13195.9697 | 13195.9697 | 13195.9697 | 13195.9697
Firm Capacity - Winter (MW) | DEF | 13729.645 | 13651.7744 | 13459.0807 | 13243.5823 | 13426.0679 | 12339.3231 | 12580.0488 | 12653.9206 | 12962.3103 | 13036.1015 | 13447.0741 | 13993.4975 | 13368.5477 | 13568.3416 | 13206.1629 | 13213.1805 | 13868.2683 | 13579.3695 | 14583.0254 | 14503.6735 | 14476.0123 | 14929.7233 | 15669.3826 | 15050.1016 | 16593.5054 | 16573.9187 | 17579.4964 | 17497.6537 | 18546.7344 | 18545.8197 | 18544.9096 | 18544.004 | 18318.103 | 18317.2064 | 17937.3805
Reserve Margin - Winter (%) | DEF | 46.9% | 32.08% | 32.65% | 30.14% | 31.55% | 28.09% | 29.62% | 29.12% | 31.45% | 30.43% | 32.83% | 36.1% | 27.86% | 37% | 30.92% | 28.48% | 32.26% | 27.06% | 36.81% | 30.82% | 28.07% | 29.62% | 31.8% | 28.64% | 39.33% | 33.95% | 37.99% | 32.6% | 40.55% | 40.54% | 40.53% | 40.53% | 38.82% | 38.81% | 35.93%
Peak Load - Summer (MW) | DEF | 9076.1797 | 9715.3496 | 9559.9297 | 9649.7402 | 9707.6797 | 9776.2402 | 9867.0303 | 9980.0801 | 10061.5 | 10226.8896 | 10346.4297 | 10520.7197 | 10700.0898 | 10172.2803 | 10366.71 | 10584.0303 | 10805.8203 | 11028.6104 | 11230.7305 | 11483.54 | 11779.21 | 12052.29 | 11983.9199 | 12272.0596 | 13143.3203 | 13471.71 | 13888.5098 | 14668.3301 | 14668.3301 | 14668.3301 | 14668.3301 | 14668.3301 | 14668.3301 | 14668.3301 | 14668.3301
Coincident Peak Load - Summer (MW) | DEF | 9076.1797 | 9715.3496 | 9559.9297 | 9649.7402 | 9707.6797 | 9776.2402 | 9867.0303 | 9980.0801 | 10061.5 | 10226.8896 | 10346.4297 | 10520.7197 | 10700.0898 | 10172.2803 | 10366.71 | 10584.0303 | 10805.8203 | 11028.6104 | 11230.7305 | 11483.54 | 11779.21 | 12052.29 | 11983.9199 | 12272.0596 | 13143.3203 | 13471.71 | 13888.5098 | 14668.3301 | 14668.3301 | 14668.3301 | 14668.3301 | 14668.3301 | 14668.3301 | 14668.3301 | 14668.3301
Firm Capacity - Summer (MW) | DEF | 12806.6702 | 12351.4318 | 12753.6978 | 12588.6713 | 11713.8555 | 11937.6693 | 11938.7036 | 12173.2822 | 12192.9875 | 12617.6202 | 13158.4542 | 12642.5092 | 12872.3855 | 12576.2824 | 12577.2001 | 13272.1387 | 13008.0981 | 14009.0778 | 14010.0773 | 13908.0972 | 14271.6375 | 15049.881 | 14471.4614 | 15982.6155 | 15880.2523 | 16851.5016 | 16753.1551 | 17824.3849 | 17832.3607 | 17844.9706 | 17876.686 | 17665.361 | 17667.0464 | 17662.7627 | 17774.5224
Reserve Margin - Summer (%) | DEF | 40.4% | 27.13% | 33.41% | 30.46% | 20.67% | 22.11% | 21% | 21.98% | 21.18% | 23.38% | 27.18% | 20.17% | 20.3% | 23.63% | 21.32% | 25.4% | 20.38% | 27.02% | 24.75% | 21.11% | 21.16% | 24.87% | 20.76% | 30.24% | 20.82% | 25.09% | 20.63% | 21.52% | 21.57% | 21.66% | 21.87% | 20.43% | 20.44% | 20.41% | 21.17%
Coincident Peak Load - Annual (MW) | DEF | 9346.54 | 10336.3496 | 10146.1602 | 10176.4404 | 10205.8896 | 9776.2402 | 9867.0303 | 9980.0801 | 10061.5 | 10226.8896 | 10346.4297 | 10520.7197 | 10700.0898 | 10172.2803 | 10366.71 | 10584.0303 | 10805.8203 | 11028.6104 | 11230.7305 | 11483.54 | 11779.21 | 12052.29 | 11983.9199 | 12272.0596 | 13143.3203 | 13471.71 | 13888.5098 | 14668.3301 | 14668.3301 | 14668.3301 | 14668.3301 | 14668.3301 | 14668.3301 | 14668.3301 | 14668.3301
Firm Capacity - Annual (MW) | DEF | 13729.645 | 13651.7744 | 13459.0807 | 13243.5823 | 13426.0679 | 11937.6693 | 11938.7036 | 12173.2822 | 12192.9875 | 12617.6202 | 13158.4542 | 12642.5092 | 12872.3855 | 12576.2824 | 12577.2001 | 13272.1387 | 13008.0981 | 14009.0778 | 14010.0773 | 13908.0972 | 14271.6375 | 15049.881 | 14471.4614 | 15982.6155 | 15880.2523 | 16851.5016 | 16753.1551 | 17824.3849 | 17832.3607 | 17844.9706 | 17876.686 | 17665.361 | 17667.0464 | 17662.7627 | 17774.147
Reserve Margin - Annual (%) | DEF | 46.9% | 32.08% | 32.65% | 30.14% | 31.55% | 22.11% | 21% | 21.98% | 21.18% | 23.38% | 27.18% | 20.17% | 20.3% | 23.63% | 21.32% | 25.4% | 20.38% | 27.02% | 24.75% | 21.11% | 21.16% | 24.87% | 20.76% | 30.24% | 20.82% | 25.09% | 20.63% | 21.52% | 21.57% | 21.66% | 21.87% | 20.43% | 20.44% | 20.41% | 21.17%
RTC Price ($/MWh) | DEF | 55.6864 | 52.6057 | 44.7034 | 45.1369 | 54.0025 | 53.4418 | 48.6962 | 46.6081 | 47.4158 | 44.1465 | 43.4572 | 50.3038 | 51.6011 | 60.3559 | 60.77 | 54.3225 | 64.2303 | 58.0792 | 59.7926 | 60.8681 | 65.9416 | 65.1929 | 97.677 | 69.3334 | 86.6951 | 63.9093 | 68.2189 | 323.6007 | 164.7065 | 160.7933 | 184.9538 | 206.0402 | 181.3746 | 181.9305 | 170.4473
On-Peak Price ($/MWh) | DEF | 60.9866 | 60.7315 | 50.4091 | 49.66 | 66.6937 | 64.2683 | 54.9425 | 53.1329 | 54.0332 | 48.8712 | 46.1029 | 55.947 | 54.4846 | 69.4801 | 66.1282 | 56.9668 | 70.3764 | 59.5792 | 61.9452 | 60.539 | 68.4581 | 67.2613 | 103.5822 | 72.7619 | 91.7614 | 67.2327 | 73.4778 | 335.68 | 172.7038 | 158.9879 | 173.2832 | 209.3851 | 188.1715 | 184.4342 | 165.5919
Off-Peak Price ($/MWh) | DEF | 51.0995 | 45.5061 | 39.7292 | 41.1647 | 42.857 | 44.0515 | 43.2507 | 40.9197 | 41.6467 | 39.9881 | 41.1507 | 45.42 | 49.0872 | 52.3839 | 56.0644 | 52.0003 | 58.8722 | 56.7782 | 57.9159 | 61.155 | 63.7315 | 63.3988 | 92.5666 | 66.3444 | 82.2783 | 60.9843 | 63.6005 | 313.0701 | 157.7854 | 162.3708 | 195.1283 | 203.1027 | 175.4054 | 179.7589 | 174.6802
Total Load (GWh) | Duke Energy Florida | 42897.135 | 44352.3569 | 43744.0381 | 43797.6658 | 43852.5164 | 44161.2988 | 44411.1843 | 44761.3965 | 44357.7817 | 44704.9419 | 45127.5562 | 45670.2822 | 46273.5342 | 46915.8696 | 47537.9043 | 48216.842 | 48924.4912 | 49640.7629 | 50275.3884 | 51076.4834 | 51930.4978 | 52936.4224 | 53853.8416 | 54948.4133 | 56158.2319 | 57545.9482 | 58864.7205 | 60424.1897 | 60424.1897 | 60538.2869 | 60424.1897 | 60424.1897 | 60424.1897 | 60552.5862 | 60424.1897
Energy Not Served Cost ($000) | Duke Energy Florida | 12.1066 | 395.1603 | 95.1146 | 24.0714 | 235.4423 | 86.736 | 34.101 | 200.9533 | 2629.9148 | 7.0915 |  | 110.9805 | 294.6045 | 72.8504 | 519.7275 |  | 271.2973 |  | 62.5023 | 0.64694 | 24.8405 |  | 165.867 |  |  | 18.1075 | 45.2698 | 106529.1155 | 66.8754 | 364.868 | 223.8476 | 291.3884 | 46.156 | 53.4409 | 40.6318
Total Fixed Cost ($000) | Duke Energy Florida | 458876.9336 | 310821.9473 | 144783.6367 | 54699.9556 | 32083.8971 | 22725.0374 | 25872.7363 | 37923.1001 | 49322.5107 | 71103.1123 | 97714.0737 | 138421.9688 | 174404.4629 | 187080.4805 | 189928.0879 | 311402.248 | 411476.2773 | 549792.1758 | 652846.5508 | 794635.3477 | 940380.7734 | 1196991.3672 | 1391582.3281 | 1655436.1172 | 1875487.3281 | 2148570.4688 | 2398043.1719 | 3586292.4688 | 2939696.1562 | 3011993.3125 | 3086093.8906 | 3153565.375 | 3225177.1875 | 3304781.0938 | 3386371.375
Purchases (GWh) | Duke Energy Florida | 0.013592 | 0.35018 | 0.092638 | 0.026284 | 0.19835 | 0.082483 | 0.039022 | 0.22219 | 2.9246 | 0.012955 | 0.0052065 | 0.12092 | 0.30801 | 0.07903 | 0.5228 | 0.0058681 | 0.26277 | 0.0053479 | 0.061798 | 0.00553 | 0.025988 | 0.0051255 | 0.13997 | 0.0044465 | 0.0041109 | 0.018202 | 0.038227 | 76.9049 | 0.051129 | 0.25471 | 0.15439 | 0.19487 | 0.03406 | 0.037957 | 0.029206
Sales (GWh) | Duke Energy Florida | 0.0046652 | 0.0051153 | 0.0048307 | 0.0052836 | 0.0052833 | 0.0050738 | 0.0049294 | 0.0051439 | 0.0050402 | 0.0049775 | 0.0049515 | 0.0053864 | 0.005073 | 0.0048271 | 0.0046812 | 0.0048979 | 0.0049608 | 0.0051995 | 0.005074 | 0.0051425 | 0.0054626 | 0.0048232 | 0.0049864 | 0.0050296 | 0.0049398 | 0.0050647 | 0.0049042 | 0.0048266 | 0.0048041 | 0.00486 | 0.0049288 | 0.0048892 | 0.0048578 | 0.0048039 | 0.0048726
Purchases % of Total Load | Duke Energy Florida | 3.169e-05% | 0.0007896% | 0.0002118% | 6.001e-05% | 0.0004523% | 0.0001868% | 8.787e-05% | 0.0004964% | 0.006593% | 2.898e-05% | 1.154e-05% | 0.0002648% | 0.0006656% | 0.0001685% | 0.0011% | 1.217e-05% | 0.0005371% | 1.077e-05% | 0.0001229% | 1.083e-05% | 5.004e-05% | 9.682e-06% | 0.0002599% | 8.092e-06% | 7.32e-06% | 3.163e-05% | 6.494e-05% | 0.1273% | 8.462e-05% | 0.0004207% | 0.0002555% | 0.0003225% | 5.637e-05% | 6.268e-05% | 4.833e-05%
Sales % of Total Load | Duke Energy Florida | 1.088e-05% | 1.153e-05% | 1.104e-05% | 1.206e-05% | 1.205e-05% | 1.149e-05% | 1.11e-05% | 1.149e-05% | 1.136e-05% | 1.113e-05% | 1.097e-05% | 1.179e-05% | 1.096e-05% | 1.029e-05% | 9.847e-06% | 1.016e-05% | 1.014e-05% | 1.047e-05% | 1.009e-05% | 1.007e-05% | 1.052e-05% | 9.111e-06% | 9.259e-06% | 9.153e-06% | 8.796e-06% | 8.801e-06% | 8.331e-06% | 7.988e-06% | 7.951e-06% | 8.028e-06% | 8.157e-06% | 8.091e-06% | 8.039e-06% | 7.933e-06% | 8.064e-06%
Purchase Cost ($000) | Duke Energy Florida | 12.3209 | 395.4053 | 95.3534 | 24.3024 | 235.6933 | 87.0015 | 34.3417 | 201.1914 | 2630.1493 | 7.3237 | 0.22172 | 111.2148 | 294.8725 | 73.1591 | 520.0498 | 0.30401 | 271.6545 | 0.29877 | 62.8191 | 0.94587 | 25.1408 | 0.32364 | 166.3106 | 0.31407 | 0.39697 | 18.4122 | 45.6071 | 106530.3541 | 67.6772 | 365.6113 | 224.63 | 292.2884 | 47.0296 | 54.2675 | 41.4533
Sales Revenue ($000) | Duke Energy Florida | -0.27355 | -0.30438 | -0.22615 | -0.25979 | -0.34973 | -0.31854 | -0.27676 | -0.26548 | -0.23863 | -0.21979 | -0.22563 | -0.27852 | -0.25943 | -0.30135 | -0.30284 | -0.27112 | -0.33774 | -0.30042 | -0.30224 | -0.29965 | -0.36121 | -0.30794 | -0.49605 | -0.34531 | -0.46967 | -0.3289 | -0.35436 | -2.0149 | -0.86865 | -0.86845 | -1.0598 | -1.2019 | -0.90511 | -0.97262 | -0.78298
Ancillary Purchases ($000) | Duke Energy Florida | 0.0024025 | 0.015312 | 0.0083176 | 0.0096396 | 0.024536 | 0.02958 | 0.024657 | 0.015046 | 0.018543 | 0.0083845 | 0.00183 | 0.0046596 | 0.0038565 | 0.0085214 | 0.0046577 | 0.0034909 | 0.010096 | 0.00029474 | 1.5136e-05 | 0.0024821 | 5.3713e-06 | 6.2354e-05 | 0.00015326 | 5.519e-05 | 0.00019135 | 2.8864e-06 | 0.008822 | 0.0032708 | 0.003857 | -7.7765e-06 | 3.3317e-06 | -1.119e-05 | 7.2318e-07 | 4.4591e-06 | 1.4879e-05
Ancillary Sales ($000) | Duke Energy Florida | -0.0031636 | -0.011694 | -0.0056105 | -0.0068858 | -0.03139 | -0.028326 | -0.011337 | -0.015289 | -0.020985 | -0.0098195 | -0.0030118 | -0.0058732 | -0.0021732 | -0.0031371 | -0.0055977 | -0.0052596 | -0.0054056 | -0.0008492 | -6.9537e-06 | -0.00054862 | -6.2655e-05 | -9.6572e-06 | -1.041e-05 | -8.2496e-05 | -0.00085397 | -3.6444e-05 | -0.0016964 | -0.0089652 | -0.010424 | -0.0038082 | -0.00072594 | -0.0055654 | -0.0062038 | -0.0038463 | 9.1127e-06
Total Fixed Fuel Cost ($000) | Duke Energy Florida | 359199.8506 | 359714.1436 | 359142.1021 | 357647.6021 | 341487.5801 | 339586.5068 | 338713.2656 | 338713.2656 | 338713.2656 | 339586.5068 | 338713.2656 | 338713.2656 | 338713.2656 | 339586.5068 | 338713.2656 | 338713.2656 | 338713.2656 | 339586.5068 | 338713.2656 | 338713.2656 | 352527.1025 | 363267.373 | 366022.4209 | 368614.0576 | 383861.9473 | 395626.542 | 422787.9844 | 442812.7617 | 442812.7617 | 443686.0029 | 442812.7617 | 442812.7617 | 442812.7617 | 443686.0029 | 442812.7617
Capacity Revenue ($000) | Duke Energy Florida
Total Operating Cost ($000) | Duke Energy Florida | 2923427.7116 | 2374935.07 | 2069592.9527 | 1948244.8011 | 1932813.3483 | 1972619.5356 | 1957615.0379 | 1903280.9378 | 1863687.5041 | 1890530.5737 | 2020158.8168 | 2172597.4234 | 2290381.857 | 2377928.3421 | 2506806.7911 | 2376473.6966 | 2389442.5961 | 2305366.2109 | 2339024.227 | 2217837.7723 | 2248019.0626 | 2014688.5058 | 1993684.402 | 1674497.1851 | 1697184.7702 | 1608938.0082 | 1863418.3813 | 3757670.8561 | 2469823.1493 | 2830276.1856 | 2995247.4905 | 3442898.7077 | 3692563.4209 | 4139375.2858 | 4422127.7255
Objective Value ($000) | System | 1736917.2706 | 1507389.4147 | 1363280.1934 | 1372899.737 | 1436976.6373 | 1494653.7824 | 1498964.7346 | 1489534.4182 | 1480318.112 | 1495555.8094 | 1706230.0149 | 1957703.3761 | 2133348.1871 | 2214064.4155 | 2362513.9033 | 2461713.8049 | 2441031.0538 | 2589195.325 | 2554440.3622 | 2666111.482 | 2699140.942 | 2312175.3445 | 2251190.5045 | 1724307.3724 | 2677571.1387 | 2790912.4893 | 2966613.2356 | 4810297.7184 | 3618205.5604 | 3894781.6157 | 4056693.3378 | 4360540.4888 | 4460556.5133 | 4736964.1137 | 5002635.5042
Production Tax Credits ($000) | Duke Energy Florida | -39869.1266 | -72264.073 | -79668.7578 | -79920.9298 | -79745.8714 | -88375.3806 | -95721.0601 | -114354.3402 | -134373.2102 | -149476.8787 | -106465.8335 | -72396.8393 | -63770.6196 | -64780.8855 | -64317.6074 | -238752.3242 | -363263.166 | -530719.9668 | -630058.4648 | -812492.543 | -966220.2266 | -1301957.8203 | -1541723.2031 | -1896362.7344 | -2111950.8125 | -2276690.7031 | -2384474.9688 | -2543039.5 | -2663678.1562 | -2503585.3438 | -2395299.3906 | -2067902.5781 | -1868870.9609 | -1515352.0859 | -1278073.6641
Solar 5
System Output | BA/Company | 2023 | 2024 | 2025 | 2026 | 2027 | 2028 | 2029 | 2030 | 2031 | 2032 | 2033 | 2034 | 2035 | 2036 | 2037 | 2038 | 2039 | 2040 | 2041 | 2042 | 2043 | 2044 | 2045 | 2046 | 2047 | 2048 | 2049 | 2050 | 2051 | 2052 | 2053 | 2054 | 2055 | 2056 | 2057
Curtailed Energy (GWh) | DEF | 2023: 0.45848; 2030: 0.089948
Energy Not Served (GWh) | DEF | 0.010703 | 0.36456 | 0.065303 | 0.00773 | 0.26169 | 0.24837 | 0.005033 | 0.17603 | 4.8978 | 0.089285 | 0.018158 | 0.22491 | 0.34015 | 0.026671 | 0.28421 | 0.1347 | 0.03029 |  |  |  | 0.10731 | 0.028297 | 1.2391 | 0.009382 | 0.037508 | 0.011912 | 0.03987 | 52.7649 | 0.015179 | 0.18578 | 0.065313 | 0.15411 | 0.10361 | 0.074407 | 0.22959
Peak Load - Winter (MW) | DEF | 9346.54 | 10336.3496 | 10146.1602 | 10176.4404 | 10205.8896 | 9633.4902 | 9705.6699 | 9799.7803 | 9860.7002 | 9994.46 | 10123.5303 | 10282.04 | 10455.5996 | 9903.6904 | 10087.3896 | 10284.3799 | 10485.6201 | 10687.3604 | 10659.1104 | 11086.8203 | 11303.3701 | 11517.9902 | 11888.7402 | 11699.5098 | 11909.3896 | 12373.5596 | 12739.3701 | 13195.9697 | 13195.9697 | 13195.9697 | 13195.9697 | 13195.9697 | 13195.9697 | 13195.9697 | 13195.9697
Coincident Peak Load - Winter (MW) | DEF | 9346.54 | 10336.3496 | 10146.1602 | 10176.4404 | 10205.8896 | 9633.4902 | 9705.6699 | 9799.7803 | 9860.7002 | 9994.46 | 10123.5303 | 10282.04 | 10455.5996 | 9903.6904 | 10087.3896 | 10284.3799 | 10485.6201 | 10687.3604 | 10659.1104 | 11086.8203 | 11303.3701 | 11517.9902 | 11888.7402 | 11699.5098 | 11909.3896 | 12373.5596 | 12739.3701 | 13195.9697 | 13195.9697 | 13195.9697 | 13195.9697 | 13195.9697 | 13195.9697 | 13195.9697 | 13195.9697
Firm Capacity - Winter (MW) | DEF | 13729.645 | 13651.7744 | 13459.0807 | 13243.5823 | 13426.0679 | 12339.3231 | 12345.4487 | 12653.9206 | 12727.7105 | 12846.5016 | 13167.4742 | 13668.8976 | 13278.5477 | 13478.3416 | 13116.1629 | 13123.1805 | 13778.2683 | 13489.3695 | 14493.0254 | 14413.6735 | 14386.0123 | 14749.7234 | 15489.3826 | 14915.1016 | 16413.5054 | 16483.9187 | 17534.4965 | 17362.6537 | 18411.7345 | 18410.8198 | 18409.9096 | 18409.004 | 18183.103 | 18227.2064 | 17892.3806
Reserve Margin - Winter (%) | DEF | 46.9% | 32.08% | 32.65% | 30.14% | 31.55% | 28.09% | 27.2% | 29.12% | 29.08% | 28.54% | 30.07% | 32.94% | 27% | 36.09% | 30.03% | 27.6% | 31.4% | 26.22% | 35.97% | 30.01% | 27.27% | 28.06% | 30.29% | 27.48% | 37.82% | 33.22% | 37.64% | 31.58% | 39.53% | 39.52% | 39.51% | 39.5% | 37.79% | 38.13% | 35.59%
Peak Load - Summer (MW) | DEF | 9076.1797 | 9715.3496 | 9559.9297 | 9649.7402 | 9707.6797 | 9776.2402 | 9867.0303 | 9980.0801 | 10061.5 | 10226.8896 | 10346.4297 | 10520.7197 | 10700.0898 | 10172.2803 | 10366.71 | 10584.0303 | 10805.8203 | 11028.6104 | 11230.7305 | 11483.54 | 11779.21 | 12052.29 | 11983.9199 | 12272.0596 | 13143.3203 | 13471.71 | 13888.5098 | 14668.3301 | 14668.3301 | 14668.3301 | 14668.3301 | 14668.3301 | 14668.3301 | 14668.3301 | 14668.3301
Coincident Peak Load - Summer (MW) | DEF | 9076.1797 | 9715.3496 | 9559.9297 | 9649.7402 | 9707.6797 | 9776.2402 | 9867.0303 | 9980.0801 | 10061.5 | 10226.8896 | 10346.4297 | 10520.7197 | 10700.0898 | 10172.2803 | 10366.71 | 10584.0303 | 10805.8203 | 11028.6104 | 11230.7305 | 11483.54 | 11779.21 | 12052.29 | 11983.9199 | 12272.0596 | 13143.3203 | 13471.71 | 13888.5098 | 14668.3301 | 14668.3301 | 14668.3301 | 14668.3301 | 14668.3301 | 14668.3301 | 14668.3301 | 14668.3301
Firm Capacity - Summer (MW) | DEF | 12806.6702 | 12351.4318 | 12791.1478 | 12682.109 | 11806.826 | 11815.3749 | 12030.7468 | 12050.0652 | 12114.3126 | 12448.4897 | 12943.8704 | 12642.2742 | 12871.7017 | 12575.152 | 12575.6252 | 13270.1218 | 13005.6413 | 14006.1833 | 14006.7473 | 13904.3337 | 14177.443 | 14955.2574 | 14421.4109 | 15887.1403 | 15874.3544 | 16890.1832 | 16701.4183 | 17772.2318 | 17779.7934 | 17791.9912 | 17823.2964 | 17611.5633 | 17625.6215 | 17617.7627 | 17729.5225
Reserve Margin - Summer (%) | DEF | 40.4% | 27.13% | 33.8% | 31.42% | 21.62% | 20.86% | 21.93% | 20.74% | 20.4% | 21.72% | 25.1% | 20.17% | 20.3% | 23.62% | 21.31% | 25.38% | 20.36% | 27% | 24.72% | 21.08% | 20.36% | 24.09% | 20.34% | 29.46% | 20.78% | 25.38% | 20.25% | 21.16% | 21.21% | 21.3% | 21.51% | 20.07% | 20.16% | 20.11% | 20.87%
Coincident Peak Load - Annual (MW) | DEF | 9346.54 | 10336.3496 | 10146.1602 | 10176.4404 | 10205.8896 | 9776.2402 | 9867.0303 | 9980.0801 | 10061.5 | 10226.8896 | 10346.4297 | 10520.7197 | 10700.0898 | 10172.2803 | 10366.71 | 10584.0303 | 10805.8203 | 11028.6104 | 11230.7305 | 11483.54 | 11779.21 | 12052.29 | 11983.9199 | 12272.0596 | 13143.3203 | 13471.71 | 13888.5098 | 14668.3301 | 14668.3301 | 14668.3301 | 14668.3301 | 14668.3301 | 14668.3301 | 14668.3301 | 14668.3301
Firm Capacity - Annual (MW) | DEF | 13729.645 | 13651.7744 | 13459.0807 | 13243.5823 | 13426.0679 | 11815.3749 | 12030.7468 | 12050.0652 | 12114.3126 | 12448.4897 | 12943.8704 | 12642.2742 | 12871.7017 | 12575.152 | 12575.6252 | 13270.1218 | 13005.6413 | 14006.1833 | 14006.7473 | 13904.3337 | 14177.443 | 14955.2574 | 14421.4109 | 15887.1403 | 15874.3544 | 16890.1832 | 16701.4183 | 17772.2318 | 17779.7934 | 17791.9912 | 17823.2964 | 17611.5633 | 17625.6215 | 17617.7627 | 17729.147
Reserve Margin - Annual (%) | DEF | 46.9% | 32.08% | 32.65% | 30.14% | 31.55% | 20.86% | 21.93% | 20.74% | 20.4% | 21.72% | 25.1% | 20.17% | 20.3% | 23.62% | 21.31% | 25.38% | 20.36% | 27% | 24.72% | 21.08% | 20.36% | 24.09% | 20.34% | 29.46% | 20.78% | 25.38% | 20.25% | 21.16% | 21.21% | 21.3% | 21.51% | 20.07% | 20.16% | 20.11% | 20.87%
RTC Price ($/MWh) | DEF | 55.3735 | 52.1511 | 43.2918 | 44.3508 | 52.1471 | 52.9493 | 47.0504 | 45.7415 | 49.2073 | 43.6887 | 43.991 | 49.3662 | 51.4505 | 52.9224 | 59.2545 | 57.5692 | 59.8453 | 58.0687 | 59.1217 | 61.4998 | 69.1548 | 68.2058 | 94.8972 | 69.1969 | 82.5637 | 53.8778 | 66.9123 | 273.1733 | 135.2273 | 139.6155 | 151.4254 | 164.0912 | 158.7008 | 168.1074 | 163.4663
On-Peak Price ($/MWh) | DEF | 60.0947 | 60.2874 | 48.2468 | 49.1618 | 63.9901 | 63.1131 | 53.7861 | 51.5114 | 57.1592 | 47.9209 | 46.6387 | 53.0593 | 55.1792 | 56.9474 | 61.9816 | 61.9627 | 63.9033 | 59.6966 | 61.04 | 63.7064 | 72.6972 | 69.5707 | 101.7659 | 71.7569 | 86.3732 | 55.4188 | 73.7674 | 281.2185 | 142.2609 | 134.5868 | 145.332 | 165.598 | 162.5164 | 171.5108 | 162.1189
Off-Peak Price ($/MWh) | DEF | 51.2876 | 45.0422 | 38.9721 | 40.1257 | 41.7464 | 44.1338 | 41.1782 | 40.7112 | 42.2748 | 39.9638 | 41.6828 | 46.1701 | 48.1999 | 49.4056 | 56.8596 | 53.7108 | 56.3074 | 56.6567 | 57.4494 | 59.5761 | 66.0437 | 67.0219 | 88.953 | 66.9651 | 79.2425 | 52.5215 | 60.892 | 266.1595 | 129.1403 | 144.0091 | 156.7376 | 162.7679 | 155.3499 | 165.1556 | 164.641
Total Load (GWh) | Duke Energy Florida | 42897.135 | 44352.3569 | 43744.0381 | 43797.6658 | 43852.5164 | 44161.2988 | 44411.1843 | 44761.3965 | 44357.7817 | 44704.9419 | 45127.5562 | 45670.2822 | 46273.5342 | 46915.8696 | 47537.9043 | 48216.842 | 48924.4912 | 49640.7629 | 50275.3884 | 51076.4834 | 51930.4978 | 52936.4224 | 53853.8416 | 54948.4133 | 56158.2319 | 57545.9482 | 58864.7205 | 60424.1897 | 60424.1897 | 60538.2869 | 60424.1897 | 60424.1897 | 60424.1897 | 60552.5862 | 60424.1897
Energy Not Served Cost ($000) | Duke Energy Florida | 13.3117 | 417.4611 | 71.1437 | 8.6763 | 318.4807 | 278.0292 | 5.0515 | 163.047 | 4411.9103 | 82.1868 | 17.0809 | 215.0213 | 331.0777 | 26.3685 | 285.6113 | 138.7423 | 31.9802 |  |  |  | 125.0626 | 33.8019 | 1517.1259 | 11.7744 | 48.2495 | 15.7064 | 53.8843 | 73094.1055 | 21.553 | 270.3821 | 97.4339 | 235.6496 | 162.3869 | 119.5363 | 378.0629
Total Fixed Cost ($000) | Duke Energy Florida | 458876.9336 | 310821.9473 | 146586.1973 | 59332.262 | 37265.9382 | 25696.7874 | 29602.9954 | 41043.6616 | 52060.0737 | 72149.8232 | 95483.0327 | 137924.0176 | 175953.9707 | 188742.6045 | 191705.6162 | 313298.0283 | 413493.2812 | 551933.3867 | 655115.0469 | 797034.2969 | 939913.8047 | 1194465.0391 | 1390672.8906 | 1654188.2031 | 1876353.0938 | 2153405.0625 | 2400993.3906 | 3587084.5312 | 2940619.0625 | 3013050.0781 | 3087287.5469 | 3154900.0938 | 3224607.2188 | 3301448.0625 | 3383356.75
Purchases (GWh) | Duke Energy Florida | 0.014492 | 0.36965 | 0.070664 | 0.012601 | 0.26658 | 0.25347 | 0.010171 | 0.18127 | 4.9029 | 0.094668 | 0.023269 | 0.22975 | 0.34554 | 0.032099 | 0.28966 | 0.14064 | 0.036147 | 0.0053673 | 0.005501 | 0.0048503 | 0.11228 | 0.033536 | 1.2436 | 0.013876 | 0.041735 | 0.016427 | 0.044644 | 52.769 | 0.01923 | 0.18992 | 0.069835 | 0.1586 | 0.10826 | 0.079202 | 0.23407
Sales (GWh) | Duke Energy Florida | 0.0046885 | 0.0051121 | 0.0048408 | 0.005389 | 0.0054582 | 0.0051838 | 0.0049937 | 0.0052697 | 0.005128 | 0.0050677 | 0.0051132 | 0.0055515 | 0.0051885 | 0.0049063 | 0.0049742 | 0.004999 | 0.005134 | 0.0053509 | 0.0052893 | 0.0053237 | 0.0055054 | 0.0048578 | 0.0051491 | 0.0051137 | 0.0050634 | 0.0050672 | 0.004941 | 0.0048424 | 0.0047567 | 0.0047403 | 0.0048134 | 0.0048179 | 0.0048284 | 0.0047387 | 0.0048943
Purchases % of Total Load | Duke Energy Florida | 3.378e-05% | 0.0008334% | 0.0001615% | 2.877e-05% | 0.0006079% | 0.000574% | 2.29e-05% | 0.000405% | 0.01105% | 0.0002118% | 5.156e-05% | 0.0005031% | 0.0007467% | 6.842e-05% | 0.0006093% | 0.0002917% | 7.388e-05% | 1.081e-05% | 1.094e-05% | 9.496e-06% | 0.0002162% | 6.335e-05% | 0.002309% | 2.525e-05% | 7.432e-05% | 2.855e-05% | 7.584e-05% | 0.08733% | 3.183e-05% | 0.0003137% | 0.0001156% | 0.0002625% | 0.0001792% | 0.0001308% | 0.0003874%
Sales % of Total Load | Duke Energy Florida | 1.093e-05% | 1.153e-05% | 1.107e-05% | 1.23e-05% | 1.245e-05% | 1.174e-05% | 1.124e-05% | 1.177e-05% | 1.156e-05% | 1.134e-05% | 1.133e-05% | 1.216e-05% | 1.121e-05% | 1.046e-05% | 1.046e-05% | 1.037e-05% | 1.049e-05% | 1.078e-05% | 1.052e-05% | 1.042e-05% | 1.06e-05% | 9.177e-06% | 9.561e-06% | 9.306e-06% | 9.016e-06% | 8.806e-06% | 8.394e-06% | 8.014e-06% | 7.872e-06% | 7.83e-06% | 7.966e-06% | 7.974e-06% | 7.991e-06% | 7.826e-06% | 8.1e-06%
Purchase Cost ($000) | Duke Energy Florida | 13.5293 | 417.7087 | 71.3753 | 8.8898 | 318.7184 | 278.2752 | 5.2996 | 163.2742 | 4412.1389 | 82.4259 | 17.3057 | 215.2477 | 331.3476 | 26.648 | 285.9081 | 139.0678 | 32.3211 | 0.29919 | 0.31103 | 0.30028 | 125.3832 | 34.1402 | 1517.5646 | 12.0854 | 48.6343 | 15.9696 | 54.1963 | 73095.1634 | 22.196 | 271.0566 | 98.1169 | 236.3932 | 163.15 | 120.3336 | 378.8406
Sales Revenue ($000) | Duke Energy Florida | -0.26924 | -0.30585 | -0.21456 | -0.26417 | -0.34644 | -0.32453 | -0.26036 | -0.25216 | -0.24676 | -0.21856 | -0.23202 | -0.27377 | -0.26467 | -0.26988 | -0.31326 | -0.27922 | -0.32421 | -0.30139 | -0.31468 | -0.32163 | -0.39354 | -0.33112 | -0.48917 | -0.35399 | -0.44912 | -0.28467 | -0.35183 | -1.7042 | -0.71633 | -0.72546 | -0.83831 | -0.89307 | -0.76535 | -0.84908 | -0.73242
Ancillary Purchases ($000) | Duke Energy Florida | 0.001549 | 0.015087 | 0.0033039 | 0.011043 | 0.017782 | 0.022777 | 0.021124 | 0.016907 | 0.018269 | 0.0089564 | 0.0053053 | 0.0058128 | 0.0033107 | 0.0073791 | 0.0040528 | 0.003789 | 0.012147 | 9.4079e-07 | 3.8631e-06 | 0.0013447 | 0.00022139 | 0.00022009 | 0.00022862 | 5.5895e-05 | 0.0010352 | 0.00064702 | 0.01117 | 0.005075 | 0.005739 | 3.3958e-08 | -1.9252e-06 | -2.8263e-05 | 1.3174e-05 | 1.2341e-07 | 4.0042e-08
Ancillary Sales ($000) | Duke Energy Florida | -0.0014364 | -0.011335 | -0.0047683 | -0.0059259 | -0.024518 | -0.029585 | -0.0096279 | -0.013429 | -0.025074 | -0.008191 | -0.0042913 | -0.0083217 | -0.0012271 | -0.0041179 | -0.0057196 | -0.0064094 | -0.0041033 | -0.00020815 | -7.9402e-06 | -0.00071967 | -7.5434e-05 | -2.5837e-05 | -0.00039321 | -9.8338e-05 | -0.0016162 | -2.0118e-05 | -0.0021013 | -0.0082631 | -0.010805 | -0.0071242 | -0.0035818 | -0.0044162 | -0.0050617 | -0.0056391 | -0.00013458
Total Fixed Fuel Cost ($000) | Duke Energy Florida | 359199.8506 | 359714.1436 | 359142.1021 | 357647.6021 | 341487.5801 | 339586.5068 | 338713.2656 | 338713.2656 | 338713.2656 | 339586.5068 | 338713.2656 | 338713.2656 | 338713.2656 | 339586.5068 | 338713.2656 | 338713.2656 | 338713.2656 | 339586.5068 | 338713.2656 | 338713.2656 | 352527.1025 | 363267.373 | 366022.4209 | 368614.0576 | 383861.9473 | 395626.542 | 422787.9844 | 442812.7617 | 442812.7617 | 443686.0029 | 442812.7617 | 442812.7617 | 442812.7617 | 443686.0029 | 442812.7617
Capacity Revenue ($000) | Duke Energy Florida
Total Operating Cost ($000) | Duke Energy Florida | 2923405.6427 | 2374900.7855 | 2045110.0132 | 1889321.5412 | 1866838.3187 | 1901450.7111 | 1886913.8753 | 1834030.8566 | 1795256.052 | 1818932.6721 | 1946756.2229 | 2095260.1291 | 2226261.3086 | 2332300.2673 | 2461894.8774 | 2337146.5856 | 2342960.9558 | 2261105.7991 | 2292351.4819 | 2179646.7077 | 2206476.9026 | 1970744.1418 | 1944094.4965 | 1615608.8396 | 1631586.8634 | 1568018.8101 | 1809292.139 | 3631432.9119 | 2393680.609 | 2675336.9496 | 2896785.5521 | 3360588.7836 | 3641296.6831 | 4087826.9282 | 4443166.7829
Objective Value ($000) | System | 1736931.9194 | 1507352.9505 | 1378349.9187 | 1360197.9224 | 1413354.2336 | 1458283.4177 | 1474214.6399 | 1454151.8265 | 1461956.7487 | 1455871.6676 | 1744337.9683 | 1914782.1943 | 2101887.843 | 2202007.9812 | 2349495.8234 | 2452523.0192 | 2425989.4689 | 2575222.0608 | 2537482.409 | 2655972.3458 | 2664056.2693 | 2316326.4608 | 2249960.9049 | 1755897.9834 | 2637525.4235 | 2791197.7396 | 2925513.4884 | 4602989.6507 | 3550693.965 | 3772553.6206 | 3889767.8484 | 4215370.7607 | 4402458.6884 | 4696317.9438 | 4971211.6362
Production Tax Credits ($000) | Duke Energy Florida | -39869.1266 | -72264.073 | -91174.5741 | -109158.9105 | -112703.041 | -124898.592 | -133144.3406 | -151590.509 | -172581.0098 | -188739.4402 | -145438.7712 | -112315.4391 | -89530.2573 | -68471.6921 | -64317.6074 | -238752.3262 | -362950.875 | -530723.6172 | -630864.2148 | -812308.7148 | -964901.8125 | -1299487.3047 | -1540313.6797 | -1896006.0547 | -2112347.4531 | -2276315.8281 | -2386642.5781 | -2541125.1406 | -2663129.2188 | -2507028.2031 | -2395142.375 | -2069543.4844 | -1868650.7891 | -1516293.0469 | -1277984.5781
Solar 14
System Output | BA/Company | 2023 | 2024 | 2025 | 2026 | 2027 | 2028 | 2029 | 2030 | 2031 | 2032 | 2033 | 2034 | 2035 | 2036 | 2037 | 2038 | 2039 | 2040 | 2041 | 2042 | 2043 | 2044 | 2045 | 2046 | 2047 | 2048 | 2049 | 2050 | 2051 | 2052 | 2053 | 2054 | 2055 | 2056 | 2057
Curtailed Energy (GWh) | DEF | 2023: 0.45848; 2030: 0.089948
Energy Not Served (GWh) | DEF | 0.006567 | 0.36456 | 0.074922 | 0.043394 | 0.29275 | 0.13341 | 0.091724 | 0.088418 | 2.067 | 0.000725 | 0.005018 | 0.049642 | 0.0336 | 0.29469 | 0.49189 | 0.041404 | 0.2819 | 0.015073 | 0.1385 | 0.004863 | 0.041956 | 0.022302 | [5 empty] | 11.8405 |  | 0.19729 | 0.11458 | 0.081946 | 0.22781 | 0.070875 | 0.081442
Peak Load - Winter (MW) | DEF | 9346.54 | 10336.3496 | 10146.1602 | 10176.4404 | 10205.8896 | 9633.4902 | 9705.6699 | 9799.7803 | 9860.7002 | 9994.46 | 10123.5303 | 10282.04 | 10455.5996 | 9903.6904 | 10087.3896 | 10284.3799 | 10485.6201 | 10687.3604 | 10659.1104 | 11086.8203 | 11303.3701 | 11517.9902 | 11888.7402 | 11699.5098 | 11909.3896 | 12373.5596 | 12739.3701 | 13195.9697 | 13195.9697 | 13195.9697 | 13195.9697 | 13195.9697 | 13195.9697 | 13195.9697 | 13195.9697
Coincident Peak Load - Winter (MW) | DEF | 9346.54 | 10336.3496 | 10146.1602 | 10176.4404 | 10205.8896 | 9633.4902 | 9705.6699 | 9799.7803 | 9860.7002 | 9994.46 | 10123.5303 | 10282.04 | 10455.5996 | 9903.6904 | 10087.3896 | 10284.3799 | 10485.6201 | 10687.3604 | 10659.1104 | 11086.8203 | 11303.3701 | 11517.9902 | 11888.7402 | 11699.5098 | 11909.3896 | 12373.5596 | 12739.3701 | 13195.9697 | 13195.9697 | 13195.9697 | 13195.9697 | 13195.9697 | 13195.9697 | 13195.9697 | 13195.9697
Firm Capacity - Winter (MW) | DEF | 13729.645 | 13651.7744 | 13459.0807 | 13243.5823 | 13426.0679 | 12339.3231 | 12345.4487 | 12653.9206 | 12727.7105 | 12801.5016 | 12987.4742 | 13533.8976 | 13143.5477 | 13343.3416 | 12981.1629 | 12988.1805 | 13643.2683 | 13354.3695 | 14358.0254 | 14278.6735 | 14251.0123 | 14614.7234 | 15354.3826 | 14825.1016 | 16368.5054 | 16573.9187 | 17579.4965 | 17362.6537 | 18411.7345 | 18410.8198 | 18409.9096 | 18409.004 | 18183.103 | 18182.2064 | 17847.3806
Reserve Margin - Winter (%) | DEF | 46.9% | 32.08% | 32.65% | 30.14% | 31.55% | 28.09% | 27.2% | 29.12% | 29.08% | 28.09% | 28.29% | 31.63% | 25.71% | 34.73% | 28.69% | 26.29% | 30.11% | 24.95% | 34.7% | 28.79% | 26.08% | 26.89% | 29.15% | 26.72% | 37.44% | 33.95% | 37.99% | 31.58% | 39.53% | 39.52% | 39.51% | 39.5% | 37.79% | 37.79% | 35.25%
Peak Load - Summer (MW) | DEF | 9076.1797 | 9715.3496 | 9559.9297 | 9649.7402 | 9707.6797 | 9776.2402 | 9867.0303 | 9980.0801 | 10061.5 | 10226.8896 | 10346.4297 | 10520.7197 | 10700.0898 | 10172.2803 | 10366.71 | 10584.0303 | 10805.8203 | 11028.6104 | 11230.7305 | 11483.54 | 11779.21 | 12052.29 | 11983.9199 | 12272.0596 | 13143.3203 | 13471.71 | 13888.5098 | 14668.3301 | 14668.3301 | 14668.3301 | 14668.3301 | 14668.3301 | 14668.3301 | 14668.3301 | 14668.3301
Coincident Peak Load - Summer (MW) | DEF | 9076.1797 | 9715.3496 | 9559.9297 | 9649.7402 | 9707.6797 | 9776.2402 | 9867.0303 | 9980.0801 | 10061.5 | 10226.8896 | 10346.4297 | 10520.7197 | 10700.0898 | 10172.2803 | 10366.71 | 10584.0303 | 10805.8203 | 11028.6104 | 11230.7305 | 11483.54 | 11779.21 | 12052.29 | 11983.9199 | 12272.0596 | 13143.3203 | 13471.71 | 13888.5098 | 14668.3301 | 14668.3301 | 14668.3301 | 14668.3301 | 14668.3301 | 14668.3301 | 14668.3301 | 14668.3301
Firm Capacity - Summer (MW) | DEF | 12806.6702 | 12351.4318 | 12791.1478 | 12775.734 | 11937.4329 | 11945.3289 | 12160.0508 | 12178.7229 | 12197.327 | 12395.864 | 12935.6077 | 12633.3779 | 12862.1748 | 12564.9977 | 12564.8468 | 13258.7222 | 12993.6237 | 13993.5508 | 13993.5029 | 13890.4807 | 14162.9841 | 14940.1959 | 14450.7496 | 15960.8823 | 16082.5027 | 17052.7407 | 16818.3881 | 17888.6168 | 17895.5964 | 17907.2152 | 17937.9443 | 17725.6381 | 17694.1257 | 17605.146 | 17684.5225
Reserve Margin - Summer (%) | DEF | 40.4% | 27.13% | 33.8% | 32.39% | 22.97% | 22.19% | 23.24% | 22.03% | 21.23% | 21.21% | 25.02% | 20.08% | 20.21% | 23.52% | 21.2% | 25.27% | 20.25% | 26.88% | 24.6% | 20.96% | 20.24% | 23.96% | 20.58% | 30.06% | 22.36% | 26.58% | 21.1% | 21.95% | 22% | 22.08% | 22.29% | 20.84% | 20.63% | 20.02% | 20.56%
Coincident Peak Load - Annual (MW) | DEF | 9346.54 | 10336.3496 | 10146.1602 | 10176.4404 | 10205.8896 | 9776.2402 | 9867.0303 | 9980.0801 | 10061.5 | 10226.8896 | 10346.4297 | 10520.7197 | 10700.0898 | 10172.2803 | 10366.71 | 10584.0303 | 10805.8203 | 11028.6104 | 11230.7305 | 11483.54 | 11779.21 | 12052.29 | 11983.9199 | 12272.0596 | 13143.3203 | 13471.71 | 13888.5098 | 14668.3301 | 14668.3301 | 14668.3301 | 14668.3301 | 14668.3301 | 14668.3301 | 14668.3301 | 14668.3301
Firm Capacity - Annual (MW) | DEF | 13729.645 | 13651.7744 | 13459.0807 | 13243.5823 | 13426.0679 | 11945.3289 | 12160.0508 | 12178.7229 | 12197.327 | 12395.864 | 12935.6077 | 12633.3779 | 12862.1748 | 12564.9977 | 12564.8468 | 13258.7222 | 12993.6237 | 13993.5508 | 13993.5029 | 13890.4807 | 14162.9841 | 14940.1959 | 14450.7496 | 15960.8823 | 16082.5027 | 17052.7407 | 16818.3881 | 17888.6168 | 17895.5964 | 17907.2152 | 17937.9443 | 17725.6381 | 17694.1257 | 17605.146 | 17684.147
Reserve Margin - Annual (%) | DEF | 46.9% | 32.08% | 32.65% | 30.14% | 31.55% | 22.19% | 23.24% | 22.03% | 21.23% | 21.21% | 25.02% | 20.08% | 20.21% | 23.52% | 21.2% | 25.27% | 20.25% | 26.88% | 24.6% | 20.96% | 20.24% | 23.96% | 20.58% | 30.06% | 22.36% | 26.58% | 21.1% | 21.95% | 22% | 22.08% | 22.29% | 20.84% | 20.63% | 20.02% | 20.56%
RTC Price ($/MWh) | DEF | 56.3471 | 52.1511 | 43.1136 | 43.2748 | 48.9527 | 49.0436 | 44.9847 | 44.5867 | 46.1514 | 43.2953 | 43.9611 | 48.6505 | 50.5322 | 55.1212 | 61.4344 | 55.4135 | 63.6488 | 57.5887 | 63.9441 | 59.2263 | 64.3746 | 63.9648 | 84.0131 | 65.3102 | 73.9208 | 53.6865 | 61.6569 | 227.0726 | 115.0577 | 122.9198 | 132.1777 | 126.2143 | 131.4479 | 141.4288 | 157.8491
On-Peak Price ($/MWh) | DEF | 61.7887 | 60.2874 | 47.6021 | 46.748 | 57.0891 | 56.8939 | 49.8155 | 49.9949 | 51.06 | 47.3416 | 46.9612 | 52.915 | 53.6442 | 62.0942 | 65.5096 | 58.9567 | 67.3312 | 59.0022 | 66.578 | 60.7151 | 67.608 | 66.2841 | 86.878 | 67.9169 | 75.4219 | 54.5409 | 67.5729 | 232.0908 | 116.8133 | 116.5969 | 123.4273 | 121.9159 | 133.2356 | 143.6455 | 156.323
Off-Peak Price ($/MWh) | DEF | 51.6378 | 45.0422 | 39.2005 | 40.2245 | 41.8073 | 42.2347 | 40.7731 | 39.8718 | 41.8721 | 39.7339 | 41.3457 | 44.9599 | 47.8191 | 49.0287 | 57.8556 | 52.3019 | 60.4385 | 56.3627 | 61.6479 | 57.9283 | 61.5349 | 61.9532 | 81.5337 | 63.0377 | 72.6122 | 52.9344 | 56.4614 | 222.6977 | 113.5383 | 128.4442 | 139.8064 | 129.9892 | 129.878 | 139.5062 | 159.1796
Total Load (GWh) | Duke Energy Florida | 42897.135 | 44352.3569 | 43744.0381 | 43797.6658 | 43852.5164 | 44161.2988 | 44411.1843 | 44761.3965 | 44357.7817 | 44704.9419 | 45127.5562 | 45670.2822 | 46273.5342 | 46915.8696 | 47537.9043 | 48216.842 | 48924.4912 | 49640.7629 | 50275.3884 | 51076.4834 | 51930.4978 | 52936.4224 | 53853.8416 | 54948.4133 | 56158.2319 | 57545.9482 | 58864.7205 | 60424.1897 | 60424.1897 | 60538.2869 | 60424.1897 | 60424.1897 | 60424.1897 | 60552.5862 | 60424.1897
Energy Not Served Cost ($000) | Duke Energy Florida | 8.1676 | 417.4611 | 81.623 | 48.7063 | 356.2838 | 149.3407 | 92.0615 | 81.8963 | 1861.9959 | 0.66736 | 4.7203 | 47.4587 | 32.7036 | 291.3512 | 494.3091 | 42.6478 | 297.63 | 16.3117 | 153.6253 | 5.5291 | 48.8955 | 26.6406 | [5 empty] | 16402.4276 |  | 287.1456 | 170.926 | 125.3036 | 357.048 | 113.8621 | 134.1089
Total Fixed Cost ($000) | Duke Energy Florida | 458876.9336 | 310821.9473 | 146750.0664 | 63129.0823 | 44894.8523 | 35305.9226 | 39450.9177 | 51136.3042 | 61064.4771 | 76382.7168 | 98365.7466 | 141987.0615 | 180229.1504 | 193235.1787 | 196420.9814 | 318241.7461 | 418670.957 | 557350.8672 | 660778.3359 | 802949.3359 | 946086.9297 | 1200902.6641 | 1398913.0703 | 1665376.3594 | 1893684 | 2172947.125 | 2418225.9844 | 3603573.9688 | 2957518.5 | 3030369.3594 | 3105037.3281 | 3173090.8125 | 3241191.9375 | 3309647.0625 | 3383990.6562
Purchases (GWh) | Duke Energy Florida | 0.010443 | 0.36965 | 0.080233 | 0.048248 | 0.29759 | 0.13849 | 0.096713 | 0.093571 | 2.0722 | 0.0059618 | 0.010187 | 0.05442 | 0.039001 | 0.30013 | 0.4974 | 0.047279 | 0.28786 | 0.020415 | 0.14402 | 0.0096438 | 0.046931 | 0.027468 | 0.0046023 | 0.0045337 | 0.0042897 | 0.0044675 | 0.0047399 | 11.8447 | 0.0040971 | 0.20136 | 0.11907 | 0.086431 | 0.23242 | 0.075715 | 0.085965
Sales (GWh) | Duke Energy Florida | 0.0046736 | 0.0051121 | 0.004842 | 0.0054715 | 0.0055281 | 0.0053317 | 0.0052125 | 0.0053656 | 0.005223 | 0.0052109 | 0.0052114 | 0.0056735 | 0.0053081 | 0.0049854 | 0.0050688 | 0.0051078 | 0.00521 | 0.0054064 | 0.0053556 | 0.0054547 | 0.0056276 | 0.0049817 | 0.0052222 | 0.0051897 | 0.0050312 | 0.0051211 | 0.0049292 | 0.0048667 | 0.0046646 | 0.0046813 | 0.0047787 | 0.0047677 | 0.0048776 | 0.004683 | 0.0048736
Purchases % of Total Load | Duke Energy Florida | 2.434e-05% | 0.0008334% | 0.0001834% | 0.0001102% | 0.0006786% | 0.0003136% | 0.0002178% | 0.000209% | 0.004672% | 1.334e-05% | 2.257e-05% | 0.0001192% | 8.428e-05% | 0.0006397% | 0.001046% | 9.806e-05% | 0.0005884% | 4.113e-05% | 0.0002865% | 1.888e-05% | 9.037e-05% | 5.189e-05% | 8.546e-06% | 8.251e-06% | 7.639e-06% | 7.763e-06% | 8.052e-06% | 0.0196% | 6.781e-06% | 0.0003326% | 0.000197% | 0.000143% | 0.0003846% | 0.000125% | 0.0001423%
Sales % of Total Load | Duke Energy Florida | 1.089e-05% | 1.153e-05% | 1.107e-05% | 1.249e-05% | 1.261e-05% | 1.207e-05% | 1.174e-05% | 1.199e-05% | 1.177e-05% | 1.166e-05% | 1.155e-05% | 1.242e-05% | 1.147e-05% | 1.063e-05% | 1.066e-05% | 1.059e-05% | 1.065e-05% | 1.089e-05% | 1.065e-05% | 1.068e-05% | 1.084e-05% | 9.411e-06% | 9.697e-06% | 9.445e-06% | 8.959e-06% | 8.899e-06% | 8.374e-06% | 8.054e-06% | 7.72e-06% | 7.733e-06% | 7.909e-06% | 7.89e-06% | 8.072e-06% | 7.734e-06% | 8.066e-06%
Purchase Cost ($000) | Duke Energy Florida | 8.3885 | 417.7087 | 81.8593 | 48.9151 | 356.496 | 149.5879 | 92.2828 | 82.117 | 1862.2257 | 0.8889 | 4.9483 | 47.6845 | 32.9833 | 291.6232 | 494.6172 | 42.9607 | 298.0029 | 16.6083 | 153.9574 | 5.8091 | 49.2023 | 26.9654 | 0.37769 | 0.29051 | 0.33826 | 0.24573 | 0.29565 | 16403.3529 | 0.52869 | 287.7265 | 171.5113 | 125.8604 | 357.637 | 114.5167 | 134.8509
Sales Revenue ($000) | Duke Energy Florida | -0.28166 | -0.30585 | -0.21278 | -0.24766 | -0.2993 | -0.27192 | -0.2423 | -0.25856 | -0.22788 | -0.22873 | -0.22332 | -0.27437 | -0.2649 | -0.28082 | -0.32105 | -0.27571 | -0.32824 | -0.3002 | -0.34718 | -0.31551 | -0.35655 | -0.30654 | -0.42587 | -0.34316 | -0.37447 | -0.28386 | -0.31375 | -1.4104 | -0.59221 | -0.61235 | -0.66003 | -0.65951 | -0.62264 | -0.69181 | -0.72449
Ancillary Purchases ($000) | Duke Energy Florida | 0.0023195 | 0.015087 | 0.0039815 | 0.0072868 | 0.016326 | 0.01288 | 0.011805 | 0.010636 | 0.014593 | 0.01183 | 0.0031428 | 0.0064116 | 0.0048042 | 0.0074604 | 0.0060838 | 0.0052923 | 0.012444 | 6.2167e-06 | 0.00067158 | 0.00032158 | 0.00042759 | 0.00023145 | 0.0012243 | 6.3559e-05 | 0.0003153 | 0.00015545 | 0.011484 | 0.0039624 | 0.0065281 | 2.7536e-08 | 2.7828e-08 | -2.0924e-05 | 3.2468e-06 | 5.8737e-06 | -3.8014e-06
Ancillary Sales ($000) | Duke Energy Florida | -0.0043996 | -0.011335 | -0.0043799 | -0.0055748 | -0.017696 | -0.015018 | -0.0082261 | -0.0165 | -0.016385 | -0.011022 | -0.0055183 | -0.0063329 | -0.0015067 | -0.0048563 | -0.0090502 | -0.0068787 | -0.0038775 | -0.00044566 | -1.1563e-05 | -0.00033847 | -0.00077811 | -1.9716e-05 | -0.00080883 | -6.2406e-06 | -6.7366e-05 | -0.00028747 | -0.0037877 | -0.0074952 | -0.013506 | -0.0090298 | -0.0051447 | -0.0047001 | -0.012982 | -0.00608 | 3.975e-06
Total Fixed Fuel Cost ($000) | Duke Energy Florida | 359199.8506 | 359714.1436 | 359142.1021 | 357647.6021 | 341487.5801 | 339586.5068 | 338713.2656 | 338713.2656 | 338713.2656 | 339586.5068 | 338713.2656 | 338713.2656 | 338713.2656 | 339586.5068 | 338713.2656 | 338713.2656 | 338713.2656 | 339586.5068 | 338713.2656 | 338713.2656 | 352527.1025 | 363267.373 | 366022.4209 | 368614.0576 | 383861.9473 | 395626.542 | 422787.9844 | 442812.7617 | 442812.7617 | 443686.0029 | 442812.7617 | 442812.7617 | 442812.7617 | 443686.0029 | 442812.7617
Capacity Revenue ($000) | Duke Energy Florida
Total Operating Cost ($000) | Duke Energy Florida | 2923516.2569 | 2374900.7855 | 2043719.3516 | 1841790.9176 | 1773542.6623 | 1782853.4461 | 1763655.7799 | 1716313.4367 | 1673849.6328 | 1697717.0953 | 1821345.8246 | 1962022.7641 | 2088245.1374 | 2220968.6744 | 2376410.9801 | 2267949.0377 | 2270129.8252 | 2185155.6629 | 2213776.9638 | 2099547.5194 | 2124389.2802 | 1884441.8305 | 1850569.6872 | 1531933.2952 | 1551143.7266 | 1505967.9226 | 1742450.6221 | 3419524.3468 | 2251236.5631 | 2532041.2093 | 2747918.8906 | 3201724.1414 | 3511631.8522 | 4009294.778 | 4439052.9018
Objective Value ($000) | System | 1737054.7549 | 1507352.9505 | 1397323.9012 | 1360417.8234 | 1400467.3 | 1416331.4346 | 1434623.6629 | 1416373.2647 | 1406013.2305 | 1390462.8422 | 1597742.5662 | 1844802.7718 | 2026202.6788 | 2150145.0658 | 2325803.2977 | 2445307.3703 | 2410675.393 | 2558945.0655 | 2516081.9167 | 2632533.816 | 2639878.984 | 2317757.227 | 2213416.1855 | 1770389.2006 | 2651459.7723 | 2827487.8847 | 2949600.5002 | 4348446.4359 | 3507617.3302 | 3730343.3069 | 3851088.8673 | 4145103.1619 | 4302184.4922 | 4629114.0017 | 4981227.8901
Production Tax Credits ($000) | Duke Energy Florida | -39869.1266 | -72264.073 | -91875.5435 | -132848.29 | -160699.8003 | -190989.0562 | -200863.5508 | -218971.1348 | -241719.8496 | -259786.8943 | -215962.1804 | -184550.0588 | -162537.6528 | -113337.1851 | -79000.502 | -238985.127 | -363440.498 | -530775.3633 | -631094.3047 | -813065.0898 | -965022.6953 | -1300542.3438 | -1540539.8125 | -1895996.5938 | -2111759.4844 | -2276475.9219 | -2386791.5781 | -2541160.5312 | -2663136.5312 | -2507064.0781 | -2395147.9219 | -2069557.25 | -1868092.2031 | -1516141.5 | -1278257.75

## Capital
Capital Costs ($000)
Base
Capital Output | Company | CPVRR | 2023 | 2024 | 2025 | 2026 | 2027 | 2028 | 2029 | 2030 | 2031 | 2032 | 2033 | 2034 | 2035 | 2036 | 2037 | 2038 | 2039 | 2040 | 2041 | 2042 | 2043 | 2044 | 2045 | 2046 | 2047 | 2048 | 2049 | 2050 | 2051 | 2052 | 2053 | 2054 | 2055 | 2056 | 2057
Operating Cost | Duke Energy Florida | 31654958.6144 | 2923427.7116 | 2374935.07 | 2069592.9527 | 1948244.8011 | 1932813.3483 | 1972619.5356 | 1957615.0379 | 1903280.9378 | 1863687.5041 | 1890530.5737 | 2020158.8168 | 2172597.4234 | 2290381.857 | 2377928.3421 | 2506806.7911 | 2376473.6966 | 2389442.5961 | 2305366.2109 | 2339024.227 | 2217837.7723 | 2248019.0626 | 2014688.5058 | 1993684.402 | 1674497.1851 | 1697184.7702 | 1608938.0082 | 1863418.3813 | 3757670.8561 | 2469823.1493 | 2830276.1856 | 2995247.4905 | 3442898.7077 | 3692563.4209 | 4139375.2858 | 4422127.7255
Carrying Costs | Duke Energy Florida | 12411733.2547 |  |  |  |  | 21593.9688 | 31528.3574 | 70033.5488 | 123917.6816 | 160695.7598 | 190943.0352 | 301757.7676 | 459899.5547 | 562913.8818 | 574809.6709 | 586962.0488 | 935561.2432 | 1003688.4746 | 1366919.9443 | 1390119.4092 | 1751851.9844 | 1889607.0713 | 1968727.8926 | 2040686.4814 | 2132987.9297 | 3266245.6641 | 3780794.8184 | 3849512.668 | 4339728.9121 | 4399707.5322 | 4460484.0049 | 4522166.0049 | 4501674.9746 | 4563232.5674 | 4625645.3945 | 4688928.9434
Capital Expense | Duke Energy Florida | 17470848.8789 |  | 1804.8602 | 38981.7578 | 227223.75 | 221499.8242 | 419383.4297 | 349275.9473 | 220381.2039 | 1040159.3438 | 1556063.9297 | 1484571.9639 | 1781607.625 | 2027389 | 1804394.5 | 2517763.75 | 2422680.1875 | 2696132.75 | 2294667.75 | 3833830.8203 | 4268180.8125 | 4341661.875 | 3407218.625 | 4374784.8438 | 3967922.1562 | 4109783.5938 | 4099406.1562 | 722423.625
Installed Cost | Duke Energy Florida | [5 empty] | 150598.75 | 152328.1719 | 368951.4062 | 512459.4062 | 357984.0625 | 870672.875 | 1187539.875 | 1819008.5156 | 1035561.375 |  |  | 5011401 | 566974.5 | 5139497.5 |  | 5270869 | 1414069.7969 | 8434250.2188 | 551078.25 | 8653911.625 | 1252483.1875 | 8857419.5938 | 2393039.7812 | 8746209
Book Value | Duke Energy Florida |  |  | 1863.8494 | 42241.668 | 279657.2344 | 501876.1562 | 924530.3906 | 1255937.4531 | 1406333.907 | 2368745.4805 | 3801528.9766 | 5065796.5586 | 6485295.4609 | 8132740.0664 | 9735127.7344 | 12287053.293 | 14356945.2656 | 16690086.8408 | 18337731.2754 | 21726136.8582 | 25334655.5391 | 29202708.2578 | 31577821.6094 | 35103367.8984 | 37749487.1875 | 40750825.3203 | 43260944.418 | 42491493.2852 | 40370150.375 | 38308657.9453 | 36649264.75 | 35280441.3359 | 34067819.8047 | 32979801.2031 | 32014779.4766 | 31054416.4917
Book Depreciation | Duke Energy Florida | 4357727.9558 |  |  |  |  | 10039.917 | 14392.1504 | 26690.5303 | 43062.8291 | 54995.6318 | 113040.4912 | 192209.8193 | 290459.3486 | 359496.7705 | 359496.7705 | 359496.7705 | 443020.1221 | 480818.4189 | 566476.708 | 566476.708 | 644284.6191 | 695670.0244 | 841671.7344 | 858997.752 | 1008867.1543 | 988248.6309 | 1062189.7051 | 1066858.6387 | 1143591.3418 | 1143591.3418 | 1143591.3418 | 1143591.3418 | 1105793.041 | 1105793.041 | 1105793.041 | 1105793.041
Tax Depreciation | Duke Energy Florida |  |  | 28.2461 | 669.8133 | 4913.0718 | 37355.7351 | 68202.0322 | 128883.9941 | 230493.713 | 310674.6636 | 455132.2158 | 723103.771 | 970220.8901 | 1117648.9014 | 1019340.7256 | 806441.5205 | 1466357.1719 | 2074987.9922 | 2298644.3428 | 2497940.3486 | 2786169.8027 | 3018983.3076 | 3631396.4834 | 4017035.8877 | 4204056.3525 | 4471317.7041 | 4658115.5918 | 4741543.8687 | 4683061.5547 | 4446900.8203 | 2860401.0195 | 1713943.7344 | 1208983.791 | 717347.6406 | 232056.5078 | 213682.75
Deferred Taxes | Duke Energy Florida | 2655789.1503 |  | 7.159 | 169.7642 | 1245.2181 | 6923.1948 | 13638.1143 | 25900.9316 | 47504.3573 | 64801.853 | 86703.1485 | 134555.0782 | 172285.5695 | 192153.665 | 167237.4554 | 113278.1471 | 256570.4686 | 401247.989 | 433357.8333 | 483869.4025 | 534261.7251 | 580244.7881 | 693935.5244 | 787284.5924 | 792063.6526 | 865026.9211 | 888875.2034 | 908836.8311 | 869689.791 | 809834.7979 | 407736.5005 | 117166.8601 | -1235.2615 | -125840.4373 | -248837.4849 | -253494.314
ADIT | Duke Energy Florida |  |  | 7.159 | 176.9232 | 1422.1412 | 8345.3359 | 21983.4497 | 47884.3823 | 95388.7399 | 160190.6076 | 246893.7509 | 381448.8201 | 553734.3962 | 745888.0952 | 913125.5132 | 1026403.7188 | 1282974.1357 | 1684222.1709 | 2117579.9241 | 2601449.6049 | 3135710.885 | 3715955.8247 | 4409891.3457 | 5197175.5586 | 5989239.709 | 6854266.582 | 7743142.0576 | 8651979.2222 | 9521669.0879 | 10331503.3652 | 10739240.1895 | 10856407.043 | 10855171.4316 | 10729330.8496 | 10480493.4731 | 10226999.2725
Tax Credits | Duke Energy Florida |  | 0 | 0 | 0 | 0 | 0 | 0 | 0 | 0 | 0 | 0 | 0 | 0 | 0 | 0 | 0 | 0 | 0 | 0 | 0 | 0 | 0 | 0 | 0 | 0 | 0 | 0 | 0 | 0 | 0 | 0 | 0 | 0 | 0 | 0 | 0
Property Taxes | Duke Energy Florida | 1171944.3801 |  |  |  |  | 1084.0098 | 2180.4679 | 4836.1801 | 8524.8633 | 11101.6328 | 17368.7358 | 25916.6484 | 39009.8705 | 46463.8412 | 46463.8412 | 46463.8412 | 82535.9037 | 86616.9857 | 123611.0873 | 123611.0873 | 160466.7885 | 170645.2628 | 231354.9969 | 235321.6581 | 297612.5101 | 300360.7806 | 355568.5709 | 364049.5839 | 419550.8319 | 419550.8319 | 419550.8319 | 419550.8319 | 415469.7495 | 415469.7495 | 415469.7495 | 415469.7495
Decommissioning | Duke Energy Florida | 244953.5906 | 2038: 11025.082; 2039: 11025.082; 2040: 22331.9766; 2041: 22331.9766; 2042: 33927.8867; 2043: 33927.8867; 2044: 51766.3594; 2045: 51766.3594; 2046: 70060.8125; 2047: 70060.8125; 2048: 88822.8906; 2049: 88822.8906; 2050: 108064.5469; 2051: 108064.5469; 2052: 108064.5469; 2053: 108064.5469; 2054: 108064.5469; 2055: 108064.5469; 2056: 108064.5469; 2057: 108064.5469
Other Costs | Duke Energy Florida | -724358.9775 |  |  |  |  | -59256.4375 | 273.6339 | -22827.0575 | -22013.2309 | -21344.1938 | -283959.2583 | -387022.0396 | -460874.3308 | -334497.091 | 5830.8956 | 5830.8956 | 12295.6026 | -173523.3996 | 19437.7018 | 19437.7018 | 26101.0858 | -54235.3078 | 38132.5894 | 38630.3784 | 49663.1211 | 50008.0104 | 60234.0718 | 61298.3811 | 71645.5679 | 71645.5679 | 71645.5679 | 71645.5679 | 71133.4199 | 71133.4199 | 71133.4199 | 71133.4199
Debt | Duke Energy Florida |  |  | 876.0092 | 19853.584 | 131438.9023 | 239410.0625 | 440311.9375 | 601751.8789 | 681730.3125 | 1140391.2812 | 1831699.5312 | 2454954.8984 | 3154229.3105 | 3947543.2793 | 4690729.9863 | 5872460.7744 | 6905342.7451 | 8040044.9062 | 8849057.4199 | 10446652.2737 | 12177663.0312 | 14010741.3828 | 15199976.9883 | 16874935.9492 | 18167465.2812 | 19583053.3711 | 20800109.021 | 20440651.8691 | 19472487.6289 | 18489519.4727 | 17615112.1836 | 16903481.4707 | 16296843.0117 | 15756192.9453 | 15273730.5771 | 14821264.9292
Debt Service | Duke Energy Florida | -2575019.2763 |  | -838.1072 | -18081.5625 | -105061.3555 | -95166.3945 | -177716.2773 | -129895.5898 | -47727.4727 | -409031.0547 | -608068.582 | -505102.1953 | -556256.791 | -600105.1406 | -475555.5234 | -824669.9648 | -669041.4834 | -682120.584 | -357737.6753 | -1028393.543 | -1120936.6719 | -1064081.959 | -435262.2812 | -782754.9668 | -427995.3516 | -430058.6055 | -299119.0781 | 1346485.9121 | 1773896.8965 | 1759526.6777 | 1614242.5928 | 1421576.7168 | 1284474.9443 | 1202410.3691 | 1123960.001 | 1074958.2192
Interest | Duke Energy Florida | 3534864.8744 |  | 37.9021 | 896.0129 | 6523.9609 | 12804.7607 | 23185.6045 | 31544.3481 | 32250.9841 | 49629.8813 | 83239.6102 | 118153.2717 | 143017.526 | 193208.7786 | 267631.1825 | 357060.8107 | 363840.1113 | 452581.8577 | 451275.0606 | 569199.9916 | 611836.745 | 768995.8119 | 753973.5409 | 892204.0363 | 864534.3519 | 995712.5214 | 931825.7435 | 1001237.413 | 817844.4736 | 776559.9117 | 739834.7719 | 709946.2691 | 684467.3991 | 661760.0933 | 641496.6452 | 622493.123
AFUDC | Duke Energy Florida |  |  | 66.1481 | 1565.8262 | 11437.0327 | 17682.1978 | 31301.0205 | 34722.6143 | 20582.4418 | 42049.7147 | 76463.2173 | 106460.6035 | 100636.3203 | 171706.0469 | 324726.9375 | 506936.5312 | 357826.5605 | 530100.5 | 375144.5625 | 627252.0928 | 552811.1885 | 836234.2773 | 555266.7285 | 848813.6289 | 549187.2715 | 814891.25 | 450601.125 | 572645.3125
Capitalized Interest | Duke Energy Florida |  |  | 37.9021 | 896.0129 | 6523.9609 | 9991.5037 | 17794.9272 | 19649.8013 | 11685.3119 | 24059.9945 | 43575.001 | 60134.8042 | 56903.3809 | 96445.2812 | 180963.4375 | 279329.2188 | 199733.3486 | 292163.7812 | 209178.1094 | 346662.0557 | 308422.8237 | 461075.2832 | 309615.873 | 467872.4385 | 306129.9102 | 448556.0312 | 250646.4219 | 312178.1562
Rate Base | Duke Energy Florida | [5 empty] | 142515.5625 | 273083.9844 | 602560.6875 | 1041827.5078 | 1295333.6484 | 2009352.0312 | 2939132.2109 | 4362418.6953 | 4901899.4922 | 4390463.2109 | 3937770.9375 | 8313411.6445 | 8126550.0312 | 12264285.1523 | 11273452.3838 | 15370518.6875 | 15598810.7188 | 22510523.9688 | 21496029.5938 | 28287966.25 | 27718161.7891 | 34507562.9844 | 34906748.6953 | 41430823.418 | 39339406.6914 | 37478962.7695 | 35964857.3398 | 34674134.8867 | 33523817.5664 | 32497297.4102 | 31534605.7461
Allowed Return | Duke Energy Florida | 9959797.4492 | 0 | 0 | 0 | 0 | 13032.0752 | 24971.666 | 55100.0625 | 95268.0137 | 118449.4214 | 183741.5225 | 268763.5762 | 398913.416 | 448245.2788 | 401477.9019 | 360082.2473 | 760204.7332 | 743117.5353 | 1121485.1158 | 1030880.2853 | 1405528.9932 | 1426404.7031 | 2058433.6797 | 1965665.2227 | 2586741.5562 | 2534636.6035 | 3155481.1273 | 3191983.8394 | 3788565.8164 | 3597320.2886 | 3427195.5581 | 3288740.7275 | 3170712.7307 | 3065524.2827 | 2971655.9669 | 2883624.4554
Revenue Requirement | Duke Energy Florida | 46665023.0127 | 2923427.7116 | 2374935.07 | 2069592.9527 | 1948244.8011 | 1897712.9128 | 2014437.4537 | 2021414.7532 | 2028123.413 | 2026889.9964 | 1920722.0649 | 2120026.8212 | 2440105.7278 | 2810090.6565 | 3191197.7512 | 3278680.5457 | 3685555.1402 | 3537497.2185 | 4158708.8004 | 4101761.9859 | 4488147.1457 | 4520431.6319 | 5236047.8656 | 5144065.7724 | 5687442.3393 | 5640499.6082 | 6331234.3739 | 6636431.7149 | 9289088.961 | 7809995.7263 | 8000324.0321 | 8026840.5065 | 8314072.1957 | 8458548.4609 | 8811492.01 | 9006212.9382
WACC (%) | Duke Energy Florida |  |  | 6.83 | 6.83 | 6.83 | 6.83 | 6.83 | 6.83 | 6.83 | 6.83 | 6.83 | 6.83 | 6.83 | 6.83 | 6.83 | 6.83 | 6.83 | 6.83 | 6.83 | 6.83 | 6.83 | 6.83 | 6.83 | 6.83 | 6.83 | 6.83 | 6.83 | 6.83 | 6.83 | 6.83 | 6.83 | 6.83 | 6.83 | 6.83 | 6.83 | 6.83
Revenue Req - Operating Cost | Duke Energy Florida | 15010064.3983 | 0 | 0 | 0 | 0 | -35100.4355 | 41817.9182 | 63799.7153 | 124842.4752 | 163202.4923 | 30191.4912 | 99868.0043 | 267508.3044 | 519708.7995 | 813269.4092 | 771873.7546 | 1309081.4436 | 1148054.6224 | 1853342.5895 | 1762737.7589 | 2270309.3733 | 2272412.5693 | 3221359.3598 | 3150381.3705 | 4012945.1542 | 3943314.8379 | 4722296.3658 | 4773013.3336 | 5531418.1049 | 5340172.577 | 5170047.8466 | 5031593.016 | 4871173.488 | 4765985.04 | 4672116.7242 | 4584085.2127
Solar 5
Capital Output | Company | CPVRR | 2023 | 2024 | 2025 | 2026 | 2027 | 2028 | 2029 | 2030 | 2031 | 2032 | 2033 | 2034 | 2035 | 2036 | 2037 | 2038 | 2039 | 2040 | 2041 | 2042 | 2043 | 2044 | 2045 | 2046 | 2047 | 2048 | 2049 | 2050 | 2051 | 2052 | 2053 | 2054 | 2055 | 2056 | 2057
Operating Cost | Duke Energy Florida | 30933124.3522 | 2923405.6427 | 2374900.7855 | 2045110.0132 | 1889321.5412 | 1866838.3187 | 1901450.7111 | 1886913.8753 | 1834030.8566 | 1795256.052 | 1818932.6721 | 1946756.2229 | 2095260.1291 | 2226261.3086 | 2332300.2673 | 2461894.8774 | 2337146.5856 | 2342960.9558 | 2261105.7991 | 2292351.4819 | 2179646.7077 | 2206476.9026 | 1970744.1418 | 1944094.4965 | 1615608.8396 | 1631586.8634 | 1568018.8101 | 1809292.139 | 3631432.9119 | 2393680.609 | 2675336.9496 | 2896785.5521 | 3360588.7836 | 3641296.6831 | 4087826.9282 | 4443166.7829
Carrying Costs | Duke Energy Florida | 12824905.3219 |  |  | 40948.2656 | 51248.7686 | 72842.7373 | 66333.5479 | 121282.3174 | 158970.9795 | 207140.334 | 222562.9062 | 324050.8477 | 492873.9482 | 595468.9629 | 606935.6895 | 618649.2236 | 966799.418 | 1034467.4619 | 1397229.0879 | 1419948.0215 | 1781189.0029 | 1896026.5586 | 2014091.2197 | 2086061.1953 | 2216200.3545 | 3289159.1201 | 3817550.7744 | 3856943.9365 | 4346154.5928 | 4405104.4414 | 4464828.7158 | 4525434.1484 | 4503842.0352 | 4539935.1758 | 4608267.8789 | 4671152.6289
Capital Expense | Duke Energy Florida | 17821700.2687 | 89286.2773 | 388533.6211 | 93870.834 | 183832.2695 | 248928.5156 | 354529.2588 | 335828.9688 | 316518.1975 | 892172.5703 | 1540113.5234 | 1498201.2568 | 1781607.625 | 2027389 | 1804394.5 | 2517763.75 | 2422680.1875 | 2696132.75 | 2294667.75 | 3833830.8203 | 4028623.6875 | 4341661.875 | 3532558.125 | 4374784.8438 | 3967922.1562 | 4109783.5938 | 3824910.4062 | 722423.625 |  |  |  |  | 157265.0469 | 160874.2812
Installed Cost | Duke Energy Florida |  |  |  | 455360 | 114545.5 | 150598.75 |  | 519623 | 363426.3438 | 455789.125 | 677190.0625 | 1088578.125 | 1970062.2031 | 1035561.375 |  |  | 5011401 | 566974.5 | 5139497.5 |  | 5270869 | 1165732.9062 | 8434250.2188 | 681011.4453 | 8653911.625 | 1252483.1875 | 8857419.5938 | 2118544.0312 | 8746209 |  |  |  |  | 157265.0469 | 160874.2812
Book Value | Duke Energy Florida |  | 89761.5 | 481333.4746 | 540904.2363 | 672688.7031 | 870918.5 | 1203652.2031 | 1483373.3906 | 1713277.9929 | 2503674.9961 | 3921185.1328 | 5224792.7969 | 6654725.6562 | 8303967.5938 | 9907889.4062 | 12460284.2344 | 14526720.1016 | 16855234.8838 | 18498371.4629 | 21882269.0027 | 25238893.3594 | 29126113.6992 | 31657258.0156 | 35188522.332 | 37835515.5234 | 40832249.3086 | 43057263.3086 | 42298305.9297 | 40197497.3125 | 38153539.4883 | 36508203.7578 | 35150954.1904 | 34107171.543 | 33189411.5235 | 32215621.2363 | 31242013.5312
Book Depreciation | Duke Energy Florida | 4458364.5553 |  |  | 15178.667 | 18996.8503 | 29036.7673 | 29036.7673 | 45640.05 | 57754.262 | 76207.4021 | 121353.4045 | 193925.2834 | 296490.6326 | 365528.0544 | 365528.0544 | 365528.0544 | 449051.406 | 486849.7029 | 572507.9919 | 572507.9919 | 650315.9031 | 685145.5271 | 831147.2371 | 857135.4734 | 1000484.532 | 992764.8679 | 1073303.3796 | 1059672.5896 | 1136405.3005 | 1136405.3005 | 1136405.3005 | 1136405.3005 | 1098606.9978 | 1093912.6677 | 1100819.4375 | 1100819.4375
Tax Depreciation | Duke Energy Florida |  | -1875.0118 | -11987.9807 | 90881.2853 | 176519.328 | 162635.8081 | 139387.6602 | 185594.4321 | 266731.2382 | 322134.3228 | 437833.9814 | 655473.4312 | 911288.0776 | 1092791.9482 | 995522.4951 | 786824.7666 | 1462227.293 | 2075478.918 | 2298664.7529 | 2497960.7588 | 2782441.1426 | 2974356.499 | 3559427.1318 | 3999960.6064 | 4225299.9873 | 4476180.9678 | 4667238.8955 | 4721307.1382 | 4623209.2686 | 4398884.0645 | 2826103.3359 | 1689445.3906 | 1184485.4473 | 715315.7344 | 281303.2656 | 280590.4609
Deferred Taxes | Duke Energy Florida | 2698802.4838 | -475.2218 | -3038.3538 | 19186.8296 | 39924.0723 | 33860.6779 | 27968.4337 | 35471.4368 | 52965.2146 | 62330.1799 | 80212.0027 | 116979.3953 | 155820.411 | 184325.0461 | 159672.0904 | 106777.659 | 253995.1168 | 399843.788 | 431834.3759 | 482345.953 | 531788.0685 | 571601.5637 | 678362.3283 | 783428.8713 | 799572.4357 | 865114.8801 | 888370.7443 | 905529.1342 | 856341.5285 | 799486.2521 | 400865.054 | 112779.0563 | -5623.0643 | -123344.3438 | -235095.3335 | -235275.9956
ADIT | Duke Energy Florida |  | -475.2218 | -3513.5755 | 15673.2537 | 55597.3278 | 89458.0067 | 117426.4375 | 152897.8711 | 205863.0846 | 268193.2777 | 348405.2734 | 465384.6345 | 621205.0681 | 805530.1304 | 965202.2085 | 1071979.8945 | 1325975.04 | 1725818.8037 | 2157653.1174 | 2639999.3354 | 3171786.9573 | 3743388.6606 | 4421750.9844 | 5205179.4844 | 6004752.4219 | 6869867.2305 | 7758238.165 | 8663767.6287 | 9520109.2295 | 10319594.9631 | 10720460.3501 | 10833239.3972 | 10827615.9814 | 10704271.5089 | 10469176.2905 | 10233900.4053
Tax Credits | Duke Energy Florida |  | 0 | 0 | 0 | 0 | 0 | 0 | 0 | 0 | 0 | 0 | 0 | 0 | 0 | 0 | 0 | 0 | 0 | 0 | 0 | 0 | 0 | 0 | 0 | 0 | 0 | 0 | 0 | 0 | 0 | 0 | 0 | 0 | 0 | 0 | 0
Property Taxes | Duke Energy Florida | 1204872.4179 |  |  | 3277.6812 | 4102.1796 | 5186.1894 | 5186.1894 | 8926.4356 | 11542.3787 | 14823.1491 | 19697.5633 | 27533.1483 | 41713.6551 | 49167.6258 | 49167.6258 | 49167.6258 | 85239.6883 | 89320.7703 | 126314.8719 | 126314.8719 | 163170.5731 | 171561.5181 | 232271.2523 | 237173.1732 | 298760.0252 | 302900.9852 | 358821.1016 | 365326.2933 | 420827.5418 | 420827.5418 | 420827.5418 | 420827.5418 | 416746.4596 | 414600.7721 | 414934.2468 | 414934.2468
Decommissioning | Duke Energy Florida | 244953.5906 | 2038: 11025.082; 2039: 11025.082; 2040: 22331.9766; 2041: 22331.9766; 2042: 33927.8867; 2043: 33927.8867; 2044: 51766.3594; 2045: 51766.3594; 2046: 70060.8125; 2047: 70060.8125; 2048: 88822.8906; 2049: 88822.8906; 2050: 108064.5469; 2051: 108064.5469; 2052: 108064.5469; 2053: 108064.5469; 2054: 108064.5469; 2055: 108064.5469; 2056: 108064.5469; 2057: 108064.5469
Other Costs | Duke Energy Florida | -673004.3515 |  |  | 411.3267 | 514.7956 | -58741.6419 | 650.8315 | -22313.7583 | -21634.5532 | -53019.9321 | -220080.5807 | -354296.2995 | -460535.0345 | -334157.7791 | 6170.2021 | 6170.2021 | 12634.9092 | -173184.0876 | 19777.0083 | 19777.0083 | 26440.3924 | 27493.3989 | 38247.5732 | 6836.6881 | 49807.1261 | 50326.7884 | 60642.2421 | 61458.5994 | 71805.7862 | 71805.7862 | 71805.7862 | 71805.7862 | 71293.6382 | 71024.3691 | 71066.2179 | 71066.2179
Debt | Duke Energy Florida |  | 42187.9062 | 226226.7285 | 262471.756 | 329835.2266 | 423800.6055 | 578202.4023 | 715604.1992 | 830640.1484 | 1208346.4375 | 1888300.6406 | 2525697.2676 | 3231409.5352 | 4027597.7285 | 4771567.418 | 5953768.8721 | 6985948.9424 | 8118751.6621 | 8925617.5449 | 10521093.6897 | 12133714.0195 | 13970237.4727 | 15231062.2393 | 16913614.6934 | 18207693.1582 | 19622404.709 | 20706872.0698 | 20347387.7646 | 19386515.1328 | 18412493.126 | 17545509.9766 | 16839902.5911 | 16312618.4031 | 15852504.3744 | 15370186.7246 | 14912547.9482
Debt Service | Duke Energy Florida | -2611369.3949 | -40312.8945 | -172050.8359 | -24601.1763 | -53359.584 | -75158.2734 | -123761.832 | -103604.1797 | -76471.6494 | -325275.4004 | -593490.5527 | -513709.4258 | -559453.0879 | -599617.1562 | -472943.2578 | -821725.8066 | -664954.1123 | -676915.4062 | -352375.4624 | -1023148.3398 | -1004539.3848 | -1069228.2285 | -505468.8125 | -788723.9814 | -428998.8027 | -425266.249 | -163870.876 | 1342595.9551 | 1762994.4653 | 1747345.4165 | 1603895.1733 | 1412883.063 | 1202678.8354 | 1120080.8037 | 1127196.5967 | 1083965.2314
Interest | Duke Energy Florida | 3594244.6006 | 1875.0118 | 11987.9807 | 11643.8529 | 14003.8845 | 18807.1028 | 30639.9639 | 33797.6155 | 38564.3045 | 52430.8859 | 86463.6473 | 123687.2609 | 146259.0948 | 196571.0696 | 271026.3521 | 360475.7524 | 367225.5708 | 455887.5415 | 454490.5839 | 572326.5301 | 609843.6023 | 767294.6472 | 755356.1823 | 893828.5457 | 866223.923 | 997365.2775 | 933328.338 | 997320.3214 | 814233.6281 | 773324.8055 | 736911.4787 | 707275.956 | 682025.5536 | 662629.5151 | 645547.8038 | 626327.0103
AFUDC | Duke Energy Florida |  |  |  | 65.4288 | 6873.1061 | 12198.6987 | 35209.5918 | 25003.7188 | 24105.8624 | 36761.9965 | 78961.9028 | 116311.2715 | 100636.3203 | 171706.0469 | 324726.9375 | 506936.5312 | 357826.5605 | 530100.5 | 375144.5625 | 627252.0928 | 544031.4199 | 836234.2773 | 559860.4209 | 848813.6289 | 549187.2715 | 814891.25 | 450601.125 | 572645.3125
Capitalized Interest | Duke Energy Florida |  | 1875.0118 | 11987.9807 | 2934.413 | 3937.032 | 6960.7051 | 19925.6689 | 14217.0039 | 13704.1887 | 21029.0204 | 44977.6445 | 65641.2593 | 56903.3809 | 96445.2812 | 180963.4375 | 279329.2188 | 199733.3486 | 292163.7812 | 209178.1094 | 346662.0557 | 303392.124 | 461075.2832 | 312248.0024 | 467872.4385 | 306129.9102 | 448556.0312 | 250646.4219 | 312178.1562
Rate Base | Duke Energy Florida |  |  |  | 441207.7031 | 509972.2656 | 600121.4766 | 542770.7891 | 991925.6719 | 1259377.8359 | 1590773.2891 | 2101621.2031 | 2940527.0781 | 4526631.8359 | 5072228.2266 | 4562457.6016 | 4110766.8594 | 8484914.2852 | 8294011.1406 | 12427178.918 | 11431838.3682 | 15524396.8594 | 15512632.2305 | 22447226.7227 | 21578324.7812 | 28373557.4961 | 27801888.0625 | 34583682.2539 | 34708314.4746 | 41247903.2051 | 39175520.8457 | 37330872.9482 | 35829583.126 | 34550434.4961 | 33567861.2227 | 32702523.2422 | 31728824.9834
Allowed Return | Duke Energy Florida | 10185757.9602 | 0 | 0 | 40345.4316 | 46633.4834 | 54877.0117 | 49632.6836 | 90704.833 | 115161.5049 | 145465.3613 | 192178.9092 | 268891.1382 | 413929.5835 | 463820.6538 | 417205.6045 | 375901.5627 | 775887.4773 | 758430.7018 | 1136380.6376 | 1045363.5766 | 1419600.1084 | 1418524.2708 | 2052645.5823 | 1973190.5586 | 2594568.2961 | 2542292.7976 | 3162441.7136 | 3173838.3826 | 3771839.0105 | 3582334.047 | 3413653.7531 | 3276370.8257 | 3159401.1744 | 3069551.7752 | 2990422.4702 | 2901384.4774
Revenue Requirement | Duke Energy Florida | 46354068.5247 | 2923405.6427 | 2374900.7855 | 2104323.1197 | 1959568.8502 | 1897196.6453 | 1985957.1828 | 2009871.4357 | 1996854.449 | 1978732.0324 | 1932081.9684 | 2082809.4933 | 2386858.9658 | 2770619.8636 | 3170371.7542 | 3258662.3225 | 3670985.1484 | 3515403.1251 | 4138418.2853 | 4078646.9071 | 4473101.5713 | 4543129.5042 | 5176822.1459 | 5070196.7491 | 5629289.6316 | 5589933.115 | 6312050.1378 | 6558410.8945 | 9140375.0979 | 7713117.8315 | 7826093.8781 | 7910259.5532 | 8214701.6005 | 8398450.8141 | 8773133.8475 | 9039435.7093
WACC (%) | Duke Energy Florida |  |  | 6.83 | 6.83 | 6.83 | 6.83 | 6.83 | 6.83 | 6.83 | 6.83 | 6.83 | 6.83 | 6.83 | 6.83 | 6.83 | 6.83 | 6.83 | 6.83 | 6.83 | 6.83 | 6.83 | 6.83 | 6.83 | 6.83 | 6.83 | 6.83 | 6.83 | 6.83 | 6.83 | 6.83 | 6.83 | 6.83 | 6.83 | 6.83 | 6.83 | 6.83
Revenue Req - Operating Cost | Duke Energy Florida | 15420944.1725 | 0 | 0 | 59213.1064 | 70247.309 | 30358.3266 | 84506.4718 | 122957.5603 | 162823.5923 | 183475.9804 | 113149.2963 | 136053.2704 | 291598.8367 | 544358.555 | 838071.4869 | 796767.4451 | 1333838.5628 | 1172442.1694 | 1877312.4863 | 1786295.4253 | 2293454.8636 | 2336652.6016 | 3206078.0041 | 3126102.2526 | 4013680.792 | 3958346.2516 | 4744031.3276 | 4749118.7555 | 5508942.1859 | 5319437.2224 | 5150756.9286 | 5013474.0011 | 4854112.8169 | 4757154.131 | 4685306.9192 | 4596268.9264
Solar 14
Capital Output | Company | CPVRR | 2023 | 2024 | 2025 | 2026 | 2027 | 2028 | 2029 | 2030 | 2031 | 2032 | 2033 | 2034 | 2035 | 2036 | 2037 | 2038 | 2039 | 2040 | 2041 | 2042 | 2043 | 2044 | 2045 | 2046 | 2047 | 2048 | 2049 | 2050 | 2051 | 2052 | 2053 | 2054 | 2055 | 2056 | 2057
Operating Cost | Duke Energy Florida | 29776471.3338 | 2923516.2569 | 2374900.7855 | 2043719.3516 | 1841790.9176 | 1773542.6623 | 1782853.4461 | 1763655.7799 | 1716313.4367 | 1673849.6328 | 1697717.0953 | 1821345.8246 | 1962022.7641 | 2088245.1374 | 2220968.6744 | 2376410.9801 | 2267949.0377 | 2270129.8252 | 2185155.6629 | 2213776.9638 | 2099547.5194 | 2124389.2802 | 1884441.8305 | 1850569.6872 | 1531933.2952 | 1551143.7266 | 1505967.9226 | 1742450.6221 | 3419524.3468 | 2251236.5631 | 2532041.2093 | 2747918.8906 | 3201724.1414 | 3511631.8522 | 4009294.778 | 4439052.9018
Carrying Costs | Duke Energy Florida | 13687929.5379 |  |  | 61509.3438 | 102711.3545 | 165339.7178 | 158830.5283 | 213779.2979 | 251467.96 | 288366.5889 | 280132.8516 | 389751.3906 | 557959.3818 | 659925.3496 | 670748.5449 | 681803.7666 | 1029280.5547 | 1096259.7236 | 1458316.6309 | 1480314.7832 | 1840818.3584 | 1954901.6328 | 2102174.1182 | 2174642.1367 | 2316688.2725 | 3409991.4131 | 3924540.5674 | 3949770.2764 | 4438988.4541 | 4497946.082 | 4557678.2227 | 4618291.7578 | 4596707.9307 | 4595638.2461 | 4632696.8711 | 4654166.1348
Capital Expense | Duke Energy Florida | 18535950.6188 | 134119.0234 | 639727.5742 | 459601.7637 | 550676.1445 | 248928.5156 | 354529.2588 | 335828.9688 | 222170.9631 | 612208.9141 | 1635576.5234 | 1498201.2568 | 1781607.625 | 2027389 | 1804394.5 | 2517763.75 | 2422680.1875 | 2696132.75 | 2294667.75 | 3833830.8203 | 4028623.6875 | 4341661.875 | 3657897.625 | 4374784.8438 | 3967922.1562 | 4109783.5938 | 3687662.5312 | 722423.625 | [5 empty] | 160874.2812
Installed Cost | Duke Energy Florida |  |  |  | 684007 | 458182 | 606916.75 |  | 519623 | 363426.3438 | 357984.0625 | 386965.7188 | 1187539.875 | 1970062.2031 | 1035561.375 |  |  | 5011401 | 566974.5 | 5139497.5 |  | 5270869 | 1165732.9062 | 8434250.2188 | 810944.6406 | 8653911.625 | 1252483.1875 | 8857419.5938 | 1981296.1562 | 8746209 | [5 empty] | 160874.2812
Book Value | Duke Energy Florida |  | 134832.8672 | 779423.0215 | 1189782.7598 | 1640074.0625 | 1748752.4844 | 1993705.6562 | 2207770.9375 | 2287168.3445 | 2753726.0977 | 4278979.0859 | 5594306.8828 | 7021847.25 | 8666294.6953 | 10265913.0156 | 12808425.3516 | 14862228.2266 | 17179533.2666 | 18811459.8535 | 22184147.6511 | 25529562.0156 | 29405572.6172 | 32054943.1328 | 35562043.8906 | 38176113.7109 | 41129631.2734 | 43181597.5547 | 42398640.4004 | 40279249.75 | 38216144.1426 | 36549922.0908 | 35170544.3848 | 33947368.5421 | 33026691.4849 | 32061050.4722 | 31102606.2031
Book Depreciation | Duke Energy Florida | 4726516.9221 |  |  | 22800.2339 | 38072.967 | 63323.4836 | 63323.4836 | 79926.7664 | 92040.9783 | 103973.781 | 129771.4958 | 208940.8279 | 311506.1926 | 380543.6145 | 380543.6145 | 380543.6145 | 464066.9661 | 501865.2629 | 587523.552 | 587523.552 | 665331.4631 | 700161.0872 | 846162.7971 | 880813.2522 | 1030682.6545 | 1042311.2249 | 1116252.2991 | 1093471.6584 | 1170204.3694 | 1170204.3694 | 1170204.3694 | 1170204.3694 | 1132406.0686 | 1109605.8347 | 1105058.0537 | 1089847.4541
Tax Depreciation | Duke Energy Florida |  | -2816.4995 | -19185.5716 | 127385.782 | 311045.9882 | 414972.0972 | 384736.9453 | 343649.9087 | 373676.96 | 372976.5093 | 378391.1455 | 565002.1187 | 876498.8276 | 1067479.5732 | 968273.1201 | 781588.5166 | 1467841.4023 | 2075478.918 | 2298664.7529 | 2497960.7588 | 2782441.1426 | 2974356.499 | 3561388.6943 | 4025554.9326 | 4266250.9131 | 4500751.5225 | 4681981.2295 | 4716442.6323 | 4596968.709 | 4374875.6875 | 2808954.4961 | 1677196.2188 | 1172236.2754 | 680600.125 | 236664.791 | 253080.5352
Deferred Taxes | Duke Energy Florida | 2779186.0446 | -713.8418 | -4862.5833 | 26507.2089 | 69185.0132 | 89125.343 | 81462.2428 | 66840.6287 | 71380.6389 | 68178.7429 | 63012.6503 | 90243.7394 | 143197.3879 | 174103.9371 | 148960.0439 | 101644.8312 | 251612.3281 | 396038.095 | 428028.6888 | 478540.258 | 527982.3775 | 567795.8726 | 675053.7974 | 783914.6216 | 802297.7369 | 858784.7554 | 881221.7798 | 895729.8516 | 841124.4849 | 784834.9547 | 387952.3062 | 101108.1295 | -17293.9916 | -136120.4481 | -247483.2332 | -239467.5366
ADIT | Duke Energy Florida |  | -713.8418 | -5576.425 | 20930.7832 | 90115.7992 | 179241.1453 | 260703.3867 | 327544.0117 | 398924.6461 | 467103.4038 | 530116.039 | 620359.7595 | 763557.1619 | 937661.1147 | 1086621.1304 | 1188265.9727 | 1439878.3389 | 1835916.4482 | 2263945.0452 | 2742485.6088 | 3270467.5139 | 3838263.5317 | 4513317.3262 | 5297231.5781 | 6099529.8291 | 6958314.5215 | 7839536.5645 | 8735266.7441 | 9576391.2964 | 10361225.7395 | 10749178.374 | 10850286.4952 | 10832992.152 | 10696871.5797 | 10449388.4602 | 10209921.0049
Tax Credits | Duke Energy Florida |  | 0 | 0 | 0 | 0 | 0 | 0 | 0 | 0 | 0 | 0 | 0 | 0 | 0 | 0 | 0 | 0 | 0 | 0 | 0 | 0 | 0 | 0 | 0 | 0 | 0 | 0 | 0 | 0 | 0 | 0 | 0 | 0 | 0 | 0 | 0
Property Taxes | Duke Energy Florida | 1274233.5225 |  |  | 4923.4822 | 8221.476 | 12590.0627 | 12590.0627 | 16330.3089 | 18946.252 | 21523.0215 | 24308.4007 | 32856.3126 | 47036.8194 | 54490.7901 | 54490.7901 | 54490.7901 | 90562.8526 | 94643.9346 | 131638.0362 | 131638.0362 | 168493.7374 | 176884.6824 | 237594.4166 | 243431.5953 | 305722.4473 | 311952.4424 | 367160.2327 | 372677.5162 | 428178.7642 | 428178.7642 | 428178.7642 | 428178.7642 | 424097.6818 | 419174.1996 | 417034.1788 | 413749.6019
Decommissioning | Duke Energy Florida | 244953.5906 | 2038: 11025.082; 2039: 11025.082; 2040: 22331.9766; 2041: 22331.9766; 2042: 33927.8867; 2043: 33927.8867; 2044: 51766.3594; 2045: 51766.3594; 2046: 70060.8125; 2047: 70060.8125; 2048: 88822.8906; 2049: 88822.8906; 2050: 108064.5469; 2051: 108064.5469; 2052: 108064.5469; 2053: 108064.5469; 2054: 108064.5469; 2055: 108064.5469; 2056: 108064.5469; 2057: 108064.5469
Other Costs | Duke Energy Florida | -617009.1812 |  |  | 617.8635 | 1031.7393 | -57812.5062 | 1579.9671 | -21384.6227 | -20705.4176 | -20036.3805 | -124122.3044 | -386151.1638 | -459867.0082 | -333489.7684 | 6838.2231 | 6838.2231 | 13302.9301 | -172516.077 | 20445.0292 | 20445.0292 | 27108.4133 | 28161.4198 | 38915.5941 | -24403.9633 | 50680.8631 | 51462.685 | 61688.7464 | 62381.1277 | 72728.3145 | 72728.3145 | 72728.3145 | 72728.3145 | 72216.1665 | 71598.3031 | 71329.745 | 70917.553
Debt | Duke Energy Florida |  | 63371.4492 | 366328.8125 | 571585.5529 | 796552.9219 | 857427.1602 | 970155.9648 | 1071500.1992 | 1112841.5781 | 1334030.9375 | 2054311.2695 | 2696614.6934 | 3404518.7422 | 4199018.084 | 4940849.8086 | 6119717.5361 | 7146606.5049 | 8273806.1934 | 9075403.3535 | 10665610.8459 | 12272962.5859 | 14104217.3828 | 15420608.4307 | 17094848.2031 | 18375511.2266 | 19772329.9668 | 20773722.1421 | 20400184.8857 | 19429305.5352 | 18446417.0312 | 17570025.8647 | 16854310.084 | 16242711.1021 | 15776711.4236 | 15295623.3533 | 14843463.0664
Debt Service | Duke Energy Florida | -2660818.8809 | -60554.9492 | -283771.7812 | -178669.9537 | -188895.6465 | -23854.8125 | -65626.793 | -52598.9766 | 9017.3779 | -163651.8535 | -626785.5215 | -511437.6367 | -554374.5176 | -590728.5742 | -463695.375 | -811422.1895 | -652915.3701 | -664800.0898 | -340815.7788 | -1011810 | -993422.3242 | -1058332.4277 | -552997.1152 | -772799.4561 | -407391.1016 | -397682.1201 | -76436.04 | 1358866.3779 | 1774798.3823 | 1757636.7192 | 1614332.8511 | 1423596.574 | 1287161.936 | 1121446.0054 | 1120825.7871 | 1072916.6201
Interest | Duke Energy Florida | 3719201.067 | 2816.4995 | 19185.5716 | 26586.7942 | 36071.7217 | 37019.4182 | 47102.0129 | 48745.2478 | 50358.7573 | 57537.504 | 93494.7848 | 130865.7889 | 153529.6832 | 203770.73 | 278136.2129 | 367445.5952 | 373973.192 | 462399.8324 | 460781.591 | 578396.2516 | 615692.0406 | 772921.8036 | 763394.1843 | 901440.3521 | 873272.2816 | 1003662.1377 | 938845.3138 | 999537.8005 | 816030.8248 | 774749.6093 | 737941.1459 | 707881.0707 | 682193.8588 | 659446.211 | 642416.1421 | 623425.4452
AFUDC | Duke Energy Florida |  |  |  | 65.4288 | 6873.1061 | 12198.6987 | 35209.5918 | 25003.7188 | 20648.0364 | 26501.3285 | 82460.6216 | 116311.2715 | 100636.3203 | 171706.0469 | 324726.9375 | 506936.5312 | 357826.5605 | 530100.5 | 375144.5625 | 627252.0928 | 544031.4199 | 836234.2773 | 564454.1133 | 848813.6289 | 549187.2715 | 814891.25 | 450601.125 | 572645.3125
Capitalized Interest | Duke Energy Florida |  | 2816.4995 | 19185.5716 | 13504.1389 | 15477.5828 | 6960.7051 | 19925.6689 | 14217.0039 | 11722.8969 | 15149.7831 | 46982.3672 | 65641.2593 | 56903.3809 | 96445.2812 | 180963.4375 | 279329.2188 | 199733.3486 | 292163.7812 | 209178.1094 | 346662.0557 | 303392.124 | 461075.2832 | 314880.1318 | 467872.4385 | 306129.9102 | 448556.0312 | 250646.4219 | 312178.1562
Rate Base | Duke Energy Florida |  |  |  | 662748.5 | 1043269.4688 | 1522731.1797 | 1376714.5391 | 1749151.2188 | 1957237.2578 | 2147300.9688 | 2356252.2344 | 3304181.1094 | 4894949.7422 | 5436952.6328 | 4922633.2578 | 4463849.0156 | 8826738.8164 | 8623914.2969 | 12745872.1992 | 11739321.79 | 15820670.5469 | 15797695.8047 | 22721080.5547 | 21963927.9961 | 28730617.2812 | 28120877.918 | 34863164.2734 | 34820648.7832 | 41338946.5996 | 39247699.3418 | 37383034.4121 | 35860237.3652 | 34558960.5908 | 33406599.6211 | 32543877.7676 | 31581835.8535
Allowed Return | Duke Energy Florida | 10655946.243 | 0 | 0 | 60603.8242 | 95399.8721 | 139243.3691 | 125891.1465 | 159947.9404 | 178975.9844 | 196356.0186 | 215463.1797 | 302144.7944 | 447609.7319 | 497172.2319 | 450141.1914 | 408188.5325 | 807145.0183 | 788598.0944 | 1165522.9594 | 1073480.8607 | 1446692.2935 | 1444591.4026 | 2077687.6453 | 2008451.3325 | 2627218.9705 | 2571462.2427 | 3187998.4392 | 3184110.5864 | 3780164.3086 | 3588934.2784 | 3418423.5628 | 3279173.9468 | 3160180.8277 | 3054805.5023 | 2975915.4236 | 2887943.3247
Revenue Requirement | Duke Energy Florida | 46061112.4309 | 2923516.2569 | 2374900.7855 | 2132664.7554 | 1984516.972 | 1930887.0715 | 1986238.106 | 1998476.1729 | 1985571.2338 | 1975666.0735 | 1943137.8671 | 1979136.5957 | 2308308.4998 | 2686962.0055 | 3112982.4935 | 3226472.1403 | 3654051.8868 | 3493746.1222 | 4112617.2162 | 4049196.4185 | 4441101.3134 | 4508115.7589 | 5136568.6429 | 5010628.2632 | 5616299.0432 | 5598393.1341 | 6327890.5307 | 6543914.4015 | 8978864.6504 | 7619346.8366 | 7729640.7671 | 7806268.8325 | 8098689.433 | 8274880.2388 | 8686696.726 | 9009575.3824
WACC (%) | Duke Energy Florida |  |  | 6.83 | 6.83 | 6.83 | 6.83 | 6.83 | 6.83 | 6.83 | 6.83 | 6.83 | 6.83 | 6.83 | 6.83 | 6.83 | 6.83 | 6.83 | 6.83 | 6.83 | 6.83 | 6.83 | 6.83 | 6.83 | 6.83 | 6.83 | 6.83 | 6.83 | 6.83 | 6.83 | 6.83 | 6.83 | 6.83 | 6.83 | 6.83 | 6.83 | 6.83
Revenue Req - Operating Cost | Duke Energy Florida | 16284641.0971 | 0 | 0 | 88945.4038 | 142726.0544 | 157344.4092 | 203384.6599 | 234820.393 | 269257.7971 | 301816.4406 | 245420.7718 | 157790.7711 | 346285.7358 | 598716.8681 | 892013.8191 | 850061.1601 | 1386102.8491 | 1223616.297 | 1927461.5533 | 1835419.4547 | 2341553.794 | 2383726.4787 | 3252126.8124 | 3160058.576 | 4084365.748 | 4047249.4075 | 4821922.6081 | 4801463.7794 | 5559340.3036 | 5368110.2735 | 5197599.5578 | 5058349.9419 | 4896965.2916 | 4763248.3866 | 4677401.9481 | 4570522.4806

## Project Capital
Project Capital
Base
Project | Area | Output | 2023 | 2024 | 2025 | 2026 | 2027 | 2028 | 2029 | 2030 | 2031 | 2032 | 2033 | 2034 | 2035 | 2036 | 2037 | 2038 | 2039 | 2040 | 2041 | 2042 | 2043 | 2044 | 2045 | 2046 | 2047 | 2048 | 2049 | 2050 | 2051 | 2052 | 2053 | 2054 | 2055 | 2056 | 2057
DEF On-Shore Wind | DEF | Added (Projects) | bar: 2043 to 2047
DEF On-Shore Wind | DEF | Active (Projects) | 2043: 1; 2044: 2; 2045: 3; 2046: 4; 2047: 5; 2048: 5; 2049: 5; 2050: 5; 2051: 5; 2052: 5; 2053: 5; 2054: 5; 2055: 5; 2056: 5; 2057: 5
DEF On-Shore Wind | DEF | Capacity (MW) | 2043: 150; 2044: 300; 2045: 450; 2046: 600; 2047: 750; 2048: 750; 2049: 750; 2050: 750; 2051: 750; 2052: 750; 2053: 750; 2054: 750; 2055: 750; 2056: 750; 2057: 750
DEF On-Shore Wind | DEF | Carrying Costs ($/kW) | 2043: 157.3847; 2044: 160.3506; 2045: 163.374; 2046: 166.4536; 2047: 169.5909; 2048: 172.7873; 2049: 176.0449; 2050: 179.3632; 2051: 182.7436; 2052: 186.1891; 2053: 189.6983; 2054: 193.2743; 2055: 196.9175; 2056: 200.6295; 2057: 204.4117
DEF On-Shore Wind | DEF | Installed Cost ($/kW) | 2043: 2132.1573; 2044: 2172.3481; 2045: 2213.2971; 2046: 2255.0175; 2047: 2297.5242
DEF On-Shore Wind | DEF | Carrying Costs ($000) | 2043: 23607.7109; 2044: 48105.168; 2045: 73518.3203; 2046: 99872.1562; 2047: 127193.1875; 2048: 129590.4688; 2049: 132033.6875; 2050: 134522.3906; 2051: 137057.7344; 2052: 139641.7969; 2053: 142273.7344; 2054: 144955.75; 2055: 147688.125; 2056: 150472.1406; 2057: 153308.75
DEF On-Shore Wind | DEF | Capital Expense ($000) | 2041: 118169.3203; 2042: 302082.125; 2043: 307776.375; 2044: 313577.9375; 2045: 319488.8438; 2046: 195776.5938
DEF On-Shore Wind | DEF | Installed Cost ($000) | 2043: 319823.5938; 2044: 325852.2188; 2045: 331994.5625; 2046: 338252.625; 2047: 344628.625
DEF On-Shore Wind | DEF | Book Value ($000) | 2041: 122031.5078; 2042: 441974.5312; 2043: 744213.9375; 2044: 1018950.625; 2045: 1275762.625; 2046: 1386395; 2047: 1267311.5; 2048: 1159538.625; 2049: 1078224.5; 2050: 1012783.4375; 2051: 956863.75; 2052: 910645.1875; 2053: 869322.3125; 2054: 827999.5; 2055: 786676.625; 2056: 745353.8125; 2057: 704030.9375
DEF On-Shore Wind | DEF | Book Depreciation ($000) | 2043: 10660.7861; 2044: 21522.5273; 2045: 32589.0117; 2046: 43864.1016; 2047: 55351.7227; 2048: 55351.7227; 2049: 55351.7227; 2050: 55351.7227; 2051: 55351.7227; 2052: 55351.7227; 2053: 55351.7227; 2054: 55351.7227; 2055: 55351.7227; 2056: 55351.7227; 2057: 55351.7227
DEF On-Shore Wind | DEF | Tax Depreciation ($000) | 2041: 1849.3496; 2042: 8639.5146; 2043: 71046.1562; 2044: 171975.4219; 2045: 234971.2031; 2046: 273222.5; 2047: 306808.6875; 2048: 262182.5938; 2049: 157787.7188; 2050: 95159.8125; 2051: 57592.25; 2052: 19316.543
DEF On-Shore Wind | DEF | Deferred Taxes ($000) | 2041: 468.7177; 2042: 2189.6851; 2043: 15304.6738; 2044: 38132.293; 2045: 51293.7656; 2046: 58130.8789; 2047: 63731.7695; 2048: 52421.2852; 2049: 25962.4062; 2050: 10089.3613; 2051: 567.8623; 2052: -9133.1162; 2053: -14028.8945; 2054: -14028.8945; 2055: -14028.8945; 2056: -14028.8945; 2057: -14028.8945
DEF On-Shore Wind | DEF | ADIT ($000) | 2041: 468.7177; 2042: 2658.4026; 2043: 17963.0762; 2044: 56095.3672; 2045: 107389.1328; 2046: 165520.0156; 2047: 229251.7969; 2048: 281673.0625; 2049: 307635.4688; 2050: 317724.8438; 2051: 318292.6875; 2052: 309159.5938; 2053: 295130.6875; 2054: 281101.8125; 2055: 267072.9062; 2056: 253044; 2057: 239015.125
DEF On-Shore Wind | DEF | Tax Credits ($000)
DEF On-Shore Wind | DEF | Deferred Credits ($000)
DEF On-Shore Wind | DEF | Property Taxes ($000) | 2043: 2302.0901; 2044: 4647.5742; 2045: 7037.271; 2046: 9472.0137; 2047: 11952.6504; 2048: 11952.6504; 2049: 11952.6504; 2050: 11952.6504; 2051: 11952.6504; 2052: 11952.6504; 2053: 11952.6504; 2054: 11952.6504; 2055: 11952.6504; 2056: 11952.6504; 2057: 11952.6504
DEF On-Shore Wind | DEF | Decommissioning ($000)
DEF On-Shore Wind | DEF | Other Costs ($000) | 2043: 288.8966; 2044: 583.2389; 2045: 883.1296; 2046: 1188.6731; 2047: 1499.9761; 2048: 1499.9761; 2049: 1499.9761; 2050: 1499.9761; 2051: 1499.9761; 2052: 1499.9761; 2053: 1499.9761; 2054: 1499.9761; 2055: 1499.9761; 2056: 1499.9761; 2057: 1499.9761
DEF On-Shore Wind | DEF | Debt ($000) | 2041: 57354.8086; 2042: 207728.0312; 2043: 355358.1562; 2044: 492391.5625; 2045: 618776.6875; 2046: 675141; 2047: 623621.0625; 2048: 570309.8125; 2049: 525874.3125; 2050: 491386.875; 2051: 462867.125; 2052: 438864.625; 2053: 418292.375; 2054: 398870.6562; 2055: 379448.875; 2056: 360027.1562; 2057: 340605.4375
DEF On-Shore Wind | DEF | Debt Service ($000) | 2041: -54873.2539; 2042: -138962.1562; 2043: -129967.9688; 2044: -113564.2188; 2045: -97555.2422; 2046: -25193.3125; 2047: 77711.9922; 2048: 77264.2891; 2049: 66522.2109; 2050: 55125.7109; 2051: 47960.1797; 2052: 42434.8047; 2053: 38140.5312; 2054: 36174.2891; 2055: 35358.5898; 2056: 34542.8828; 2057: 33727.1602
DEF On-Shore Wind | DEF | Interest ($000) | 2041: 2481.5557; 2042: 11411.0615; 2043: 17662.168; 2044: 23469.1621; 2045: 28829.9043; 2046: 31171; 2047: 26192.0859; 2048: 23953.0117; 2049: 22086.7227; 2050: 20638.248; 2051: 19440.418; 2052: 18432.3125; 2053: 17568.2793; 2054: 16752.5664; 2055: 15936.8535; 2056: 15121.1406; 2057: 14305.4268
DEF On-Shore Wind | DEF | AFUDC ($000) | 2041: 4330.9053; 2042: 20050.5762; 2043: 20428.5273; 2044: 20813.6035; 2045: 21205.9414; 2046: 16850.8965
DEF On-Shore Wind | DEF | Capitalized Interest ($000) | 2041: 2481.5557; 2042: 11411.0615; 2043: 11626.1582; 2044: 11845.3105; 2045: 12068.5947; 2046: 9571.6602
DEF On-Shore Wind | DEF | Rate Base ($000) | 2043: 305775.5; 2044: 588847.625; 2045: 849104; 2046: 1094191.5; 2047: 1326853.5; 2048: 1213425.125; 2049: 1118881.5; 2050: 1045503.9375; 2051: 984823.625; 2052: 933754.5; 2053: 889983.75; 2054: 848660.9375; 2055: 807338.125; 2056: 766015.25; 2057: 724692.375
DEF On-Shore Wind | DEF | Allowed Return ($000) | 2043: 27961.082; 2044: 53846.0938; 2045: 77644.7578; 2046: 100056.3438; 2047: 121331.6875; 2048: 110959.4453; 2049: 102314.0781; 2050: 95604.1953; 2051: 90055.3984; 2052: 85385.4766; 2053: 81382.9375; 2054: 77604.25; 2055: 73825.5547; 2056: 70046.8594; 2057: 66268.1719
DEF On-Shore Wind Post PTC | DEF | Added (Projects) | bar: 2048 to 2049
DEF On-Shore Wind Post PTC | DEF | Active (Projects) | 2048: 1; 2049: 2; 2050: 2; 2051: 2; 2052: 2; 2053: 2; 2054: 2; 2055: 2; 2056: 2; 2057: 2
DEF On-Shore Wind Post PTC | DEF | Capacity (MW) | 2048: 150; 2049: 300; 2050: 300; 2051: 300; 2052: 300; 2053: 300; 2054: 300; 2055: 300; 2056: 300; 2057: 300
DEF On-Shore Wind Post PTC | DEF | Carrying Costs ($/kW) | 2048: 162.1775; 2049: 165.2343; 2050: 168.3492; 2051: 171.5226; 2052: 174.7555; 2053: 178.0496; 2054: 181.406; 2055: 184.8255; 2056: 188.3096; 2057: 191.8592
DEF On-Shore Wind Post PTC | DEF | Installed Cost ($/kW) | 2048: 2194.6773; 2049: 2236.0469
DEF On-Shore Wind Post PTC | DEF | Carrying Costs ($000) | 2048: 24326.6211; 2049: 49570.2852; 2050: 50504.7539; 2051: 51456.7891; 2052: 52426.6562; 2053: 53414.8789; 2054: 54421.7852; 2055: 55447.6523; 2056: 56492.875; 2057: 57557.7461
DEF On-Shore Wind Post PTC | DEF | Capital Expense ($000) | 2047: 329201.5938; 2048: 335407.0312
DEF On-Shore Wind Post PTC | DEF | Installed Cost ($000) | 2048: 329201.5938; 2049: 335407.0312
DEF On-Shore Wind Post PTC | DEF | Book Value ($000) | 2047: 329201.5938; 2048: 639729.25; 2049: 579489.125; 2050: 519727.75; 2051: 477255.4062; 2052: 441311.75; 2053: 410174; 2054: 388738.6875; 2055: 372199.9062; 2056: 355661.125; 2057: 339122.3125
DEF On-Shore Wind Post PTC | DEF | Book Depreciation ($000) | 2048: 10973.3867; 2049: 22153.6211; 2050: 22153.6211; 2051: 22153.6211; 2052: 22153.6211; 2053: 22153.6211; 2054: 22153.6211; 2055: 22153.6211; 2056: 22153.6211; 2057: 22153.6211
DEF On-Shore Wind Post PTC | DEF | Tax Depreciation ($000) | 2048: 65840.3203; 2049: 172425.9219; 2050: 170536.9688; 2051: 102322.1875; 2052: 76562.9219; 2053: 57600.9062; 2054: 19319.4473
DEF On-Shore Wind Post PTC | DEF | Deferred Taxes ($000) | 2048: 13906.0244; 2049: 38086.5156; 2050: 37607.7617; 2051: 20318.7227; 2052: 13790.0371; 2053: 8984.1152; 2054: -718.3213; 2055: -5614.835; 2056: -5614.835; 2057: -5614.835
DEF On-Shore Wind Post PTC | DEF | ADIT ($000) | 2048: 13906.0244; 2049: 51992.5391; 2050: 89600.2969; 2051: 109919.0156; 2052: 123709.0625; 2053: 132693.1719; 2054: 131974.8438; 2055: 126360.0156; 2056: 120745.1875; 2057: 115130.3594
DEF On-Shore Wind Post PTC | DEF | Tax Credits ($000)
DEF On-Shore Wind Post PTC | DEF | Deferred Credits ($000)
DEF On-Shore Wind Post PTC | DEF | Property Taxes ($000) | 2048: 2369.593; 2049: 4783.8525; 2050: 4783.8525; 2051: 4783.8525; 2052: 4783.8525; 2053: 4783.8525; 2054: 4783.8525; 2055: 4783.8525; 2056: 4783.8525; 2057: 4783.8525
DEF On-Shore Wind Post PTC | DEF | Decommissioning ($000)
DEF On-Shore Wind Post PTC | DEF | Other Costs ($000) | 2048: 297.3678; 2049: 600.3409; 2050: 600.3409; 2051: 600.3409; 2052: 600.3409; 2053: 600.3409; 2054: 600.3409; 2055: 600.3409; 2056: 600.3409; 2057: 600.3409
DEF On-Shore Wind Post PTC | DEF | Debt ($000) | 2047: 154724.75; 2048: 306519.375; 2049: 286516.3125; 2050: 258315.9375; 2051: 234291.0156; 2052: 215863.25; 2053: 200099.125; 2054: 187744.4688; 2055: 178820.5625; 2056: 171047.3281; 2057: 163274.0938
DEF On-Shore Wind Post PTC | DEF | Debt Service ($000) | 2047: -154724.75; 2048: -145541.75; 2049: 32036.7656; 2050: 39049.6328; 2051: 33865.1406; 2052: 27494.0234; 2053: 24168.2812; 2054: 20239.9297; 2055: 16434.375; 2056: 14957.2188; 2057: 14630.7344
DEF On-Shore Wind Post PTC | DEF | Interest ($000) | 2048: 6252.8794; 2049: 12033.6836; 2050: 10849.2695; 2051: 9840.2227; 2052: 9066.2559; 2053: 8404.1631; 2054: 7885.2676; 2055: 7510.4629; 2056: 7183.9873; 2057: 6857.5122
DEF On-Shore Wind Post PTC | DEF | AFUDC ($000)
DEF On-Shore Wind Post PTC | DEF | Capitalized Interest ($000)
DEF On-Shore Wind Post PTC | DEF | Rate Base ($000) | 2048: 316761.875; 2049: 609609.125; 2050: 549608.375; 2051: 498491.5; 2052: 459283.5; 2053: 425742.8125; 2054: 399456.3125; 2055: 380469.25; 2056: 363930.5; 2057: 347391.6875
DEF On-Shore Wind Post PTC | DEF | Allowed Return ($000) | 2048: 28965.7109; 2049: 55744.5938; 2050: 50257.9336; 2051: 45583.6484; 2052: 41998.3438; 2053: 38931.2734; 2054: 36527.5547; 2055: 34791.3164; 2056: 33278.9609; 2057: 31766.5996
DEF On-Shore Wind PTC | DEF | Added (Projects) | bar: 2043 to 2047
DEF On-Shore Wind PTC | DEF | Active (Projects) | 2043: 1; 2044: 2; 2045: 3; 2046: 4; 2047: 5; 2048: 5; 2049: 5; 2050: 5; 2051: 5; 2052: 5; 2053: 5; 2054: 5; 2055: 5; 2056: 5; 2057: 5
DEF On-Shore Wind PTC | DEF | Capacity (MW) | 2043: 150; 2044: 300; 2045: 450; 2046: 600; 2047: 750; 2048: 750; 2049: 750; 2050: 750; 2051: 750; 2052: 750; 2053: 750; 2054: 750; 2055: 750; 2056: 750; 2057: 750
DEF On-Shore Wind PTC | DEF | Carrying Costs ($/kW)
DEF On-Shore Wind PTC | DEF | Installed Cost ($/kW)
DEF On-Shore Wind PTC | DEF | Carrying Costs ($000)
DEF On-Shore Wind PTC | DEF | Capital Expense ($000)
DEF On-Shore Wind PTC | DEF | Installed Cost ($000)
DEF On-Shore Wind PTC | DEF | Book Value ($000)
DEF On-Shore Wind PTC | DEF | Book Depreciation ($000)
DEF On-Shore Wind PTC | DEF | Tax Depreciation ($000)
DEF On-Shore Wind PTC | DEF | Deferred Taxes ($000)
DEF On-Shore Wind PTC | DEF | ADIT ($000)
DEF On-Shore Wind PTC | DEF | Tax Credits ($000)
DEF On-Shore Wind PTC | DEF | Deferred Credits ($000)
DEF On-Shore Wind PTC | DEF | Property Taxes ($000)
DEF On-Shore Wind PTC | DEF | Decommissioning ($000)
DEF On-Shore Wind PTC | DEF | Other Costs ($000)
DEF On-Shore Wind PTC | DEF | Debt ($000)
DEF On-Shore Wind PTC | DEF | Debt Service ($000)
DEF On-Shore Wind PTC | DEF | Interest ($000)
DEF On-Shore Wind PTC | DEF | AFUDC ($000)
DEF On-Shore Wind PTC | DEF | Capitalized Interest ($000)
DEF On-Shore Wind PTC | DEF | Rate Base ($000)
DEF On-Shore Wind PTC | DEF | Allowed Return ($000)
New Battery 2 Hours | DEF | Added (Projects) | 2027: 2
New Battery 2 Hours | DEF | Active (Projects) | 2027: 2; 2028: 2; 2029: 2; 2030: 2; 2031: 2; 2032: 2; 2033: 2; 2034: 2; 2035: 2; 2036: 2; 2037: 2; 2038: 2; 2039: 2; 2040: 2; 2041: 2
New Battery 2 Hours | DEF | Capacity (MW) | 2027: 100; 2028: 100; 2029: 100; 2030: 100; 2031: 100; 2032: 100; 2033: 100; 2034: 100; 2035: 100; 2036: 100; 2037: 100; 2038: 100; 2039: 100; 2040: 100; 2041: 100
New Battery 2 Hours | DEF | Carrying Costs ($/kW) | 2027: 215.9397; 2028: 150.8478; 2029: 151.79; 2030: 152.7765; 2031: 153.8073; 2032: 123.3404; 2033: 126.1713; 2034: 129.0667; 2035: 132.029; 2036: 135.0589; 2037: 138.1586; 2038: 141.3292; 2039: 144.5728; 2040: 147.8906; 2041: 151.285
New Battery 2 Hours | DEF | Installed Cost ($/kW) | 2027: 1505.9875
New Battery 2 Hours | DEF | Carrying Costs ($000) | 2027: 21593.9688; 2028: 15084.7793; 2029: 15179; 2030: 15277.6465; 2031: 15380.7324; 2032: 12334.0449; 2033: 12617.125; 2034: 12906.6689; 2035: 13202.9033; 2036: 13505.8936; 2037: 13815.8643; 2038: 14132.916; 2039: 14457.2783; 2040: 14789.0645; 2041: 15128.501
New Battery 2 Hours | DEF | Capital Expense ($000) | 2026: 145274.4375
New Battery 2 Hours | DEF | Installed Cost ($000) | 2027: 150598.75
New Battery 2 Hours | DEF | Book Value ($000) | 2026: 150022.5156; 2027: 135008.6094; 2028: 115483.5469; 2029: 100770.3906; 2030: 88944.375; 2031: 77118.3594; 2032: 67457.7031; 2033: 59962.4023; 2034: 52467.1016; 2035: 44971.8008; 2036: 37476.5; 2037: 29981.1992; 2038: 22485.8984; 2039: 14990.5986; 2040: 7495.2988; 2041: -0.0012207
New Battery 2 Hours | DEF | Book Depreciation ($000) | 2027: 10039.917; 2028: 10039.917; 2029: 10039.917; 2030: 10039.917; 2031: 10039.917; 2032: 10039.917; 2033: 10039.917; 2034: 10039.917; 2035: 10039.917; 2036: 10039.917; 2037: 10039.917; 2038: 10039.917; 2039: 10039.917; 2040: 10039.917; 2041: 10039.917
New Battery 2 Hours | DEF | Tax Depreciation ($000) | 2026: 2273.5449; 2027: 29665.041; 2028: 47464.0703; 2029: 28478.4414; 2030: 17087.0645; 2031: 17087.0645; 2032: 8543.5322
New Battery 2 Hours | DEF | Deferred Taxes ($000) | 2026: 576.23; 2027: 4973.9883; 2028: 9485.1514; 2029: 4673.2437; 2030: 1786.0996; 2031: 1786.0996; 2032: -379.2587; 2033: -2544.6169; 2034: -2544.6169; 2035: -2544.6169; 2036: -2544.6169; 2037: -2544.6169; 2038: -2544.6169; 2039: -2544.6169; 2040: -2544.6169; 2041: -2544.6169
New Battery 2 Hours | DEF | ADIT ($000) | 2026: 576.23; 2027: 5550.2183; 2028: 15035.3691; 2029: 19708.6133; 2030: 21494.7129; 2031: 23280.8125; 2032: 22901.5547; 2033: 20356.9375; 2034: 17812.3203; 2035: 15267.7031; 2036: 12723.0859; 2037: 10178.4688; 2038: 7633.8516; 2039: 5089.2344; 2040: 2544.6174; 2041: 0.00048828
New Battery 2 Hours | DEF | Tax Credits ($000)
New Battery 2 Hours | DEF | Deferred Credits ($000)
New Battery 2 Hours | DEF | Property Taxes ($000) | 2027: 1084.0098; 2028: 1084.0098; 2029: 1084.0098; 2030: 1084.0098; 2031: 1084.0098; 2032: 1084.0098; 2033: 1084.0098; 2034: 1084.0098; 2035: 1084.0098; 2036: 1084.0098; 2037: 1084.0098; 2038: 1084.0098; 2039: 1084.0098; 2040: 1084.0098; 2041: 1084.0098
New Battery 2 Hours | DEF | Decommissioning ($000)
New Battery 2 Hours | DEF | Other Costs ($000) | 2027: -59256.4375; 2028: 136.0358; 2029: 136.0358; 2030: 136.0358; 2031: 136.0358; 2032: 136.0358; 2033: 136.0358; 2034: 136.0358; 2035: 136.0358; 2036: 136.0358; 2037: 136.0358; 2038: 136.0358; 2039: 136.0358; 2040: 136.0358; 2041: 136.0358
New Battery 2 Hours | DEF | Debt ($000) | 2026: 70510.5859; 2027: 66982.3125; 2028: 58865.6562; 2029: 50819.6758; 2030: 44582.9688; 2031: 39024.7422; 2032: 33975.375; 2033: 29943.7266; 2034: 26420.9355; 2035: 22898.1465; 2036: 19375.3574; 2037: 15852.5674; 2038: 12329.7764; 2039: 8806.9844; 2040: 5284.1934; 2041: 1761.4026
New Battery 2 Hours | DEF | Debt Service ($000) | 2026: -67459.8203; 2027: 6341.5312; 2028: 10589.0117; 2029: 10180.4062; 2030: 8109.1914; 2031: 7197.2656; 2032: 6476.332; 2033: 5289.2852; 2034: 4632.4707; 2035: 4484.5117; 2036: 4336.5547; 2037: 4188.5977; 2038: 4040.6416; 2039: 3892.6855; 2040: 3744.7271; 2041: 3596.7695
New Battery 2 Hours | DEF | Interest ($000) | 2026: 3050.7632; 2027: 2813.2571; 2028: 2472.3574; 2029: 2134.4263; 2030: 1872.4846; 2031: 1639.0392; 2032: 1426.9657; 2033: 1257.6365; 2034: 1109.6793; 2035: 961.7222; 2036: 813.765; 2037: 665.8078; 2038: 517.8506; 2039: 369.8933; 2040: 221.9361; 2041: 73.9789
New Battery 2 Hours | DEF | AFUDC ($000) | 2026: 5324.3081
New Battery 2 Hours | DEF | Capitalized Interest ($000) | 2026: 3050.7632
New Battery 2 Hours | DEF | Rate Base ($000) | 2027: 142515.5625; 2028: 125246.0781; 2029: 108126.9688; 2030: 94857.3828; 2031: 83031.3672; 2032: 72288.0312; 2033: 63710.0547; 2034: 56214.7578; 2035: 48719.4609; 2036: 41224.1641; 2037: 33728.8672; 2038: 26233.5664; 2039: 18738.2656; 2040: 11242.9648; 2041: 3747.665
New Battery 2 Hours | DEF | Allowed Return ($000) | 2027: 13032.0752; 2028: 11452.8984; 2029: 9887.4736; 2030: 8674.0605; 2031: 7592.6519; 2032: 6610.2471; 2033: 5825.8496; 2034: 5140.4561; 2035: 4455.062; 2036: 3769.6685; 2037: 3084.2747; 2038: 2398.8806; 2039: 1713.4865; 2040: 1028.0924; 2041: 342.6984
New Battery 4 Hours - In Energy Community | DEF | Added (Projects) | 2034: 6
New Battery 4 Hours - In Energy Community | DEF | Active (Projects) | 2034: 6; 2035: 6; 2036: 6; 2037: 6; 2038: 6; 2039: 6; 2040: 6; 2041: 6; 2042: 6; 2043: 6; 2044: 6; 2045: 6; 2046: 6; 2047: 6; 2048: 6
New Battery 4 Hours - In Energy Community | DEF | Capacity (MW) | 2034: 300; 2035: 300; 2036: 300; 2037: 300; 2038: 300; 2039: 300; 2040: 300; 2041: 300; 2042: 300; 2043: 300; 2044: 300; 2045: 300; 2046: 300; 2047: 300; 2048: 300
New Battery 4 Hours - In Energy Community | DEF | Carrying Costs ($/kW) | 2034: 173.335; 2035: 177.3126; 2036: 181.3819; 2037: 185.5448; 2038: 189.8029; 2039: 194.159; 2040: 198.6152; 2041: 203.1729; 2042: 207.8362; 2043: 212.606; 2044: -48.999; 2045: -38.0468; 2046: -305.4231; 2047: 283.3534; 2048: 289.856
New Battery 4 Hours - In Energy Community | DEF | Installed Cost ($/kW) | 2034: 2024.6567
New Battery 4 Hours - In Energy Community | DEF | Carrying Costs ($000) | 2034: 52000.4883; 2035: 53193.7695; 2036: 54414.5664; 2037: 55663.4297; 2038: 56940.8711; 2039: 58247.6992; 2040: 59584.5586; 2041: 60951.875; 2042: 62350.8555; 2043: 63781.793; 2044: -14699.7139; 2045: -11414.0479; 2046: -91626.9297; 2047: 85006.0078; 2048: 86956.7891
New Battery 4 Hours - In Energy Community | DEF | Capital Expense ($000) | 2033: 585922.9375
New Battery 4 Hours - In Energy Community | DEF | Installed Cost ($000) | 2034: 607397
New Battery 4 Hours - In Energy Community | DEF | Book Value ($000) | 2033: 605072.9375; 2034: 544518.625; 2035: 465769.8438; 2036: 406428.5312; 2037: 358731.6875; 2038: 311034.8438; 2039: 272071.3438; 2040: 241841.2031; 2041: 211611.0469; 2042: 181380.8906; 2043: 151150.7344; 2044: 120920.5859; 2045: 90690.4375; 2046: 60460.2891; 2047: 30230.1406; 2048: -0.0078125
New Battery 4 Hours - In Energy Community | DEF | Book Depreciation ($000) | 2034: 40493.1328; 2035: 40493.1328; 2036: 40493.1328; 2037: 40493.1328; 2038: 40493.1328; 2039: 40493.1328; 2040: 40493.1328; 2041: 40493.1328; 2042: 40493.1328; 2043: 40493.1328; 2044: 40493.1328; 2045: 40493.1328; 2046: 40493.1328; 2047: 40493.1328; 2048: 40493.1328
New Battery 4 Hours - In Energy Community | DEF | Tax Depreciation ($000) | 2033: 9169.6924; 2034: 119645.4609; 2035: 191432.75; 2036: 114859.6562; 2037: 68915.7969; 2038: 68915.7969; 2039: 34457.8984
New Battery 4 Hours - In Energy Community | DEF | Deferred Taxes ($000) | 2033: 2324.0586; 2034: 20061.1582; 2035: 38255.6484; 2036: 18848.1953; 2037: 7203.7246; 2038: 7203.7246; 2039: -1529.6302; 2040: -10262.9844; 2041: -10262.9844; 2042: -10262.9844; 2043: -10262.9844; 2044: -10262.9844; 2045: -10262.9844; 2046: -10262.9844; 2047: -10262.9844; 2048: -10262.9844
New Battery 4 Hours - In Energy Community | DEF | ADIT ($000) | 2033: 2324.0586; 2034: 22385.2168; 2035: 60640.8672; 2036: 79489.0625; 2037: 86692.7891; 2038: 93896.5156; 2039: 92366.8828; 2040: 82103.8984; 2041: 71840.9141; 2042: 61577.9297; 2043: 51314.9453; 2044: 41051.9609; 2045: 30788.9766; 2046: 20525.9922; 2047: 10263.0078; 2048: 0.023438
New Battery 4 Hours - In Energy Community | DEF | Tax Credits ($000)
New Battery 4 Hours - In Energy Community | DEF | Deferred Credits ($000)
New Battery 4 Hours - In Energy Community | DEF | Property Taxes ($000) | 2034: 4372.0435; 2035: 4372.0435; 2036: 4372.0435; 2037: 4372.0435; 2038: 4372.0435; 2039: 4372.0435; 2040: 4372.0435; 2041: 4372.0435; 2042: 4372.0435; 2043: 4372.0435; 2044: 4372.0435; 2045: 4372.0435; 2046: 4372.0435; 2047: 4372.0435; 2048: 4372.0435
New Battery 4 Hours - In Energy Community | DEF | Decommissioning ($000)
New Battery 4 Hours - In Energy Community | DEF | Other Costs ($000) | 2034: -265605.5312; 2035: 548.6617; 2036: 548.6617; 2037: 548.6617; 2038: 548.6617; 2039: 548.6617; 2040: 548.6617; 2041: 548.6617; 2042: 548.6617; 2043: 548.6617; 2044: 548.6617; 2045: 548.6617; 2046: 548.6617; 2047: 548.6617; 2048: 548.6617
New Battery 4 Hours - In Energy Community | DEF | Debt ($000) | 2033: 284384.2812; 2034: 270154.0312; 2035: 237417.8281; 2036: 204966.6562; 2037: 179812.6875; 2038: 157395.1562; 2039: 137029.9688; 2040: 120769.4609; 2041: 106561.2891; 2042: 92353.1094; 2043: 78144.9375; 2044: 63936.7656; 2045: 49728.5938; 2046: 35520.418; 2047: 21312.25; 2048: 7104.0796
New Battery 4 Hours - In Energy Community | DEF | Debt Service ($000) | 2033: -272079.9062; 2034: 25576.7188; 2035: 42707.75; 2036: 41059.7656; 2037: 32706.0938; 2038: 29028.125; 2039: 26120.4531; 2040: 21332.8281; 2041: 18683.7422; 2042: 18087.0078; 2043: 17490.2578; 2044: 16893.5156; 2045: 16296.7734; 2046: 15700.0312; 2047: 15103.2832; 2048: 14506.541
New Battery 4 Hours - In Energy Community | DEF | Interest ($000) | 2033: 12304.3818; 2034: 11346.4688; 2035: 9971.5488; 2036: 8608.5996; 2037: 7552.1328; 2038: 6610.5967; 2039: 5755.2588; 2040: 5072.3174; 2041: 4475.5742; 2042: 3878.8306; 2043: 3282.0874; 2044: 2685.3442; 2045: 2088.6008; 2046: 1491.8575; 2047: 895.1145; 2048: 298.3713
New Battery 4 Hours - In Energy Community | DEF | AFUDC ($000) | 2033: 21474.0742
New Battery 4 Hours - In Energy Community | DEF | Capitalized Interest ($000) | 2033: 12304.3818
New Battery 4 Hours - In Energy Community | DEF | Rate Base ($000) | 2034: 574795.8125; 2035: 505144.3125; 2036: 436099.2812; 2037: 382580.1875; 2038: 334883.3125; 2039: 291553.125; 2040: 256956.2969; 2041: 226726.1406; 2042: 196495.9844; 2043: 166265.8281; 2044: 136035.6719; 2045: 105805.5156; 2046: 75575.3594; 2047: 45345.2109; 2048: 15115.0625
New Battery 4 Hours - In Energy Community | DEF | Allowed Return ($000) | 2034: 52561.1523; 2035: 46192; 2036: 39878.3008; 2037: 34984.3477; 2038: 30622.793; 2039: 26660.543; 2040: 23496.8984; 2041: 20732.5586; 2042: 17968.2168; 2043: 15203.875; 2044: 12439.5332; 2045: 9675.1924; 2046: 6910.8506; 2047: 4146.5098; 2048: 1382.1693
New Battery 4 Hours - No Energy Community | DEF | Added (Projects) | 2032: 9; 2033: 12; 2034: 6; 2035: 10; 2039: 5; 2043: 2
New Battery 4 Hours - No Energy Community | DEF | Active (Projects) | [9 empty] | 9 | 21 | 27 | 37 | 37 | 37 | 37 | 42 | 42 | 42 | 42 | 44 | 44 | 44 | 44 | 35 | 23 | 17 | 7 | 7 | 7 | 7 | 2 | 2 | 2 | 2
New Battery 4 Hours - No Energy Community | DEF | Capacity (MW) | [9 empty] | 450 | 1050 | 1350 | 1850 | 1850 | 1850 | 1850 | 2100 | 2100 | 2100 | 2100 | 2200 | 2200 | 2200 | 2200 | 1750 | 1150 | 850 | 350 | 350 | 350 | 350 | 100 | 100 | 100 | 100
New Battery 4 Hours - No Energy Community | DEF | Carrying Costs ($/kW) | [9 empty] | 174.6352 | 178.643 | 182.7437 | 186.9371 | 191.2275 | 195.6162 | 200.1057 | 204.6979 | 209.3961 | 214.2015 | 219.1176 | 224.1463 | 29.4272 | 39.1604 | -159.8184 | 283.3534 | 289.856 | 296.5081 | 303.3123 | 310.2746 | 317.3941 | 324.6792 | 332.1302 | 339.753 | 347.5503 | 355.5263
New Battery 4 Hours - No Energy Community | DEF | Installed Cost ($/kW) | 2032: 1934.8286; 2033: 1979.2331; 2034: 2024.6567; 2035: 2071.1227; 2039: 2267.898; 2043: 2483.3689
New Battery 4 Hours - No Energy Community | DEF | Carrying Costs ($000) | [9 empty] | 78585.8281 | 187575.1406 | 246704.0156 | 345833.5938 | 353770.9062 | 361889.9062 | 370195.5625 | 429865.625 | 439731.9062 | 449823.1875 | 460146.9062 | 493121.8125 | 64739.8555 | 86152.7969 | -351600.4688 | 495868.375 | 333334.375 | 252031.8438 | 106159.3047 | 108596.1094 | 111087.9297 | 113637.7031 | 33213.0234 | 33975.3047 | 34755.0312 | 35552.6289
New Battery 4 Hours - No Energy Community | DEF | Capital Expense ($000) | 2031: 839890.875; 2032: 1145555.25; 2033: 585922.9375; 2034: 998949.875; 2038: 546929.5625; 2042: 239557.125
New Battery 4 Hours - No Energy Community | DEF | Installed Cost ($000) | 2032: 870672.875; 2033: 1187539.875; 2034: 607397; 2035: 1035561.375; 2039: 566974.5; 2043: 248336.8906
New Battery 4 Hours - No Energy Community | DEF | Book Value ($000) | [8 empty] | 867341.4375 | 1963535.875 | 2337335 | 3069352.75 | 2702973 | 2347747 | 2049772.25 | 2366049.5 | 2086805 | 1814200 | 1574600.625 | 1593257.25 | 1339769.5 | 1086995 | 850307.4375 | 618380.75 | 429787.625 | 303868.9062 | 211750.9688 | 171172.9688 | 130594.9062 | 90016.8594 | 49438.8125 | 37079.1328 | 24719.4062 | 12359.6797 | -0.047363
New Battery 4 Hours - No Energy Community | DEF | Book Depreciation ($000) | [9 empty] | 58044.8594 | 137214.1875 | 177707.3125 | 246744.7344 | 246744.7344 | 246744.7344 | 246744.7344 | 284543.0312 | 284543.0312 | 284543.0312 | 284543.0312 | 301098.8125 | 301098.8125 | 301098.8125 | 301098.8125 | 243053.9688 | 163884.6562 | 123391.5156 | 54354.0938 | 54354.0938 | 54354.0938 | 54354.0938 | 16555.793 | 16555.793 | 16555.793 | 16555.793
New Battery 4 Hours - No Energy Community | DEF | Tax Depreciation ($000) | 2031: 13144.291; 2032: 189433.6562; 2033: 517501.2188; 2034: 674200.3125; 2035: 718771.125; 2036: 674763.1875; 2037: 448874.9062; 2038: 262340.5625; 2039: 263636.625; 2040: 237440.6719; 2041: 107215.7031; 2042: 68078.4922; 2043: 113246.9844; 2044: 110432.8203; 2045: 46960.8672; 2046: 28176.5215; 2047: 28176.5215; 2048: 14088.2607
New Battery 4 Hours - No Energy Community | DEF | Deferred Taxes ($000) | [8 empty] | 3331.4207 | 33300.4922 | 96383.75 | 125836.1562 | 119635.0938 | 108481.2812 | 51229.8906 | 3952.7686 | -5298.7344 | -11938.0938 | -44943.6172 | -54862.9414 | -47611.0547 | -48324.3008 | -64411.2734 | -69172.1641 | -54460.6914 | -37965.8945 | -31273.582 | -13776.0449 | -13776.0449 | -13776.0449 | -13776.0449 | -4196.0659 | -4196.0659 | -4196.0659 | -4196.0659
New Battery 4 Hours - No Energy Community | DEF | ADIT ($000) | [8 empty] | 3331.4207 | 36631.9141 | 133015.6719 | 258851.8281 | 378486.9375 | 486968.1875 | 538198.125 | 542150.8125 | 536852.125 | 524914 | 479970.4062 | 425107.4688 | 377496.4375 | 329172.125 | 264760.8438 | 195588.6875 | 141127.9844 | 103162.125 | 71888.5234 | 58112.4141 | 44336.3672 | 30560.3203 | 16784.2754 | 12588.2031 | 8392.1367 | 4196.0708 | 0.0048828
New Battery 4 Hours - No Energy Community | DEF | Tax Credits ($000)
New Battery 4 Hours - No Energy Community | DEF | Deferred Credits ($000)
New Battery 4 Hours - No Energy Community | DEF | Property Taxes ($000) | [9 empty] | 6267.103 | 14815.0156 | 19187.0586 | 26641.0293 | 26641.0293 | 26641.0293 | 26641.0293 | 30722.1113 | 30722.1113 | 30722.1113 | 30722.1113 | 32509.6406 | 32509.6406 | 32509.6406 | 32509.6406 | 26242.5371 | 17694.625 | 13322.582 | 5868.6113 | 5868.6113 | 5868.6113 | 5868.6113 | 1787.5289 | 1787.5289 | 1787.5289 | 1787.5289
New Battery 4 Hours - No Energy Community | DEF | Decommissioning ($000)
New Battery 4 Hours - No Energy Community | DEF | Other Costs ($000) | [9 empty] | -285352.4375 | -388415.2188 | -197207.7656 | -336984.7188 | 3343.2678 | 3343.2678 | 3343.2678 | -182475.7344 | 3855.4158 | 3855.4158 | 3855.4158 | -77533.9844 | 4079.7385 | 4079.7385 | 4079.7385 | 3293.2598 | 2220.5549 | 1671.8933 | 736.4707 | 736.4707 | 736.4707 | 736.4707 | 224.3227 | 224.3227 | 224.3227 | 224.3227
New Battery 4 Hours - No Energy Community | DEF | Debt ($000) | [8 empty] | 407650.4688 | 943260.25 | 1152896.75 | 1512997.5 | 1356496.75 | 1186919.375 | 1033417.25 | 1170447.5 | 1046421 | 916736.4375 | 796368.5 | 802582.75 | 689261.625 | 570290 | 455266.4062 | 345142.0625 | 246319.7812 | 172409.5 | 121170.875 | 89987.2031 | 70915.5312 | 51843.8516 | 32772.1719 | 20331.7676 | 14522.6953 | 8713.624 | 2904.5522
New Battery 4 Hours - No Energy Community | DEF | Debt Service ($000) | [8 empty] | -390012.75 | -495288.5 | -160854.6562 | -295940.5938 | 213473.625 | 219427.9688 | 196905.5938 | -87535.2188 | 167976.1719 | 168187.5 | 153815.4531 | 27641.4297 | 142270.1562 | 142923.8281 | 134144.7656 | 124620.3047 | 98984.2656 | 67262.1172 | 49223.707 | 22851.1367 | 22050.125 | 21249.1191 | 20448.1152 | 6663.0039 | 6419.0254 | 6175.0439 | 5931.063
New Battery 4 Hours - No Energy Community | DEF | Interest ($000) | [8 empty] | 17637.709 | 40321.25 | 48781.9062 | 64160.0781 | 56972.8594 | 49850.6133 | 43403.5234 | 49495.0625 | 43949.6797 | 38502.9297 | 33447.4766 | 33855.7617 | 28948.9883 | 23952.1797 | 19121.1875 | 14495.9658 | 10345.4307 | 7241.1987 | 5089.1768 | 3779.4626 | 2978.4521 | 2177.4419 | 1376.4312 | 853.9342 | 609.9532 | 365.9722 | 121.9912
New Battery 4 Hours - No Energy Community | DEF | AFUDC ($000) | 2031: 30782; 2032: 41984.5977; 2033: 21474.0742; 2034: 36611.5117; 2038: 20044.9668; 2042: 8779.7686
New Battery 4 Hours - No Energy Community | DEF | Capitalized Interest ($000) | 2031: 17637.709; 2032: 24056.6602; 2033: 12304.3818; 2034: 20977.9473; 2038: 11485.5205; 2042: 5030.6997
New Battery 4 Hours - No Energy Community | DEF | Rate Base ($000) | [9 empty] | 823940.6875 | 1847899 | 2187544.5 | 2886163 | 2525360.25 | 2198760.25 | 1925508.75 | 2226427.75 | 1950503.125 | 1694401 | 1460236.25 | 1466514.125 | 1213383 | 968651.9375 | 734344.75 | 524084.625 | 366828.7188 | 257810.3906 | 191462.1406 | 150884.1094 | 110306.0703 | 69728.0234 | 43259.0781 | 30899.3516 | 18539.625 | 6179.8984
New Battery 4 Hours - No Energy Community | DEF | Allowed Return ($000) | [9 empty] | 75343.75 | 168977.75 | 200036.0156 | 263919.9375 | 230926.9688 | 201061.5938 | 176074.625 | 203591.625 | 178360.2031 | 154941.4062 | 133528.6406 | 134102.7031 | 110955.5859 | 88576.6094 | 67150.8125 | 47923.9609 | 33543.9805 | 23575 | 17507.9062 | 13797.3223 | 10086.7373 | 6376.1519 | 3955.7473 | 2825.5347 | 1695.3221 | 565.1095
New Battery 4 Hours Post IRA | DEF | Added (Projects) | 2049: 3
New Battery 4 Hours Post IRA | DEF | Active (Projects) | 2049: 3; 2050: 3; 2051: 3; 2052: 3; 2053: 3; 2054: 3; 2055: 3; 2056: 3; 2057: 3
New Battery 4 Hours Post IRA | DEF | Capacity (MW) | 2049: 150; 2050: 150; 2051: 150; 2052: 150; 2053: 150; 2054: 150; 2055: 150; 2056: 150; 2057: 150
New Battery 4 Hours Post IRA | DEF | Carrying Costs ($/kW) | 2049: 289.9209; 2050: 296.5747; 2051: 303.3813; 2052: 310.3435; 2053: 317.4666; 2054: 324.752; 2055: 332.2048; 2056: 339.8292; 2057: 347.6281
New Battery 4 Hours Post IRA | DEF | Installed Cost ($/kW) | 2049: 2744.9575
New Battery 4 Hours Post IRA | DEF | Carrying Costs ($000) | 2049: 43488.1406; 2050: 44486.207; 2051: 45507.1992; 2052: 46551.5312; 2053: 47619.9961; 2054: 48712.793; 2055: 49830.7266; 2056: 50974.375; 2057: 52144.2148
New Battery 4 Hours Post IRA | DEF | Capital Expense ($000) | 2048: 411743.625
New Battery 4 Hours Post IRA | DEF | Installed Cost ($000) | 2049: 411743.625
New Battery 4 Hours Post IRA | DEF | Book Value ($000) | 2048: 411743.625; 2049: 376343.0938; 2050: 330293.9375; 2051: 291546.6875; 2052: 258015.0938; 2053: 228208.9531; 2054: 198402.8125; 2055: 168596.6719; 2056: 143447.3594; 2057: 122954.875
New Battery 4 Hours Post IRA | DEF | Book Depreciation ($000) | 2049: 27449.5742; 2050: 27449.5742; 2051: 27449.5742; 2052: 27449.5742; 2053: 27449.5742; 2054: 27449.5742; 2055: 27449.5742; 2056: 27449.5742; 2057: 27449.5742
New Battery 4 Hours Post IRA | DEF | Tax Depreciation ($000) | 2049: 58820.5195; 2050: 100835.1797; 2051: 72025.1328; 2052: 51446.5234; 2053: 36747.5156; 2054: 36747.5156; 2055: 36747.5156; 2056: 18373.7578
New Battery 4 Hours Post IRA | DEF | Deferred Taxes ($000) | 2049: 7950.9663; 2050: 18599.584; 2051: 11297.6758; 2052: 6082.0269; 2053: 2356.5632; 2054: 2356.5632; 2055: 2356.5632; 2056: -2300.2656; 2057: -6957.0947
New Battery 4 Hours Post IRA | DEF | ADIT ($000) | 2049: 7950.9663; 2050: 26550.5508; 2051: 37848.2266; 2052: 43930.2539; 2053: 46286.8164; 2054: 48643.3789; 2055: 50999.9414; 2056: 48699.6758; 2057: 41742.582
New Battery 4 Hours Post IRA | DEF | Tax Credits ($000)
New Battery 4 Hours Post IRA | DEF | Deferred Credits ($000)
New Battery 4 Hours Post IRA | DEF | Property Taxes ($000) | 2049: 2963.7305; 2050: 2963.7305; 2051: 2963.7305; 2052: 2963.7305; 2053: 2963.7305; 2054: 2963.7305; 2055: 2963.7305; 2056: 2963.7305; 2057: 2963.7305
New Battery 4 Hours Post IRA | DEF | Decommissioning ($000)
New Battery 4 Hours Post IRA | DEF | Other Costs ($000) | 2049: 371.928; 2050: 371.928; 2051: 371.928; 2052: 371.928; 2053: 371.928; 2054: 371.928; 2055: 371.928; 2056: 371.928; 2057: 371.928
New Battery 4 Hours Post IRA | DEF | Debt ($000) | 2048: 193519.5; 2049: 185200.375; 2050: 166059.6875; 2051: 146132.5469; 2052: 129147.0078; 2053: 114262.6484; 2054: 100253.7656; 2055: 86244.8906; 2056: 73330.3594; 2057: 62604.543
New Battery 4 Hours Post IRA | DEF | Debt Service ($000) | 2048: -193519.5; 2049: 16097.5469; 2050: 26115.1875; 2051: 26064.7031; 2052: 22409.7109; 2053: 19683.3906; 2054: 18219.5391; 2055: 17631.1562; 2056: 15994.4062; 2057: 13355.207
New Battery 4 Hours Post IRA | DEF | Interest ($000) | 2049: 7778.4155; 2050: 6974.5068; 2051: 6137.5669; 2052: 5424.1743; 2053: 4799.0312; 2054: 4210.6582; 2055: 3622.2854; 2056: 3079.875; 2057: 2629.3909
New Battery 4 Hours Post IRA | DEF | AFUDC ($000)
New Battery 4 Hours Post IRA | DEF | Capitalized Interest ($000)
New Battery 4 Hours Post IRA | DEF | Rate Base ($000) | 2049: 394043.3438; 2050: 353318.5; 2051: 310920.3125; 2052: 274780.875; 2053: 243112.0156; 2054: 213305.8906; 2055: 183499.7656; 2056: 156022.0469; 2057: 133201.1562
New Battery 4 Hours Post IRA | DEF | Allowed Return ($000) | 2049: 36032.5742; 2050: 32308.5645; 2051: 28431.541; 2052: 25126.8359; 2053: 22230.9336; 2054: 19505.3672; 2055: 16779.8008; 2056: 14267.1514; 2057: 12180.3369
New CT | DEF | Added (Projects) | 2028: 1; 2030: 1; 2034: 3
New CT | DEF | Active (Projects) | [5 empty] | 1 | 1 | 2 | 2 | 2 | 2 | 5 | 5 | 5 | 5 | 5 | 5 | 5 | 5 | 5 | 5 | 5 | 5 | 5 | 5 | 5 | 5 | 5 | 5 | 5 | 5 | 5 | 5 | 5 | 5
New CT | DEF | Capacity (MW) | [5 empty] | 234.6 | 234.6 | 469.2 | 469.2 | 469.2 | 469.2 | 1173 | 1173 | 1173 | 1173 | 1173 | 1173 | 1173 | 1173 | 1173 | 1173 | 1173 | 1173 | 1173 | 1173 | 1173 | 1173 | 1173 | 1173 | 1173 | 1173 | 1173 | 1173 | 1173 | 1173
New CT | DEF | Carrying Costs ($/kW) | [5 empty] | 70.092 | 69.5583 | 69.0344 | 68.5205 | 46.4499 | 47.2778 | 48.1207 | 48.9783 | 49.8513 | 50.7401 | 51.6444 | 52.5649 | 53.5021 | 54.4555 | 55.4266 | 56.414 | 57.42 | 58.4431 | 59.4853 | 60.5455 | 61.6246 | 62.7231 | 63.8413 | 64.9789 | 66.1373 | 67.3164 | 68.5161 | 69.7376 | 70.9805 | 72.2458
New CT | DEF | Installed Cost ($/kW) | 2028: 649.3102; 2030: 635.2645; 2034: 643.8773
New CT | DEF | Carrying Costs ($000) | [5 empty] | 16443.5781 | 16318.377 | 32390.9414 | 32149.8398 | 21794.2793 | 22182.752 | 56445.5391 | 57451.5938 | 58475.625 | 59518.0898 | 60578.8242 | 61658.6562 | 62757.9766 | 63876.3555 | 65015.3672 | 66173.6562 | 67353.7109 | 68553.7422 | 69776.2109 | 71019.8906 | 72285.6719 | 73574.2266 | 74885.8047 | 76220.3047 | 77579.0859 | 78962.0938 | 80369.4062 | 81802.1953 | 83260.1328 | 84744.3516
New CT | DEF | Capital Expense ($000) | 2024: 1804.8602; 2025: 38981.7578; 2026: 81949.3125; 2027: 51882.8086; 2028: 78448.9922; 2029: 13446.9785; 2030: 5369.2769; 2031: 115966.7891; 2032: 238537.7812; 2033: 40887.875
New CT | DEF | Installed Cost ($000) | 2028: 152328.1719; 2030: 149033.0625; 2034: 453160.875
New CT | DEF | Book Value ($000) |  | 1863.8494 | 42241.668 | 129634.7188 | 191706.8438 | 270343.2812 | 285691.125 | 279880.2812 | 387344.125 | 629871.5 | 685535.4375 | 659340.25 | 628485.9375 | 598785.375 | 570017.125 | 542088.1875 | 514914.4375 | 488098.5 | 461282.5 | 434466.5312 | 408732.875 | 384081.5 | 360489.0625 | 337955.5 | 315422 | 292888.4375 | 273574.6875 | 257480.75 | 241386.7969 | 225292.8438 | 209198.875 | 193104.9219 | 177010.9688 | 160917 | 144823.0469
New CT | DEF | Book Depreciation ($000) | [5 empty] | 4352.2334 | 4352.2334 | 8610.3203 | 8610.3203 | 8610.3203 | 8610.3203 | 21557.7734 | 21557.7734 | 21557.7734 | 21557.7734 | 21557.7734 | 21557.7734 | 21557.7734 | 21557.7734 | 21557.7734 | 21557.7734 | 21557.7734 | 21557.7734 | 21557.7734 | 21557.7734 | 21557.7734 | 21557.7734 | 21557.7734 | 21557.7734 | 21557.7734 | 21557.7734 | 21557.7734 | 21557.7734 | 21557.7734 | 21557.7734
New CT | DEF | Tax Depreciation ($000) |  | 28.2461 | 669.8133 | 2639.5269 | 5036.188 | 9787.2598 | 18026.6465 | 19525.9512 | 26565.7871 | 29885.957 | 32936.8828 | 39854.9414 | 58237.5859 | 53685.6914 | 50006.7852 | 46695.7656 | 43715.8516 | 42304.3164 | 42304.3164 | 42304.3164 | 38033.9727 | 33763.6289 | 29585.6582 | 25407.6875 | 25407.6875 | 25407.6875 | 12703.8438
New CT | DEF | Deferred Taxes ($000) |  | 7.159 | 169.7642 | 668.9881 | 1276.4219 | 1377.5073 | 3465.7798 | 2766.5667 | 4550.8135 | 5392.3101 | 6165.5674 | 4637.417 | 9296.499 | 8142.8213 | 7210.4023 | 6371.2241 | 5615.9648 | 5258.2114 | 5258.2114 | 5258.2114 | 4175.8926 | 3093.5737 | 2034.6671 | 975.7605 | 975.7605 | 975.7605 | -2244.0288 | -5463.8179 | -5463.8179 | -5463.8179 | -5463.8179 | -5463.8179 | -5463.8179 | -5463.8179 | -5463.8179
New CT | DEF | ADIT ($000) |  | 7.159 | 176.9232 | 845.9113 | 2122.333 | 3499.8403 | 6965.6206 | 9732.1875 | 14283 | 19675.3105 | 25840.877 | 30478.293 | 39774.793 | 47917.6172 | 55128.0195 | 61499.2422 | 67115.2031 | 72373.4219 | 77631.6328 | 82889.8438 | 87065.7344 | 90159.3125 | 92193.9844 | 93169.7344 | 94145.5 | 95121.2656 | 92877.2344 | 87413.4219 | 81949.6016 | 76485.7812 | 71021.9688 | 65558.1562 | 60094.3359 | 54630.5156 | 49166.6992
New CT | DEF | Tax Credits ($000)
New CT | DEF | Deferred Credits ($000)
New CT | DEF | Property Taxes ($000) | [5 empty] | 1096.4581 | 1096.4581 | 2169.1982 | 2169.1982 | 2169.1982 | 2169.1982 | 5431.0498 | 5431.0498 | 5431.0498 | 5431.0498 | 5431.0498 | 5431.0498 | 5431.0498 | 5431.0498 | 5431.0498 | 5431.0498 | 5431.0498 | 5431.0498 | 5431.0498 | 5431.0498 | 5431.0498 | 5431.0498 | 5431.0498 | 5431.0498 | 5431.0498 | 5431.0498 | 5431.0498 | 5431.0498 | 5431.0498 | 5431.0498
New CT | DEF | Decommissioning ($000)
New CT | DEF | Other Costs ($000) | [5 empty] | 137.598 | 137.598 | 272.2196 | 272.2196 | 272.2196 | 272.2196 | 681.5598 | 681.5598 | 681.5598 | 681.5598 | 681.5598 | 681.5598 | 681.5598 | 681.5598 | 681.5598 | 681.5598 | 681.5598 | 681.5598 | 681.5598 | 681.5598 | 681.5598 | 681.5598 | 681.5598 | 681.5598 | 681.5598 | 681.5598 | 681.5598 | 681.5598 | 681.5598 | 681.5598
New CT | DEF | Debt ($000) |  | 876.0092 | 19853.584 | 60928.3164 | 90102.2188 | 128255.625 | 135856.7969 | 134212.3125 | 185025.9375 | 298867.4375 | 324897.7812 | 316045.8125 | 302639.1875 | 288408.75 | 274668.625 | 261344.7812 | 248395.6406 | 235708.0625 | 223104.5312 | 210501.0312 | 198151.875 | 186311.375 | 174974.0938 | 164134.5 | 153543.7344 | 142952.9688 | 133118.875 | 124798.0547 | 117233.9062 | 109669.75 | 102105.6016 | 94541.4531 | 86977.2969 | 79413.1328 | 71848.9766
New CT | DEF | Debt Service ($000) |  | -838.1072 | -18081.5625 | -37601.5352 | -22744.3555 | -31873.3047 | 633.3477 | 7284.6885 | -42857.5977 | -98572.6094 | -4696.2148 | 22125.9023 | 26117.4766 | 26343.5664 | 25276.25 | 24300.3047 | 23381.7422 | 22587.3125 | 21973.9062 | 21444.5469 | 20671.541 | 19665.5625 | 18686.2012 | 17733.25 | 17039.5879 | 16594.7852 | 15425.1055 | 13562.3281 | 12487.9766 | 12170.2822 | 11852.5898 | 11534.8916 | 11217.1982 | 10899.5117 | 10581.8164
New CT | DEF | Interest ($000) |  | 37.9021 | 896.0129 | 3473.1978 | 6429.5464 | 6280.1064 | 8234.5156 | 5640.2188 | 7956.0166 | 15268.8809 | 21334.1426 | 13273.9229 | 12710.8447 | 12113.168 | 11536.0811 | 10976.4805 | 10432.6172 | 9899.7383 | 9370.3906 | 8841.043 | 8322.3789 | 7825.0781 | 7348.9116 | 6893.6484 | 6448.8369 | 6004.0249 | 5590.9922 | 5241.5186 | 4923.8242 | 4606.1299 | 4288.4355 | 3970.7407 | 3653.0464 | 3335.3516 | 3017.6567
New CT | DEF | AFUDC ($000) | 2024: 66.1481; 2025: 1565.8262; 2026: 6112.7246; 2027: 11465.7344; 2028: 5917.1787; 2029: 9718.8955; 2030: 196.784; 2031: 4658.1748; 2032: 17992.2109; 2033: 29551.9883
New CT | DEF | Capitalized Interest ($000) | 2024: 37.9021; 2025: 896.0129; 2026: 3473.1978; 2027: 6429.5464; 2028: 3361.7866; 2029: 5432.7974; 2030: 112.7548; 2031: 2665.5479; 2032: 10222.0967; 2033: 16519.3633
New CT | DEF | Rate Base ($000) | [5 empty] | 147837.9062 | 141931.0312 | 280013.375 | 268007.5312 | 255662.8125 | 243909.7812 | 672437.875 | 643913.125 | 613635.6875 | 584401.3125 | 556052.75 | 528501.375 | 501506.5 | 474690.5 | 447874.5312 | 421599.6875 | 396407.1875 | 372285.3125 | 349222.3125 | 326688.8125 | 304155.25 | 283231.625 | 265527.7812 | 249433.8438 | 233339.9062 | 217245.9688 | 201152.0312 | 185058.0781 | 168964.125 | 152870.1562
New CT | DEF | Allowed Return ($000) | [5 empty] | 13518.7676 | 12978.624 | 25605.3125 | 24507.457 | 23378.6191 | 22303.8828 | 61489.8555 | 58881.4609 | 56112.7969 | 53439.5078 | 50847.2266 | 48327.8438 | 45859.3438 | 43407.207 | 40955.0703 | 38552.4141 | 36248.7344 | 34042.9531 | 31933.998 | 29873.4609 | 27812.9219 | 25899.5996 | 24280.7031 | 22809.0215 | 21337.3418 | 19865.6602 | 18393.9805 | 16922.2969 | 15450.6152 | 13978.9326
New CT 6th | DEF | Added (Projects) | bar: 2034
New CT 6th | DEF | Active (Projects) | bar: 2034 to 2057
New CT 6th | DEF | Capacity (MW) | [11 empty] | 234.6 | 234.6 | 234.6 | 234.6 | 234.6 | 234.6 | 234.6 | 234.6 | 234.6 | 234.6 | 234.6 | 234.6 | 234.6 | 234.6 | 234.6 | 234.6 | 234.6 | 234.6 | 234.6 | 234.6 | 234.6 | 234.6 | 234.6 | 234.6
New CT 6th | DEF | Carrying Costs ($/kW) | [11 empty] | 48.1207 | 48.9783 | 49.8513 | 50.7401 | 51.6443 | 52.5649 | 53.5021 | 54.4555 | 55.4266 | 56.414 | 57.42 | 58.4431 | 59.4853 | 60.5455 | 61.6246 | 62.7231 | 63.8413 | 64.9789 | 66.1373 | 67.3164 | 68.5161 | 69.7376 | 70.9805 | 72.2458
New CT 6th | DEF | Installed Cost ($/kW) | 2034: 643.8774
New CT 6th | DEF | Carrying Costs ($000) | [11 empty] | 11289.1084 | 11490.3184 | 11695.125 | 11903.6182 | 12115.7646 | 12331.7314 | 12551.5947 | 12775.2715 | 13003.0742 | 13234.7314 | 13470.7432 | 13710.748 | 13955.2422 | 14203.9766 | 14457.1348 | 14714.8438 | 14977.1621 | 15244.0596 | 15515.8174 | 15792.4189 | 16073.8809 | 16360.4385 | 16652.0273 | 16948.8691
New CT 6th | DEF | Capital Expense ($000) | 2030: 1789.759; 2031: 38655.5977; 2032: 79512.5938; 2033: 13629.292
New CT 6th | DEF | Installed Cost ($000) | 2034: 151053.6406
New CT 6th | DEF | Book Value ($000) | [7 empty] | 1848.2546 | 41888.2383 | 126741.7891 | 149120.7188 | 144081.1719 | 137405.7969 | 131075.7656 | 125056.5312 | 119317.0234 | 113829.2734 | 108460.7734 | 103092.2734 | 97723.7734 | 92355.2734 | 86986.7734 | 81618.2734 | 76249.7734 | 70881.2734 | 65512.7695 | 61217.5352 | 57995.5625 | 54773.5859 | 51551.6094 | 48329.6328 | 45107.6562 | 41885.6797 | 38663.7031 | 35441.7266
New CT 6th | DEF | Book Depreciation ($000) | [11 empty] | 4315.8184 | 4315.8184 | 4315.8184 | 4315.8184 | 4315.8184 | 4315.8184 | 4315.8184 | 4315.8184 | 4315.8184 | 4315.8184 | 4315.8184 | 4315.8184 | 4315.8184 | 4315.8184 | 4315.8184 | 4315.8184 | 4315.8184 | 4315.8184 | 4315.8184 | 4315.8184 | 4315.8184 | 4315.8184 | 4315.8184 | 4315.8184
New CT 6th | DEF | Tax Depreciation ($000) | 2030: 28.0097; 2031: 664.209; 2032: 2590.0381; 2033: 4344.2095; 2034: 7171.3589; 2035: 13625.5811; 2036: 12263.0225; 2037: 11036.7197; 2038: 9933.0469; 2039: 8939.7422; 2040: 8469.2295; 2041: 8469.2295; 2042: 8469.2295; 2043: 8469.2295; 2044: 8469.2295; 2045: 8469.2295; 2046: 8469.2295; 2047: 8469.2295; 2048: 8469.2295; 2049: 4234.6147
New CT 6th | DEF | Deferred Taxes ($000) | [7 empty] | 7.0991 | 168.3438 | 656.4452 | 1101.0399 | 723.7368 | 2359.5593 | 2014.2189 | 1703.4125 | 1423.6866 | 1171.9335 | 1052.6821 | 1052.6821 | 1052.6821 | 1052.6821 | 1052.6821 | 1052.6821 | 1052.6821 | 1052.6821 | 1052.6821 | -20.5811 | -1093.8442 | -1093.8442 | -1093.8442 | -1093.8442 | -1093.8442 | -1093.8442 | -1093.8442 | -1093.8442
New CT 6th | DEF | ADIT ($000) | [7 empty] | 7.0991 | 175.4428 | 831.888 | 1932.928 | 2656.6648 | 5016.2241 | 7030.4429 | 8733.8555 | 10157.542 | 11329.4756 | 12382.1582 | 13434.8398 | 14487.5215 | 15540.2031 | 16592.8848 | 17645.5664 | 18698.248 | 19750.9297 | 20803.6113 | 20783.0293 | 19689.1855 | 18595.3418 | 17501.498 | 16407.6543 | 15313.8105 | 14219.9668 | 13126.123 | 12032.2793
New CT 6th | DEF | Tax Credits ($000)
New CT 6th | DEF | Deferred Credits ($000)
New CT 6th | DEF | Property Taxes ($000) | [11 empty] | 1087.2841 | 1087.2841 | 1087.2841 | 1087.2841 | 1087.2841 | 1087.2841 | 1087.2841 | 1087.2841 | 1087.2841 | 1087.2841 | 1087.2841 | 1087.2841 | 1087.2841 | 1087.2841 | 1087.2841 | 1087.2841 | 1087.2841 | 1087.2841 | 1087.2841 | 1087.2841 | 1087.2841 | 1087.2841 | 1087.2841 | 1087.2841
New CT 6th | DEF | Decommissioning ($000)
New CT 6th | DEF | Other Costs ($000) | [11 empty] | 136.4467 | 136.4467 | 136.4467 | 136.4467 | 136.4467 | 136.4467 | 136.4467 | 136.4467 | 136.4467 | 136.4467 | 136.4467 | 136.4467 | 136.4467 | 136.4467 | 136.4467 | 136.4467 | 136.4467 | 136.4467 | 136.4467 | 136.4467 | 136.4467 | 136.4467 | 136.4467 | 136.4467
New CT 6th | DEF | Debt ($000) | [7 empty] | 868.6797 | 19687.4727 | 59568.6406 | 70086.7344 | 68902.4375 | 66149.4297 | 63093.1602 | 60191.082 | 57427.7812 | 54789.375 | 52238.1562 | 49714.9609 | 47191.7656 | 44668.5703 | 42145.3789 | 39622.1836 | 37098.9883 | 34575.793 | 32052.5977 | 29781.6191 | 28015.0742 | 26500.7461 | 24986.418 | 23472.0879 | 21957.7598 | 20443.4297 | 18929.1016 | 17414.7715
New CT 6th | DEF | Debt Service ($000) | [7 empty] | -831.0947 | -17930.2773 | -36473.8047 | -5011.6406 | 4078.1953 | 5531.2852 | 5706.1836 | 5430.1016 | 5175.2656 | 4939.5586 | 4745.2227 | 4611.2227 | 4505.25 | 4399.2734 | 4293.2969 | 4187.3281 | 4081.3516 | 3975.3789 | 3869.4043 | 3521.8066 | 2943.1777 | 2627.3594 | 2563.7578 | 2500.1582 | 2436.5547 | 2372.9531 | 2309.3496 | 2245.75
New CT 6th | DEF | Interest ($000) | [7 empty] | 37.5849 | 888.516 | 3407.3657 | 5506.4546 | 2893.9023 | 2778.2761 | 2649.9126 | 2528.0254 | 2411.9668 | 2301.1538 | 2194.0024 | 2088.0283 | 1982.0541 | 1876.08 | 1770.1058 | 1664.1317 | 1558.1575 | 1452.1832 | 1346.2091 | 1250.828 | 1176.6331 | 1113.0314 | 1049.4296 | 985.8277 | 922.2259 | 858.624 | 795.0223 | 731.4204
New CT 6th | DEF | AFUDC ($000) | 2030: 65.5947; 2031: 1552.725; 2032: 5997.4038; 2033: 9850.6641
New CT 6th | DEF | Capitalized Interest ($000) | 2030: 37.5849; 2031: 888.516; 2032: 3407.3657; 2033: 5506.4546
New CT 6th | DEF | Rate Base ($000) | [11 empty] | 146600.9375 | 140743.4688 | 134240.7656 | 128066.1328 | 122186.7656 | 116573.1406 | 111145.0156 | 105776.5156 | 100408.0156 | 95039.5156 | 89671.0156 | 84302.5156 | 78934.0156 | 73565.5156 | 68197.0156 | 63365.1484 | 59606.543 | 56384.5664 | 53162.5898 | 49940.6133 | 46718.6367 | 43496.6602 | 40274.6836 | 37052.707
New CT 6th | DEF | Allowed Return ($000) | [11 empty] | 13405.6553 | 12870.0293 | 12275.4014 | 11710.7734 | 11173.1455 | 10659.8184 | 10163.4531 | 9672.54 | 9181.6279 | 8690.7148 | 8199.8027 | 7708.8896 | 7217.9771 | 6727.0645 | 6236.1514 | 5794.3101 | 5450.6113 | 5155.9839 | 4861.356 | 4566.728 | 4272.1006 | 3977.4727 | 3682.845 | 3388.217
New CT H2 | DEF | Added (Projects) | 2043: 4; 2045: 1; 2047: 4; 2049: 7
New CT H2 | DEF | Active (Projects) | 2043: 4; 2044: 4; 2045: 5; 2046: 5; 2047: 9; 2048: 9; 2049: 16; 2050: 16; 2051: 16; 2052: 16; 2053: 16; 2054: 16; 2055: 16; 2056: 16; 2057: 16
New CT H2 | DEF | Capacity (MW) | 2043: 934.4; 2044: 934.4; 2045: 1168; 2046: 1168; 2047: 2102.3999; 2048: 2102.3999; 2049: 3737.6001; 2050: 3737.6001; 2051: 3737.6001; 2052: 3737.6001; 2053: 3737.6001; 2054: 3737.6001; 2055: 3737.6001; 2056: 3737.6001; 2057: 3737.6001
New CT H2 | DEF | Carrying Costs ($/kW) | 2043: 68.0001; 2044: 69.2122; 2045: 70.446; 2046: 71.7016; 2047: 72.9798; 2048: 74.2805; 2049: 75.6046; 2050: 76.9523; 2051: 78.3239; 2052: 79.7202; 2053: 81.141; 2054: 82.5876; 2055: 84.0593; 2056: 85.558; 2057: 87.083
New CT H2 | DEF | Installed Cost ($/kW) | 2043: 905.2968; 2045: 937.8583; 2047: 971.591; 2049: 1006.5369
New CT H2 | DEF | Carrying Costs ($000) | 2043: 63539.2578; 2044: 64671.8789; 2045: 82280.8984; 2046: 83747.4453; 2047: 153432.6719; 2048: 156167.2812; 2049: 282579.6875; 2050: 287616.875; 2051: 292743.5938; 2052: 297962.125; 2053: 303272.7812; 2054: 308679.3125; 2055: 314180.125; 2056: 319781.4688; 2057: 325481.5
New CT H2 | DEF | Capital Expense ($000) | 2042: 845909.3125; 2044: 219083.6875; 2046: 907854.5625; 2048: 1645889.125
New CT H2 | DEF | Installed Cost ($000) | 2043: 845909.3125; 2045: 219083.6875; 2047: 907854.5625; 2049: 1645889.125
New CT H2 | DEF | Book Value ($000) | 2042: 845909.3125; 2043: 817146.3125; 2044: 997819.1875; 2045: 953995.75; 2046: 1817361.25; 2047: 1744180.25; 2048: 3308493.5; 2049: 3174269.75; 2050: 3023626; 2051: 2878898.5; 2052: 2739330.75; 2053: 2603727.75; 2054: 2471013.75; 2055: 2339668.25; 2056: 2208322.75; 2057: 2076977.25
New CT H2 | DEF | Book Depreciation ($000) | 2043: 24168.8379; 2044: 24168.8379; 2045: 30428.3711; 2046: 30428.3711; 2047: 56367.0703; 2048: 56367.0703; 2049: 103392.4688; 2050: 103392.4688; 2051: 103392.4688; 2052: 103392.4688; 2053: 103392.4688; 2054: 103392.4688; 2055: 103392.4688; 2056: 103392.4688; 2057: 103392.4688
New CT H2 | DEF | Tax Depreciation ($000) | 2043: 42295.4648; 2044: 80361.3828; 2045: 83279.4297; 2046: 85905.6641; 2047: 122707.8281; 2048: 155829.75; 2049: 225038.75; 2050: 289824.3438; 2051: 266483.75; 2052: 246124.0312; 2053: 230480.6875; 2054: 219082.0781; 2055: 213682.75; 2056: 213682.75; 2057: 213682.75
New CT H2 | DEF | Deferred Taxes ($000) | 2043: 4594.1938; 2044: 14242.001; 2045: 13395.1006; 2046: 14060.7197; 2047: 16814.0625; 2048: 25208.8203; 2049: 30831.25; 2050: 47251.1562; 2051: 41335.4844; 2052: 36175.3125; 2053: 32210.5078; 2054: 29321.5312; 2055: 27953.0723; 2056: 27953.0723; 2057: 27953.0723
New CT H2 | DEF | ADIT ($000) | 2043: 4594.1938; 2044: 18836.1953; 2045: 32231.2969; 2046: 46292.0156; 2047: 63106.082; 2048: 88314.8984; 2049: 119146.1562; 2050: 166397.3125; 2051: 207732.7969; 2052: 243908.0938; 2053: 276118.625; 2054: 305440.125; 2055: 333393.1875; 2056: 361346.2812; 2057: 389299.3438
New CT H2 | DEF | Tax Credits ($000)
New CT H2 | DEF | Deferred Credits ($000)
New CT H2 | DEF | Property Taxes ($000) | 2043: 6088.855; 2044: 6088.855; 2045: 7665.8193; 2046: 7665.8193; 2047: 14200.5566; 2048: 14200.5566; 2049: 26047.666; 2050: 26047.666; 2051: 26047.666; 2052: 26047.666; 2053: 26047.666; 2054: 26047.666; 2055: 26047.666; 2056: 26047.666; 2057: 26047.666
New CT H2 | DEF | Decommissioning ($000)
New CT H2 | DEF | Other Costs ($000) | 2043: 764.1099; 2044: 764.1099; 2045: 962.0082; 2046: 962.0082; 2047: 1782.0732; 2048: 1782.0732; 2049: 3268.8047; 2050: 3268.8047; 2051: 3268.8047; 2052: 3268.8047; 2053: 3268.8047; 2054: 3268.8047; 2055: 3268.8047; 2056: 3268.8047; 2057: 3268.8047
New CT H2 | DEF | Debt ($000) | 2042: 397577.375; 2043: 390818.0625; 2044: 478001.5625; 2045: 458676.4688; 2046: 864614.625; 2047: 836962.125; 2048: 1574162.125; 2049: 1523449.25; 2050: 1456505.375; 2051: 1387093; 2052: 1320283.5; 2053: 1255618.5; 2054: 1192564; 2055: 1130509.875; 2056: 1068777.375; 2057: 1007044.875
New CT H2 | DEF | Debt Service ($000) | 2042: -397577.375; 2043: 23173.6562; 2044: -71432.1484; 2045: 38589.4922; 2046: -387545.4375; 2047: 62804.9766; 2048: -703575; 2049: 114697.7266; 2050: 128117.0469; 2051: 127670.2578; 2052: 122261.4531; 2053: 117401.0781; 2054: 113142.1562; 2055: 109535.4844; 2056: 106621.1172; 2057: 104028.3906
New CT H2 | DEF | Interest ($000) | 2043: 16414.3594; 2044: 15751.3525; 2045: 19264.4121; 2046: 18392.7656; 2047: 35152.4062; 2048: 33624.9531; 2049: 63984.8672; 2050: 61173.2266; 2051: 58257.9062; 2052: 55451.9062; 2053: 52735.9727; 2054: 50087.6836; 2055: 47481.4141; 2056: 44888.6484; 2057: 42295.8828
New CT H2 | DEF | AFUDC ($000)
New CT H2 | DEF | Capitalized Interest ($000)
New CT H2 | DEF | Rate Base ($000) | 2043: 831527.8125; 2044: 797940.875; 2045: 975907.375; 2046: 931751.0625; 2047: 1780770.5; 2048: 1703392; 2049: 3241381.25; 2050: 3098947.5; 2051: 2951261.75; 2052: 2809114; 2053: 2671528.5; 2054: 2537370; 2055: 2405340; 2056: 2273994.5; 2057: 2142648.75
New CT H2 | DEF | Allowed Return ($000) | 2043: 76037.5391; 2044: 72966.2422; 2045: 89240.0703; 2046: 85202.2656; 2047: 162839.2969; 2048: 155763.5625; 2049: 296402.1875; 2050: 283377.5938; 2051: 269872.75; 2052: 256874.2812; 2053: 244293.0469; 2054: 232025.1719; 2055: 219951.9375; 2056: 207941.2812; 2057: 195930.5938
New Nuclear Natrium | DEF | Added (Projects) | 2038: 2; 2040: 2; 2042: 2; 2044: 3; 2046: 3; 2048: 3; 2050: 3
New Nuclear Natrium | DEF | Active (Projects) | 2038: 2; 2039: 2; 2040: 4; 2041: 4; 2042: 6; 2043: 6; 2044: 9; 2045: 9; 2046: 12; 2047: 12; 2048: 15; 2049: 15; 2050: 18; 2051: 18; 2052: 18; 2053: 18; 2054: 18; 2055: 18; 2056: 18; 2057: 18
New Nuclear Natrium | DEF | Capacity (MW) | 2038: 690; 2039: 690; 2040: 1380; 2041: 1380; 2042: 2070; 2043: 2070; 2044: 3105; 2045: 3105; 2046: 4140; 2047: 4140; 2048: 5175; 2049: 5175; 2050: 6210; 2051: 6210; 2052: 6210; 2053: 6210; 2054: 6210; 2055: 6210; 2056: 6210; 2057: 6210
New Nuclear Natrium | DEF | Carrying Costs ($/kW) | 2038: 487.2247; 2039: 493.4133; 2040: 499.6769; 2041: 506.0263; 2042: 512.4499; 2043: 518.9603; 2044: 525.5493; 2045: 532.2236; 2046: 538.9833; 2047: 545.829; 2048: 552.7616; 2049: 559.7803; 2050: 566.8882; 2051: 574.0926; 2052: 581.3788; 2053: 588.7638; 2054: 596.2388; 2055: 603.8133; 2056: 611.4822; 2057: 619.2476
New Nuclear Natrium | DEF | Installed Cost ($/kW) | 2038: 7262.9; 2040: 7448.5471; 2042: 7638.9406; 2044: 7834.201; 2046: 8034.4531; 2048: 8239.8242; 2050: 8450.4435
New Nuclear Natrium | DEF | Carrying Costs ($000) | 2038: 336185.0312; 2039: 340455.1875; 2040: 689554.125; 2041: 698316.25; 2042: 1060771.375; 2043: 1074247.75; 2044: 1631830.625; 2045: 1652554.375; 2046: 2231390.75; 2047: 2259732; 2048: 2860541.25; 2049: 2896863.25; 2050: 3520376; 2051: 3565115; 2052: 3610362.5; 2053: 3656223; 2054: 3702642.75; 2055: 3749680.75; 2056: 3797304.75; 2057: 3845527.75
New Nuclear Natrium | DEF | Capital Expense ($000) | 2030: 44532.7617; 2031: 45646.082; 2032: 92458.3047; 2033: 258208.9219; 2034: 782657.75; 2035: 2027389; 2036: 1804394.5; 2037: 2517763.75; 2038: 1875750.625; 2039: 2696132.75; 2040: 2294667.75; 2041: 3715661.5; 2042: 2880632.25; 2043: 4033885.5; 2044: 2874557; 2045: 4055296; 2046: 2864291; 2047: 3780582; 2048: 1706366.375; 2049: 722423.625
New Nuclear Natrium | DEF | Installed Cost ($000) | 2038: 5011401; 2040: 5139497.5; 2042: 5270869; 2044: 8108398; 2046: 8315659; 2048: 8528218; 2050: 8746209
New Nuclear Natrium | DEF | Book Value ($000) | [7 empty] | 45988.2461 | 96136.4453 | 197917.8594 | 477547.5625 | 1317108.375 | 3497128.5 | 5589813.5 | 8556827 | 10426436 | 13145076 | 15162369 | 18765386 | 21278944 | 25215474 | 27475336 | 31110906 | 33100220 | 36238480 | 36780972 | 36465560 | 34753140 | 33060542 | 31743438 | 30699512 | 29770978 | 28960782 | 28268926 | 27577072
New Nuclear Natrium | DEF | Book Depreciation ($000) | 2038: 83523.3516; 2039: 83523.3516; 2040: 169181.6406; 2041: 169181.6406; 2042: 257029.4688; 2043: 257029.4688; 2044: 392169.4375; 2045: 392169.4375; 2046: 530763.75; 2047: 530763.75; 2048: 672900.75; 2049: 672900.75; 2050: 818670.875; 2051: 818670.875; 2052: 818670.875; 2053: 818670.875; 2054: 818670.875; 2055: 818670.875; 2056: 818670.875; 2057: 818670.875
New Nuclear Natrium | DEF | Tax Depreciation ($000) | [7 empty] | 696.9376 | 2188.5933 | 4600.126 | 10609.5801 | 28099.3789 | 75260.7656 | 143763.5156 | 227607.3125 | 1078472 | 1724237.875 | 2010430.125 | 2338101.75 | 2658678.25 | 2745891.5 | 3226394 | 3613769.5 | 3782874.75 | 3979747.75 | 4126297.75 | 4110532.5 | 4026705.25 | 3948477.5 | 2466951 | 1389114.625 | 933834.75 | 466917.375
New Nuclear Natrium | DEF | Deferred Taxes ($000) | [7 empty] | 176.6388 | 554.699 | 1165.902 | 2688.998 | 7121.7886 | 19074.8398 | 36436.8633 | 57687.0742 | 249375.4219 | 413044.8125 | 461004.375 | 544052.75 | 600098.8125 | 622203.125 | 705214 | 803394.375 | 806490.5 | 856388.0625 | 852751.25 | 848755.625 | 785687.375 | 765860.5 | 390367.6875 | 117190.0156 | 1799.3281 | -116540.875 | -234881.0938 | -234881.0938
New Nuclear Natrium | DEF | ADIT ($000) | [7 empty] | 176.6388 | 731.3378 | 1897.2399 | 4586.2378 | 11708.0264 | 30782.8672 | 67219.7266 | 124906.8047 | 374282.25 | 787327.0625 | 1248331.375 | 1792384.375 | 2392482.75 | 3014686 | 3719900 | 4523294 | 5329785 | 6186173 | 7038924.5 | 7887680.5 | 8673368 | 9439228 | 9829596 | 9946786 | 9948585 | 9832044 | 9597163 | 9362282
New Nuclear Natrium | DEF | Tax Credits ($000)
New Nuclear Natrium | DEF | Deferred Credits ($000)
New Nuclear Natrium | DEF | Property Taxes ($000) | 2038: 36072.0625; 2039: 36072.0625; 2040: 73066.1641; 2041: 73066.1641; 2042: 111005.875; 2043: 111005.875; 2044: 169370.125; 2045: 169370.125; 2046: 229226.2344; 2047: 229226.2344; 2048: 290612.3438; 2049: 290612.3438; 2050: 353567.5625; 2051: 353567.5625; 2052: 353567.5625; 2053: 353567.5625; 2054: 353567.5625; 2055: 353567.5625; 2056: 353567.5625; 2057: 353567.5625
New Nuclear Natrium | DEF | Decommissioning ($000) | 2038: 11025.08; 2039: 11025.08; 2040: 22331.98; 2041: 22331.98; 2042: 33927.89; 2043: 33927.89; 2044: 51766.36; 2045: 51766.36; 2046: 70060.81; 2047: 70060.81; 2048: 88822.89; 2049: 88822.89; 2050: 108064.55; 2051: 108064.55; 2052: 108064.55; 2053: 108064.55; 2054: 108064.55; 2055: 108064.55; 2056: 108064.55; 2057: 108064.55
New Nuclear Natrium | DEF | Other Costs ($000) | 2038: 6464.707; 2039: 6464.707; 2040: 13094.6582; 2041: 13094.6582; 2042: 19894.0781; 2043: 19894.0781; 2044: 30353.9102; 2045: 30353.9102; 2046: 41081.1094; 2047: 41081.1094; 2048: 52082.5078; 2049: 52082.5078; 2050: 63365.1172; 2051: 63365.1172; 2052: 63365.1172; 2053: 63365.1172; 2054: 63365.1172; 2055: 63365.1172; 2056: 63365.1172; 2057: 63365.1172
New Nuclear Natrium | DEF | Debt ($000) | [7 empty] | 21614.4766 | 45184.1289 | 93021.3906 | 224447.375 | 619040.9375 | 1643650.375 | 2627212.25 | 4021708.5 | 4972340.5 | 6283297.5 | 7269769.5 | 8975988 | 10196683 | 12044045 | 13169360 | 14893104 | 15873779 | 17352712 | 17654550 | 17501764 | 16736396 | 15936215 | 15228936 | 14674094 | 14210567 | 13801966 | 13448986 | 13123814
New Nuclear Natrium | DEF | Debt Service ($000) | [7 empty] | -20679.2891 | -20701.4297 | -41948.3828 | -117925.75 | -358668.125 | -928164.125 | -802598.375 | -1115167 | -668313.8125 | -932158.8125 | -601527.25 | -1198857.75 | -678196.125 | -1163704 | -455091.625 | -917618.1875 | -197369.8125 | -570396 | 545113 | 1030589.625 | 1468296.875 | 1469500.75 | 1346894.875 | 1171153.625 | 1060371.25 | 988283.875 | 917838.375 | 876371.625
New Nuclear Natrium | DEF | Interest ($000) | [7 empty] | 935.188 | 2868.2217 | 5888.8784 | 13500.2227 | 35925.4336 | 96445.2812 | 180963.4375 | 279329.2188 | 282317.75 | 378798.4688 | 384944.9688 | 507359.4375 | 542500.0625 | 683657.4375 | 670223.625 | 806125.8125 | 783305.5 | 908536.625 | 846950.875 | 877804.125 | 702928.625 | 669321.125 | 639615.375 | 616312 | 596843.8125 | 579682.5625 | 564857.375 | 551200.1875
New Nuclear Natrium | DEF | AFUDC ($000) | 2030: 1632.1256; 2031: 5056.8149; 2032: 10489.0049; 2033: 24109.8027; 2034: 64024.8086; 2035: 171706.0469; 2036: 324726.9375; 2037: 506936.5312; 2038: 337781.5938; 2039: 530100.5; 2040: 375144.5625; 2041: 622921.1875; 2042: 523980.8438; 2043: 815805.75; 2044: 534453.125; 2045: 827607.6875; 2046: 532336.375; 2047: 814891.25; 2048: 450601.125; 2049: 572645.3125
New Nuclear Natrium | DEF | Capitalized Interest ($000) | 2030: 935.188; 2031: 2868.2217; 2032: 5888.8784; 2033: 13500.2227; 2034: 35925.4336; 2035: 96445.2812; 2036: 180963.4375; 2037: 279329.2188; 2038: 188247.8281; 2039: 292163.7812; 2040: 209178.1094; 2041: 344180.5; 2042: 291981.0625; 2043: 449449.125; 2044: 297770.5625; 2045: 455803.8438; 2046: 296558.25; 2047: 448556.0312; 2048: 250646.4219; 2049: 312178.1562
New Nuclear Natrium | DEF | Rate Base ($000) | 2038: 4765446; 2039: 4388789.5; 2040: 8904098; 2041: 8266411; 2042: 12690938; 2043: 11864656; 2044: 18867940; 2045: 17746808; 2046: 24657916; 2047: 23301956; 2048: 30207924; 2049: 28653796; 2050: 35609352; 2051: 33906844; 2052: 32401992; 2053: 31221480; 2054: 30235250; 2055: 29365888; 2056: 28614862; 2057: 27923008
New Nuclear Natrium | DEF | Allowed Return ($000) | 2038: 435767.5; 2039: 401324.8438; 2040: 814218.9375; 2041: 755906.875; 2042: 1160499.625; 2043: 1084941.75; 2044: 1725344.25; 2045: 1622824.5; 2046: 2254798.25; 2047: 2130804.75; 2048: 2762308.5; 2049: 2620194; 2050: 3256232; 2051: 3100549.5; 2052: 2962941.25; 2053: 2854991.25; 2054: 2764807; 2055: 2685310; 2056: 2616633.75; 2057: 2553368.5
New Nuclear Natrium PTC | DEF | Added (Projects) | 2038: 2; 2040: 2; 2042: 2; 2044: 3; 2046: 3; 2048: 3; 2050: 3
New Nuclear Natrium PTC | DEF | Active (Projects) | 2038: 2; 2039: 2; 2040: 4; 2041: 4; 2042: 6; 2043: 6; 2044: 9; 2045: 9; 2046: 12; 2047: 12; 2048: 15; 2049: 15; 2050: 18; 2051: 18; 2052: 18; 2053: 18; 2054: 18; 2055: 18; 2056: 18; 2057: 18
New Nuclear Natrium PTC | DEF | Capacity (MW) | 2038: 690; 2039: 690; 2040: 1380; 2041: 1380; 2042: 2070; 2043: 2070; 2044: 3105; 2045: 3105; 2046: 4140; 2047: 4140; 2048: 5175; 2049: 5175; 2050: 6210; 2051: 6210; 2052: 6210; 2053: 6210; 2054: 6210; 2055: 6210; 2056: 6210; 2057: 6210
New Nuclear Natrium PTC | DEF | Carrying Costs ($/kW)
New Nuclear Natrium PTC | DEF | Installed Cost ($/kW)
New Nuclear Natrium PTC | DEF | Carrying Costs ($000)
New Nuclear Natrium PTC | DEF | Capital Expense ($000)
New Nuclear Natrium PTC | DEF | Installed Cost ($000)
New Nuclear Natrium PTC | DEF | Book Value ($000)
New Nuclear Natrium PTC | DEF | Book Depreciation ($000)
New Nuclear Natrium PTC | DEF | Tax Depreciation ($000)
New Nuclear Natrium PTC | DEF | Deferred Taxes ($000)
New Nuclear Natrium PTC | DEF | ADIT ($000)
New Nuclear Natrium PTC | DEF | Tax Credits ($000)
New Nuclear Natrium PTC | DEF | Deferred Credits ($000)
New Nuclear Natrium PTC | DEF | Property Taxes ($000)
New Nuclear Natrium PTC | DEF | Decommissioning ($000)
New Nuclear Natrium PTC | DEF | Other Costs ($000)
New Nuclear Natrium PTC | DEF | Debt ($000)
New Nuclear Natrium PTC | DEF | Debt Service ($000)
New Nuclear Natrium PTC | DEF | Interest ($000)
New Nuclear Natrium PTC | DEF | AFUDC ($000)
New Nuclear Natrium PTC | DEF | Capitalized Interest ($000)
New Nuclear Natrium PTC | DEF | Rate Base ($000)
New Nuclear Natrium PTC | DEF | Allowed Return ($000)
New Nuclear Natrium Storage | DEF | Added (Projects) | 2038: 2; 2040: 2; 2042: 2; 2044: 3; 2046: 3; 2048: 3; 2050: 3
New Nuclear Natrium Storage | DEF | Active (Projects) | 2038: 2; 2039: 2; 2040: 4; 2041: 4; 2042: 6; 2043: 6; 2044: 9; 2045: 9; 2046: 12; 2047: 12; 2048: 15; 2049: 15; 2050: 18; 2051: 18; 2052: 18; 2053: 18; 2054: 18; 2055: 18; 2056: 18; 2057: 18
New Nuclear Natrium Storage | DEF | Capacity (MW) | 2038: 310; 2039: 310; 2040: 620; 2041: 620; 2042: 930; 2043: 930; 2044: 1395; 2045: 1395; 2046: 1860; 2047: 1860; 2048: 2325; 2049: 2325; 2050: 2790; 2051: 2790; 2052: 2790; 2053: 2790; 2054: 2790; 2055: 2790; 2056: 2790; 2057: 2790
New Nuclear Natrium Storage | DEF | Carrying Costs ($/kW)
New Nuclear Natrium Storage | DEF | Installed Cost ($/kW)
New Nuclear Natrium Storage | DEF | Carrying Costs ($000)
New Nuclear Natrium Storage | DEF | Capital Expense ($000)
New Nuclear Natrium Storage | DEF | Installed Cost ($000)
New Nuclear Natrium Storage | DEF | Book Value ($000)
New Nuclear Natrium Storage | DEF | Book Depreciation ($000)
New Nuclear Natrium Storage | DEF | Tax Depreciation ($000)
New Nuclear Natrium Storage | DEF | Deferred Taxes ($000)
New Nuclear Natrium Storage | DEF | ADIT ($000)
New Nuclear Natrium Storage | DEF | Tax Credits ($000)
New Nuclear Natrium Storage | DEF | Deferred Credits ($000)
New Nuclear Natrium Storage | DEF | Property Taxes ($000)
New Nuclear Natrium Storage | DEF | Decommissioning ($000)
New Nuclear Natrium Storage | DEF | Other Costs ($000)
New Nuclear Natrium Storage | DEF | Debt ($000)
New Nuclear Natrium Storage | DEF | Debt Service ($000)
New Nuclear Natrium Storage | DEF | Interest ($000)
New Nuclear Natrium Storage | DEF | AFUDC ($000)
New Nuclear Natrium Storage | DEF | Capitalized Interest ($000)
New Nuclear Natrium Storage | DEF | Rate Base ($000)
New Nuclear Natrium Storage | DEF | Allowed Return ($000)
New Nuclear Natrium Storage PTC | DEF | Added (Projects) | 2038: 2; 2040: 2; 2042: 2; 2044: 3; 2046: 3; 2048: 3; 2050: 3
New Nuclear Natrium Storage PTC | DEF | Active (Projects) | 2038: 2; 2039: 2; 2040: 4; 2041: 4; 2042: 6; 2043: 6; 2044: 9; 2045: 9; 2046: 12; 2047: 12; 2048: 15; 2049: 15; 2050: 18; 2051: 18; 2052: 18; 2053: 18; 2054: 18; 2055: 18; 2056: 18; 2057: 18
New Nuclear Natrium Storage PTC | DEF | Capacity (MW) | 2038: 310; 2039: 310; 2040: 620; 2041: 620; 2042: 930; 2043: 930; 2044: 1395; 2045: 1395; 2046: 1860; 2047: 1860; 2048: 2325; 2049: 2325; 2050: 2790; 2051: 2790; 2052: 2790; 2053: 2790; 2054: 2790; 2055: 2790; 2056: 2790; 2057: 2790
New Nuclear Natrium Storage PTC | DEF | Carrying Costs ($/kW)
New Nuclear Natrium Storage PTC | DEF | Installed Cost ($/kW)
New Nuclear Natrium Storage PTC | DEF | Carrying Costs ($000)
New Nuclear Natrium Storage PTC | DEF | Capital Expense ($000)
New Nuclear Natrium Storage PTC | DEF | Installed Cost ($000)
New Nuclear Natrium Storage PTC | DEF | Book Value ($000)
New Nuclear Natrium Storage PTC | DEF | Book Depreciation ($000)
New Nuclear Natrium Storage PTC | DEF | Tax Depreciation ($000)
New Nuclear Natrium Storage PTC | DEF | Deferred Taxes ($000)
New Nuclear Natrium Storage PTC | DEF | ADIT ($000)
New Nuclear Natrium Storage PTC | DEF | Tax Credits ($000)
New Nuclear Natrium Storage PTC | DEF | Deferred Credits ($000)
New Nuclear Natrium Storage PTC | DEF | Property Taxes ($000)
New Nuclear Natrium Storage PTC | DEF | Decommissioning ($000)
New Nuclear Natrium Storage PTC | DEF | Other Costs ($000)
New Nuclear Natrium Storage PTC | DEF | Debt ($000)
New Nuclear Natrium Storage PTC | DEF | Debt Service ($000)
New Nuclear Natrium Storage PTC | DEF | Interest ($000)
New Nuclear Natrium Storage PTC | DEF | AFUDC ($000)
New Nuclear Natrium Storage PTC | DEF | Capitalized Interest ($000)
New Nuclear Natrium Storage PTC | DEF | Rate Base ($000)
New Nuclear Natrium Storage PTC | DEF | Allowed Return ($000)
New Solar+Storage 1 | DEF | Added (Projects) | 2029: 2; 2030: 2; 2031: 2
New Solar+Storage 1 | DEF | Active (Projects) | [6 empty] | 2 | 4 | 6 | 6 | 6 | 6 | 6 | 6 | 6 | 6 | 6 | 6 | 6 | 6 | 6 | 6 | 6 | 6 | 6 | 6 | 6 | 6 | 6 | 6 | 6 | 6 | 6 | 6 | 6
New Solar+Storage 1 | DEF | Capacity (MW) | [6 empty] | 149.8 | 299.6 | 449.4 | 449.4 | 449.4 | 449.4 | 449.4 | 449.4 | 449.4 | 449.4 | 449.4 | 449.4 | 449.4 | 449.4 | 449.4 | 449.4 | 449.4 | 449.4 | 449.4 | 449.4 | 449.4 | 449.4 | 449.4 | 449.4 | 449.4 | 449.4 | 449.4 | 449.4 | 449.4
New Solar+Storage 1 | DEF | Carrying Costs ($/kW) | [6 empty] | 257.2508 | 254.503 | 251.8139 | 174.0741 | 176.6416 | 179.2473 | 181.8907 | 184.574 | 187.2967 | 190.0585 | 192.8622 | 195.707 | 198.5936 | 201.5229 | 204.4957 | 207.5114 | 167.6227 | 172.3932 | 133.0431 | 229.4954 | 232.8809 | 236.316 | 239.8014 | 243.339 | 246.9279 | 250.5702 | 254.2662 | 258.0164 | 261.8227
New Solar+Storage 1 | DEF | Installed Cost ($/kW) | 2029: 2462.9599; 2030: 2426.077; 2031: 2389.7466
New Solar+Storage 1 | DEF | Carrying Costs ($000) | [6 empty] | 38536.1719 | 76249.0938 | 113165.1875 | 78228.8828 | 79382.75 | 80553.7344 | 81741.7031 | 82947.5547 | 84171.1406 | 85412.2734 | 86672.2969 | 87950.7188 | 89247.9688 | 90564.4062 | 91900.3594 | 93255.625 | 75329.6484 | 77473.5234 | 59789.5547 | 103135.2266 | 104656.7031 | 106200.4141 | 107766.7422 | 109356.5625 | 110969.3984 | 112606.2734 | 114267.25 | 115952.5938 | 117663.1328
New Solar+Storage 1 | DEF | Capital Expense ($000) | 2027: 169617.0156; 2028: 340934.4375; 2029: 335828.9688; 2030: 168689.4062
New Solar+Storage 1 | DEF | Installed Cost ($000) | 2029: 368951.4062; 2030: 363426.3438; 2031: 357984.0625
New Solar+Storage 1 | DEF | Book Value ($000) |  |  |  |  | 175160.7031 | 538703.5625 | 869475.9375 | 989672.75 | 898916.875 | 816004.25 | 751222.5 | 698427.1875 | 656005.1875 | 623801.0625 | 596667.5 | 569533.8125 | 542400.1875 | 515266.5 | 488132.9062 | 460999.25 | 433865.625 | 406731.9375 | 379598.3125 | 352464.625 | 325330.9375 | 298197.3125 | 271063.625 | 243929.9688 | 216796.3125 | 189662.6562 | 162529 | 135395.3438 | 108261.6953 | 81128.0469 | 53994.3906
New Solar+Storage 1 | DEF | Book Depreciation ($000) | [6 empty] | 12298.3799 | 24412.5918 | 36345.3945 | 36345.3945 | 36345.3945 | 36345.3945 | 36345.3945 | 36345.3945 | 36345.3945 | 36345.3945 | 36345.3945 | 36345.3945 | 36345.3945 | 36345.3945 | 36345.3945 | 36345.3945 | 36345.3945 | 36345.3945 | 36345.3945 | 36345.3945 | 36345.3945 | 36345.3945 | 36345.3945 | 36345.3945 | 36345.3945 | 36345.3945 | 36345.3945 | 36345.3945 | 36345.3945
New Solar+Storage 1 | DEF | Tax Depreciation ($000) | 2027: 2654.5061; 2028: 10950.7021; 2029: 82378.9062; 2030: 193155.75; 2031: 251024.7188; 2032: 220078.9062; 2033: 148542.1875; 2034: 101249.4375; 2035: 60321.0938; 2036: 20005.6523
New Solar+Storage 1 | DEF | Deferred Taxes ($000) |  |  |  |  | 672.7846 | 2775.4556 | 17761.9082 | 42767.9531 | 54410.4766 | 46567.2578 | 28436.2812 | 16449.9297 | 6076.6416 | -4141.3076 | -9211.7402 | -9211.7402 | -9211.7402 | -9211.7402 | -9211.7402 | -9211.7402 | -9211.7402 | -9211.7402 | -9211.7402 | -9211.7402 | -9211.7402 | -9211.7402 | -9211.7402 | -9211.7402 | -9211.7402 | -9211.7402 | -9211.7402 | -9211.7402 | -9211.7402 | -9211.7402 | -9211.7402
New Solar+Storage 1 | DEF | ADIT ($000) |  |  |  |  | 672.7846 | 3448.2402 | 21210.1484 | 63978.1016 | 118388.5938 | 164955.8438 | 193392.1094 | 209842.0469 | 215918.7031 | 211777.3906 | 202565.6562 | 193353.9219 | 184142.1875 | 174930.4531 | 165718.7188 | 156506.9688 | 147295.2344 | 138083.5 | 128871.7578 | 119660.0156 | 110448.2812 | 101236.5469 | 92024.8047 | 82813.0625 | 73601.3281 | 64389.5859 | 55177.8438 | 45966.1016 | 36754.3594 | 27542.6191 | 18330.8789
New Solar+Storage 1 | DEF | Tax Credits ($000)
New Solar+Storage 1 | DEF | Deferred Credits ($000)
New Solar+Storage 1 | DEF | Property Taxes ($000) | [6 empty] | 2655.7122 | 5271.6553 | 7848.4248 | 7848.4248 | 7848.4248 | 7848.4248 | 7848.4248 | 7848.4248 | 7848.4248 | 7848.4248 | 7848.4248 | 7848.4248 | 7848.4248 | 7848.4248 | 7848.4248 | 7848.4248 | 7848.4248 | 7848.4248 | 7848.4248 | 7848.4248 | 7848.4248 | 7848.4248 | 7848.4248 | 7848.4248 | 7848.4248 | 7848.4248 | 7848.4248 | 7848.4248 | 7848.4248
New Solar+Storage 1 | DEF | Decommissioning ($000)
New Solar+Storage 1 | DEF | Other Costs ($000) | [6 empty] | -23100.6914 | -22421.4863 | -21752.4492 | 984.9237 | 984.9237 | 984.9237 | 984.9237 | 984.9237 | 984.9237 | 984.9237 | 984.9237 | 984.9237 | 984.9237 | 984.9237 | 984.9237 | 984.9237 | 984.9237 | 984.9237 | 984.9237 | 984.9237 | 984.9237 | 984.9237 | 984.9237 | 984.9237 | 984.9237 | 984.9237 | 984.9237 | 984.9237 | 984.9237
New Solar+Storage 1 | DEF | Debt ($000) |  |  |  |  | 82325.5312 | 253190.6562 | 415075.4062 | 480451.875 | 443818.5312 | 403006.4375 | 368298.25 | 340667.6562 | 318291.5625 | 300754.4375 | 286810.0625 | 274057.25 | 261304.4375 | 248551.6094 | 235798.7812 | 223045.9688 | 210293.1562 | 197540.3438 | 184787.5156 | 172034.6875 | 159281.875 | 146529.0625 | 133776.25 | 121023.4219 | 108270.6016 | 95517.7812 | 82764.9609 | 70012.1406 | 57259.3203 | 44506.5 | 31753.6797
New Solar+Storage 1 | DEF | Debt Service ($000) |  |  |  |  | -78763.5703 | -156431.9844 | -140709.3438 | -41610.9688 | 55273.7344 | 57738.3828 | 50176.6875 | 41938.6406 | 35744.3359 | 30168.8125 | 25990.3984 | 24263.2109 | 23727.6172 | 23191.9844 | 22656.3672 | 22120.75 | 21585.125 | 21049.5078 | 20513.9023 | 19978.2734 | 19442.6602 | 18907.0352 | 18371.418 | 17835.8008 | 17300.1855 | 16764.5664 | 16228.9473 | 15693.3301 | 15157.7119 | 14622.0957 | 14086.4727
New Solar+Storage 1 | DEF | Interest ($000) |  |  |  |  | 3561.9573 | 14433.1406 | 21175.4062 | 23765.5078 | 18640.3789 | 16926.2695 | 15468.5273 | 14308.041 | 13368.2461 | 12631.6865 | 12046.0215 | 11510.4043 | 10974.7861 | 10439.168 | 9903.5498 | 9367.9316 | 8832.3125 | 8296.6934 | 7761.0757 | 7225.457 | 6689.8389 | 6154.2202 | 5618.6021 | 5082.9834 | 4547.3652 | 4011.7466 | 3476.1284 | 2940.51 | 2404.8914 | 1869.2728 | 1333.6545
New Solar+Storage 1 | DEF | AFUDC ($000) | 2027: 6216.4634; 2028: 25383.8418; 2029: 25003.7188; 2030: 18687.9375
New Solar+Storage 1 | DEF | Capitalized Interest ($000) | 2027: 3561.9573; 2028: 14433.1406; 2029: 14217.0039; 2030: 10599.7842
New Solar+Storage 1 | DEF | Rate Base ($000) | [6 empty] | 352502.6875 | 666956.75 | 944294.75 | 857460.5 | 783613.375 | 724824.8125 | 677216.125 | 639903.0625 | 610234.1875 | 583100.5 | 555966.875 | 528833.25 | 501699.5625 | 474565.9062 | 447432.25 | 420298.5938 | 393164.9375 | 366031.25 | 338897.625 | 311763.9375 | 284630.3125 | 257496.6406 | 230362.9844 | 203229.3281 | 176095.6562 | 148962 | 121828.3359 | 94694.6797 | 67561.0156
New Solar+Storage 1 | DEF | Allowed Return ($000) | [6 empty] | 32233.9648 | 60988.6406 | 86349.3125 | 78408.9062 | 71656.0938 | 66280.2812 | 61926.7891 | 58514.7656 | 55801.75 | 53320.5625 | 50839.375 | 48358.1875 | 45877 | 43395.8125 | 40914.625 | 38433.4375 | 35952.25 | 33471.0586 | 30989.873 | 28508.6855 | 26027.4961 | 23546.3086 | 21065.123 | 18583.9355 | 16102.7461 | 13621.5586 | 11140.3691 | 8659.1816 | 6177.9941
New Solar+Storage 1 PTC + ITC | DEF | Added (Projects) | 2029: 2; 2030: 2; 2031: 2
New Solar+Storage 1 PTC + ITC | DEF | Active (Projects) | [6 empty] | 2 | 4 | 6 | 6 | 6 | 6 | 6 | 6 | 6 | 6 | 6 | 6 | 6 | 6 | 6 | 6 | 6 | 6 | 6 | 6 | 6 | 6 | 6 | 6 | 6 | 6 | 6 | 6 | 6
New Solar+Storage 1 PTC + ITC | DEF | Capacity (MW) | [6 empty] | 149.8 | 299.6 | 449.4 | 449.4 | 449.4 | 449.4 | 449.4 | 449.4 | 449.4 | 449.4 | 449.4 | 449.4 | 449.4 | 449.4 | 449.4 | 449.4 | 449.4 | 449.4 | 449.4 | 449.4 | 449.4 | 449.4 | 449.4 | 449.4 | 449.4 | 449.4 | 449.4 | 449.4 | 449.4
New Solar+Storage 1 PTC + ITC | DEF | Carrying Costs ($/kW)
New Solar+Storage 1 PTC + ITC | DEF | Installed Cost ($/kW)
New Solar+Storage 1 PTC + ITC | DEF | Carrying Costs ($000)
New Solar+Storage 1 PTC + ITC | DEF | Capital Expense ($000)
New Solar+Storage 1 PTC + ITC | DEF | Installed Cost ($000)
New Solar+Storage 1 PTC + ITC | DEF | Book Value ($000)
New Solar+Storage 1 PTC + ITC | DEF | Book Depreciation ($000)
New Solar+Storage 1 PTC + ITC | DEF | Tax Depreciation ($000)
New Solar+Storage 1 PTC + ITC | DEF | Deferred Taxes ($000)
New Solar+Storage 1 PTC + ITC | DEF | ADIT ($000)
New Solar+Storage 1 PTC + ITC | DEF | Tax Credits ($000)
New Solar+Storage 1 PTC + ITC | DEF | Deferred Credits ($000)
New Solar+Storage 1 PTC + ITC | DEF | Property Taxes ($000)
New Solar+Storage 1 PTC + ITC | DEF | Decommissioning ($000)
New Solar+Storage 1 PTC + ITC | DEF | Other Costs ($000)
New Solar+Storage 1 PTC + ITC | DEF | Debt ($000)
New Solar+Storage 1 PTC + ITC | DEF | Debt Service ($000)
New Solar+Storage 1 PTC + ITC | DEF | Interest ($000)
New Solar+Storage 1 PTC + ITC | DEF | AFUDC ($000)
New Solar+Storage 1 PTC + ITC | DEF | Capitalized Interest ($000)
New Solar+Storage 1 PTC + ITC | DEF | Rate Base ($000)
New Solar+Storage 1 PTC + ITC | DEF | Allowed Return ($000)
Solar 5
Project | Area | Output | 2023 | 2024 | 2025 | 2026 | 2027 | 2028 | 2029 | 2030 | 2031 | 2032 | 2033 | 2034 | 2035 | 2036 | 2037 | 2038 | 2039 | 2040 | 2041 | 2042 | 2043 | 2044 | 2045 | 2046 | 2047 | 2048 | 2049 | 2050 | 2051 | 2052 | 2053 | 2054 | 2055 | 2056 | 2057
DEF On-Shore Wind | DEF | Added (Projects) | bar: 2043 to 2047
DEF On-Shore Wind | DEF | Active (Projects) | 2043: 1; 2044: 2; 2045: 3; 2046: 4; 2047: 5; 2048: 5; 2049: 5; 2050: 5; 2051: 5; 2052: 5; 2053: 5; 2054: 5; 2055: 5; 2056: 5; 2057: 5
DEF On-Shore Wind | DEF | Capacity (MW) | 2043: 150; 2044: 300; 2045: 450; 2046: 600; 2047: 750; 2048: 750; 2049: 750; 2050: 750; 2051: 750; 2052: 750; 2053: 750; 2054: 750; 2055: 750; 2056: 750; 2057: 750
DEF On-Shore Wind | DEF | Carrying Costs ($/kW) | 2043: 157.3847; 2044: 160.3506; 2045: 163.374; 2046: 166.4536; 2047: 169.5909; 2048: 172.7873; 2049: 176.0449; 2050: 179.3632; 2051: 182.7436; 2052: 186.1891; 2053: 189.6983; 2054: 193.2743; 2055: 196.9175; 2056: 200.6295; 2057: 204.4117
DEF On-Shore Wind | DEF | Installed Cost ($/kW) | 2043: 2132.1573; 2044: 2172.3481; 2045: 2213.2971; 2046: 2255.0175; 2047: 2297.5242
DEF On-Shore Wind | DEF | Carrying Costs ($000) | 2043: 23607.7109; 2044: 48105.168; 2045: 73518.3203; 2046: 99872.1562; 2047: 127193.1875; 2048: 129590.4688; 2049: 132033.6875; 2050: 134522.3906; 2051: 137057.7344; 2052: 139641.7969; 2053: 142273.7344; 2054: 144955.75; 2055: 147688.125; 2056: 150472.1406; 2057: 153308.75
DEF On-Shore Wind | DEF | Capital Expense ($000) | 2041: 118169.3203; 2042: 302082.125; 2043: 307776.375; 2044: 313577.9375; 2045: 319488.8438; 2046: 195776.5938
DEF On-Shore Wind | DEF | Installed Cost ($000) | 2043: 319823.5938; 2044: 325852.2188; 2045: 331994.5625; 2046: 338252.625; 2047: 344628.625
DEF On-Shore Wind | DEF | Book Value ($000) | 2041: 122031.5078; 2042: 441974.5312; 2043: 744213.9375; 2044: 1018950.625; 2045: 1275762.625; 2046: 1386395; 2047: 1267311.5; 2048: 1159538.625; 2049: 1078224.5; 2050: 1012783.4375; 2051: 956863.75; 2052: 910645.1875; 2053: 869322.3125; 2054: 827999.5; 2055: 786676.625; 2056: 745353.8125; 2057: 704030.9375
DEF On-Shore Wind | DEF | Book Depreciation ($000) | 2043: 10660.7861; 2044: 21522.5273; 2045: 32589.0117; 2046: 43864.1016; 2047: 55351.7227; 2048: 55351.7227; 2049: 55351.7227; 2050: 55351.7227; 2051: 55351.7227; 2052: 55351.7227; 2053: 55351.7227; 2054: 55351.7227; 2055: 55351.7227; 2056: 55351.7227; 2057: 55351.7227
DEF On-Shore Wind | DEF | Tax Depreciation ($000) | 2041: 1849.3496; 2042: 8639.5146; 2043: 71046.1562; 2044: 171975.4219; 2045: 234971.2031; 2046: 273222.5; 2047: 306808.6875; 2048: 262182.5938; 2049: 157787.7188; 2050: 95159.8125; 2051: 57592.25; 2052: 19316.543
DEF On-Shore Wind | DEF | Deferred Taxes ($000) | 2041: 468.7177; 2042: 2189.6851; 2043: 15304.6738; 2044: 38132.293; 2045: 51293.7656; 2046: 58130.8789; 2047: 63731.7695; 2048: 52421.2852; 2049: 25962.4062; 2050: 10089.3613; 2051: 567.8623; 2052: -9133.1162; 2053: -14028.8945; 2054: -14028.8945; 2055: -14028.8945; 2056: -14028.8945; 2057: -14028.8945
DEF On-Shore Wind | DEF | ADIT ($000) | 2041: 468.7177; 2042: 2658.4026; 2043: 17963.0762; 2044: 56095.3672; 2045: 107389.1328; 2046: 165520.0156; 2047: 229251.7969; 2048: 281673.0625; 2049: 307635.4688; 2050: 317724.8438; 2051: 318292.6875; 2052: 309159.5938; 2053: 295130.6875; 2054: 281101.8125; 2055: 267072.9062; 2056: 253044; 2057: 239015.125
DEF On-Shore Wind | DEF | Tax Credits ($000)
DEF On-Shore Wind | DEF | Deferred Credits ($000)
DEF On-Shore Wind | DEF | Property Taxes ($000) | 2043: 2302.0901; 2044: 4647.5742; 2045: 7037.271; 2046: 9472.0137; 2047: 11952.6504; 2048: 11952.6504; 2049: 11952.6504; 2050: 11952.6504; 2051: 11952.6504; 2052: 11952.6504; 2053: 11952.6504; 2054: 11952.6504; 2055: 11952.6504; 2056: 11952.6504; 2057: 11952.6504
DEF On-Shore Wind | DEF | Decommissioning ($000)
DEF On-Shore Wind | DEF | Other Costs ($000) | 2043: 288.8966; 2044: 583.2389; 2045: 883.1296; 2046: 1188.6731; 2047: 1499.9761; 2048: 1499.9761; 2049: 1499.9761; 2050: 1499.9761; 2051: 1499.9761; 2052: 1499.9761; 2053: 1499.9761; 2054: 1499.9761; 2055: 1499.9761; 2056: 1499.9761; 2057: 1499.9761
DEF On-Shore Wind | DEF | Debt ($000) | 2041: 57354.8086; 2042: 207728.0312; 2043: 355358.1562; 2044: 492391.5625; 2045: 618776.6875; 2046: 675141; 2047: 623621.0625; 2048: 570309.8125; 2049: 525874.3125; 2050: 491386.875; 2051: 462867.125; 2052: 438864.625; 2053: 418292.375; 2054: 398870.6562; 2055: 379448.875; 2056: 360027.1562; 2057: 340605.4375
DEF On-Shore Wind | DEF | Debt Service ($000) | 2041: -54873.2539; 2042: -138962.1562; 2043: -129967.9688; 2044: -113564.2188; 2045: -97555.2422; 2046: -25193.3125; 2047: 77711.9922; 2048: 77264.2891; 2049: 66522.2109; 2050: 55125.7109; 2051: 47960.1797; 2052: 42434.8047; 2053: 38140.5312; 2054: 36174.2891; 2055: 35358.5898; 2056: 34542.8828; 2057: 33727.1602
DEF On-Shore Wind | DEF | Interest ($000) | 2041: 2481.5557; 2042: 11411.0615; 2043: 17662.168; 2044: 23469.1621; 2045: 28829.9043; 2046: 31171; 2047: 26192.0859; 2048: 23953.0117; 2049: 22086.7227; 2050: 20638.248; 2051: 19440.418; 2052: 18432.3125; 2053: 17568.2793; 2054: 16752.5664; 2055: 15936.8535; 2056: 15121.1406; 2057: 14305.4268
DEF On-Shore Wind | DEF | AFUDC ($000) | 2041: 4330.9053; 2042: 20050.5762; 2043: 20428.5273; 2044: 20813.6035; 2045: 21205.9414; 2046: 16850.8965
DEF On-Shore Wind | DEF | Capitalized Interest ($000) | 2041: 2481.5557; 2042: 11411.0615; 2043: 11626.1582; 2044: 11845.3105; 2045: 12068.5947; 2046: 9571.6602
DEF On-Shore Wind | DEF | Rate Base ($000) | 2043: 305775.5; 2044: 588847.625; 2045: 849104; 2046: 1094191.5; 2047: 1326853.5; 2048: 1213425.125; 2049: 1118881.5; 2050: 1045503.9375; 2051: 984823.625; 2052: 933754.5; 2053: 889983.75; 2054: 848660.9375; 2055: 807338.125; 2056: 766015.25; 2057: 724692.375
DEF On-Shore Wind | DEF | Allowed Return ($000) | 2043: 27961.082; 2044: 53846.0938; 2045: 77644.7578; 2046: 100056.3438; 2047: 121331.6875; 2048: 110959.4453; 2049: 102314.0781; 2050: 95604.1953; 2051: 90055.3984; 2052: 85385.4766; 2053: 81382.9375; 2054: 77604.25; 2055: 73825.5547; 2056: 70046.8594; 2057: 66268.1719
DEF On-Shore Wind Post PTC | DEF | Added (Projects) | bar: 2048 to 2049
DEF On-Shore Wind Post PTC | DEF | Active (Projects) | 2048: 1; 2049: 2; 2050: 2; 2051: 2; 2052: 2; 2053: 2; 2054: 2; 2055: 2; 2056: 2; 2057: 2
DEF On-Shore Wind Post PTC | DEF | Capacity (MW) | 2048: 150; 2049: 300; 2050: 300; 2051: 300; 2052: 300; 2053: 300; 2054: 300; 2055: 300; 2056: 300; 2057: 300
DEF On-Shore Wind Post PTC | DEF | Carrying Costs ($/kW) | 2048: 162.1775; 2049: 165.2343; 2050: 168.3492; 2051: 171.5226; 2052: 174.7555; 2053: 178.0496; 2054: 181.406; 2055: 184.8255; 2056: 188.3096; 2057: 191.8592
DEF On-Shore Wind Post PTC | DEF | Installed Cost ($/kW) | 2048: 2194.6773; 2049: 2236.0469
DEF On-Shore Wind Post PTC | DEF | Carrying Costs ($000) | 2048: 24326.6211; 2049: 49570.2852; 2050: 50504.7539; 2051: 51456.7891; 2052: 52426.6562; 2053: 53414.8789; 2054: 54421.7852; 2055: 55447.6523; 2056: 56492.875; 2057: 57557.7461
DEF On-Shore Wind Post PTC | DEF | Capital Expense ($000) | 2047: 329201.5938; 2048: 335407.0312
DEF On-Shore Wind Post PTC | DEF | Installed Cost ($000) | 2048: 329201.5938; 2049: 335407.0312
DEF On-Shore Wind Post PTC | DEF | Book Value ($000) | 2047: 329201.5938; 2048: 639729.25; 2049: 579489.125; 2050: 519727.75; 2051: 477255.4062; 2052: 441311.75; 2053: 410174; 2054: 388738.6875; 2055: 372199.9062; 2056: 355661.125; 2057: 339122.3125
DEF On-Shore Wind Post PTC | DEF | Book Depreciation ($000) | 2048: 10973.3867; 2049: 22153.6211; 2050: 22153.6211; 2051: 22153.6211; 2052: 22153.6211; 2053: 22153.6211; 2054: 22153.6211; 2055: 22153.6211; 2056: 22153.6211; 2057: 22153.6211
DEF On-Shore Wind Post PTC | DEF | Tax Depreciation ($000) | 2048: 65840.3203; 2049: 172425.9219; 2050: 170536.9688; 2051: 102322.1875; 2052: 76562.9219; 2053: 57600.9062; 2054: 19319.4473
DEF On-Shore Wind Post PTC | DEF | Deferred Taxes ($000) | 2048: 13906.0244; 2049: 38086.5156; 2050: 37607.7617; 2051: 20318.7227; 2052: 13790.0371; 2053: 8984.1152; 2054: -718.3213; 2055: -5614.835; 2056: -5614.835; 2057: -5614.835
DEF On-Shore Wind Post PTC | DEF | ADIT ($000) | 2048: 13906.0244; 2049: 51992.5391; 2050: 89600.2969; 2051: 109919.0156; 2052: 123709.0625; 2053: 132693.1719; 2054: 131974.8438; 2055: 126360.0156; 2056: 120745.1875; 2057: 115130.3594
DEF On-Shore Wind Post PTC | DEF | Tax Credits ($000)
DEF On-Shore Wind Post PTC | DEF | Deferred Credits ($000)
DEF On-Shore Wind Post PTC | DEF | Property Taxes ($000) | 2048: 2369.593; 2049: 4783.8525; 2050: 4783.8525; 2051: 4783.8525; 2052: 4783.8525; 2053: 4783.8525; 2054: 4783.8525; 2055: 4783.8525; 2056: 4783.8525; 2057: 4783.8525
DEF On-Shore Wind Post PTC | DEF | Decommissioning ($000)
DEF On-Shore Wind Post PTC | DEF | Other Costs ($000) | 2048: 297.3678; 2049: 600.3409; 2050: 600.3409; 2051: 600.3409; 2052: 600.3409; 2053: 600.3409; 2054: 600.3409; 2055: 600.3409; 2056: 600.3409; 2057: 600.3409
DEF On-Shore Wind Post PTC | DEF | Debt ($000) | 2047: 154724.75; 2048: 306519.375; 2049: 286516.3125; 2050: 258315.9375; 2051: 234291.0156; 2052: 215863.25; 2053: 200099.125; 2054: 187744.4688; 2055: 178820.5625; 2056: 171047.3281; 2057: 163274.0938
DEF On-Shore Wind Post PTC | DEF | Debt Service ($000) | 2047: -154724.75; 2048: -145541.75; 2049: 32036.7656; 2050: 39049.6328; 2051: 33865.1406; 2052: 27494.0234; 2053: 24168.2812; 2054: 20239.9297; 2055: 16434.375; 2056: 14957.2188; 2057: 14630.7344
DEF On-Shore Wind Post PTC | DEF | Interest ($000) | 2048: 6252.8794; 2049: 12033.6836; 2050: 10849.2695; 2051: 9840.2227; 2052: 9066.2559; 2053: 8404.1631; 2054: 7885.2676; 2055: 7510.4629; 2056: 7183.9873; 2057: 6857.5122
DEF On-Shore Wind Post PTC | DEF | AFUDC ($000)
DEF On-Shore Wind Post PTC | DEF | Capitalized Interest ($000)
DEF On-Shore Wind Post PTC | DEF | Rate Base ($000) | 2048: 316761.875; 2049: 609609.125; 2050: 549608.375; 2051: 498491.5; 2052: 459283.5; 2053: 425742.8125; 2054: 399456.3125; 2055: 380469.25; 2056: 363930.5; 2057: 347391.6875
DEF On-Shore Wind Post PTC | DEF | Allowed Return ($000) | 2048: 28965.7109; 2049: 55744.5938; 2050: 50257.9336; 2051: 45583.6484; 2052: 41998.3438; 2053: 38931.2734; 2054: 36527.5547; 2055: 34791.3164; 2056: 33278.9609; 2057: 31766.5996
DEF On-Shore Wind PTC | DEF | Added (Projects) | bar: 2043 to 2047
DEF On-Shore Wind PTC | DEF | Active (Projects) | 2043: 1; 2044: 2; 2045: 3; 2046: 4; 2047: 5; 2048: 5; 2049: 5; 2050: 5; 2051: 5; 2052: 5; 2053: 5; 2054: 5; 2055: 5; 2056: 5; 2057: 5
DEF On-Shore Wind PTC | DEF | Capacity (MW) | 2043: 150; 2044: 300; 2045: 450; 2046: 600; 2047: 750; 2048: 750; 2049: 750; 2050: 750; 2051: 750; 2052: 750; 2053: 750; 2054: 750; 2055: 750; 2056: 750; 2057: 750
DEF On-Shore Wind PTC | DEF | Carrying Costs ($/kW)
DEF On-Shore Wind PTC | DEF | Installed Cost ($/kW)
DEF On-Shore Wind PTC | DEF | Carrying Costs ($000)
DEF On-Shore Wind PTC | DEF | Capital Expense ($000)
DEF On-Shore Wind PTC | DEF | Installed Cost ($000)
DEF On-Shore Wind PTC | DEF | Book Value ($000)
DEF On-Shore Wind PTC | DEF | Book Depreciation ($000)
DEF On-Shore Wind PTC | DEF | Tax Depreciation ($000)
DEF On-Shore Wind PTC | DEF | Deferred Taxes ($000)
DEF On-Shore Wind PTC | DEF | ADIT ($000)
DEF On-Shore Wind PTC | DEF | Tax Credits ($000)
DEF On-Shore Wind PTC | DEF | Deferred Credits ($000)
DEF On-Shore Wind PTC | DEF | Property Taxes ($000)
DEF On-Shore Wind PTC | DEF | Decommissioning ($000)
DEF On-Shore Wind PTC | DEF | Other Costs ($000)
DEF On-Shore Wind PTC | DEF | Debt ($000)
DEF On-Shore Wind PTC | DEF | Debt Service ($000)
DEF On-Shore Wind PTC | DEF | Interest ($000)
DEF On-Shore Wind PTC | DEF | AFUDC ($000)
DEF On-Shore Wind PTC | DEF | Capitalized Interest ($000)
DEF On-Shore Wind PTC | DEF | Rate Base ($000)
DEF On-Shore Wind PTC | DEF | Allowed Return ($000)
New Battery 2 Hours | DEF | Added (Projects) | 2027: 2
New Battery 2 Hours | DEF | Active (Projects) | 2027: 2; 2028: 2; 2029: 2; 2030: 2; 2031: 2; 2032: 2; 2033: 2; 2034: 2; 2035: 2; 2036: 2; 2037: 2; 2038: 2; 2039: 2; 2040: 2; 2041: 2
New Battery 2 Hours | DEF | Capacity (MW) | 2027: 100; 2028: 100; 2029: 100; 2030: 100; 2031: 100; 2032: 100; 2033: 100; 2034: 100; 2035: 100; 2036: 100; 2037: 100; 2038: 100; 2039: 100; 2040: 100; 2041: 100
New Battery 2 Hours | DEF | Carrying Costs ($/kW) | 2027: 215.9397; 2028: 150.8478; 2029: 151.79; 2030: 152.7765; 2031: 153.8073; 2032: 123.3404; 2033: 126.1713; 2034: 129.0667; 2035: 132.029; 2036: 135.0589; 2037: 138.1586; 2038: 141.3292; 2039: 144.5728; 2040: 147.8906; 2041: 151.285
New Battery 2 Hours | DEF | Installed Cost ($/kW) | 2027: 1505.9875
New Battery 2 Hours | DEF | Carrying Costs ($000) | 2027: 21593.9688; 2028: 15084.7793; 2029: 15179; 2030: 15277.6465; 2031: 15380.7324; 2032: 12334.0449; 2033: 12617.125; 2034: 12906.6689; 2035: 13202.9033; 2036: 13505.8936; 2037: 13815.8643; 2038: 14132.916; 2039: 14457.2783; 2040: 14789.0645; 2041: 15128.501
New Battery 2 Hours | DEF | Capital Expense ($000) | 2026: 145274.4375
New Battery 2 Hours | DEF | Installed Cost ($000) | 2027: 150598.75
New Battery 2 Hours | DEF | Book Value ($000) | 2026: 150022.5156; 2027: 135008.6094; 2028: 115483.5469; 2029: 100770.3906; 2030: 88944.375; 2031: 77118.3594; 2032: 67457.7031; 2033: 59962.4023; 2034: 52467.1016; 2035: 44971.8008; 2036: 37476.5; 2037: 29981.1992; 2038: 22485.8984; 2039: 14990.5986; 2040: 7495.2988; 2041: -0.0012207
New Battery 2 Hours | DEF | Book Depreciation ($000) | 2027: 10039.917; 2028: 10039.917; 2029: 10039.917; 2030: 10039.917; 2031: 10039.917; 2032: 10039.917; 2033: 10039.917; 2034: 10039.917; 2035: 10039.917; 2036: 10039.917; 2037: 10039.917; 2038: 10039.917; 2039: 10039.917; 2040: 10039.917; 2041: 10039.917
New Battery 2 Hours | DEF | Tax Depreciation ($000) | 2026: 2273.5449; 2027: 29665.041; 2028: 47464.0703; 2029: 28478.4414; 2030: 17087.0645; 2031: 17087.0645; 2032: 8543.5322
New Battery 2 Hours | DEF | Deferred Taxes ($000) | 2026: 576.23; 2027: 4973.9883; 2028: 9485.1514; 2029: 4673.2437; 2030: 1786.0996; 2031: 1786.0996; 2032: -379.2587; 2033: -2544.6169; 2034: -2544.6169; 2035: -2544.6169; 2036: -2544.6169; 2037: -2544.6169; 2038: -2544.6169; 2039: -2544.6169; 2040: -2544.6169; 2041: -2544.6169
New Battery 2 Hours | DEF | ADIT ($000) | 2026: 576.23; 2027: 5550.2183; 2028: 15035.3691; 2029: 19708.6133; 2030: 21494.7129; 2031: 23280.8125; 2032: 22901.5547; 2033: 20356.9375; 2034: 17812.3203; 2035: 15267.7031; 2036: 12723.0859; 2037: 10178.4688; 2038: 7633.8516; 2039: 5089.2344; 2040: 2544.6174; 2041: 0.00048828
New Battery 2 Hours | DEF | Tax Credits ($000)
New Battery 2 Hours | DEF | Deferred Credits ($000)
New Battery 2 Hours | DEF | Property Taxes ($000) | 2027: 1084.0098; 2028: 1084.0098; 2029: 1084.0098; 2030: 1084.0098; 2031: 1084.0098; 2032: 1084.0098; 2033: 1084.0098; 2034: 1084.0098; 2035: 1084.0098; 2036: 1084.0098; 2037: 1084.0098; 2038: 1084.0098; 2039: 1084.0098; 2040: 1084.0098; 2041: 1084.0098
New Battery 2 Hours | DEF | Decommissioning ($000)
New Battery 2 Hours | DEF | Other Costs ($000) | 2027: -59256.4375; 2028: 136.0358; 2029: 136.0358; 2030: 136.0358; 2031: 136.0358; 2032: 136.0358; 2033: 136.0358; 2034: 136.0358; 2035: 136.0358; 2036: 136.0358; 2037: 136.0358; 2038: 136.0358; 2039: 136.0358; 2040: 136.0358; 2041: 136.0358
New Battery 2 Hours | DEF | Debt ($000) | 2026: 70510.5859; 2027: 66982.3125; 2028: 58865.6562; 2029: 50819.6758; 2030: 44582.9688; 2031: 39024.7422; 2032: 33975.375; 2033: 29943.7266; 2034: 26420.9355; 2035: 22898.1465; 2036: 19375.3574; 2037: 15852.5674; 2038: 12329.7764; 2039: 8806.9844; 2040: 5284.1934; 2041: 1761.4026
New Battery 2 Hours | DEF | Debt Service ($000) | 2026: -67459.8203; 2027: 6341.5312; 2028: 10589.0117; 2029: 10180.4062; 2030: 8109.1914; 2031: 7197.2656; 2032: 6476.332; 2033: 5289.2852; 2034: 4632.4707; 2035: 4484.5117; 2036: 4336.5547; 2037: 4188.5977; 2038: 4040.6416; 2039: 3892.6855; 2040: 3744.7271; 2041: 3596.7695
New Battery 2 Hours | DEF | Interest ($000) | 2026: 3050.7632; 2027: 2813.2571; 2028: 2472.3574; 2029: 2134.4263; 2030: 1872.4846; 2031: 1639.0392; 2032: 1426.9657; 2033: 1257.6365; 2034: 1109.6793; 2035: 961.7222; 2036: 813.765; 2037: 665.8078; 2038: 517.8506; 2039: 369.8933; 2040: 221.9361; 2041: 73.9789
New Battery 2 Hours | DEF | AFUDC ($000) | 2026: 5324.3081
New Battery 2 Hours | DEF | Capitalized Interest ($000) | 2026: 3050.7632
New Battery 2 Hours | DEF | Rate Base ($000) | 2027: 142515.5625; 2028: 125246.0781; 2029: 108126.9688; 2030: 94857.3828; 2031: 83031.3672; 2032: 72288.0312; 2033: 63710.0547; 2034: 56214.7578; 2035: 48719.4609; 2036: 41224.1641; 2037: 33728.8672; 2038: 26233.5664; 2039: 18738.2656; 2040: 11242.9648; 2041: 3747.665
New Battery 2 Hours | DEF | Allowed Return ($000) | 2027: 13032.0752; 2028: 11452.8984; 2029: 9887.4736; 2030: 8674.0605; 2031: 7592.6519; 2032: 6610.2471; 2033: 5825.8496; 2034: 5140.4561; 2035: 4455.062; 2036: 3769.6685; 2037: 3084.2747; 2038: 2398.8806; 2039: 1713.4865; 2040: 1028.0924; 2041: 342.6984
New Battery 4 Hours - In Energy Community | DEF | Added (Projects) | 2034: 6
New Battery 4 Hours - In Energy Community | DEF | Active (Projects) | 2034: 6; 2035: 6; 2036: 6; 2037: 6; 2038: 6; 2039: 6; 2040: 6; 2041: 6; 2042: 6; 2043: 6; 2044: 6; 2045: 6; 2046: 6; 2047: 6; 2048: 6
New Battery 4 Hours - In Energy Community | DEF | Capacity (MW) | 2034: 300; 2035: 300; 2036: 300; 2037: 300; 2038: 300; 2039: 300; 2040: 300; 2041: 300; 2042: 300; 2043: 300; 2044: 300; 2045: 300; 2046: 300; 2047: 300; 2048: 300
New Battery 4 Hours - In Energy Community | DEF | Carrying Costs ($/kW) | 2034: 173.335; 2035: 177.3126; 2036: 181.3819; 2037: 185.5448; 2038: 189.8029; 2039: 194.159; 2040: 198.6152; 2041: 203.1729; 2042: 207.8362; 2043: 212.606; 2044: -48.999; 2045: -38.0468; 2046: -305.4231; 2047: 283.3534; 2048: 289.856
New Battery 4 Hours - In Energy Community | DEF | Installed Cost ($/kW) | 2034: 2024.6567
New Battery 4 Hours - In Energy Community | DEF | Carrying Costs ($000) | 2034: 52000.4883; 2035: 53193.7695; 2036: 54414.5664; 2037: 55663.4297; 2038: 56940.8711; 2039: 58247.6992; 2040: 59584.5586; 2041: 60951.875; 2042: 62350.8555; 2043: 63781.793; 2044: -14699.7139; 2045: -11414.0479; 2046: -91626.9297; 2047: 85006.0078; 2048: 86956.7891
New Battery 4 Hours - In Energy Community | DEF | Capital Expense ($000) | 2033: 585922.9375
New Battery 4 Hours - In Energy Community | DEF | Installed Cost ($000) | 2034: 607397
New Battery 4 Hours - In Energy Community | DEF | Book Value ($000) | 2033: 605072.9375; 2034: 544518.625; 2035: 465769.8438; 2036: 406428.5312; 2037: 358731.6875; 2038: 311034.8438; 2039: 272071.3438; 2040: 241841.2031; 2041: 211611.0469; 2042: 181380.8906; 2043: 151150.7344; 2044: 120920.5859; 2045: 90690.4375; 2046: 60460.2891; 2047: 30230.1406; 2048: -0.0078125
New Battery 4 Hours - In Energy Community | DEF | Book Depreciation ($000) | 2034: 40493.1328; 2035: 40493.1328; 2036: 40493.1328; 2037: 40493.1328; 2038: 40493.1328; 2039: 40493.1328; 2040: 40493.1328; 2041: 40493.1328; 2042: 40493.1328; 2043: 40493.1328; 2044: 40493.1328; 2045: 40493.1328; 2046: 40493.1328; 2047: 40493.1328; 2048: 40493.1328
New Battery 4 Hours - In Energy Community | DEF | Tax Depreciation ($000) | 2033: 9169.6924; 2034: 119645.4609; 2035: 191432.75; 2036: 114859.6562; 2037: 68915.7969; 2038: 68915.7969; 2039: 34457.8984
New Battery 4 Hours - In Energy Community | DEF | Deferred Taxes ($000) | 2033: 2324.0586; 2034: 20061.1582; 2035: 38255.6484; 2036: 18848.1953; 2037: 7203.7246; 2038: 7203.7246; 2039: -1529.6302; 2040: -10262.9844; 2041: -10262.9844; 2042: -10262.9844; 2043: -10262.9844; 2044: -10262.9844; 2045: -10262.9844; 2046: -10262.9844; 2047: -10262.9844; 2048: -10262.9844
New Battery 4 Hours - In Energy Community | DEF | ADIT ($000) | 2033: 2324.0586; 2034: 22385.2168; 2035: 60640.8672; 2036: 79489.0625; 2037: 86692.7891; 2038: 93896.5156; 2039: 92366.8828; 2040: 82103.8984; 2041: 71840.9141; 2042: 61577.9297; 2043: 51314.9453; 2044: 41051.9609; 2045: 30788.9766; 2046: 20525.9922; 2047: 10263.0078; 2048: 0.023438
New Battery 4 Hours - In Energy Community | DEF | Tax Credits ($000)
New Battery 4 Hours - In Energy Community | DEF | Deferred Credits ($000)
New Battery 4 Hours - In Energy Community | DEF | Property Taxes ($000) | 2034: 4372.0435; 2035: 4372.0435; 2036: 4372.0435; 2037: 4372.0435; 2038: 4372.0435; 2039: 4372.0435; 2040: 4372.0435; 2041: 4372.0435; 2042: 4372.0435; 2043: 4372.0435; 2044: 4372.0435; 2045: 4372.0435; 2046: 4372.0435; 2047: 4372.0435; 2048: 4372.0435
New Battery 4 Hours - In Energy Community | DEF | Decommissioning ($000)
New Battery 4 Hours - In Energy Community | DEF | Other Costs ($000) | 2034: -265605.5312; 2035: 548.6617; 2036: 548.6617; 2037: 548.6617; 2038: 548.6617; 2039: 548.6617; 2040: 548.6617; 2041: 548.6617; 2042: 548.6617; 2043: 548.6617; 2044: 548.6617; 2045: 548.6617; 2046: 548.6617; 2047: 548.6617; 2048: 548.6617
New Battery 4 Hours - In Energy Community | DEF | Debt ($000) | 2033: 284384.2812; 2034: 270154.0312; 2035: 237417.8281; 2036: 204966.6562; 2037: 179812.6875; 2038: 157395.1562; 2039: 137029.9688; 2040: 120769.4609; 2041: 106561.2891; 2042: 92353.1094; 2043: 78144.9375; 2044: 63936.7656; 2045: 49728.5938; 2046: 35520.418; 2047: 21312.25; 2048: 7104.0796
New Battery 4 Hours - In Energy Community | DEF | Debt Service ($000) | 2033: -272079.9062; 2034: 25576.7188; 2035: 42707.75; 2036: 41059.7656; 2037: 32706.0938; 2038: 29028.125; 2039: 26120.4531; 2040: 21332.8281; 2041: 18683.7422; 2042: 18087.0078; 2043: 17490.2578; 2044: 16893.5156; 2045: 16296.7734; 2046: 15700.0312; 2047: 15103.2832; 2048: 14506.541
New Battery 4 Hours - In Energy Community | DEF | Interest ($000) | 2033: 12304.3818; 2034: 11346.4688; 2035: 9971.5488; 2036: 8608.5996; 2037: 7552.1328; 2038: 6610.5967; 2039: 5755.2588; 2040: 5072.3174; 2041: 4475.5742; 2042: 3878.8306; 2043: 3282.0874; 2044: 2685.3442; 2045: 2088.6008; 2046: 1491.8575; 2047: 895.1145; 2048: 298.3713
New Battery 4 Hours - In Energy Community | DEF | AFUDC ($000) | 2033: 21474.0742
New Battery 4 Hours - In Energy Community | DEF | Capitalized Interest ($000) | 2033: 12304.3818
New Battery 4 Hours - In Energy Community | DEF | Rate Base ($000) | 2034: 574795.8125; 2035: 505144.3125; 2036: 436099.2812; 2037: 382580.1875; 2038: 334883.3125; 2039: 291553.125; 2040: 256956.2969; 2041: 226726.1406; 2042: 196495.9844; 2043: 166265.8281; 2044: 136035.6719; 2045: 105805.5156; 2046: 75575.3594; 2047: 45345.2109; 2048: 15115.0625
New Battery 4 Hours - In Energy Community | DEF | Allowed Return ($000) | 2034: 52561.1523; 2035: 46192; 2036: 39878.3008; 2037: 34984.3477; 2038: 30622.793; 2039: 26660.543; 2040: 23496.8984; 2041: 20732.5586; 2042: 17968.2168; 2043: 15203.875; 2044: 12439.5332; 2045: 9675.1924; 2046: 6910.8506; 2047: 4146.5098; 2048: 1382.1693
New Battery 4 Hours - No Energy Community | DEF | Added (Projects) | 2031: 1; 2032: 7; 2033: 11; 2034: 6; 2035: 10; 2039: 5; 2045: 1
New Battery 4 Hours - No Energy Community | DEF | Active (Projects) | [8 empty] | 1 | 8 | 19 | 25 | 35 | 35 | 35 | 35 | 40 | 40 | 40 | 40 | 40 | 40 | 41 | 40 | 33 | 22 | 16 | 6 | 6 | 6 | 6 | 1 | 1 | 1 | 1
New Battery 4 Hours - No Energy Community | DEF | Capacity (MW) | [8 empty] | 50 | 400 | 950 | 1250 | 1750 | 1750 | 1750 | 1750 | 2000 | 2000 | 2000 | 2000 | 2000 | 2000 | 2050 | 2000 | 1650 | 1100 | 800 | 300 | 300 | 300 | 300 | 50 | 50 | 50 | 50
New Battery 4 Hours - No Energy Community | DEF | Carrying Costs ($/kW) | [8 empty] | 225.4145 | 174.6352 | 178.643 | 182.7437 | 186.9371 | 191.2275 | 195.6162 | 200.1057 | 204.6979 | 209.3961 | 214.2015 | 219.1176 | 224.1463 | 29.4272 | 39.1604 | -159.8184 | 283.3534 | 289.856 | 296.508 | 303.3123 | 310.2746 | 317.3941 | 324.6791 | 332.1302 | 339.753 | 347.5503 | 355.5263
New Battery 4 Hours - No Energy Community | DEF | Installed Cost ($/kW) | 2031: 1956.1012; 2032: 1934.8287; 2033: 1979.233; 2034: 2024.6567; 2035: 2071.1227; 2039: 2267.898; 2045: 2598.6639
New Battery 4 Hours - No Energy Community | DEF | Carrying Costs ($000) | [8 empty] | 11270.7256 | 69854.0703 | 169710.8281 | 228429.6406 | 327139.9062 | 334648.1562 | 342328.3125 | 350184.9688 | 409395.8438 | 418792.2812 | 428403.0312 | 438235.1562 | 448292.5312 | 58854.4141 | 80278.7422 | -319636.8125 | 467533.0625 | 318841.5625 | 237206.4375 | 90993.6875 | 93082.3828 | 95218.2266 | 97403.7422 | 16606.5117 | 16987.6523 | 17377.5156 | 17776.3145
New Battery 4 Hours - No Energy Community | DEF | Capital Expense ($000) | 2030: 94347.2344; 2031: 653248.5; 2032: 1050092.25; 2033: 585922.9375; 2034: 998949.875; 2038: 546929.5625; 2044: 125339.5
New Battery 4 Hours - No Energy Community | DEF | Installed Cost ($000) | 2031: 97805.0625; 2032: 677190.0625; 2033: 1088578.125; 2034: 607397; 2035: 1035561.375; 2039: 566974.5; 2045: 129933.1953
New Battery 4 Hours - No Energy Community | DEF | Book Value ($000) | [7 empty] | 97430.8359 | 762279.125 | 1766499.5 | 2165694 | 2921764.75 | 2572566.5 | 2234031.25 | 1951371.5 | 2278758.75 | 2009201.75 | 1746284 | 1516371.625 | 1297329 | 1078286.25 | 996831.8125 | 781139.75 | 566423.3125 | 389562.2812 | 269370.5938 | 179409.1562 | 142855.8906 | 108170.7969 | 73485.7031 | 38800.6094 | 32333.8809 | 25867.1055 | 19400.3301 | 12933.5547
New Battery 4 Hours - No Energy Community | DEF | Book Depreciation ($000) | [8 empty] | 6520.3374 | 51666.3398 | 124238.2188 | 164731.3438 | 233768.7656 | 233768.7656 | 233768.7656 | 233768.7656 | 271567.0625 | 271567.0625 | 271567.0625 | 271567.0625 | 271567.0625 | 271567.0625 | 280229.2812 | 273708.9375 | 228562.9531 | 155991.0781 | 115497.9297 | 46460.5156 | 46460.5156 | 46460.5156 | 46460.5156 | 8662.2129 | 8662.2129 | 8662.2129 | 8662.2129
New Battery 4 Hours - No Energy Community | DEF | Tax Depreciation ($000) | [7 empty] | 1476.5341 | 29489.043 | 180652.4219 | 455523 | 617519.875 | 689201.625 | 647130.75 | 426670.25 | 256726.4531 | 263636.625 | 237440.6719 | 107215.7031 | 64329.4219 | 64329.4219 | 34126.2734 | 25594.3262 | 40950.9258 | 24570.5547 | 14742.334 | 14742.334 | 7371.167
New Battery 4 Hours - No Energy Community | DEF | Deferred Taxes ($000) | [7 empty] | 374.2276 | 5821.4185 | 32691.5234 | 83964.1406 | 114759.25 | 115429.4688 | 104766.5938 | 48890.8867 | 5818.626 | -2009.9727 | -8649.3359 | -41654.8516 | -52524.3828 | -52524.3828 | -60179.3711 | -64537.2266 | -58992.5195 | -51701.8711 | -35799.4922 | -25536.5098 | -9907.1953 | -11775.418 | -11775.418 | -11775.418 | -2195.438 | -2195.438 | -2195.438 | -2195.438
New Battery 4 Hours - No Energy Community | DEF | ADIT ($000) | [7 empty] | 374.2276 | 6195.646 | 38887.1719 | 122851.2969 | 237610.5625 | 353040.0312 | 457806.625 | 506697.5312 | 512516.1562 | 510506.1562 | 501856.8125 | 460201.9688 | 407677.5938 | 355153.2188 | 294973.8438 | 230436.625 | 171444.1094 | 119742.2109 | 83942.6797 | 58406.1484 | 48498.8906 | 36723.4688 | 24948.0547 | 13172.6367 | 10977.1934 | 8781.7559 | 6586.3179 | 4390.8799
New Battery 4 Hours - No Energy Community | DEF | Tax Credits ($000)
New Battery 4 Hours - No Energy Community | DEF | Deferred Credits ($000)
New Battery 4 Hours - No Energy Community | DEF | Property Taxes ($000) | [8 empty] | 704.0009 | 5578.415 | 13414 | 17786.043 | 25240.0137 | 25240.0137 | 25240.0137 | 25240.0137 | 29321.0957 | 29321.0957 | 29321.0957 | 29321.0957 | 29321.0957 | 29321.0957 | 30256.3555 | 29552.3555 | 24677.9414 | 16842.3555 | 12470.3115 | 5016.3413 | 5016.3413 | 5016.3413 | 5016.3413 | 935.2591 | 935.2591 | 935.2591 | 935.2591
New Battery 4 Hours - No Energy Community | DEF | Decommissioning ($000)
New Battery 4 Hours - No Energy Community | DEF | Other Costs ($000) | [8 empty] | -32054.416 | -221852.4375 | -356068.1562 | -197383.5938 | -337160.5312 | 3167.45 | 3167.45 | 3167.45 | -182651.5469 | 3679.5979 | 3679.5979 | 3679.5979 | 3679.5979 | 3679.5979 | -28229.0762 | 3708.6191 | 3096.9133 | 2113.6008 | 1564.9392 | 629.5167 | 629.5167 | 629.5167 | 629.5167 | 117.3687 | 117.3687 | 117.3687 | 117.3687
New Battery 4 Hours - No Energy Community | DEF | Debt ($000) | [7 empty] | 45792.4922 | 360562.5938 | 849100 | 1066257.625 | 1437978.75 | 1291168 | 1129550.625 | 983569.75 | 1126809.875 | 1007670.8125 | 882539.3125 | 766724.3125 | 661219.8125 | 558269.8125 | 518070.4375 | 417823.5 | 316677.5625 | 224656.8438 | 154849.375 | 105463.4297 | 75732.3438 | 58991.3203 | 42689.3281 | 26387.332 | 16716.6172 | 13677.2334 | 10637.8496 | 7598.4658
New Battery 4 Hours - No Energy Community | DEF | Debt Service ($000) | [7 empty] | -43811.1992 | -299224.8438 | -452229.5938 | -172014.5938 | -310711.75 | 201039.75 | 209058.5 | 187290.6875 | -95577.8594 | 161461.2656 | 162198.2031 | 148017.4062 | 133275.6562 | 126397.3828 | 62035.3945 | 117795.4844 | 113302.5156 | 93535.9062 | 63579.0938 | 46711.332 | 20799.8457 | 19218.6562 | 18094.9473 | 17410.2617 | 3741.4805 | 3613.8271 | 3486.1738 | 3358.5195
New Battery 4 Hours - No Energy Community | DEF | Interest ($000) | [7 empty] | 1981.2919 | 15545.2646 | 36307.8281 | 45143.0625 | 61009.2891 | 54229.0547 | 47441.125 | 41309.9297 | 47662.2812 | 42322.1719 | 37066.6484 | 32202.4199 | 27771.2344 | 23447.332 | 21836.0195 | 17548.5879 | 13300.457 | 9435.5879 | 6503.6743 | 4429.4639 | 3180.7583 | 2477.6355 | 1792.9517 | 1108.2681 | 702.0979 | 574.4438 | 446.7897 | 319.1356
New Battery 4 Hours - No Energy Community | DEF | AFUDC ($000) | 2030: 3457.8259; 2031: 23941.5566; 2032: 38485.8789; 2033: 21474.0742; 2034: 36611.5117; 2038: 20044.9668; 2044: 4593.6924
New Battery 4 Hours - No Energy Community | DEF | Capitalized Interest ($000) | 2030: 1981.2919; 2031: 13718.2188; 2032: 22051.9375; 2033: 12304.3818; 2034: 20977.9473; 2038: 11485.5205; 2044: 2632.1294
New Battery 4 Hours - No Energy Community | DEF | Rate Base ($000) | [8 empty] | 92555.5078 | 722182.8125 | 1663560.375 | 2027930 | 2747165.75 | 2403299 | 2092701.75 | 1832662.875 | 2143980.5 | 1877743.125 | 1631328.25 | 1406850.75 | 1187808.125 | 972841.5 | 888986.1875 | 673782 | 477993.3125 | 329466.7812 | 224390.2812 | 161132.6562 | 125513.4531 | 90828.3594 | 56143.2617 | 35567.2695 | 29100.4961 | 22633.7227 | 16166.9482
New Battery 4 Hours - No Energy Community | DEF | Allowed Return ($000) | [8 empty] | 8463.5693 | 66038.6875 | 152121.25 | 185440.3594 | 251209.5625 | 219765.2969 | 191363.2812 | 167584.5 | 196052.375 | 171706.7969 | 149173.8125 | 128646.9062 | 108616.9453 | 88959.7109 | 81291.7266 | 61612.7656 | 43709.2227 | 30127.4863 | 20518.959 | 14734.4805 | 11477.3477 | 8305.6328 | 5133.918 | 3252.384 | 2661.0417 | 2069.6995 | 1478.3571
New Battery 4 Hours Post IRA | DEF | Added (Projects) | bar: 2049; 2055 to 2056
New Battery 4 Hours Post IRA | DEF | Active (Projects) | 2049: 1; 2050: 1; 2051: 1; 2052: 1; 2053: 1; 2054: 1; 2055: 2; 2056: 3; 2057: 3
New Battery 4 Hours Post IRA | DEF | Capacity (MW) | 2049: 50; 2050: 50; 2051: 50; 2052: 50; 2053: 50; 2054: 50; 2055: 100; 2056: 150; 2057: 150
New Battery 4 Hours Post IRA | DEF | Carrying Costs ($/kW) | 2049: 289.9209; 2050: 296.5747; 2051: 303.3813; 2052: 310.3435; 2053: 317.4666; 2054: 324.7519; 2055: 332.2048; 2056: 339.8292; 2057: 347.6281
New Battery 4 Hours Post IRA | DEF | Installed Cost ($/kW) | 2049: 2744.9575; 2055: 3145.3009; 2056: 3217.4856
New Battery 4 Hours Post IRA | DEF | Carrying Costs ($000) | 2049: 14496.0469; 2050: 14828.7363; 2051: 15169.0664; 2052: 15517.1768; 2053: 15873.332; 2054: 16237.5967; 2055: 33220.4844; 2056: 50974.375; 2057: 52144.2148
New Battery 4 Hours Post IRA | DEF | Capital Expense ($000) | 2048: 137247.875; 2054: 157265.0469; 2055: 160874.2812
New Battery 4 Hours Post IRA | DEF | Installed Cost ($000) | 2049: 137247.875; 2055: 157265.0469; 2056: 160874.2812
New Battery 4 Hours Post IRA | DEF | Book Value ($000) | 2048: 137247.875; 2049: 125447.6953; 2050: 110097.9766; 2051: 97182.2266; 2052: 86005.0234; 2053: 76069.6406; 2054: 223399.3125; 2055: 360817; 2056: 321013.9375; 2057: 281391.5625
New Battery 4 Hours Post IRA | DEF | Book Depreciation ($000) | 2049: 9149.8584; 2050: 9149.8584; 2051: 9149.8584; 2052: 9149.8584; 2053: 9149.8584; 2054: 9149.8584; 2055: 19634.1953; 2056: 30359.1484; 2057: 30359.1484
New Battery 4 Hours Post IRA | DEF | Tax Depreciation ($000) | 2049: 19606.8398; 2050: 33611.7266; 2051: 24008.377; 2052: 17148.8398; 2053: 12249.1719; 2054: 12249.1719; 2055: 34715.6094; 2056: 67620.5156; 2057: 66907.7109
New Battery 4 Hours Post IRA | DEF | Deferred Taxes ($000) | 2049: 2650.322; 2050: 6199.8604; 2051: 3765.8916; 2052: 2027.3419; 2053: 785.521; 2054: 785.521; 2055: 3822.384; 2056: 9443.8945; 2057: 9263.2324
New Battery 4 Hours Post IRA | DEF | ADIT ($000) | 2049: 2650.322; 2050: 8850.1826; 2051: 12616.0742; 2052: 14643.416; 2053: 15428.9375; 2054: 16214.459; 2055: 20036.8438; 2056: 29480.7383; 2057: 38743.9688
New Battery 4 Hours Post IRA | DEF | Tax Credits ($000)
New Battery 4 Hours Post IRA | DEF | Deferred Credits ($000)
New Battery 4 Hours Post IRA | DEF | Property Taxes ($000) | 2049: 987.9102; 2050: 987.9102; 2051: 987.9102; 2052: 987.9102; 2053: 987.9102; 2054: 987.9102; 2055: 2119.9038; 2056: 3277.877; 2057: 3277.877
New Battery 4 Hours Post IRA | DEF | Decommissioning ($000)
New Battery 4 Hours Post IRA | DEF | Other Costs ($000) | 2049: 123.976; 2050: 123.976; 2051: 123.976; 2052: 123.976; 2053: 123.976; 2054: 123.976; 2055: 266.0335; 2056: 411.3513; 2057: 411.3513
New Battery 4 Hours Post IRA | DEF | Debt ($000) | 2048: 64506.5; 2049: 61733.457; 2050: 55353.2305; 2051: 48710.8438; 2052: 43049; 2053: 38087.543; 2054: 107332.4844; 2055: 175096.2969; 2056: 160230.2812; 2057: 141565.3125
New Battery 4 Hours Post IRA | DEF | Debt Service ($000) | 2048: -64506.5; 2049: 5365.8477; 2050: 8705.0625; 2051: 8688.2422; 2052: 7469.9023; 2053: 6561.1328; 2054: -67841.3906; 2055: -63585.4219; 2056: 21595.6816; 2057: 24610.7168
New Battery 4 Hours Post IRA | DEF | Interest ($000) | 2049: 2592.8052; 2050: 2324.8357; 2051: 2045.8555; 2052: 1808.058; 2053: 1599.6768; 2054: 1403.5525; 2055: 4178.3862; 2056: 6729.6719; 2057: 5945.7432
New Battery 4 Hours Post IRA | DEF | AFUDC ($000)
New Battery 4 Hours Post IRA | DEF | Capitalized Interest ($000)
New Battery 4 Hours Post IRA | DEF | Rate Base ($000) | 2049: 131347.7812; 2050: 117772.8281; 2051: 103640.0938; 2052: 91593.6172; 2053: 81037.3281; 2054: 71101.9531; 2055: 211671.0312; 2056: 340915.5; 2057: 301202.8125
New Battery 4 Hours Post IRA | DEF | Allowed Return ($000) | 2049: 12010.8584; 2050: 10769.5215; 2051: 9477.1787; 2052: 8375.6113; 2053: 7410.3105; 2054: 6501.7881; 2055: 19355.8711; 2056: 31174.3965; 2057: 27542.9414
New CT | DEF | Added (Projects) | 2029: 1; 2034: 4
New CT | DEF | Active (Projects) | [6 empty] | 1 | 1 | 1 | 1 | 1 | 5 | 5 | 5 | 5 | 5 | 5 | 5 | 5 | 5 | 5 | 5 | 5 | 5 | 5 | 5 | 5 | 5 | 5 | 5 | 5 | 5 | 5 | 5 | 5
New CT | DEF | Capacity (MW) | [6 empty] | 234.6 | 234.6 | 234.6 | 234.6 | 234.6 | 1173 | 1173 | 1173 | 1173 | 1173 | 1173 | 1173 | 1173 | 1173 | 1173 | 1173 | 1173 | 1173 | 1173 | 1173 | 1173 | 1173 | 1173 | 1173 | 1173 | 1173 | 1173 | 1173 | 1173
New CT | DEF | Carrying Costs ($/kW) | [6 empty] | 69.5583 | 69.0344 | 68.5205 | 46.4499 | 47.2778 | 48.1207 | 48.9783 | 49.8513 | 50.7401 | 51.6444 | 52.5649 | 53.5021 | 54.4555 | 55.4266 | 56.414 | 57.42 | 58.4431 | 59.4853 | 60.5455 | 61.6246 | 62.7231 | 63.8413 | 64.9789 | 66.1373 | 67.3164 | 68.5161 | 69.7376 | 70.9805 | 72.2458
New CT | DEF | Installed Cost ($/kW) | 2029: 642.2489; 2034: 643.8774
New CT | DEF | Carrying Costs ($000) | [6 empty] | 16318.377 | 16195.4707 | 16074.9199 | 10897.1396 | 11091.376 | 56445.5391 | 57451.5938 | 58475.625 | 59518.0898 | 60578.8242 | 61658.6562 | 62757.9766 | 63876.3555 | 65015.3672 | 66173.6562 | 67353.7109 | 68553.7422 | 69776.2109 | 71019.8906 | 72285.6719 | 73574.2266 | 74885.8047 | 76220.3047 | 77579.0859 | 78962.0938 | 80369.4062 | 81802.1953 | 83260.1328 | 84744.3516
New CT | DEF | Capital Expense ($000) | 2025: 1785.2324; 2026: 38557.832; 2027: 79311.5; 2028: 13594.8213; 2030: 7159.0361; 2031: 154622.3906; 2032: 318050.375; 2033: 54517.168
New CT | DEF | Installed Cost ($000) | 2029: 150671.5938; 2034: 604214.5625
New CT | DEF | Book Value ($000) |  |  | 1843.5801 | 41782.2891 | 126421.2422 | 148743.5625 | 143716.75 | 144451.2656 | 298297.1875 | 631707.375 | 715498.125 | 689866 | 657809.625 | 627134.5625 | 597702.6875 | 569389.75 | 542083.8125 | 515254.875 | 488425.9375 | 461597 | 434768.0625 | 409009.6875 | 384321.875 | 359634.0625 | 334946.2188 | 310258.375 | 289863.625 | 273761.9062 | 257660.1875 | 241558.4531 | 225456.7188 | 209354.9844 | 193253.25 | 177151.5312 | 161049.7969
New CT | DEF | Book Depreciation ($000) | [6 empty] | 4304.9028 | 4304.9028 | 4304.9028 | 4304.9028 | 4304.9028 | 21568.1758 | 21568.1758 | 21568.1758 | 21568.1758 | 21568.1758 | 21568.1758 | 21568.1758 | 21568.1758 | 21568.1758 | 21568.1758 | 21568.1758 | 21568.1758 | 21568.1758 | 21568.1758 | 21568.1758 | 21568.1758 | 21568.1758 | 21568.1758 | 21568.1758 | 21568.1758 | 21568.1758 | 21568.1758 | 21568.1758 | 21568.1758
New CT | DEF | Tax Depreciation ($000) |  |  | 27.9389 | 662.5292 | 2583.4875 | 4333.2217 | 7153.2212 | 13703.1592 | 14888.8428 | 21368.957 | 27284.7617 | 37602.5664 | 62950.1328 | 57499.8984 | 52594.6875 | 48179.9961 | 44206.7773 | 42324.7266 | 42324.7266 | 42324.7266 | 42324.7266 | 38100.8242 | 33876.918 | 33876.918 | 33876.918 | 33876.918 | 16938.459
New CT | DEF | Deferred Taxes ($000) |  |  | 7.0811 | 167.918 | 654.7849 | 1098.255 | 721.9063 | 2381.988 | 2682.4995 | 4324.8848 | 5824.2456 | 4063.9165 | 10488.2568 | 9106.8955 | 7863.6699 | 6744.7666 | 5737.7539 | 5260.748 | 5260.748 | 5260.748 | 5260.748 | 4190.1997 | 3119.6509 | 3119.6509 | 3119.6509 | 3119.6509 | -1173.4019 | -5466.4546 | -5466.4546 | -5466.4546 | -5466.4546 | -5466.4546 | -5466.4546 | -5466.4546 | -5466.4546
New CT | DEF | ADIT ($000) |  |  | 7.0811 | 174.9991 | 829.7841 | 1928.0391 | 2649.9453 | 5031.9336 | 7714.4331 | 12039.3174 | 17863.5625 | 21927.4805 | 32415.7383 | 41522.6328 | 49386.3008 | 56131.0664 | 61868.8203 | 67129.5703 | 72390.3203 | 77651.0625 | 82911.8125 | 87102.0078 | 90221.6562 | 93341.3047 | 96460.9531 | 99580.6016 | 98407.1953 | 92940.7422 | 87474.2891 | 82007.8359 | 76541.3828 | 71074.9297 | 65608.4766 | 60142.0234 | 54675.5703
New CT | DEF | Tax Credits ($000)
New CT | DEF | Deferred Credits ($000)
New CT | DEF | Property Taxes ($000) | [6 empty] | 1084.5341 | 1084.5341 | 1084.5341 | 1084.5341 | 1084.5341 | 5433.6704 | 5433.6704 | 5433.6704 | 5433.6704 | 5433.6704 | 5433.6704 | 5433.6704 | 5433.6704 | 5433.6704 | 5433.6704 | 5433.6704 | 5433.6704 | 5433.6704 | 5433.6704 | 5433.6704 | 5433.6704 | 5433.6704 | 5433.6704 | 5433.6704 | 5433.6704 | 5433.6704 | 5433.6704 | 5433.6704 | 5433.6704
New CT | DEF | Decommissioning ($000)
New CT | DEF | Other Costs ($000) | [6 empty] | 136.1016 | 136.1016 | 136.1016 | 136.1016 | 136.1016 | 681.8886 | 681.8886 | 681.8886 | 681.8886 | 681.8886 | 681.8886 | 681.8886 | 681.8886 | 681.8886 | 681.8886 | 681.8886 | 681.8886 | 681.8886 | 681.8886 | 681.8886 | 681.8886 | 681.8886 | 681.8886 | 681.8886 | 681.8886 | 681.8886 | 681.8886 | 681.8886 | 681.8886
New CT | DEF | Debt ($000) |  |  | 866.4826 | 19637.6758 | 59417.9844 | 69909.4766 | 68728.1719 | 69456.8438 | 141683.4688 | 298313.4062 | 337629.4688 | 330260.5625 | 316703.75 | 301961.875 | 287836.75 | 274266.7188 | 261196.2812 | 248474.5938 | 235865 | 223255.4062 | 210645.8125 | 198287.8125 | 186432.9531 | 174829.6719 | 163226.3906 | 151623.1094 | 141028.6875 | 132452.0156 | 124884.2031 | 117316.3906 | 109748.5703 | 102180.7656 | 94612.9453 | 87045.1328 | 79477.3125
New CT | DEF | Debt Service ($000) |  |  | -828.9927 | -17884.9238 | -36381.5625 | -4998.9648 | 4067.8906 | 2192.918 | -66029.3516 | -140478.8438 | -14884.3828 | 21239.8438 | 26858.3633 | 27424.293 | 26214.2578 | 25089.2109 | 24040.6797 | 23157.625 | 22515.918 | 21986.3242 | 21456.7129 | 20686.0859 | 19685.0469 | 18946.1211 | 18458.791 | 17971.4512 | 16517.6172 | 14139.6621 | 12812.9473 | 12495.1016 | 12177.2607 | 11859.4043 | 11541.5576 | 11223.7021 | 10905.8623
New CT | DEF | Interest ($000) |  |  | 37.4899 | 886.2688 | 3398.7478 | 5492.5283 | 2886.5833 | 2921.5891 | 6197.2744 | 16151.0938 | 24431.6836 | 13870.9434 | 13301.5576 | 12682.3975 | 12089.1426 | 11519.2021 | 10970.2441 | 10435.9326 | 9906.3301 | 9376.7266 | 8847.124 | 8328.0879 | 7830.1836 | 7342.8457 | 6855.5078 | 6368.1704 | 5923.2051 | 5562.9844 | 5245.1367 | 4927.2886 | 4609.4399 | 4291.5918 | 3973.7437 | 3655.8958 | 3338.0474
New CT | DEF | AFUDC ($000) | 2025: 65.4288; 2026: 1548.798; 2027: 5982.2354; 2028: 9825.75; 2030: 262.3787; 2031: 6210.8999; 2032: 23989.6152; 2033: 39402.6562
New CT | DEF | Capitalized Interest ($000) | 2025: 37.4899; 2026: 886.2688; 2027: 3398.7478; 2028: 5492.5283; 2030: 150.3398; 2031: 3554.064; 2032: 13629.4629; 2033: 22025.8184
New CT | DEF | Rate Base ($000) | [6 empty] | 146230.1562 | 140387.5 | 133901.2344 | 127742.2188 | 121877.7266 | 702682.0625 | 673837.75 | 642472.0625 | 612418.5625 | 583546.1875 | 555736.75 | 528669.375 | 501840.4375 | 475011.5 | 448182.5938 | 421888.9375 | 396665.8438 | 371978 | 347290.1875 | 322602.3438 | 300061.0625 | 281812.8125 | 265711.0625 | 249609.3438 | 233507.5938 | 217405.875 | 201304.1406 | 185202.4062 | 169100.6875
New CT | DEF | Allowed Return ($000) | [6 empty] | 13371.75 | 12837.4785 | 12244.3535 | 11681.1543 | 11144.8857 | 64255.4766 | 61617.8633 | 58749.6797 | 56001.5 | 53361.3164 | 50818.3359 | 48343.2031 | 45889.8789 | 43436.5625 | 40983.2383 | 38578.8672 | 36272.3828 | 34014.8516 | 31757.3164 | 29499.7812 | 27438.5352 | 25769.8574 | 24297.4648 | 22825.0703 | 21352.6758 | 19880.2832 | 18407.8887 | 16935.4961 | 15463.1025
New CT 6th | DEF | Added (Projects) | bar: 2034
New CT 6th | DEF | Active (Projects) | bar: 2034 to 2057
New CT 6th | DEF | Capacity (MW) | [11 empty] | 234.6 | 234.6 | 234.6 | 234.6 | 234.6 | 234.6 | 234.6 | 234.6 | 234.6 | 234.6 | 234.6 | 234.6 | 234.6 | 234.6 | 234.6 | 234.6 | 234.6 | 234.6 | 234.6 | 234.6 | 234.6 | 234.6 | 234.6 | 234.6
New CT 6th | DEF | Carrying Costs ($/kW) | [11 empty] | 48.1207 | 48.9783 | 49.8513 | 50.7401 | 51.6443 | 52.5649 | 53.5021 | 54.4555 | 55.4266 | 56.414 | 57.42 | 58.4431 | 59.4853 | 60.5455 | 61.6246 | 62.7231 | 63.8413 | 64.9789 | 66.1373 | 67.3164 | 68.5161 | 69.7376 | 70.9805 | 72.2458
New CT 6th | DEF | Installed Cost ($/kW) | 2034: 643.8774
New CT 6th | DEF | Carrying Costs ($000) | [11 empty] | 11289.1084 | 11490.3184 | 11695.125 | 11903.6182 | 12115.7646 | 12331.7314 | 12551.5947 | 12775.2715 | 13003.0742 | 13234.7314 | 13470.7432 | 13710.748 | 13955.2422 | 14203.9766 | 14457.1348 | 14714.8438 | 14977.1621 | 15244.0596 | 15515.8174 | 15792.4189 | 16073.8809 | 16360.4385 | 16652.0273 | 16948.8691
New CT 6th | DEF | Capital Expense ($000) | 2030: 1789.759; 2031: 38655.5977; 2032: 79512.5938; 2033: 13629.292
New CT 6th | DEF | Installed Cost ($000) | 2034: 151053.6406
New CT 6th | DEF | Book Value ($000) | [7 empty] | 1848.2546 | 41888.2383 | 126741.7891 | 149120.7188 | 144081.1719 | 137405.7969 | 131075.7656 | 125056.5312 | 119317.0234 | 113829.2734 | 108460.7734 | 103092.2734 | 97723.7734 | 92355.2734 | 86986.7734 | 81618.2734 | 76249.7734 | 70881.2734 | 65512.7695 | 61217.5352 | 57995.5625 | 54773.5859 | 51551.6094 | 48329.6328 | 45107.6562 | 41885.6797 | 38663.7031 | 35441.7266
New CT 6th | DEF | Book Depreciation ($000) | [11 empty] | 4315.8184 | 4315.8184 | 4315.8184 | 4315.8184 | 4315.8184 | 4315.8184 | 4315.8184 | 4315.8184 | 4315.8184 | 4315.8184 | 4315.8184 | 4315.8184 | 4315.8184 | 4315.8184 | 4315.8184 | 4315.8184 | 4315.8184 | 4315.8184 | 4315.8184 | 4315.8184 | 4315.8184 | 4315.8184 | 4315.8184 | 4315.8184
New CT 6th | DEF | Tax Depreciation ($000) | 2030: 28.0097; 2031: 664.209; 2032: 2590.0381; 2033: 4344.2095; 2034: 7171.3589; 2035: 13625.5811; 2036: 12263.0225; 2037: 11036.7197; 2038: 9933.0469; 2039: 8939.7422; 2040: 8469.2295; 2041: 8469.2295; 2042: 8469.2295; 2043: 8469.2295; 2044: 8469.2295; 2045: 8469.2295; 2046: 8469.2295; 2047: 8469.2295; 2048: 8469.2295; 2049: 4234.6147
New CT 6th | DEF | Deferred Taxes ($000) | [7 empty] | 7.0991 | 168.3438 | 656.4452 | 1101.0399 | 723.7368 | 2359.5593 | 2014.2189 | 1703.4125 | 1423.6866 | 1171.9335 | 1052.6821 | 1052.6821 | 1052.6821 | 1052.6821 | 1052.6821 | 1052.6821 | 1052.6821 | 1052.6821 | 1052.6821 | -20.5811 | -1093.8442 | -1093.8442 | -1093.8442 | -1093.8442 | -1093.8442 | -1093.8442 | -1093.8442 | -1093.8442
New CT 6th | DEF | ADIT ($000) | [7 empty] | 7.0991 | 175.4428 | 831.888 | 1932.928 | 2656.6648 | 5016.2241 | 7030.4429 | 8733.8555 | 10157.542 | 11329.4756 | 12382.1582 | 13434.8398 | 14487.5215 | 15540.2031 | 16592.8848 | 17645.5664 | 18698.248 | 19750.9297 | 20803.6113 | 20783.0293 | 19689.1855 | 18595.3418 | 17501.498 | 16407.6543 | 15313.8105 | 14219.9668 | 13126.123 | 12032.2793
New CT 6th | DEF | Tax Credits ($000)
New CT 6th | DEF | Deferred Credits ($000)
New CT 6th | DEF | Property Taxes ($000) | [11 empty] | 1087.2841 | 1087.2841 | 1087.2841 | 1087.2841 | 1087.2841 | 1087.2841 | 1087.2841 | 1087.2841 | 1087.2841 | 1087.2841 | 1087.2841 | 1087.2841 | 1087.2841 | 1087.2841 | 1087.2841 | 1087.2841 | 1087.2841 | 1087.2841 | 1087.2841 | 1087.2841 | 1087.2841 | 1087.2841 | 1087.2841 | 1087.2841
New CT 6th | DEF | Decommissioning ($000)
New CT 6th | DEF | Other Costs ($000) | [11 empty] | 136.4467 | 136.4467 | 136.4467 | 136.4467 | 136.4467 | 136.4467 | 136.4467 | 136.4467 | 136.4467 | 136.4467 | 136.4467 | 136.4467 | 136.4467 | 136.4467 | 136.4467 | 136.4467 | 136.4467 | 136.4467 | 136.4467 | 136.4467 | 136.4467 | 136.4467 | 136.4467 | 136.4467
New CT 6th | DEF | Debt ($000) | [7 empty] | 868.6797 | 19687.4727 | 59568.6406 | 70086.7344 | 68902.4375 | 66149.4297 | 63093.1602 | 60191.082 | 57427.7812 | 54789.375 | 52238.1562 | 49714.9609 | 47191.7656 | 44668.5703 | 42145.3789 | 39622.1836 | 37098.9883 | 34575.793 | 32052.5977 | 29781.6191 | 28015.0742 | 26500.7461 | 24986.418 | 23472.0879 | 21957.7598 | 20443.4297 | 18929.1016 | 17414.7715
New CT 6th | DEF | Debt Service ($000) | [7 empty] | -831.0947 | -17930.2773 | -36473.8047 | -5011.6406 | 4078.1953 | 5531.2852 | 5706.1836 | 5430.1016 | 5175.2656 | 4939.5586 | 4745.2227 | 4611.2227 | 4505.25 | 4399.2734 | 4293.2969 | 4187.3281 | 4081.3516 | 3975.3789 | 3869.4043 | 3521.8066 | 2943.1777 | 2627.3594 | 2563.7578 | 2500.1582 | 2436.5547 | 2372.9531 | 2309.3496 | 2245.75
New CT 6th | DEF | Interest ($000) | [7 empty] | 37.5849 | 888.516 | 3407.3657 | 5506.4546 | 2893.9023 | 2778.2761 | 2649.9126 | 2528.0254 | 2411.9668 | 2301.1538 | 2194.0024 | 2088.0283 | 1982.0541 | 1876.08 | 1770.1058 | 1664.1317 | 1558.1575 | 1452.1832 | 1346.2091 | 1250.828 | 1176.6331 | 1113.0314 | 1049.4296 | 985.8277 | 922.2259 | 858.624 | 795.0223 | 731.4204
New CT 6th | DEF | AFUDC ($000) | 2030: 65.5947; 2031: 1552.725; 2032: 5997.4038; 2033: 9850.6641
New CT 6th | DEF | Capitalized Interest ($000) | 2030: 37.5849; 2031: 888.516; 2032: 3407.3657; 2033: 5506.4546
New CT 6th | DEF | Rate Base ($000) | [11 empty] | 146600.9375 | 140743.4688 | 134240.7656 | 128066.1328 | 122186.7656 | 116573.1406 | 111145.0156 | 105776.5156 | 100408.0156 | 95039.5156 | 89671.0156 | 84302.5156 | 78934.0156 | 73565.5156 | 68197.0156 | 63365.1484 | 59606.543 | 56384.5664 | 53162.5898 | 49940.6133 | 46718.6367 | 43496.6602 | 40274.6836 | 37052.707
New CT 6th | DEF | Allowed Return ($000) | [11 empty] | 13405.6553 | 12870.0293 | 12275.4014 | 11710.7734 | 11173.1455 | 10659.8184 | 10163.4531 | 9672.54 | 9181.6279 | 8690.7148 | 8199.8027 | 7708.8896 | 7217.9771 | 6727.0645 | 6236.1514 | 5794.3101 | 5450.6113 | 5155.9839 | 4861.356 | 4566.728 | 4272.1006 | 3977.4727 | 3682.845 | 3388.217
New CT H2 | DEF | Added (Projects) | 2043: 4; 2045: 1; 2047: 4; 2049: 7
New CT H2 | DEF | Active (Projects) | 2043: 4; 2044: 4; 2045: 5; 2046: 5; 2047: 9; 2048: 9; 2049: 16; 2050: 16; 2051: 16; 2052: 16; 2053: 16; 2054: 16; 2055: 16; 2056: 16; 2057: 16
New CT H2 | DEF | Capacity (MW) | 2043: 934.4; 2044: 934.4; 2045: 1168; 2046: 1168; 2047: 2102.3999; 2048: 2102.3999; 2049: 3737.6001; 2050: 3737.6001; 2051: 3737.6001; 2052: 3737.6001; 2053: 3737.6001; 2054: 3737.6001; 2055: 3737.6001; 2056: 3737.6001; 2057: 3737.6001
New CT H2 | DEF | Carrying Costs ($/kW) | 2043: 68.0001; 2044: 69.2122; 2045: 70.446; 2046: 71.7016; 2047: 72.9798; 2048: 74.2805; 2049: 75.6046; 2050: 76.9523; 2051: 78.3239; 2052: 79.7202; 2053: 81.141; 2054: 82.5876; 2055: 84.0593; 2056: 85.558; 2057: 87.083
New CT H2 | DEF | Installed Cost ($/kW) | 2043: 905.2968; 2045: 937.8583; 2047: 971.591; 2049: 1006.5369
New CT H2 | DEF | Carrying Costs ($000) | 2043: 63539.2578; 2044: 64671.8789; 2045: 82280.8984; 2046: 83747.4453; 2047: 153432.6719; 2048: 156167.2812; 2049: 282579.6875; 2050: 287616.875; 2051: 292743.5938; 2052: 297962.125; 2053: 303272.7812; 2054: 308679.3125; 2055: 314180.125; 2056: 319781.4688; 2057: 325481.5
New CT H2 | DEF | Capital Expense ($000) | 2042: 845909.3125; 2044: 219083.6875; 2046: 907854.5625; 2048: 1645889.125
New CT H2 | DEF | Installed Cost ($000) | 2043: 845909.3125; 2045: 219083.6875; 2047: 907854.5625; 2049: 1645889.125
New CT H2 | DEF | Book Value ($000) | 2042: 845909.3125; 2043: 817146.3125; 2044: 997819.1875; 2045: 953995.75; 2046: 1817361.25; 2047: 1744180.25; 2048: 3308493.5; 2049: 3174269.75; 2050: 3023626; 2051: 2878898.5; 2052: 2739330.75; 2053: 2603727.75; 2054: 2471013.75; 2055: 2339668.25; 2056: 2208322.75; 2057: 2076977.25
New CT H2 | DEF | Book Depreciation ($000) | 2043: 24168.8379; 2044: 24168.8379; 2045: 30428.3711; 2046: 30428.3711; 2047: 56367.0703; 2048: 56367.0703; 2049: 103392.4688; 2050: 103392.4688; 2051: 103392.4688; 2052: 103392.4688; 2053: 103392.4688; 2054: 103392.4688; 2055: 103392.4688; 2056: 103392.4688; 2057: 103392.4688
New CT H2 | DEF | Tax Depreciation ($000) | 2043: 42295.4648; 2044: 80361.3828; 2045: 83279.4297; 2046: 85905.6641; 2047: 122707.8281; 2048: 155829.75; 2049: 225038.75; 2050: 289824.3438; 2051: 266483.75; 2052: 246124.0312; 2053: 230480.6875; 2054: 219082.0781; 2055: 213682.75; 2056: 213682.75; 2057: 213682.75
New CT H2 | DEF | Deferred Taxes ($000) | 2043: 4594.1938; 2044: 14242.001; 2045: 13395.1006; 2046: 14060.7197; 2047: 16814.0625; 2048: 25208.8203; 2049: 30831.25; 2050: 47251.1562; 2051: 41335.4844; 2052: 36175.3125; 2053: 32210.5078; 2054: 29321.5312; 2055: 27953.0723; 2056: 27953.0723; 2057: 27953.0723
New CT H2 | DEF | ADIT ($000) | 2043: 4594.1938; 2044: 18836.1953; 2045: 32231.2969; 2046: 46292.0156; 2047: 63106.082; 2048: 88314.8984; 2049: 119146.1562; 2050: 166397.3125; 2051: 207732.7969; 2052: 243908.0938; 2053: 276118.625; 2054: 305440.125; 2055: 333393.1875; 2056: 361346.2812; 2057: 389299.3438
New CT H2 | DEF | Tax Credits ($000)
New CT H2 | DEF | Deferred Credits ($000)
New CT H2 | DEF | Property Taxes ($000) | 2043: 6088.855; 2044: 6088.855; 2045: 7665.8193; 2046: 7665.8193; 2047: 14200.5566; 2048: 14200.5566; 2049: 26047.666; 2050: 26047.666; 2051: 26047.666; 2052: 26047.666; 2053: 26047.666; 2054: 26047.666; 2055: 26047.666; 2056: 26047.666; 2057: 26047.666
New CT H2 | DEF | Decommissioning ($000)
New CT H2 | DEF | Other Costs ($000) | 2043: 764.1099; 2044: 764.1099; 2045: 962.0082; 2046: 962.0082; 2047: 1782.0732; 2048: 1782.0732; 2049: 3268.8047; 2050: 3268.8047; 2051: 3268.8047; 2052: 3268.8047; 2053: 3268.8047; 2054: 3268.8047; 2055: 3268.8047; 2056: 3268.8047; 2057: 3268.8047
New CT H2 | DEF | Debt ($000) | 2042: 397577.375; 2043: 390818.0625; 2044: 478001.5625; 2045: 458676.4688; 2046: 864614.625; 2047: 836962.125; 2048: 1574162.125; 2049: 1523449.25; 2050: 1456505.375; 2051: 1387093; 2052: 1320283.5; 2053: 1255618.5; 2054: 1192564; 2055: 1130509.875; 2056: 1068777.375; 2057: 1007044.875
New CT H2 | DEF | Debt Service ($000) | 2042: -397577.375; 2043: 23173.6562; 2044: -71432.1484; 2045: 38589.4922; 2046: -387545.4375; 2047: 62804.9766; 2048: -703575; 2049: 114697.7266; 2050: 128117.0469; 2051: 127670.2578; 2052: 122261.4531; 2053: 117401.0781; 2054: 113142.1562; 2055: 109535.4844; 2056: 106621.1172; 2057: 104028.3906
New CT H2 | DEF | Interest ($000) | 2043: 16414.3594; 2044: 15751.3525; 2045: 19264.4121; 2046: 18392.7656; 2047: 35152.4062; 2048: 33624.9531; 2049: 63984.8672; 2050: 61173.2266; 2051: 58257.9062; 2052: 55451.9062; 2053: 52735.9727; 2054: 50087.6836; 2055: 47481.4141; 2056: 44888.6484; 2057: 42295.8828
New CT H2 | DEF | AFUDC ($000)
New CT H2 | DEF | Capitalized Interest ($000)
New CT H2 | DEF | Rate Base ($000) | 2043: 831527.8125; 2044: 797940.875; 2045: 975907.375; 2046: 931751.0625; 2047: 1780770.5; 2048: 1703392; 2049: 3241381.25; 2050: 3098947.5; 2051: 2951261.75; 2052: 2809114; 2053: 2671528.5; 2054: 2537370; 2055: 2405340; 2056: 2273994.5; 2057: 2142648.75
New CT H2 | DEF | Allowed Return ($000) | 2043: 76037.5391; 2044: 72966.2422; 2045: 89240.0703; 2046: 85202.2656; 2047: 162839.2969; 2048: 155763.5625; 2049: 296402.1875; 2050: 283377.5938; 2051: 269872.75; 2052: 256874.2812; 2053: 244293.0469; 2054: 232025.1719; 2055: 219951.9375; 2056: 207941.2812; 2057: 195930.5938
New Nuclear Natrium | DEF | Added (Projects) | 2038: 2; 2040: 2; 2042: 2; 2044: 3; 2046: 3; 2048: 3; 2050: 3
New Nuclear Natrium | DEF | Active (Projects) | 2038: 2; 2039: 2; 2040: 4; 2041: 4; 2042: 6; 2043: 6; 2044: 9; 2045: 9; 2046: 12; 2047: 12; 2048: 15; 2049: 15; 2050: 18; 2051: 18; 2052: 18; 2053: 18; 2054: 18; 2055: 18; 2056: 18; 2057: 18
New Nuclear Natrium | DEF | Capacity (MW) | 2038: 690; 2039: 690; 2040: 1380; 2041: 1380; 2042: 2070; 2043: 2070; 2044: 3105; 2045: 3105; 2046: 4140; 2047: 4140; 2048: 5175; 2049: 5175; 2050: 6210; 2051: 6210; 2052: 6210; 2053: 6210; 2054: 6210; 2055: 6210; 2056: 6210; 2057: 6210
New Nuclear Natrium | DEF | Carrying Costs ($/kW) | 2038: 487.2247; 2039: 493.4133; 2040: 499.6769; 2041: 506.0263; 2042: 512.4499; 2043: 518.9603; 2044: 525.5493; 2045: 532.2236; 2046: 538.9833; 2047: 545.829; 2048: 552.7616; 2049: 559.7803; 2050: 566.8882; 2051: 574.0926; 2052: 581.3788; 2053: 588.7638; 2054: 596.2388; 2055: 603.8133; 2056: 611.4822; 2057: 619.2476
New Nuclear Natrium | DEF | Installed Cost ($/kW) | 2038: 7262.9; 2040: 7448.5471; 2042: 7638.9406; 2044: 7834.201; 2046: 8034.4531; 2048: 8239.8242; 2050: 8450.4435
New Nuclear Natrium | DEF | Carrying Costs ($000) | 2038: 336185.0312; 2039: 340455.1875; 2040: 689554.125; 2041: 698316.25; 2042: 1060771.375; 2043: 1074247.75; 2044: 1631830.625; 2045: 1652554.375; 2046: 2231390.75; 2047: 2259732; 2048: 2860541.25; 2049: 2896863.25; 2050: 3520376; 2051: 3565115; 2052: 3610362.5; 2053: 3656223; 2054: 3702642.75; 2055: 3749680.75; 2056: 3797304.75; 2057: 3845527.75
New Nuclear Natrium | DEF | Capital Expense ($000) | 2030: 44532.7617; 2031: 45646.082; 2032: 92458.3047; 2033: 258208.9219; 2034: 782657.75; 2035: 2027389; 2036: 1804394.5; 2037: 2517763.75; 2038: 1875750.625; 2039: 2696132.75; 2040: 2294667.75; 2041: 3715661.5; 2042: 2880632.25; 2043: 4033885.5; 2044: 2874557; 2045: 4055296; 2046: 2864291; 2047: 3780582; 2048: 1706366.375; 2049: 722423.625
New Nuclear Natrium | DEF | Installed Cost ($000) | 2038: 5011401; 2040: 5139497.5; 2042: 5270869; 2044: 8108398; 2046: 8315659; 2048: 8528218; 2050: 8746209
New Nuclear Natrium | DEF | Book Value ($000) | [7 empty] | 45988.2461 | 96136.4453 | 197917.8594 | 477547.5625 | 1317108.375 | 3497128.5 | 5589813.5 | 8556827 | 10426436 | 13145076 | 15162369 | 18765386 | 21278944 | 25215474 | 27475336 | 31110906 | 33100220 | 36238480 | 36780972 | 36465560 | 34753140 | 33060542 | 31743438 | 30699512 | 29770978 | 28960782 | 28268926 | 27577072
New Nuclear Natrium | DEF | Book Depreciation ($000) | 2038: 83523.3516; 2039: 83523.3516; 2040: 169181.6406; 2041: 169181.6406; 2042: 257029.4688; 2043: 257029.4688; 2044: 392169.4375; 2045: 392169.4375; 2046: 530763.75; 2047: 530763.75; 2048: 672900.75; 2049: 672900.75; 2050: 818670.875; 2051: 818670.875; 2052: 818670.875; 2053: 818670.875; 2054: 818670.875; 2055: 818670.875; 2056: 818670.875; 2057: 818670.875
New Nuclear Natrium | DEF | Tax Depreciation ($000) | [7 empty] | 696.9376 | 2188.5933 | 4600.126 | 10609.5801 | 28099.3789 | 75260.7656 | 143763.5156 | 227607.3125 | 1078472 | 1724237.875 | 2010430.125 | 2338101.75 | 2658678.25 | 2745891.5 | 3226394 | 3613769.5 | 3782874.75 | 3979747.75 | 4126297.75 | 4110532.5 | 4026705.25 | 3948477.5 | 2466951 | 1389114.625 | 933834.75 | 466917.375
New Nuclear Natrium | DEF | Deferred Taxes ($000) | [7 empty] | 176.6388 | 554.699 | 1165.902 | 2688.998 | 7121.7886 | 19074.8398 | 36436.8633 | 57687.0742 | 249375.4219 | 413044.8125 | 461004.375 | 544052.75 | 600098.8125 | 622203.125 | 705214 | 803394.375 | 806490.5 | 856388.0625 | 852751.25 | 848755.625 | 785687.375 | 765860.5 | 390367.6875 | 117190.0156 | 1799.3281 | -116540.875 | -234881.0938 | -234881.0938
New Nuclear Natrium | DEF | ADIT ($000) | [7 empty] | 176.6388 | 731.3378 | 1897.2399 | 4586.2378 | 11708.0264 | 30782.8672 | 67219.7266 | 124906.8047 | 374282.25 | 787327.0625 | 1248331.375 | 1792384.375 | 2392482.75 | 3014686 | 3719900 | 4523294 | 5329785 | 6186173 | 7038924.5 | 7887680.5 | 8673368 | 9439228 | 9829596 | 9946786 | 9948585 | 9832044 | 9597163 | 9362282
New Nuclear Natrium | DEF | Tax Credits ($000)
New Nuclear Natrium | DEF | Deferred Credits ($000)
New Nuclear Natrium | DEF | Property Taxes ($000) | 2038: 36072.0625; 2039: 36072.0625; 2040: 73066.1641; 2041: 73066.1641; 2042: 111005.875; 2043: 111005.875; 2044: 169370.125; 2045: 169370.125; 2046: 229226.2344; 2047: 229226.2344; 2048: 290612.3438; 2049: 290612.3438; 2050: 353567.5625; 2051: 353567.5625; 2052: 353567.5625; 2053: 353567.5625; 2054: 353567.5625; 2055: 353567.5625; 2056: 353567.5625; 2057: 353567.5625
New Nuclear Natrium | DEF | Decommissioning ($000) | 2038: 11025.08; 2039: 11025.08; 2040: 22331.98; 2041: 22331.98; 2042: 33927.89; 2043: 33927.89; 2044: 51766.36; 2045: 51766.36; 2046: 70060.81; 2047: 70060.81; 2048: 88822.89; 2049: 88822.89; 2050: 108064.55; 2051: 108064.55; 2052: 108064.55; 2053: 108064.55; 2054: 108064.55; 2055: 108064.55; 2056: 108064.55; 2057: 108064.55
New Nuclear Natrium | DEF | Other Costs ($000) | 2038: 6464.707; 2039: 6464.707; 2040: 13094.6582; 2041: 13094.6582; 2042: 19894.0781; 2043: 19894.0781; 2044: 30353.9102; 2045: 30353.9102; 2046: 41081.1094; 2047: 41081.1094; 2048: 52082.5078; 2049: 52082.5078; 2050: 63365.1172; 2051: 63365.1172; 2052: 63365.1172; 2053: 63365.1172; 2054: 63365.1172; 2055: 63365.1172; 2056: 63365.1172; 2057: 63365.1172
New Nuclear Natrium | DEF | Debt ($000) | [7 empty] | 21614.4766 | 45184.1289 | 93021.3906 | 224447.375 | 619040.9375 | 1643650.375 | 2627212.25 | 4021708.5 | 4972340.5 | 6283297.5 | 7269769.5 | 8975988 | 10196683 | 12044045 | 13169360 | 14893104 | 15873779 | 17352712 | 17654550 | 17501764 | 16736396 | 15936215 | 15228936 | 14674094 | 14210567 | 13801966 | 13448986 | 13123814
New Nuclear Natrium | DEF | Debt Service ($000) | [7 empty] | -20679.2891 | -20701.4297 | -41948.3828 | -117925.75 | -358668.125 | -928164.125 | -802598.375 | -1115167 | -668313.8125 | -932158.8125 | -601527.25 | -1198857.75 | -678196.125 | -1163704 | -455091.625 | -917618.1875 | -197369.8125 | -570396 | 545113 | 1030589.625 | 1468296.875 | 1469500.75 | 1346894.875 | 1171153.625 | 1060371.25 | 988283.875 | 917838.375 | 876371.625
New Nuclear Natrium | DEF | Interest ($000) | [7 empty] | 935.188 | 2868.2217 | 5888.8784 | 13500.2227 | 35925.4336 | 96445.2812 | 180963.4375 | 279329.2188 | 282317.75 | 378798.4688 | 384944.9688 | 507359.4375 | 542500.0625 | 683657.4375 | 670223.625 | 806125.8125 | 783305.5 | 908536.625 | 846950.875 | 877804.125 | 702928.625 | 669321.125 | 639615.375 | 616312 | 596843.8125 | 579682.5625 | 564857.375 | 551200.1875
New Nuclear Natrium | DEF | AFUDC ($000) | 2030: 1632.1256; 2031: 5056.8149; 2032: 10489.0049; 2033: 24109.8027; 2034: 64024.8086; 2035: 171706.0469; 2036: 324726.9375; 2037: 506936.5312; 2038: 337781.5938; 2039: 530100.5; 2040: 375144.5625; 2041: 622921.1875; 2042: 523980.8438; 2043: 815805.75; 2044: 534453.125; 2045: 827607.6875; 2046: 532336.375; 2047: 814891.25; 2048: 450601.125; 2049: 572645.3125
New Nuclear Natrium | DEF | Capitalized Interest ($000) | 2030: 935.188; 2031: 2868.2217; 2032: 5888.8784; 2033: 13500.2227; 2034: 35925.4336; 2035: 96445.2812; 2036: 180963.4375; 2037: 279329.2188; 2038: 188247.8281; 2039: 292163.7812; 2040: 209178.1094; 2041: 344180.5; 2042: 291981.0625; 2043: 449449.125; 2044: 297770.5625; 2045: 455803.8438; 2046: 296558.25; 2047: 448556.0312; 2048: 250646.4219; 2049: 312178.1562
New Nuclear Natrium | DEF | Rate Base ($000) | 2038: 4765446; 2039: 4388789.5; 2040: 8904098; 2041: 8266411; 2042: 12690938; 2043: 11864656; 2044: 18867940; 2045: 17746808; 2046: 24657916; 2047: 23301956; 2048: 30207924; 2049: 28653796; 2050: 35609352; 2051: 33906844; 2052: 32401992; 2053: 31221480; 2054: 30235250; 2055: 29365888; 2056: 28614862; 2057: 27923008
New Nuclear Natrium | DEF | Allowed Return ($000) | 2038: 435767.5; 2039: 401324.8438; 2040: 814218.9375; 2041: 755906.875; 2042: 1160499.625; 2043: 1084941.75; 2044: 1725344.25; 2045: 1622824.5; 2046: 2254798.25; 2047: 2130804.75; 2048: 2762308.5; 2049: 2620194; 2050: 3256232; 2051: 3100549.5; 2052: 2962941.25; 2053: 2854991.25; 2054: 2764807; 2055: 2685310; 2056: 2616633.75; 2057: 2553368.5
New Nuclear Natrium PTC | DEF | Added (Projects) | 2038: 2; 2040: 2; 2042: 2; 2044: 3; 2046: 3; 2048: 3; 2050: 3
New Nuclear Natrium PTC | DEF | Active (Projects) | 2038: 2; 2039: 2; 2040: 4; 2041: 4; 2042: 6; 2043: 6; 2044: 9; 2045: 9; 2046: 12; 2047: 12; 2048: 15; 2049: 15; 2050: 18; 2051: 18; 2052: 18; 2053: 18; 2054: 18; 2055: 18; 2056: 18; 2057: 18
New Nuclear Natrium PTC | DEF | Capacity (MW) | 2038: 690; 2039: 690; 2040: 1380; 2041: 1380; 2042: 2070; 2043: 2070; 2044: 3105; 2045: 3105; 2046: 4140; 2047: 4140; 2048: 5175; 2049: 5175; 2050: 6210; 2051: 6210; 2052: 6210; 2053: 6210; 2054: 6210; 2055: 6210; 2056: 6210; 2057: 6210
New Nuclear Natrium PTC | DEF | Carrying Costs ($/kW)
New Nuclear Natrium PTC | DEF | Installed Cost ($/kW)
New Nuclear Natrium PTC | DEF | Carrying Costs ($000)
New Nuclear Natrium PTC | DEF | Capital Expense ($000)
New Nuclear Natrium PTC | DEF | Installed Cost ($000)
New Nuclear Natrium PTC | DEF | Book Value ($000)
New Nuclear Natrium PTC | DEF | Book Depreciation ($000)
New Nuclear Natrium PTC | DEF | Tax Depreciation ($000)
New Nuclear Natrium PTC | DEF | Deferred Taxes ($000)
New Nuclear Natrium PTC | DEF | ADIT ($000)
New Nuclear Natrium PTC | DEF | Tax Credits ($000)
New Nuclear Natrium PTC | DEF | Deferred Credits ($000)
New Nuclear Natrium PTC | DEF | Property Taxes ($000)
New Nuclear Natrium PTC | DEF | Decommissioning ($000)
New Nuclear Natrium PTC | DEF | Other Costs ($000)
New Nuclear Natrium PTC | DEF | Debt ($000)
New Nuclear Natrium PTC | DEF | Debt Service ($000)
New Nuclear Natrium PTC | DEF | Interest ($000)
New Nuclear Natrium PTC | DEF | AFUDC ($000)
New Nuclear Natrium PTC | DEF | Capitalized Interest ($000)
New Nuclear Natrium PTC | DEF | Rate Base ($000)
New Nuclear Natrium PTC | DEF | Allowed Return ($000)
New Nuclear Natrium Storage | DEF | Added (Projects) | 2038: 2; 2040: 2; 2042: 2; 2044: 3; 2046: 3; 2048: 3; 2050: 3
New Nuclear Natrium Storage | DEF | Active (Projects) | 2038: 2; 2039: 2; 2040: 4; 2041: 4; 2042: 6; 2043: 6; 2044: 9; 2045: 9; 2046: 12; 2047: 12; 2048: 15; 2049: 15; 2050: 18; 2051: 18; 2052: 18; 2053: 18; 2054: 18; 2055: 18; 2056: 18; 2057: 18
New Nuclear Natrium Storage | DEF | Capacity (MW) | 2038: 310; 2039: 310; 2040: 620; 2041: 620; 2042: 930; 2043: 930; 2044: 1395; 2045: 1395; 2046: 1860; 2047: 1860; 2048: 2325; 2049: 2325; 2050: 2790; 2051: 2790; 2052: 2790; 2053: 2790; 2054: 2790; 2055: 2790; 2056: 2790; 2057: 2790
New Nuclear Natrium Storage | DEF | Carrying Costs ($/kW)
New Nuclear Natrium Storage | DEF | Installed Cost ($/kW)
New Nuclear Natrium Storage | DEF | Carrying Costs ($000)
New Nuclear Natrium Storage | DEF | Capital Expense ($000)
New Nuclear Natrium Storage | DEF | Installed Cost ($000)
New Nuclear Natrium Storage | DEF | Book Value ($000)
New Nuclear Natrium Storage | DEF | Book Depreciation ($000)
New Nuclear Natrium Storage | DEF | Tax Depreciation ($000)
New Nuclear Natrium Storage | DEF | Deferred Taxes ($000)
New Nuclear Natrium Storage | DEF | ADIT ($000)
New Nuclear Natrium Storage | DEF | Tax Credits ($000)
New Nuclear Natrium Storage | DEF | Deferred Credits ($000)
New Nuclear Natrium Storage | DEF | Property Taxes ($000)
New Nuclear Natrium Storage | DEF | Decommissioning ($000)
New Nuclear Natrium Storage | DEF | Other Costs ($000)
New Nuclear Natrium Storage | DEF | Debt ($000)
New Nuclear Natrium Storage | DEF | Debt Service ($000)
New Nuclear Natrium Storage | DEF | Interest ($000)
New Nuclear Natrium Storage | DEF | AFUDC ($000)
New Nuclear Natrium Storage | DEF | Capitalized Interest ($000)
New Nuclear Natrium Storage | DEF | Rate Base ($000)
New Nuclear Natrium Storage | DEF | Allowed Return ($000)
New Nuclear Natrium Storage PTC | DEF | Added (Projects) | 2038: 2; 2040: 2; 2042: 2; 2044: 3; 2046: 3; 2048: 3; 2050: 3
New Nuclear Natrium Storage PTC | DEF | Active (Projects) | 2038: 2; 2039: 2; 2040: 4; 2041: 4; 2042: 6; 2043: 6; 2044: 9; 2045: 9; 2046: 12; 2047: 12; 2048: 15; 2049: 15; 2050: 18; 2051: 18; 2052: 18; 2053: 18; 2054: 18; 2055: 18; 2056: 18; 2057: 18
New Nuclear Natrium Storage PTC | DEF | Capacity (MW) | 2038: 310; 2039: 310; 2040: 620; 2041: 620; 2042: 930; 2043: 930; 2044: 1395; 2045: 1395; 2046: 1860; 2047: 1860; 2048: 2325; 2049: 2325; 2050: 2790; 2051: 2790; 2052: 2790; 2053: 2790; 2054: 2790; 2055: 2790; 2056: 2790; 2057: 2790
New Nuclear Natrium Storage PTC | DEF | Carrying Costs ($/kW)
New Nuclear Natrium Storage PTC | DEF | Installed Cost ($/kW)
New Nuclear Natrium Storage PTC | DEF | Carrying Costs ($000)
New Nuclear Natrium Storage PTC | DEF | Capital Expense ($000)
New Nuclear Natrium Storage PTC | DEF | Installed Cost ($000)
New Nuclear Natrium Storage PTC | DEF | Book Value ($000)
New Nuclear Natrium Storage PTC | DEF | Book Depreciation ($000)
New Nuclear Natrium Storage PTC | DEF | Tax Depreciation ($000)
New Nuclear Natrium Storage PTC | DEF | Deferred Taxes ($000)
New Nuclear Natrium Storage PTC | DEF | ADIT ($000)
New Nuclear Natrium Storage PTC | DEF | Tax Credits ($000)
New Nuclear Natrium Storage PTC | DEF | Deferred Credits ($000)
New Nuclear Natrium Storage PTC | DEF | Property Taxes ($000)
New Nuclear Natrium Storage PTC | DEF | Decommissioning ($000)
New Nuclear Natrium Storage PTC | DEF | Other Costs ($000)
New Nuclear Natrium Storage PTC | DEF | Debt ($000)
New Nuclear Natrium Storage PTC | DEF | Debt Service ($000)
New Nuclear Natrium Storage PTC | DEF | Interest ($000)
New Nuclear Natrium Storage PTC | DEF | AFUDC ($000)
New Nuclear Natrium Storage PTC | DEF | Capitalized Interest ($000)
New Nuclear Natrium Storage PTC | DEF | Rate Base ($000)
New Nuclear Natrium Storage PTC | DEF | Allowed Return ($000)
New Solar Utility Owned 1 | DEF | Added (Projects) | 2025: 2
New Solar Utility Owned 1 | DEF | Active (Projects) |  |  | 2 | 2 | 2 | 2 | 2 | 2 | 2 | 2 | 2 | 2 | 2 | 2 | 2 | 2 | 2 | 2 | 2 | 2 | 2 | 2 | 2 | 2 | 2 | 2 | 2 | 2 | 2 | 2 | 2 | 2
New Solar Utility Owned 1 | DEF | Capacity (MW) |  |  | 149.8 | 149.8 | 149.8 | 149.8 | 149.8 | 149.8 | 149.8 | 149.8 | 149.8 | 149.8 | 149.8 | 149.8 | 149.8 | 149.8 | 149.8 | 149.8 | 149.8 | 149.8 | 149.8 | 149.8 | 149.8 | 149.8 | 149.8 | 149.8 | 149.8 | 149.8 | 149.8 | 149.8 | 149.8 | 149.8
New Solar Utility Owned 1 | DEF | Carrying Costs ($/kW) |  |  | 136.096 | 136.096 | 136.096 | 136.096 | 136.096 | 136.096 | 136.096 | 136.096 | 136.096 | 136.096 | 136.096 | 136.096 | 136.096 | 136.096 | 136.096 | 136.096 | 136.096 | 136.096 | 136.096 | 136.096 | 136.096 | 136.096 | 136.096 | 136.096 | 136.096 | 136.096 | 136.096 | 136.096 | 136.096 | 136.096
New Solar Utility Owned 1 | DEF | Installed Cost ($/kW) | 2025: 1513.4379
New Solar Utility Owned 1 | DEF | Carrying Costs ($000) |  |  | 20387.1875 | 20387.1875 | 20387.1875 | 20387.1875 | 20387.1875 | 20387.1875 | 20387.1875 | 20387.1875 | 20387.1875 | 20387.1875 | 20387.1875 | 20387.1875 | 20387.1875 | 20387.1875 | 20387.1875 | 20387.1875 | 20387.1875 | 20387.1875 | 20387.1875 | 20387.1875 | 20387.1875 | 20387.1875 | 20387.1875 | 20387.1875 | 20387.1875 | 20387.1875 | 20387.1875 | 20387.1875 | 20387.1875 | 20387.1875
New Solar Utility Owned 1 | DEF | Capital Expense ($000) | 2023: 44453.5312; 2024: 182259.4688
New Solar Utility Owned 1 | DEF | Installed Cost ($000) | 2025: 226713
New Solar Utility Owned 1 | DEF | Book Value ($000) | 44690.1328 | 228402.8125 | 210931.0156 | 186361.2031 | 169362.6094 | 156906.75 | 144450.8906 | 135402.0938 | 129760.3359 | 124118.5781 | 118476.8203 | 112835.0625 | 107193.3047 | 101551.5469 | 95909.7891 | 90268.0312 | 84626.2734 | 78984.5156 | 73342.7578 | 67701 | 62059.2461 | 56417.4922 | 50775.7383 | 45133.9844 | 39492.2305 | 33850.4766 | 28208.7246 | 22566.9727 | 16925.2207 | 11283.4678 | 5641.7148 | -0.038208
New Solar Utility Owned 1 | DEF | Book Depreciation ($000) |  |  | 7557.1001 | 7557.1001 | 7557.1001 | 7557.1001 | 7557.1001 | 7557.1001 | 7557.1001 | 7557.1001 | 7557.1001 | 7557.1001 | 7557.1001 | 7557.1001 | 7557.1001 | 7557.1001 | 7557.1001 | 7557.1001 | 7557.1001 | 7557.1001 | 7557.1001 | 7557.1001 | 7557.1001 | 7557.1001 | 7557.1001 | 7557.1001 | 7557.1001 | 7557.1001 | 7557.1001 | 7557.1001 | 7557.1001 | 7557.1001
New Solar Utility Owned 1 | DEF | Tax Depreciation ($000) | 2023: -933.5242; 2024: -5733.7056; 2025: 46676.0469; 2026: 74681.6797; 2027: 44809.0078; 2028: 26885.4062; 2029: 26885.4062; 2030: 13442.7031
New Solar Utility Owned 1 | DEF | Deferred Taxes ($000) | -236.6017 | -1453.2078 | 9914.6973 | 17012.7246 | 9441.4961 | 4898.7593 | 4898.7593 | 1491.7062 | -1915.347 | -1915.347 | -1915.347 | -1915.347 | -1915.347 | -1915.347 | -1915.347 | -1915.347 | -1915.347 | -1915.347 | -1915.347 | -1915.347 | -1915.347 | -1915.347 | -1915.347 | -1915.347 | -1915.347 | -1915.347 | -1915.347 | -1915.347 | -1915.347 | -1915.347 | -1915.347 | -1915.347
New Solar Utility Owned 1 | DEF | ADIT ($000) | -236.6017 | -1689.8094 | 8224.8877 | 25237.6133 | 34679.1094 | 39577.8672 | 44476.625 | 45968.332 | 44052.9844 | 42137.6367 | 40222.2891 | 38306.9414 | 36391.5938 | 34476.2461 | 32560.8984 | 30645.5508 | 28730.2031 | 26814.8555 | 24899.5078 | 22984.1602 | 21068.8125 | 19153.4648 | 17238.1172 | 15322.7705 | 13407.4238 | 11492.0771 | 9576.7305 | 7661.3833 | 5746.0361 | 3830.689 | 1915.3419 | -0.005127
New Solar Utility Owned 1 | DEF | Tax Credits ($000)
New Solar Utility Owned 1 | DEF | Deferred Credits ($000)
New Solar Utility Owned 1 | DEF | Property Taxes ($000) |  |  | 1631.8801 | 1631.8801 | 1631.8801 | 1631.8801 | 1631.8801 | 1631.8801 | 1631.8801 | 1631.8801 | 1631.8801 | 1631.8801 | 1631.8801 | 1631.8801 | 1631.8801 | 1631.8801 | 1631.8801 | 1631.8801 | 1631.8801 | 1631.8801 | 1631.8801 | 1631.8801 | 1631.8801 | 1631.8801 | 1631.8801 | 1631.8801 | 1631.8801 | 1631.8801 | 1631.8801 | 1631.8801 | 1631.8801 | 1631.8801
New Solar Utility Owned 1 | DEF | Decommissioning ($000)
New Solar Utility Owned 1 | DEF | Other Costs ($000) |  |  | 204.7898 | 204.7898 | 204.7898 | 204.7898 | 204.7898 | 204.7898 | 204.7898 | 204.7898 | 204.7898 | 204.7898 | 204.7898 | 204.7898 | 204.7898 | 204.7898 | 204.7898 | 204.7898 | 204.7898 | 204.7898 | 204.7898 | 204.7898 | 204.7898 | 204.7898 | 204.7898 | 204.7898 | 204.7898 | 204.7898 | 204.7898 | 204.7898 | 204.7898 | 204.7898
New Solar Utility Owned 1 | DEF | Debt ($000) | 21004.3633 | 107349.3203 | 103243.4453 | 93363.6641 | 83595.0859 | 76673.2891 | 70819.0234 | 65765.4219 | 62313.1445 | 59661.5195 | 57009.8984 | 54358.2773 | 51706.6523 | 49055.0312 | 46403.4102 | 43751.7852 | 41100.1641 | 38448.5391 | 35796.918 | 33145.2969 | 30493.6738 | 27842.0508 | 25190.4277 | 22538.8066 | 19887.1836 | 17235.5605 | 14583.9375 | 11932.3135 | 9280.6885 | 6629.0645 | 3977.4402 | 1325.8163
New Solar Utility Owned 1 | DEF | Debt Service ($000) | -20070.8398 | -80611.25 | 8442.1016 | 13801.0547 | 13279.5703 | 10142.0781 | 8828.6641 | 7815.75 | 6069.4297 | 5157.4102 | 5046.0352 | 4934.668 | 4823.3047 | 4711.9336 | 4600.5625 | 4489.1992 | 4377.8281 | 4266.4648 | 4155.0898 | 4043.7227 | 3932.3574 | 3820.9883 | 3709.6211 | 3598.25 | 3486.8848 | 3375.5156 | 3264.1484 | 3152.7812 | 3041.4141 | 2930.0449 | 2818.6768 | 2707.3081
New Solar Utility Owned 1 | DEF | Interest ($000) | 933.5242 | 5733.7056 | 4336.2246 | 3921.2739 | 3510.9937 | 3220.2781 | 2974.3989 | 2762.1477 | 2617.1521 | 2505.7837 | 2394.4158 | 2283.0476 | 2171.6794 | 2060.3113 | 1948.9432 | 1837.575 | 1726.2069 | 1614.8386 | 1503.4706 | 1392.1024 | 1280.7343 | 1169.3661 | 1057.9979 | 946.6299 | 835.2617 | 723.8936 | 612.5254 | 501.1572 | 389.7889 | 278.4207 | 167.0525 | 55.6843
New Solar Utility Owned 1 | DEF | AFUDC ($000)
New Solar Utility Owned 1 | DEF | Capitalized Interest ($000) | 2023: 933.5242; 2024: 5733.7056
New Solar Utility Owned 1 | DEF | Rate Base ($000) |  |  | 219666.9062 | 198646.0938 | 177861.8906 | 163134.6562 | 150678.7812 | 139926.4375 | 132581.1562 | 126939.4062 | 121297.6562 | 115655.9062 | 110014.1562 | 104372.4062 | 98730.6562 | 93088.9062 | 87447.1562 | 81805.4062 | 76163.6562 | 70521.9062 | 64880.1562 | 59238.4062 | 53596.6562 | 47954.9062 | 42313.1562 | 36671.4062 | 31029.6543 | 25387.9004 | 19746.1465 | 14104.3926 | 8462.6387 | 2820.8857
New Solar Utility Owned 1 | DEF | Allowed Return ($000) |  |  | 20087.0391 | 18164.8301 | 16264.2559 | 14917.5508 | 13778.5459 | 12795.3174 | 12123.6416 | 11607.7422 | 11091.8428 | 10575.9434 | 10060.0439 | 9544.1445 | 9028.2441 | 8512.3447 | 7996.4453 | 7480.5459 | 6964.6465 | 6448.7471 | 5932.8472 | 5416.9478 | 4901.0483 | 4385.1489 | 3869.2493 | 3353.3499 | 2837.45 | 2321.5503 | 1805.6503 | 1289.7504 | 773.8505 | 257.9507
New Solar Utility Owned 1 PTC | DEF | Added (Projects) | 2025: 2
New Solar Utility Owned 1 PTC | DEF | Active (Projects) |  |  | 2 | 2 | 2 | 2 | 2 | 2 | 2 | 2 | 2 | 2 | 2 | 2 | 2 | 2 | 2 | 2 | 2 | 2 | 2 | 2 | 2 | 2 | 2 | 2 | 2 | 2 | 2 | 2 | 2 | 2
New Solar Utility Owned 1 PTC | DEF | Capacity (MW) |  |  | 149.8 | 149.8 | 149.8 | 149.8 | 149.8 | 149.8 | 149.8 | 149.8 | 149.8 | 149.8 | 149.8 | 149.8 | 149.8 | 149.8 | 149.8 | 149.8 | 149.8 | 149.8 | 149.8 | 149.8 | 149.8 | 149.8 | 149.8 | 149.8 | 149.8 | 149.8 | 149.8 | 149.8 | 149.8 | 149.8
New Solar Utility Owned 1 PTC | DEF | Carrying Costs ($/kW)
New Solar Utility Owned 1 PTC | DEF | Installed Cost ($/kW)
New Solar Utility Owned 1 PTC | DEF | Carrying Costs ($000)
New Solar Utility Owned 1 PTC | DEF | Capital Expense ($000)
New Solar Utility Owned 1 PTC | DEF | Installed Cost ($000)
New Solar Utility Owned 1 PTC | DEF | Book Value ($000)
New Solar Utility Owned 1 PTC | DEF | Book Depreciation ($000)
New Solar Utility Owned 1 PTC | DEF | Tax Depreciation ($000)
New Solar Utility Owned 1 PTC | DEF | Deferred Taxes ($000)
New Solar Utility Owned 1 PTC | DEF | ADIT ($000)
New Solar Utility Owned 1 PTC | DEF | Tax Credits ($000)
New Solar Utility Owned 1 PTC | DEF | Deferred Credits ($000)
New Solar Utility Owned 1 PTC | DEF | Property Taxes ($000)
New Solar Utility Owned 1 PTC | DEF | Decommissioning ($000)
New Solar Utility Owned 1 PTC | DEF | Other Costs ($000)
New Solar Utility Owned 1 PTC | DEF | Debt ($000)
New Solar Utility Owned 1 PTC | DEF | Debt Service ($000)
New Solar Utility Owned 1 PTC | DEF | Interest ($000)
New Solar Utility Owned 1 PTC | DEF | AFUDC ($000)
New Solar Utility Owned 1 PTC | DEF | Capitalized Interest ($000)
New Solar Utility Owned 1 PTC | DEF | Rate Base ($000)
New Solar Utility Owned 1 PTC | DEF | Allowed Return ($000)
New Solar Utility Owned 2 | DEF | Added (Projects) | 2025: 2
New Solar Utility Owned 2 | DEF | Active (Projects) |  |  | 2 | 2 | 2 | 2 | 2 | 2 | 2 | 2 | 2 | 2 | 2 | 2 | 2 | 2 | 2 | 2 | 2 | 2 | 2 | 2 | 2 | 2 | 2 | 2 | 2 | 2 | 2 | 2 | 2 | 2
New Solar Utility Owned 2 | DEF | Capacity (MW) |  |  | 149.8 | 149.8 | 149.8 | 149.8 | 149.8 | 149.8 | 149.8 | 149.8 | 149.8 | 149.8 | 149.8 | 149.8 | 149.8 | 149.8 | 149.8 | 149.8 | 149.8 | 149.8 | 149.8 | 149.8 | 149.8 | 149.8 | 149.8 | 149.8 | 149.8 | 149.8 | 149.8 | 149.8 | 149.8 | 149.8
New Solar Utility Owned 2 | DEF | Carrying Costs ($/kW) |  |  | 137.2569 | 137.2569 | 137.2569 | 137.2569 | 137.2569 | 137.2569 | 137.2569 | 137.2569 | 137.2569 | 137.2569 | 137.2569 | 137.2569 | 137.2569 | 137.2569 | 137.2569 | 137.2569 | 137.2569 | 137.2569 | 137.2569 | 137.2569 | 137.2569 | 137.2569 | 137.2569 | 137.2569 | 137.2569 | 137.2569 | 137.2569 | 137.2569 | 137.2569 | 137.2569
New Solar Utility Owned 2 | DEF | Installed Cost ($/kW) | 2025: 1526.3484
New Solar Utility Owned 2 | DEF | Carrying Costs ($000) |  |  | 20561.0781 | 20561.0781 | 20561.0781 | 20561.0781 | 20561.0781 | 20561.0781 | 20561.0781 | 20561.0781 | 20561.0781 | 20561.0781 | 20561.0781 | 20561.0781 | 20561.0781 | 20561.0781 | 20561.0781 | 20561.0781 | 20561.0781 | 20561.0781 | 20561.0781 | 20561.0781 | 20561.0781 | 20561.0781 | 20561.0781 | 20561.0781 | 20561.0781 | 20561.0781 | 20561.0781 | 20561.0781 | 20561.0781 | 20561.0781
New Solar Utility Owned 2 | DEF | Capital Expense ($000) | 2023: 44832.7461; 2024: 183814.25
New Solar Utility Owned 2 | DEF | Installed Cost ($000) | 2025: 228647
New Solar Utility Owned 2 | DEF | Book Value ($000) | 45071.3672 | 230351.2188 | 212730.375 | 187950.9531 | 170807.3594 | 158245.25 | 145683.1406 | 136557.1406 | 130867.2578 | 125177.375 | 119487.4922 | 113797.6094 | 108107.7266 | 102417.8438 | 96727.9609 | 91038.0781 | 85348.1953 | 79658.3125 | 73968.4297 | 68278.5469 | 62588.668 | 56898.7891 | 51208.9102 | 45519.0312 | 39829.1523 | 34139.2734 | 28449.3926 | 22759.5117 | 17069.6309 | 11379.751 | 5689.8701 | -0.01062
New Solar Utility Owned 2 | DEF | Book Depreciation ($000) |  |  | 7621.5669 | 7621.5669 | 7621.5669 | 7621.5669 | 7621.5669 | 7621.5669 | 7621.5669 | 7621.5669 | 7621.5669 | 7621.5669 | 7621.5669 | 7621.5669 | 7621.5669 | 7621.5669 | 7621.5669 | 7621.5669 | 7621.5669 | 7621.5669 | 7621.5669 | 7621.5669 | 7621.5669 | 7621.5669 | 7621.5669 | 7621.5669 | 7621.5669 | 7621.5669 | 7621.5669 | 7621.5669 | 7621.5669 | 7621.5669
New Solar Utility Owned 2 | DEF | Tax Depreciation ($000) | 2023: -941.4877; 2024: -5782.6172; 2025: 47074.2227; 2026: 75318.7578; 2027: 45191.2578; 2028: 27114.7539; 2029: 27114.7539; 2030: 13557.377
New Solar Utility Owned 2 | DEF | Deferred Taxes ($000) | -238.6201 | -1465.6044 | 9999.2764 | 17157.8535 | 9522.0381 | 4940.5483 | 4940.5483 | 1504.4312 | -1931.6862 | -1931.6862 | -1931.6862 | -1931.6862 | -1931.6862 | -1931.6862 | -1931.6862 | -1931.6862 | -1931.6862 | -1931.6862 | -1931.6862 | -1931.6862 | -1931.6862 | -1931.6862 | -1931.6862 | -1931.6862 | -1931.6862 | -1931.6862 | -1931.6862 | -1931.6862 | -1931.6862 | -1931.6862 | -1931.6862 | -1931.6862
New Solar Utility Owned 2 | DEF | ADIT ($000) | -238.6201 | -1704.2244 | 8295.0518 | 25452.9062 | 34974.9453 | 39915.4922 | 44856.0391 | 46360.4688 | 44428.7812 | 42497.0938 | 40565.4062 | 38633.7188 | 36702.0312 | 34770.3438 | 32838.6562 | 30906.9707 | 28975.2852 | 27043.5996 | 25111.9141 | 23180.2285 | 21248.543 | 19316.8574 | 17385.1719 | 15453.4854 | 13521.7988 | 11590.1123 | 9658.4258 | 7726.7397 | 5795.0537 | 3863.3677 | 1931.6815 | -0.0046387
New Solar Utility Owned 2 | DEF | Tax Credits ($000)
New Solar Utility Owned 2 | DEF | Deferred Credits ($000)
New Solar Utility Owned 2 | DEF | Property Taxes ($000) |  |  | 1645.801 | 1645.801 | 1645.801 | 1645.801 | 1645.801 | 1645.801 | 1645.801 | 1645.801 | 1645.801 | 1645.801 | 1645.801 | 1645.801 | 1645.801 | 1645.801 | 1645.801 | 1645.801 | 1645.801 | 1645.801 | 1645.801 | 1645.801 | 1645.801 | 1645.801 | 1645.801 | 1645.801 | 1645.801 | 1645.801 | 1645.801 | 1645.801 | 1645.801 | 1645.801
New Solar Utility Owned 2 | DEF | Decommissioning ($000)
New Solar Utility Owned 2 | DEF | Other Costs ($000) |  |  | 206.5368 | 206.5368 | 206.5368 | 206.5368 | 206.5368 | 206.5368 | 206.5368 | 206.5368 | 206.5368 | 206.5368 | 206.5368 | 206.5368 | 206.5368 | 206.5368 | 206.5368 | 206.5368 | 206.5368 | 206.5368 | 206.5368 | 206.5368 | 206.5368 | 206.5368 | 206.5368 | 206.5368 | 206.5368 | 206.5368 | 206.5368 | 206.5368 | 206.5368 | 206.5368
New Solar Utility Owned 2 | DEF | Debt ($000) | 21183.543 | 108265.0703 | 104124.1719 | 94160.1172 | 84308.2109 | 77327.3672 | 71423.1641 | 66326.4609 | 62844.7266 | 60170.4883 | 57496.2461 | 54822.0039 | 52147.7617 | 49473.5234 | 46799.2812 | 44125.0391 | 41450.7969 | 38776.5586 | 36102.3164 | 33428.0742 | 30753.832 | 28079.5859 | 25405.3418 | 22731.0957 | 20056.8516 | 17382.6074 | 14708.3613 | 12034.1172 | 9359.8721 | 6685.6274 | 4011.3835 | 1337.1394
New Solar Utility Owned 2 | DEF | Debt Service ($000) | -20242.0547 | -81298.9062 | 8514.1094 | 13918.7812 | 13392.8516 | 10228.5938 | 8903.9766 | 7882.4141 | 6121.2109 | 5201.3984 | 5089.0859 | 4976.7656 | 4864.4492 | 4752.125 | 4639.8125 | 4527.4922 | 4415.1758 | 4302.8555 | 4190.5391 | 4078.2207 | 3965.9023 | 3853.5879 | 3741.2676 | 3628.9512 | 3516.6309 | 3404.3145 | 3291.9971 | 3179.6768 | 3067.3594 | 2955.041 | 2842.7219 | 2730.4038
New Solar Utility Owned 2 | DEF | Interest ($000) | 941.4877 | 5782.6172 | 4373.2153 | 3954.7249 | 3540.9448 | 3247.7493 | 2999.7729 | 2785.7114 | 2639.4785 | 2527.1604 | 2414.8423 | 2302.5242 | 2190.2061 | 2077.8879 | 1965.5698 | 1853.2516 | 1740.9335 | 1628.6155 | 1516.2972 | 1403.9791 | 1291.6609 | 1179.3427 | 1067.0243 | 954.706 | 842.3878 | 730.0695 | 617.7512 | 505.4329 | 393.1146 | 280.7964 | 168.4781 | 56.1599
New Solar Utility Owned 2 | DEF | AFUDC ($000)
New Solar Utility Owned 2 | DEF | Capitalized Interest ($000) | 2023: 941.4877; 2024: 5782.6172
New Solar Utility Owned 2 | DEF | Rate Base ($000) |  |  | 221540.7969 | 200340.6719 | 179379.1719 | 164526.3125 | 151964.1875 | 141120.125 | 133712.1875 | 128022.3125 | 122332.4375 | 116642.5625 | 110952.6875 | 105262.8125 | 99572.9375 | 93883.0625 | 88193.1875 | 82503.3125 | 76813.4375 | 71123.5625 | 65433.6836 | 59743.8008 | 54053.918 | 48364.0352 | 42674.1523 | 36984.2695 | 31294.3867 | 25604.5039 | 19914.6211 | 14224.7393 | 8534.8584 | 2844.9775
New Solar Utility Owned 2 | DEF | Allowed Return ($000) |  |  | 20258.3926 | 18319.7871 | 16403 | 15044.8086 | 13896.0879 | 12904.4717 | 12227.0664 | 11706.7666 | 11186.4668 | 10666.166 | 10145.8662 | 9625.5654 | 9105.2656 | 8584.9648 | 8064.665 | 7544.3647 | 7024.0645 | 6503.7642 | 5983.4639 | 5463.1626 | 4942.8618 | 4422.561 | 3902.26 | 3381.959 | 2861.658 | 2341.3572 | 1821.0562 | 1300.7552 | 780.4545 | 260.1538
New Solar Utility Owned 2 PTC | DEF | Added (Projects) | 2025: 2
New Solar Utility Owned 2 PTC | DEF | Active (Projects) |  |  | 2 | 2 | 2 | 2 | 2 | 2 | 2 | 2 | 2 | 2 | 2 | 2 | 2 | 2 | 2 | 2 | 2 | 2 | 2 | 2 | 2 | 2 | 2 | 2 | 2 | 2 | 2 | 2 | 2 | 2
New Solar Utility Owned 2 PTC | DEF | Capacity (MW) |  |  | 149.8 | 149.8 | 149.8 | 149.8 | 149.8 | 149.8 | 149.8 | 149.8 | 149.8 | 149.8 | 149.8 | 149.8 | 149.8 | 149.8 | 149.8 | 149.8 | 149.8 | 149.8 | 149.8 | 149.8 | 149.8 | 149.8 | 149.8 | 149.8 | 149.8 | 149.8 | 149.8 | 149.8 | 149.8 | 149.8
New Solar Utility Owned 2 PTC | DEF | Carrying Costs ($/kW)
New Solar Utility Owned 2 PTC | DEF | Installed Cost ($/kW)
New Solar Utility Owned 2 PTC | DEF | Carrying Costs ($000)
New Solar Utility Owned 2 PTC | DEF | Capital Expense ($000)
New Solar Utility Owned 2 PTC | DEF | Installed Cost ($000)
New Solar Utility Owned 2 PTC | DEF | Book Value ($000)
New Solar Utility Owned 2 PTC | DEF | Book Depreciation ($000)
New Solar Utility Owned 2 PTC | DEF | Tax Depreciation ($000)
New Solar Utility Owned 2 PTC | DEF | Deferred Taxes ($000)
New Solar Utility Owned 2 PTC | DEF | ADIT ($000)
New Solar Utility Owned 2 PTC | DEF | Tax Credits ($000)
New Solar Utility Owned 2 PTC | DEF | Deferred Credits ($000)
New Solar Utility Owned 2 PTC | DEF | Property Taxes ($000)
New Solar Utility Owned 2 PTC | DEF | Decommissioning ($000)
New Solar Utility Owned 2 PTC | DEF | Other Costs ($000)
New Solar Utility Owned 2 PTC | DEF | Debt ($000)
New Solar Utility Owned 2 PTC | DEF | Debt Service ($000)
New Solar Utility Owned 2 PTC | DEF | Interest ($000)
New Solar Utility Owned 2 PTC | DEF | AFUDC ($000)
New Solar Utility Owned 2 PTC | DEF | Capitalized Interest ($000)
New Solar Utility Owned 2 PTC | DEF | Rate Base ($000)
New Solar Utility Owned 2 PTC | DEF | Allowed Return ($000)
New Solar Utility Owned 5 | DEF | Added (Projects) | bar: 2026
New Solar Utility Owned 5 | DEF | Active (Projects) | bar: 2026 to 2055
New Solar Utility Owned 5 | DEF | Capacity (MW) |  |  |  | 74.9 | 74.9 | 74.9 | 74.9 | 74.9 | 74.9 | 74.9 | 74.9 | 74.9 | 74.9 | 74.9 | 74.9 | 74.9 | 74.9 | 74.9 | 74.9 | 74.9 | 74.9 | 74.9 | 74.9 | 74.9 | 74.9 | 74.9 | 74.9 | 74.9 | 74.9 | 74.9 | 74.9 | 74.9 | 74.9
New Solar Utility Owned 5 | DEF | Carrying Costs ($/kW) |  |  |  | 137.5234 | 137.5234 | 137.5234 | 137.5234 | 137.5234 | 137.5234 | 137.5234 | 137.5234 | 137.5234 | 137.5234 | 137.5234 | 137.5234 | 137.5234 | 137.5234 | 137.5234 | 137.5234 | 137.5234 | 137.5234 | 137.5234 | 137.5234 | 137.5234 | 137.5234 | 137.5234 | 137.5234 | 137.5234 | 137.5234 | 137.5234 | 137.5234 | 137.5234 | 137.5234
New Solar Utility Owned 5 | DEF | Installed Cost ($/kW) | 2026: 1529.3124
New Solar Utility Owned 5 | DEF | Carrying Costs ($000) |  |  |  | 10300.5029 | 10300.5029 | 10300.5029 | 10300.5029 | 10300.5029 | 10300.5029 | 10300.5029 | 10300.5029 | 10300.5029 | 10300.5029 | 10300.5029 | 10300.5029 | 10300.5029 | 10300.5029 | 10300.5029 | 10300.5029 | 10300.5029 | 10300.5029 | 10300.5029 | 10300.5029 | 10300.5029 | 10300.5029 | 10300.5029 | 10300.5029 | 10300.5029 | 10300.5029 | 10300.5029 | 10300.5029 | 10300.5029 | 10300.5029
New Solar Utility Owned 5 | DEF | Capital Expense ($000) | 2024: 22459.9023; 2025: 92085.6016
New Solar Utility Owned 5 | DEF | Installed Cost ($000) | 2026: 114545.5
New Solar Utility Owned 5 | DEF | Book Value ($000) |  | 22579.4434 | 115399.2656 | 106571.7422 | 94157.9766 | 85569.5312 | 79276.2812 | 72983.0312 | 68411.1719 | 65560.7031 | 62710.2383 | 59859.7734 | 57009.3086 | 54158.8438 | 51308.3789 | 48457.9141 | 45607.4492 | 42756.9844 | 39906.5195 | 37056.0547 | 34205.5898 | 31355.125 | 28504.6602 | 25654.1953 | 22803.7305 | 19953.2656 | 17102.8008 | 14252.3359 | 11401.8711 | 8551.4062 | 5700.9414 | 2850.4766 | 0.01178
New Solar Utility Owned 5 | DEF | Book Depreciation ($000) |  |  |  | 3818.1833 | 3818.1833 | 3818.1833 | 3818.1833 | 3818.1833 | 3818.1833 | 3818.1833 | 3818.1833 | 3818.1833 | 3818.1833 | 3818.1833 | 3818.1833 | 3818.1833 | 3818.1833 | 3818.1833 | 3818.1833 | 3818.1833 | 3818.1833 | 3818.1833 | 3818.1833 | 3818.1833 | 3818.1833 | 3818.1833 | 3818.1833 | 3818.1833 | 3818.1833 | 3818.1833 | 3818.1833 | 3818.1833 | 3818.1833
New Solar Utility Owned 5 | DEF | Tax Depreciation ($000) | 2024: -471.6579; 2025: -2896.9231; 2026: 23582.8164; 2027: 37732.5078; 2028: 22639.5059; 2029: 13583.7031; 2030: 13583.7031; 2031: 6791.8516
New Solar Utility Owned 5 | DEF | Deferred Taxes ($000) |  | -119.5417 | -734.2252 | 5009.3462 | 8595.5859 | 4770.2642 | 2475.071 | 2475.071 | 753.6762 | -967.7186 | -967.7186 | -967.7186 | -967.7186 | -967.7186 | -967.7186 | -967.7186 | -967.7186 | -967.7186 | -967.7186 | -967.7186 | -967.7186 | -967.7186 | -967.7186 | -967.7186 | -967.7186 | -967.7186 | -967.7186 | -967.7186 | -967.7186 | -967.7186 | -967.7186 | -967.7186 | -967.7186
New Solar Utility Owned 5 | DEF | ADIT ($000) |  | -119.5417 | -853.7668 | 4155.5791 | 12751.165 | 17521.4297 | 19996.5 | 22471.5703 | 23225.2461 | 22257.5273 | 21289.8086 | 20322.0898 | 19354.3711 | 18386.6523 | 17418.9336 | 16451.2148 | 15483.4961 | 14515.7773 | 13548.0586 | 12580.3398 | 11612.6211 | 10644.9023 | 9677.1836 | 8709.4648 | 7741.7461 | 6774.0273 | 5806.3086 | 4838.5898 | 3870.8713 | 2903.1528 | 1935.4343 | 967.7158 | -0.0028076
New Solar Utility Owned 5 | DEF | Tax Credits ($000)
New Solar Utility Owned 5 | DEF | Deferred Credits ($000)
New Solar Utility Owned 5 | DEF | Property Taxes ($000) |  |  |  | 824.4985 | 824.4985 | 824.4985 | 824.4985 | 824.4985 | 824.4985 | 824.4985 | 824.4985 | 824.4985 | 824.4985 | 824.4985 | 824.4985 | 824.4985 | 824.4985 | 824.4985 | 824.4985 | 824.4985 | 824.4985 | 824.4985 | 824.4985 | 824.4985 | 824.4985 | 824.4985 | 824.4985 | 824.4985 | 824.4985 | 824.4985 | 824.4985 | 824.4985 | 824.4985
New Solar Utility Owned 5 | DEF | Decommissioning ($000)
New Solar Utility Owned 5 | DEF | Other Costs ($000) |  |  |  | 103.4689 | 103.4689 | 103.4689 | 103.4689 | 103.4689 | 103.4689 | 103.4689 | 103.4689 | 103.4689 | 103.4689 | 103.4689 | 103.4689 | 103.4689 | 103.4689 | 103.4689 | 103.4689 | 103.4689 | 103.4689 | 103.4689 | 103.4689 | 103.4689 | 103.4689 | 103.4689 | 103.4689 | 103.4689 | 103.4689 | 103.4689 | 103.4689 | 103.4689 | 103.4689
New Solar Utility Owned 5 | DEF | Debt ($000) |  | 10612.3379 | 54237.6562 | 52163.1836 | 47171.4805 | 42235.957 | 38738.7578 | 35780.9297 | 33227.6289 | 31483.3828 | 30143.6621 | 28803.9434 | 27464.2227 | 26124.502 | 24784.7812 | 23445.0605 | 22105.3418 | 20765.6211 | 19425.9004 | 18086.1797 | 16746.459 | 15406.7393 | 14067.0215 | 12727.3027 | 11387.584 | 10047.8652 | 8708.1475 | 7368.4287 | 6028.71 | 4688.9917 | 3349.2732 | 2009.5548 | 669.8363
New Solar Utility Owned 5 | DEF | Debt Service ($000) |  | -10140.6797 | -40728.3945 | 4265.3242 | 6972.9062 | 6709.4336 | 5124.2266 | 4460.6289 | 3948.8613 | 3066.5488 | 2605.7539 | 2549.4844 | 2493.2188 | 2436.9492 | 2380.6816 | 2324.4141 | 2268.1426 | 2211.877 | 2155.6094 | 2099.3398 | 2043.0723 | 1986.8027 | 1930.5322 | 1874.2656 | 1817.9971 | 1761.7295 | 1705.46 | 1649.1929 | 1592.9243 | 1536.6558 | 1480.3879 | 1424.1196 | 1367.8516
New Solar Utility Owned 5 | DEF | Interest ($000) |  | 471.6579 | 2896.9231 | 2190.8538 | 1981.2021 | 1773.9102 | 1627.0278 | 1502.7991 | 1395.5604 | 1322.302 | 1266.0338 | 1209.7656 | 1153.4973 | 1097.2291 | 1040.9608 | 984.6925 | 928.4243 | 872.1561 | 815.8878 | 759.6195 | 703.3513 | 647.0831 | 590.8149 | 534.5467 | 478.2785 | 422.0103 | 365.7422 | 309.474 | 253.2058 | 196.9377 | 140.6695 | 84.4013 | 28.1331
New Solar Utility Owned 5 | DEF | AFUDC ($000)
New Solar Utility Owned 5 | DEF | Capitalized Interest ($000) | 2024: 471.6579; 2025: 2896.9231
New Solar Utility Owned 5 | DEF | Rate Base ($000) |  |  |  | 110985.5 | 100364.8516 | 89863.7422 | 82422.8906 | 76129.6406 | 70697.0859 | 66985.9219 | 64135.4531 | 61284.9844 | 58434.5156 | 55584.0469 | 52733.5781 | 49883.1094 | 47032.6406 | 44182.1719 | 41331.7031 | 38481.2344 | 35630.7656 | 32780.2969 | 29929.832 | 27079.3672 | 24228.9023 | 21378.4375 | 18527.9727 | 15677.5078 | 12827.043 | 9976.5781 | 7126.1133 | 4275.6484 | 1425.1836
New Solar Utility Owned 5 | DEF | Allowed Return ($000) |  |  |  | 10148.8662 | 9177.6807 | 8217.4258 | 7537.0107 | 6961.5361 | 6464.7661 | 6125.4053 | 5864.7495 | 5604.0933 | 5343.4375 | 5082.7817 | 4822.126 | 4561.4697 | 4300.814 | 4040.158 | 3779.5022 | 3518.8462 | 3258.1902 | 2997.5344 | 2736.8789 | 2476.2234 | 2215.5676 | 1954.9122 | 1694.2566 | 1433.6011 | 1172.9456 | 912.29 | 651.6344 | 390.9789 | 130.3233
New Solar Utility Owned 5 PTC | DEF | Added (Projects) | bar: 2026
New Solar Utility Owned 5 PTC | DEF | Active (Projects) | bar: 2026 to 2055
New Solar Utility Owned 5 PTC | DEF | Capacity (MW) |  |  |  | 74.9 | 74.9 | 74.9 | 74.9 | 74.9 | 74.9 | 74.9 | 74.9 | 74.9 | 74.9 | 74.9 | 74.9 | 74.9 | 74.9 | 74.9 | 74.9 | 74.9 | 74.9 | 74.9 | 74.9 | 74.9 | 74.9 | 74.9 | 74.9 | 74.9 | 74.9 | 74.9 | 74.9 | 74.9 | 74.9
New Solar Utility Owned 5 PTC | DEF | Carrying Costs ($/kW)
New Solar Utility Owned 5 PTC | DEF | Installed Cost ($/kW)
New Solar Utility Owned 5 PTC | DEF | Carrying Costs ($000)
New Solar Utility Owned 5 PTC | DEF | Capital Expense ($000)
New Solar Utility Owned 5 PTC | DEF | Installed Cost ($000)
New Solar Utility Owned 5 PTC | DEF | Book Value ($000)
New Solar Utility Owned 5 PTC | DEF | Book Depreciation ($000)
New Solar Utility Owned 5 PTC | DEF | Tax Depreciation ($000)
New Solar Utility Owned 5 PTC | DEF | Deferred Taxes ($000)
New Solar Utility Owned 5 PTC | DEF | ADIT ($000)
New Solar Utility Owned 5 PTC | DEF | Tax Credits ($000)
New Solar Utility Owned 5 PTC | DEF | Deferred Credits ($000)
New Solar Utility Owned 5 PTC | DEF | Property Taxes ($000)
New Solar Utility Owned 5 PTC | DEF | Decommissioning ($000)
New Solar Utility Owned 5 PTC | DEF | Other Costs ($000)
New Solar Utility Owned 5 PTC | DEF | Debt ($000)
New Solar Utility Owned 5 PTC | DEF | Debt Service ($000)
New Solar Utility Owned 5 PTC | DEF | Interest ($000)
New Solar Utility Owned 5 PTC | DEF | AFUDC ($000)
New Solar Utility Owned 5 PTC | DEF | Capitalized Interest ($000)
New Solar Utility Owned 5 PTC | DEF | Rate Base ($000)
New Solar Utility Owned 5 PTC | DEF | Allowed Return ($000)
New Solar+Storage 1 | DEF | Added (Projects) | 2029: 2; 2030: 2; 2031: 2
New Solar+Storage 1 | DEF | Active (Projects) | [6 empty] | 2 | 4 | 6 | 6 | 6 | 6 | 6 | 6 | 6 | 6 | 6 | 6 | 6 | 6 | 6 | 6 | 6 | 6 | 6 | 6 | 6 | 6 | 6 | 6 | 6 | 6 | 6 | 6 | 6
New Solar+Storage 1 | DEF | Capacity (MW) | [6 empty] | 149.8 | 299.6 | 449.4 | 449.4 | 449.4 | 449.4 | 449.4 | 449.4 | 449.4 | 449.4 | 449.4 | 449.4 | 449.4 | 449.4 | 449.4 | 449.4 | 449.4 | 449.4 | 449.4 | 449.4 | 449.4 | 449.4 | 449.4 | 449.4 | 449.4 | 449.4 | 449.4 | 449.4 | 449.4
New Solar+Storage 1 | DEF | Carrying Costs ($/kW) | [6 empty] | 257.2508 | 254.503 | 251.8139 | 174.0741 | 176.6416 | 179.2473 | 181.8907 | 184.574 | 187.2967 | 190.0585 | 192.8622 | 195.707 | 198.5936 | 201.5229 | 204.4957 | 207.5114 | 167.6227 | 172.3932 | 133.0431 | 229.4954 | 232.8809 | 236.316 | 239.8014 | 243.339 | 246.9279 | 250.5702 | 254.2662 | 258.0164 | 261.8227
New Solar+Storage 1 | DEF | Installed Cost ($/kW) | 2029: 2462.9599; 2030: 2426.077; 2031: 2389.7466
New Solar+Storage 1 | DEF | Carrying Costs ($000) | [6 empty] | 38536.1719 | 76249.0938 | 113165.1875 | 78228.8828 | 79382.75 | 80553.7344 | 81741.7031 | 82947.5547 | 84171.1406 | 85412.2734 | 86672.2969 | 87950.7188 | 89247.9688 | 90564.4062 | 91900.3594 | 93255.625 | 75329.6484 | 77473.5234 | 59789.5547 | 103135.2266 | 104656.7031 | 106200.4141 | 107766.7422 | 109356.5625 | 110969.3984 | 112606.2734 | 114267.25 | 115952.5938 | 117663.1328
New Solar+Storage 1 | DEF | Capital Expense ($000) | 2027: 169617.0156; 2028: 340934.4375; 2029: 335828.9688; 2030: 168689.4062
New Solar+Storage 1 | DEF | Installed Cost ($000) | 2029: 368951.4062; 2030: 363426.3438; 2031: 357984.0625
New Solar+Storage 1 | DEF | Book Value ($000) |  |  |  |  | 175160.7031 | 538703.5625 | 869475.9375 | 989672.75 | 898916.875 | 816004.25 | 751222.5 | 698427.1875 | 656005.1875 | 623801.0625 | 596667.5 | 569533.8125 | 542400.1875 | 515266.5 | 488132.9062 | 460999.25 | 433865.625 | 406731.9375 | 379598.3125 | 352464.625 | 325330.9375 | 298197.3125 | 271063.625 | 243929.9688 | 216796.3125 | 189662.6562 | 162529 | 135395.3438 | 108261.6953 | 81128.0469 | 53994.3906
New Solar+Storage 1 | DEF | Book Depreciation ($000) | [6 empty] | 12298.3799 | 24412.5918 | 36345.3945 | 36345.3945 | 36345.3945 | 36345.3945 | 36345.3945 | 36345.3945 | 36345.3945 | 36345.3945 | 36345.3945 | 36345.3945 | 36345.3945 | 36345.3945 | 36345.3945 | 36345.3945 | 36345.3945 | 36345.3945 | 36345.3945 | 36345.3945 | 36345.3945 | 36345.3945 | 36345.3945 | 36345.3945 | 36345.3945 | 36345.3945 | 36345.3945 | 36345.3945 | 36345.3945
New Solar+Storage 1 | DEF | Tax Depreciation ($000) | 2027: 2654.5061; 2028: 10950.7021; 2029: 82378.9062; 2030: 193155.75; 2031: 251024.7188; 2032: 220078.9062; 2033: 148542.1875; 2034: 101249.4375; 2035: 60321.0938; 2036: 20005.6523
New Solar+Storage 1 | DEF | Deferred Taxes ($000) |  |  |  |  | 672.7846 | 2775.4556 | 17761.9082 | 42767.9531 | 54410.4766 | 46567.2578 | 28436.2812 | 16449.9297 | 6076.6416 | -4141.3076 | -9211.7402 | -9211.7402 | -9211.7402 | -9211.7402 | -9211.7402 | -9211.7402 | -9211.7402 | -9211.7402 | -9211.7402 | -9211.7402 | -9211.7402 | -9211.7402 | -9211.7402 | -9211.7402 | -9211.7402 | -9211.7402 | -9211.7402 | -9211.7402 | -9211.7402 | -9211.7402 | -9211.7402
New Solar+Storage 1 | DEF | ADIT ($000) |  |  |  |  | 672.7846 | 3448.2402 | 21210.1484 | 63978.1016 | 118388.5938 | 164955.8438 | 193392.1094 | 209842.0469 | 215918.7031 | 211777.3906 | 202565.6562 | 193353.9219 | 184142.1875 | 174930.4531 | 165718.7188 | 156506.9688 | 147295.2344 | 138083.5 | 128871.7578 | 119660.0156 | 110448.2812 | 101236.5469 | 92024.8047 | 82813.0625 | 73601.3281 | 64389.5859 | 55177.8438 | 45966.1016 | 36754.3594 | 27542.6191 | 18330.8789
New Solar+Storage 1 | DEF | Tax Credits ($000)
New Solar+Storage 1 | DEF | Deferred Credits ($000)
New Solar+Storage 1 | DEF | Property Taxes ($000) | [6 empty] | 2655.7122 | 5271.6553 | 7848.4248 | 7848.4248 | 7848.4248 | 7848.4248 | 7848.4248 | 7848.4248 | 7848.4248 | 7848.4248 | 7848.4248 | 7848.4248 | 7848.4248 | 7848.4248 | 7848.4248 | 7848.4248 | 7848.4248 | 7848.4248 | 7848.4248 | 7848.4248 | 7848.4248 | 7848.4248 | 7848.4248 | 7848.4248 | 7848.4248 | 7848.4248 | 7848.4248 | 7848.4248 | 7848.4248
New Solar+Storage 1 | DEF | Decommissioning ($000)
New Solar+Storage 1 | DEF | Other Costs ($000) | [6 empty] | -23100.6914 | -22421.4863 | -21752.4492 | 984.9237 | 984.9237 | 984.9237 | 984.9237 | 984.9237 | 984.9237 | 984.9237 | 984.9237 | 984.9237 | 984.9237 | 984.9237 | 984.9237 | 984.9237 | 984.9237 | 984.9237 | 984.9237 | 984.9237 | 984.9237 | 984.9237 | 984.9237 | 984.9237 | 984.9237 | 984.9237 | 984.9237 | 984.9237 | 984.9237
New Solar+Storage 1 | DEF | Debt ($000) |  |  |  |  | 82325.5312 | 253190.6562 | 415075.4062 | 480451.875 | 443818.5312 | 403006.4375 | 368298.25 | 340667.6562 | 318291.5625 | 300754.4375 | 286810.0625 | 274057.25 | 261304.4375 | 248551.6094 | 235798.7812 | 223045.9688 | 210293.1562 | 197540.3438 | 184787.5156 | 172034.6875 | 159281.875 | 146529.0625 | 133776.25 | 121023.4219 | 108270.6016 | 95517.7812 | 82764.9609 | 70012.1406 | 57259.3203 | 44506.5 | 31753.6797
New Solar+Storage 1 | DEF | Debt Service ($000) |  |  |  |  | -78763.5703 | -156431.9844 | -140709.3438 | -41610.9688 | 55273.7344 | 57738.3828 | 50176.6875 | 41938.6406 | 35744.3359 | 30168.8125 | 25990.3984 | 24263.2109 | 23727.6172 | 23191.9844 | 22656.3672 | 22120.75 | 21585.125 | 21049.5078 | 20513.9023 | 19978.2734 | 19442.6602 | 18907.0352 | 18371.418 | 17835.8008 | 17300.1855 | 16764.5664 | 16228.9473 | 15693.3301 | 15157.7119 | 14622.0957 | 14086.4727
New Solar+Storage 1 | DEF | Interest ($000) |  |  |  |  | 3561.9573 | 14433.1406 | 21175.4062 | 23765.5078 | 18640.3789 | 16926.2695 | 15468.5273 | 14308.041 | 13368.2461 | 12631.6865 | 12046.0215 | 11510.4043 | 10974.7861 | 10439.168 | 9903.5498 | 9367.9316 | 8832.3125 | 8296.6934 | 7761.0757 | 7225.457 | 6689.8389 | 6154.2202 | 5618.6021 | 5082.9834 | 4547.3652 | 4011.7466 | 3476.1284 | 2940.51 | 2404.8914 | 1869.2728 | 1333.6545
New Solar+Storage 1 | DEF | AFUDC ($000) | 2027: 6216.4634; 2028: 25383.8418; 2029: 25003.7188; 2030: 18687.9375
New Solar+Storage 1 | DEF | Capitalized Interest ($000) | 2027: 3561.9573; 2028: 14433.1406; 2029: 14217.0039; 2030: 10599.7842
New Solar+Storage 1 | DEF | Rate Base ($000) | [6 empty] | 352502.6875 | 666956.75 | 944294.75 | 857460.5 | 783613.375 | 724824.8125 | 677216.125 | 639903.0625 | 610234.1875 | 583100.5 | 555966.875 | 528833.25 | 501699.5625 | 474565.9062 | 447432.25 | 420298.5938 | 393164.9375 | 366031.25 | 338897.625 | 311763.9375 | 284630.3125 | 257496.6406 | 230362.9844 | 203229.3281 | 176095.6562 | 148962 | 121828.3359 | 94694.6797 | 67561.0156
New Solar+Storage 1 | DEF | Allowed Return ($000) | [6 empty] | 32233.9648 | 60988.6406 | 86349.3125 | 78408.9062 | 71656.0938 | 66280.2812 | 61926.7891 | 58514.7656 | 55801.75 | 53320.5625 | 50839.375 | 48358.1875 | 45877 | 43395.8125 | 40914.625 | 38433.4375 | 35952.25 | 33471.0586 | 30989.873 | 28508.6855 | 26027.4961 | 23546.3086 | 21065.123 | 18583.9355 | 16102.7461 | 13621.5586 | 11140.3691 | 8659.1816 | 6177.9941
New Solar+Storage 1 PTC + ITC | DEF | Added (Projects) | 2029: 2; 2030: 2; 2031: 2
New Solar+Storage 1 PTC + ITC | DEF | Active (Projects) | [6 empty] | 2 | 4 | 6 | 6 | 6 | 6 | 6 | 6 | 6 | 6 | 6 | 6 | 6 | 6 | 6 | 6 | 6 | 6 | 6 | 6 | 6 | 6 | 6 | 6 | 6 | 6 | 6 | 6 | 6
New Solar+Storage 1 PTC + ITC | DEF | Capacity (MW) | [6 empty] | 149.8 | 299.6 | 449.4 | 449.4 | 449.4 | 449.4 | 449.4 | 449.4 | 449.4 | 449.4 | 449.4 | 449.4 | 449.4 | 449.4 | 449.4 | 449.4 | 449.4 | 449.4 | 449.4 | 449.4 | 449.4 | 449.4 | 449.4 | 449.4 | 449.4 | 449.4 | 449.4 | 449.4 | 449.4
New Solar+Storage 1 PTC + ITC | DEF | Carrying Costs ($/kW)
New Solar+Storage 1 PTC + ITC | DEF | Installed Cost ($/kW)
New Solar+Storage 1 PTC + ITC | DEF | Carrying Costs ($000)
New Solar+Storage 1 PTC + ITC | DEF | Capital Expense ($000)
New Solar+Storage 1 PTC + ITC | DEF | Installed Cost ($000)
New Solar+Storage 1 PTC + ITC | DEF | Book Value ($000)
New Solar+Storage 1 PTC + ITC | DEF | Book Depreciation ($000)
New Solar+Storage 1 PTC + ITC | DEF | Tax Depreciation ($000)
New Solar+Storage 1 PTC + ITC | DEF | Deferred Taxes ($000)
New Solar+Storage 1 PTC + ITC | DEF | ADIT ($000)
New Solar+Storage 1 PTC + ITC | DEF | Tax Credits ($000)
New Solar+Storage 1 PTC + ITC | DEF | Deferred Credits ($000)
New Solar+Storage 1 PTC + ITC | DEF | Property Taxes ($000)
New Solar+Storage 1 PTC + ITC | DEF | Decommissioning ($000)
New Solar+Storage 1 PTC + ITC | DEF | Other Costs ($000)
New Solar+Storage 1 PTC + ITC | DEF | Debt ($000)
New Solar+Storage 1 PTC + ITC | DEF | Debt Service ($000)
New Solar+Storage 1 PTC + ITC | DEF | Interest ($000)
New Solar+Storage 1 PTC + ITC | DEF | AFUDC ($000)
New Solar+Storage 1 PTC + ITC | DEF | Capitalized Interest ($000)
New Solar+Storage 1 PTC + ITC | DEF | Rate Base ($000)
New Solar+Storage 1 PTC + ITC | DEF | Allowed Return ($000)
Solar 14
Project | Area | Output | 2023 | 2024 | 2025 | 2026 | 2027 | 2028 | 2029 | 2030 | 2031 | 2032 | 2033 | 2034 | 2035 | 2036 | 2037 | 2038 | 2039 | 2040 | 2041 | 2042 | 2043 | 2044 | 2045 | 2046 | 2047 | 2048 | 2049 | 2050 | 2051 | 2052 | 2053 | 2054 | 2055 | 2056 | 2057
DEF On-Shore Wind | DEF | Added (Projects) | bar: 2043 to 2047
DEF On-Shore Wind | DEF | Active (Projects) | 2043: 1; 2044: 2; 2045: 3; 2046: 4; 2047: 5; 2048: 5; 2049: 5; 2050: 5; 2051: 5; 2052: 5; 2053: 5; 2054: 5; 2055: 5; 2056: 5; 2057: 5
DEF On-Shore Wind | DEF | Capacity (MW) | 2043: 150; 2044: 300; 2045: 450; 2046: 600; 2047: 750; 2048: 750; 2049: 750; 2050: 750; 2051: 750; 2052: 750; 2053: 750; 2054: 750; 2055: 750; 2056: 750; 2057: 750
DEF On-Shore Wind | DEF | Carrying Costs ($/kW) | 2043: 157.3847; 2044: 160.3506; 2045: 163.374; 2046: 166.4536; 2047: 169.5909; 2048: 172.7873; 2049: 176.0449; 2050: 179.3632; 2051: 182.7436; 2052: 186.1891; 2053: 189.6983; 2054: 193.2743; 2055: 196.9175; 2056: 200.6295; 2057: 204.4117
DEF On-Shore Wind | DEF | Installed Cost ($/kW) | 2043: 2132.1573; 2044: 2172.3481; 2045: 2213.2971; 2046: 2255.0175; 2047: 2297.5242
DEF On-Shore Wind | DEF | Carrying Costs ($000) | 2043: 23607.7109; 2044: 48105.168; 2045: 73518.3203; 2046: 99872.1562; 2047: 127193.1875; 2048: 129590.4688; 2049: 132033.6875; 2050: 134522.3906; 2051: 137057.7344; 2052: 139641.7969; 2053: 142273.7344; 2054: 144955.75; 2055: 147688.125; 2056: 150472.1406; 2057: 153308.75
DEF On-Shore Wind | DEF | Capital Expense ($000) | 2041: 118169.3203; 2042: 302082.125; 2043: 307776.375; 2044: 313577.9375; 2045: 319488.8438; 2046: 195776.5938
DEF On-Shore Wind | DEF | Installed Cost ($000) | 2043: 319823.5938; 2044: 325852.2188; 2045: 331994.5625; 2046: 338252.625; 2047: 344628.625
DEF On-Shore Wind | DEF | Book Value ($000) | 2041: 122031.5078; 2042: 441974.5312; 2043: 744213.9375; 2044: 1018950.625; 2045: 1275762.625; 2046: 1386395; 2047: 1267311.5; 2048: 1159538.625; 2049: 1078224.5; 2050: 1012783.4375; 2051: 956863.75; 2052: 910645.1875; 2053: 869322.3125; 2054: 827999.5; 2055: 786676.625; 2056: 745353.8125; 2057: 704030.9375
DEF On-Shore Wind | DEF | Book Depreciation ($000) | 2043: 10660.7861; 2044: 21522.5273; 2045: 32589.0117; 2046: 43864.1016; 2047: 55351.7227; 2048: 55351.7227; 2049: 55351.7227; 2050: 55351.7227; 2051: 55351.7227; 2052: 55351.7227; 2053: 55351.7227; 2054: 55351.7227; 2055: 55351.7227; 2056: 55351.7227; 2057: 55351.7227
DEF On-Shore Wind | DEF | Tax Depreciation ($000) | 2041: 1849.3496; 2042: 8639.5146; 2043: 71046.1562; 2044: 171975.4219; 2045: 234971.2031; 2046: 273222.5; 2047: 306808.6875; 2048: 262182.5938; 2049: 157787.7188; 2050: 95159.8125; 2051: 57592.25; 2052: 19316.543
DEF On-Shore Wind | DEF | Deferred Taxes ($000) | 2041: 468.7177; 2042: 2189.6851; 2043: 15304.6738; 2044: 38132.293; 2045: 51293.7656; 2046: 58130.8789; 2047: 63731.7695; 2048: 52421.2852; 2049: 25962.4062; 2050: 10089.3613; 2051: 567.8623; 2052: -9133.1162; 2053: -14028.8945; 2054: -14028.8945; 2055: -14028.8945; 2056: -14028.8945; 2057: -14028.8945
DEF On-Shore Wind | DEF | ADIT ($000) | 2041: 468.7177; 2042: 2658.4026; 2043: 17963.0762; 2044: 56095.3672; 2045: 107389.1328; 2046: 165520.0156; 2047: 229251.7969; 2048: 281673.0625; 2049: 307635.4688; 2050: 317724.8438; 2051: 318292.6875; 2052: 309159.5938; 2053: 295130.6875; 2054: 281101.8125; 2055: 267072.9062; 2056: 253044; 2057: 239015.125
DEF On-Shore Wind | DEF | Tax Credits ($000)
DEF On-Shore Wind | DEF | Deferred Credits ($000)
DEF On-Shore Wind | DEF | Property Taxes ($000) | 2043: 2302.0901; 2044: 4647.5742; 2045: 7037.271; 2046: 9472.0137; 2047: 11952.6504; 2048: 11952.6504; 2049: 11952.6504; 2050: 11952.6504; 2051: 11952.6504; 2052: 11952.6504; 2053: 11952.6504; 2054: 11952.6504; 2055: 11952.6504; 2056: 11952.6504; 2057: 11952.6504
DEF On-Shore Wind | DEF | Decommissioning ($000)
DEF On-Shore Wind | DEF | Other Costs ($000) | 2043: 288.8966; 2044: 583.2389; 2045: 883.1296; 2046: 1188.6731; 2047: 1499.9761; 2048: 1499.9761; 2049: 1499.9761; 2050: 1499.9761; 2051: 1499.9761; 2052: 1499.9761; 2053: 1499.9761; 2054: 1499.9761; 2055: 1499.9761; 2056: 1499.9761; 2057: 1499.9761
DEF On-Shore Wind | DEF | Debt ($000) | 2041: 57354.8086; 2042: 207728.0312; 2043: 355358.1562; 2044: 492391.5625; 2045: 618776.6875; 2046: 675141; 2047: 623621.0625; 2048: 570309.8125; 2049: 525874.3125; 2050: 491386.875; 2051: 462867.125; 2052: 438864.625; 2053: 418292.375; 2054: 398870.6562; 2055: 379448.875; 2056: 360027.1562; 2057: 340605.4375
DEF On-Shore Wind | DEF | Debt Service ($000) | 2041: -54873.2539; 2042: -138962.1562; 2043: -129967.9688; 2044: -113564.2188; 2045: -97555.2422; 2046: -25193.3125; 2047: 77711.9922; 2048: 77264.2891; 2049: 66522.2109; 2050: 55125.7109; 2051: 47960.1797; 2052: 42434.8047; 2053: 38140.5312; 2054: 36174.2891; 2055: 35358.5898; 2056: 34542.8828; 2057: 33727.1602
DEF On-Shore Wind | DEF | Interest ($000) | 2041: 2481.5557; 2042: 11411.0615; 2043: 17662.168; 2044: 23469.1621; 2045: 28829.9043; 2046: 31171; 2047: 26192.0859; 2048: 23953.0117; 2049: 22086.7227; 2050: 20638.248; 2051: 19440.418; 2052: 18432.3125; 2053: 17568.2793; 2054: 16752.5664; 2055: 15936.8535; 2056: 15121.1406; 2057: 14305.4268
DEF On-Shore Wind | DEF | AFUDC ($000) | 2041: 4330.9053; 2042: 20050.5762; 2043: 20428.5273; 2044: 20813.6035; 2045: 21205.9414; 2046: 16850.8965
DEF On-Shore Wind | DEF | Capitalized Interest ($000) | 2041: 2481.5557; 2042: 11411.0615; 2043: 11626.1582; 2044: 11845.3105; 2045: 12068.5947; 2046: 9571.6602
DEF On-Shore Wind | DEF | Rate Base ($000) | 2043: 305775.5; 2044: 588847.625; 2045: 849104; 2046: 1094191.5; 2047: 1326853.5; 2048: 1213425.125; 2049: 1118881.5; 2050: 1045503.9375; 2051: 984823.625; 2052: 933754.5; 2053: 889983.75; 2054: 848660.9375; 2055: 807338.125; 2056: 766015.25; 2057: 724692.375
DEF On-Shore Wind | DEF | Allowed Return ($000) | 2043: 27961.082; 2044: 53846.0938; 2045: 77644.7578; 2046: 100056.3438; 2047: 121331.6875; 2048: 110959.4453; 2049: 102314.0781; 2050: 95604.1953; 2051: 90055.3984; 2052: 85385.4766; 2053: 81382.9375; 2054: 77604.25; 2055: 73825.5547; 2056: 70046.8594; 2057: 66268.1719
DEF On-Shore Wind Post PTC | DEF | Added (Projects) | bar: 2048 to 2049
DEF On-Shore Wind Post PTC | DEF | Active (Projects) | 2048: 1; 2049: 2; 2050: 2; 2051: 2; 2052: 2; 2053: 2; 2054: 2; 2055: 2; 2056: 2; 2057: 2
DEF On-Shore Wind Post PTC | DEF | Capacity (MW) | 2048: 150; 2049: 300; 2050: 300; 2051: 300; 2052: 300; 2053: 300; 2054: 300; 2055: 300; 2056: 300; 2057: 300
DEF On-Shore Wind Post PTC | DEF | Carrying Costs ($/kW) | 2048: 162.1775; 2049: 165.2343; 2050: 168.3492; 2051: 171.5226; 2052: 174.7555; 2053: 178.0496; 2054: 181.406; 2055: 184.8255; 2056: 188.3096; 2057: 191.8592
DEF On-Shore Wind Post PTC | DEF | Installed Cost ($/kW) | 2048: 2194.6773; 2049: 2236.0469
DEF On-Shore Wind Post PTC | DEF | Carrying Costs ($000) | 2048: 24326.6211; 2049: 49570.2852; 2050: 50504.7539; 2051: 51456.7891; 2052: 52426.6562; 2053: 53414.8789; 2054: 54421.7852; 2055: 55447.6523; 2056: 56492.875; 2057: 57557.7461
DEF On-Shore Wind Post PTC | DEF | Capital Expense ($000) | 2047: 329201.5938; 2048: 335407.0312
DEF On-Shore Wind Post PTC | DEF | Installed Cost ($000) | 2048: 329201.5938; 2049: 335407.0312
DEF On-Shore Wind Post PTC | DEF | Book Value ($000) | 2047: 329201.5938; 2048: 639729.25; 2049: 579489.125; 2050: 519727.75; 2051: 477255.4062; 2052: 441311.75; 2053: 410174; 2054: 388738.6875; 2055: 372199.9062; 2056: 355661.125; 2057: 339122.3125
DEF On-Shore Wind Post PTC | DEF | Book Depreciation ($000) | 2048: 10973.3867; 2049: 22153.6211; 2050: 22153.6211; 2051: 22153.6211; 2052: 22153.6211; 2053: 22153.6211; 2054: 22153.6211; 2055: 22153.6211; 2056: 22153.6211; 2057: 22153.6211
DEF On-Shore Wind Post PTC | DEF | Tax Depreciation ($000) | 2048: 65840.3203; 2049: 172425.9219; 2050: 170536.9688; 2051: 102322.1875; 2052: 76562.9219; 2053: 57600.9062; 2054: 19319.4473
DEF On-Shore Wind Post PTC | DEF | Deferred Taxes ($000) | 2048: 13906.0244; 2049: 38086.5156; 2050: 37607.7617; 2051: 20318.7227; 2052: 13790.0371; 2053: 8984.1152; 2054: -718.3213; 2055: -5614.835; 2056: -5614.835; 2057: -5614.835
DEF On-Shore Wind Post PTC | DEF | ADIT ($000) | 2048: 13906.0244; 2049: 51992.5391; 2050: 89600.2969; 2051: 109919.0156; 2052: 123709.0625; 2053: 132693.1719; 2054: 131974.8438; 2055: 126360.0156; 2056: 120745.1875; 2057: 115130.3594
DEF On-Shore Wind Post PTC | DEF | Tax Credits ($000)
DEF On-Shore Wind Post PTC | DEF | Deferred Credits ($000)
DEF On-Shore Wind Post PTC | DEF | Property Taxes ($000) | 2048: 2369.593; 2049: 4783.8525; 2050: 4783.8525; 2051: 4783.8525; 2052: 4783.8525; 2053: 4783.8525; 2054: 4783.8525; 2055: 4783.8525; 2056: 4783.8525; 2057: 4783.8525
DEF On-Shore Wind Post PTC | DEF | Decommissioning ($000)
DEF On-Shore Wind Post PTC | DEF | Other Costs ($000) | 2048: 297.3678; 2049: 600.3409; 2050: 600.3409; 2051: 600.3409; 2052: 600.3409; 2053: 600.3409; 2054: 600.3409; 2055: 600.3409; 2056: 600.3409; 2057: 600.3409
DEF On-Shore Wind Post PTC | DEF | Debt ($000) | 2047: 154724.75; 2048: 306519.375; 2049: 286516.3125; 2050: 258315.9375; 2051: 234291.0156; 2052: 215863.25; 2053: 200099.125; 2054: 187744.4688; 2055: 178820.5625; 2056: 171047.3281; 2057: 163274.0938
DEF On-Shore Wind Post PTC | DEF | Debt Service ($000) | 2047: -154724.75; 2048: -145541.75; 2049: 32036.7656; 2050: 39049.6328; 2051: 33865.1406; 2052: 27494.0234; 2053: 24168.2812; 2054: 20239.9297; 2055: 16434.375; 2056: 14957.2188; 2057: 14630.7344
DEF On-Shore Wind Post PTC | DEF | Interest ($000) | 2048: 6252.8794; 2049: 12033.6836; 2050: 10849.2695; 2051: 9840.2227; 2052: 9066.2559; 2053: 8404.1631; 2054: 7885.2676; 2055: 7510.4629; 2056: 7183.9873; 2057: 6857.5122
DEF On-Shore Wind Post PTC | DEF | AFUDC ($000)
DEF On-Shore Wind Post PTC | DEF | Capitalized Interest ($000)
DEF On-Shore Wind Post PTC | DEF | Rate Base ($000) | 2048: 316761.875; 2049: 609609.125; 2050: 549608.375; 2051: 498491.5; 2052: 459283.5; 2053: 425742.8125; 2054: 399456.3125; 2055: 380469.25; 2056: 363930.5; 2057: 347391.6875
DEF On-Shore Wind Post PTC | DEF | Allowed Return ($000) | 2048: 28965.7109; 2049: 55744.5938; 2050: 50257.9336; 2051: 45583.6484; 2052: 41998.3438; 2053: 38931.2734; 2054: 36527.5547; 2055: 34791.3164; 2056: 33278.9609; 2057: 31766.5996
DEF On-Shore Wind PTC | DEF | Added (Projects) | bar: 2043 to 2047
DEF On-Shore Wind PTC | DEF | Active (Projects) | 2043: 1; 2044: 2; 2045: 3; 2046: 4; 2047: 5; 2048: 5; 2049: 5; 2050: 5; 2051: 5; 2052: 5; 2053: 5; 2054: 5; 2055: 5; 2056: 5; 2057: 5
DEF On-Shore Wind PTC | DEF | Capacity (MW) | 2043: 150; 2044: 300; 2045: 450; 2046: 600; 2047: 750; 2048: 750; 2049: 750; 2050: 750; 2051: 750; 2052: 750; 2053: 750; 2054: 750; 2055: 750; 2056: 750; 2057: 750
DEF On-Shore Wind PTC | DEF | Carrying Costs ($/kW)
DEF On-Shore Wind PTC | DEF | Installed Cost ($/kW)
DEF On-Shore Wind PTC | DEF | Carrying Costs ($000)
DEF On-Shore Wind PTC | DEF | Capital Expense ($000)
DEF On-Shore Wind PTC | DEF | Installed Cost ($000)
DEF On-Shore Wind PTC | DEF | Book Value ($000)
DEF On-Shore Wind PTC | DEF | Book Depreciation ($000)
DEF On-Shore Wind PTC | DEF | Tax Depreciation ($000)
DEF On-Shore Wind PTC | DEF | Deferred Taxes ($000)
DEF On-Shore Wind PTC | DEF | ADIT ($000)
DEF On-Shore Wind PTC | DEF | Tax Credits ($000)
DEF On-Shore Wind PTC | DEF | Deferred Credits ($000)
DEF On-Shore Wind PTC | DEF | Property Taxes ($000)
DEF On-Shore Wind PTC | DEF | Decommissioning ($000)
DEF On-Shore Wind PTC | DEF | Other Costs ($000)
DEF On-Shore Wind PTC | DEF | Debt ($000)
DEF On-Shore Wind PTC | DEF | Debt Service ($000)
DEF On-Shore Wind PTC | DEF | Interest ($000)
DEF On-Shore Wind PTC | DEF | AFUDC ($000)
DEF On-Shore Wind PTC | DEF | Capitalized Interest ($000)
DEF On-Shore Wind PTC | DEF | Rate Base ($000)
DEF On-Shore Wind PTC | DEF | Allowed Return ($000)
New Battery 2 Hours | DEF | Added (Projects) | 2027: 2
New Battery 2 Hours | DEF | Active (Projects) | 2027: 2; 2028: 2; 2029: 2; 2030: 2; 2031: 2; 2032: 2; 2033: 2; 2034: 2; 2035: 2; 2036: 2; 2037: 2; 2038: 2; 2039: 2; 2040: 2; 2041: 2
New Battery 2 Hours | DEF | Capacity (MW) | 2027: 100; 2028: 100; 2029: 100; 2030: 100; 2031: 100; 2032: 100; 2033: 100; 2034: 100; 2035: 100; 2036: 100; 2037: 100; 2038: 100; 2039: 100; 2040: 100; 2041: 100
New Battery 2 Hours | DEF | Carrying Costs ($/kW) | 2027: 215.9397; 2028: 150.8478; 2029: 151.79; 2030: 152.7765; 2031: 153.8073; 2032: 123.3404; 2033: 126.1713; 2034: 129.0667; 2035: 132.029; 2036: 135.0589; 2037: 138.1586; 2038: 141.3292; 2039: 144.5728; 2040: 147.8906; 2041: 151.285
New Battery 2 Hours | DEF | Installed Cost ($/kW) | 2027: 1505.9875
New Battery 2 Hours | DEF | Carrying Costs ($000) | 2027: 21593.9688; 2028: 15084.7793; 2029: 15179; 2030: 15277.6465; 2031: 15380.7324; 2032: 12334.0449; 2033: 12617.125; 2034: 12906.6689; 2035: 13202.9033; 2036: 13505.8936; 2037: 13815.8643; 2038: 14132.916; 2039: 14457.2783; 2040: 14789.0645; 2041: 15128.501
New Battery 2 Hours | DEF | Capital Expense ($000) | 2026: 145274.4375
New Battery 2 Hours | DEF | Installed Cost ($000) | 2027: 150598.75
New Battery 2 Hours | DEF | Book Value ($000) | 2026: 150022.5156; 2027: 135008.6094; 2028: 115483.5469; 2029: 100770.3906; 2030: 88944.375; 2031: 77118.3594; 2032: 67457.7031; 2033: 59962.4023; 2034: 52467.1016; 2035: 44971.8008; 2036: 37476.5; 2037: 29981.1992; 2038: 22485.8984; 2039: 14990.5986; 2040: 7495.2988; 2041: -0.0012207
New Battery 2 Hours | DEF | Book Depreciation ($000) | 2027: 10039.917; 2028: 10039.917; 2029: 10039.917; 2030: 10039.917; 2031: 10039.917; 2032: 10039.917; 2033: 10039.917; 2034: 10039.917; 2035: 10039.917; 2036: 10039.917; 2037: 10039.917; 2038: 10039.917; 2039: 10039.917; 2040: 10039.917; 2041: 10039.917
New Battery 2 Hours | DEF | Tax Depreciation ($000) | 2026: 2273.5449; 2027: 29665.041; 2028: 47464.0703; 2029: 28478.4414; 2030: 17087.0645; 2031: 17087.0645; 2032: 8543.5322
New Battery 2 Hours | DEF | Deferred Taxes ($000) | 2026: 576.23; 2027: 4973.9883; 2028: 9485.1514; 2029: 4673.2437; 2030: 1786.0996; 2031: 1786.0996; 2032: -379.2587; 2033: -2544.6169; 2034: -2544.6169; 2035: -2544.6169; 2036: -2544.6169; 2037: -2544.6169; 2038: -2544.6169; 2039: -2544.6169; 2040: -2544.6169; 2041: -2544.6169
New Battery 2 Hours | DEF | ADIT ($000) | 2026: 576.23; 2027: 5550.2183; 2028: 15035.3691; 2029: 19708.6133; 2030: 21494.7129; 2031: 23280.8125; 2032: 22901.5547; 2033: 20356.9375; 2034: 17812.3203; 2035: 15267.7031; 2036: 12723.0859; 2037: 10178.4688; 2038: 7633.8516; 2039: 5089.2344; 2040: 2544.6174; 2041: 0.00048828
New Battery 2 Hours | DEF | Tax Credits ($000)
New Battery 2 Hours | DEF | Deferred Credits ($000)
New Battery 2 Hours | DEF | Property Taxes ($000) | 2027: 1084.0098; 2028: 1084.0098; 2029: 1084.0098; 2030: 1084.0098; 2031: 1084.0098; 2032: 1084.0098; 2033: 1084.0098; 2034: 1084.0098; 2035: 1084.0098; 2036: 1084.0098; 2037: 1084.0098; 2038: 1084.0098; 2039: 1084.0098; 2040: 1084.0098; 2041: 1084.0098
New Battery 2 Hours | DEF | Decommissioning ($000)
New Battery 2 Hours | DEF | Other Costs ($000) | 2027: -59256.4375; 2028: 136.0358; 2029: 136.0358; 2030: 136.0358; 2031: 136.0358; 2032: 136.0358; 2033: 136.0358; 2034: 136.0358; 2035: 136.0358; 2036: 136.0358; 2037: 136.0358; 2038: 136.0358; 2039: 136.0358; 2040: 136.0358; 2041: 136.0358
New Battery 2 Hours | DEF | Debt ($000) | 2026: 70510.5859; 2027: 66982.3125; 2028: 58865.6562; 2029: 50819.6758; 2030: 44582.9688; 2031: 39024.7422; 2032: 33975.375; 2033: 29943.7266; 2034: 26420.9355; 2035: 22898.1465; 2036: 19375.3574; 2037: 15852.5674; 2038: 12329.7764; 2039: 8806.9844; 2040: 5284.1934; 2041: 1761.4026
New Battery 2 Hours | DEF | Debt Service ($000) | 2026: -67459.8203; 2027: 6341.5312; 2028: 10589.0117; 2029: 10180.4062; 2030: 8109.1914; 2031: 7197.2656; 2032: 6476.332; 2033: 5289.2852; 2034: 4632.4707; 2035: 4484.5117; 2036: 4336.5547; 2037: 4188.5977; 2038: 4040.6416; 2039: 3892.6855; 2040: 3744.7271; 2041: 3596.7695
New Battery 2 Hours | DEF | Interest ($000) | 2026: 3050.7632; 2027: 2813.2571; 2028: 2472.3574; 2029: 2134.4263; 2030: 1872.4846; 2031: 1639.0392; 2032: 1426.9657; 2033: 1257.6365; 2034: 1109.6793; 2035: 961.7222; 2036: 813.765; 2037: 665.8078; 2038: 517.8506; 2039: 369.8933; 2040: 221.9361; 2041: 73.9789
New Battery 2 Hours | DEF | AFUDC ($000) | 2026: 5324.3081
New Battery 2 Hours | DEF | Capitalized Interest ($000) | 2026: 3050.7632
New Battery 2 Hours | DEF | Rate Base ($000) | 2027: 142515.5625; 2028: 125246.0781; 2029: 108126.9688; 2030: 94857.3828; 2031: 83031.3672; 2032: 72288.0312; 2033: 63710.0547; 2034: 56214.7578; 2035: 48719.4609; 2036: 41224.1641; 2037: 33728.8672; 2038: 26233.5664; 2039: 18738.2656; 2040: 11242.9648; 2041: 3747.665
New Battery 2 Hours | DEF | Allowed Return ($000) | 2027: 13032.0752; 2028: 11452.8984; 2029: 9887.4736; 2030: 8674.0605; 2031: 7592.6519; 2032: 6610.2471; 2033: 5825.8496; 2034: 5140.4561; 2035: 4455.062; 2036: 3769.6685; 2037: 3084.2747; 2038: 2398.8806; 2039: 1713.4865; 2040: 1028.0924; 2041: 342.6984
New Battery 4 Hours - In Energy Community | DEF | Added (Projects) | 2034: 6
New Battery 4 Hours - In Energy Community | DEF | Active (Projects) | 2034: 6; 2035: 6; 2036: 6; 2037: 6; 2038: 6; 2039: 6; 2040: 6; 2041: 6; 2042: 6; 2043: 6; 2044: 6; 2045: 6; 2046: 6; 2047: 6; 2048: 6
New Battery 4 Hours - In Energy Community | DEF | Capacity (MW) | 2034: 300; 2035: 300; 2036: 300; 2037: 300; 2038: 300; 2039: 300; 2040: 300; 2041: 300; 2042: 300; 2043: 300; 2044: 300; 2045: 300; 2046: 300; 2047: 300; 2048: 300
New Battery 4 Hours - In Energy Community | DEF | Carrying Costs ($/kW) | 2034: 173.335; 2035: 177.3126; 2036: 181.3819; 2037: 185.5448; 2038: 189.8029; 2039: 194.159; 2040: 198.6152; 2041: 203.1729; 2042: 207.8362; 2043: 212.606; 2044: -48.999; 2045: -38.0468; 2046: -305.4231; 2047: 283.3534; 2048: 289.856
New Battery 4 Hours - In Energy Community | DEF | Installed Cost ($/kW) | 2034: 2024.6567
New Battery 4 Hours - In Energy Community | DEF | Carrying Costs ($000) | 2034: 52000.4883; 2035: 53193.7695; 2036: 54414.5664; 2037: 55663.4297; 2038: 56940.8711; 2039: 58247.6992; 2040: 59584.5586; 2041: 60951.875; 2042: 62350.8555; 2043: 63781.793; 2044: -14699.7139; 2045: -11414.0479; 2046: -91626.9297; 2047: 85006.0078; 2048: 86956.7891
New Battery 4 Hours - In Energy Community | DEF | Capital Expense ($000) | 2033: 585922.9375
New Battery 4 Hours - In Energy Community | DEF | Installed Cost ($000) | 2034: 607397
New Battery 4 Hours - In Energy Community | DEF | Book Value ($000) | 2033: 605072.9375; 2034: 544518.625; 2035: 465769.8438; 2036: 406428.5312; 2037: 358731.6875; 2038: 311034.8438; 2039: 272071.3438; 2040: 241841.2031; 2041: 211611.0469; 2042: 181380.8906; 2043: 151150.7344; 2044: 120920.5859; 2045: 90690.4375; 2046: 60460.2891; 2047: 30230.1406; 2048: -0.0078125
New Battery 4 Hours - In Energy Community | DEF | Book Depreciation ($000) | 2034: 40493.1328; 2035: 40493.1328; 2036: 40493.1328; 2037: 40493.1328; 2038: 40493.1328; 2039: 40493.1328; 2040: 40493.1328; 2041: 40493.1328; 2042: 40493.1328; 2043: 40493.1328; 2044: 40493.1328; 2045: 40493.1328; 2046: 40493.1328; 2047: 40493.1328; 2048: 40493.1328
New Battery 4 Hours - In Energy Community | DEF | Tax Depreciation ($000) | 2033: 9169.6924; 2034: 119645.4609; 2035: 191432.75; 2036: 114859.6562; 2037: 68915.7969; 2038: 68915.7969; 2039: 34457.8984
New Battery 4 Hours - In Energy Community | DEF | Deferred Taxes ($000) | 2033: 2324.0586; 2034: 20061.1582; 2035: 38255.6484; 2036: 18848.1953; 2037: 7203.7246; 2038: 7203.7246; 2039: -1529.6302; 2040: -10262.9844; 2041: -10262.9844; 2042: -10262.9844; 2043: -10262.9844; 2044: -10262.9844; 2045: -10262.9844; 2046: -10262.9844; 2047: -10262.9844; 2048: -10262.9844
New Battery 4 Hours - In Energy Community | DEF | ADIT ($000) | 2033: 2324.0586; 2034: 22385.2168; 2035: 60640.8672; 2036: 79489.0625; 2037: 86692.7891; 2038: 93896.5156; 2039: 92366.8828; 2040: 82103.8984; 2041: 71840.9141; 2042: 61577.9297; 2043: 51314.9453; 2044: 41051.9609; 2045: 30788.9766; 2046: 20525.9922; 2047: 10263.0078; 2048: 0.023438
New Battery 4 Hours - In Energy Community | DEF | Tax Credits ($000)
New Battery 4 Hours - In Energy Community | DEF | Deferred Credits ($000)
New Battery 4 Hours - In Energy Community | DEF | Property Taxes ($000) | 2034: 4372.0435; 2035: 4372.0435; 2036: 4372.0435; 2037: 4372.0435; 2038: 4372.0435; 2039: 4372.0435; 2040: 4372.0435; 2041: 4372.0435; 2042: 4372.0435; 2043: 4372.0435; 2044: 4372.0435; 2045: 4372.0435; 2046: 4372.0435; 2047: 4372.0435; 2048: 4372.0435
New Battery 4 Hours - In Energy Community | DEF | Decommissioning ($000)
New Battery 4 Hours - In Energy Community | DEF | Other Costs ($000) | 2034: -265605.5312; 2035: 548.6617; 2036: 548.6617; 2037: 548.6617; 2038: 548.6617; 2039: 548.6617; 2040: 548.6617; 2041: 548.6617; 2042: 548.6617; 2043: 548.6617; 2044: 548.6617; 2045: 548.6617; 2046: 548.6617; 2047: 548.6617; 2048: 548.6617
New Battery 4 Hours - In Energy Community | DEF | Debt ($000) | 2033: 284384.2812; 2034: 270154.0312; 2035: 237417.8281; 2036: 204966.6562; 2037: 179812.6875; 2038: 157395.1562; 2039: 137029.9688; 2040: 120769.4609; 2041: 106561.2891; 2042: 92353.1094; 2043: 78144.9375; 2044: 63936.7656; 2045: 49728.5938; 2046: 35520.418; 2047: 21312.25; 2048: 7104.0796
New Battery 4 Hours - In Energy Community | DEF | Debt Service ($000) | 2033: -272079.9062; 2034: 25576.7188; 2035: 42707.75; 2036: 41059.7656; 2037: 32706.0938; 2038: 29028.125; 2039: 26120.4531; 2040: 21332.8281; 2041: 18683.7422; 2042: 18087.0078; 2043: 17490.2578; 2044: 16893.5156; 2045: 16296.7734; 2046: 15700.0312; 2047: 15103.2832; 2048: 14506.541
New Battery 4 Hours - In Energy Community | DEF | Interest ($000) | 2033: 12304.3818; 2034: 11346.4688; 2035: 9971.5488; 2036: 8608.5996; 2037: 7552.1328; 2038: 6610.5967; 2039: 5755.2588; 2040: 5072.3174; 2041: 4475.5742; 2042: 3878.8306; 2043: 3282.0874; 2044: 2685.3442; 2045: 2088.6008; 2046: 1491.8575; 2047: 895.1145; 2048: 298.3713
New Battery 4 Hours - In Energy Community | DEF | AFUDC ($000) | 2033: 21474.0742
New Battery 4 Hours - In Energy Community | DEF | Capitalized Interest ($000) | 2033: 12304.3818
New Battery 4 Hours - In Energy Community | DEF | Rate Base ($000) | 2034: 574795.8125; 2035: 505144.3125; 2036: 436099.2812; 2037: 382580.1875; 2038: 334883.3125; 2039: 291553.125; 2040: 256956.2969; 2041: 226726.1406; 2042: 196495.9844; 2043: 166265.8281; 2044: 136035.6719; 2045: 105805.5156; 2046: 75575.3594; 2047: 45345.2109; 2048: 15115.0625
New Battery 4 Hours - In Energy Community | DEF | Allowed Return ($000) | 2034: 52561.1523; 2035: 46192; 2036: 39878.3008; 2037: 34984.3477; 2038: 30622.793; 2039: 26660.543; 2040: 23496.8984; 2041: 20732.5586; 2042: 17968.2168; 2043: 15203.875; 2044: 12439.5332; 2045: 9675.1924; 2046: 6910.8506; 2047: 4146.5098; 2048: 1382.1693
New Battery 4 Hours - No Energy Community | DEF | Added (Projects) | 2032: 4; 2033: 12; 2034: 6; 2035: 10; 2039: 5; 2045: 2
New Battery 4 Hours - No Energy Community | DEF | Active (Projects) | [9 empty] | 4 | 16 | 22 | 32 | 32 | 32 | 32 | 37 | 37 | 37 | 37 | 37 | 37 | 39 | 39 | 35 | 23 | 17 | 7 | 7 | 7 | 7 | 2 | 2 | 2 | 2
New Battery 4 Hours - No Energy Community | DEF | Capacity (MW) | [9 empty] | 200 | 800 | 1100 | 1600 | 1600 | 1600 | 1600 | 1850 | 1850 | 1850 | 1850 | 1850 | 1850 | 1950 | 1950 | 1750 | 1150 | 850 | 350 | 350 | 350 | 350 | 100 | 100 | 100 | 100
New Battery 4 Hours - No Energy Community | DEF | Carrying Costs ($/kW) | [9 empty] | 174.6352 | 178.643 | 182.7437 | 186.9371 | 191.2275 | 195.6162 | 200.1057 | 204.6979 | 209.3961 | 214.2015 | 219.1176 | 224.1463 | 29.4272 | 39.1604 | -159.8184 | 283.3534 | 289.856 | 296.5081 | 303.3123 | 310.2746 | 317.3941 | 324.6792 | 332.1302 | 339.753 | 347.5503 | 355.5263
New Battery 4 Hours - No Energy Community | DEF | Installed Cost ($/kW) | 2032: 1934.8286; 2033: 1979.2331; 2034: 2024.6567; 2035: 2071.1227; 2039: 2267.898; 2045: 2598.6639
New Battery 4 Hours - No Energy Community | DEF | Carrying Costs ($000) | [9 empty] | 34927.0352 | 142914.3906 | 201018.0938 | 299099.3125 | 305964.0312 | 312985.875 | 320169.125 | 378691.125 | 387382.8438 | 396272.8125 | 405367.5312 | 414670.625 | 54440.332 | 76362.7031 | -311645.875 | 495868.375 | 333334.375 | 252031.8438 | 106159.3047 | 108596.1094 | 111087.9297 | 113637.7031 | 33213.0234 | 33975.3047 | 34755.0312 | 35552.6289
New Battery 4 Hours - No Energy Community | DEF | Capital Expense ($000) | 2031: 373284.8438; 2032: 1145555.25; 2033: 585922.9375; 2034: 998949.875; 2038: 546929.5625; 2044: 250679
New Battery 4 Hours - No Energy Community | DEF | Installed Cost ($000) | 2032: 386965.7188; 2033: 1187539.875; 2034: 607397; 2035: 1035561.375; 2039: 566974.5; 2045: 259866.3906
New Battery 4 Hours - No Energy Community | DEF | Book Value ($000) | [8 empty] | 385485.0938 | 1529902.625 | 1966414 | 2745689 | 2417293 | 2100051 | 1833105.5 | 2173456.5 | 1918286.5 | 1669755.5 | 1454230.125 | 1249574.25 | 1044918.5 | 1107287 | 893028.125 | 670985.0625 | 476504.5625 | 346109.7812 | 245945.1406 | 201056.875 | 159905 | 118753.1328 | 77601.2656 | 64667.7617 | 51734.2109 | 38800.6602 | 25867.1094
New Battery 4 Hours - No Energy Community | DEF | Book Depreciation ($000) | [9 empty] | 25797.7148 | 104967.0469 | 145460.1875 | 214497.6094 | 214497.6094 | 214497.6094 | 214497.6094 | 252295.9062 | 252295.9062 | 252295.9062 | 252295.9062 | 252295.9062 | 252295.9062 | 269620.3438 | 269620.3438 | 243822.5938 | 164653.2812 | 124160.1406 | 55122.7266 | 55122.7266 | 55122.7266 | 55122.7266 | 17324.4258 | 17324.4258 | 17324.4258 | 17324.4258
New Battery 4 Hours - No Energy Community | DEF | Tax Depreciation ($000) | 2031: 5841.9072; 2032: 94152.7031; 2033: 365051.6875; 2034: 582730.625; 2035: 663889.25; 2036: 619881.375; 2037: 421434; 2038: 262340.5625; 2039: 263636.625; 2040: 237440.6719; 2041: 107215.7031; 2042: 64329.4219; 2043: 64329.4219; 2044: 36087.8359; 2045: 51188.6523; 2046: 81901.8516; 2047: 49141.1094; 2048: 29484.668; 2049: 29484.668; 2050: 14742.334
New Battery 4 Hours - No Energy Community | DEF | Deferred Taxes ($000) | [8 empty] | 1480.6315 | 17324.5723 | 65918.4531 | 110826.1953 | 113898.3281 | 102744.5156 | 52448.0273 | 12125.8057 | 2874.3027 | -3765.0547 | -36770.5781 | -47640.1055 | -47640.1055 | -54797.9336 | -55361.5078 | -47577.25 | -49342.0273 | -34258.4883 | -23995.502 | -10234.4102 | -13970.8555 | -13970.8555 | -13970.8555 | -4390.876 | -4390.876 | -4390.876 | -4390.876
New Battery 4 Hours - No Energy Community | DEF | ADIT ($000) | [8 empty] | 1480.6315 | 18805.2031 | 84723.6562 | 195549.8594 | 309448.1875 | 412192.6875 | 464640.7188 | 476766.5312 | 479640.8438 | 475875.75 | 439105.2188 | 391465.0938 | 343825 | 289027.0625 | 233665.5625 | 186088.3281 | 136746.2812 | 102487.8281 | 78492.3047 | 68257.8281 | 54286.9766 | 40316.1211 | 26345.2676 | 21954.3867 | 17563.5117 | 13172.6357 | 8781.7598
New Battery 4 Hours - No Energy Community | DEF | Tax Credits ($000)
New Battery 4 Hours - No Energy Community | DEF | Deferred Credits ($000)
New Battery 4 Hours - No Energy Community | DEF | Property Taxes ($000) | [9 empty] | 2785.3792 | 11333.291 | 15705.334 | 23159.3047 | 23159.3047 | 23159.3047 | 23159.3047 | 27240.3867 | 27240.3867 | 27240.3867 | 27240.3867 | 27240.3867 | 27240.3867 | 29110.9043 | 29110.9043 | 26325.5254 | 17777.6133 | 13405.5713 | 5951.6006 | 5951.6006 | 5951.6006 | 5951.6006 | 1870.5182 | 1870.5182 | 1870.5182 | 1870.5182
New Battery 4 Hours - No Energy Community | DEF | Decommissioning ($000)
New Battery 4 Hours - No Energy Community | DEF | Other Costs ($000) | [9 empty] | -126823.2969 | -388852.1562 | -197644.7031 | -337421.6562 | 2906.3352 | 2906.3352 | 2906.3352 | -182912.6719 | 3418.4832 | 3418.4832 | 3418.4832 | 3418.4832 | 3418.4832 | -60398.8633 | 3653.2205 | 3303.6743 | 2230.9695 | 1682.3079 | 746.8853 | 746.8853 | 746.8853 | 746.8853 | 234.7373 | 234.7373 | 234.7373 | 234.7373
New Battery 4 Hours - No Energy Community | DEF | Debt ($000) | [8 empty] | 181178 | 728120.1875 | 963826.625 | 1349770 | 1213300.875 | 1061576 | 924291.875 | 1074271.375 | 961559.75 | 843190 | 734136.8125 | 635394.1875 | 539206 | 566603.375 | 470074.2188 | 367543.3125 | 269660.25 | 193314.5625 | 139133.0938 | 105045.5312 | 84826.0938 | 65484.7109 | 46143.332 | 33433.2344 | 27354.4668 | 21275.6992 | 15196.9316
New Battery 4 Hours - No Energy Community | DEF | Debt Service ($000) | [8 empty] | -173339.0156 | -515656.8125 | -194865.4531 | -328639 | 187427.7812 | 196311.125 | 176104.3125 | -104523.8281 | 153097.1562 | 153783.7344 | 139886.8906 | 125429.1406 | 118834.8828 | -3445.9297 | 116272.2734 | 117967.75 | 104682.8516 | 70575.5234 | 52920.9727 | 26387.4805 | 23782.1328 | 22091.7383 | 21279.3965 | 7482.9609 | 7227.6543 | 6972.3477 | 6717.0391
New Battery 4 Hours - No Energy Community | DEF | Interest ($000) | [8 empty] | 7838.9814 | 31285.3672 | 40840.957 | 57304.5234 | 50958.6406 | 44586.1914 | 38820.2578 | 45455.668 | 40385.5078 | 35413.9805 | 30833.7461 | 26686.5566 | 22646.6523 | 23951.4648 | 19743.1172 | 15436.8184 | 11325.7305 | 8119.2119 | 5843.5898 | 4411.9121 | 3562.6958 | 2750.3577 | 1938.02 | 1404.1958 | 1148.8876 | 893.5793 | 638.2711
New Battery 4 Hours - No Energy Community | DEF | AFUDC ($000) | 2031: 13680.8887; 2032: 41984.5977; 2033: 21474.0742; 2034: 36611.5117; 2038: 20044.9668; 2044: 9187.3848
New Battery 4 Hours - No Energy Community | DEF | Capitalized Interest ($000) | 2031: 7838.9814; 2032: 24056.6602; 2033: 12304.3818; 2034: 20977.9473; 2038: 11485.5205; 2044: 5264.2588
New Battery 4 Hours - No Energy Community | DEF | Rate Base ($000) | [9 empty] | 366195.875 | 1445622 | 1840252.25 | 2581491.25 | 2258672.5 | 1966578.5 | 1720878.75 | 2045871.75 | 1794021.25 | 1561993.25 | 1351902.75 | 1147246.75 | 946667.125 | 1000157.9375 | 782007.0625 | 573745.1875 | 411307.5625 | 296027.875 | 223501.125 | 180481.0312 | 139329.1719 | 98177.3047 | 71134.5391 | 58200.9922 | 45267.4453 | 32333.8965
New Battery 4 Hours - No Energy Community | DEF | Allowed Return ($000) | [9 empty] | 33486.1133 | 132192.25 | 168278.5 | 236059.7812 | 206540.1719 | 179830.1875 | 157362.625 | 187081 | 164051 | 142833.625 | 123622.2656 | 104907.8984 | 86566.2422 | 91457.6172 | 71509.2031 | 52465.0781 | 37611.2695 | 27069.7266 | 20437.6523 | 16503.7578 | 12740.7012 | 8977.6445 | 6504.7681 | 5322.0835 | 4139.3989 | 2956.7141
New Battery 4 Hours Post IRA | DEF | Added (Projects) | bar: 2056
New Battery 4 Hours Post IRA | DEF | Active (Projects) | bar: 2056 to 2057
New Battery 4 Hours Post IRA | DEF | Capacity (MW) | 2056: 50; 2057: 50
New Battery 4 Hours Post IRA | DEF | Carrying Costs ($/kW) | 2056: 339.8291; 2057: 347.6281
New Battery 4 Hours Post IRA | DEF | Installed Cost ($/kW) | 2056: 3217.4856
New Battery 4 Hours Post IRA | DEF | Carrying Costs ($000) | 2056: 16991.457; 2057: 17381.4062
New Battery 4 Hours Post IRA | DEF | Capital Expense ($000) | 2055: 160874.2812
New Battery 4 Hours Post IRA | DEF | Installed Cost ($000) | 2056: 160874.2812
New Battery 4 Hours Post IRA | DEF | Book Value ($000) | 2055: 160874.2812; 2056: 147042.7656; 2057: 129050.6797
New Battery 4 Hours Post IRA | DEF | Book Depreciation ($000) | 2056: 10724.9521; 2057: 10724.9521
New Battery 4 Hours Post IRA | DEF | Tax Depreciation ($000) | 2056: 22982.041; 2057: 39397.7852
New Battery 4 Hours Post IRA | DEF | Deferred Taxes ($000) | 2056: 3106.5593; 2057: 7267.1294
New Battery 4 Hours Post IRA | DEF | ADIT ($000) | 2056: 3106.5593; 2057: 10373.6885
New Battery 4 Hours Post IRA | DEF | Tax Credits ($000)
New Battery 4 Hours Post IRA | DEF | Deferred Credits ($000)
New Battery 4 Hours Post IRA | DEF | Property Taxes ($000) | 2056: 1157.973; 2057: 1157.973
New Battery 4 Hours Post IRA | DEF | Decommissioning ($000)
New Battery 4 Hours Post IRA | DEF | Other Costs ($000) | 2056: 145.3177; 2057: 145.3177
New Battery 4 Hours Post IRA | DEF | Debt ($000) | 2055: 75610.9141; 2056: 72360.5078; 2057: 64881.9648
New Battery 4 Hours Post IRA | DEF | Debt Service ($000) | 2055: -75610.9141; 2056: 6289.5469; 2057: 10203.5859
New Battery 4 Hours Post IRA | DEF | Interest ($000) | 2056: 3039.1414; 2057: 2725.0425
New Battery 4 Hours Post IRA | DEF | AFUDC ($000)
New Battery 4 Hours Post IRA | DEF | Capitalized Interest ($000)
New Battery 4 Hours Post IRA | DEF | Rate Base ($000) | 2056: 153958.5312; 2057: 138046.7344
New Battery 4 Hours Post IRA | DEF | Allowed Return ($000) | 2056: 14078.457; 2057: 12623.4316
New CT | DEF | Added (Projects) | 2029: 1; 2034: 4
New CT | DEF | Active (Projects) | [6 empty] | 1 | 1 | 1 | 1 | 1 | 5 | 5 | 5 | 5 | 5 | 5 | 5 | 5 | 5 | 5 | 5 | 5 | 5 | 5 | 5 | 5 | 5 | 5 | 5 | 5 | 5 | 5 | 5 | 5
New CT | DEF | Capacity (MW) | [6 empty] | 234.6 | 234.6 | 234.6 | 234.6 | 234.6 | 1173 | 1173 | 1173 | 1173 | 1173 | 1173 | 1173 | 1173 | 1173 | 1173 | 1173 | 1173 | 1173 | 1173 | 1173 | 1173 | 1173 | 1173 | 1173 | 1173 | 1173 | 1173 | 1173 | 1173
New CT | DEF | Carrying Costs ($/kW) | [6 empty] | 69.5583 | 69.0344 | 68.5205 | 46.4499 | 47.2778 | 48.1207 | 48.9783 | 49.8513 | 50.7401 | 51.6444 | 52.5649 | 53.5021 | 54.4555 | 55.4266 | 56.414 | 57.42 | 58.4431 | 59.4853 | 60.5455 | 61.6246 | 62.7231 | 63.8413 | 64.9789 | 66.1373 | 67.3164 | 68.5161 | 69.7376 | 70.9805 | 72.2458
New CT | DEF | Installed Cost ($/kW) | 2029: 642.2489; 2034: 643.8774
New CT | DEF | Carrying Costs ($000) | [6 empty] | 16318.377 | 16195.4707 | 16074.9199 | 10897.1396 | 11091.376 | 56445.5391 | 57451.5938 | 58475.625 | 59518.0898 | 60578.8242 | 61658.6562 | 62757.9766 | 63876.3555 | 65015.3672 | 66173.6562 | 67353.7109 | 68553.7422 | 69776.2109 | 71019.8906 | 72285.6719 | 73574.2266 | 74885.8047 | 76220.3047 | 77579.0859 | 78962.0938 | 80369.4062 | 81802.1953 | 83260.1328 | 84744.3516
New CT | DEF | Capital Expense ($000) | 2025: 1785.2324; 2026: 38557.832; 2027: 79311.5; 2028: 13594.8213; 2030: 7159.0361; 2031: 154622.3906; 2032: 318050.375; 2033: 54517.168
New CT | DEF | Installed Cost ($000) | 2029: 150671.5938; 2034: 604214.5625
New CT | DEF | Book Value ($000) |  |  | 1843.5801 | 41782.2891 | 126421.2422 | 148743.5625 | 143716.75 | 144451.2656 | 298297.1875 | 631707.375 | 715498.125 | 689866 | 657809.625 | 627134.5625 | 597702.6875 | 569389.75 | 542083.8125 | 515254.875 | 488425.9375 | 461597 | 434768.0625 | 409009.6875 | 384321.875 | 359634.0625 | 334946.2188 | 310258.375 | 289863.625 | 273761.9062 | 257660.1875 | 241558.4531 | 225456.7188 | 209354.9844 | 193253.25 | 177151.5312 | 161049.7969
New CT | DEF | Book Depreciation ($000) | [6 empty] | 4304.9028 | 4304.9028 | 4304.9028 | 4304.9028 | 4304.9028 | 21568.1758 | 21568.1758 | 21568.1758 | 21568.1758 | 21568.1758 | 21568.1758 | 21568.1758 | 21568.1758 | 21568.1758 | 21568.1758 | 21568.1758 | 21568.1758 | 21568.1758 | 21568.1758 | 21568.1758 | 21568.1758 | 21568.1758 | 21568.1758 | 21568.1758 | 21568.1758 | 21568.1758 | 21568.1758 | 21568.1758 | 21568.1758
New CT | DEF | Tax Depreciation ($000) |  |  | 27.9389 | 662.5292 | 2583.4875 | 4333.2217 | 7153.2212 | 13703.1592 | 14888.8428 | 21368.957 | 27284.7617 | 37602.5664 | 62950.1328 | 57499.8984 | 52594.6875 | 48179.9961 | 44206.7773 | 42324.7266 | 42324.7266 | 42324.7266 | 42324.7266 | 38100.8242 | 33876.918 | 33876.918 | 33876.918 | 33876.918 | 16938.459
New CT | DEF | Deferred Taxes ($000) |  |  | 7.0811 | 167.918 | 654.7849 | 1098.255 | 721.9063 | 2381.988 | 2682.4995 | 4324.8848 | 5824.2456 | 4063.9165 | 10488.2568 | 9106.8955 | 7863.6699 | 6744.7666 | 5737.7539 | 5260.748 | 5260.748 | 5260.748 | 5260.748 | 4190.1997 | 3119.6509 | 3119.6509 | 3119.6509 | 3119.6509 | -1173.4019 | -5466.4546 | -5466.4546 | -5466.4546 | -5466.4546 | -5466.4546 | -5466.4546 | -5466.4546 | -5466.4546
New CT | DEF | ADIT ($000) |  |  | 7.0811 | 174.9991 | 829.7841 | 1928.0391 | 2649.9453 | 5031.9336 | 7714.4331 | 12039.3174 | 17863.5625 | 21927.4805 | 32415.7383 | 41522.6328 | 49386.3008 | 56131.0664 | 61868.8203 | 67129.5703 | 72390.3203 | 77651.0625 | 82911.8125 | 87102.0078 | 90221.6562 | 93341.3047 | 96460.9531 | 99580.6016 | 98407.1953 | 92940.7422 | 87474.2891 | 82007.8359 | 76541.3828 | 71074.9297 | 65608.4766 | 60142.0234 | 54675.5703
New CT | DEF | Tax Credits ($000)
New CT | DEF | Deferred Credits ($000)
New CT | DEF | Property Taxes ($000) | [6 empty] | 1084.5341 | 1084.5341 | 1084.5341 | 1084.5341 | 1084.5341 | 5433.6704 | 5433.6704 | 5433.6704 | 5433.6704 | 5433.6704 | 5433.6704 | 5433.6704 | 5433.6704 | 5433.6704 | 5433.6704 | 5433.6704 | 5433.6704 | 5433.6704 | 5433.6704 | 5433.6704 | 5433.6704 | 5433.6704 | 5433.6704 | 5433.6704 | 5433.6704 | 5433.6704 | 5433.6704 | 5433.6704 | 5433.6704
New CT | DEF | Decommissioning ($000)
New CT | DEF | Other Costs ($000) | [6 empty] | 136.1016 | 136.1016 | 136.1016 | 136.1016 | 136.1016 | 681.8886 | 681.8886 | 681.8886 | 681.8886 | 681.8886 | 681.8886 | 681.8886 | 681.8886 | 681.8886 | 681.8886 | 681.8886 | 681.8886 | 681.8886 | 681.8886 | 681.8886 | 681.8886 | 681.8886 | 681.8886 | 681.8886 | 681.8886 | 681.8886 | 681.8886 | 681.8886 | 681.8886
New CT | DEF | Debt ($000) |  |  | 866.4826 | 19637.6758 | 59417.9844 | 69909.4766 | 68728.1719 | 69456.8438 | 141683.4688 | 298313.4062 | 337629.4688 | 330260.5625 | 316703.75 | 301961.875 | 287836.75 | 274266.7188 | 261196.2812 | 248474.5938 | 235865 | 223255.4062 | 210645.8125 | 198287.8125 | 186432.9531 | 174829.6719 | 163226.3906 | 151623.1094 | 141028.6875 | 132452.0156 | 124884.2031 | 117316.3906 | 109748.5703 | 102180.7656 | 94612.9453 | 87045.1328 | 79477.3125
New CT | DEF | Debt Service ($000) |  |  | -828.9927 | -17884.9238 | -36381.5625 | -4998.9648 | 4067.8906 | 2192.918 | -66029.3516 | -140478.8438 | -14884.3828 | 21239.8438 | 26858.3633 | 27424.293 | 26214.2578 | 25089.2109 | 24040.6797 | 23157.625 | 22515.918 | 21986.3242 | 21456.7129 | 20686.0859 | 19685.0469 | 18946.1211 | 18458.791 | 17971.4512 | 16517.6172 | 14139.6621 | 12812.9473 | 12495.1016 | 12177.2607 | 11859.4043 | 11541.5576 | 11223.7021 | 10905.8623
New CT | DEF | Interest ($000) |  |  | 37.4899 | 886.2688 | 3398.7478 | 5492.5283 | 2886.5833 | 2921.5891 | 6197.2744 | 16151.0938 | 24431.6836 | 13870.9434 | 13301.5576 | 12682.3975 | 12089.1426 | 11519.2021 | 10970.2441 | 10435.9326 | 9906.3301 | 9376.7266 | 8847.124 | 8328.0879 | 7830.1836 | 7342.8457 | 6855.5078 | 6368.1704 | 5923.2051 | 5562.9844 | 5245.1367 | 4927.2886 | 4609.4399 | 4291.5918 | 3973.7437 | 3655.8958 | 3338.0474
New CT | DEF | AFUDC ($000) | 2025: 65.4288; 2026: 1548.798; 2027: 5982.2354; 2028: 9825.75; 2030: 262.3787; 2031: 6210.8999; 2032: 23989.6152; 2033: 39402.6562
New CT | DEF | Capitalized Interest ($000) | 2025: 37.4899; 2026: 886.2688; 2027: 3398.7478; 2028: 5492.5283; 2030: 150.3398; 2031: 3554.064; 2032: 13629.4629; 2033: 22025.8184
New CT | DEF | Rate Base ($000) | [6 empty] | 146230.1562 | 140387.5 | 133901.2344 | 127742.2188 | 121877.7266 | 702682.0625 | 673837.75 | 642472.0625 | 612418.5625 | 583546.1875 | 555736.75 | 528669.375 | 501840.4375 | 475011.5 | 448182.5938 | 421888.9375 | 396665.8438 | 371978 | 347290.1875 | 322602.3438 | 300061.0625 | 281812.8125 | 265711.0625 | 249609.3438 | 233507.5938 | 217405.875 | 201304.1406 | 185202.4062 | 169100.6875
New CT | DEF | Allowed Return ($000) | [6 empty] | 13371.75 | 12837.4785 | 12244.3535 | 11681.1543 | 11144.8857 | 64255.4766 | 61617.8633 | 58749.6797 | 56001.5 | 53361.3164 | 50818.3359 | 48343.2031 | 45889.8789 | 43436.5625 | 40983.2383 | 38578.8672 | 36272.3828 | 34014.8516 | 31757.3164 | 29499.7812 | 27438.5352 | 25769.8574 | 24297.4648 | 22825.0703 | 21352.6758 | 19880.2832 | 18407.8887 | 16935.4961 | 15463.1025
New CT 6th | DEF | Added (Projects) | bar: 2034
New CT 6th | DEF | Active (Projects) | bar: 2034 to 2057
New CT 6th | DEF | Capacity (MW) | [11 empty] | 234.6 | 234.6 | 234.6 | 234.6 | 234.6 | 234.6 | 234.6 | 234.6 | 234.6 | 234.6 | 234.6 | 234.6 | 234.6 | 234.6 | 234.6 | 234.6 | 234.6 | 234.6 | 234.6 | 234.6 | 234.6 | 234.6 | 234.6 | 234.6
New CT 6th | DEF | Carrying Costs ($/kW) | [11 empty] | 48.1207 | 48.9783 | 49.8513 | 50.7401 | 51.6443 | 52.5649 | 53.5021 | 54.4555 | 55.4266 | 56.414 | 57.42 | 58.4431 | 59.4853 | 60.5455 | 61.6246 | 62.7231 | 63.8413 | 64.9789 | 66.1373 | 67.3164 | 68.5161 | 69.7376 | 70.9805 | 72.2458
New CT 6th | DEF | Installed Cost ($/kW) | 2034: 643.8774
New CT 6th | DEF | Carrying Costs ($000) | [11 empty] | 11289.1084 | 11490.3184 | 11695.125 | 11903.6182 | 12115.7646 | 12331.7314 | 12551.5947 | 12775.2715 | 13003.0742 | 13234.7314 | 13470.7432 | 13710.748 | 13955.2422 | 14203.9766 | 14457.1348 | 14714.8438 | 14977.1621 | 15244.0596 | 15515.8174 | 15792.4189 | 16073.8809 | 16360.4385 | 16652.0273 | 16948.8691
New CT 6th | DEF | Capital Expense ($000) | 2030: 1789.759; 2031: 38655.5977; 2032: 79512.5938; 2033: 13629.292
New CT 6th | DEF | Installed Cost ($000) | 2034: 151053.6406
New CT 6th | DEF | Book Value ($000) | [7 empty] | 1848.2546 | 41888.2383 | 126741.7891 | 149120.7188 | 144081.1719 | 137405.7969 | 131075.7656 | 125056.5312 | 119317.0234 | 113829.2734 | 108460.7734 | 103092.2734 | 97723.7734 | 92355.2734 | 86986.7734 | 81618.2734 | 76249.7734 | 70881.2734 | 65512.7695 | 61217.5352 | 57995.5625 | 54773.5859 | 51551.6094 | 48329.6328 | 45107.6562 | 41885.6797 | 38663.7031 | 35441.7266
New CT 6th | DEF | Book Depreciation ($000) | [11 empty] | 4315.8184 | 4315.8184 | 4315.8184 | 4315.8184 | 4315.8184 | 4315.8184 | 4315.8184 | 4315.8184 | 4315.8184 | 4315.8184 | 4315.8184 | 4315.8184 | 4315.8184 | 4315.8184 | 4315.8184 | 4315.8184 | 4315.8184 | 4315.8184 | 4315.8184 | 4315.8184 | 4315.8184 | 4315.8184 | 4315.8184 | 4315.8184
New CT 6th | DEF | Tax Depreciation ($000) | 2030: 28.0097; 2031: 664.209; 2032: 2590.0381; 2033: 4344.2095; 2034: 7171.3589; 2035: 13625.5811; 2036: 12263.0225; 2037: 11036.7197; 2038: 9933.0469; 2039: 8939.7422; 2040: 8469.2295; 2041: 8469.2295; 2042: 8469.2295; 2043: 8469.2295; 2044: 8469.2295; 2045: 8469.2295; 2046: 8469.2295; 2047: 8469.2295; 2048: 8469.2295; 2049: 4234.6147
New CT 6th | DEF | Deferred Taxes ($000) | [7 empty] | 7.0991 | 168.3438 | 656.4452 | 1101.0399 | 723.7368 | 2359.5593 | 2014.2189 | 1703.4125 | 1423.6866 | 1171.9335 | 1052.6821 | 1052.6821 | 1052.6821 | 1052.6821 | 1052.6821 | 1052.6821 | 1052.6821 | 1052.6821 | 1052.6821 | -20.5811 | -1093.8442 | -1093.8442 | -1093.8442 | -1093.8442 | -1093.8442 | -1093.8442 | -1093.8442 | -1093.8442
New CT 6th | DEF | ADIT ($000) | [7 empty] | 7.0991 | 175.4428 | 831.888 | 1932.928 | 2656.6648 | 5016.2241 | 7030.4429 | 8733.8555 | 10157.542 | 11329.4756 | 12382.1582 | 13434.8398 | 14487.5215 | 15540.2031 | 16592.8848 | 17645.5664 | 18698.248 | 19750.9297 | 20803.6113 | 20783.0293 | 19689.1855 | 18595.3418 | 17501.498 | 16407.6543 | 15313.8105 | 14219.9668 | 13126.123 | 12032.2793
New CT 6th | DEF | Tax Credits ($000)
New CT 6th | DEF | Deferred Credits ($000)
New CT 6th | DEF | Property Taxes ($000) | [11 empty] | 1087.2841 | 1087.2841 | 1087.2841 | 1087.2841 | 1087.2841 | 1087.2841 | 1087.2841 | 1087.2841 | 1087.2841 | 1087.2841 | 1087.2841 | 1087.2841 | 1087.2841 | 1087.2841 | 1087.2841 | 1087.2841 | 1087.2841 | 1087.2841 | 1087.2841 | 1087.2841 | 1087.2841 | 1087.2841 | 1087.2841 | 1087.2841
New CT 6th | DEF | Decommissioning ($000)
New CT 6th | DEF | Other Costs ($000) | [11 empty] | 136.4467 | 136.4467 | 136.4467 | 136.4467 | 136.4467 | 136.4467 | 136.4467 | 136.4467 | 136.4467 | 136.4467 | 136.4467 | 136.4467 | 136.4467 | 136.4467 | 136.4467 | 136.4467 | 136.4467 | 136.4467 | 136.4467 | 136.4467 | 136.4467 | 136.4467 | 136.4467 | 136.4467
New CT 6th | DEF | Debt ($000) | [7 empty] | 868.6797 | 19687.4727 | 59568.6406 | 70086.7344 | 68902.4375 | 66149.4297 | 63093.1602 | 60191.082 | 57427.7812 | 54789.375 | 52238.1562 | 49714.9609 | 47191.7656 | 44668.5703 | 42145.3789 | 39622.1836 | 37098.9883 | 34575.793 | 32052.5977 | 29781.6191 | 28015.0742 | 26500.7461 | 24986.418 | 23472.0879 | 21957.7598 | 20443.4297 | 18929.1016 | 17414.7715
New CT 6th | DEF | Debt Service ($000) | [7 empty] | -831.0947 | -17930.2773 | -36473.8047 | -5011.6406 | 4078.1953 | 5531.2852 | 5706.1836 | 5430.1016 | 5175.2656 | 4939.5586 | 4745.2227 | 4611.2227 | 4505.25 | 4399.2734 | 4293.2969 | 4187.3281 | 4081.3516 | 3975.3789 | 3869.4043 | 3521.8066 | 2943.1777 | 2627.3594 | 2563.7578 | 2500.1582 | 2436.5547 | 2372.9531 | 2309.3496 | 2245.75
New CT 6th | DEF | Interest ($000) | [7 empty] | 37.5849 | 888.516 | 3407.3657 | 5506.4546 | 2893.9023 | 2778.2761 | 2649.9126 | 2528.0254 | 2411.9668 | 2301.1538 | 2194.0024 | 2088.0283 | 1982.0541 | 1876.08 | 1770.1058 | 1664.1317 | 1558.1575 | 1452.1832 | 1346.2091 | 1250.828 | 1176.6331 | 1113.0314 | 1049.4296 | 985.8277 | 922.2259 | 858.624 | 795.0223 | 731.4204
New CT 6th | DEF | AFUDC ($000) | 2030: 65.5947; 2031: 1552.725; 2032: 5997.4038; 2033: 9850.6641
New CT 6th | DEF | Capitalized Interest ($000) | 2030: 37.5849; 2031: 888.516; 2032: 3407.3657; 2033: 5506.4546
New CT 6th | DEF | Rate Base ($000) | [11 empty] | 146600.9375 | 140743.4688 | 134240.7656 | 128066.1328 | 122186.7656 | 116573.1406 | 111145.0156 | 105776.5156 | 100408.0156 | 95039.5156 | 89671.0156 | 84302.5156 | 78934.0156 | 73565.5156 | 68197.0156 | 63365.1484 | 59606.543 | 56384.5664 | 53162.5898 | 49940.6133 | 46718.6367 | 43496.6602 | 40274.6836 | 37052.707
New CT 6th | DEF | Allowed Return ($000) | [11 empty] | 13405.6553 | 12870.0293 | 12275.4014 | 11710.7734 | 11173.1455 | 10659.8184 | 10163.4531 | 9672.54 | 9181.6279 | 8690.7148 | 8199.8027 | 7708.8896 | 7217.9771 | 6727.0645 | 6236.1514 | 5794.3101 | 5450.6113 | 5155.9839 | 4861.356 | 4566.728 | 4272.1006 | 3977.4727 | 3682.845 | 3388.217
New CT H2 | DEF | Added (Projects) | 2043: 4; 2045: 1; 2047: 4; 2049: 7
New CT H2 | DEF | Active (Projects) | 2043: 4; 2044: 4; 2045: 5; 2046: 5; 2047: 9; 2048: 9; 2049: 16; 2050: 16; 2051: 16; 2052: 16; 2053: 16; 2054: 16; 2055: 16; 2056: 16; 2057: 16
New CT H2 | DEF | Capacity (MW) | 2043: 934.4; 2044: 934.4; 2045: 1168; 2046: 1168; 2047: 2102.3999; 2048: 2102.3999; 2049: 3737.6001; 2050: 3737.6001; 2051: 3737.6001; 2052: 3737.6001; 2053: 3737.6001; 2054: 3737.6001; 2055: 3737.6001; 2056: 3737.6001; 2057: 3737.6001
New CT H2 | DEF | Carrying Costs ($/kW) | 2043: 68.0001; 2044: 69.2122; 2045: 70.446; 2046: 71.7016; 2047: 72.9798; 2048: 74.2805; 2049: 75.6046; 2050: 76.9523; 2051: 78.3239; 2052: 79.7202; 2053: 81.141; 2054: 82.5876; 2055: 84.0593; 2056: 85.558; 2057: 87.083
New CT H2 | DEF | Installed Cost ($/kW) | 2043: 905.2968; 2045: 937.8583; 2047: 971.591; 2049: 1006.5369
New CT H2 | DEF | Carrying Costs ($000) | 2043: 63539.2578; 2044: 64671.8789; 2045: 82280.8984; 2046: 83747.4453; 2047: 153432.6719; 2048: 156167.2812; 2049: 282579.6875; 2050: 287616.875; 2051: 292743.5938; 2052: 297962.125; 2053: 303272.7812; 2054: 308679.3125; 2055: 314180.125; 2056: 319781.4688; 2057: 325481.5
New CT H2 | DEF | Capital Expense ($000) | 2042: 845909.3125; 2044: 219083.6875; 2046: 907854.5625; 2048: 1645889.125
New CT H2 | DEF | Installed Cost ($000) | 2043: 845909.3125; 2045: 219083.6875; 2047: 907854.5625; 2049: 1645889.125
New CT H2 | DEF | Book Value ($000) | 2042: 845909.3125; 2043: 817146.3125; 2044: 997819.1875; 2045: 953995.75; 2046: 1817361.25; 2047: 1744180.25; 2048: 3308493.5; 2049: 3174269.75; 2050: 3023626; 2051: 2878898.5; 2052: 2739330.75; 2053: 2603727.75; 2054: 2471013.75; 2055: 2339668.25; 2056: 2208322.75; 2057: 2076977.25
New CT H2 | DEF | Book Depreciation ($000) | 2043: 24168.8379; 2044: 24168.8379; 2045: 30428.3711; 2046: 30428.3711; 2047: 56367.0703; 2048: 56367.0703; 2049: 103392.4688; 2050: 103392.4688; 2051: 103392.4688; 2052: 103392.4688; 2053: 103392.4688; 2054: 103392.4688; 2055: 103392.4688; 2056: 103392.4688; 2057: 103392.4688
New CT H2 | DEF | Tax Depreciation ($000) | 2043: 42295.4648; 2044: 80361.3828; 2045: 83279.4297; 2046: 85905.6641; 2047: 122707.8281; 2048: 155829.75; 2049: 225038.75; 2050: 289824.3438; 2051: 266483.75; 2052: 246124.0312; 2053: 230480.6875; 2054: 219082.0781; 2055: 213682.75; 2056: 213682.75; 2057: 213682.75
New CT H2 | DEF | Deferred Taxes ($000) | 2043: 4594.1938; 2044: 14242.001; 2045: 13395.1006; 2046: 14060.7197; 2047: 16814.0625; 2048: 25208.8203; 2049: 30831.25; 2050: 47251.1562; 2051: 41335.4844; 2052: 36175.3125; 2053: 32210.5078; 2054: 29321.5312; 2055: 27953.0723; 2056: 27953.0723; 2057: 27953.0723
New CT H2 | DEF | ADIT ($000) | 2043: 4594.1938; 2044: 18836.1953; 2045: 32231.2969; 2046: 46292.0156; 2047: 63106.082; 2048: 88314.8984; 2049: 119146.1562; 2050: 166397.3125; 2051: 207732.7969; 2052: 243908.0938; 2053: 276118.625; 2054: 305440.125; 2055: 333393.1875; 2056: 361346.2812; 2057: 389299.3438
New CT H2 | DEF | Tax Credits ($000)
New CT H2 | DEF | Deferred Credits ($000)
New CT H2 | DEF | Property Taxes ($000) | 2043: 6088.855; 2044: 6088.855; 2045: 7665.8193; 2046: 7665.8193; 2047: 14200.5566; 2048: 14200.5566; 2049: 26047.666; 2050: 26047.666; 2051: 26047.666; 2052: 26047.666; 2053: 26047.666; 2054: 26047.666; 2055: 26047.666; 2056: 26047.666; 2057: 26047.666
New CT H2 | DEF | Decommissioning ($000)
New CT H2 | DEF | Other Costs ($000) | 2043: 764.1099; 2044: 764.1099; 2045: 962.0082; 2046: 962.0082; 2047: 1782.0732; 2048: 1782.0732; 2049: 3268.8047; 2050: 3268.8047; 2051: 3268.8047; 2052: 3268.8047; 2053: 3268.8047; 2054: 3268.8047; 2055: 3268.8047; 2056: 3268.8047; 2057: 3268.8047
New CT H2 | DEF | Debt ($000) | 2042: 397577.375; 2043: 390818.0625; 2044: 478001.5625; 2045: 458676.4688; 2046: 864614.625; 2047: 836962.125; 2048: 1574162.125; 2049: 1523449.25; 2050: 1456505.375; 2051: 1387093; 2052: 1320283.5; 2053: 1255618.5; 2054: 1192564; 2055: 1130509.875; 2056: 1068777.375; 2057: 1007044.875
New CT H2 | DEF | Debt Service ($000) | 2042: -397577.375; 2043: 23173.6562; 2044: -71432.1484; 2045: 38589.4922; 2046: -387545.4375; 2047: 62804.9766; 2048: -703575; 2049: 114697.7266; 2050: 128117.0469; 2051: 127670.2578; 2052: 122261.4531; 2053: 117401.0781; 2054: 113142.1562; 2055: 109535.4844; 2056: 106621.1172; 2057: 104028.3906
New CT H2 | DEF | Interest ($000) | 2043: 16414.3594; 2044: 15751.3525; 2045: 19264.4121; 2046: 18392.7656; 2047: 35152.4062; 2048: 33624.9531; 2049: 63984.8672; 2050: 61173.2266; 2051: 58257.9062; 2052: 55451.9062; 2053: 52735.9727; 2054: 50087.6836; 2055: 47481.4141; 2056: 44888.6484; 2057: 42295.8828
New CT H2 | DEF | AFUDC ($000)
New CT H2 | DEF | Capitalized Interest ($000)
New CT H2 | DEF | Rate Base ($000) | 2043: 831527.8125; 2044: 797940.875; 2045: 975907.375; 2046: 931751.0625; 2047: 1780770.5; 2048: 1703392; 2049: 3241381.25; 2050: 3098947.5; 2051: 2951261.75; 2052: 2809114; 2053: 2671528.5; 2054: 2537370; 2055: 2405340; 2056: 2273994.5; 2057: 2142648.75
New CT H2 | DEF | Allowed Return ($000) | 2043: 76037.5391; 2044: 72966.2422; 2045: 89240.0703; 2046: 85202.2656; 2047: 162839.2969; 2048: 155763.5625; 2049: 296402.1875; 2050: 283377.5938; 2051: 269872.75; 2052: 256874.2812; 2053: 244293.0469; 2054: 232025.1719; 2055: 219951.9375; 2056: 207941.2812; 2057: 195930.5938
New Nuclear Natrium | DEF | Added (Projects) | 2038: 2; 2040: 2; 2042: 2; 2044: 3; 2046: 3; 2048: 3; 2050: 3
New Nuclear Natrium | DEF | Active (Projects) | 2038: 2; 2039: 2; 2040: 4; 2041: 4; 2042: 6; 2043: 6; 2044: 9; 2045: 9; 2046: 12; 2047: 12; 2048: 15; 2049: 15; 2050: 18; 2051: 18; 2052: 18; 2053: 18; 2054: 18; 2055: 18; 2056: 18; 2057: 18
New Nuclear Natrium | DEF | Capacity (MW) | 2038: 690; 2039: 690; 2040: 1380; 2041: 1380; 2042: 2070; 2043: 2070; 2044: 3105; 2045: 3105; 2046: 4140; 2047: 4140; 2048: 5175; 2049: 5175; 2050: 6210; 2051: 6210; 2052: 6210; 2053: 6210; 2054: 6210; 2055: 6210; 2056: 6210; 2057: 6210
New Nuclear Natrium | DEF | Carrying Costs ($/kW) | 2038: 487.2247; 2039: 493.4133; 2040: 499.6769; 2041: 506.0263; 2042: 512.4499; 2043: 518.9603; 2044: 525.5493; 2045: 532.2236; 2046: 538.9833; 2047: 545.829; 2048: 552.7616; 2049: 559.7803; 2050: 566.8882; 2051: 574.0926; 2052: 581.3788; 2053: 588.7638; 2054: 596.2388; 2055: 603.8133; 2056: 611.4822; 2057: 619.2476
New Nuclear Natrium | DEF | Installed Cost ($/kW) | 2038: 7262.9; 2040: 7448.5471; 2042: 7638.9406; 2044: 7834.201; 2046: 8034.4531; 2048: 8239.8242; 2050: 8450.4435
New Nuclear Natrium | DEF | Carrying Costs ($000) | 2038: 336185.0312; 2039: 340455.1875; 2040: 689554.125; 2041: 698316.25; 2042: 1060771.375; 2043: 1074247.75; 2044: 1631830.625; 2045: 1652554.375; 2046: 2231390.75; 2047: 2259732; 2048: 2860541.25; 2049: 2896863.25; 2050: 3520376; 2051: 3565115; 2052: 3610362.5; 2053: 3656223; 2054: 3702642.75; 2055: 3749680.75; 2056: 3797304.75; 2057: 3845527.75
New Nuclear Natrium | DEF | Capital Expense ($000) | 2030: 44532.7617; 2031: 45646.082; 2032: 92458.3047; 2033: 258208.9219; 2034: 782657.75; 2035: 2027389; 2036: 1804394.5; 2037: 2517763.75; 2038: 1875750.625; 2039: 2696132.75; 2040: 2294667.75; 2041: 3715661.5; 2042: 2880632.25; 2043: 4033885.5; 2044: 2874557; 2045: 4055296; 2046: 2864291; 2047: 3780582; 2048: 1706366.375; 2049: 722423.625
New Nuclear Natrium | DEF | Installed Cost ($000) | 2038: 5011401; 2040: 5139497.5; 2042: 5270869; 2044: 8108398; 2046: 8315659; 2048: 8528218; 2050: 8746209
New Nuclear Natrium | DEF | Book Value ($000) | [7 empty] | 45988.2461 | 96136.4453 | 197917.8594 | 477547.5625 | 1317108.375 | 3497128.5 | 5589813.5 | 8556827 | 10426436 | 13145076 | 15162369 | 18765386 | 21278944 | 25215474 | 27475336 | 31110906 | 33100220 | 36238480 | 36780972 | 36465560 | 34753140 | 33060542 | 31743438 | 30699512 | 29770978 | 28960782 | 28268926 | 27577072
New Nuclear Natrium | DEF | Book Depreciation ($000) | 2038: 83523.3516; 2039: 83523.3516; 2040: 169181.6406; 2041: 169181.6406; 2042: 257029.4688; 2043: 257029.4688; 2044: 392169.4375; 2045: 392169.4375; 2046: 530763.75; 2047: 530763.75; 2048: 672900.75; 2049: 672900.75; 2050: 818670.875; 2051: 818670.875; 2052: 818670.875; 2053: 818670.875; 2054: 818670.875; 2055: 818670.875; 2056: 818670.875; 2057: 818670.875
New Nuclear Natrium | DEF | Tax Depreciation ($000) | [7 empty] | 696.9376 | 2188.5933 | 4600.126 | 10609.5801 | 28099.3789 | 75260.7656 | 143763.5156 | 227607.3125 | 1078472 | 1724237.875 | 2010430.125 | 2338101.75 | 2658678.25 | 2745891.5 | 3226394 | 3613769.5 | 3782874.75 | 3979747.75 | 4126297.75 | 4110532.5 | 4026705.25 | 3948477.5 | 2466951 | 1389114.625 | 933834.75 | 466917.375
New Nuclear Natrium | DEF | Deferred Taxes ($000) | [7 empty] | 176.6388 | 554.699 | 1165.902 | 2688.998 | 7121.7886 | 19074.8398 | 36436.8633 | 57687.0742 | 249375.4219 | 413044.8125 | 461004.375 | 544052.75 | 600098.8125 | 622203.125 | 705214 | 803394.375 | 806490.5 | 856388.0625 | 852751.25 | 848755.625 | 785687.375 | 765860.5 | 390367.6875 | 117190.0156 | 1799.3281 | -116540.875 | -234881.0938 | -234881.0938
New Nuclear Natrium | DEF | ADIT ($000) | [7 empty] | 176.6388 | 731.3378 | 1897.2399 | 4586.2378 | 11708.0264 | 30782.8672 | 67219.7266 | 124906.8047 | 374282.25 | 787327.0625 | 1248331.375 | 1792384.375 | 2392482.75 | 3014686 | 3719900 | 4523294 | 5329785 | 6186173 | 7038924.5 | 7887680.5 | 8673368 | 9439228 | 9829596 | 9946786 | 9948585 | 9832044 | 9597163 | 9362282
New Nuclear Natrium | DEF | Tax Credits ($000)
New Nuclear Natrium | DEF | Deferred Credits ($000)
New Nuclear Natrium | DEF | Property Taxes ($000) | 2038: 36072.0625; 2039: 36072.0625; 2040: 73066.1641; 2041: 73066.1641; 2042: 111005.875; 2043: 111005.875; 2044: 169370.125; 2045: 169370.125; 2046: 229226.2344; 2047: 229226.2344; 2048: 290612.3438; 2049: 290612.3438; 2050: 353567.5625; 2051: 353567.5625; 2052: 353567.5625; 2053: 353567.5625; 2054: 353567.5625; 2055: 353567.5625; 2056: 353567.5625; 2057: 353567.5625
New Nuclear Natrium | DEF | Decommissioning ($000) | 2038: 11025.08; 2039: 11025.08; 2040: 22331.98; 2041: 22331.98; 2042: 33927.89; 2043: 33927.89; 2044: 51766.36; 2045: 51766.36; 2046: 70060.81; 2047: 70060.81; 2048: 88822.89; 2049: 88822.89; 2050: 108064.55; 2051: 108064.55; 2052: 108064.55; 2053: 108064.55; 2054: 108064.55; 2055: 108064.55; 2056: 108064.55; 2057: 108064.55
New Nuclear Natrium | DEF | Other Costs ($000) | 2038: 6464.707; 2039: 6464.707; 2040: 13094.6582; 2041: 13094.6582; 2042: 19894.0781; 2043: 19894.0781; 2044: 30353.9102; 2045: 30353.9102; 2046: 41081.1094; 2047: 41081.1094; 2048: 52082.5078; 2049: 52082.5078; 2050: 63365.1172; 2051: 63365.1172; 2052: 63365.1172; 2053: 63365.1172; 2054: 63365.1172; 2055: 63365.1172; 2056: 63365.1172; 2057: 63365.1172
New Nuclear Natrium | DEF | Debt ($000) | [7 empty] | 21614.4766 | 45184.1289 | 93021.3906 | 224447.375 | 619040.9375 | 1643650.375 | 2627212.25 | 4021708.5 | 4972340.5 | 6283297.5 | 7269769.5 | 8975988 | 10196683 | 12044045 | 13169360 | 14893104 | 15873779 | 17352712 | 17654550 | 17501764 | 16736396 | 15936215 | 15228936 | 14674094 | 14210567 | 13801966 | 13448986 | 13123814
New Nuclear Natrium | DEF | Debt Service ($000) | [7 empty] | -20679.2891 | -20701.4297 | -41948.3828 | -117925.75 | -358668.125 | -928164.125 | -802598.375 | -1115167 | -668313.8125 | -932158.8125 | -601527.25 | -1198857.75 | -678196.125 | -1163704 | -455091.625 | -917618.1875 | -197369.8125 | -570396 | 545113 | 1030589.625 | 1468296.875 | 1469500.75 | 1346894.875 | 1171153.625 | 1060371.25 | 988283.875 | 917838.375 | 876371.625
New Nuclear Natrium | DEF | Interest ($000) | [7 empty] | 935.188 | 2868.2217 | 5888.8784 | 13500.2227 | 35925.4336 | 96445.2812 | 180963.4375 | 279329.2188 | 282317.75 | 378798.4688 | 384944.9688 | 507359.4375 | 542500.0625 | 683657.4375 | 670223.625 | 806125.8125 | 783305.5 | 908536.625 | 846950.875 | 877804.125 | 702928.625 | 669321.125 | 639615.375 | 616312 | 596843.8125 | 579682.5625 | 564857.375 | 551200.1875
New Nuclear Natrium | DEF | AFUDC ($000) | 2030: 1632.1256; 2031: 5056.8149; 2032: 10489.0049; 2033: 24109.8027; 2034: 64024.8086; 2035: 171706.0469; 2036: 324726.9375; 2037: 506936.5312; 2038: 337781.5938; 2039: 530100.5; 2040: 375144.5625; 2041: 622921.1875; 2042: 523980.8438; 2043: 815805.75; 2044: 534453.125; 2045: 827607.6875; 2046: 532336.375; 2047: 814891.25; 2048: 450601.125; 2049: 572645.3125
New Nuclear Natrium | DEF | Capitalized Interest ($000) | 2030: 935.188; 2031: 2868.2217; 2032: 5888.8784; 2033: 13500.2227; 2034: 35925.4336; 2035: 96445.2812; 2036: 180963.4375; 2037: 279329.2188; 2038: 188247.8281; 2039: 292163.7812; 2040: 209178.1094; 2041: 344180.5; 2042: 291981.0625; 2043: 449449.125; 2044: 297770.5625; 2045: 455803.8438; 2046: 296558.25; 2047: 448556.0312; 2048: 250646.4219; 2049: 312178.1562
New Nuclear Natrium | DEF | Rate Base ($000) | 2038: 4765446; 2039: 4388789.5; 2040: 8904098; 2041: 8266411; 2042: 12690938; 2043: 11864656; 2044: 18867940; 2045: 17746808; 2046: 24657916; 2047: 23301956; 2048: 30207924; 2049: 28653796; 2050: 35609352; 2051: 33906844; 2052: 32401992; 2053: 31221480; 2054: 30235250; 2055: 29365888; 2056: 28614862; 2057: 27923008
New Nuclear Natrium | DEF | Allowed Return ($000) | 2038: 435767.5; 2039: 401324.8438; 2040: 814218.9375; 2041: 755906.875; 2042: 1160499.625; 2043: 1084941.75; 2044: 1725344.25; 2045: 1622824.5; 2046: 2254798.25; 2047: 2130804.75; 2048: 2762308.5; 2049: 2620194; 2050: 3256232; 2051: 3100549.5; 2052: 2962941.25; 2053: 2854991.25; 2054: 2764807; 2055: 2685310; 2056: 2616633.75; 2057: 2553368.5
New Nuclear Natrium PTC | DEF | Added (Projects) | 2038: 2; 2040: 2; 2042: 2; 2044: 3; 2046: 3; 2048: 3; 2050: 3
New Nuclear Natrium PTC | DEF | Active (Projects) | 2038: 2; 2039: 2; 2040: 4; 2041: 4; 2042: 6; 2043: 6; 2044: 9; 2045: 9; 2046: 12; 2047: 12; 2048: 15; 2049: 15; 2050: 18; 2051: 18; 2052: 18; 2053: 18; 2054: 18; 2055: 18; 2056: 18; 2057: 18
New Nuclear Natrium PTC | DEF | Capacity (MW) | 2038: 690; 2039: 690; 2040: 1380; 2041: 1380; 2042: 2070; 2043: 2070; 2044: 3105; 2045: 3105; 2046: 4140; 2047: 4140; 2048: 5175; 2049: 5175; 2050: 6210; 2051: 6210; 2052: 6210; 2053: 6210; 2054: 6210; 2055: 6210; 2056: 6210; 2057: 6210
New Nuclear Natrium PTC | DEF | Carrying Costs ($/kW)
New Nuclear Natrium PTC | DEF | Installed Cost ($/kW)
New Nuclear Natrium PTC | DEF | Carrying Costs ($000)
New Nuclear Natrium PTC | DEF | Capital Expense ($000)
New Nuclear Natrium PTC | DEF | Installed Cost ($000)
New Nuclear Natrium PTC | DEF | Book Value ($000)
New Nuclear Natrium PTC | DEF | Book Depreciation ($000)
New Nuclear Natrium PTC | DEF | Tax Depreciation ($000)
New Nuclear Natrium PTC | DEF | Deferred Taxes ($000)
New Nuclear Natrium PTC | DEF | ADIT ($000)
New Nuclear Natrium PTC | DEF | Tax Credits ($000)
New Nuclear Natrium PTC | DEF | Deferred Credits ($000)
New Nuclear Natrium PTC | DEF | Property Taxes ($000)
New Nuclear Natrium PTC | DEF | Decommissioning ($000)
New Nuclear Natrium PTC | DEF | Other Costs ($000)
New Nuclear Natrium PTC | DEF | Debt ($000)
New Nuclear Natrium PTC | DEF | Debt Service ($000)
New Nuclear Natrium PTC | DEF | Interest ($000)
New Nuclear Natrium PTC | DEF | AFUDC ($000)
New Nuclear Natrium PTC | DEF | Capitalized Interest ($000)
New Nuclear Natrium PTC | DEF | Rate Base ($000)
New Nuclear Natrium PTC | DEF | Allowed Return ($000)
New Nuclear Natrium Storage | DEF | Added (Projects) | 2038: 2; 2040: 2; 2042: 2; 2044: 3; 2046: 3; 2048: 3; 2050: 3
New Nuclear Natrium Storage | DEF | Active (Projects) | 2038: 2; 2039: 2; 2040: 4; 2041: 4; 2042: 6; 2043: 6; 2044: 9; 2045: 9; 2046: 12; 2047: 12; 2048: 15; 2049: 15; 2050: 18; 2051: 18; 2052: 18; 2053: 18; 2054: 18; 2055: 18; 2056: 18; 2057: 18
New Nuclear Natrium Storage | DEF | Capacity (MW) | 2038: 310; 2039: 310; 2040: 620; 2041: 620; 2042: 930; 2043: 930; 2044: 1395; 2045: 1395; 2046: 1860; 2047: 1860; 2048: 2325; 2049: 2325; 2050: 2790; 2051: 2790; 2052: 2790; 2053: 2790; 2054: 2790; 2055: 2790; 2056: 2790; 2057: 2790
New Nuclear Natrium Storage | DEF | Carrying Costs ($/kW)
New Nuclear Natrium Storage | DEF | Installed Cost ($/kW)
New Nuclear Natrium Storage | DEF | Carrying Costs ($000)
New Nuclear Natrium Storage | DEF | Capital Expense ($000)
New Nuclear Natrium Storage | DEF | Installed Cost ($000)
New Nuclear Natrium Storage | DEF | Book Value ($000)
New Nuclear Natrium Storage | DEF | Book Depreciation ($000)
New Nuclear Natrium Storage | DEF | Tax Depreciation ($000)
New Nuclear Natrium Storage | DEF | Deferred Taxes ($000)
New Nuclear Natrium Storage | DEF | ADIT ($000)
New Nuclear Natrium Storage | DEF | Tax Credits ($000)
New Nuclear Natrium Storage | DEF | Deferred Credits ($000)
New Nuclear Natrium Storage | DEF | Property Taxes ($000)
New Nuclear Natrium Storage | DEF | Decommissioning ($000)
New Nuclear Natrium Storage | DEF | Other Costs ($000)
New Nuclear Natrium Storage | DEF | Debt ($000)
New Nuclear Natrium Storage | DEF | Debt Service ($000)
New Nuclear Natrium Storage | DEF | Interest ($000)
New Nuclear Natrium Storage | DEF | AFUDC ($000)
New Nuclear Natrium Storage | DEF | Capitalized Interest ($000)
New Nuclear Natrium Storage | DEF | Rate Base ($000)
New Nuclear Natrium Storage | DEF | Allowed Return ($000)
New Nuclear Natrium Storage PTC | DEF | Added (Projects) | 2038: 2; 2040: 2; 2042: 2; 2044: 3; 2046: 3; 2048: 3; 2050: 3
New Nuclear Natrium Storage PTC | DEF | Active (Projects) | 2038: 2; 2039: 2; 2040: 4; 2041: 4; 2042: 6; 2043: 6; 2044: 9; 2045: 9; 2046: 12; 2047: 12; 2048: 15; 2049: 15; 2050: 18; 2051: 18; 2052: 18; 2053: 18; 2054: 18; 2055: 18; 2056: 18; 2057: 18
New Nuclear Natrium Storage PTC | DEF | Capacity (MW) | 2038: 310; 2039: 310; 2040: 620; 2041: 620; 2042: 930; 2043: 930; 2044: 1395; 2045: 1395; 2046: 1860; 2047: 1860; 2048: 2325; 2049: 2325; 2050: 2790; 2051: 2790; 2052: 2790; 2053: 2790; 2054: 2790; 2055: 2790; 2056: 2790; 2057: 2790
New Nuclear Natrium Storage PTC | DEF | Carrying Costs ($/kW)
New Nuclear Natrium Storage PTC | DEF | Installed Cost ($/kW)
New Nuclear Natrium Storage PTC | DEF | Carrying Costs ($000)
New Nuclear Natrium Storage PTC | DEF | Capital Expense ($000)
New Nuclear Natrium Storage PTC | DEF | Installed Cost ($000)
New Nuclear Natrium Storage PTC | DEF | Book Value ($000)
New Nuclear Natrium Storage PTC | DEF | Book Depreciation ($000)
New Nuclear Natrium Storage PTC | DEF | Tax Depreciation ($000)
New Nuclear Natrium Storage PTC | DEF | Deferred Taxes ($000)
New Nuclear Natrium Storage PTC | DEF | ADIT ($000)
New Nuclear Natrium Storage PTC | DEF | Tax Credits ($000)
New Nuclear Natrium Storage PTC | DEF | Deferred Credits ($000)
New Nuclear Natrium Storage PTC | DEF | Property Taxes ($000)
New Nuclear Natrium Storage PTC | DEF | Decommissioning ($000)
New Nuclear Natrium Storage PTC | DEF | Other Costs ($000)
New Nuclear Natrium Storage PTC | DEF | Debt ($000)
New Nuclear Natrium Storage PTC | DEF | Debt Service ($000)
New Nuclear Natrium Storage PTC | DEF | Interest ($000)
New Nuclear Natrium Storage PTC | DEF | AFUDC ($000)
New Nuclear Natrium Storage PTC | DEF | Capitalized Interest ($000)
New Nuclear Natrium Storage PTC | DEF | Rate Base ($000)
New Nuclear Natrium Storage PTC | DEF | Allowed Return ($000)
New Solar Utility Owned 1 | DEF | Added (Projects) | 2025: 2
New Solar Utility Owned 1 | DEF | Active (Projects) |  |  | 2 | 2 | 2 | 2 | 2 | 2 | 2 | 2 | 2 | 2 | 2 | 2 | 2 | 2 | 2 | 2 | 2 | 2 | 2 | 2 | 2 | 2 | 2 | 2 | 2 | 2 | 2 | 2 | 2 | 2
New Solar Utility Owned 1 | DEF | Capacity (MW) |  |  | 149.8 | 149.8 | 149.8 | 149.8 | 149.8 | 149.8 | 149.8 | 149.8 | 149.8 | 149.8 | 149.8 | 149.8 | 149.8 | 149.8 | 149.8 | 149.8 | 149.8 | 149.8 | 149.8 | 149.8 | 149.8 | 149.8 | 149.8 | 149.8 | 149.8 | 149.8 | 149.8 | 149.8 | 149.8 | 149.8
New Solar Utility Owned 1 | DEF | Carrying Costs ($/kW) |  |  | 136.096 | 136.096 | 136.096 | 136.096 | 136.096 | 136.096 | 136.096 | 136.096 | 136.096 | 136.096 | 136.096 | 136.096 | 136.096 | 136.096 | 136.096 | 136.096 | 136.096 | 136.096 | 136.096 | 136.096 | 136.096 | 136.096 | 136.096 | 136.096 | 136.096 | 136.096 | 136.096 | 136.096 | 136.096 | 136.096
New Solar Utility Owned 1 | DEF | Installed Cost ($/kW) | 2025: 1513.4379
New Solar Utility Owned 1 | DEF | Carrying Costs ($000) |  |  | 20387.1875 | 20387.1875 | 20387.1875 | 20387.1875 | 20387.1875 | 20387.1875 | 20387.1875 | 20387.1875 | 20387.1875 | 20387.1875 | 20387.1875 | 20387.1875 | 20387.1875 | 20387.1875 | 20387.1875 | 20387.1875 | 20387.1875 | 20387.1875 | 20387.1875 | 20387.1875 | 20387.1875 | 20387.1875 | 20387.1875 | 20387.1875 | 20387.1875 | 20387.1875 | 20387.1875 | 20387.1875 | 20387.1875 | 20387.1875
New Solar Utility Owned 1 | DEF | Capital Expense ($000) | 2023: 44453.5312; 2024: 182259.4688
New Solar Utility Owned 1 | DEF | Installed Cost ($000) | 2025: 226713
New Solar Utility Owned 1 | DEF | Book Value ($000) | 44690.1328 | 228402.8125 | 210931.0156 | 186361.2031 | 169362.6094 | 156906.75 | 144450.8906 | 135402.0938 | 129760.3359 | 124118.5781 | 118476.8203 | 112835.0625 | 107193.3047 | 101551.5469 | 95909.7891 | 90268.0312 | 84626.2734 | 78984.5156 | 73342.7578 | 67701 | 62059.2461 | 56417.4922 | 50775.7383 | 45133.9844 | 39492.2305 | 33850.4766 | 28208.7246 | 22566.9727 | 16925.2207 | 11283.4678 | 5641.7148 | -0.038208
New Solar Utility Owned 1 | DEF | Book Depreciation ($000) |  |  | 7557.1001 | 7557.1001 | 7557.1001 | 7557.1001 | 7557.1001 | 7557.1001 | 7557.1001 | 7557.1001 | 7557.1001 | 7557.1001 | 7557.1001 | 7557.1001 | 7557.1001 | 7557.1001 | 7557.1001 | 7557.1001 | 7557.1001 | 7557.1001 | 7557.1001 | 7557.1001 | 7557.1001 | 7557.1001 | 7557.1001 | 7557.1001 | 7557.1001 | 7557.1001 | 7557.1001 | 7557.1001 | 7557.1001 | 7557.1001
New Solar Utility Owned 1 | DEF | Tax Depreciation ($000) | 2023: -933.5242; 2024: -5733.7056; 2025: 46676.0469; 2026: 74681.6797; 2027: 44809.0078; 2028: 26885.4062; 2029: 26885.4062; 2030: 13442.7031
New Solar Utility Owned 1 | DEF | Deferred Taxes ($000) | -236.6017 | -1453.2078 | 9914.6973 | 17012.7246 | 9441.4961 | 4898.7593 | 4898.7593 | 1491.7062 | -1915.347 | -1915.347 | -1915.347 | -1915.347 | -1915.347 | -1915.347 | -1915.347 | -1915.347 | -1915.347 | -1915.347 | -1915.347 | -1915.347 | -1915.347 | -1915.347 | -1915.347 | -1915.347 | -1915.347 | -1915.347 | -1915.347 | -1915.347 | -1915.347 | -1915.347 | -1915.347 | -1915.347
New Solar Utility Owned 1 | DEF | ADIT ($000) | -236.6017 | -1689.8094 | 8224.8877 | 25237.6133 | 34679.1094 | 39577.8672 | 44476.625 | 45968.332 | 44052.9844 | 42137.6367 | 40222.2891 | 38306.9414 | 36391.5938 | 34476.2461 | 32560.8984 | 30645.5508 | 28730.2031 | 26814.8555 | 24899.5078 | 22984.1602 | 21068.8125 | 19153.4648 | 17238.1172 | 15322.7705 | 13407.4238 | 11492.0771 | 9576.7305 | 7661.3833 | 5746.0361 | 3830.689 | 1915.3419 | -0.005127
New Solar Utility Owned 1 | DEF | Tax Credits ($000)
New Solar Utility Owned 1 | DEF | Deferred Credits ($000)
New Solar Utility Owned 1 | DEF | Property Taxes ($000) |  |  | 1631.8801 | 1631.8801 | 1631.8801 | 1631.8801 | 1631.8801 | 1631.8801 | 1631.8801 | 1631.8801 | 1631.8801 | 1631.8801 | 1631.8801 | 1631.8801 | 1631.8801 | 1631.8801 | 1631.8801 | 1631.8801 | 1631.8801 | 1631.8801 | 1631.8801 | 1631.8801 | 1631.8801 | 1631.8801 | 1631.8801 | 1631.8801 | 1631.8801 | 1631.8801 | 1631.8801 | 1631.8801 | 1631.8801 | 1631.8801
New Solar Utility Owned 1 | DEF | Decommissioning ($000)
New Solar Utility Owned 1 | DEF | Other Costs ($000) |  |  | 204.7898 | 204.7898 | 204.7898 | 204.7898 | 204.7898 | 204.7898 | 204.7898 | 204.7898 | 204.7898 | 204.7898 | 204.7898 | 204.7898 | 204.7898 | 204.7898 | 204.7898 | 204.7898 | 204.7898 | 204.7898 | 204.7898 | 204.7898 | 204.7898 | 204.7898 | 204.7898 | 204.7898 | 204.7898 | 204.7898 | 204.7898 | 204.7898 | 204.7898 | 204.7898
New Solar Utility Owned 1 | DEF | Debt ($000) | 21004.3633 | 107349.3203 | 103243.4453 | 93363.6641 | 83595.0859 | 76673.2891 | 70819.0234 | 65765.4219 | 62313.1445 | 59661.5195 | 57009.8984 | 54358.2773 | 51706.6523 | 49055.0312 | 46403.4102 | 43751.7852 | 41100.1641 | 38448.5391 | 35796.918 | 33145.2969 | 30493.6738 | 27842.0508 | 25190.4277 | 22538.8066 | 19887.1836 | 17235.5605 | 14583.9375 | 11932.3135 | 9280.6885 | 6629.0645 | 3977.4402 | 1325.8163
New Solar Utility Owned 1 | DEF | Debt Service ($000) | -20070.8398 | -80611.25 | 8442.1016 | 13801.0547 | 13279.5703 | 10142.0781 | 8828.6641 | 7815.75 | 6069.4297 | 5157.4102 | 5046.0352 | 4934.668 | 4823.3047 | 4711.9336 | 4600.5625 | 4489.1992 | 4377.8281 | 4266.4648 | 4155.0898 | 4043.7227 | 3932.3574 | 3820.9883 | 3709.6211 | 3598.25 | 3486.8848 | 3375.5156 | 3264.1484 | 3152.7812 | 3041.4141 | 2930.0449 | 2818.6768 | 2707.3081
New Solar Utility Owned 1 | DEF | Interest ($000) | 933.5242 | 5733.7056 | 4336.2246 | 3921.2739 | 3510.9937 | 3220.2781 | 2974.3989 | 2762.1477 | 2617.1521 | 2505.7837 | 2394.4158 | 2283.0476 | 2171.6794 | 2060.3113 | 1948.9432 | 1837.575 | 1726.2069 | 1614.8386 | 1503.4706 | 1392.1024 | 1280.7343 | 1169.3661 | 1057.9979 | 946.6299 | 835.2617 | 723.8936 | 612.5254 | 501.1572 | 389.7889 | 278.4207 | 167.0525 | 55.6843
New Solar Utility Owned 1 | DEF | AFUDC ($000)
New Solar Utility Owned 1 | DEF | Capitalized Interest ($000) | 2023: 933.5242; 2024: 5733.7056
New Solar Utility Owned 1 | DEF | Rate Base ($000) |  |  | 219666.9062 | 198646.0938 | 177861.8906 | 163134.6562 | 150678.7812 | 139926.4375 | 132581.1562 | 126939.4062 | 121297.6562 | 115655.9062 | 110014.1562 | 104372.4062 | 98730.6562 | 93088.9062 | 87447.1562 | 81805.4062 | 76163.6562 | 70521.9062 | 64880.1562 | 59238.4062 | 53596.6562 | 47954.9062 | 42313.1562 | 36671.4062 | 31029.6543 | 25387.9004 | 19746.1465 | 14104.3926 | 8462.6387 | 2820.8857
New Solar Utility Owned 1 | DEF | Allowed Return ($000) |  |  | 20087.0391 | 18164.8301 | 16264.2559 | 14917.5508 | 13778.5459 | 12795.3174 | 12123.6416 | 11607.7422 | 11091.8428 | 10575.9434 | 10060.0439 | 9544.1445 | 9028.2441 | 8512.3447 | 7996.4453 | 7480.5459 | 6964.6465 | 6448.7471 | 5932.8472 | 5416.9478 | 4901.0483 | 4385.1489 | 3869.2493 | 3353.3499 | 2837.45 | 2321.5503 | 1805.6503 | 1289.7504 | 773.8505 | 257.9507
New Solar Utility Owned 1 PTC | DEF | Added (Projects) | 2025: 2
New Solar Utility Owned 1 PTC | DEF | Active (Projects) |  |  | 2 | 2 | 2 | 2 | 2 | 2 | 2 | 2 | 2 | 2 | 2 | 2 | 2 | 2 | 2 | 2 | 2 | 2 | 2 | 2 | 2 | 2 | 2 | 2 | 2 | 2 | 2 | 2 | 2 | 2
New Solar Utility Owned 1 PTC | DEF | Capacity (MW) |  |  | 149.8 | 149.8 | 149.8 | 149.8 | 149.8 | 149.8 | 149.8 | 149.8 | 149.8 | 149.8 | 149.8 | 149.8 | 149.8 | 149.8 | 149.8 | 149.8 | 149.8 | 149.8 | 149.8 | 149.8 | 149.8 | 149.8 | 149.8 | 149.8 | 149.8 | 149.8 | 149.8 | 149.8 | 149.8 | 149.8
New Solar Utility Owned 1 PTC | DEF | Carrying Costs ($/kW)
New Solar Utility Owned 1 PTC | DEF | Installed Cost ($/kW)
New Solar Utility Owned 1 PTC | DEF | Carrying Costs ($000)
New Solar Utility Owned 1 PTC | DEF | Capital Expense ($000)
New Solar Utility Owned 1 PTC | DEF | Installed Cost ($000)
New Solar Utility Owned 1 PTC | DEF | Book Value ($000)
New Solar Utility Owned 1 PTC | DEF | Book Depreciation ($000)
New Solar Utility Owned 1 PTC | DEF | Tax Depreciation ($000)
New Solar Utility Owned 1 PTC | DEF | Deferred Taxes ($000)
New Solar Utility Owned 1 PTC | DEF | ADIT ($000)
New Solar Utility Owned 1 PTC | DEF | Tax Credits ($000)
New Solar Utility Owned 1 PTC | DEF | Deferred Credits ($000)
New Solar Utility Owned 1 PTC | DEF | Property Taxes ($000)
New Solar Utility Owned 1 PTC | DEF | Decommissioning ($000)
New Solar Utility Owned 1 PTC | DEF | Other Costs ($000)
New Solar Utility Owned 1 PTC | DEF | Debt ($000)
New Solar Utility Owned 1 PTC | DEF | Debt Service ($000)
New Solar Utility Owned 1 PTC | DEF | Interest ($000)
New Solar Utility Owned 1 PTC | DEF | AFUDC ($000)
New Solar Utility Owned 1 PTC | DEF | Capitalized Interest ($000)
New Solar Utility Owned 1 PTC | DEF | Rate Base ($000)
New Solar Utility Owned 1 PTC | DEF | Allowed Return ($000)
New Solar Utility Owned 2 | DEF | Added (Projects) | 2025: 4
New Solar Utility Owned 2 | DEF | Active (Projects) |  |  | 4 | 4 | 4 | 4 | 4 | 4 | 4 | 4 | 4 | 4 | 4 | 4 | 4 | 4 | 4 | 4 | 4 | 4 | 4 | 4 | 4 | 4 | 4 | 4 | 4 | 4 | 4 | 4 | 4 | 4
New Solar Utility Owned 2 | DEF | Capacity (MW) |  |  | 299.6 | 299.6 | 299.6 | 299.6 | 299.6 | 299.6 | 299.6 | 299.6 | 299.6 | 299.6 | 299.6 | 299.6 | 299.6 | 299.6 | 299.6 | 299.6 | 299.6 | 299.6 | 299.6 | 299.6 | 299.6 | 299.6 | 299.6 | 299.6 | 299.6 | 299.6 | 299.6 | 299.6 | 299.6 | 299.6
New Solar Utility Owned 2 | DEF | Carrying Costs ($/kW) |  |  | 137.2569 | 137.2569 | 137.2569 | 137.2569 | 137.2569 | 137.2569 | 137.2569 | 137.2569 | 137.2569 | 137.2569 | 137.2569 | 137.2569 | 137.2569 | 137.2569 | 137.2569 | 137.2569 | 137.2569 | 137.2569 | 137.2569 | 137.2569 | 137.2569 | 137.2569 | 137.2569 | 137.2569 | 137.2569 | 137.2569 | 137.2569 | 137.2569 | 137.2569 | 137.2569
New Solar Utility Owned 2 | DEF | Installed Cost ($/kW) | 2025: 1526.3484
New Solar Utility Owned 2 | DEF | Carrying Costs ($000) |  |  | 41122.1562 | 41122.1562 | 41122.1562 | 41122.1562 | 41122.1562 | 41122.1562 | 41122.1562 | 41122.1562 | 41122.1562 | 41122.1562 | 41122.1562 | 41122.1562 | 41122.1562 | 41122.1562 | 41122.1562 | 41122.1562 | 41122.1562 | 41122.1562 | 41122.1562 | 41122.1562 | 41122.1562 | 41122.1562 | 41122.1562 | 41122.1562 | 41122.1562 | 41122.1562 | 41122.1562 | 41122.1562 | 41122.1562 | 41122.1562
New Solar Utility Owned 2 | DEF | Capital Expense ($000) | 2023: 89665.4922; 2024: 367628.5
New Solar Utility Owned 2 | DEF | Installed Cost ($000) | 2025: 457294
New Solar Utility Owned 2 | DEF | Book Value ($000) | 90142.7344 | 460702.4375 | 425460.75 | 375901.9062 | 341614.7188 | 316490.5 | 291366.2812 | 273114.2812 | 261734.5156 | 250354.75 | 238974.9844 | 227595.2188 | 216215.4531 | 204835.6875 | 193455.9219 | 182076.1562 | 170696.3906 | 159316.625 | 147936.8594 | 136557.0938 | 125177.3359 | 113797.5781 | 102417.8203 | 91038.0625 | 79658.3047 | 68278.5469 | 56898.7852 | 45519.0234 | 34139.2617 | 22759.502 | 11379.7402 | -0.02124
New Solar Utility Owned 2 | DEF | Book Depreciation ($000) |  |  | 15243.1338 | 15243.1338 | 15243.1338 | 15243.1338 | 15243.1338 | 15243.1338 | 15243.1338 | 15243.1338 | 15243.1338 | 15243.1338 | 15243.1338 | 15243.1338 | 15243.1338 | 15243.1338 | 15243.1338 | 15243.1338 | 15243.1338 | 15243.1338 | 15243.1338 | 15243.1338 | 15243.1338 | 15243.1338 | 15243.1338 | 15243.1338 | 15243.1338 | 15243.1338 | 15243.1338 | 15243.1338 | 15243.1338 | 15243.1338
New Solar Utility Owned 2 | DEF | Tax Depreciation ($000) | 2023: -1882.9753; 2024: -11565.2344; 2025: 94148.4453; 2026: 150637.5156; 2027: 90382.5156; 2028: 54229.5078; 2029: 54229.5078; 2030: 27114.7539
New Solar Utility Owned 2 | DEF | Deferred Taxes ($000) | -477.2401 | -2931.2087 | 19998.5527 | 34315.707 | 19044.0762 | 9881.0967 | 9881.0967 | 3008.8623 | -3863.3723 | -3863.3723 | -3863.3723 | -3863.3723 | -3863.3723 | -3863.3723 | -3863.3723 | -3863.3723 | -3863.3723 | -3863.3723 | -3863.3723 | -3863.3723 | -3863.3723 | -3863.3723 | -3863.3723 | -3863.3723 | -3863.3723 | -3863.3723 | -3863.3723 | -3863.3723 | -3863.3723 | -3863.3723 | -3863.3723 | -3863.3723
New Solar Utility Owned 2 | DEF | ADIT ($000) | -477.2401 | -3408.4487 | 16590.1035 | 50905.8125 | 69949.8906 | 79830.9844 | 89712.0781 | 92720.9375 | 88857.5625 | 84994.1875 | 81130.8125 | 77267.4375 | 73404.0625 | 69540.6875 | 65677.3125 | 61813.9414 | 57950.5703 | 54087.1992 | 50223.8281 | 46360.457 | 42497.0859 | 38633.7148 | 34770.3438 | 30906.9707 | 27043.5977 | 23180.2246 | 19316.8516 | 15453.4795 | 11590.1074 | 7726.7354 | 3863.363 | -0.0092773
New Solar Utility Owned 2 | DEF | Tax Credits ($000)
New Solar Utility Owned 2 | DEF | Deferred Credits ($000)
New Solar Utility Owned 2 | DEF | Property Taxes ($000) |  |  | 3291.6021 | 3291.6021 | 3291.6021 | 3291.6021 | 3291.6021 | 3291.6021 | 3291.6021 | 3291.6021 | 3291.6021 | 3291.6021 | 3291.6021 | 3291.6021 | 3291.6021 | 3291.6021 | 3291.6021 | 3291.6021 | 3291.6021 | 3291.6021 | 3291.6021 | 3291.6021 | 3291.6021 | 3291.6021 | 3291.6021 | 3291.6021 | 3291.6021 | 3291.6021 | 3291.6021 | 3291.6021 | 3291.6021 | 3291.6021
New Solar Utility Owned 2 | DEF | Decommissioning ($000)
New Solar Utility Owned 2 | DEF | Other Costs ($000) |  |  | 413.0736 | 413.0736 | 413.0736 | 413.0736 | 413.0736 | 413.0736 | 413.0736 | 413.0736 | 413.0736 | 413.0736 | 413.0736 | 413.0736 | 413.0736 | 413.0736 | 413.0736 | 413.0736 | 413.0736 | 413.0736 | 413.0736 | 413.0736 | 413.0736 | 413.0736 | 413.0736 | 413.0736 | 413.0736 | 413.0736 | 413.0736 | 413.0736 | 413.0736 | 413.0736
New Solar Utility Owned 2 | DEF | Debt ($000) | 42367.0859 | 216530.1406 | 208248.3438 | 188320.2344 | 168616.4219 | 154654.7344 | 142846.3281 | 132652.9219 | 125689.4531 | 120340.9766 | 114992.4922 | 109644.0078 | 104295.5234 | 98947.0469 | 93598.5625 | 88250.0781 | 82901.5938 | 77553.1172 | 72204.6328 | 66856.1484 | 61507.6641 | 56159.1719 | 50810.6836 | 45462.1914 | 40113.7031 | 34765.2148 | 29416.7227 | 24068.2344 | 18719.7441 | 13371.2549 | 8022.7671 | 2674.2788
New Solar Utility Owned 2 | DEF | Debt Service ($000) | -40484.1094 | -162597.8125 | 17028.2188 | 27837.5625 | 26785.7031 | 20457.1875 | 17807.9531 | 15764.8281 | 12242.4219 | 10402.7969 | 10178.1719 | 9953.5312 | 9728.8984 | 9504.25 | 9279.625 | 9054.9844 | 8830.3516 | 8605.7109 | 8381.0781 | 8156.4414 | 7931.8047 | 7707.1758 | 7482.5352 | 7257.9023 | 7033.2617 | 6808.6289 | 6583.9941 | 6359.3535 | 6134.7188 | 5910.082 | 5685.4438 | 5460.8076
New Solar Utility Owned 2 | DEF | Interest ($000) | 1882.9753 | 11565.2344 | 8746.4307 | 7909.4497 | 7081.8896 | 6495.4985 | 5999.5459 | 5571.4229 | 5278.957 | 5054.3208 | 4829.6846 | 4605.0483 | 4380.4121 | 4155.7759 | 3931.1396 | 3706.5032 | 3481.8669 | 3257.231 | 3032.5945 | 2807.9583 | 2583.3218 | 2358.6853 | 2134.0486 | 1909.412 | 1684.7755 | 1460.139 | 1235.5023 | 1010.8658 | 786.2292 | 561.5927 | 336.9562 | 112.3197
New Solar Utility Owned 2 | DEF | AFUDC ($000)
New Solar Utility Owned 2 | DEF | Capitalized Interest ($000) | 2023: 1882.9753; 2024: 11565.2344
New Solar Utility Owned 2 | DEF | Rate Base ($000) |  |  | 443081.5938 | 400681.3438 | 358758.3438 | 329052.625 | 303928.375 | 282240.25 | 267424.375 | 256044.625 | 244664.875 | 233285.125 | 221905.375 | 210525.625 | 199145.875 | 187766.125 | 176386.375 | 165006.625 | 153626.875 | 142247.125 | 130867.3672 | 119487.6016 | 108107.8359 | 96728.0703 | 85348.3047 | 73968.5391 | 62588.7734 | 51209.0078 | 39829.2422 | 28449.4785 | 17069.7168 | 5689.9551
New Solar Utility Owned 2 | DEF | Allowed Return ($000) |  |  | 40516.7852 | 36639.5742 | 32806 | 30089.6172 | 27792.1758 | 25808.9434 | 24454.1328 | 23413.5332 | 22372.9336 | 21332.332 | 20291.7324 | 19251.1309 | 18210.5312 | 17169.9297 | 16129.3301 | 15088.7295 | 14048.1289 | 13007.5283 | 11966.9277 | 10926.3252 | 9885.7236 | 8845.1221 | 7804.52 | 6763.918 | 5723.3159 | 4682.7144 | 3642.1123 | 2601.5105 | 1560.9091 | 520.3076
New Solar Utility Owned 2 PTC | DEF | Added (Projects) | 2025: 4
New Solar Utility Owned 2 PTC | DEF | Active (Projects) |  |  | 4 | 4 | 4 | 4 | 4 | 4 | 4 | 4 | 4 | 4 | 4 | 4 | 4 | 4 | 4 | 4 | 4 | 4 | 4 | 4 | 4 | 4 | 4 | 4 | 4 | 4 | 4 | 4 | 4 | 4
New Solar Utility Owned 2 PTC | DEF | Capacity (MW) |  |  | 299.6 | 299.6 | 299.6 | 299.6 | 299.6 | 299.6 | 299.6 | 299.6 | 299.6 | 299.6 | 299.6 | 299.6 | 299.6 | 299.6 | 299.6 | 299.6 | 299.6 | 299.6 | 299.6 | 299.6 | 299.6 | 299.6 | 299.6 | 299.6 | 299.6 | 299.6 | 299.6 | 299.6 | 299.6 | 299.6
New Solar Utility Owned 2 PTC | DEF | Carrying Costs ($/kW)
New Solar Utility Owned 2 PTC | DEF | Installed Cost ($/kW)
New Solar Utility Owned 2 PTC | DEF | Carrying Costs ($000)
New Solar Utility Owned 2 PTC | DEF | Capital Expense ($000)
New Solar Utility Owned 2 PTC | DEF | Installed Cost ($000)
New Solar Utility Owned 2 PTC | DEF | Book Value ($000)
New Solar Utility Owned 2 PTC | DEF | Book Depreciation ($000)
New Solar Utility Owned 2 PTC | DEF | Tax Depreciation ($000)
New Solar Utility Owned 2 PTC | DEF | Deferred Taxes ($000)
New Solar Utility Owned 2 PTC | DEF | ADIT ($000)
New Solar Utility Owned 2 PTC | DEF | Tax Credits ($000)
New Solar Utility Owned 2 PTC | DEF | Deferred Credits ($000)
New Solar Utility Owned 2 PTC | DEF | Property Taxes ($000)
New Solar Utility Owned 2 PTC | DEF | Decommissioning ($000)
New Solar Utility Owned 2 PTC | DEF | Other Costs ($000)
New Solar Utility Owned 2 PTC | DEF | Debt ($000)
New Solar Utility Owned 2 PTC | DEF | Debt Service ($000)
New Solar Utility Owned 2 PTC | DEF | Interest ($000)
New Solar Utility Owned 2 PTC | DEF | AFUDC ($000)
New Solar Utility Owned 2 PTC | DEF | Capitalized Interest ($000)
New Solar Utility Owned 2 PTC | DEF | Rate Base ($000)
New Solar Utility Owned 2 PTC | DEF | Allowed Return ($000)
New Solar Utility Owned 3 | DEF | Added (Projects) | 2027: 4
New Solar Utility Owned 3 | DEF | Active (Projects) |  |  |  |  | 4 | 4 | 4 | 4 | 4 | 4 | 4 | 4 | 4 | 4 | 4 | 4 | 4 | 4 | 4 | 4 | 4 | 4 | 4 | 4 | 4 | 4 | 4 | 4 | 4 | 4 | 4 | 4 | 4 | 4
New Solar Utility Owned 3 | DEF | Capacity (MW) |  |  |  |  | 299.6 | 299.6 | 299.6 | 299.6 | 299.6 | 299.6 | 299.6 | 299.6 | 299.6 | 299.6 | 299.6 | 299.6 | 299.6 | 299.6 | 299.6 | 299.6 | 299.6 | 299.6 | 299.6 | 299.6 | 299.6 | 299.6 | 299.6 | 299.6 | 299.6 | 299.6 | 299.6 | 299.6 | 299.6 | 299.6
New Solar Utility Owned 3 | DEF | Carrying Costs ($/kW) |  |  |  |  | 136.9639 | 136.9639 | 136.9639 | 136.9639 | 136.9639 | 136.9639 | 136.9639 | 136.9639 | 136.9639 | 136.9639 | 136.9639 | 136.9639 | 136.9639 | 136.9639 | 136.9639 | 136.9639 | 136.9639 | 136.9639 | 136.9639 | 136.9639 | 136.9639 | 136.9639 | 136.9639 | 136.9639 | 136.9639 | 136.9639 | 136.9639 | 136.9639 | 136.9639 | 136.9639
New Solar Utility Owned 3 | DEF | Installed Cost ($/kW) | 2027: 1523.0908
New Solar Utility Owned 3 | DEF | Carrying Costs ($000) |  |  |  |  | 41034.3945 | 41034.3945 | 41034.3945 | 41034.3945 | 41034.3945 | 41034.3945 | 41034.3945 | 41034.3945 | 41034.3945 | 41034.3945 | 41034.3945 | 41034.3945 | 41034.3945 | 41034.3945 | 41034.3945 | 41034.3945 | 41034.3945 | 41034.3945 | 41034.3945 | 41034.3945 | 41034.3945 | 41034.3945 | 41034.3945 | 41034.3945 | 41034.3945 | 41034.3945 | 41034.3945 | 41034.3945 | 41034.3945 | 41034.3945
New Solar Utility Owned 3 | DEF | Capital Expense ($000) | 2025: 89474.1172; 2026: 366843.875
New Solar Utility Owned 3 | DEF | Installed Cost ($000) | 2027: 456318
New Solar Utility Owned 3 | DEF | Book Value ($000) |  |  | 89950.3359 | 459719.1875 | 424552.7188 | 375099.6562 | 340885.625 | 315815.0312 | 290744.4375 | 272531.4062 | 261175.9375 | 249820.4688 | 238465 | 227109.5312 | 215754.0625 | 204398.5938 | 193043.125 | 181687.6562 | 170332.1875 | 158976.7188 | 147621.25 | 136265.7812 | 124910.3047 | 113554.8281 | 102199.3516 | 90843.875 | 79488.3984 | 68132.9219 | 56777.4453 | 45421.9688 | 34066.4961 | 22711.0234 | 11355.5508 | 0.077637
New Solar Utility Owned 3 | DEF | Book Depreciation ($000) |  |  |  |  | 15210.5996 | 15210.5996 | 15210.5996 | 15210.5996 | 15210.5996 | 15210.5996 | 15210.5996 | 15210.5996 | 15210.5996 | 15210.5996 | 15210.5996 | 15210.5996 | 15210.5996 | 15210.5996 | 15210.5996 | 15210.5996 | 15210.5996 | 15210.5996 | 15210.5996 | 15210.5996 | 15210.5996 | 15210.5996 | 15210.5996 | 15210.5996 | 15210.5996 | 15210.5996 | 15210.5996 | 15210.5996 | 15210.5996 | 15210.5996
New Solar Utility Owned 3 | DEF | Tax Depreciation ($000) | 2025: -1878.9564; 2026: -11540.5508; 2027: 93947.5; 2028: 150316.0156; 2029: 90189.6094; 2030: 54113.7656; 2031: 54113.7656; 2032: 27056.8828
New Solar Utility Owned 3 | DEF | Deferred Taxes ($000) |  |  | -476.2215 | -2924.9526 | 19955.8672 | 34242.4688 | 19003.4297 | 9860.0068 | 9860.0068 | 3002.4407 | -3855.1265 | -3855.1265 | -3855.1265 | -3855.1265 | -3855.1265 | -3855.1265 | -3855.1265 | -3855.1265 | -3855.1265 | -3855.1265 | -3855.1265 | -3855.1265 | -3855.1265 | -3855.1265 | -3855.1265 | -3855.1265 | -3855.1265 | -3855.1265 | -3855.1265 | -3855.1265 | -3855.1265 | -3855.1265 | -3855.1265 | -3855.1265
New Solar Utility Owned 3 | DEF | ADIT ($000) |  |  | -476.2215 | -3401.1741 | 16554.6934 | 50797.1641 | 69800.5938 | 79660.6016 | 89520.6094 | 92523.0469 | 88667.9219 | 84812.7969 | 80957.6719 | 77102.5469 | 73247.4219 | 69392.2969 | 65537.1719 | 61682.0469 | 57826.9219 | 53971.7969 | 50116.6719 | 46261.5469 | 42406.4219 | 38551.2969 | 34696.1719 | 30841.0449 | 26985.918 | 23130.791 | 19275.6641 | 15420.5371 | 11565.4102 | 7710.2837 | 3855.1572 | 0.030762
New Solar Utility Owned 3 | DEF | Tax Credits ($000)
New Solar Utility Owned 3 | DEF | Deferred Credits ($000)
New Solar Utility Owned 3 | DEF | Property Taxes ($000) |  |  |  |  | 3284.5769 | 3284.5769 | 3284.5769 | 3284.5769 | 3284.5769 | 3284.5769 | 3284.5769 | 3284.5769 | 3284.5769 | 3284.5769 | 3284.5769 | 3284.5769 | 3284.5769 | 3284.5769 | 3284.5769 | 3284.5769 | 3284.5769 | 3284.5769 | 3284.5769 | 3284.5769 | 3284.5769 | 3284.5769 | 3284.5769 | 3284.5769 | 3284.5769 | 3284.5769 | 3284.5769 | 3284.5769 | 3284.5769 | 3284.5769
New Solar Utility Owned 3 | DEF | Decommissioning ($000)
New Solar Utility Owned 3 | DEF | Other Costs ($000) |  |  |  |  | 412.192 | 412.192 | 412.192 | 412.192 | 412.192 | 412.192 | 412.192 | 412.192 | 412.192 | 412.192 | 412.192 | 412.192 | 412.192 | 412.192 | 412.192 | 412.192 | 412.192 | 412.192 | 412.192 | 412.192 | 412.192 | 412.192 | 412.192 | 412.192 | 412.192 | 412.192 | 412.192 | 412.192 | 412.192 | 412.192
New Solar Utility Owned 3 | DEF | Debt ($000) |  |  | 42276.6562 | 216068.0156 | 207803.8906 | 187918.2969 | 168256.5312 | 154324.6406 | 142541.4531 | 132369.7812 | 125421.1719 | 120084.1016 | 114747.0312 | 109409.9609 | 104072.8906 | 98735.8203 | 93398.75 | 88061.6797 | 82724.6094 | 77387.5391 | 72050.4688 | 66713.3984 | 61376.332 | 56039.2617 | 50702.1914 | 45365.1211 | 40028.0508 | 34690.9805 | 29353.9082 | 24016.8379 | 18679.7676 | 13342.6973 | 8005.6245 | 2668.5525
New Solar Utility Owned 3 | DEF | Debt Service ($000) |  |  | -40397.6992 | -162250.8125 | 16991.8906 | 27778.1562 | 26728.5469 | 20413.5312 | 17769.9219 | 15731.2031 | 12216.2969 | 10380.6016 | 10156.4453 | 9932.2891 | 9708.1328 | 9483.9766 | 9259.8203 | 9035.6641 | 8811.5 | 8587.3438 | 8363.1875 | 8139.0312 | 7914.8711 | 7690.7188 | 7466.5625 | 7242.4062 | 7018.25 | 6794.0898 | 6569.9355 | 6345.7773 | 6121.6211 | 5897.4639 | 5673.3091 | 5449.1514
New Solar Utility Owned 3 | DEF | Interest ($000) |  |  | 1878.9564 | 11540.5508 | 8727.7637 | 7892.5684 | 7066.7744 | 6481.6348 | 5986.7407 | 5559.5308 | 5267.689 | 5043.5322 | 4819.3755 | 4595.2183 | 4371.0615 | 4146.9043 | 3922.7476 | 3698.5906 | 3474.4336 | 3250.2766 | 3026.1196 | 2801.9626 | 2577.8059 | 2353.6489 | 2129.4919 | 1905.3351 | 1681.1781 | 1457.0211 | 1232.8641 | 1008.7072 | 784.5502 | 560.3932 | 336.2362 | 112.0792
New Solar Utility Owned 3 | DEF | AFUDC ($000)
New Solar Utility Owned 3 | DEF | Capitalized Interest ($000) | 2025: 1878.9564; 2026: 11540.5508
New Solar Utility Owned 3 | DEF | Rate Base ($000) |  |  |  |  | 442135.9375 | 399826.1562 | 357992.625 | 328350.3125 | 303279.6875 | 281637.8438 | 266853.5625 | 255498.0938 | 244142.625 | 232787.1562 | 221431.6875 | 210076.2188 | 198720.75 | 187365.2812 | 176009.8125 | 164654.3438 | 153298.875 | 141943.4062 | 130587.9375 | 119232.4688 | 107877 | 96521.5312 | 85166.0625 | 73810.5938 | 62455.125 | 51099.6562 | 39744.1875 | 28388.7168 | 17033.2441 | 5677.7715
New Solar Utility Owned 3 | DEF | Allowed Return ($000) |  |  |  |  | 40430.3125 | 36561.3711 | 32735.9824 | 30025.3945 | 27732.8574 | 25753.8574 | 24401.9375 | 23363.5566 | 22325.1758 | 21286.7969 | 20248.416 | 19210.0371 | 18171.6562 | 17133.2754 | 16094.8955 | 15056.5156 | 14018.1357 | 12979.7559 | 11941.375 | 10902.9951 | 9864.6152 | 8826.2354 | 7787.855 | 6749.4751 | 5711.0947 | 4672.7148 | 3634.3347 | 2595.9543 | 1557.5739 | 519.1934
New Solar Utility Owned 3 PTC | DEF | Added (Projects) | 2027: 4
New Solar Utility Owned 3 PTC | DEF | Active (Projects) |  |  |  |  | 4 | 4 | 4 | 4 | 4 | 4 | 4 | 4 | 4 | 4 | 4 | 4 | 4 | 4 | 4 | 4 | 4 | 4 | 4 | 4 | 4 | 4 | 4 | 4 | 4 | 4 | 4 | 4 | 4 | 4
New Solar Utility Owned 3 PTC | DEF | Capacity (MW) |  |  |  |  | 299.6 | 299.6 | 299.6 | 299.6 | 299.6 | 299.6 | 299.6 | 299.6 | 299.6 | 299.6 | 299.6 | 299.6 | 299.6 | 299.6 | 299.6 | 299.6 | 299.6 | 299.6 | 299.6 | 299.6 | 299.6 | 299.6 | 299.6 | 299.6 | 299.6 | 299.6 | 299.6 | 299.6 | 299.6 | 299.6
New Solar Utility Owned 3 PTC | DEF | Carrying Costs ($/kW)
New Solar Utility Owned 3 PTC | DEF | Installed Cost ($/kW)
New Solar Utility Owned 3 PTC | DEF | Carrying Costs ($000)
New Solar Utility Owned 3 PTC | DEF | Capital Expense ($000)
New Solar Utility Owned 3 PTC | DEF | Installed Cost ($000)
New Solar Utility Owned 3 PTC | DEF | Book Value ($000)
New Solar Utility Owned 3 PTC | DEF | Book Depreciation ($000)
New Solar Utility Owned 3 PTC | DEF | Tax Depreciation ($000)
New Solar Utility Owned 3 PTC | DEF | Deferred Taxes ($000)
New Solar Utility Owned 3 PTC | DEF | ADIT ($000)
New Solar Utility Owned 3 PTC | DEF | Tax Credits ($000)
New Solar Utility Owned 3 PTC | DEF | Deferred Credits ($000)
New Solar Utility Owned 3 PTC | DEF | Property Taxes ($000)
New Solar Utility Owned 3 PTC | DEF | Decommissioning ($000)
New Solar Utility Owned 3 PTC | DEF | Other Costs ($000)
New Solar Utility Owned 3 PTC | DEF | Debt ($000)
New Solar Utility Owned 3 PTC | DEF | Debt Service ($000)
New Solar Utility Owned 3 PTC | DEF | Interest ($000)
New Solar Utility Owned 3 PTC | DEF | AFUDC ($000)
New Solar Utility Owned 3 PTC | DEF | Capitalized Interest ($000)
New Solar Utility Owned 3 PTC | DEF | Rate Base ($000)
New Solar Utility Owned 3 PTC | DEF | Allowed Return ($000)
New Solar Utility Owned 4 | DEF | Added (Projects) | 2026: 3
New Solar Utility Owned 4 | DEF | Active (Projects) |  |  |  | 3 | 3 | 3 | 3 | 3 | 3 | 3 | 3 | 3 | 3 | 3 | 3 | 3 | 3 | 3 | 3 | 3 | 3 | 3 | 3 | 3 | 3 | 3 | 3 | 3 | 3 | 3 | 3 | 3 | 3
New Solar Utility Owned 4 | DEF | Capacity (MW) |  |  |  | 224.7 | 224.7 | 224.7 | 224.7 | 224.7 | 224.7 | 224.7 | 224.7 | 224.7 | 224.7 | 224.7 | 224.7 | 224.7 | 224.7 | 224.7 | 224.7 | 224.7 | 224.7 | 224.7 | 224.7 | 224.7 | 224.7 | 224.7 | 224.7 | 224.7 | 224.7 | 224.7 | 224.7 | 224.7 | 224.7
New Solar Utility Owned 4 | DEF | Carrying Costs ($/kW) |  |  |  | 137.5234 | 137.5234 | 137.5234 | 137.5234 | 137.5234 | 137.5234 | 137.5234 | 137.5234 | 137.5234 | 137.5234 | 137.5234 | 137.5234 | 137.5234 | 137.5234 | 137.5234 | 137.5234 | 137.5234 | 137.5234 | 137.5234 | 137.5234 | 137.5234 | 137.5234 | 137.5234 | 137.5234 | 137.5234 | 137.5234 | 137.5234 | 137.5234 | 137.5234 | 137.5234
New Solar Utility Owned 4 | DEF | Installed Cost ($/kW) | 2026: 1529.3123
New Solar Utility Owned 4 | DEF | Carrying Costs ($000) |  |  |  | 30901.5078 | 30901.5078 | 30901.5078 | 30901.5078 | 30901.5078 | 30901.5078 | 30901.5078 | 30901.5078 | 30901.5078 | 30901.5078 | 30901.5078 | 30901.5078 | 30901.5078 | 30901.5078 | 30901.5078 | 30901.5078 | 30901.5078 | 30901.5078 | 30901.5078 | 30901.5078 | 30901.5078 | 30901.5078 | 30901.5078 | 30901.5078 | 30901.5078 | 30901.5078 | 30901.5078 | 30901.5078 | 30901.5078 | 30901.5078
New Solar Utility Owned 4 | DEF | Capital Expense ($000) | 2024: 67379.7031; 2025: 276256.8125
New Solar Utility Owned 4 | DEF | Installed Cost ($000) | 2026: 343636.5
New Solar Utility Owned 4 | DEF | Book Value ($000) |  | 67738.3281 | 346197.8125 | 319715.2188 | 282473.9062 | 256708.5469 | 237828.7812 | 218949.0156 | 205233.4375 | 196682.0469 | 188130.6562 | 179579.2656 | 171027.875 | 162476.4844 | 153925.0938 | 145373.7031 | 136822.3125 | 128270.9219 | 119719.5312 | 111168.1406 | 102616.75 | 94065.3594 | 85513.9688 | 76962.5781 | 68411.1797 | 59859.7852 | 51308.3906 | 42756.9961 | 34205.6016 | 25654.207 | 17102.8125 | 8551.418 | 0.023926
New Solar Utility Owned 4 | DEF | Book Depreciation ($000) |  |  |  | 11454.5498 | 11454.5498 | 11454.5498 | 11454.5498 | 11454.5498 | 11454.5498 | 11454.5498 | 11454.5498 | 11454.5498 | 11454.5498 | 11454.5498 | 11454.5498 | 11454.5498 | 11454.5498 | 11454.5498 | 11454.5498 | 11454.5498 | 11454.5498 | 11454.5498 | 11454.5498 | 11454.5498 | 11454.5498 | 11454.5498 | 11454.5498 | 11454.5498 | 11454.5498 | 11454.5498 | 11454.5498 | 11454.5498 | 11454.5498
New Solar Utility Owned 4 | DEF | Tax Depreciation ($000) | 2024: -1414.9738; 2025: -8690.7695; 2026: 70748.4531; 2027: 113197.5312; 2028: 67918.5156; 2029: 40751.1133; 2030: 40751.1133; 2031: 20375.5566
New Solar Utility Owned 4 | DEF | Deferred Taxes ($000) |  | -358.6251 | -2202.6755 | 15028.04 | 25786.7598 | 14310.792 | 7425.2139 | 7425.2139 | 2261.0293 | -2903.1558 | -2903.1558 | -2903.1558 | -2903.1558 | -2903.1558 | -2903.1558 | -2903.1558 | -2903.1558 | -2903.1558 | -2903.1558 | -2903.1558 | -2903.1558 | -2903.1558 | -2903.1558 | -2903.1558 | -2903.1558 | -2903.1558 | -2903.1558 | -2903.1558 | -2903.1558 | -2903.1558 | -2903.1558 | -2903.1558 | -2903.1558
New Solar Utility Owned 4 | DEF | ADIT ($000) |  | -358.6251 | -2561.3008 | 12466.7393 | 38253.5 | 52564.293 | 59989.5078 | 67414.7188 | 69675.75 | 66772.5938 | 63869.4375 | 60966.2812 | 58063.125 | 55159.9688 | 52256.8125 | 49353.6562 | 46450.5 | 43547.3438 | 40644.1875 | 37741.0312 | 34837.875 | 31934.7188 | 29031.5625 | 26128.4062 | 23225.25 | 20322.0938 | 17418.9375 | 14515.7812 | 11612.625 | 8709.4688 | 5806.313 | 2903.1572 | 0.0014648
New Solar Utility Owned 4 | DEF | Tax Credits ($000)
New Solar Utility Owned 4 | DEF | Deferred Credits ($000)
New Solar Utility Owned 4 | DEF | Property Taxes ($000) |  |  |  | 2473.4954 | 2473.4954 | 2473.4954 | 2473.4954 | 2473.4954 | 2473.4954 | 2473.4954 | 2473.4954 | 2473.4954 | 2473.4954 | 2473.4954 | 2473.4954 | 2473.4954 | 2473.4954 | 2473.4954 | 2473.4954 | 2473.4954 | 2473.4954 | 2473.4954 | 2473.4954 | 2473.4954 | 2473.4954 | 2473.4954 | 2473.4954 | 2473.4954 | 2473.4954 | 2473.4954 | 2473.4954 | 2473.4954 | 2473.4954
New Solar Utility Owned 4 | DEF | Decommissioning ($000)
New Solar Utility Owned 4 | DEF | Other Costs ($000) |  |  |  | 310.4068 | 310.4068 | 310.4068 | 310.4068 | 310.4068 | 310.4068 | 310.4068 | 310.4068 | 310.4068 | 310.4068 | 310.4068 | 310.4068 | 310.4068 | 310.4068 | 310.4068 | 310.4068 | 310.4068 | 310.4068 | 310.4068 | 310.4068 | 310.4068 | 310.4068 | 310.4068 | 310.4068 | 310.4068 | 310.4068 | 310.4068 | 310.4068 | 310.4068 | 310.4068
New Solar Utility Owned 4 | DEF | Debt ($000) |  | 31837.0137 | 162712.9688 | 156489.5625 | 141514.4531 | 126707.8984 | 116216.3047 | 107342.8203 | 99682.9141 | 94450.1719 | 90431.0078 | 86411.8516 | 82392.6875 | 78373.5312 | 74354.3672 | 70335.2031 | 66316.0469 | 62296.8828 | 58277.7305 | 54258.5781 | 50239.4219 | 46220.2695 | 42201.1172 | 38181.9609 | 34162.8086 | 30143.6562 | 26124.502 | 22105.3477 | 18086.1953 | 14067.04 | 10047.8848 | 6028.7295 | 2009.5741
New Solar Utility Owned 4 | DEF | Debt Service ($000) |  | -30422.0391 | -122185.1875 | 12795.9688 | 20918.7188 | 20128.2891 | 15372.6797 | 13381.8828 | 11846.5859 | 9199.6484 | 7817.2656 | 7648.4531 | 7479.6562 | 7310.8438 | 7142.0469 | 6973.2422 | 6804.4297 | 6635.6328 | 6466.8164 | 6298.0117 | 6129.2109 | 5960.4023 | 5791.5977 | 5622.7969 | 5453.9902 | 5285.1855 | 5116.3828 | 4947.5781 | 4778.7734 | 4609.9707 | 4441.166 | 4272.3618 | 4103.5576
New Solar Utility Owned 4 | DEF | Interest ($000) |  | 1414.9738 | 8690.7695 | 6572.5615 | 5943.6069 | 5321.7314 | 4881.085 | 4508.3984 | 4186.6821 | 3966.9072 | 3798.1023 | 3629.2976 | 3460.4929 | 3291.6882 | 3122.8833 | 2954.0786 | 2785.2739 | 2616.469 | 2447.6646 | 2278.8604 | 2110.0557 | 1941.2513 | 1772.4469 | 1603.6423 | 1434.8379 | 1266.0336 | 1097.2291 | 928.4246 | 759.6202 | 590.8157 | 422.0112 | 253.2066 | 84.4021
New Solar Utility Owned 4 | DEF | AFUDC ($000)
New Solar Utility Owned 4 | DEF | Capitalized Interest ($000) | 2024: 1414.9738; 2025: 8690.7695
New Solar Utility Owned 4 | DEF | Rate Base ($000) |  |  |  | 332956.5312 | 301094.5938 | 269591.2812 | 247268.7344 | 228388.9844 | 212091.3125 | 200957.8125 | 192406.4062 | 183855 | 175303.5938 | 166752.1875 | 158200.7812 | 149649.375 | 141097.9688 | 132546.5625 | 123995.1719 | 115443.7812 | 106892.3906 | 98341 | 89789.6094 | 81238.2188 | 72686.8281 | 64135.4375 | 55584.0469 | 47032.6562 | 38481.2656 | 29929.873 | 21378.4785 | 12827.084 | 4275.6895
New Solar Utility Owned 4 | DEF | Allowed Return ($000) |  |  |  | 30446.6016 | 27533.0449 | 24652.2832 | 22611.0371 | 20884.6133 | 19394.3027 | 18376.2207 | 17594.252 | 16812.2852 | 16030.3174 | 15248.3496 | 14466.3818 | 13684.4141 | 12902.4463 | 12120.4785 | 11338.5117 | 10556.5459 | 9774.5791 | 8992.6133 | 8210.6465 | 7428.6807 | 6646.7144 | 5864.748 | 5082.7817 | 4300.8154 | 3518.8491 | 2736.8826 | 1954.9159 | 1172.9492 | 390.9826
New Solar Utility Owned 4 PTC | DEF | Added (Projects) | 2026: 3
New Solar Utility Owned 4 PTC | DEF | Active (Projects) |  |  |  | 3 | 3 | 3 | 3 | 3 | 3 | 3 | 3 | 3 | 3 | 3 | 3 | 3 | 3 | 3 | 3 | 3 | 3 | 3 | 3 | 3 | 3 | 3 | 3 | 3 | 3 | 3 | 3 | 3 | 3
New Solar Utility Owned 4 PTC | DEF | Capacity (MW) |  |  |  | 224.7 | 224.7 | 224.7 | 224.7 | 224.7 | 224.7 | 224.7 | 224.7 | 224.7 | 224.7 | 224.7 | 224.7 | 224.7 | 224.7 | 224.7 | 224.7 | 224.7 | 224.7 | 224.7 | 224.7 | 224.7 | 224.7 | 224.7 | 224.7 | 224.7 | 224.7 | 224.7 | 224.7 | 224.7 | 224.7
New Solar Utility Owned 4 PTC | DEF | Carrying Costs ($/kW)
New Solar Utility Owned 4 PTC | DEF | Installed Cost ($/kW)
New Solar Utility Owned 4 PTC | DEF | Carrying Costs ($000)
New Solar Utility Owned 4 PTC | DEF | Capital Expense ($000)
New Solar Utility Owned 4 PTC | DEF | Installed Cost ($000)
New Solar Utility Owned 4 PTC | DEF | Book Value ($000)
New Solar Utility Owned 4 PTC | DEF | Book Depreciation ($000)
New Solar Utility Owned 4 PTC | DEF | Tax Depreciation ($000)
New Solar Utility Owned 4 PTC | DEF | Deferred Taxes ($000)
New Solar Utility Owned 4 PTC | DEF | ADIT ($000)
New Solar Utility Owned 4 PTC | DEF | Tax Credits ($000)
New Solar Utility Owned 4 PTC | DEF | Deferred Credits ($000)
New Solar Utility Owned 4 PTC | DEF | Property Taxes ($000)
New Solar Utility Owned 4 PTC | DEF | Decommissioning ($000)
New Solar Utility Owned 4 PTC | DEF | Other Costs ($000)
New Solar Utility Owned 4 PTC | DEF | Debt ($000)
New Solar Utility Owned 4 PTC | DEF | Debt Service ($000)
New Solar Utility Owned 4 PTC | DEF | Interest ($000)
New Solar Utility Owned 4 PTC | DEF | AFUDC ($000)
New Solar Utility Owned 4 PTC | DEF | Capitalized Interest ($000)
New Solar Utility Owned 4 PTC | DEF | Rate Base ($000)
New Solar Utility Owned 4 PTC | DEF | Allowed Return ($000)
New Solar Utility Owned 5 | DEF | Added (Projects) | bar: 2026
New Solar Utility Owned 5 | DEF | Active (Projects) | bar: 2026 to 2055
New Solar Utility Owned 5 | DEF | Capacity (MW) |  |  |  | 74.9 | 74.9 | 74.9 | 74.9 | 74.9 | 74.9 | 74.9 | 74.9 | 74.9 | 74.9 | 74.9 | 74.9 | 74.9 | 74.9 | 74.9 | 74.9 | 74.9 | 74.9 | 74.9 | 74.9 | 74.9 | 74.9 | 74.9 | 74.9 | 74.9 | 74.9 | 74.9 | 74.9 | 74.9 | 74.9
New Solar Utility Owned 5 | DEF | Carrying Costs ($/kW) |  |  |  | 137.5234 | 137.5234 | 137.5234 | 137.5234 | 137.5234 | 137.5234 | 137.5234 | 137.5234 | 137.5234 | 137.5234 | 137.5234 | 137.5234 | 137.5234 | 137.5234 | 137.5234 | 137.5234 | 137.5234 | 137.5234 | 137.5234 | 137.5234 | 137.5234 | 137.5234 | 137.5234 | 137.5234 | 137.5234 | 137.5234 | 137.5234 | 137.5234 | 137.5234 | 137.5234
New Solar Utility Owned 5 | DEF | Installed Cost ($/kW) | 2026: 1529.3124
New Solar Utility Owned 5 | DEF | Carrying Costs ($000) |  |  |  | 10300.5029 | 10300.5029 | 10300.5029 | 10300.5029 | 10300.5029 | 10300.5029 | 10300.5029 | 10300.5029 | 10300.5029 | 10300.5029 | 10300.5029 | 10300.5029 | 10300.5029 | 10300.5029 | 10300.5029 | 10300.5029 | 10300.5029 | 10300.5029 | 10300.5029 | 10300.5029 | 10300.5029 | 10300.5029 | 10300.5029 | 10300.5029 | 10300.5029 | 10300.5029 | 10300.5029 | 10300.5029 | 10300.5029 | 10300.5029
New Solar Utility Owned 5 | DEF | Capital Expense ($000) | 2024: 22459.9023; 2025: 92085.6016
New Solar Utility Owned 5 | DEF | Installed Cost ($000) | 2026: 114545.5
New Solar Utility Owned 5 | DEF | Book Value ($000) |  | 22579.4434 | 115399.2656 | 106571.7422 | 94157.9766 | 85569.5312 | 79276.2812 | 72983.0312 | 68411.1719 | 65560.7031 | 62710.2383 | 59859.7734 | 57009.3086 | 54158.8438 | 51308.3789 | 48457.9141 | 45607.4492 | 42756.9844 | 39906.5195 | 37056.0547 | 34205.5898 | 31355.125 | 28504.6602 | 25654.1953 | 22803.7305 | 19953.2656 | 17102.8008 | 14252.3359 | 11401.8711 | 8551.4062 | 5700.9414 | 2850.4766 | 0.01178
New Solar Utility Owned 5 | DEF | Book Depreciation ($000) |  |  |  | 3818.1833 | 3818.1833 | 3818.1833 | 3818.1833 | 3818.1833 | 3818.1833 | 3818.1833 | 3818.1833 | 3818.1833 | 3818.1833 | 3818.1833 | 3818.1833 | 3818.1833 | 3818.1833 | 3818.1833 | 3818.1833 | 3818.1833 | 3818.1833 | 3818.1833 | 3818.1833 | 3818.1833 | 3818.1833 | 3818.1833 | 3818.1833 | 3818.1833 | 3818.1833 | 3818.1833 | 3818.1833 | 3818.1833 | 3818.1833
New Solar Utility Owned 5 | DEF | Tax Depreciation ($000) | 2024: -471.6579; 2025: -2896.9231; 2026: 23582.8164; 2027: 37732.5078; 2028: 22639.5059; 2029: 13583.7031; 2030: 13583.7031; 2031: 6791.8516
New Solar Utility Owned 5 | DEF | Deferred Taxes ($000) |  | -119.5417 | -734.2252 | 5009.3462 | 8595.5859 | 4770.2642 | 2475.071 | 2475.071 | 753.6762 | -967.7186 | -967.7186 | -967.7186 | -967.7186 | -967.7186 | -967.7186 | -967.7186 | -967.7186 | -967.7186 | -967.7186 | -967.7186 | -967.7186 | -967.7186 | -967.7186 | -967.7186 | -967.7186 | -967.7186 | -967.7186 | -967.7186 | -967.7186 | -967.7186 | -967.7186 | -967.7186 | -967.7186
New Solar Utility Owned 5 | DEF | ADIT ($000) |  | -119.5417 | -853.7668 | 4155.5791 | 12751.165 | 17521.4297 | 19996.5 | 22471.5703 | 23225.2461 | 22257.5273 | 21289.8086 | 20322.0898 | 19354.3711 | 18386.6523 | 17418.9336 | 16451.2148 | 15483.4961 | 14515.7773 | 13548.0586 | 12580.3398 | 11612.6211 | 10644.9023 | 9677.1836 | 8709.4648 | 7741.7461 | 6774.0273 | 5806.3086 | 4838.5898 | 3870.8713 | 2903.1528 | 1935.4343 | 967.7158 | -0.0028076
New Solar Utility Owned 5 | DEF | Tax Credits ($000)
New Solar Utility Owned 5 | DEF | Deferred Credits ($000)
New Solar Utility Owned 5 | DEF | Property Taxes ($000) |  |  |  | 824.4985 | 824.4985 | 824.4985 | 824.4985 | 824.4985 | 824.4985 | 824.4985 | 824.4985 | 824.4985 | 824.4985 | 824.4985 | 824.4985 | 824.4985 | 824.4985 | 824.4985 | 824.4985 | 824.4985 | 824.4985 | 824.4985 | 824.4985 | 824.4985 | 824.4985 | 824.4985 | 824.4985 | 824.4985 | 824.4985 | 824.4985 | 824.4985 | 824.4985 | 824.4985
New Solar Utility Owned 5 | DEF | Decommissioning ($000)
New Solar Utility Owned 5 | DEF | Other Costs ($000) |  |  |  | 103.4689 | 103.4689 | 103.4689 | 103.4689 | 103.4689 | 103.4689 | 103.4689 | 103.4689 | 103.4689 | 103.4689 | 103.4689 | 103.4689 | 103.4689 | 103.4689 | 103.4689 | 103.4689 | 103.4689 | 103.4689 | 103.4689 | 103.4689 | 103.4689 | 103.4689 | 103.4689 | 103.4689 | 103.4689 | 103.4689 | 103.4689 | 103.4689 | 103.4689 | 103.4689
New Solar Utility Owned 5 | DEF | Debt ($000) |  | 10612.3379 | 54237.6562 | 52163.1836 | 47171.4805 | 42235.957 | 38738.7578 | 35780.9297 | 33227.6289 | 31483.3828 | 30143.6621 | 28803.9434 | 27464.2227 | 26124.502 | 24784.7812 | 23445.0605 | 22105.3418 | 20765.6211 | 19425.9004 | 18086.1797 | 16746.459 | 15406.7393 | 14067.0215 | 12727.3027 | 11387.584 | 10047.8652 | 8708.1475 | 7368.4287 | 6028.71 | 4688.9917 | 3349.2732 | 2009.5548 | 669.8363
New Solar Utility Owned 5 | DEF | Debt Service ($000) |  | -10140.6797 | -40728.3945 | 4265.3242 | 6972.9062 | 6709.4336 | 5124.2266 | 4460.6289 | 3948.8613 | 3066.5488 | 2605.7539 | 2549.4844 | 2493.2188 | 2436.9492 | 2380.6816 | 2324.4141 | 2268.1426 | 2211.877 | 2155.6094 | 2099.3398 | 2043.0723 | 1986.8027 | 1930.5322 | 1874.2656 | 1817.9971 | 1761.7295 | 1705.46 | 1649.1929 | 1592.9243 | 1536.6558 | 1480.3879 | 1424.1196 | 1367.8516
New Solar Utility Owned 5 | DEF | Interest ($000) |  | 471.6579 | 2896.9231 | 2190.8538 | 1981.2021 | 1773.9102 | 1627.0278 | 1502.7991 | 1395.5604 | 1322.302 | 1266.0338 | 1209.7656 | 1153.4973 | 1097.2291 | 1040.9608 | 984.6925 | 928.4243 | 872.1561 | 815.8878 | 759.6195 | 703.3513 | 647.0831 | 590.8149 | 534.5467 | 478.2785 | 422.0103 | 365.7422 | 309.474 | 253.2058 | 196.9377 | 140.6695 | 84.4013 | 28.1331
New Solar Utility Owned 5 | DEF | AFUDC ($000)
New Solar Utility Owned 5 | DEF | Capitalized Interest ($000) | 2024: 471.6579; 2025: 2896.9231
New Solar Utility Owned 5 | DEF | Rate Base ($000) |  |  |  | 110985.5 | 100364.8516 | 89863.7422 | 82422.8906 | 76129.6406 | 70697.0859 | 66985.9219 | 64135.4531 | 61284.9844 | 58434.5156 | 55584.0469 | 52733.5781 | 49883.1094 | 47032.6406 | 44182.1719 | 41331.7031 | 38481.2344 | 35630.7656 | 32780.2969 | 29929.832 | 27079.3672 | 24228.9023 | 21378.4375 | 18527.9727 | 15677.5078 | 12827.043 | 9976.5781 | 7126.1133 | 4275.6484 | 1425.1836
New Solar Utility Owned 5 | DEF | Allowed Return ($000) |  |  |  | 10148.8662 | 9177.6807 | 8217.4258 | 7537.0107 | 6961.5361 | 6464.7661 | 6125.4053 | 5864.7495 | 5604.0933 | 5343.4375 | 5082.7817 | 4822.126 | 4561.4697 | 4300.814 | 4040.158 | 3779.5022 | 3518.8462 | 3258.1902 | 2997.5344 | 2736.8789 | 2476.2234 | 2215.5676 | 1954.9122 | 1694.2566 | 1433.6011 | 1172.9456 | 912.29 | 651.6344 | 390.9789 | 130.3233
New Solar Utility Owned 5 PTC | DEF | Added (Projects) | bar: 2026
New Solar Utility Owned 5 PTC | DEF | Active (Projects) | bar: 2026 to 2055
New Solar Utility Owned 5 PTC | DEF | Capacity (MW) |  |  |  | 74.9 | 74.9 | 74.9 | 74.9 | 74.9 | 74.9 | 74.9 | 74.9 | 74.9 | 74.9 | 74.9 | 74.9 | 74.9 | 74.9 | 74.9 | 74.9 | 74.9 | 74.9 | 74.9 | 74.9 | 74.9 | 74.9 | 74.9 | 74.9 | 74.9 | 74.9 | 74.9 | 74.9 | 74.9 | 74.9
New Solar Utility Owned 5 PTC | DEF | Carrying Costs ($/kW)
New Solar Utility Owned 5 PTC | DEF | Installed Cost ($/kW)
New Solar Utility Owned 5 PTC | DEF | Carrying Costs ($000)
New Solar Utility Owned 5 PTC | DEF | Capital Expense ($000)
New Solar Utility Owned 5 PTC | DEF | Installed Cost ($000)
New Solar Utility Owned 5 PTC | DEF | Book Value ($000)
New Solar Utility Owned 5 PTC | DEF | Book Depreciation ($000)
New Solar Utility Owned 5 PTC | DEF | Tax Depreciation ($000)
New Solar Utility Owned 5 PTC | DEF | Deferred Taxes ($000)
New Solar Utility Owned 5 PTC | DEF | ADIT ($000)
New Solar Utility Owned 5 PTC | DEF | Tax Credits ($000)
New Solar Utility Owned 5 PTC | DEF | Deferred Credits ($000)
New Solar Utility Owned 5 PTC | DEF | Property Taxes ($000)
New Solar Utility Owned 5 PTC | DEF | Decommissioning ($000)
New Solar Utility Owned 5 PTC | DEF | Other Costs ($000)
New Solar Utility Owned 5 PTC | DEF | Debt ($000)
New Solar Utility Owned 5 PTC | DEF | Debt Service ($000)
New Solar Utility Owned 5 PTC | DEF | Interest ($000)
New Solar Utility Owned 5 PTC | DEF | AFUDC ($000)
New Solar Utility Owned 5 PTC | DEF | Capitalized Interest ($000)
New Solar Utility Owned 5 PTC | DEF | Rate Base ($000)
New Solar Utility Owned 5 PTC | DEF | Allowed Return ($000)
New Solar+Storage 1 | DEF | Added (Projects) | 2029: 2; 2030: 2; 2031: 2
New Solar+Storage 1 | DEF | Active (Projects) | [6 empty] | 2 | 4 | 6 | 6 | 6 | 6 | 6 | 6 | 6 | 6 | 6 | 6 | 6 | 6 | 6 | 6 | 6 | 6 | 6 | 6 | 6 | 6 | 6 | 6 | 6 | 6 | 6 | 6 | 6
New Solar+Storage 1 | DEF | Capacity (MW) | [6 empty] | 149.8 | 299.6 | 449.4 | 449.4 | 449.4 | 449.4 | 449.4 | 449.4 | 449.4 | 449.4 | 449.4 | 449.4 | 449.4 | 449.4 | 449.4 | 449.4 | 449.4 | 449.4 | 449.4 | 449.4 | 449.4 | 449.4 | 449.4 | 449.4 | 449.4 | 449.4 | 449.4 | 449.4 | 449.4
New Solar+Storage 1 | DEF | Carrying Costs ($/kW) | [6 empty] | 257.2508 | 254.503 | 251.8139 | 174.0741 | 176.6416 | 179.2473 | 181.8907 | 184.574 | 187.2967 | 190.0585 | 192.8622 | 195.707 | 198.5936 | 201.5229 | 204.4957 | 207.5114 | 167.6227 | 172.3932 | 133.0431 | 229.4954 | 232.8809 | 236.316 | 239.8014 | 243.339 | 246.9279 | 250.5702 | 254.2662 | 258.0164 | 261.8227
New Solar+Storage 1 | DEF | Installed Cost ($/kW) | 2029: 2462.9599; 2030: 2426.077; 2031: 2389.7466
New Solar+Storage 1 | DEF | Carrying Costs ($000) | [6 empty] | 38536.1719 | 76249.0938 | 113165.1875 | 78228.8828 | 79382.75 | 80553.7344 | 81741.7031 | 82947.5547 | 84171.1406 | 85412.2734 | 86672.2969 | 87950.7188 | 89247.9688 | 90564.4062 | 91900.3594 | 93255.625 | 75329.6484 | 77473.5234 | 59789.5547 | 103135.2266 | 104656.7031 | 106200.4141 | 107766.7422 | 109356.5625 | 110969.3984 | 112606.2734 | 114267.25 | 115952.5938 | 117663.1328
New Solar+Storage 1 | DEF | Capital Expense ($000) | 2027: 169617.0156; 2028: 340934.4375; 2029: 335828.9688; 2030: 168689.4062
New Solar+Storage 1 | DEF | Installed Cost ($000) | 2029: 368951.4062; 2030: 363426.3438; 2031: 357984.0625
New Solar+Storage 1 | DEF | Book Value ($000) |  |  |  |  | 175160.7031 | 538703.5625 | 869475.9375 | 989672.75 | 898916.875 | 816004.25 | 751222.5 | 698427.1875 | 656005.1875 | 623801.0625 | 596667.5 | 569533.8125 | 542400.1875 | 515266.5 | 488132.9062 | 460999.25 | 433865.625 | 406731.9375 | 379598.3125 | 352464.625 | 325330.9375 | 298197.3125 | 271063.625 | 243929.9688 | 216796.3125 | 189662.6562 | 162529 | 135395.3438 | 108261.6953 | 81128.0469 | 53994.3906
New Solar+Storage 1 | DEF | Book Depreciation ($000) | [6 empty] | 12298.3799 | 24412.5918 | 36345.3945 | 36345.3945 | 36345.3945 | 36345.3945 | 36345.3945 | 36345.3945 | 36345.3945 | 36345.3945 | 36345.3945 | 36345.3945 | 36345.3945 | 36345.3945 | 36345.3945 | 36345.3945 | 36345.3945 | 36345.3945 | 36345.3945 | 36345.3945 | 36345.3945 | 36345.3945 | 36345.3945 | 36345.3945 | 36345.3945 | 36345.3945 | 36345.3945 | 36345.3945 | 36345.3945
New Solar+Storage 1 | DEF | Tax Depreciation ($000) | 2027: 2654.5061; 2028: 10950.7021; 2029: 82378.9062; 2030: 193155.75; 2031: 251024.7188; 2032: 220078.9062; 2033: 148542.1875; 2034: 101249.4375; 2035: 60321.0938; 2036: 20005.6523
New Solar+Storage 1 | DEF | Deferred Taxes ($000) |  |  |  |  | 672.7846 | 2775.4556 | 17761.9082 | 42767.9531 | 54410.4766 | 46567.2578 | 28436.2812 | 16449.9297 | 6076.6416 | -4141.3076 | -9211.7402 | -9211.7402 | -9211.7402 | -9211.7402 | -9211.7402 | -9211.7402 | -9211.7402 | -9211.7402 | -9211.7402 | -9211.7402 | -9211.7402 | -9211.7402 | -9211.7402 | -9211.7402 | -9211.7402 | -9211.7402 | -9211.7402 | -9211.7402 | -9211.7402 | -9211.7402 | -9211.7402
New Solar+Storage 1 | DEF | ADIT ($000) |  |  |  |  | 672.7846 | 3448.2402 | 21210.1484 | 63978.1016 | 118388.5938 | 164955.8438 | 193392.1094 | 209842.0469 | 215918.7031 | 211777.3906 | 202565.6562 | 193353.9219 | 184142.1875 | 174930.4531 | 165718.7188 | 156506.9688 | 147295.2344 | 138083.5 | 128871.7578 | 119660.0156 | 110448.2812 | 101236.5469 | 92024.8047 | 82813.0625 | 73601.3281 | 64389.5859 | 55177.8438 | 45966.1016 | 36754.3594 | 27542.6191 | 18330.8789
New Solar+Storage 1 | DEF | Tax Credits ($000)
New Solar+Storage 1 | DEF | Deferred Credits ($000)
New Solar+Storage 1 | DEF | Property Taxes ($000) | [6 empty] | 2655.7122 | 5271.6553 | 7848.4248 | 7848.4248 | 7848.4248 | 7848.4248 | 7848.4248 | 7848.4248 | 7848.4248 | 7848.4248 | 7848.4248 | 7848.4248 | 7848.4248 | 7848.4248 | 7848.4248 | 7848.4248 | 7848.4248 | 7848.4248 | 7848.4248 | 7848.4248 | 7848.4248 | 7848.4248 | 7848.4248 | 7848.4248 | 7848.4248 | 7848.4248 | 7848.4248 | 7848.4248 | 7848.4248
New Solar+Storage 1 | DEF | Decommissioning ($000)
New Solar+Storage 1 | DEF | Other Costs ($000) | [6 empty] | -23100.6914 | -22421.4863 | -21752.4492 | 984.9237 | 984.9237 | 984.9237 | 984.9237 | 984.9237 | 984.9237 | 984.9237 | 984.9237 | 984.9237 | 984.9237 | 984.9237 | 984.9237 | 984.9237 | 984.9237 | 984.9237 | 984.9237 | 984.9237 | 984.9237 | 984.9237 | 984.9237 | 984.9237 | 984.9237 | 984.9237 | 984.9237 | 984.9237 | 984.9237
New Solar+Storage 1 | DEF | Debt ($000) |  |  |  |  | 82325.5312 | 253190.6562 | 415075.4062 | 480451.875 | 443818.5312 | 403006.4375 | 368298.25 | 340667.6562 | 318291.5625 | 300754.4375 | 286810.0625 | 274057.25 | 261304.4375 | 248551.6094 | 235798.7812 | 223045.9688 | 210293.1562 | 197540.3438 | 184787.5156 | 172034.6875 | 159281.875 | 146529.0625 | 133776.25 | 121023.4219 | 108270.6016 | 95517.7812 | 82764.9609 | 70012.1406 | 57259.3203 | 44506.5 | 31753.6797
New Solar+Storage 1 | DEF | Debt Service ($000) |  |  |  |  | -78763.5703 | -156431.9844 | -140709.3438 | -41610.9688 | 55273.7344 | 57738.3828 | 50176.6875 | 41938.6406 | 35744.3359 | 30168.8125 | 25990.3984 | 24263.2109 | 23727.6172 | 23191.9844 | 22656.3672 | 22120.75 | 21585.125 | 21049.5078 | 20513.9023 | 19978.2734 | 19442.6602 | 18907.0352 | 18371.418 | 17835.8008 | 17300.1855 | 16764.5664 | 16228.9473 | 15693.3301 | 15157.7119 | 14622.0957 | 14086.4727
New Solar+Storage 1 | DEF | Interest ($000) |  |  |  |  | 3561.9573 | 14433.1406 | 21175.4062 | 23765.5078 | 18640.3789 | 16926.2695 | 15468.5273 | 14308.041 | 13368.2461 | 12631.6865 | 12046.0215 | 11510.4043 | 10974.7861 | 10439.168 | 9903.5498 | 9367.9316 | 8832.3125 | 8296.6934 | 7761.0757 | 7225.457 | 6689.8389 | 6154.2202 | 5618.6021 | 5082.9834 | 4547.3652 | 4011.7466 | 3476.1284 | 2940.51 | 2404.8914 | 1869.2728 | 1333.6545
New Solar+Storage 1 | DEF | AFUDC ($000) | 2027: 6216.4634; 2028: 25383.8418; 2029: 25003.7188; 2030: 18687.9375
New Solar+Storage 1 | DEF | Capitalized Interest ($000) | 2027: 3561.9573; 2028: 14433.1406; 2029: 14217.0039; 2030: 10599.7842
New Solar+Storage 1 | DEF | Rate Base ($000) | [6 empty] | 352502.6875 | 666956.75 | 944294.75 | 857460.5 | 783613.375 | 724824.8125 | 677216.125 | 639903.0625 | 610234.1875 | 583100.5 | 555966.875 | 528833.25 | 501699.5625 | 474565.9062 | 447432.25 | 420298.5938 | 393164.9375 | 366031.25 | 338897.625 | 311763.9375 | 284630.3125 | 257496.6406 | 230362.9844 | 203229.3281 | 176095.6562 | 148962 | 121828.3359 | 94694.6797 | 67561.0156
New Solar+Storage 1 | DEF | Allowed Return ($000) | [6 empty] | 32233.9648 | 60988.6406 | 86349.3125 | 78408.9062 | 71656.0938 | 66280.2812 | 61926.7891 | 58514.7656 | 55801.75 | 53320.5625 | 50839.375 | 48358.1875 | 45877 | 43395.8125 | 40914.625 | 38433.4375 | 35952.25 | 33471.0586 | 30989.873 | 28508.6855 | 26027.4961 | 23546.3086 | 21065.123 | 18583.9355 | 16102.7461 | 13621.5586 | 11140.3691 | 8659.1816 | 6177.9941
New Solar+Storage 1 PTC + ITC | DEF | Added (Projects) | 2029: 2; 2030: 2; 2031: 2
New Solar+Storage 1 PTC + ITC | DEF | Active (Projects) | [6 empty] | 2 | 4 | 6 | 6 | 6 | 6 | 6 | 6 | 6 | 6 | 6 | 6 | 6 | 6 | 6 | 6 | 6 | 6 | 6 | 6 | 6 | 6 | 6 | 6 | 6 | 6 | 6 | 6 | 6
New Solar+Storage 1 PTC + ITC | DEF | Capacity (MW) | [6 empty] | 149.8 | 299.6 | 449.4 | 449.4 | 449.4 | 449.4 | 449.4 | 449.4 | 449.4 | 449.4 | 449.4 | 449.4 | 449.4 | 449.4 | 449.4 | 449.4 | 449.4 | 449.4 | 449.4 | 449.4 | 449.4 | 449.4 | 449.4 | 449.4 | 449.4 | 449.4 | 449.4 | 449.4 | 449.4
New Solar+Storage 1 PTC + ITC | DEF | Carrying Costs ($/kW)
New Solar+Storage 1 PTC + ITC | DEF | Installed Cost ($/kW)
New Solar+Storage 1 PTC + ITC | DEF | Carrying Costs ($000)
New Solar+Storage 1 PTC + ITC | DEF | Capital Expense ($000)
New Solar+Storage 1 PTC + ITC | DEF | Installed Cost ($000)
New Solar+Storage 1 PTC + ITC | DEF | Book Value ($000)
New Solar+Storage 1 PTC + ITC | DEF | Book Depreciation ($000)
New Solar+Storage 1 PTC + ITC | DEF | Tax Depreciation ($000)
New Solar+Storage 1 PTC + ITC | DEF | Deferred Taxes ($000)
New Solar+Storage 1 PTC + ITC | DEF | ADIT ($000)
New Solar+Storage 1 PTC + ITC | DEF | Tax Credits ($000)
New Solar+Storage 1 PTC + ITC | DEF | Deferred Credits ($000)
New Solar+Storage 1 PTC + ITC | DEF | Property Taxes ($000)
New Solar+Storage 1 PTC + ITC | DEF | Decommissioning ($000)
New Solar+Storage 1 PTC + ITC | DEF | Other Costs ($000)
New Solar+Storage 1 PTC + ITC | DEF | Debt ($000)
New Solar+Storage 1 PTC + ITC | DEF | Debt Service ($000)
New Solar+Storage 1 PTC + ITC | DEF | Interest ($000)
New Solar+Storage 1 PTC + ITC | DEF | AFUDC ($000)
New Solar+Storage 1 PTC + ITC | DEF | Capitalized Interest ($000)
New Solar+Storage 1 PTC + ITC | DEF | Rate Base ($000)
New Solar+Storage 1 PTC + ITC | DEF | Allowed Return ($000)

## Projects
Project Additions
Base
Project | Resource | Area | Total | 2023 | 2024 | 2025 | 2026 | 2027 | 2028 | 2029 | 2030 | 2031 | 2032 | 2033 | 2034 | 2035 | 2036 | 2037 | 2038 | 2039 | 2040 | 2041 | 2042 | 2043 | 2044 | 2045 | 2046 | 2047 | 2048 | 2049 | 2050 | 2051 | 2052 | 2053 | 2054 | 2055 | 2056 | 2057
DEF On-Shore Wind | New DEF OnShore Wind | DEF | 5 | bar: 2043 to 2047
DEF On-Shore Wind Post PTC | New DEF OnShore Wind | DEF | 2 | bar: 2048 to 2049
DEF On-Shore Wind PTC | New DEF OnShore Wind PTC | DEF | 5 | bar: 2043 to 2047
New Battery 2 Hours | Battery 2 Hours | DEF | 2 | 2027: 2
New Battery 4 Hours - In Energy Community | Battery 4 Hours | DEF | 6 | 2034: 6
New Battery 4 Hours - No Energy Community | Battery 4 Hours | DEF | 44 | 2032: 9; 2033: 12; 2034: 6; 2035: 10; 2039: 5; 2043: 2
New Battery 4 Hours Post IRA | Battery 4 Hours | DEF | 3 | 2049: 3
New CT | Gen 190MW CT | DEF | 5 | 2028: 1; 2030: 1; 2034: 3
New CT 6th | Gen 190MW CT | DEF | 1 | bar: 2034
New CT H2 | Gen 190MW CT H2 | DEF | 16 | 2043: 4; 2045: 1; 2047: 4; 2049: 7
New Nuclear Natrium | DEF Nuclear Natrium | DEF | 18 | 2038: 2; 2040: 2; 2042: 2; 2044: 3; 2046: 3; 2048: 3; 2050: 3
New Nuclear Natrium PTC | DEF Nuclear Natrium PTC | DEF | 18 | 2038: 2; 2040: 2; 2042: 2; 2044: 3; 2046: 3; 2048: 3; 2050: 3
New Nuclear Natrium Storage | DEF Nuclear Natrium - Storage | DEF | 18 | 2038: 2; 2040: 2; 2042: 2; 2044: 3; 2046: 3; 2048: 3; 2050: 3
New Nuclear Natrium Storage PTC | DEF Nuclear Natrium - Storage PTC | DEF | 18 | 2038: 2; 2040: 2; 2042: 2; 2044: 3; 2046: 3; 2048: 3; 2050: 3
New Solar+Storage 1 | Solar+Storage DEF NEW 1 | DEF | 6 | 2029: 2; 2030: 2; 2031: 2
New Solar+Storage 1 PTC + ITC | Solar+Storage DEF NEW 1 PTC + ITC | DEF | 6 | 2029: 2; 2030: 2; 2031: 2
Solar 5
Project | Resource | Area | Total | 2023 | 2024 | 2025 | 2026 | 2027 | 2028 | 2029 | 2030 | 2031 | 2032 | 2033 | 2034 | 2035 | 2036 | 2037 | 2038 | 2039 | 2040 | 2041 | 2042 | 2043 | 2044 | 2045 | 2046 | 2047 | 2048 | 2049 | 2050 | 2051 | 2052 | 2053 | 2054 | 2055 | 2056 | 2057
DEF On-Shore Wind | New DEF OnShore Wind | DEF | 5 | bar: 2043 to 2047
DEF On-Shore Wind Post PTC | New DEF OnShore Wind | DEF | 2 | bar: 2048 to 2049
DEF On-Shore Wind PTC | New DEF OnShore Wind PTC | DEF | 5 | bar: 2043 to 2047
New Battery 2 Hours | Battery 2 Hours | DEF | 2 | 2027: 2
New Battery 4 Hours - In Energy Community | Battery 4 Hours | DEF | 6 | 2034: 6
New Battery 4 Hours - No Energy Community | Battery 4 Hours | DEF | 41 | 2031: 1; 2032: 7; 2033: 11; 2034: 6; 2035: 10; 2039: 5; 2045: 1
New Battery 4 Hours Post IRA | Battery 4 Hours | DEF | 3 | bar: 2049; 2055 to 2056
New CT | Gen 190MW CT | DEF | 5 | 2029: 1; 2034: 4
New CT 6th | Gen 190MW CT | DEF | 1 | bar: 2034
New CT H2 | Gen 190MW CT H2 | DEF | 16 | 2043: 4; 2045: 1; 2047: 4; 2049: 7
New Nuclear Natrium | DEF Nuclear Natrium | DEF | 18 | 2038: 2; 2040: 2; 2042: 2; 2044: 3; 2046: 3; 2048: 3; 2050: 3
New Nuclear Natrium PTC | DEF Nuclear Natrium PTC | DEF | 18 | 2038: 2; 2040: 2; 2042: 2; 2044: 3; 2046: 3; 2048: 3; 2050: 3
New Nuclear Natrium Storage | DEF Nuclear Natrium - Storage | DEF | 18 | 2038: 2; 2040: 2; 2042: 2; 2044: 3; 2046: 3; 2048: 3; 2050: 3
New Nuclear Natrium Storage PTC | DEF Nuclear Natrium - Storage PTC | DEF | 18 | 2038: 2; 2040: 2; 2042: 2; 2044: 3; 2046: 3; 2048: 3; 2050: 3
New Solar Utility Owned 1 | Solar DEF NEW 1 | DEF | 2 | 2025: 2
New Solar Utility Owned 1 PTC | Solar DEF NEW 1 PTC | DEF | 2 | 2025: 2
New Solar Utility Owned 2 | Solar DEF NEW 2 | DEF | 2 | 2025: 2
New Solar Utility Owned 2 PTC | Solar DEF NEW 2 PTC | DEF | 2 | 2025: 2
New Solar Utility Owned 5 | Solar DEF NEW 5 | DEF | 1 | bar: 2026
New Solar Utility Owned 5 PTC | Solar DEF NEW 5 PTC | DEF | 1 | bar: 2026
New Solar+Storage 1 | Solar+Storage DEF NEW 1 | DEF | 6 | 2029: 2; 2030: 2; 2031: 2
New Solar+Storage 1 PTC + ITC | Solar+Storage DEF NEW 1 PTC + ITC | DEF | 6 | 2029: 2; 2030: 2; 2031: 2
Solar 14
Project | Resource | Area | Total | 2023 | 2024 | 2025 | 2026 | 2027 | 2028 | 2029 | 2030 | 2031 | 2032 | 2033 | 2034 | 2035 | 2036 | 2037 | 2038 | 2039 | 2040 | 2041 | 2042 | 2043 | 2044 | 2045 | 2046 | 2047 | 2048 | 2049 | 2050 | 2051 | 2052 | 2053 | 2054 | 2055 | 2056 | 2057
DEF On-Shore Wind | New DEF OnShore Wind | DEF | 5 | bar: 2043 to 2047
DEF On-Shore Wind Post PTC | New DEF OnShore Wind | DEF | 2 | bar: 2048 to 2049
DEF On-Shore Wind PTC | New DEF OnShore Wind PTC | DEF | 5 | bar: 2043 to 2047
New Battery 2 Hours | Battery 2 Hours | DEF | 2 | 2027: 2
New Battery 4 Hours - In Energy Community | Battery 4 Hours | DEF | 6 | 2034: 6
New Battery 4 Hours - No Energy Community | Battery 4 Hours | DEF | 39 | 2032: 4; 2033: 12; 2034: 6; 2035: 10; 2039: 5; 2045: 2
New Battery 4 Hours Post IRA | Battery 4 Hours | DEF | 1 | bar: 2056
New CT | Gen 190MW CT | DEF | 5 | 2029: 1; 2034: 4
New CT 6th | Gen 190MW CT | DEF | 1 | bar: 2034
New CT H2 | Gen 190MW CT H2 | DEF | 16 | 2043: 4; 2045: 1; 2047: 4; 2049: 7
New Nuclear Natrium | DEF Nuclear Natrium | DEF | 18 | 2038: 2; 2040: 2; 2042: 2; 2044: 3; 2046: 3; 2048: 3; 2050: 3
New Nuclear Natrium PTC | DEF Nuclear Natrium PTC | DEF | 18 | 2038: 2; 2040: 2; 2042: 2; 2044: 3; 2046: 3; 2048: 3; 2050: 3
New Nuclear Natrium Storage | DEF Nuclear Natrium - Storage | DEF | 18 | 2038: 2; 2040: 2; 2042: 2; 2044: 3; 2046: 3; 2048: 3; 2050: 3
New Nuclear Natrium Storage PTC | DEF Nuclear Natrium - Storage PTC | DEF | 18 | 2038: 2; 2040: 2; 2042: 2; 2044: 3; 2046: 3; 2048: 3; 2050: 3
New Solar Utility Owned 1 | Solar DEF NEW 1 | DEF | 2 | 2025: 2
New Solar Utility Owned 1 PTC | Solar DEF NEW 1 PTC | DEF | 2 | 2025: 2
New Solar Utility Owned 2 | Solar DEF NEW 2 | DEF | 4 | 2025: 4
New Solar Utility Owned 2 PTC | Solar DEF NEW 2 PTC | DEF | 4 | 2025: 4
New Solar Utility Owned 3 | Solar DEF NEW 3 | DEF | 4 | 2027: 4
New Solar Utility Owned 3 PTC | Solar DEF NEW 3 PTC | DEF | 4 | 2027: 4
New Solar Utility Owned 4 | Solar DEF NEW 4 | DEF | 3 | 2026: 3
New Solar Utility Owned 4 PTC | Solar DEF NEW 4 PTC | DEF | 3 | 2026: 3
New Solar Utility Owned 5 | Solar DEF NEW 5 | DEF | 1 | bar: 2026
New Solar Utility Owned 5 PTC | Solar DEF NEW 5 PTC | DEF | 1 | bar: 2026
New Solar+Storage 1 | Solar+Storage DEF NEW 1 | DEF | 6 | 2029: 2; 2030: 2; 2031: 2
New Solar+Storage 1 PTC + ITC | Solar+Storage DEF NEW 1 PTC + ITC | DEF | 6 | 2029: 2; 2030: 2; 2031: 2

## Fuel
Fuel Totals
Base
Fuel Output | Fuel | 2023 | 2024 | 2025 | 2026 | 2027 | 2028 | 2029 | 2030 | 2031 | 2032 | 2033 | 2034 | 2035 | 2036 | 2037 | 2038 | 2039 | 2040 | 2041 | 2042 | 2043 | 2044 | 2045 | 2046 | 2047 | 2048 | 2049 | 2050 | 2051 | 2052 | 2053 | 2054 | 2055 | 2056 | 2057
Generation (GWh) | Coal DUKE CRN | 2023: 1193.8531; 2024: 1434.1924; 2025: 1597.8727; 2026: 1302.7074; 2027: 1489.025; 2028: 2050.4564; 2029: 2285.8187; 2030: 2939.7658; 2031: 4536.5447; 2032: 4063.1632; 2033: 4277.614; 2034: 1537.2454
Generation (GWh) | Dist | 0.24216 | 6.3717 | 1.8295 | 2.2332 | 3.5865 | 3.1495 | 1.6984 | 3.9503 | 6.6629 | 1.9332 | 0.25751 | 0.96599 | 2.2834 | 5.1631 | 7.2952 | 4.1517 | 6.5653 | 0.6 | 0.42 | 1.4283 | 1.9566 | 0.44842
Generation (GWh) | Gas | 36572.1158 | 38007.4596 | 37326.1323 | 38348.4457 | 38181.293 | 37850.3884 | 37803.7083 | 36984.2523 | 34484.6789 | 34875.9232 | 35175.0372 | 38520.3809 | 40598.4991 | 41198.2079 | 41790.6605 | 38736.1057 | 37077.0985 | 34406.9461 | 32462.0408 | 29770.3206 | 28582.9499 | 24103.433 | 21258.5844 | 17244.4496 | 14953.8122 | 11470.7434 | 9552.2441
Generation (GWh) | Hydrogen | [12 empty] | 133.361 | 135.3346 | 127.9861 | 386.6746 | 397.605 | 345.0641 | 601.6675 | 567.8075 | 575.0597 | 498.8686 | 611.4286 | 431.9135 | 467.5012 | 295.1596 | 576.8658 | 6114.1492 | 4748.161 | 5195.5714 | 5083.0767 | 5144.3338 | 5075.6879 | 4920.5853 | 4929.3491
Generation (GWh) | Nuclear | 2038: 3399.2888; 2039: 5692.922; 2040: 9072.9759; 2041: 11357.1046; 2042: 14794.2958; 2043: 17060.2961; 2044: 22260.5692; 2045: 25589.1995; 2046: 30654.8513; 2047: 34023.5544; 2048: 38858.2794; 2049: 41720.5945; 2050: 46100.243; 2051: 48554.8106; 2052: 48174.2791; 2053: 47707.1516; 2054: 47555.0173; 2055: 47669.7227; 2056: 47740.4426; 2057: 48000.7709
Consumption (FUnits) | Coal DUKE CRN | 2023: 13378877.4375; 2024: 15980551.875; 2025: 17848173.1016; 2026: 14628148.9727; 2027: 16704557.6641; 2028: 22654380.8672; 2029: 24803632.8125; 2030: 31475129.6562; 2031: 48638277.875; 2032: 43315606.6035; 2033: 45013955.0195; 2034: 16089336.7812
Consumption (FUnits) | Dist | 53196.3201 | 150966.4418 | 70008.9721 | 84592.061 | 117750.0811 | 104984.3688 | 99129.68 | 123257.3634 | 135589.8315 | 79981.194 | 61860.2601 | 46182.6133 | 28289.3807 | 60551.411 | 83689.6655 | 49346.1025 | 76053.7358 | 8558.0471 | 4838.0645 | 18023.0586 | 22665.0693 | 5013.0659
Consumption (FUnits) | Gas | 266724437.2133 | 277350762.3029 | 267186494.788 | 275057711.186 | 271925576.8873 | 269567664.8602 | 266853190.0726 | 260447049.5016 | 241924560.5425 | 242943881.4502 | 244148783.7881 | 271532372.0728 | 288349545.9557 | 292688522.6451 | 300559640.4966 | 270977042.9512 | 261922174.0942 | 240190184.3734 | 226002251.086 | 204641846.2495 | 198439629.418 | 165582693.5312 | 151331247.0379 | 119772247.6957 | 107110052.8375 | 80800904.2229 | 74335802.4979
Consumption (FUnits) | Hydrogen | [12 empty] | 893111.5208 | 912192.8266 | 870005.4082 | 2548033.7482 | 2667820.4495 | 2247983.7509 | 3922054.4418 | 3703203.2183 | 3924328.6787 | 3291301.9528 | 4621545.9002 | 3022885.966 | 3637918.7507 | 2040941.8415 | 5052104.882 | 51244411.5164 | 37992310.3596 | 42340513.7476 | 40953926.0117 | 41706068.1672 | 41209934.2671 | 40483090.8272 | 40243711.293
Consumption (FUnits) | Nuclear | 2038: 27279295.75; 2039: 45685700.5; 2040: 72810632.75; 2041: 91140761.5; 2042: 118724232; 2043: 136908884; 2044: 178641060; 2045: 205381499; 2046: 246005187; 2047: 273518018; 2048: 315115999; 2049: 341819771.25; 2050: 383867964.5; 2051: 410628775; 2052: 411635915.5; 2053: 410416187.5; 2054: 410161154; 2055: 410518847; 2056: 411253061; 2057: 410488652
Delivered Cost ($000) | Coal DUKE CRN | 2023: 100609.1606; 2024: 99399.0219; 2025: 97986.4698; 2026: 82649.0381; 2027: 95383.0213; 2028: 124599.0904; 2029: 123770.12; 2030: 141638.0789; 2031: 194066.7461; 2032: 176294.5223; 2033: 187258.0409; 2034: 68540.5767
Delivered Cost ($000) | Dist | 1139.0928 | 2875.7326 | 1284.3035 | 1600.2891 | 2401.2011 | 1974.0578 | 1687.3999 | 1924.9287 | 2048.6607 | 1240.9881 | 984.5342 | 744.9342 | 459.858 | 998.9542 | 1402.2876 | 847.5047 | 1338.8552 | 154.4228 | 89.4813 | 341.675 | 440.4185 | 99.8472
Delivered Cost ($000) | Gas | 1737448.5609 | 1496858.2977 | 1378266.8216 | 1397297.2312 | 1400264.601 | 1422759.0008 | 1409155.7805 | 1344198.0358 | 1254333.9064 | 1294397.9019 | 1341576.7965 | 1533488.8574 | 1653505.4712 | 1716468.4039 | 1828072.2219 | 1704379.5791 | 1711994.7964 | 1638549.9468 | 1613279.4692 | 1506524.5088 | 1518546.649 | 1319363.4121 | 1258964.6291 | 1027448.6544 | 963657.481 | 764764.3281 | 745583.6054
Delivered Cost ($000) | Hydrogen | [12 empty] | 15781.2829 | 16282.6425 | 15686.2001 | 46425.1838 | 49141.2568 | 41879.9375 | 75538.7711 | 73693.7473 | 80723.4276 | 70005.9833 | 101627.7813 | 68710.1955 | 85491.0859 | 49594.8884 | 126908.875 | 1331329.7434 | 987040.1798 | 1100006.5196 | 1063982.9231 | 1083523.5559 | 1070634.0487 | 1051750.5976 | 1045531.5984
Delivered Cost ($000) | Nuclear | 2038: 23339.6382; 2039: 41557.8748; 2040: 68287.804; 2041: 87188.8994; 2042: 115847.8276; 2043: 136263.7373; 2044: 181355.2812; 2045: 212671.9932; 2046: 259832.4346; 2047: 294669.6367; 2048: 346273.96; 2049: 383130.6287; 2050: 438865.6975; 2051: 478849.8867; 2052: 489624.7944; 2053: 497937.5312; 2054: 507580.4883; 2055: 518183.584; 2056: 529492.5752; 2057: 539078.4521
Average Cost ($/FUnit) | Coal DUKE CRN | 2023: 7.52; 2024: 6.22; 2025: 5.49; 2026: 5.65; 2027: 5.71; 2028: 5.5; 2029: 4.99; 2030: 4.5; 2031: 3.99; 2032: 4.07; 2033: 4.16; 2034: 4.26
Average Cost ($/FUnit) | Dist | 21.413 | 19.0488 | 18.3448 | 18.9177 | 20.3924 | 18.8033 | 17.0221 | 15.6171 | 15.1093 | 15.516 | 15.9155 | 16.1302 | 16.2555 | 16.4976 | 16.7558 | 17.1747 | 17.6041 | 18.0442 | 18.4953 | 18.9577 | 19.4316 | 19.9174
Average Cost ($/FUnit) | Gas | 6.514 | 5.397 | 5.1584 | 5.08 | 5.1494 | 5.2779 | 5.2806 | 5.1611 | 5.1848 | 5.328 | 5.4949 | 5.6475 | 5.7344 | 5.8645 | 6.0822 | 6.2898 | 6.5363 | 6.8219 | 7.1383 | 7.3618 | 7.6524 | 7.968 | 8.3193 | 8.5784 | 8.9969 | 9.4648 | 10.0299
Average Cost ($/FUnit) | Hydrogen | [12 empty] | 17.67 | 17.85 | 18.03 | 18.22 | 18.42 | 18.63 | 19.26 | 19.9 | 20.57 | 21.27 | 21.99 | 22.73 | 23.5 | 24.3 | 25.12 | 25.98 | 25.98 | 25.98 | 25.98 | 25.98 | 25.98 | 25.98 | 25.98
Average Cost ($/FUnit) | Nuclear | 2038: 0.85558; 2039: 0.90965; 2040: 0.93788; 2041: 0.95664; 2042: 0.97577; 2043: 0.99529; 2044: 1.0152; 2045: 1.0355; 2046: 1.0562; 2047: 1.0773; 2048: 1.0989; 2049: 1.1209; 2050: 1.1433; 2051: 1.1661; 2052: 1.1895; 2053: 1.2133; 2054: 1.2375; 2055: 1.2623; 2056: 1.2875; 2057: 1.3133
Solar 5
Fuel Output | Fuel | 2023 | 2024 | 2025 | 2026 | 2027 | 2028 | 2029 | 2030 | 2031 | 2032 | 2033 | 2034 | 2035 | 2036 | 2037 | 2038 | 2039 | 2040 | 2041 | 2042 | 2043 | 2044 | 2045 | 2046 | 2047 | 2048 | 2049 | 2050 | 2051 | 2052 | 2053 | 2054 | 2055 | 2056 | 2057
Generation (GWh) | Coal DUKE CRN | 2023: 1198.72; 2024: 1429.3796; 2025: 1581.0434; 2026: 1273.6276; 2027: 1418.4182; 2028: 2012.064; 2029: 2179.8192; 2030: 2919.5051; 2031: 4376.4895; 2032: 3933.7532; 2033: 4456.6009; 2034: 1508.8363
Generation (GWh) | Dist | 0.24216 | 6.3387 | 1.5937 | 1.5856 | 2.099 | 3.7304 | 0.08 | 3.5003 | 9.415 | 1.7936 | 0.80048 | 1.376 | 4.1916 | 4.2428 | 5.7206 | 4.2693 | 6.3733 | 0.562 | 0.7607 | 2.93 | 2.3598 | 1.2247
Generation (GWh) | Gas | 36567.2012 | 38012.2715 | 37014.2514 | 37569.9447 | 37372.2551 | 37008.7183 | 37038.8959 | 36136.7044 | 33783.0183 | 34141.3166 | 34119.1431 | 37693.0007 | 39750.6282 | 40358.8286 | 40959.0736 | 37907.5738 | 36272.2052 | 33589.6813 | 31641.787 | 28961.0639 | 27819.2691 | 23359.9245 | 20506.9196 | 16500.2712 | 14238.2592 | 10914.8059 | 8927.0953
Generation (GWh) | Hydrogen | [12 empty] | 132.5279 | 134.0849 | 127.2274 | 382.5341 | 393.0861 | 341.9785 | 594.5579 | 557.0666 | 555.1558 | 484.2729 | 589.3058 | 405.1111 | 440.988 | 280.451 | 559.0882 | 5792.9944 | 4465.3503 | 4613.421 | 4723.3102 | 4852.6041 | 4963.8607 | 4797.0986 | 4992.4126
Generation (GWh) | Nuclear | 2038: 3399.2888; 2039: 5686.9441; 2040: 9073.044; 2041: 11372.1427; 2042: 14790.9488; 2043: 17039.5402; 2044: 22221.3839; 2045: 25566.9705; 2046: 30650.3781; 2047: 34030.8313; 2048: 38795.6791; 2049: 41692.9154; 2050: 45989.8283; 2051: 48358.431; 2052: 48173.5226; 2053: 47569.1664; 2054: 47309.932; 2055: 47405.7292; 2056: 47805.7505; 2057: 47972.2148
Consumption (FUnits) | Coal DUKE CRN | 2023: 13425984.25; 2024: 15924139.8984; 2025: 17689188.8906; 2026: 14351750.4473; 2027: 15969189.1328; 2028: 22319036.0938; 2029: 23741391.4062; 2030: 31343985.4062; 2031: 46993187; 2032: 41964508.8105; 2033: 47047806.9922; 2034: 15807508.4062
Consumption (FUnits) | Dist | 53196.3201 | 151356.9732 | 67252.7688 | 75765.8646 | 89317.1697 | 115924.3361 | 84239.0365 | 116889.3725 | 173731.218 | 81574.1201 | 67744.7384 | 50634.3309 | 52764.4514 | 49647.9446 | 67850.1836 | 47674.623 | 74166.6064 | 7084.2307 | 8924.5991 | 36127.7944 | 27602.25 | 13571.0391
Consumption (FUnits) | Gas | 266667387.8461 | 277406774.4543 | 264685177.7354 | 268957783.3613 | 265947383.5519 | 263179423.5414 | 261259500.4441 | 254191016.9191 | 236805046.9984 | 238014544.6013 | 236912625.9624 | 265531188.9464 | 281880029.04 | 286164687.6559 | 293635843.5251 | 264660025.6982 | 255380299.6529 | 233977204.9541 | 219818672.1264 | 199273629.8391 | 193400688.2897 | 160564513.0336 | 146116636.2162 | 114384219.8794 | 101571056.2559 | 77193891.918 | 69703561.38
Consumption (FUnits) | Hydrogen | [12 empty] | 885104.6521 | 900303.6789 | 862480.7858 | 2514815.4102 | 2631406.09 | 2225295.5751 | 3881613.5915 | 3645627.5951 | 3798085.3186 | 3203379.8373 | 4489262.726 | 2797851.5892 | 3406629.6322 | 1945465.0058 | 4999104.1337 | 48711805.6219 | 36043725.1917 | 37396609.1421 | 38159838.7988 | 39726111.9408 | 40476262.8563 | 39327830.3681 | 40981083.3501
Consumption (FUnits) | Nuclear | 2038: 27279295.75; 2039: 45637726; 2040: 72811179.75; 2041: 91261446.5; 2042: 118697368.5; 2043: 136742318; 2044: 178326592; 2045: 205210666; 2046: 245969286; 2047: 273627778; 2048: 315081397.5; 2049: 341992273.75; 2050: 383670386.5; 2051: 410792946; 2052: 411752921.5; 2053: 410286909.5; 2054: 410453879; 2055: 410520010; 2056: 411561946; 2057: 410444743
Delivered Cost ($000) | Coal DUKE CRN | 2023: 100963.4045; 2024: 99048.1442; 2025: 97113.6452; 2026: 81087.382; 2027: 91184.0651; 2028: 122754.6944; 2029: 118469.5367; 2030: 141047.9294; 2031: 187502.8188; 2032: 170795.5614; 2033: 195718.8625; 2034: 67339.9893
Delivered Cost ($000) | Dist | 1139.0928 | 2882.7396 | 1234.0986 | 1432.9126 | 1820.8078 | 2178.8721 | 1427.9788 | 1826.4348 | 2623.1911 | 1266.3268 | 1076.8143 | 816.0262 | 857.892 | 819.1713 | 1136.8844 | 818.7974 | 1305.6341 | 127.8291 | 165.0629 | 684.8983 | 536.3558 | 270.2997
Delivered Cost ($000) | Gas | 1737084.8123 | 1497140.1277 | 1365566.3873 | 1366355.1745 | 1369563.1729 | 1388496.972 | 1379441.4003 | 1311632.8078 | 1227590.0371 | 1267951.7898 | 1301245.8214 | 1499236.5016 | 1615806.5673 | 1678178.9458 | 1786195.0879 | 1664579.2484 | 1669254.8929 | 1596197.6686 | 1568862.4379 | 1467732.746 | 1479693.929 | 1279240.4814 | 1215733.144 | 981563.9736 | 914677.4398 | 730411.3493 | 699863.5832
Delivered Cost ($000) | Hydrogen | [12 empty] | 15639.8014 | 16070.4212 | 15550.5309 | 45819.9442 | 48470.5042 | 41457.2574 | 74759.8789 | 72547.9943 | 78126.6028 | 68135.8799 | 98718.8739 | 63595.1636 | 80055.7938 | 47274.8054 | 125577.4974 | 1265532.7074 | 936415.9855 | 971563.9314 | 991392.5957 | 1032084.3436 | 1051573.2737 | 1021736.9461 | 1064688.4568
Delivered Cost ($000) | Nuclear | 2038: 23339.6382; 2039: 41514.2354; 2040: 68288.3162; 2041: 87304.3516; 2042: 115821.6138; 2043: 136097.9521; 2044: 181036.0557; 2045: 212495.0898; 2046: 259794.5137; 2047: 294787.8887; 2048: 346235.9426; 2049: 383323.9719; 2050: 438639.802; 2051: 479041.334; 2052: 489764.0146; 2053: 497780.6641; 2054: 507942.7256; 2055: 518185.0576; 2056: 529890.2754; 2057: 539020.7861
Average Cost ($/FUnit) | Coal DUKE CRN | 2023: 7.52; 2024: 6.22; 2025: 5.49; 2026: 5.65; 2027: 5.71; 2028: 5.5; 2029: 4.99; 2030: 4.5; 2031: 3.99; 2032: 4.07; 2033: 4.16; 2034: 4.26
Average Cost ($/FUnit) | Dist | 21.413 | 19.046 | 18.3502 | 18.9124 | 20.3859 | 18.7956 | 16.9515 | 15.6253 | 15.0991 | 15.5236 | 15.8952 | 16.1161 | 16.2589 | 16.4996 | 16.7558 | 17.1747 | 17.6041 | 18.0442 | 18.4953 | 18.9577 | 19.4316 | 19.9174
Average Cost ($/FUnit) | Gas | 6.5141 | 5.3969 | 5.1592 | 5.0802 | 5.1498 | 5.2759 | 5.28 | 5.16 | 5.184 | 5.3272 | 5.4925 | 5.6462 | 5.7322 | 5.8644 | 6.083 | 6.2895 | 6.5363 | 6.822 | 7.1371 | 7.3654 | 7.6509 | 7.9671 | 8.3203 | 8.5813 | 9.0053 | 9.462 | 10.0406
Average Cost ($/FUnit) | Hydrogen | [12 empty] | 17.67 | 17.85 | 18.03 | 18.22 | 18.42 | 18.63 | 19.26 | 19.9 | 20.57 | 21.27 | 21.99 | 22.73 | 23.5 | 24.3 | 25.12 | 25.98 | 25.98 | 25.98 | 25.98 | 25.98 | 25.98 | 25.98 | 25.98
Average Cost ($/FUnit) | Nuclear | 2038: 0.85558; 2039: 0.90965; 2040: 0.93788; 2041: 0.95664; 2042: 0.97577; 2043: 0.99529; 2044: 1.0152; 2045: 1.0355; 2046: 1.0562; 2047: 1.0773; 2048: 1.0989; 2049: 1.1209; 2050: 1.1433; 2051: 1.1661; 2052: 1.1895; 2053: 1.2133; 2054: 1.2375; 2055: 1.2623; 2056: 1.2875; 2057: 1.3133
Solar 14
Fuel Output | Fuel | 2023 | 2024 | 2025 | 2026 | 2027 | 2028 | 2029 | 2030 | 2031 | 2032 | 2033 | 2034 | 2035 | 2036 | 2037 | 2038 | 2039 | 2040 | 2041 | 2042 | 2043 | 2044 | 2045 | 2046 | 2047 | 2048 | 2049 | 2050 | 2051 | 2052 | 2053 | 2054 | 2055 | 2056 | 2057
Generation (GWh) | Coal DUKE CRN | 2023: 1199.4865; 2024: 1429.3796; 2025: 1581.3279; 2026: 1239.0941; 2027: 1361.928; 2028: 2176.6573; 2029: 2014.7682; 2030: 2859.0369; 2031: 4207.1999; 2032: 3839.0479; 2033: 4139.1386; 2034: 1491.8407
Generation (GWh) | Dist | 0.20803 | 6.3387 | 1.6027 | 1.043 | 1.2782 | 1.3578 | 0.08 | 2.5396 | 4.8353 | 1.9136 | 0.37793 | 1.1561 | 2.55 | 4.2787 | 5.7987 | 3.5905 | 6.3549 | 1.7667 | 2.7702 | 3.047 | 1.6477 | 2.1727
Generation (GWh) | Gas | 36566.392 | 38012.2715 | 36993.8286 | 36949.9994 | 36144.8776 | 35255.3233 | 35624.3219 | 34627.1717 | 32392.2462 | 32657.5507 | 32868.5388 | 36146.4789 | 38215.8473 | 38833.55 | 39441.3228 | 36392.4872 | 34781.1028 | 32110.4312 | 30179.5564 | 27486.0997 | 26368.1727 | 21922.7015 | 19192.0877 | 15191.9005 | 13117.0694 | 9885.7761 | 8096.4774
Generation (GWh) | Hydrogen | [12 empty] | 129.6027 | 131.51 | 124.1504 | 375.5901 | 382.6822 | 335.9326 | 568.355 | 538.4032 | 536.0203 | 449.8116 | 553.3293 | 363.9084 | 408.7325 | 243.8341 | 507.8999 | 5294.8222 | 3944.8618 | 4075.3827 | 4156.4088 | 4302.7608 | 4415.9005 | 4520.8534 | 4973.01
Generation (GWh) | Nuclear | 2038: 3403.8623; 2039: 5696.3166; 2040: 9074.0098; 2041: 11376.437; 2042: 14804.7211; 2043: 17042.4414; 2044: 22236.8364; 2045: 25566.1962; 2046: 30650.3781; 2047: 34020.2588; 2048: 38739.963; 2049: 41505.2212; 2050: 45758.3192; 2051: 47963.036; 2052: 47794.6434; 2053: 47123.3267; 2054: 46840.6074; 2055: 46827.1295; 2056: 47395.2266; 2057: 47677.8248
Consumption (FUnits) | Coal DUKE CRN | 2023: 13431859.2812; 2024: 15924139.8984; 2025: 17692071.1992; 2026: 13998869.6758; 2027: 15421125.4795; 2028: 24213706.2422; 2029: 22021108.5; 2030: 30761958.1094; 2031: 45273701.4375; 2032: 41109572.8652; 2033: 44020502.2461; 2034: 15652021.375
Consumption (FUnits) | Dist | 52656.2458 | 151356.9732 | 67305.0287 | 64004.2341 | 78739.1775 | 92892.0525 | 75939.0365 | 99831.358 | 118316.5389 | 88534.9634 | 63276.7879 | 49195.1536 | 32493.772 | 50605.6436 | 68620.1367 | 41086.2935 | 74723.4087 | 21302.2529 | 33338.9417 | 36669.7662 | 20503.0464 | 24337.6738
Consumption (FUnits) | Gas | 266649333.6367 | 277406774.4543 | 264546955.5261 | 264303427.1079 | 256876380.4401 | 250288161.6605 | 251432844.2644 | 243883130.7048 | 227682460.5598 | 228835353.5363 | 229122086.8463 | 254702406.8705 | 270482020.6458 | 274673524.6058 | 282155273.4912 | 253760779.7088 | 244259646.1892 | 223041516.159 | 209197192.25 | 188784296.8103 | 183087818.9589 | 150603449.2327 | 136280218.7128 | 105350883.8458 | 93267644.3585 | 70358767.0844 | 63806070.4298
Consumption (FUnits) | Hydrogen | [12 empty] | 858653.3296 | 877039.7548 | 833036.8065 | 2463750.3356 | 2553911.7522 | 2177672.5775 | 3692625.0202 | 3502221.5911 | 3637736.8925 | 2966833.0225 | 4179845.3421 | 2478949.2441 | 3145261.1212 | 1701121.2062 | 4580943.0678 | 44527340.0572 | 31953977.8694 | 33065784.0396 | 33880117.3163 | 35273765.5691 | 36305513.1007 | 37112617.1229 | 40754789.4345
Consumption (FUnits) | Nuclear | 2038: 27315999; 2039: 45712940.25; 2040: 72818930.5; 2041: 91295906; 2042: 118807893.5; 2043: 136765596; 2044: 178450606; 2045: 205173569; 2046: 245969290; 2047: 273553968; 2048: 315081399.5; 2049: 341992273.75; 2050: 383670386.5; 2051: 410792946; 2052: 411752921.5; 2053: 410286909.5; 2054: 410387433; 2055: 410389441; 2056: 411508070; 2057: 410418525
Delivered Cost ($000) | Coal DUKE CRN | 2023: 101007.5869; 2024: 99048.1442; 2025: 97129.4719; 2026: 79093.6067; 2027: 88054.6184; 2028: 133175.3788; 2029: 109885.3231; 2030: 138428.8051; 2031: 180642.0718; 2032: 167315.971; 2033: 183125.2753; 2034: 66677.6149
Delivered Cost ($000) | Dist | 1127.1882 | 2882.7396 | 1235.0479 | 1210.565 | 1606.2365 | 1753.6572 | 1287.7772 | 1562.6242 | 1790.7214 | 1374.2933 | 1006.6806 | 792.8023 | 528.3078 | 834.9812 | 1149.7857 | 705.6449 | 1315.4361 | 384.3815 | 616.6128 | 695.1729 | 398.4069 | 484.7429
Delivered Cost ($000) | Gas | 1736924.7949 | 1497140.1277 | 1364802.5236 | 1342798.9771 | 1322764.8189 | 1320394.5329 | 1327276.4782 | 1257743.8419 | 1179859.7667 | 1218916.6015 | 1258968.6051 | 1437791.7412 | 1550532.2476 | 1610658.6131 | 1715902.6281 | 1596363.2593 | 1596918.0618 | 1521140.4982 | 1491797.0327 | 1389898.5634 | 1401994.1346 | 1199945.5293 | 1135269.9187 | 903700.1001 | 840366.1671 | 666827.5309 | 642626.2347
Delivered Cost ($000) | Hydrogen | [12 empty] | 15172.4071 | 15655.1599 | 15019.6561 | 44889.539 | 47043.0566 | 40570.0418 | 71119.9559 | 69694.2154 | 74828.237 | 63104.5308 | 91914.7881 | 56346.5139 | 73913.6327 | 41337.2478 | 115073.2938 | 1156820.2882 | 830164.3373 | 859049.0481 | 880205.4596 | 916412.422 | 943217.2107 | 964185.8006 | 1058809.3786
Delivered Cost ($000) | Nuclear | 2038: 23371.0391; 2039: 41582.6548; 2040: 68295.5872; 2041: 87337.3188; 2042: 115929.4604; 2043: 136121.1182; 2044: 181161.9307; 2045: 212456.6777; 2046: 259794.5098; 2047: 294708.3672; 2048: 346235.9355; 2049: 383323.9719; 2050: 438639.802; 2051: 479041.334; 2052: 489764.0146; 2053: 497780.6641; 2054: 507860.4932; 2055: 518020.2539; 2056: 529820.9092; 2057: 538986.3604
Average Cost ($/FUnit) | Coal DUKE CRN | 2023: 7.52; 2024: 6.22; 2025: 5.49; 2026: 5.65; 2027: 5.71; 2028: 5.5; 2029: 4.99; 2030: 4.5; 2031: 3.99; 2032: 4.07; 2033: 4.16; 2034: 4.26
Average Cost ($/FUnit) | Dist | 21.4065 | 19.046 | 18.35 | 18.9138 | 20.3995 | 18.8784 | 16.958 | 15.6526 | 15.135 | 15.5226 | 15.9092 | 16.1155 | 16.2587 | 16.4998 | 16.7558 | 17.1747 | 17.6041 | 18.0442 | 18.4953 | 18.9577 | 19.4316 | 19.9174
Average Cost ($/FUnit) | Gas | 6.5139 | 5.3969 | 5.159 | 5.0805 | 5.1494 | 5.2755 | 5.2789 | 5.1572 | 5.182 | 5.3266 | 5.4948 | 5.645 | 5.7325 | 5.8639 | 6.0814 | 6.2908 | 6.5378 | 6.82 | 7.1311 | 7.3624 | 7.6575 | 7.9676 | 8.3304 | 8.578 | 9.0103 | 9.4775 | 10.0716
Average Cost ($/FUnit) | Hydrogen | [12 empty] | 17.67 | 17.85 | 18.03 | 18.22 | 18.42 | 18.63 | 19.26 | 19.9 | 20.57 | 21.27 | 21.99 | 22.73 | 23.5 | 24.3 | 25.12 | 25.98 | 25.98 | 25.98 | 25.98 | 25.98 | 25.98 | 25.98 | 25.98
Average Cost ($/FUnit) | Nuclear | 2038: 0.85558; 2039: 0.90965; 2040: 0.93788; 2041: 0.95664; 2042: 0.97577; 2043: 0.99529; 2044: 1.0152; 2045: 1.0355; 2046: 1.0562; 2047: 1.0773; 2048: 1.0989; 2049: 1.1209; 2050: 1.1433; 2051: 1.1661; 2052: 1.1895; 2053: 1.2133; 2054: 1.2375; 2055: 1.2623; 2056: 1.2875; 2057: 1.3133

## Programs
Programs Totals
Base
Programs Output | Program | Emission | 2023 | 2024 | 2025 | 2026 | 2027 | 2028 | 2029 | 2030 | 2031 | 2032 | 2033 | 2034 | 2035 | 2036 | 2037 | 2038 | 2039 | 2040 | 2041 | 2042 | 2043 | 2044 | 2045 | 2046 | 2047 | 2048 | 2049 | 2050 | 2051 | 2052 | 2053 | 2054 | 2055 | 2056 | 2057
Allowances Required | Ash | Ash | 2023: 50717.6788; 2024: 60904.2749; 2025: 67855.1111; 2026: 55659.2826; 2027: 65613.9585; 2028: 87617.0959; 2029: 97674.2441; 2030: 0; 2031: 0; 2032: 0; 2033: 0; 2034: 0
Allowance Limit | Ash | Ash
Emission Rate (lb/MWh) | Ash | Ash | 2023: 84.9647; 2024: 84.9318; 2025: 84.9318; 2026: 85.4517; 2027: 88.1301; 2028: 85.4611; 2029: 85.461; 2030: 0; 2031: 0; 2032: 0; 2033: 0; 2034: 0
Cost ($000) | Ash | Ash | 2023: -608.6121; 2024: -730.8512; 2025: -814.2613; 2026: -667.9114; 2027: -787.3676; 2028: -1051.4049; 2029: -1172.0909
Average Cost ($/Allowance) | Ash | Ash | 2023: -12; 2024: -12; 2025: -12; 2026: -12; 2027: -12; 2028: -12; 2029: -12
Cost ($/MWh) | Ash | Ash | 2023: -0.50979; 2024: -0.50959; 2025: -0.50959; 2026: -0.51271; 2027: -0.52878; 2028: -0.51277; 2029: -0.51277
Allowance Bank | Ash | Ash
Penalty ($000) | Ash | Ash
Abatement | Ash | Ash
Abatement Cost ($000) | Ash | Ash
Allowances Required | CaCO3 | CaCO3 | 2023: 59064.0023; 2024: 70954.4094; 2025: 79052.24; 2026: 65422.0014; 2027: 80364.1698; 2028: 101240.2136; 2029: 112861.1027; 2030: 0; 2031: 0; 2032: 0; 2033: 0; 2034: 0
Allowance Limit | CaCO3 | CaCO3
Emission Rate (lb/MWh) | CaCO3 | CaCO3 | 2023: 98.9469; 2024: 98.9469; 2025: 98.9469; 2026: 100.44; 2027: 107.942; 2028: 98.7489; 2029: 98.7489; 2030: 0; 2031: 0; 2032: 0; 2033: 0; 2034: 0
Cost ($000) | CaCO3 | CaCO3 | 2023: 1317.0682; 2024: 1637.486; 2025: 1884.052; 2026: 1611.671; 2027: 2041.4108; 2028: 2654.1134; 2029: 3052.4407
Average Cost ($/Allowance) | CaCO3 | CaCO3 | 2023: 22.299; 2024: 23.078; 2025: 23.833; 2026: 24.635; 2027: 25.402; 2028: 26.216; 2029: 27.046
Cost ($/MWh) | CaCO3 | CaCO3 | 2023: 1.1032; 2024: 1.1417; 2025: 1.1791; 2026: 1.2372; 2027: 1.371; 2028: 1.2944; 2029: 1.3354
Allowance Bank | CaCO3 | CaCO3
Penalty ($000) | CaCO3 | CaCO3
Abatement | CaCO3 | CaCO3
Abatement Cost ($000) | CaCO3 | CaCO3
Allowances Required | CO2 | CO2 | 18300845.125 | 18761454.5 | 18218720.625 | 17922401.75 | 17962397.625 | 18455672 | 18523011.375 | 18858087.625 | 19596946.125 | 19089750.25 | 19336704.5 | 17868438.875 | 17143418.75 | 17399582.625 | 17860099 | 16131887.25 | 15605942.125 | 14333364.3125 | 13505090.125 | 12260324.4375 | 11575841.25 | 9658024.0625 | 8826399.25 | 6985718.75 | 6247195.9062 | 4712713.4062 | 4335635.8516 | 0 | 0 | 0 | 0 | 0 | 0 | 0 | 0
Allowance Limit | CO2 | CO2
Emission Rate (lb/MWh) | CO2 | CO2 | 907.2607 | 916.637 | 909.2729 | 895.0968 | 896.6349 | 915.9553 | 915.0879 | 935.4119 | 994.2589 | 970.6126 | 970.5907 | 883.4631 | 833.6928 | 833.8809 | 844.0849 | 816.4067 | 824.1072 | 815.6588 | 807.3241 | 797.8901 | 794.1936 | 785.0922 | 809.6497 | 791.334 | 814.5022 | 801.4013 | 870.9734 | 0 | 0 | 0 | 0 | 0 | 0 | 0 | 0
Cost ($000) | CO2 | CO2
Average Cost ($/Allowance) | CO2 | CO2
Cost ($/MWh) | CO2 | CO2
Allowance Bank | CO2 | CO2
Penalty ($000) | CO2 | CO2
Abatement | CO2 | CO2
Abatement Cost ($000) | CO2 | CO2
Allowances Required | Lime | Lime | 2023: 2124.7004; 2024: 2552.4321; 2025: 2843.7341; 2026: 2353.3742; 2027: 2890.9049; 2028: 3641.8666; 2029: 4059.8997; 2030: 0; 2031: 0; 2032: 0; 2033: 0; 2034: 0
Allowance Limit | Lime | Lime
Emission Rate (lb/MWh) | Lime | Lime | 2023: 3.5594; 2024: 3.5594; 2025: 3.5594; 2026: 3.613; 2027: 3.8829; 2028: 3.5522; 2029: 3.5522; 2030: 0; 2031: 0; 2032: 0; 2033: 0; 2034: 0
Cost ($000) | Lime | Lime | 2023: 526.3307; 2024: 670.2432; 2025: 791.5249; 2026: 694.3393; 2027: 904.1016; 2028: 1207.3155; 2029: 1426.6489
Average Cost ($/Allowance) | Lime | Lime | 2023: 247.72; 2024: 262.59; 2025: 278.34; 2026: 295.0399; 2027: 312.74; 2028: 331.5101; 2029: 351.4
Cost ($/MWh) | Lime | Lime | 2023: 0.44087; 2024: 0.46733; 2025: 0.49536; 2026: 0.533; 2027: 0.60718; 2028: 0.5888; 2029: 0.62413
Allowance Bank | Lime | Lime
Penalty ($000) | Lime | Lime
Abatement | Lime | Lime
Abatement Cost ($000) | Lime | Lime
Allowances Required | NH3 Citrus | NH3 | 4437.4765 | 4571.6169 | 4344.5976 | 4445.941 | 4620.1879 | 4106.7882 | 4504.6933 | 4438.5967 | 4104.4958 | 4388.3969 | 4406.5946 | 4492.9034 | 4517.9529 | 4556.6797 | 4280.5906 | 4445.4894 | 4490.8802 | 4066.0094 | 4223.4403 | 3960.0954 | 3772.2616 | 3446.7113 | 3310.4318 | 2706.4179 | 2347.9906 | 1909.2904 | 2129.618 | 1327.1346 | 1233.6714 | 1281.0564 | 1293.2835 | 1293.64 | 1290.3015 | 1228.1381 | 1243.4805
Allowance Limit | NH3 Citrus | NH3
Emission Rate (lb/MWh) | NH3 Citrus | NH3 | 0.7207 | 0.72041 | 0.71843 | 0.71334 | 0.71173 | 0.7132 | 0.71177 | 0.71015 | 0.70929 | 0.70872 | 0.70833 | 0.71166 | 0.71268 | 0.71361 | 0.71612 | 0.71031 | 0.71221 | 0.71174 | 0.71025 | 0.7086 | 0.71214 | 0.71202 | 0.71728 | 0.71433 | 0.71973 | 0.71828 | 0.72416 | 0.74804 | 0.74918 | 0.75186 | 0.75085 | 0.75236 | 0.75547 | 0.76168 | 0.75721
Cost ($000) | NH3 Citrus | NH3 | 359.2703 | 392.3387 | 395.2272 | 428.7135 | 472.2464 | 444.9561 | 517.3518 | 540.3465 | 529.6543 | 600.2666 | 638.9216 | 690.5216 | 736.0338 | 786.8835 | 783.5587 | 862.5679 | 923.6573 | 886.4492 | 943.7905 | 907.0653 | 885.643 | 829.4415 | 816.5621 | 684.2635 | 608.4834 | 507.1637 | 579.8317 | 370.3728 | 352.8962 | 375.612 | 388.6771 | 398.5038 | 407.4122 | 397.4789 | 412.5055
Average Cost ($/Allowance) | NH3 Citrus | NH3 | 80.9627 | 85.8206 | 90.9698 | 96.4281 | 102.2137 | 108.3465 | 114.8473 | 121.7381 | 129.0425 | 136.7849 | 144.9921 | 153.6916 | 162.9131 | 172.6879 | 183.0492 | 194.0322 | 205.674 | 218.0146 | 223.4649 | 229.0514 | 234.7777 | 240.6472 | 246.6633 | 252.83 | 259.1507 | 265.6294 | 272.2703 | 279.077 | 286.0536 | 293.2049 | 300.5351 | 308.0484 | 315.7496 | 323.6435 | 331.7346
Cost ($/MWh) | NH3 Citrus | NH3 | 0.029175 | 0.030913 | 0.032678 | 0.034393 | 0.036375 | 0.038636 | 0.040872 | 0.043226 | 0.045764 | 0.048471 | 0.051351 | 0.054688 | 0.058052 | 0.061616 | 0.065543 | 0.068912 | 0.073242 | 0.077585 | 0.079358 | 0.081153 | 0.083597 | 0.085673 | 0.088464 | 0.090301 | 0.093259 | 0.095399 | 0.098583 | 0.10438 | 0.10715 | 0.11022 | 0.11283 | 0.11588 | 0.11927 | 0.12326 | 0.1256
Allowance Bank | NH3 Citrus | NH3
Penalty ($000) | NH3 Citrus | NH3
Abatement | NH3 Citrus | NH3
Abatement Cost ($000) | NH3 Citrus | NH3
Allowances Required | NH3 CR | NH3 | 2023: 1814.2688; 2024: 2179.5062; 2025: 2428.2473; 2026: 1979.692; 2027: 2262.8339; 2028: 3116.0274; 2029: 3473.7014; 2030: 0; 2031: 0; 2032: 0; 2033: 0; 2034: 0
Allowance Limit | NH3 CR | NH3
Emission Rate (lb/MWh) | NH3 CR | NH3 | 2023: 3.0393; 2024: 3.0393; 2025: 3.0393; 2026: 3.0393; 2027: 3.0393; 2028: 3.0393; 2029: 3.0394; 2030: 0; 2031: 0; 2032: 0; 2033: 0; 2034: 0
Cost ($000) | NH3 CR | NH3 | 2023: 847.6018; 2024: 1079.3302; 2025: 1274.6619; 2026: 1101.5534; 2027: 1334.6474; 2028: 1948.1435; 2029: 2302.0675
Average Cost ($/Allowance) | NH3 CR | NH3 | 2023: 467.1865; 2024: 495.2178; 2025: 524.9308; 2026: 556.4266; 2027: 589.8124; 2028: 625.201; 2029: 662.7131
Cost ($/MWh) | NH3 CR | NH3 | 2023: 0.70997; 2024: 0.75257; 2025: 0.79772; 2026: 0.84559; 2027: 0.89632; 2028: 0.9501; 2029: 1.0071
Allowance Bank | NH3 CR | NH3
Penalty ($000) | NH3 CR | NH3
Abatement | NH3 CR | NH3
Abatement Cost ($000) | NH3 CR | NH3
Allowances Required | NH3 Hines | NH3 | 2961.7877 | 3053.2173 | 2930.7558 | 2972.491 | 3070.8263 | 3268.4856 | 3158.4663 | 2994.3342 | 2697.4813 | 2641.223 | 2731.1049 | 2984.9391 | 3402.3048 | 3535.1817 | 3811.8744 | 3349.3739 | 2701.3053 | 2533.9289 | 2282.7714 | 1957.7906 | 1596.208 | 1414.3712 | 888.3143 | 609.4721 | 131.2485
Allowance Limit | NH3 Hines | NH3
Emission Rate (lb/MWh) | NH3 Hines | NH3 | 0.5198 | 0.51953 | 0.52042 | 0.51939 | 0.51947 | 0.51867 | 0.51889 | 0.5187 | 0.51792 | 0.51697 | 0.51704 | 0.51735 | 0.51848 | 0.5182 | 0.51901 | 0.5182 | 0.51551 | 0.51447 | 0.51423 | 0.51315 | 0.51035 | 0.50961 | 0.50921 | 0.509 | 0.509
Cost ($000) | NH3 Hines | NH3 | 233.3587 | 254.9962 | 259.4546 | 278.9382 | 305.456 | 344.6243 | 353.0055 | 354.741 | 338.7469 | 351.5831 | 385.3604 | 446.4472 | 539.4034 | 594.0978 | 679.0326 | 632.4433 | 540.6765 | 537.6061 | 496.4277 | 436.399 | 364.6958 | 331.2291 | 213.2335 | 149.9569 | 33.1002
Average Cost ($/Allowance) | NH3 Hines | NH3 | 78.7898 | 83.5172 | 88.5282 | 93.8399 | 99.4703 | 105.4385 | 111.7648 | 118.4707 | 125.579 | 133.1137 | 141.1005 | 149.5666 | 158.5406 | 168.053 | 178.1361 | 188.8243 | 200.1538 | 212.163 | 217.4671 | 222.9038 | 228.4764 | 234.1883 | 240.0429 | 246.044 | 252.1951
Cost ($/MWh) | NH3 Hines | NH3 | 0.020477 | 0.021695 | 0.023036 | 0.02437 | 0.025836 | 0.027344 | 0.028997 | 0.030726 | 0.03252 | 0.034408 | 0.036477 | 0.038689 | 0.0411 | 0.043543 | 0.046227 | 0.048924 | 0.051591 | 0.054576 | 0.055914 | 0.057191 | 0.058301 | 0.059672 | 0.061117 | 0.062618 | 0.064184
Allowance Bank | NH3 Hines | NH3
Penalty ($000) | NH3 Hines | NH3
Abatement | NH3 Hines | NH3
Abatement Cost ($000) | NH3 Hines | NH3
Allowances Required | NH3 Osprey | NH3 | 1092.339 | 1415.1989 | 1906.3235 | 1926.1176 | 1861.5359 | 1980.7866 | 1816.6191 | 1866.9918 | 1770.8717 | 1791.2889 | 1877.9121 | 1905.6926 | 1948.1489 | 1933.6906 | 2110.9347 | 1968.4458 | 1854.2196 | 1862.8118 | 1609.1595 | 1504.735 | 1513.9106 | 499.4311
Allowance Limit | NH3 Osprey | NH3
Emission Rate (lb/MWh) | NH3 Osprey | NH3 | 0.9154 | 0.9154 | 0.9154 | 0.9154 | 0.9154 | 0.9154 | 0.9154 | 0.9154 | 0.9154 | 0.9154 | 0.9154 | 0.9154 | 0.9154 | 0.9154 | 0.9154 | 0.9154 | 0.9154 | 0.9154 | 0.9154 | 0.9154 | 0.9154 | 0.9154
Cost ($000) | NH3 Osprey | NH3 | 55.3235 | 75.9758 | 108.4827 | 116.1856 | 119.0274 | 134.2515 | 130.5122 | 142.179 | 142.9507 | 153.2747 | 170.3279 | 183.2186 | 198.5384 | 208.8889 | 241.718 | 238.9262 | 238.5653 | 254.051 | 224.9442 | 215.6053 | 222.343 | 75.1835
Average Cost ($/Allowance) | NH3 Osprey | NH3 | 50.6468 | 53.6856 | 56.9068 | 60.3212 | 63.9404 | 67.7769 | 71.8435 | 76.1541 | 80.7233 | 85.5667 | 90.7007 | 96.1428 | 101.9113 | 108.026 | 114.5076 | 121.3781 | 128.6607 | 136.3804 | 139.7898 | 143.2846 | 146.8667 | 150.5384
Cost ($/MWh) | NH3 Osprey | NH3 | 0.023181 | 0.024572 | 0.026046 | 0.027609 | 0.029266 | 0.031021 | 0.032883 | 0.034856 | 0.036947 | 0.039164 | 0.041514 | 0.044005 | 0.046645 | 0.049443 | 0.05241 | 0.055555 | 0.058888 | 0.062421 | 0.063982 | 0.065581 | 0.067221 | 0.068901
Allowance Bank | NH3 Osprey | NH3
Penalty ($000) | NH3 Osprey | NH3
Abatement | NH3 Osprey | NH3
Abatement Cost ($000) | NH3 Osprey | NH3
Allowances Required | NOx Annual | NOx | 3493.021 | 3812.329 | 3324.9564 | 3395.2703 | 3275.8142 | 3379.4379 | 3179.9157 | 3253.7179 | 3552.1864 | 3189.8203 | 3173.541 | 3060.3634 | 3011.9488 | 3063.7554 | 3491.5749 | 2582.2003 | 2648.8484 | 2222.4001 | 2090.2789 | 1683.3352 | 1706.4311 | 1400.8482 | 1613.8325 | 1202.3515 | 1310.3191 | 935.3546 | 992.4019 | 316.4991 | 252.6769 | 269.6942 | 236.2904 | 222.3624 | 233.9082 | 246.069 | 280.4892
Allowance Limit | NOx Annual | NOx
Emission Rate (lb/MWh) | NOx Annual | NOx | 0.18498 | 0.19328 | 0.17084 | 0.17125 | 0.16514 | 0.16938 | 0.15863 | 0.16298 | 0.18203 | 0.16383 | 0.16088 | 0.15279 | 0.14788 | 0.14823 | 0.16656 | 0.13199 | 0.14134 | 0.1279 | 0.12644 | 0.11097 | 0.11708 | 0.11388 | 0.14805 | 0.13621 | 0.17086 | 0.15908 | 0.1994 | 0.14288 | 0.1274 | 0.13053 | 0.11659 | 0.11125 | 0.11652 | 0.12703 | 0.13855
Cost ($000) | NOx Annual | NOx
Average Cost ($/Allowance) | NOx Annual | NOx
Cost ($/MWh) | NOx Annual | NOx
Allowance Bank | NOx Annual | NOx
Penalty ($000) | NOx Annual | NOx
Abatement | NOx Annual | NOx
Abatement Cost ($000) | NOx Annual | NOx
Allowances Required | NOx Ozone | NOx | 2178.7005 | 2604.8794 | 2094.8399 | 2162.0995 | 2158.1446 | 2123.3124 | 1988.3811 | 2035.7789 | 2123.9973 | 1863.8212 | 1893.2465 | 1896.2218 | 1981.0697 | 2118.6101 | 2263.0203 | 1584.8866 | 1783.6376 | 1297.0288 | 1409.5541 | 921.5059 | 1070.7731 | 797.5384 | 1129.6184 | 687.6601 | 876.3619 | 539.1846 | 781.7444 | 190.0948 | 197.8059 | 219.0485 | 181.7654 | 173.2397 | 182.1007 | 204.7363 | 246.808
Allowance Limit | NOx Ozone | NOx
Emission Rate (lb/MWh) | NOx Ozone | NOx | 0.18498 | 0.19328 | 0.17084 | 0.17125 | 0.16514 | 0.16938 | 0.15863 | 0.16298 | 0.18203 | 0.16383 | 0.16088 | 0.15279 | 0.14788 | 0.14823 | 0.16656 | 0.13199 | 0.14134 | 0.1279 | 0.12644 | 0.11097 | 0.11708 | 0.11388 | 0.14805 | 0.13621 | 0.17086 | 0.15908 | 0.1994 | 0.14288 | 0.1274 | 0.13053 | 0.11659 | 0.11125 | 0.11652 | 0.12703 | 0.13855
Cost ($000) | NOx Ozone | NOx
Average Cost ($/Allowance) | NOx Ozone | NOx
Cost ($/MWh) | NOx Ozone | NOx
Allowance Bank | NOx Ozone | NOx
Penalty ($000) | NOx Ozone | NOx
Abatement | NOx Ozone | NOx
Abatement Cost ($000) | NOx Ozone | NOx
Allowances Required | SO2 | SO2 | 1209.7843 | 1454.5246 | 1587.088 | 1324.386 | 1505.012 | 1997.6254 | 2174.7026 | 2735.5486 | 4165.339 | 3707.5671 | 3845.1256 | 1435.6612 | 93.5772 | 102.9444 | 111.0903 | 93.6296 | 97.5901 | 74.1965 | 69.0102 | 65.8983 | 65.1982 | 50.9281 | 45.3994 | 35.9317 | 32.133 | 24.2403 | 22.3007 | 0 | 0 | 0 | 0 | 0 | 0 | 0 | 0
Allowance Limit | SO2 | SO2
Emission Rate (lb/MWh) | SO2 | SO2 | 0.064066 | 0.073744 | 0.081544 | 0.066798 | 0.075869 | 0.10012 | 0.10849 | 0.13702 | 0.21345 | 0.19042 | 0.19492 | 0.071678 | 0.0045945 | 0.0049805 | 0.0052994 | 0.0047859 | 0.0052074 | 0.00427 | 0.0041743 | 0.0043441 | 0.0044734 | 0.0041402 | 0.0041648 | 0.0040707 | 0.0041899 | 0.0041227 | 0.0044807 | 0 | 0 | 0 | 0 | 0 | 0 | 0 | 0
Cost ($000) | SO2 | SO2 | 0.48391 | 0.58181 | 0.63483 | 0.52975 | 0.602 | 0.79905 | 0.88728 | 1.1385 | 1.7682 | 1.6054 | 1.698 | 0.64676 | 0.042999 | 0.04825 | 0.053101 | 0.045654 | 0.048532 | 0.03764 | 0.035706 | 0.034781 | 0.035096 | 0.027965 | 0.025427 | 0.020527 | 0.018724 | 0.014408 | 0.01352
Average Cost ($/Allowance) | SO2 | SO2 | 0.4 | 0.4 | 0.4 | 0.4 | 0.4 | 0.4 | 0.408 | 0.4162 | 0.4245 | 0.433 | 0.4416 | 0.4505 | 0.4595 | 0.4687 | 0.478 | 0.4876 | 0.4973 | 0.5073 | 0.5174 | 0.5278 | 0.5383 | 0.5491 | 0.56008 | 0.57128 | 0.58271 | 0.59436 | 0.60625
Cost ($/MWh) | SO2 | SO2 | 1.2813e-05 | 1.4749e-05 | 1.6309e-05 | 1.336e-05 | 1.5174e-05 | 2.0024e-05 | 2.2131e-05 | 2.8515e-05 | 4.5306e-05 | 4.1226e-05 | 4.3039e-05 | 1.6145e-05 | 1.0556e-06 | 1.1672e-06 | 1.2665e-06 | 1.1668e-06 | 1.2948e-06 | 1.0831e-06 | 1.0799e-06 | 1.1464e-06 | 1.204e-06 | 1.1367e-06 | 1.1663e-06 | 1.1628e-06 | 1.2208e-06 | 1.2252e-06 | 1.3582e-06
Allowance Bank | SO2 | SO2
Penalty ($000) | SO2 | SO2
Abatement | SO2 | SO2
Abatement Cost ($000) | SO2 | SO2
Allowances Required | IRA PTC - Section 45 |  | 1202597.9961 | 1998101.5156 | 2032782.5703 | 2022618.6172 | 2012505.4531 | 2007256.3281 | 1992430.6719 | 1982468.4688 | 1972556.1016 | 1715879.1562 | 809076.5977 | 46939.3955 | 0 | 0 | 0 | 0 | 0 | 0 | 0 | 0 | 0 | 0 | 0 | 0 | 0 | 0 | 0 | 0 | 0 | 0 | 0 | 0 | 0 | 0 | 0
Allowance Limit | IRA PTC - Section 45
Emission Rate (lb/MWh) | IRA PTC - Section 45
Cost ($000) | IRA PTC - Section 45 |  | 2023: -39869.1266; 2024: -72264.073; 2025: -73518.3652; 2026: -73150.7686; 2027: -72785.0171; 2028: -80661.291; 2029: -86737.6528; 2030: -86303.9678; 2031: -85872.4463; 2032: -80444.4128; 2033: -37931.3953; 2034: -2200.6281
Average Cost ($/Allowance) | IRA PTC - Section 45 |  | 2023: -33.1525; 2024: -36.1664; 2025: -36.1664; 2026: -36.1664; 2027: -36.1664; 2028: -40.1848; 2029: -43.5336; 2030: -43.5336; 2031: -43.5336; 2032: -46.8823; 2033: -46.8823; 2034: -46.8823
Cost ($/MWh) | IRA PTC - Section 45 |  | 2023: -33.1525; 2024: -36.1664; 2025: -36.1664; 2026: -36.1664; 2027: -36.1664; 2028: -40.1848; 2029: -43.5336; 2030: -43.5336; 2031: -43.5336; 2032: -40.8885; 2033: -19.4233; 2034: -1.1325
Allowance Bank | IRA PTC - Section 45
Penalty ($000) | IRA PTC - Section 45
Abatement | IRA PTC - Section 45
Abatement Cost ($000) | IRA PTC - Section 45
Allowances Required | IRA PTC - Section 45Y |  |  |  | 175922.4375 | 187194.9775 | 186259.0137 | 185772.7109 | 209580.1123 | 654406.5156 | 1097219.7578 | 1515770.4297 | 1504834.9922 | 1497285.5078 | 1322443.4297 | 1307085.8828 | 1297738.3906 | 4690541.1719 | 6953695.8125 | 9905225.9375 | 11759254.875 | 14794296.1875 | 17174562.75 | 22604105 | 26158490.75 | 31460656.875 | 35037264 | 36949208.25 | 37875092.5 | 39552211.5 | 40565421.75 | 37333033.75 | 34974160.75 | 29564745.75 | 26162549.5 | 20771647 | 17154177.75
Allowance Limit | IRA PTC - Section 45Y
Emission Rate (lb/MWh) | IRA PTC - Section 45Y
Cost ($000) | IRA PTC - Section 45Y |  |  |  | -6150.3925 | -6770.1613 | -6960.8543 | -7714.0896 | -8983.4072 | -28050.3724 | -48500.7639 | -69032.4658 | -68534.4382 | -70196.2112 | -63770.6196 | -64780.8855 | -64317.6074 | -238752.3242 | -363263.166 | -530719.9668 | -630058.4648 | -812492.543 | -966220.2266 | -1301957.8203 | -1541723.2031 | -1896362.7344 | -2111950.8125 | -2276690.7031 | -2384474.9688 | -2543039.5 | -2663678.1562 | -2503585.3438 | -2395299.3906 | -2067902.5781 | -1868870.9609 | -1515352.0859 | -1278073.6641
Average Cost ($/Allowance) | IRA PTC - Section 45Y |  |  |  | -34.9608 | -36.1664 | -37.3719 | -41.5243 | -42.8638 | -42.8638 | -44.2033 | -45.5428 | -45.5428 | -46.8823 | -48.2218 | -49.5613 | -49.5613 | -50.9008 | -52.2403 | -53.5798 | -53.5798 | -54.9193 | -56.2588 | -57.5983 | -58.9378 | -60.2773 | -60.2773 | -61.6168 | -62.9563 | -64.2958 | -65.6638 | -67.0609 | -68.4877 | -69.9449 | -71.4331 | -72.9529 | -74.5051
Cost ($/MWh) | IRA PTC - Section 45Y |  |  |  | -34.9608 | -36.1664 | -37.3719 | -41.5243 | -42.8638 | -42.8638 | -44.2033 | -45.5428 | -45.5428 | -46.8823 | -42.8058 | -43.6072 | -43.6084 | -49.0573 | -50.9551 | -52.65 | -52.8002 | -54.2854 | -55.7014 | -57.1647 | -58.5586 | -59.9573 | -60 | -61.3525 | -62.698 | -64.0595 | -65.4324 | -66.8105 | -68.1962 | -69.5893 | -70.9412 | -72.3134 | -73.7062
Allowance Bank | IRA PTC - Section 45Y
Penalty ($000) | IRA PTC - Section 45Y
Abatement | IRA PTC - Section 45Y
Abatement Cost ($000) | IRA PTC - Section 45Y
Solar 5
Programs Output | Program | Emission | 2023 | 2024 | 2025 | 2026 | 2027 | 2028 | 2029 | 2030 | 2031 | 2032 | 2033 | 2034 | 2035 | 2036 | 2037 | 2038 | 2039 | 2040 | 2041 | 2042 | 2043 | 2044 | 2045 | 2046 | 2047 | 2048 | 2049 | 2050 | 2051 | 2052 | 2053 | 2054 | 2055 | 2056 | 2057
Allowances Required | Ash | Ash | 2023: 50924.439; 2024: 60699.897; 2025: 67140.4412; 2026: 54416.8248; 2027: 62502.6635; 2028: 85976.5654; 2029: 93144.8296; 2030: 0; 2031: 0; 2032: 0; 2033: 0; 2034: 0
Allowance Limit | Ash | Ash
Emission Rate (lb/MWh) | Ash | Ash | 2023: 84.9647; 2024: 84.9318; 2025: 84.9318; 2026: 85.4517; 2027: 88.1301; 2028: 85.4611; 2029: 85.4611; 2030: 0; 2031: 0; 2032: 0; 2033: 0; 2034: 0
Cost ($000) | Ash | Ash | 2023: -611.0932; 2024: -728.3987; 2025: -805.6853; 2026: -653.0018; 2027: -750.0321; 2028: -1031.7186; 2029: -1117.7379
Average Cost ($/Allowance) | Ash | Ash | 2023: -12; 2024: -12; 2025: -12; 2026: -12; 2027: -12; 2028: -12; 2029: -12
Cost ($/MWh) | Ash | Ash | 2023: -0.50979; 2024: -0.50959; 2025: -0.50959; 2026: -0.51271; 2027: -0.52878; 2028: -0.51277; 2029: -0.51277
Allowance Bank | Ash | Ash
Penalty ($000) | Ash | Ash
Abatement | Ash | Ash
Abatement Cost ($000) | Ash | Ash
Allowances Required | CaCO3 | CaCO3 | 2023: 59304.7899; 2024: 70716.3066; 2025: 78219.6323; 2026: 63961.6168; 2027: 76553.4534; 2028: 99344.606; 2029: 107627.4277; 2030: 0; 2031: 0; 2032: 0; 2033: 0; 2034: 0
Allowance Limit | CaCO3 | CaCO3
Emission Rate (lb/MWh) | CaCO3 | CaCO3 | 2023: 98.9469; 2024: 98.9469; 2025: 98.9469; 2026: 100.44; 2027: 107.942; 2028: 98.7489; 2029: 98.7489; 2030: 0; 2031: 0; 2032: 0; 2033: 0; 2034: 0
Cost ($000) | CaCO3 | CaCO3 | 2023: 1322.4375; 2024: 1631.9911; 2025: 1864.2085; 2026: 1575.6943; 2027: 1944.6109; 2028: 2604.4182; 2029: 2910.891
Average Cost ($/Allowance) | CaCO3 | CaCO3 | 2023: 22.299; 2024: 23.078; 2025: 23.833; 2026: 24.635; 2027: 25.402; 2028: 26.216; 2029: 27.046
Cost ($/MWh) | CaCO3 | CaCO3 | 2023: 1.1032; 2024: 1.1417; 2025: 1.1791; 2026: 1.2372; 2027: 1.371; 2028: 1.2944; 2029: 1.3354
Allowance Bank | CaCO3 | CaCO3
Penalty ($000) | CaCO3 | CaCO3
Abatement | CaCO3 | CaCO3
Abatement Cost ($000) | CaCO3 | CaCO3
Allowances Required | CO2 | CO2 | 18302508.625 | 18758777 | 18055764.625 | 17536621.625 | 17533493.375 | 18048446.25 | 18083012.125 | 18478789.625 | 19127194.75 | 18659248.75 | 19130590.125 | 17488929.375 | 16768084.75 | 17018188.125 | 17454973.875 | 15763310.5625 | 15224232.875 | 13970871.6875 | 13144766.875 | 11948700.6875 | 11282348.25 | 9366038.0312 | 8522256.875 | 6671461.5781 | 5924133.8906 | 4502334.2188 | 4065460.2969 | 0 | 0 | 0 | 0 | 0 | 0 | 0 | 0
Allowance Limit | CO2 | CO2
Emission Rate (lb/MWh) | CO2 | CO2 | 907.3442 | 916.5069 | 908.5984 | 893.8706 | 894.9059 | 915.7294 | 913.0267 | 936.7703 | 992.0424 | 970.0345 | 981.8398 | 883.3791 | 832.5831 | 832.3882 | 841.5214 | 814.9218 | 821.5113 | 814.0324 | 805.7008 | 798.8872 | 795.4349 | 785.563 | 810.6441 | 789.9837 | 811.4392 | 804.6254 | 874.4426 | 0 | 0 | 0 | 0 | 0 | 0 | 0 | 0
Cost ($000) | CO2 | CO2
Average Cost ($/Allowance) | CO2 | CO2
Cost ($/MWh) | CO2 | CO2
Allowance Bank | CO2 | CO2
Penalty ($000) | CO2 | CO2
Abatement | CO2 | CO2
Abatement Cost ($000) | CO2 | CO2
Allowances Required | Lime | Lime | 2023: 2133.3621; 2024: 2543.8668; 2025: 2813.7829; 2026: 2300.8406; 2027: 2753.8236; 2028: 3573.6769; 2029: 3871.631; 2030: 0; 2031: 0; 2032: 0; 2033: 0; 2034: 0
Allowance Limit | Lime | Lime
Emission Rate (lb/MWh) | Lime | Lime | 2023: 3.5594; 2024: 3.5594; 2025: 3.5594; 2026: 3.6131; 2027: 3.8829; 2028: 3.5522; 2029: 3.5522; 2030: 0; 2031: 0; 2032: 0; 2033: 0; 2034: 0
Cost ($000) | Lime | Lime | 2023: 528.4764; 2024: 667.994; 2025: 783.1883; 2026: 678.8398; 2027: 861.2308; 2028: 1184.7099; 2029: 1360.4914
Average Cost ($/Allowance) | Lime | Lime | 2023: 247.72; 2024: 262.59; 2025: 278.34; 2026: 295.0399; 2027: 312.74; 2028: 331.5101; 2029: 351.4001
Cost ($/MWh) | Lime | Lime | 2023: 0.44087; 2024: 0.46733; 2025: 0.49536; 2026: 0.533; 2027: 0.60718; 2028: 0.5888; 2029: 0.62413
Allowance Bank | Lime | Lime
Penalty ($000) | Lime | Lime
Abatement | Lime | Lime
Abatement Cost ($000) | Lime | Lime
Allowances Required | NH3 Citrus | NH3 | 4438.9232 | 4571.3494 | 4339.3175 | 4428.5655 | 4606.7794 | 4091.4686 | 4485.8651 | 4406.3028 | 4073.6732 | 4353.2505 | 4365.9699 | 4474.0164 | 4506.6508 | 4531.7684 | 4258.5188 | 4409.6073 | 4448.6086 | 4024.7515 | 4161.5733 | 3862.3709 | 3644.9436 | 3346.6658 | 3141.1036 | 2598.8535 | 2263.0046 | 1819.9516 | 1990.5451 | 1284.3144 | 1174.5672 | 1207.7445 | 1230.9717 | 1225.8674 | 1262.9174 | 1221.8565 | 1236.8789
Allowance Limit | NH3 Citrus | NH3
Emission Rate (lb/MWh) | NH3 Citrus | NH3 | 0.72068 | 0.7204 | 0.71821 | 0.7128 | 0.71144 | 0.71271 | 0.71153 | 0.70985 | 0.70941 | 0.70902 | 0.70821 | 0.7114 | 0.71242 | 0.71263 | 0.715 | 0.70993 | 0.71158 | 0.71102 | 0.7103 | 0.70886 | 0.71277 | 0.71261 | 0.71678 | 0.7139 | 0.7198 | 0.71949 | 0.72724 | 0.75507 | 0.75753 | 0.76021 | 0.75716 | 0.76018 | 0.75803 | 0.76367 | 0.75726
Cost ($000) | NH3 Citrus | NH3 | 359.3874 | 392.3158 | 394.7469 | 427.038 | 470.8758 | 443.2963 | 515.1894 | 536.4151 | 525.6769 | 595.4591 | 633.0313 | 687.6188 | 734.1925 | 782.5817 | 779.5184 | 855.6056 | 914.9632 | 877.4543 | 929.9654 | 884.6814 | 855.7515 | 805.3659 | 774.7952 | 657.068 | 586.4592 | 483.4327 | 541.9662 | 358.4226 | 335.9892 | 354.1165 | 369.9502 | 377.6265 | 398.7657 | 395.4459 | 410.3155
Average Cost ($/Allowance) | NH3 Citrus | NH3 | 80.9628 | 85.8206 | 90.9698 | 96.4281 | 102.2137 | 108.3465 | 114.8473 | 121.7381 | 129.0425 | 136.7849 | 144.9921 | 153.6916 | 162.9131 | 172.6879 | 183.0492 | 194.0322 | 205.674 | 218.0145 | 223.4649 | 229.0514 | 234.7777 | 240.6472 | 246.6634 | 252.8299 | 259.1507 | 265.6294 | 272.2703 | 279.077 | 286.0536 | 293.2048 | 300.5351 | 308.0485 | 315.7496 | 323.6435 | 331.7346
Cost ($/MWh) | NH3 Citrus | NH3 | 0.029174 | 0.030913 | 0.032668 | 0.034367 | 0.036359 | 0.03861 | 0.040859 | 0.043208 | 0.045772 | 0.048492 | 0.051343 | 0.054668 | 0.058031 | 0.061531 | 0.06544 | 0.068875 | 0.073177 | 0.077506 | 0.079363 | 0.081183 | 0.083671 | 0.085743 | 0.088402 | 0.090248 | 0.093268 | 0.095558 | 0.099003 | 0.10536 | 0.10835 | 0.11145 | 0.11378 | 0.11709 | 0.11967 | 0.12358 | 0.12561
Allowance Bank | NH3 Citrus | NH3
Penalty ($000) | NH3 Citrus | NH3
Abatement | NH3 Citrus | NH3
Abatement Cost ($000) | NH3 Citrus | NH3
Allowances Required | NH3 CR | NH3 | 2023: 1821.665; 2024: 2172.1924; 2025: 2402.6722; 2026: 1935.5; 2027: 2155.5346; 2028: 3057.6835; 2029: 3312.6164; 2030: 0; 2031: 0; 2032: 0; 2033: 0; 2034: 0
Allowance Limit | NH3 CR | NH3
Emission Rate (lb/MWh) | NH3 CR | NH3 | 2023: 3.0393; 2024: 3.0393; 2025: 3.0393; 2026: 3.0394; 2027: 3.0393; 2028: 3.0393; 2029: 3.0393; 2030: 0; 2031: 0; 2032: 0; 2033: 0; 2034: 0
Cost ($000) | NH3 CR | NH3 | 2023: 851.0572; 2024: 1075.7083; 2025: 1261.2367; 2026: 1076.9637; 2027: 1271.3609; 2028: 1911.6667; 2029: 2195.3144
Average Cost ($/Allowance) | NH3 CR | NH3 | 2023: 467.1865; 2024: 495.2178; 2025: 524.9308; 2026: 556.4266; 2027: 589.8123; 2028: 625.201; 2029: 662.7131
Cost ($/MWh) | NH3 CR | NH3 | 2023: 0.70997; 2024: 0.75257; 2025: 0.79772; 2026: 0.84559; 2027: 0.89632; 2028: 0.9501; 2029: 1.0071
Allowance Bank | NH3 CR | NH3
Penalty ($000) | NH3 CR | NH3
Abatement | NH3 CR | NH3
Abatement Cost ($000) | NH3 CR | NH3
Allowances Required | NH3 Hines | NH3 | 2978.6929 | 3061.4923 | 2899.4138 | 2888.0596 | 2959.389 | 3147.5278 | 3051.1824 | 2927.4588 | 2640.9307 | 2539.3157 | 2598.6228 | 2872.5587 | 3311.2783 | 3459.5889 | 3747.5252 | 3272.3396 | 2612.495 | 2471.283 | 2214.5217 | 1898.2074 | 1571.2267 | 1362.0646 | 889.2722 | 546.229 | 115.5595
Allowance Limit | NH3 Hines | NH3
Emission Rate (lb/MWh) | NH3 Hines | NH3 | 0.51978 | 0.51958 | 0.52036 | 0.51926 | 0.51933 | 0.51855 | 0.51878 | 0.51865 | 0.51796 | 0.51692 | 0.51659 | 0.51721 | 0.51836 | 0.51819 | 0.51908 | 0.51819 | 0.51532 | 0.51437 | 0.51401 | 0.51293 | 0.51032 | 0.50958 | 0.50923 | 0.509 | 0.509
Cost ($000) | NH3 Hines | NH3 | 234.6907 | 255.6873 | 256.6799 | 271.0152 | 294.3713 | 331.8707 | 341.0149 | 346.8182 | 331.6454 | 338.0178 | 366.6672 | 429.6389 | 524.972 | 581.3943 | 667.5697 | 617.8973 | 522.9008 | 524.3149 | 481.5856 | 423.1177 | 358.9882 | 318.9795 | 213.4635 | 134.3964 | 29.1435
Average Cost ($/Allowance) | NH3 Hines | NH3 | 78.7898 | 83.5172 | 88.5282 | 93.8399 | 99.4703 | 105.4385 | 111.7648 | 118.4707 | 125.579 | 133.1137 | 141.1006 | 149.5666 | 158.5406 | 168.053 | 178.1361 | 188.8243 | 200.1538 | 212.163 | 217.4671 | 222.9038 | 228.4764 | 234.1882 | 240.0429 | 246.044 | 252.1951
Cost ($/MWh) | NH3 Hines | NH3 | 0.020477 | 0.021697 | 0.023033 | 0.024364 | 0.025829 | 0.027338 | 0.02899 | 0.030722 | 0.032523 | 0.034405 | 0.036445 | 0.038679 | 0.041091 | 0.043541 | 0.046233 | 0.048923 | 0.051572 | 0.054565 | 0.05589 | 0.057167 | 0.058298 | 0.059669 | 0.061118 | 0.062618 | 0.064184
Allowance Bank | NH3 Hines | NH3
Penalty ($000) | NH3 Hines | NH3
Abatement | NH3 Hines | NH3
Abatement Cost ($000) | NH3 Hines | NH3
Allowances Required | NH3 Osprey | NH3 | 1063.276 | 1402.8157 | 1896.0732 | 1901.3039 | 1810.3662 | 1945.5772 | 1778.9886 | 1784.9 | 1695.3891 | 1753.7009 | 1765.2273 | 1853.8988 | 1908.4028 | 1927.0668 | 2065.7094 | 1956.9456 | 1842.8975 | 1805.5561 | 1588.0716 | 1501.5935 | 1453.8768 | 485.6596
Allowance Limit | NH3 Osprey | NH3
Emission Rate (lb/MWh) | NH3 Osprey | NH3 | 0.9154 | 0.9154 | 0.9154 | 0.9154 | 0.9154 | 0.9154 | 0.9154 | 0.9154 | 0.9154 | 0.9154 | 0.9154 | 0.9154 | 0.9154 | 0.9154 | 0.9154 | 0.9154 | 0.9154 | 0.9154 | 0.9154 | 0.9154 | 0.9154 | 0.9154
Cost ($000) | NH3 Osprey | NH3 | 53.8515 | 75.311 | 107.8994 | 114.6889 | 115.7556 | 131.8651 | 127.8087 | 135.9274 | 136.8575 | 150.0585 | 160.1074 | 178.239 | 194.4879 | 208.1733 | 236.5394 | 237.5303 | 237.1086 | 246.2425 | 221.9963 | 215.1552 | 213.526 | 73.1104
Average Cost ($/Allowance) | NH3 Osprey | NH3 | 50.6468 | 53.6856 | 56.9068 | 60.3212 | 63.9404 | 67.7769 | 71.8435 | 76.1541 | 80.7233 | 85.5667 | 90.7007 | 96.1428 | 101.9113 | 108.026 | 114.5076 | 121.3781 | 128.6607 | 136.3804 | 139.7898 | 143.2846 | 146.8667 | 150.5384
Cost ($/MWh) | NH3 Osprey | NH3 | 0.023181 | 0.024572 | 0.026046 | 0.027609 | 0.029266 | 0.031021 | 0.032883 | 0.034856 | 0.036947 | 0.039164 | 0.041514 | 0.044005 | 0.046645 | 0.049443 | 0.05241 | 0.055555 | 0.058888 | 0.062421 | 0.063982 | 0.065581 | 0.067221 | 0.068901
Allowance Bank | NH3 Osprey | NH3
Penalty ($000) | NH3 Osprey | NH3
Abatement | NH3 Osprey | NH3
Abatement Cost ($000) | NH3 Osprey | NH3
Allowances Required | NOx Annual | NOx | 3492.4933 | 3819.8325 | 3253.965 | 3248.3748 | 3139.1479 | 3256.3171 | 3037.0864 | 3148.525 | 3460.3124 | 3105.6291 | 3163.1489 | 2960.1328 | 2860.0571 | 2911.1654 | 3323.3881 | 2460.8829 | 2482.1725 | 2103.4729 | 1964.4843 | 1644.0618 | 1668.3363 | 1359.697 | 1563.0733 | 1144.2148 | 1216.7209 | 894.2883 | 920.079 | 296.785 | 244.5209 | 269.449 | 200.3424 | 206.9066 | 233.1997 | 252.4619 | 294.321
Allowance Limit | NOx Annual | NOx
Emission Rate (lb/MWh) | NOx Annual | NOx | 0.18495 | 0.19366 | 0.16861 | 0.16725 | 0.16184 | 0.16689 | 0.15488 | 0.16122 | 0.18132 | 0.16312 | 0.16399 | 0.15101 | 0.14341 | 0.14377 | 0.16175 | 0.12852 | 0.13537 | 0.12398 | 0.12188 | 0.11138 | 0.11763 | 0.11405 | 0.14869 | 0.1355 | 0.16668 | 0.15985 | 0.19794 | 0.14069 | 0.13033 | 0.13779 | 0.10703 | 0.11061 | 0.11863 | 0.1304 | 0.14429
Cost ($000) | NOx Annual | NOx
Average Cost ($/Allowance) | NOx Annual | NOx
Cost ($/MWh) | NOx Annual | NOx
Allowance Bank | NOx Annual | NOx
Penalty ($000) | NOx Annual | NOx
Abatement | NOx Annual | NOx
Abatement Cost ($000) | NOx Annual | NOx
Allowances Required | NOx Ozone | NOx | 2176.4118 | 2608.3062 | 2047.5323 | 2049.5127 | 2041.5327 | 2027.5389 | 1891.6757 | 1954.2326 | 2048.4989 | 1795.9127 | 1887.8463 | 1810.5667 | 1868.5713 | 1995.0468 | 2136.1126 | 1484.7281 | 1638.2668 | 1216.6728 | 1303.0829 | 888.7256 | 1046.0934 | 772.833 | 1101.5066 | 645.9148 | 795.9505 | 534.5758 | 715.6667 | 192.5412 | 199.6014 | 215.4531 | 159.7181 | 156.3777 | 187.4456 | 202.4199 | 255.4919
Allowance Limit | NOx Ozone | NOx
Emission Rate (lb/MWh) | NOx Ozone | NOx | 0.18495 | 0.19366 | 0.16861 | 0.16725 | 0.16184 | 0.16689 | 0.15488 | 0.16122 | 0.18132 | 0.16312 | 0.16399 | 0.15101 | 0.14341 | 0.14377 | 0.16175 | 0.12852 | 0.13537 | 0.12398 | 0.12188 | 0.11138 | 0.11763 | 0.11405 | 0.14869 | 0.1355 | 0.16668 | 0.15985 | 0.19794 | 0.14069 | 0.13033 | 0.13779 | 0.10703 | 0.11061 | 0.11863 | 0.1304 | 0.14429
Cost ($000) | NOx Ozone | NOx
Average Cost ($/Allowance) | NOx Ozone | NOx
Cost ($/MWh) | NOx Ozone | NOx
Allowance Bank | NOx Ozone | NOx
Penalty ($000) | NOx Ozone | NOx
Abatement | NOx Ozone | NOx
Abatement Cost ($000) | NOx Ozone | NOx
Allowances Required | SO2 | SO2 | 1213.6982 | 1449.9315 | 1572.3812 | 1297.2839 | 1434.744 | 1970.4593 | 2080.6579 | 2721.1359 | 4036.0564 | 3593.7378 | 4014.1502 | 1411.4552 | 97.7551 | 98.2614 | 105.0533 | 91.3167 | 95.1557 | 71.9642 | 68.1767 | 68.814 | 64.9208 | 51.5621 | 43.835 | 34.3153 | 30.4713 | 23.1582 | 20.9111 | 0 | 0 | 0 | 0 | 0 | 0 | 0 | 0
Allowance Limit | SO2 | SO2
Emission Rate (lb/MWh) | SO2 | SO2 | 0.064274 | 0.073511 | 0.081477 | 0.066793 | 0.07397 | 0.10099 | 0.10611 | 0.13933 | 0.21148 | 0.18876 | 0.20811 | 0.072007 | 0.0049016 | 0.0048528 | 0.0051131 | 0.0047692 | 0.0051896 | 0.0042416 | 0.0042297 | 0.004662 | 0.0045774 | 0.004325 | 0.00417 | 0.0040638 | 0.0041742 | 0.0041393 | 0.0044986 | 0 | 0 | 0 | 0 | 0 | 0 | 0 | 0
Cost ($000) | SO2 | SO2 | 0.48548 | 0.57997 | 0.62895 | 0.51891 | 0.5739 | 0.78818 | 0.84891 | 1.1325 | 1.7133 | 1.5561 | 1.7726 | 0.63586 | 0.044918 | 0.046055 | 0.050216 | 0.044526 | 0.047321 | 0.036507 | 0.035275 | 0.03632 | 0.034947 | 0.028313 | 0.024551 | 0.019604 | 0.017756 | 0.013764 | 0.012677
Average Cost ($/Allowance) | SO2 | SO2 | 0.4 | 0.4 | 0.4 | 0.4 | 0.4 | 0.4 | 0.408 | 0.4162 | 0.4245 | 0.433 | 0.4416 | 0.4505 | 0.4595 | 0.4687 | 0.478 | 0.4876 | 0.4973 | 0.5073 | 0.5174 | 0.5278 | 0.5383 | 0.5491 | 0.56008 | 0.57128 | 0.58271 | 0.59436 | 0.60625
Cost ($/MWh) | SO2 | SO2 | 1.2855e-05 | 1.4702e-05 | 1.6295e-05 | 1.3358e-05 | 1.4794e-05 | 2.0197e-05 | 2.1645e-05 | 2.8995e-05 | 4.4887e-05 | 4.0867e-05 | 4.5951e-05 | 1.622e-05 | 1.1261e-06 | 1.1372e-06 | 1.222e-06 | 1.1627e-06 | 1.2904e-06 | 1.0759e-06 | 1.0942e-06 | 1.2303e-06 | 1.232e-06 | 1.1874e-06 | 1.1678e-06 | 1.1608e-06 | 1.2162e-06 | 1.2301e-06 | 1.3636e-06
Allowance Bank | SO2 | SO2
Penalty ($000) | SO2 | SO2
Abatement | SO2 | SO2
Abatement Cost ($000) | SO2 | SO2
Allowances Required | IRA PTC - Section 45 |  | 1202597.9961 | 1998101.5156 | 2032782.5703 | 2022618.6172 | 2012505.4531 | 2007256.3281 | 1992430.6719 | 1982468.4688 | 1972556.1016 | 1715879.1562 | 809076.5977 | 46939.3955 | 0 | 0 | 0 | 0 | 0 | 0 | 0 | 0 | 0 | 0 | 0 | 0 | 0 | 0 | 0 | 0 | 0 | 0 | 0 | 0 | 0 | 0 | 0
Allowance Limit | IRA PTC - Section 45
Emission Rate (lb/MWh) | IRA PTC - Section 45
Cost ($000) | IRA PTC - Section 45 |  | 2023: -39869.1266; 2024: -72264.073; 2025: -73518.3652; 2026: -73150.7686; 2027: -72785.0171; 2028: -80661.291; 2029: -86737.6528; 2030: -86303.9678; 2031: -85872.4463; 2032: -80444.4128; 2033: -37931.3953; 2034: -2200.6281
Average Cost ($/Allowance) | IRA PTC - Section 45 |  | 2023: -33.1525; 2024: -36.1664; 2025: -36.1664; 2026: -36.1664; 2027: -36.1664; 2028: -40.1848; 2029: -43.5336; 2030: -43.5336; 2031: -43.5336; 2032: -46.8823; 2033: -46.8823; 2034: -46.8823
Cost ($/MWh) | IRA PTC - Section 45 |  | 2023: -33.1525; 2024: -36.1664; 2025: -36.1664; 2026: -36.1664; 2027: -36.1664; 2028: -40.1848; 2029: -43.5336; 2030: -43.5336; 2031: -43.5336; 2032: -40.8885; 2033: -19.4233; 2034: -1.1325
Allowance Bank | IRA PTC - Section 45
Penalty ($000) | IRA PTC - Section 45
Abatement | IRA PTC - Section 45
Abatement Cost ($000) | IRA PTC - Section 45
Allowances Required | IRA PTC - Section 45Y |  |  |  | 505028.4473 | 995625.2266 | 1068129.1914 | 1065334.168 | 1082653.6484 | 1523114.875 | 1961584.4531 | 2377872.5156 | 2360577.7188 | 2348749.4531 | 1856633.8672 | 1381555.3984 | 1297738.3906 | 4690541.2344 | 6947717.7188 | 9905294.125 | 11774293.375 | 14790948.75 | 17151129.125 | 22561212.25 | 26134575.75 | 31454736.5 | 35043843.75 | 36943122.5 | 37909523.75 | 39522437.75 | 40557062.75 | 37384373 | 34971866 | 29588205.75 | 26159466.125 | 20784544.25 | 17152981.875
Allowance Limit | IRA PTC - Section 45Y
Emission Rate (lb/MWh) | IRA PTC - Section 45Y
Cost ($000) | IRA PTC - Section 45Y |  |  |  | -17656.2089 | -36008.142 | -39918.0239 | -44237.301 | -46406.6877 | -65286.5413 | -86708.5635 | -108295.0273 | -107507.376 | -110114.811 | -89530.2573 | -68471.6921 | -64317.6074 | -238752.3262 | -362950.875 | -530723.6172 | -630864.2148 | -812308.7148 | -964901.8125 | -1299487.3047 | -1540313.6797 | -1896006.0547 | -2112347.4531 | -2276315.8281 | -2386642.5781 | -2541125.1406 | -2663129.2188 | -2507028.2031 | -2395142.375 | -2069543.4844 | -1868650.7891 | -1516293.0469 | -1277984.5781
Average Cost ($/Allowance) | IRA PTC - Section 45Y |  |  |  | -34.9608 | -36.1664 | -37.3719 | -41.5243 | -42.8638 | -42.8638 | -44.2033 | -45.5428 | -45.5428 | -46.8823 | -48.2218 | -49.5613 | -49.5613 | -50.9008 | -52.2403 | -53.5798 | -53.5798 | -54.9193 | -56.2588 | -57.5983 | -58.9378 | -60.2773 | -60.2773 | -61.6168 | -62.9563 | -64.2958 | -65.6638 | -67.0609 | -68.4877 | -69.9449 | -71.4331 | -72.9529 | -74.5051
Cost ($/MWh) | IRA PTC - Section 45Y |  |  |  | -34.9608 | -36.1664 | -37.3719 | -41.5243 | -42.8638 | -42.8638 | -44.2033 | -45.5428 | -45.5428 | -46.8823 | -44.2353 | -43.8914 | -43.6084 | -49.0573 | -50.954 | -52.65 | -52.8011 | -54.2852 | -55.7005 | -57.1639 | -58.5578 | -59.9572 | -60.0005 | -61.3561 | -62.7016 | -64.0641 | -65.4396 | -66.8178 | -68.2014 | -69.5956 | -70.9469 | -72.3179 | -73.7059
Allowance Bank | IRA PTC - Section 45Y
Penalty ($000) | IRA PTC - Section 45Y
Abatement | IRA PTC - Section 45Y
Abatement Cost ($000) | IRA PTC - Section 45Y
Solar 14
Programs Output | Program | Emission | 2023 | 2024 | 2025 | 2026 | 2027 | 2028 | 2029 | 2030 | 2031 | 2032 | 2033 | 2034 | 2035 | 2036 | 2037 | 2038 | 2039 | 2040 | 2041 | 2042 | 2043 | 2044 | 2045 | 2046 | 2047 | 2048 | 2049 | 2050 | 2051 | 2052 | 2053 | 2054 | 2055 | 2056 | 2057
Allowances Required | Ash | Ash | 2023: 50956.9979; 2024: 60699.897; 2025: 67152.5254; 2026: 52941.3451; 2027: 60013.4204; 2028: 93009.7332; 2029: 86092.1168; 2030: 0; 2031: 0; 2032: 0; 2033: 0; 2034: 0
Allowance Limit | Ash | Ash
Emission Rate (lb/MWh) | Ash | Ash | 2023: 84.9647; 2024: 84.9318; 2025: 84.9318; 2026: 85.4517; 2027: 88.1301; 2028: 85.4611; 2029: 85.4611; 2030: 0; 2031: 0; 2032: 0; 2033: 0; 2034: 0
Cost ($000) | Ash | Ash | 2023: -611.484; 2024: -728.3987; 2025: -805.8303; 2026: -635.2961; 2027: -720.1611; 2028: -1116.1165; 2029: -1033.1052
Average Cost ($/Allowance) | Ash | Ash | 2023: -12; 2024: -12; 2025: -12; 2026: -12; 2027: -12; 2028: -12; 2029: -12
Cost ($/MWh) | Ash | Ash | 2023: -0.50979; 2024: -0.50959; 2025: -0.50959; 2026: -0.51271; 2027: -0.52878; 2028: -0.51277; 2029: -0.51277
Allowance Bank | Ash | Ash
Penalty ($000) | Ash | Ash
Abatement | Ash | Ash
Abatement Cost ($000) | Ash | Ash
Allowances Required | CaCO3 | CaCO3 | 2023: 59342.708; 2024: 70716.3066; 2025: 78233.7124; 2026: 62227.3358; 2027: 73504.6213; 2028: 107471.3311; 2029: 99478.1248; 2030: 0; 2031: 0; 2032: 0; 2033: 0; 2034: 0
Allowance Limit | CaCO3 | CaCO3
Emission Rate (lb/MWh) | CaCO3 | CaCO3 | 2023: 98.9469; 2024: 98.9469; 2025: 98.9469; 2026: 100.44; 2027: 107.942; 2028: 98.7489; 2029: 98.7489; 2030: 0; 2031: 0; 2032: 0; 2033: 0; 2034: 0
Cost ($000) | CaCO3 | CaCO3 | 2023: 1323.283; 2024: 1631.9911; 2025: 1864.5441; 2026: 1532.9705; 2027: 1867.1644; 2028: 2817.4683; 2029: 2690.485
Average Cost ($/Allowance) | CaCO3 | CaCO3 | 2023: 22.299; 2024: 23.078; 2025: 23.833; 2026: 24.635; 2027: 25.402; 2028: 26.216; 2029: 27.046
Cost ($/MWh) | CaCO3 | CaCO3 | 2023: 1.1032; 2024: 1.1417; 2025: 1.1791; 2026: 1.2372; 2027: 1.371; 2028: 1.2944; 2029: 1.3354
Allowance Bank | CaCO3 | CaCO3
Penalty ($000) | CaCO3 | CaCO3
Abatement | CaCO3 | CaCO3
Abatement Cost ($000) | CaCO3 | CaCO3
Allowances Required | CO2 | CO2 | 18302034.25 | 18758777 | 18048012.625 | 17226811.375 | 16945501.75 | 17495392.75 | 17326954 | 17814528.875 | 18408436.875 | 18033872.125 | 18355146.5 | 16840749.875 | 16101637.125 | 16348043.8125 | 16785431.375 | 15127072.75 | 14575665.6875 | 13334209 | 12527262.5 | 11336953.5 | 10680270.75 | 8785938.5938 | 7948546.9062 | 6144591.9375 | 5439837.0781 | 4103675.4062 | 3721488.957 | 0 | 0 | 0 | 0 | 0 | 0 | 0 | 0
Allowance Limit | CO2 | CO2
Emission Rate (lb/MWh) | CO2 | CO2 | 907.3224 | 916.5069 | 908.6685 | 892.9865 | 894.2119 | 925.0079 | 911.1896 | 940.5483 | 995.1421 | 977.6319 | 981.5487 | 885.6146 | 831.2602 | 830.6467 | 840.0364 | 814.072 | 819.7226 | 812.0464 | 804.5001 | 797.8195 | 794.0812 | 785.41 | 807.7818 | 790.3971 | 808.885 | 810.5941 | 882.5114 | 0 | 0 | 0 | 0 | 0 | 0 | 0 | 0
Cost ($000) | CO2 | CO2
Average Cost ($/Allowance) | CO2 | CO2
Cost ($/MWh) | CO2 | CO2
Allowance Bank | CO2 | CO2
Penalty ($000) | CO2 | CO2
Abatement | CO2 | CO2
Abatement Cost ($000) | CO2 | CO2
Allowances Required | Lime | Lime | 2023: 2134.7261; 2024: 2543.8668; 2025: 2814.2894; 2026: 2238.4549; 2027: 2644.1494; 2028: 3866.0154; 2029: 3578.4802; 2030: 0; 2031: 0; 2032: 0; 2033: 0; 2034: 0
Allowance Limit | Lime | Lime
Emission Rate (lb/MWh) | Lime | Lime | 2023: 3.5594; 2024: 3.5594; 2025: 3.5594; 2026: 3.613; 2027: 3.8829; 2028: 3.5522; 2029: 3.5522; 2030: 0; 2031: 0; 2032: 0; 2033: 0; 2034: 0
Cost ($000) | Lime | Lime | 2023: 528.8143; 2024: 667.994; 2025: 783.3293; 2026: 660.4335; 2027: 826.9312; 2028: 1281.623; 2029: 1257.4781
Average Cost ($/Allowance) | Lime | Lime | 2023: 247.72; 2024: 262.59; 2025: 278.34; 2026: 295.0399; 2027: 312.74; 2028: 331.5101; 2029: 351.4
Cost ($/MWh) | Lime | Lime | 2023: 0.44087; 2024: 0.46733; 2025: 0.49536; 2026: 0.533; 2027: 0.60718; 2028: 0.5888; 2029: 0.62413
Allowance Bank | Lime | Lime
Penalty ($000) | Lime | Lime
Abatement | Lime | Lime
Abatement Cost ($000) | Lime | Lime
Allowances Required | NH3 Citrus | NH3 | 4436.3164 | 4571.3494 | 4341.1044 | 4410.9635 | 4564.683 | 4029.2228 | 4408.1133 | 4323.8047 | 3978.453 | 4241.4148 | 4258.3542 | 4401.8385 | 4463.8636 | 4492.9018 | 4221.4543 | 4343.8763 | 4350.2166 | 3965.0621 | 4008.0471 | 3774.7215 | 3569.0036 | 3118.0887 | 3018.0573 | 2400.8708 | 2119.1922 | 1587.3087 | 1820.9851 | 1266.0262 | 1096.5092 | 1133.4844 | 1146.621 | 1179.7878 | 1192.6774 | 1193.2111 | 1252.7011
Allowance Limit | NH3 Citrus | NH3
Emission Rate (lb/MWh) | NH3 Citrus | NH3 | 0.72069 | 0.7204 | 0.71824 | 0.7125 | 0.711 | 0.71251 | 0.71147 | 0.71033 | 0.70997 | 0.70985 | 0.70947 | 0.7114 | 0.71201 | 0.71195 | 0.71387 | 0.70975 | 0.71107 | 0.71025 | 0.71032 | 0.70944 | 0.71269 | 0.71277 | 0.71645 | 0.71464 | 0.71799 | 0.72346 | 0.7329 | 0.77135 | 0.77131 | 0.77333 | 0.77563 | 0.77863 | 0.77649 | 0.77176 | 0.75949
Cost ($000) | NH3 Citrus | NH3 | 359.1764 | 392.3158 | 394.9094 | 425.3407 | 466.573 | 436.5522 | 506.2599 | 526.372 | 513.3895 | 580.1617 | 617.4278 | 676.5258 | 727.2219 | 775.8699 | 772.7338 | 842.8517 | 894.7265 | 864.4412 | 895.6576 | 864.6052 | 837.9225 | 750.3594 | 744.444 | 607.012 | 549.1901 | 421.6358 | 495.8 | 353.3188 | 313.6604 | 332.3432 | 344.5998 | 363.4318 | 376.5875 | 386.175 | 415.5643
Average Cost ($/Allowance) | NH3 Citrus | NH3 | 80.9628 | 85.8206 | 90.9698 | 96.4281 | 102.2137 | 108.3465 | 114.8473 | 121.7382 | 129.0425 | 136.785 | 144.9921 | 153.6916 | 162.9131 | 172.6879 | 183.0492 | 194.0322 | 205.674 | 218.0145 | 223.4648 | 229.0514 | 234.7777 | 240.6472 | 246.6633 | 252.8299 | 259.1507 | 265.6294 | 272.2702 | 279.077 | 286.0536 | 293.2049 | 300.5351 | 308.0485 | 315.7496 | 323.6435 | 331.7346
Cost ($/MWh) | NH3 Citrus | NH3 | 0.029174 | 0.030913 | 0.032669 | 0.034352 | 0.036337 | 0.038599 | 0.040855 | 0.043237 | 0.045808 | 0.048548 | 0.051434 | 0.054668 | 0.057998 | 0.061472 | 0.065337 | 0.068858 | 0.073125 | 0.077422 | 0.079366 | 0.081249 | 0.083661 | 0.085763 | 0.08836 | 0.090341 | 0.093034 | 0.096087 | 0.099774 | 0.10763 | 0.11032 | 0.11337 | 0.11655 | 0.11993 | 0.12259 | 0.12489 | 0.12597
Allowance Bank | NH3 Citrus | NH3
Penalty ($000) | NH3 Citrus | NH3
Abatement | NH3 Citrus | NH3
Abatement Cost ($000) | NH3 Citrus | NH3
Allowances Required | NH3 CR | NH3 | 2023: 1822.8297; 2024: 2172.1924; 2025: 2403.1047; 2026: 1883.0203; 2027: 2069.6879; 2028: 3307.812; 2029: 3061.7929; 2030: 0; 2031: 0; 2032: 0; 2033: 0; 2034: 0
Allowance Limit | NH3 CR | NH3
Emission Rate (lb/MWh) | NH3 CR | NH3 | 2023: 3.0393; 2024: 3.0393; 2025: 3.0393; 2026: 3.0393; 2027: 3.0394; 2028: 3.0393; 2029: 3.0393; 2030: 0; 2031: 0; 2032: 0; 2033: 0; 2034: 0
Cost ($000) | NH3 CR | NH3 | 2023: 851.6014; 2024: 1075.7083; 2025: 1261.4637; 2026: 1047.7626; 2027: 1220.7275; 2028: 2068.0475; 2029: 2029.0901
Average Cost ($/Allowance) | NH3 CR | NH3 | 2023: 467.1865; 2024: 495.2178; 2025: 524.9308; 2026: 556.4266; 2027: 589.8123; 2028: 625.201; 2029: 662.7131
Cost ($/MWh) | NH3 CR | NH3 | 2023: 0.70997; 2024: 0.75257; 2025: 0.79772; 2026: 0.84559; 2027: 0.89632; 2028: 0.9501; 2029: 1.0071
Allowance Bank | NH3 CR | NH3
Penalty ($000) | NH3 CR | NH3
Abatement | NH3 CR | NH3
Abatement Cost ($000) | NH3 CR | NH3
Allowances Required | NH3 Hines | NH3 | 2968.7018 | 3061.4923 | 2901.8106 | 2815.2301 | 2811.4821 | 2899.7351 | 2866.667 | 2707.4053 | 2429.4991 | 2373.355 | 2419.5184 | 2709.5435 | 3158.3934 | 3300.3636 | 3561.7184 | 3105.981 | 2480.4462 | 2268.1832 | 2114.6221 | 1766.9366 | 1411.5079 | 1275.2133 | 777.3169 | 485.6738 | 95.4669
Allowance Limit | NH3 Hines | NH3
Emission Rate (lb/MWh) | NH3 Hines | NH3 | 0.5198 | 0.51958 | 0.52033 | 0.51918 | 0.5192 | 0.51822 | 0.51857 | 0.51819 | 0.51767 | 0.5168 | 0.51653 | 0.51711 | 0.51834 | 0.51818 | 0.51889 | 0.51808 | 0.51528 | 0.51428 | 0.51388 | 0.51276 | 0.51016 | 0.50953 | 0.50924 | 0.509 | 0.509
Cost ($000) | NH3 Hines | NH3 | 233.9035 | 255.6873 | 256.8921 | 264.1809 | 279.659 | 305.7438 | 320.3926 | 320.7484 | 305.094 | 315.9262 | 341.3954 | 405.2572 | 500.7336 | 554.6359 | 634.4707 | 586.4848 | 496.4707 | 481.2247 | 459.8607 | 393.8569 | 322.4962 | 298.64 | 186.5894 | 119.4971 | 24.0763
Average Cost ($/Allowance) | NH3 Hines | NH3 | 78.7898 | 83.5172 | 88.5282 | 93.8399 | 99.4703 | 105.4385 | 111.7649 | 118.4708 | 125.579 | 133.1137 | 141.1005 | 149.5666 | 158.5406 | 168.053 | 178.1361 | 188.8243 | 200.1538 | 212.1631 | 217.4671 | 222.9038 | 228.4764 | 234.1882 | 240.0429 | 246.044 | 252.1951
Cost ($/MWh) | NH3 Hines | NH3 | 0.020477 | 0.021697 | 0.023032 | 0.02436 | 0.025822 | 0.02732 | 0.028979 | 0.030695 | 0.032504 | 0.034397 | 0.036441 | 0.038672 | 0.041089 | 0.043541 | 0.046217 | 0.048913 | 0.051568 | 0.054555 | 0.055876 | 0.057148 | 0.05828 | 0.059663 | 0.061119 | 0.062618 | 0.064184
Allowance Bank | NH3 Hines | NH3
Penalty ($000) | NH3 Hines | NH3
Abatement | NH3 Hines | NH3
Abatement Cost ($000) | NH3 Hines | NH3
Allowances Required | NH3 Osprey | NH3 | 1095.1563 | 1402.8157 | 1887.9971 | 1872.7506 | 1721.7979 | 1859.2444 | 1687.7508 | 1692.1881 | 1627.9713 | 1603.8107 | 1739.6513 | 1768.0841 | 1834.3226 | 1858.244 | 2015.3249 | 1891.4377 | 1787.3041 | 1793.6928 | 1537.4791 | 1382.1832 | 1401.1861 | 451.4716
Allowance Limit | NH3 Osprey | NH3
Emission Rate (lb/MWh) | NH3 Osprey | NH3 | 0.9154 | 0.9154 | 0.9154 | 0.9154 | 0.9154 | 0.9154 | 0.9154 | 0.9154 | 0.9154 | 0.9154 | 0.9154 | 0.9154 | 0.9154 | 0.9154 | 0.9154 | 0.9154 | 0.9154 | 0.9154 | 0.9154 | 0.9154 | 0.9154 | 0.9154
Cost ($000) | NH3 Osprey | NH3 | 55.4662 | 75.311 | 107.4398 | 112.9665 | 110.0925 | 126.0138 | 121.2539 | 128.867 | 131.4153 | 137.2328 | 157.7876 | 169.9885 | 186.9383 | 200.7387 | 230.77 | 229.579 | 229.9559 | 244.6245 | 214.924 | 198.0456 | 205.7876 | 67.9638
Average Cost ($/Allowance) | NH3 Osprey | NH3 | 50.6468 | 53.6856 | 56.9068 | 60.3212 | 63.9404 | 67.7769 | 71.8435 | 76.1541 | 80.7233 | 85.5667 | 90.7007 | 96.1428 | 101.9113 | 108.026 | 114.5076 | 121.3781 | 128.6607 | 136.3804 | 139.7898 | 143.2846 | 146.8667 | 150.5384
Cost ($/MWh) | NH3 Osprey | NH3 | 0.023181 | 0.024572 | 0.026046 | 0.027609 | 0.029266 | 0.031021 | 0.032883 | 0.034856 | 0.036947 | 0.039164 | 0.041514 | 0.044005 | 0.046645 | 0.049443 | 0.05241 | 0.055555 | 0.058888 | 0.062421 | 0.063982 | 0.065581 | 0.067221 | 0.068901
Allowance Bank | NH3 Osprey | NH3
Penalty ($000) | NH3 Osprey | NH3
Abatement | NH3 Osprey | NH3
Abatement Cost ($000) | NH3 Osprey | NH3
Allowances Required | NOx Annual | NOx | 3492.5821 | 3819.8325 | 3250.0379 | 3147.9269 | 2953.2633 | 3104.4109 | 2873.8054 | 3005.9745 | 3301.8288 | 3055.2826 | 3038.0302 | 2810.4371 | 2678.3997 | 2702.2375 | 3097.4323 | 2295.7806 | 2277.174 | 1942.502 | 1816.3374 | 1522.2207 | 1560.3242 | 1273.9061 | 1431.902 | 1048.0038 | 1093.6685 | 828.2564 | 840.8966 | 257.8917 | 217.4651 | 234.1165 | 177.8987 | 166.7563 | 197.0291 | 247.8222 | 276.7496
Allowance Limit | NOx Annual | NOx
Emission Rate (lb/MWh) | NOx Annual | NOx | 0.18496 | 0.19366 | 0.1685 | 0.16486 | 0.15747 | 0.16586 | 0.1527 | 0.16037 | 0.18041 | 0.16742 | 0.16418 | 0.14933 | 0.13969 | 0.13869 | 0.15655 | 0.12487 | 0.12949 | 0.11973 | 0.11813 | 0.10862 | 0.11602 | 0.11389 | 0.14553 | 0.13482 | 0.16265 | 0.16363 | 0.19945 | 0.13004 | 0.12747 | 0.13177 | 0.10516 | 0.097689 | 0.1108 | 0.13214 | 0.13672
Cost ($000) | NOx Annual | NOx
Average Cost ($/Allowance) | NOx Annual | NOx
Cost ($/MWh) | NOx Annual | NOx
Allowance Bank | NOx Annual | NOx
Penalty ($000) | NOx Annual | NOx
Abatement | NOx Annual | NOx
Abatement Cost ($000) | NOx Annual | NOx
Allowances Required | NOx Ozone | NOx | 2177.3074 | 2608.3062 | 2045.9967 | 1961.842 | 1896.4917 | 1840.9102 | 1772.8332 | 1830.4773 | 1932.322 | 1763.7536 | 1788.8613 | 1686.6881 | 1728.8161 | 1817.7383 | 1968.6588 | 1350.8754 | 1465.6029 | 1089.8876 | 1174.6643 | 810.1519 | 967.9795 | 710.5973 | 994.9081 | 579.2931 | 710.2993 | 501.3555 | 653.3682 | 178.6382 | 181.7377 | 191.1815 | 141.1545 | 123.3111 | 163.367 | 201.4416 | 239.8985
Allowance Limit | NOx Ozone | NOx
Emission Rate (lb/MWh) | NOx Ozone | NOx | 0.18496 | 0.19366 | 0.1685 | 0.16486 | 0.15747 | 0.16586 | 0.1527 | 0.16037 | 0.18041 | 0.16742 | 0.16418 | 0.14933 | 0.13969 | 0.13869 | 0.15655 | 0.12487 | 0.12949 | 0.11973 | 0.11813 | 0.10862 | 0.11602 | 0.11389 | 0.14553 | 0.13482 | 0.16265 | 0.16363 | 0.19945 | 0.13004 | 0.12747 | 0.13177 | 0.10516 | 0.097689 | 0.1108 | 0.13214 | 0.13672
Cost ($000) | NOx Ozone | NOx
Average Cost ($/Allowance) | NOx Ozone | NOx
Cost ($/MWh) | NOx Ozone | NOx
Allowance Bank | NOx Ozone | NOx
Penalty ($000) | NOx Ozone | NOx
Abatement | NOx Ozone | NOx
Abatement Cost ($000) | NOx Ozone | NOx
Allowances Required | SO2 | SO2 | 1214.0481 | 1449.9315 | 1572.5934 | 1263.4994 | 1383.6421 | 2118.9445 | 1932.0772 | 2665.209 | 3875.975 | 3521.3798 | 3758.0684 | 1394.8714 | 89.268 | 95.0535 | 101.8016 | 86.3998 | 91.9587 | 72.238 | 71.0939 | 65.8027 | 60.0521 | 51.2655 | 40.8841 | 31.6053 | 27.9803 | 21.1076 | 19.1418 | 0 | 0 | 0 | 0 | 0 | 0 | 0 | 0
Allowance Limit | SO2 | SO2
Emission Rate (lb/MWh) | SO2 | SO2 | 0.064292 | 0.073511 | 0.081531 | 0.066169 | 0.073778 | 0.11321 | 0.10266 | 0.14219 | 0.21178 | 0.19296 | 0.20309 | 0.074117 | 0.0046557 | 0.0048784 | 0.0051452 | 0.0046993 | 0.0052294 | 0.0044525 | 0.0046239 | 0.0046956 | 0.0044652 | 0.0045832 | 0.0041553 | 0.0040659 | 0.0041611 | 0.0041701 | 0.0045402 | 0 | 0 | 0 | 0 | 0 | 0 | 0 | 0
Cost ($000) | SO2 | SO2 | 0.48562 | 0.57997 | 0.62904 | 0.5054 | 0.55346 | 0.84758 | 0.78829 | 1.1093 | 1.6454 | 1.5248 | 1.6596 | 0.62839 | 0.041019 | 0.044552 | 0.048661 | 0.042129 | 0.045731 | 0.036646 | 0.036784 | 0.034731 | 0.032326 | 0.02815 | 0.022898 | 0.018056 | 0.016304 | 0.012546 | 0.011605
Average Cost ($/Allowance) | SO2 | SO2 | 0.4 | 0.4 | 0.4 | 0.4 | 0.4 | 0.4 | 0.408 | 0.4162 | 0.4245 | 0.433 | 0.4416 | 0.4505 | 0.4595 | 0.4687 | 0.478 | 0.4876 | 0.4973 | 0.5073 | 0.5174 | 0.5278 | 0.5383 | 0.5491 | 0.56008 | 0.57128 | 0.58271 | 0.59436 | 0.60625
Cost ($/MWh) | SO2 | SO2 | 1.2858e-05 | 1.4702e-05 | 1.6306e-05 | 1.3234e-05 | 1.4756e-05 | 2.2642e-05 | 2.0943e-05 | 2.9589e-05 | 4.495e-05 | 4.1776e-05 | 4.4843e-05 | 1.6695e-05 | 1.0696e-06 | 1.1432e-06 | 1.2297e-06 | 1.1457e-06 | 1.3003e-06 | 1.1294e-06 | 1.1962e-06 | 1.2392e-06 | 1.2018e-06 | 1.2583e-06 | 1.1636e-06 | 1.1614e-06 | 1.2124e-06 | 1.2393e-06 | 1.3763e-06
Allowance Bank | SO2 | SO2
Penalty ($000) | SO2 | SO2
Abatement | SO2 | SO2
Abatement Cost ($000) | SO2 | SO2
Allowances Required | IRA PTC - Section 45 |  | 1202597.9961 | 1998101.5156 | 2032782.5703 | 2022618.6172 | 2012505.4531 | 2007256.3281 | 1992430.6719 | 1982468.4688 | 1972556.1016 | 1715879.1562 | 809076.5977 | 46939.3955 | 0 | 0 | 0 | 0 | 0 | 0 | 0 | 0 | 0 | 0 | 0 | 0 | 0 | 0 | 0 | 0 | 0 | 0 | 0 | 0 | 0 | 0 | 0
Allowance Limit | IRA PTC - Section 45
Emission Rate (lb/MWh) | IRA PTC - Section 45
Cost ($000) | IRA PTC - Section 45 |  | 2023: -39869.1266; 2024: -72264.073; 2025: -73518.3652; 2026: -73150.7686; 2027: -72785.0171; 2028: -80661.291; 2029: -86737.6528; 2030: -86303.9678; 2031: -85872.4463; 2032: -80444.4128; 2033: -37931.3953; 2034: -2200.6281
Average Cost ($/Allowance) | IRA PTC - Section 45 |  | 2023: -33.1525; 2024: -36.1664; 2025: -36.1664; 2026: -36.1664; 2027: -36.1664; 2028: -40.1848; 2029: -43.5336; 2030: -43.5336; 2031: -43.5336; 2032: -46.8823; 2033: -46.8823; 2034: -46.8823
Cost ($/MWh) | IRA PTC - Section 45 |  | 2023: -33.1525; 2024: -36.1664; 2025: -36.1664; 2026: -36.1664; 2027: -36.1664; 2028: -40.1848; 2029: -43.5336; 2030: -43.5336; 2031: -43.5336; 2032: -40.8885; 2033: -19.4337; 2034: -1.1325
Allowance Bank | IRA PTC - Section 45
Penalty ($000) | IRA PTC - Section 45
Abatement | IRA PTC - Section 45
Abatement Cost ($000) | IRA PTC - Section 45
Allowances Required | IRA PTC - Section 45Y |  |  |  | 525078.5762 | 1650636.625 | 2352429.7578 | 2656942.0156 | 2662522.1406 | 3095084.1094 | 3525694.1875 | 3937886.5312 | 3909085.25 | 3889514.2188 | 3370624.9688 | 2286807.9609 | 1593995.6016 | 4695114.7344 | 6957090.4062 | 9906259.8438 | 11778587.375 | 14804721.25 | 17153278 | 22579530.625 | 26138412.875 | 31454580 | 35034089.25 | 36945721.75 | 37911890.25 | 39522987.75 | 40557174.25 | 37384907.75 | 34971946.25 | 29588402.75 | 26151646.625 | 20782466.375 | 17156647.5
Allowance Limit | IRA PTC - Section 45Y
Emission Rate (lb/MWh) | IRA PTC - Section 45Y
Cost ($000) | IRA PTC - Section 45Y |  |  |  | -18357.1783 | -59697.5215 | -87914.7832 | -110327.7651 | -114125.8979 | -132667.167 | -155847.4033 | -179342.4814 | -178030.7852 | -182349.4307 | -162537.6528 | -113337.1851 | -79000.502 | -238985.127 | -363440.498 | -530775.3633 | -631094.3047 | -813065.0898 | -965022.6953 | -1300542.3438 | -1540539.8125 | -1895996.5938 | -2111759.4844 | -2276475.9219 | -2386791.5781 | -2541160.5312 | -2663136.5312 | -2507064.0781 | -2395147.9219 | -2069557.25 | -1868092.2031 | -1516141.5 | -1278257.75
Average Cost ($/Allowance) | IRA PTC - Section 45Y |  |  |  | -34.9608 | -36.1664 | -37.3719 | -41.5243 | -42.8638 | -42.8638 | -44.2033 | -45.5428 | -45.5428 | -46.8823 | -48.2218 | -49.5613 | -49.5613 | -50.9008 | -52.2403 | -53.5798 | -53.5798 | -54.9193 | -56.2588 | -57.5983 | -58.9378 | -60.2773 | -60.2773 | -61.6168 | -62.9563 | -64.2958 | -65.6638 | -67.0609 | -68.4877 | -69.9449 | -71.4331 | -72.9529 | -74.5051
Cost ($/MWh) | IRA PTC - Section 45Y |  |  |  | -34.9608 | -36.1664 | -37.3719 | -41.5243 | -42.8638 | -42.8638 | -44.2033 | -45.5428 | -45.5428 | -46.8823 | -45.9412 | -45.9734 | -44.6041 | -49.059 | -50.9557 | -52.6501 | -52.8014 | -54.2858 | -55.7007 | -57.1642 | -58.5585 | -59.9581 | -60.0016 | -61.3595 | -62.7069 | -64.0686 | -65.4443 | -66.8298 | -68.2152 | -69.6112 | -70.9586 | -72.327 | -73.7092
Allowance Bank | IRA PTC - Section 45Y
Penalty ($000) | IRA PTC - Section 45Y
Abatement | IRA PTC - Section 45Y
Abatement Cost ($000) | IRA PTC - Section 45Y

## Generation
Generation (GWh)
Base
Resource | Type | BA | Area | 2023 | 2024 | 2025 | 2026 | 2027 | 2028 | 2029 | 2030 | 2031 | 2032 | 2033 | 2034 | 2035 | 2036 | 2037 | 2038 | 2039 | 2040 | 2041 | 2042 | 2043 | 2044 | 2045 | 2046 | 2047 | 2048 | 2049 | 2050 | 2051 | 2052 | 2053 | 2054 | 2055 | 2056 | 2057
AC | Demand:Demand Response | DEF | DEF |  | 0.001 | 0.067875 |  | 0.004 |  | 0.16674 | 0.042705 |  |  | 0.001 |  |  | 2.3034 | 5.641 |  | 2.7288 | 0.001 | 0.024357 | 0.001 |  |  | 58.7023 |  | 23.9733 |  |  | 90.9286 | 13.3207 | 20.8009 | 40.6509 | 40.1187 | 20.8375 | 2.8233 | 7.0039
Anclote 1 | Gas/Oil:Steam Turbine | DEF | DEF | 2023: 965.4942; 2024: 1157.9656; 2025: 568.4436; 2026: 891.4793; 2027: 828.1573; 2028: 843.8808; 2029: 645.9029; 2030: 561.5939; 2031: 331.1673; 2032: 251.635; 2033: 190.8451; 2034: 671.1315; 2035: 813.9202; 2036: 871.5516; 2037: 1202.6439; 2038: 588.0524; 2039: 802.8155; 2040: 567.7474; 2041: 549.2975; 2042: 143.237
Anclote 2 | Gas/Oil:Steam Turbine | DEF | DEF | 2023: 607.8275; 2024: 669.2707; 2025: 362.4283; 2026: 540.798; 2027: 540.2942; 2028: 560.6119; 2029: 352.3406; 2030: 277.5638; 2031: 267.5532; 2032: 216.6332; 2033: 256.7052; 2034: 392.8682; 2035: 564.0134; 2036: 495.2315; 2037: 871.4543; 2038: 293.0832; 2039: 451.3076; 2040: 436.9019; 2041: 362.2761; 2042: 90.079
As Avail | Gas/Oil:Combined Cycle | DEF | DEF | 1.7516 | 1.752 | 1.752 | 1.752 | 1.752 | 1.752 | 1.752 | 1.7519 | 1.752 | 1.752 | 1.752 | 1.752 | 1.752 | 1.752 | 1.752 | 1.752 | 1.752 | 1.776 | 1.752 | 1.752 | 1.752 | 1.752 | 1.752 | 1.752 | 1.752 | 1.776 | 1.752 | 1.752 | 1.752 | 1.752 | 1.752 | 1.752 | 1.752 | 1.776 | 1.752
As Avail PCS | Renewable:Biomass | DEF | DEF | 2023: 118.0725; 2024: 118.0848; 2025: 118.0848; 2026: 118.0848; 2027: 118.0848; 2028: 118.0848; 2029: 118.0848; 2030: 118.0822; 2031: 118.0848; 2032: 118.8936; 2033: 118.0848; 2034: 118.0848; 2035: 118.0848; 2036: 118.0848; 2037: 118.0848; 2038: 118.0848; 2039: 118.0848; 2040: 118.0848; 2041: 118.0848; 2042: 118.0848
Bartow CC 1 0 | Gas/Oil:Combined Cycle | DEF | DEF | 6259.7971 | 6023.442 | 6631.5895 | 6487.4385 | 6181.8637 | 6425.5415 | 6684.7845 | 6767.3033 | 6944.9316 | 6930.3736 | 6810.9951 | 7680.8152 | 8019.7466 | 8267.2199 | 7390.5044 | 7927.7743 | 8210.6464 | 8157.1656 | 7579.3761 | 7702.7256 | 8053.2665 | 7814.7622 | 7268.4174 | 7011.171 | 7029.3367 | 5956.8623 | 1914.6446
Bartow CC 1 PAG | Gas/Oil:Combined Cycle | DEF | DEF | 168.2903 | 162.4293 | 136.6782 | 133.8109 | 132.5557 | 147.9411 | 128.7 | 87.953 | 63.8892 | 61.7203 | 45.5212 | 108.8141 | 135.3085 | 144.2996 | 161.0966 | 109.8081 | 154.842 | 121.9626 | 87.4135 | 64.3584 | 106.8964 | 78.7513 | 155.1232 | 61.1919 | 106.4105 | 29.3724 | 2.6119
BARTOW_P 1 | Gas/Oil:Combustion Turbine | DEF | DEF | 2026: 0.08
BARTOW_P 2 | Gas/Oil:Combustion Turbine | DEF | DEF | 2023: 0.226; 2024: 1.8575; 2025: 2.2866; 2026: 1.395; 2027: 1.8617; 2028: 2.7646; 2029: 1.6344; 2030: 2.318; 2031: 3.2166; 2032: 1.0829; 2033: 0.566; 2034: 0.06
BARTOW_P 3 | Gas/Oil:Combustion Turbine | DEF | DEF | 2024: 0.184; 2026: 0.082
BARTOW_P 4 | Gas/Oil:Combustion Turbine | DEF | DEF | 2023: 2.0152; 2024: 3.604; 2025: 4.808; 2026: 2.6849; 2027: 3.721; 2028: 2.7842; 2029: 3.9157; 2030: 3.9093; 2031: 4.3959; 2032: 1.6078; 2033: 1.7868; 2034: 0.77133
Battery 2 Hours | Storage:Battery | DEF | DEF | 2027: 82.4845; 2028: 87.7629; 2029: 83.5583; 2030: 88.1018; 2031: 75.7187; 2032: 74.2632; 2033: 68.113; 2034: 62.4366; 2035: 64.637; 2036: 61.8956; 2037: 64.9452; 2038: 58.5065; 2039: 52.2577; 2040: 48.3305; 2041: 47.8402
Battery 4 Hours | Storage:Battery | DEF | DEF | [9 empty] | 349.6193 | 1029.1325 | 1752.1842 | 2382.963 | 2629.1242 | 2630.7771 | 2519.5202 | 2394.0015 | 2394.6695 | 2281.1762 | 2208.5122 | 2169.7909 | 1842.9026 | 1903.2298 | 1503.2308 | 1774.76 | 1396.422 | 1324.4489 | 636.3275 | 500.9305 | 454.7541 | 394.3394 | 288.431 | 165.2414 | 172.3443 | 136.5076
BAYBORO_P 1 | Gas/Oil:Combustion Turbine | DEF | DEF | 2024: 0.4; 2025: 0.12159
BAYBORO_P 2 | Gas/Oil:Combustion Turbine | DEF | DEF | 2024: 0.049756
BAYBORO_P 3 | Gas/Oil:Combustion Turbine | DEF | DEF | 2024: 0.146; 2025: 0.043174
BAYBORO_P 4 | Gas/Oil:Combustion Turbine | DEF | DEF | 2024: 0.103
Citrus CC 1 | Gas/Oil:Combined Cycle | DEF | DEF | 5993.4395 | 6151.5719 | 5727.002 | 6310.6534 | 6317.1396 | 5589.1745 | 6183.4165 | 6122.789 | 5678.0106 | 6071.9934 | 6122.305 | 6180.6297 | 6216.1571 | 6238.1685 | 5792.9393 | 6153.8379 | 6149.608 | 5579.8418 | 5694.8953 | 5434.4306 | 5177.2252 | 4849.7927 | 4070.037 | 3352.1143 | 3505.5901 | 2718.4403 | 3041.6139 | 1733.979 | 1694.5874 | 1638.7502 | 1695.2133 | 1651.1435 | 1634.991 | 1654.1106 | 1598.2153
Citrus CC 1 Duct | Gas/Oil:Combined Cycle | DEF | DEF | 181.4075 | 183.04 | 135.3236 | 166.2878 | 145.5548 | 147.7574 | 138.0459 | 104.0537 | 75.4095 | 70.1907 | 65.6135 | 139.4686 | 157.5623 | 177.193 | 225.2796 | 109.5834 | 148.2666 | 103.9721 | 83.465 | 33.1168 | 92.5696 | 56.8796 | 133.0715 | 58.5089 | 102.1953 | 22.3759 | 92.3606 | 132.8474 | 97.1953 | 109.3744 | 102.9631 | 113.7733 | 110.9582 | 97.439 | 105.3882
Citrus CC 2 | Gas/Oil:Combined Cycle | DEF | DEF | 5963.3475 | 6162.6694 | 6088.0844 | 5856.0417 | 6381.2282 | 5634.7209 | 6199.9145 | 6180.4616 | 5759.7759 | 6183.2461 | 6197.6224 | 6182.4152 | 6152.8085 | 6181.0465 | 5743.0519 | 6155.7499 | 6175.0297 | 5610.2558 | 6041.0902 | 5673.0287 | 5245.2331 | 4720.2592 | 4900.5179 | 4100.6149 | 2833.0926 | 2546.4106 | 2665.7813 | 1564.1658 | 1422.7889 | 1549.1968 | 1546.5465 | 1567.6169 | 1567.4825 | 1395.2729 | 1470.775
Citrus CC 2 Duct | Gas/Oil:Combined Cycle | DEF | DEF | 176.0563 | 194.3919 | 144.2209 | 132.1556 | 138.9657 | 144.928 | 136.4139 | 93.1317 | 60.3532 | 58.4926 | 56.7206 | 124.1028 | 152.3273 | 174.4526 | 193.6032 | 97.8033 | 138.1914 | 131.4136 | 73.4398 | 36.6122 | 79.1983 | 54.5242 | 126.8655 | 66.3115 | 83.7772 | 29.03 | 81.9096 | 117.3313 | 78.8018 | 110.397 | 100.1353 | 106.3701 | 102.4665 | 77.9952 | 110.016
Crystal 4 | Coal:Conventional | DEF | DEF | 2023: 732.6096; 2024: 687.0782; 2025: 884.2841; 2026: 604.9627; 2027: 811.3688; 2028: 1083.3701; 2029: 1226.0779; 2030: 1519.9204; 2031: 2720.0189; 2032: 1869.1859; 2033: 2528.3804; 2034: 1073.6925
Crystal 5 | Coal:Conventional | DEF | DEF | 2023: 461.2435; 2024: 747.1142; 2025: 713.5886; 2026: 697.7447; 2027: 677.6562; 2028: 967.0863; 2029: 1059.7408; 2030: 1419.8454; 2031: 1816.5259; 2032: 2193.9772; 2033: 1749.2337; 2034: 463.5529
DEBARY 10 | Gas/Oil:Combustion Turbine | DEF | DEF | 2024: 0.424; 2025: 0.26414; 2026: 0.12; 2027: 0.57339; 2028: 0.66242; 2029: 0.64; 2030: 0.56555; 2031: 0.258; 2032: 0.208; 2033: 0.10051; 2034: 0.48599; 2035: 0.48955
DEBARY 2 | Gas/Oil:Combustion Turbine | DEF | DEF | 2024: 0.57237; 2026: 0.135; 2027: 0.04
DEBARY 3 | Gas/Oil:Combustion Turbine | DEF | DEF | 2024: 0.568; 2026: 0.16048
DEBARY 4 | Gas/Oil:Combustion Turbine | DEF | DEF | 2024: 0.13369; 2025: 0.086; 2026: 0.112; 2027: 0.02
DEBARY 5 | Gas/Oil:Combustion Turbine | DEF | DEF | 2024: 0.49; 2026: 0.251
DEBARY 6 | Gas/Oil:Combustion Turbine | DEF | DEF | 2024: 0.592; 2025: 0.204; 2026: 0.112
DEBARY 7 | Gas/Oil:Combustion Turbine | DEF | DEF | 2023: 14.0363; 2024: 15.0725; 2025: 17.6811; 2026: 16.7449; 2027: 15.3271; 2028: 16.8768; 2029: 14.7562; 2030: 14.1823; 2031: 14.8647; 2032: 10.6688; 2033: 7.8444; 2034: 13.4912; 2035: 13.6866; 2036: 3.881
DEBARY 8 | Gas/Oil:Combustion Turbine | DEF | DEF | 2023: 18.9885; 2024: 17.2829; 2025: 20.9977; 2026: 18.247; 2027: 18.0521; 2028: 19.6126; 2029: 16.3943; 2030: 14.8682; 2031: 19.6935; 2032: 10.8603; 2033: 12.315; 2034: 12.9044; 2035: 16.6981; 2036: 5.968
DEBARY 9 | Gas/Oil:Combustion Turbine | DEF | DEF | 2023: 18.8478; 2024: 23.5904; 2025: 22.6435; 2026: 21.4374; 2027: 18.491; 2028: 22.7933; 2029: 20.413; 2030: 19.2391; 2031: 20.2379; 2032: 10.5209; 2033: 12.243; 2034: 16.8516; 2035: 17.1986; 2036: 6.864
DEF Nuclear Natrium | Nuclear:Nuclear | DEF | DEF | 2048: 3032.2177; 2049: 4939.5159; 2050: 7571.3619; 2051: 9028.9735; 2052: 11912.2774; 2053: 13732.2635; 2054: 18770.2936; 2055: 22074.1256; 2056: 27313.6829; 2057: 30960.5314
DEF Nuclear Natrium - Storage | Storage:Battery | DEF | DEF | 2048: 367.3391; 2049: 646.9493; 2050: 988.3557; 2051: 1208.6792; 2052: 1514.8794; 2053: 1792.0731; 2054: 2314.8386; 2055: 2718.9837; 2056: 3245.0196; 2057: 3668.1543
DEF Nuclear Natrium - Storage PTC | Storage:Battery | DEF | DEF | 2038: 439.3108; 2039: 804.4473; 2040: 1213.0784; 2041: 1504.6543; 2042: 1930.5302; 2043: 2227.7119; 2044: 2837.0359; 2045: 3211.0516; 2046: 3752.614; 2047: 4137.2538; 2048: 4238.8491; 2049: 4372.7427; 2050: 4532.0636; 2051: 4610.5898; 2052: 4220.948; 2053: 4021.7146; 2054: 3314.1393; 2055: 2961.5781; 2056: 2408.2999; 2057: 1924.489
DEF Nuclear Natrium PTC | Nuclear:Nuclear | DEF | DEF | 2038: 3399.2888; 2039: 5692.922; 2040: 9072.9759; 2041: 11357.1046; 2042: 14794.2958; 2043: 17060.2961; 2044: 22260.5692; 2045: 25589.1995; 2046: 30654.8513; 2047: 34023.5544; 2048: 35826.0618; 2049: 36781.0786; 2050: 38528.8811; 2051: 39525.8372; 2052: 36262.0017; 2053: 33974.8881; 2054: 28784.7236; 2055: 25595.597; 2056: 20426.7598; 2057: 17040.2395
Gen 190MW CT | Gas/Oil:Combustion Turbine | DEF | DEF | [5 empty] | 10.5118 |  | 29.7601 | 46.6552 |  |  | 295.4014 | 657.2662 | 762.6248 | 843.7623 | 372.1894 | 642.4161 | 76.6659 | 140.466 | 178.9681 | 696.0151 | 276.3317 | 1622.4027 | 609.089 | 1162.0352 | 456.9116 | 2155.1657 | 881.8765 | 673.3083 | 724.46 | 608.634 | 558.7098 | 599.0126 | 649.3501 | 764.3955
Gen 190MW CT H2 | Gas/Oil:Combustion Turbine | DEF | DEF | 2043: 10.5481; 2044: 0.97955; 2045: 68.7842; 2046: 22.5818; 2047: 83.167; 2048: 6.5012; 2049: 175.0245; 2050: 1683.9492; 2051: 781.4793; 2052: 1063.393; 2053: 1029.5846; 2054: 1146.7203; 2055: 1060.7771; 2056: 1046.4176; 2057: 880.5591
HEAT | Demand:Demand Response | DEF | DEF | 2024: 0.002; 2025: 0.001; 2026: 0.003; 2028: 0.001; 2030: 0.045509; 2032: 0.031486; 2033: 0.076256; 2035: 0.001; 2038: 5.4201; 2045: 0.001; 2047: 0.002; 2050: 340.857; 2051: 13.2971; 2052: 4.2063; 2053: 9.7333; 2054: 13.7792; 2055: 18.7824; 2056: 6.6862; 2057: 14.5726
Hines CC 1 | Gas/Oil:Combined Cycle | DEF | DEF | 2023: 2697.0489; 2024: 2692.5006; 2025: 2816.3342; 2026: 2107.6437; 2027: 2485.8629; 2028: 2238.709; 2029: 2504.5183; 2030: 2105.5358; 2031: 1655.3708; 2032: 1228.3017; 2033: 1317.0471; 2034: 1624.606; 2035: 2463.3331; 2036: 2534.9264; 2037: 3067.0536; 2038: 2282.9242; 2039: 503.132
Hines CC 2 | Gas/Oil:Combined Cycle | DEF | DEF | 2844.3809 | 2902.5283 | 3006.8884 | 3453.6734 | 3136.9936 | 3387.658 | 2915.0717 | 3060.0759 | 2581.7101 | 2560.0729 | 2615.9179 | 2831.0922 | 3167.8481 | 3136.2121 | 3560.1531 | 3153.9565 | 2805.0849 | 2725.8861 | 2327.7935 | 1561.7114 | 234.6142
Hines CC 3 | Gas/Oil:Combined Cycle | DEF | DEF | 3103.7565 | 3018.9304 | 2952.1207 | 2991.4372 | 3622.0409 | 3506.9326 | 3658.3911 | 3071.1141 | 3469.5617 | 3203.8122 | 3408.5717 | 3364.9324 | 4043.528 | 3957.9769 | 4359.8045 | 3551.9542 | 3582.2878 | 3344.314 | 3135.7905 | 2401.3387 | 2657.3601 | 2117.2086 | 467.3122
Hines CC 4 | Gas/Oil:Combined Cycle | DEF | DEF | 2750.7943 | 3139.7302 | 2487.6391 | 2893.274 | 2578.0328 | 3470.0263 | 3096.0424 | 3308.7502 | 2710.004 | 3225.9734 | 3222.8384 | 3718.6341 | 3449.3957 | 4014.9566 | 3702.039 | 3938.1826 | 3589.595 | 3780.4627 | 3414.7881 | 3667.4823 | 3363.4055 | 3433.5868 | 3021.6472 | 2394.7816 | 515.7112
INT CITY 1 | Gas/Oil:Combustion Turbine | DEF | DEF | 2023: 0.11403; 2024: 0.045; 2026: 0.151; 2027: 0.225; 2028: 0.286; 2029: 0.122; 2030: 0.514; 2031: 0.70226; 2032: 0.2156; 2033: 0.061
INT CITY 10 | Gas/Oil:Combustion Turbine | DEF | DEF | 2023: 3.1934; 2024: 12.311; 2025: 9.7545; 2026: 5.3474; 2027: 10.69; 2028: 9.848; 2029: 8.432; 2030: 8.1404; 2031: 12.1332; 2032: 4.6546; 2033: 4.56; 2034: 12.134; 2035: 11.1427; 2036: 17.0628; 2037: 19.026; 2038: 4.1529
INT CITY 11 | Gas/Oil:Combustion Turbine | DEF | DEF | 2024: 2.0489; 2025: 0.98264; 2026: 0.54008; 2027: 1.5961; 2028: 1.1658; 2029: 0.49824; 2030: 1.518; 2031: 2.8755; 2032: 0.75783; 2034: 0.48; 2035: 1.7938; 2036: 5.1631; 2037: 7.2952; 2038: 4.1517; 2039: 6.5653; 2040: 0.6; 2041: 0.42; 2042: 1.4283; 2043: 1.9566; 2044: 0.44842
INT CITY 12 | Gas/Oil:Combustion Turbine | DEF | DEF | 2.314 | 11.35 | 7.609 | 4.002 | 10.212 | 11.417 | 6.471 | 8.471 | 12.108 | 3.543 | 1.451 | 6.545 | 7.881 | 11.398 | 15.799 | 16.19 | 19.671 | 10.109 | 13.632 | 17.733 | 40.235 | 28.596 | 7.724
INT CITY 13 | Gas/Oil:Combustion Turbine | DEF | DEF | 8.592 | 18.944 | 14.143 | 9.163 | 13.438 | 14.579 | 9.819 | 11.945 | 16.1632 | 7.163 | 4.538 | 9.795 | 12.086 | 14.607 | 27.939 | 18.6804 | 22.096 | 18.48 | 20.036 | 20.425 | 44.212 | 40.9467 | 14.258
INT CITY 14 | Gas/Oil:Combustion Turbine | DEF | DEF | 11.686 | 19.082 | 16.631 | 7.931 | 15.201 | 14.666 | 12.66 | 12.776 | 15.469 | 8.569 | 6.102 | 10.049 | 12.002 | 15.008 | 25.844 | 27.1732 | 28.545 | 16.891 | 24.197 | 25.2807 | 49.583 | 38.509 | 13.854
INT CITY 2 | Gas/Oil:Combustion Turbine | DEF | DEF | 2026: 0.064; 2027: 0.046; 2028: 0.04454; 2029: 0.032; 2030: 0.124; 2031: 0.528; 2032: 0.032
INT CITY 3 | Gas/Oil:Combustion Turbine | DEF | DEF | 2024: 0.096; 2025: 0.032; 2026: 0.064; 2027: 0.17; 2028: 0.217; 2029: 0.096; 2030: 0.3187; 2031: 0.702; 2032: 0.189
INT CITY 4 | Gas/Oil:Combustion Turbine | DEF | DEF | 2023: 0.094; 2024: 0.142; 2025: 0.064; 2026: 0.094; 2027: 0.33699; 2028: 0.156; 2029: 0.14685; 2030: 0.31814; 2031: 0.17271; 2032: 0.21975
INT CITY 5 | Gas/Oil:Combustion Turbine | DEF | DEF | 2026: 0.123; 2027: 0.09; 2028: 0.168; 2029: 0.064; 2030: 0.12782; 2031: 0.488; 2032: 0.091
INT CITY 6 | Gas/Oil:Combustion Turbine | DEF | DEF | 2023: 0.03413; 2024: 0.37703; 2025: 0.032; 2026: 0.14467; 2027: 0.489; 2028: 0.44976; 2029: 0.099271; 2030: 0.46413; 2031: 0.93643; 2032: 0.22; 2033: 0.096
INT CITY 7 | Gas/Oil:Combustion Turbine | DEF | DEF | 2023: 21.6346; 2024: 31.2495; 2025: 22.6916; 2026: 21.0828; 2027: 22.5549; 2028: 27.9559; 2029: 16.9567; 2030: 17.5104; 2031: 17.4054; 2032: 10.7596; 2033: 10.6773; 2034: 24.7829; 2035: 24.2519; 2036: 30.0385; 2037: 39.1024; 2038: 8.7197
INT CITY 8 | Gas/Oil:Combustion Turbine | DEF | DEF | 2023: 11.994; 2024: 24.1972; 2025: 20.3414; 2026: 14.2266; 2027: 20.3924; 2028: 20.0934; 2029: 16.9418; 2030: 15.4737; 2031: 13.4535; 2032: 10.5634; 2033: 8.7796; 2034: 21.6873; 2035: 19.2095; 2036: 23.7027; 2037: 33.978; 2038: 4.942
INT CITY 9 | Gas/Oil:Combustion Turbine | DEF | DEF | 2023: 11.5552; 2024: 23.9962; 2025: 17.9283; 2026: 16.2743; 2027: 15.4789; 2028: 21.7102; 2029: 16.2669; 2030: 15.667; 2031: 15.8781; 2032: 8.8747; 2033: 7.3893; 2034: 22.7357; 2035: 15.9906; 2036: 24.3525; 2037: 31.5227; 2038: 7.288
INTER | Demand:Demand Response | DEF | DEF | 2026: 0.045286; 2027: 0.10973; 2028: 0.018556; 2030: 0.28019; 2032: 0.001; 2036: 0.10622; 2037: 3.8028; 2038: 2.496; 2039: 0.7719; 2045: 11.8382; 2047: 1.2412; 2049: 0.001; 2050: 177.3531; 2051: 0.047039; 2052: 0.009642; 2053: 0.079129; 2054: 37.3855; 2055: 0.026245; 2056: 0.025345; 2057: 0.18723
Mulberry | Gas/Oil:Combined Cycle | DEF | DEF | 2023: 522.6688; 2024: 334.305
New DEF OnShore Wind | Renewable:Wind | DEF | DEF | 2048: 72.287; 2049: 216.3729; 2050: 251.4408; 2051: 179.1148; 2052: 166.9328; 2053: 236.6099; 2054: 352.0066; 2055: 421.0119; 2056: 526.7193; 2057: 639.2686
New DEF OnShore Wind PTC | Renewable:Wind | DEF | DEF | 2043: 114.2655; 2044: 343.5367; 2045: 569.2931; 2046: 805.8058; 2047: 1013.7089; 2048: 1123.1469; 2049: 1094.0142; 2050: 1023.3301; 2051: 1039.5822; 2052: 1071.0312; 2053: 999.2733; 2054: 780.022; 2055: 566.9536; 2056: 344.8866; 2057: 113.9377
NSG Vand CT 1 | Gas/Oil:Combustion Turbine | DEF | DEF | 2023: 158.6045; 2024: 171.8871; 2025: 97.5223; 2026: 83.774; 2027: 16.1465
NSG Vand CT 2 | Gas/Oil:Combustion Turbine | DEF | DEF | 2023: 160.4438; 2024: 185.6914; 2025: 110.5118; 2026: 96.7515; 2027: 21.1769
NSG Vand CT 3 | Gas/Oil:Combustion Turbine | DEF | DEF | 2023: 197.2687; 2024: 205.2231; 2025: 124.3059; 2026: 97.5027; 2027: 19.4073
NSG Vand CT 4 | Gas/Oil:Combustion Turbine | DEF | DEF | 2023: 215.3569; 2024: 216.8182; 2025: 141.0483; 2026: 147.9682; 2027: 21.7203
Orange Cogen | Gas/Oil:Combined Cycle | DEF | DEF | 2023: 500.864; 2024: 502.32; 2025: 500.864
Orlando Cogen | Gas/Oil:Combined Cycle | DEF | DEF | 2023: 910.5839
Osprey 1 0 | Gas/Oil:Combined Cycle | DEF | DEF | 2023: 1511.6504; 2024: 1443.7858
Osprey 1 1 | Gas/Oil:Combined Cycle | DEF | DEF | 2023: 817.6014; 2024: 834.648
Osprey 1 2 | Gas/Oil:Combined Cycle | DEF | DEF | 2023: 57.3309; 2024: 59.6696
OspreyAcq | Gas/Oil:Combined Cycle | DEF | DEF |  | 749.4407 | 4065.03 | 4095.4304 | 3966.4904 | 4226.4532 | 3869.5484 | 3977.4081 | 3809.4755 | 3857.1931 | 4040.592 | 4042.1106 | 4104.5803 | 4054.9336 | 4454.6985 | 4166.4493 | 3891.3709 | 3943.2085 | 3387.1515 | 3201.2388 | 3174.8048 | 1081.5662
OspreyAcqDF | Gas/Oil:Combined Cycle | DEF | DEF |  | 4.4354 | 99.9779 | 112.8242 | 100.6634 | 101.2446 | 99.4695 | 101.6662 | 59.5915 | 56.4826 | 62.3415 | 121.5188 | 151.8095 | 169.8671 | 157.3525 | 134.2864 | 159.7987 | 126.7334 | 128.6011 | 86.363 | 132.8444 | 9.61
Pasco County | Renewable:Biomass | DEF | DEF | 2023: 168.9036; 2024: 169.464; 2025: 167.808; 2026: 80.592; 2027: 80.592; 2028: 81.144; 2029: 80.592; 2030: 80.5902; 2031: 80.592; 2032: 80.592; 2033: 80.592; 2034: 80.592; 2035: 80.592; 2036: 81.144; 2037: 80.592; 2038: 80.592; 2039: 80.592; 2040: 81.144; 2041: 80.592; 2042: 80.592
Pinellas County | Renewable:Biomass | DEF | DEF | 2023: 353.446; 2024: 361.35; 2025: 358.722; 2026: 191.844; 2027: 191.844; 2028: 193.158; 2029: 191.844; 2030: 191.8397; 2031: 191.844; 2032: 193.158; 2033: 191.844; 2034: 191.844; 2035: 191.844; 2036: 191.844; 2037: 191.844; 2038: 191.844; 2039: 191.844; 2040: 191.844; 2041: 191.844; 2042: 191.844
Shady Hills 1 | Gas/Oil:Combustion Turbine | DEF | DEF | 2023: 51.4971; 2024: 0.34877
Shady Hills 2 | Gas/Oil:Combustion Turbine | DEF | DEF | 2023: 34.4357; 2024: 1.0463
Shady Hills 3 | Gas/Oil:Combustion Turbine | DEF | DEF | 2023: 47.0817; 2024: 1.2207
Solar 3rdParty Block 1 | Renewable:Solar PV | DEF | DEF |  | 70.0259 | 123.468 | 210.3836 | 276.5713 | 363.4235 | 428.1483 | 513.5392 | 578.212 | 576.7911 | 572.4449 | 569.5826 | 566.7346 | 565.3414 | 561.0811 | 558.2756 | 555.4843 | 554.1181 | 549.9432 | 547.1932 | 544.4568 | 543.1183 | 539.026 | 536.3308 | 533.6501 | 532.3376 | 528.3267 | 525.6848 | 523.0556 | 522.0487 | 517.8395 | 515.2505 | 512.6738 | 597.0489 | 507.5597
Solar 3rdParty Block 2 | Renewable:Solar PV | DEF | DEF | [9 empty] | 87.5324 | 154.335 | 241.0959 | 307.1311 | 393.908 | 458.4015 | 543.642 | 608.164 | 606.6687 | 602.0979 | 599.087 | 596.0917 | 594.6265 | 590.1462 | 587.1951 | 584.2596 | 582.823 | 578.4317 | 575.5394 | 572.6616 | 571.5583 | 566.9493 | 564.1147 | 561.2936 | 653.67 | 555.6948
Solar 3rdParty Block 3 | Renewable:Solar PV | DEF | DEF | 2040: 87.5324; 2041: 154.335; 2042: 241.0959; 2043: 307.1311; 2044: 393.908; 2045: 458.4015; 2046: 543.642; 2047: 608.1639; 2048: 606.6687; 2049: 602.0979; 2050: 599.087; 2051: 596.0917; 2052: 594.9439; 2053: 590.1462; 2054: 587.1951; 2055: 584.2596; 2056: 680.4158; 2057: 578.4317
Solar 3rdParty Block 4 | Renewable:Solar PV | DEF | DEF | 2048: 87.5324; 2049: 154.335; 2050: 241.0959; 2051: 307.1311; 2052: 306.5392; 2053: 304.0665; 2054: 302.5462; 2055: 301.034; 2056: 350.5777; 2057: 298.0314
Solar DEF Bay Ranch | Renewable:Solar PV | DEF | DEF | 127.0712 | 187.891 | 186.5021 | 185.5695 | 184.6417 | 184.1613 | 182.7998 | 181.8859 | 180.9764 | 180.5056 | 179.1712 | 178.2754 | 177.3839 | 176.9224 | 175.6146 | 174.7365 | 173.8628 | 173.4104 | 172.1285 | 171.2679 | 170.2724 | 169.9682 | 168.0497 | 166.4597 | 160.4285 | 157.2939 | 154.4349 | 145.1342 | 142.5747 | 140.0931 | 167.0762 | 175.2579 | 182.1565 | 182.9891 | 184.3592
Solar DEF Bay Trail | Renewable:Solar PV | DEF | DEF | 187.9551 | 187.4649 | 186.0803 | 185.1499 | 184.2242 | 183.7436 | 182.3865 | 181.4746 | 180.5672 | 180.0962 | 178.7661 | 177.8722 | 176.9829 | 176.5212 | 175.2175 | 174.3414 | 173.4697 | 173.0172 | 171.7394 | 170.8806 | 169.8877 | 169.5828 | 167.5682 | 165.9372 | 159.6226 | 156.7263 | 152.9125 | 143.6503 | 139.9488 | 146.1661 | 176.8303 | 176.8094 | 183.2421 | 183.9537 | 184.0023
Solar DEF Charlie Creek | Renewable:Solar PV | DEF | DEF | 178.4538 | 177.9851 | 176.6738 | 175.7904 | 174.9115 | 174.452 | 173.1667 | 172.3009 | 171.4394 | 170.989 | 169.7293 | 168.8806 | 168.0362 | 167.5949 | 166.3601 | 165.5283 | 164.7006 | 164.268 | 163.0578 | 162.2425 | 161.3738 | 161.0072 | 159.3283 | 157.5928 | 152.0005 | 147.9484 | 144.1028 | 135.9124 | 131.9661 | 142.3371 | 167.9862 | 167.8441 | 174.3918 | 174.7158 | 174.7893
Solar DEF Columbia | Renewable:Solar PV | DEF | DEF | 176.1547 | 175.6933 | 174.3976 | 173.5257 | 172.658 | 172.2056 | 170.9357 | 170.0811 | 169.2306 | 168.7873 | 167.5426 | 166.7049 | 165.8714 | 165.4368 | 164.2168 | 163.3957 | 162.5787 | 162.1528 | 160.957 | 160.1523 | 159.2946 | 158.934 | 157.2741 | 155.3978 | 150.5845 | 147.3835 | 143.0137 | 154.5678 | 154.3371 | 148.9598 | 159.9591 | 161.9169 | 169.1614 | 170.2002 | 172.4734
Solar DEF County Line | Renewable:Solar PV | DEF | DEF |  |  | 175.9224 | 187.195 | 186.259 | 185.7727 | 184.4011 | 183.4791 | 182.5616 | 182.085 | 180.7406 | 179.8369 | 178.9378 | 178.4706 | 177.1528 | 176.2671 | 175.3857 | 174.9278 | 173.6363 | 172.768 | 171.866 | 171.4555 | 169.3647 | 167.9047 | 161.8992 | 159.1581 | 156.0471 | 145.8626 | 143.4176 | 139.882 | 149.5027 | 151.044 | 181.3828 | 183.6981 | 185.9245
Solar DEF Debary | Renewable:Solar PV | DEF | DEF | 151.7 | 151.3273 | 150.1868 | 149.4359 | 148.6888 | 148.3234 | 147.2056 | 146.4696 | 145.7372 | 145.3791 | 144.2835 | 143.5621 | 142.8443 | 142.4932 | 141.4194 | 140.7123 | 140.0088 | 139.6647 | 138.6121 | 137.9191 | 137.1749 | 136.8923 | 135.4012 | 133.9022 | 128.2971 | 124.7222 | 121.0806 | 125.9736 | 129.842 | 127.4502 | 137.0277 | 138.8567 | 145.1996 | 171.4318 | 148.5055
Solar DEF Duette | Renewable:Solar PV | DEF | DEF | 176.6857 | 176.2215 | 174.9234 | 174.0488 | 173.1785 | 172.7234 | 171.4511 | 170.5938 | 169.7408 | 169.2948 | 168.0476 | 167.2075 | 166.3714 | 165.9342 | 164.7118 | 163.8883 | 163.0688 | 162.6403 | 161.4422 | 160.635 | 159.775 | 159.4118 | 157.7463 | 156.0329 | 150.4025 | 146.6735 | 142.5689 | 134.81 | 135.5001 | 155.9385 | 166.5432 | 166.4027 | 172.7363 | 173.0314 | 173.0633
Solar DEF Falmouth | Renewable:Solar PV | DEF | DEF |  | 163.2732 | 187.2582 | 186.3219 | 185.3903 | 184.9084 | 183.5411 | 182.6233 | 181.7102 | 181.2378 | 179.8977 | 178.9982 | 178.1032 | 177.6402 | 176.3266 | 175.445 | 174.5678 | 174.114 | 172.8264 | 171.9623 | 171.0644 | 170.6577 | 168.6464 | 167.1432 | 161.0094 | 158.4569 | 155.1035 | 145.1724 | 142.4356 | 139.3856 | 149.0878 | 172.3362 | 182.0342 | 183.0643 | 185.0574
Solar DEF Fort Green | Renewable:Solar PV | DEF | DEF | 187.6288 | 187.1403 | 185.7573 | 184.8285 | 183.9044 | 183.4254 | 182.0699 | 181.1595 | 180.2537 | 179.7843 | 178.4557 | 177.5634 | 176.6756 | 176.2155 | 174.9133 | 174.0387 | 173.1685 | 172.7175 | 171.4412 | 170.584 | 169.5926 | 169.2891 | 167.2901 | 165.7524 | 159.58 | 156.2473 | 152.2722 | 142.8746 | 139.6505 | 154.3249 | 175.9743 | 176.3011 | 182.6383 | 183.215 | 183.6824
Solar DEF Hamilton | Renewable:Solar PV | DEF | DEF | 175.1333 | 174.6724 | 173.3849 | 172.5204 | 171.6601 | 171.2077 | 169.9455 | 169.0956 | 168.248 | 167.8088 | 166.5699 | 165.7388 | 164.91 | 164.4764 | 163.2656 | 162.4499 | 161.6358 | 161.2104 | 160.0243 | 159.2229 | 158.3728 | 158.0107 | 156.3658 | 154.7381 | 149.3805 | 146.1336 | 164.005 | 156.842 | 152.3367 | 148.618 | 159.6975 | 161.3491 | 168.4217 | 169.4059 | 171.4759
Solar DEF Hardeetown | Renewable:Solar PV | DEF | DEF | 127.0712 | 187.891 | 186.5021 | 185.5695 | 184.6417 | 184.1613 | 182.7998 | 181.8859 | 180.9764 | 180.5056 | 179.1712 | 178.2754 | 177.3839 | 176.9224 | 175.6146 | 174.7365 | 173.8628 | 173.4104 | 172.1285 | 171.2679 | 170.2724 | 169.9682 | 167.9823 | 166.4083 | 160.4218 | 157.0072 | 153.9484 | 144.396 | 142.1884 | 140.7523 | 167.3735 | 175.3465 | 182.4033 | 183.5227 | 184.3592
Solar DEF High Spring | Renewable:Solar PV | DEF | DEF | 89.1428 | 188.0806 | 186.6908 | 185.7573 | 184.8285 | 184.3471 | 182.9848 | 182.0699 | 181.1595 | 180.6877 | 179.3525 | 178.4558 | 177.5634 | 177.101 | 175.7922 | 174.9133 | 174.0387 | 173.5854 | 172.3027 | 171.4412 | 170.4947 | 170.1397 | 168.0978 | 166.5887 | 160.5699 | 157.2845 | 154.8134 | 144.437 | 142.3823 | 143.3792 | 164.9735 | 177.7132 | 183.7207 | 184.1324 | 184.6169
Solar DEF Hildreth | Renewable:Solar PV | DEF | DEF | 127.0712 | 187.891 | 186.5021 | 185.5695 | 184.6417 | 184.1613 | 182.7998 | 181.8859 | 180.9764 | 180.5056 | 179.1712 | 178.2754 | 177.3839 | 176.9224 | 175.6146 | 174.7365 | 173.8628 | 173.4104 | 172.1285 | 171.2679 | 170.2941 | 169.9682 | 168.0497 | 166.3997 | 160.317 | 157.2708 | 154.501 | 144.6346 | 141.7386 | 139.7621 | 166.6133 | 174.7357 | 181.6747 | 182.6271 | 184.3592
Solar DEF Lake Placid | Renewable:Solar PV | DEF | DEF | 104.9836 | 104.67 | 103.9715 | 103.4104 | 102.9001 | 102.6182 | 101.8641 | 101.3207 | 100.8766 | 100.5779 | 99.8364 | 99.3376 | 98.838 | 98.5857 | 97.8504 | 97.3597 | 96.8703 | 96.6131 | 95.8744 | 95.4514 | 94.94 | 94.6997 | 93.7811 | 92.85 | 89.8847 | 88.0882 | 85.4807 | 93.7375 | 91.12 | 90.4427 | 96.5719 | 97.5106 | 101.4098 | 101.8599 | 102.7849
Solar DEF Mule Creek | Renewable:Solar PV | DEF | DEF |  | 176.3742 | 187.195 | 186.259 | 185.3277 | 184.8438 | 183.4791 | 182.5616 | 181.6489 | 181.1746 | 179.8369 | 178.9378 | 178.043 | 177.5782 | 176.2671 | 175.3857 | 174.5088 | 174.0532 | 172.768 | 171.9043 | 170.9048 | 170.5982 | 168.5892 | 167.0505 | 161.1102 | 157.9258 | 155.1825 | 146.0768 | 142.9525 | 140.8275 | 150.4261 | 175.0575 | 182.8997 | 183.6803 | 185.0438
Solar DEF Osc Perry Suw | Renewable:Solar PV | DEF | DEF | 35.4717 | 35.3843 | 35.1178 | 34.9422 | 34.7676 | 34.6819 | 34.4208 | 34.2486 | 34.0774 | 33.9935 | 33.7375 | 33.5688 | 33.4009 | 33.3187 | 33.0677 | 32.9024 | 32.7379 | 32.6573 | 32.4114 | 32.2493 | 32.0867 | 32.0091 | 31.6458 | 22.7352 | 13.0667
Solar DEF Sandy Creek | Renewable:Solar PV | DEF | DEF | 178.2037 | 177.7362 | 176.4261 | 175.544 | 174.6663 | 174.2081 | 172.924 | 172.0593 | 171.1991 | 170.7499 | 169.4913 | 168.6439 | 167.8007 | 167.3604 | 166.1269 | 165.2962 | 164.4698 | 164.0383 | 162.8292 | 162.015 | 161.1475 | 160.7821 | 159.1042 | 157.273 | 151.6413 | 147.8006 | 143.7506 | 135.6231 | 131.8755 | 148.0767 | 166.93 | 167.2286 | 173.7895 | 174.1368 | 174.5371
Solar DEF Santa Fe | Renewable:Solar PV | DEF | DEF | 177.0399 | 176.5761 | 175.274 | 174.3976 | 173.5257 | 173.071 | 171.7947 | 170.9357 | 170.081 | 169.6354 | 168.3845 | 167.5426 | 166.7049 | 166.2681 | 165.042 | 164.2168 | 163.3957 | 162.9676 | 161.7658 | 160.957 | 160.0951 | 159.7327 | 158.0668 | 156.2935 | 150.5138 | 146.6486 | 142.2512 | 134.8631 | 150.2613 | 152.6947 | 164.1314 | 165.0509 | 171.7396 | 172.3639 | 173.3661
Solar DEF St Pete Pier | Renewable:Solar PV | DEF | DEF | 0.71159 | 0.7093 | 0.70348 | 0.70127 | 0.69712 | 0.69498 | 0.69103 | 0.68688 | 0.68289 | 0.68244 | 0.67658 | 0.67258 | 0.67035 | 0.66785 | 0.66225 | 0.66002 | 0.65601 | 0.65547 | 0.6497 | 0.64568 | 0.6432 | 0.64117 | 0.63502 | 0.62789 | 0.6054 | 0.59184 | 0.54525
Solar DEF Trenton | Renewable:Solar PV | DEF | DEF | 175.9896 | 175.5269 | 174.2342 | 173.363 | 172.4961 | 172.0426 | 170.7755 | 169.9216 | 169.072 | 168.6274 | 167.3856 | 166.5486 | 165.7159 | 165.2801 | 164.0629 | 163.2425 | 162.4263 | 161.9992 | 160.8062 | 160.0021 | 159.1455 | 158.7835 | 157.1045 | 155.1333 | 149.8677 | 146.404 | 142.1009 | 155.6831 | 150.5855 | 151.0257 | 162.0083 | 163.1224 | 170.0272 | 170.8117 | 172.3381
Solar DEF Twin Rivers | Renewable:Solar PV | DEF | DEF | 177.0399 | 176.5761 | 175.274 | 174.3976 | 173.5257 | 173.071 | 171.7947 | 170.9357 | 170.081 | 169.6354 | 168.3845 | 167.5426 | 166.7049 | 166.2681 | 165.042 | 164.2168 | 163.3957 | 162.9676 | 161.7658 | 160.957 | 160.0951 | 159.7327 | 158.0735 | 156.264 | 150.7807 | 147.0224 | 142.445 | 135.206 | 150.2906 | 154.4534 | 165.6429 | 165.9817 | 172.385 | 172.8686 | 173.3971
Solar DEF Winquepin | Renewable:Solar PV | DEF | DEF |  | 176.3742 | 187.195 | 186.259 | 185.3277 | 184.8438 | 183.4791 | 182.5616 | 181.6489 | 181.1746 | 179.8369 | 178.9378 | 178.043 | 177.5782 | 176.2671 | 175.3857 | 174.5088 | 174.0532 | 172.768 | 171.9043 | 170.9921 | 170.5982 | 168.5405 | 166.9174 | 160.9206 | 158.1926 | 155.206 | 144.9716 | 142.7302 | 139.6936 | 149.3741 | 174.1037 | 182.1468 | 183.0595 | 185.0357
Solar+Storage DEF NEW 1 | Renewable:Solar PV | DEF | DEF | 2039: 23.9389; 2040: 448.9388; 2041: 869.9972; 2042: 1265.9227; 2043: 1259.1528; 2044: 1256.0604; 2045: 1242.1928; 2046: 1232.4122; 2047: 1190.561; 2048: 1171.6094; 2049: 1145.7208; 2050: 1080.2474; 2051: 1063.6139; 2052: 1062.3662; 2053: 1126.1461; 2054: 1129.4337; 2055: 1165.3182; 2056: 1169.0495; 2057: 1172.8213
Solar+Storage DEF NEW 1 PTC + ITC | Renewable:Solar PV | DEF | DEF | 2029: 25.179; 2030: 470.9275; 2031: 914.6581; 2032: 1333.6853; 2033: 1324.0944; 2034: 1317.4487; 2035: 1310.8274; 2036: 1307.0859; 2037: 1297.7384; 2038: 1291.2522; 2039: 1260.7737; 2040: 832.2495; 2041: 402.1503
Standby | Demand:Demand Response | DEF | DEF |  | 0.001 | 0.004 | 0.001 |  | 0.007125 | 0.001 | 0.27074 | 0.90773 | 0.099958 | 0.017743 | 0.19292 | 0.008736 | 2.2317 | 3.7955 | 1.6718 | 2.7753 |  |  | 0.005422 | 0.001 | 0.059998 | 32.7035 | 0.003 | 16.1805 | 0.12121 | 3.2608 | 247.2482 | 40.2499 | 45.6408 | 66.1456 | 71.5847 | 42.7081 | 32.0478 | 37.0197
SUWANNEE_P 1 | Gas/Oil:Combustion Turbine | DEF | DEF | 2023: 8.7304; 2024: 10.029; 2025: 10.7571; 2026: 11.252; 2027: 9.5318; 2028: 10.9955; 2029: 10.1561; 2030: 10.3843; 2031: 11.2674; 2032: 7.1449; 2033: 4.4529; 2034: 1.285
SUWANNEE_P 2 | Gas/Oil:Combustion Turbine | DEF | DEF | 2023: 8.4543; 2024: 9.7293; 2025: 9.142; 2026: 8.9846; 2027: 7.148; 2028: 10.096; 2029: 10.0642; 2030: 9.7039; 2031: 9.8982; 2032: 6.6291; 2033: 3.6307; 2034: 1.17
SUWANNEE_P 3 | Gas/Oil:Combustion Turbine | DEF | DEF | 2023: 13.0894; 2024: 15.8622; 2025: 15.9778; 2026: 16.4686; 2027: 13.3555; 2028: 14.8496; 2029: 14.0311; 2030: 13.0239; 2031: 14.0664; 2032: 9.9137; 2033: 5.3523; 2034: 1.7274
Tigerbay 1 | Gas/Oil:Combined Cycle | DEF | DEF | 2023: 1132.4348; 2024: 1114.9087; 2025: 1099.2289; 2026: 1255.7012; 2027: 1084.5467; 2028: 1193.2546; 2029: 1012.2358; 2030: 957.4794; 2031: 770.9686; 2032: 787.2469; 2033: 669.7122; 2034: 885.8504; 2035: 332.109
U OF FL 1 | Gas/Oil:Combustion Turbine | DEF | DEF | 2023: 321.4124; 2024: 321.708; 2025: 318.362; 2026: 318.5583; 2027: 266.9966
Voltage Red | Demand:Demand Response | DEF | DEF | 0.001 | 0.01654 | 0.022209 | 0.05414 | 0.007502 | 0.1243 |  | 0.002499 |  | 0.17988 | 0.027228 | 0.022935 | 0.15501 |  |  | 2.095 |  | 0.007896 |  |  |  | 0.001 |  |  | 7.2934 |  | 0.32567 | 122.5464 | 23.0032 | 8.5763 | 32.9545 | 46.7658 | 22.8212 | 25.8799 | 61.7315
WaterHtr_PP | Demand:Demand Response | DEF | DEF | 1.1105 | 1.2077 | 1.1452 | 0.9446 | 0.78907 | 0.73884 | 0.73202 | 0.79299 | 0.7447 | 0.74352 | 0.33689 | 0.74763 | 0.15839 | 1.8457 | 2.371 | 2.4158 | 2.7104 | 0.20385 | 0.15635 | 0.043653 | 0.088379 | 0.19899 | 17.1573 | 0.032713 | 11.9003 | 0.21503 | 0.85206 | 151.5595 | 35.4957 | 24.4574 | 43.1741 | 42.9026 | 34.764 | 33.9506 | 27.1145
Total |  |  |  | 42897.1206 | 44352.0126 | 43743.9465 | 43797.6473 | 43949.0055 | 44263.878 | 44508.994 | 44864.4722 | 44443.346 | 45202.2803 | 46412.2297 | 47795.9553 | 49143.4028 | 50070.93 | 50697.3774 | 51676.9561 | 52591.6995 | 53712.7693 | 54509.9451 | 55586.2156 | 56690.4915 | 57919.3842 | 59301.4147 | 60459.6373 | 62392.4746 | 63770.2913 | 65435.1044 | 66610.2378 | 66829.7218 | 66805.5587 | 66697.6057 | 66385.586 | 66289.0109 | 66397.0169 | 66157.5686
Group Totals
Resource | Type | BA | Area | 2023 | 2024 | 2025 | 2026 | 2027 | 2028 | 2029 | 2030 | 2031 | 2032 | 2033 | 2034 | 2035 | 2036 | 2037 | 2038 | 2039 | 2040 | 2041 | 2042 | 2043 | 2044 | 2045 | 2046 | 2047 | 2048 | 2049 | 2050 | 2051 | 2052 | 2053 | 2054 | 2055 | 2056 | 2057
Total | Coal:Conventional | DEF | DEF | 2023: 1193.8531; 2024: 1434.1924; 2025: 1597.8727; 2026: 1302.7074; 2027: 1489.025; 2028: 2050.4564; 2029: 2285.8187; 2030: 2939.7658; 2031: 4536.5447; 2032: 4063.1632; 2033: 4277.614; 2034: 1537.2454
Total | Demand:Demand Response | DEF | DEF | 1.1115 | 1.2282 | 1.2403 | 1.048 | 0.9103 | 0.88983 | 0.89976 | 1.4346 | 1.6524 | 1.0558 | 0.45912 | 0.96349 | 0.32313 | 6.487 | 15.6102 | 14.0986 | 8.9863 | 0.21275 | 0.18071 | 0.050075 | 0.089379 | 0.25999 | 120.4023 | 0.035713 | 60.5906 | 0.33624 | 4.4395 | 1130.4927 | 125.4135 | 103.6914 | 192.7375 | 252.5365 | 139.9394 | 101.4132 | 147.6294
Total | Gas/Oil:Combined Cycle | DEF | DEF | 35593.2047 | 35676.4992 | 35892.7339 | 35998.124 | 36273.6903 | 36216.0938 | 36628.3045 | 35939.4739 | 33640.8041 | 34296.8513 | 34637.5507 | 37006.742 | 38548.2659 | 39053.0049 | 38809.3283 | 37784.0621 | 35509.6053 | 33626.9923 | 31955.5566 | 29864.1586 | 28319.1702 | 24218.6927 | 20144.744 | 17046.4461 | 14177.8656 | 11304.2675 | 7800.6739 | 3550.0755 | 3295.1254 | 3409.4704 | 3446.6101 | 3440.6557 | 3417.6502 | 3226.5937 | 3286.1465
Total | Gas/Oil:Combustion Turbine | DEF | DEF | 1341.7001 | 1348.4729 | 1006.9723 | 922.0295 | 544.4897 | 234.7035 | 180.6107 | 211.3229 | 253.5692 | 114.4889 | 91.9458 | 452.3571 | 809.6967 | 920.6703 | 1044.2686 | 463.4874 | 719.2934 | 122.7459 | 198.751 | 243.8352 | 842.5498 | 385.8113 | 1727.0229 | 631.6708 | 1245.2021 | 463.4128 | 2330.1902 | 2565.8257 | 1454.7876 | 1787.853 | 1638.2185 | 1705.4301 | 1659.7897 | 1695.7676 | 1644.9546
Total | Gas/Oil:Steam Turbine | DEF | DEF | 2023: 1573.3217; 2024: 1827.2363; 2025: 930.8719; 2026: 1432.2773; 2027: 1368.4515; 2028: 1404.4927; 2029: 998.2434; 2030: 839.1577; 2031: 598.7205; 2032: 468.2683; 2033: 447.5502; 2034: 1063.9997; 2035: 1377.9336; 2036: 1366.7831; 2037: 2074.0982; 2038: 881.1356; 2039: 1254.1232; 2040: 1004.6493; 2041: 911.5736; 2042: 233.316
Total | Nuclear:Nuclear | DEF | DEF | 2038: 3399.2888; 2039: 5692.922; 2040: 9072.9759; 2041: 11357.1046; 2042: 14794.2958; 2043: 17060.2961; 2044: 22260.5692; 2045: 25589.1995; 2046: 30654.8513; 2047: 34023.5544; 2048: 38858.2794; 2049: 41720.5945; 2050: 46100.243; 2051: 48554.8106; 2052: 48174.2791; 2053: 47707.1516; 2054: 47555.0173; 2055: 47669.7227; 2056: 47740.4426; 2057: 48000.7709
Total | Renewable:Biomass | DEF | DEF | 2023: 640.422; 2024: 648.8988; 2025: 644.6148; 2026: 390.5208; 2027: 390.5208; 2028: 392.3868; 2029: 390.5208; 2030: 390.512; 2031: 390.5208; 2032: 392.6436; 2033: 390.5208; 2034: 390.5208; 2035: 390.5208; 2036: 391.0728; 2037: 390.5208; 2038: 390.5208; 2039: 390.5208; 2040: 391.0728; 2041: 390.5208; 2042: 390.5208
Total | Renewable:Solar PV | DEF | DEF | 2553.5075 | 3415.4847 | 3669.6408 | 3750.9402 | 3799.4334 | 3877.0922 | 3941.0377 | 4454.7034 | 4945.8155 | 5441.9267 | 5469.3435 | 5529.5059 | 5569.0625 | 5641.892 | 5667.829 | 5727.0252 | 5765.5419 | 5838.042 | 5862.5871 | 5920.9967 | 5956.6177 | 6030.5757 | 6036.4715 | 6064.9827 | 5959.5392 | 5945.9513 | 5924.6784 | 5832.0831 | 5860.6882 | 5901.7194 | 6268.8774 | 6382.5089 | 6568.1402 | 6935.53 | 6595.7101
Total | Renewable:Wind | DEF | DEF | 2043: 114.2655; 2044: 343.5367; 2045: 569.2931; 2046: 805.8058; 2047: 1013.7089; 2048: 1195.4339; 2049: 1310.3871; 2050: 1274.771; 2051: 1218.6969; 2052: 1237.964; 2053: 1235.8833; 2054: 1132.0286; 2055: 987.9655; 2056: 871.6059; 2057: 753.2063
Total | Storage:Battery | DEF | DEF |  |  |  |  | 82.4845 | 87.7629 | 83.5583 | 88.1018 | 75.7187 | 423.8826 | 1097.2455 | 1814.6208 | 2447.6001 | 2691.0199 | 2695.7223 | 3017.3376 | 3250.7066 | 3656.0784 | 3833.6707 | 4139.0424 | 4397.5028 | 4679.9385 | 5114.2814 | 5255.8448 | 5912.0138 | 6002.6102 | 6344.1409 | 6156.7468 | 6320.1995 | 6190.5815 | 6208.1272 | 5917.4089 | 5845.8032 | 5825.6638 | 5729.1508
Solar 5
Resource | Type | BA | Area | 2023 | 2024 | 2025 | 2026 | 2027 | 2028 | 2029 | 2030 | 2031 | 2032 | 2033 | 2034 | 2035 | 2036 | 2037 | 2038 | 2039 | 2040 | 2041 | 2042 | 2043 | 2044 | 2045 | 2046 | 2047 | 2048 | 2049 | 2050 | 2051 | 2052 | 2053 | 2054 | 2055 | 2056 | 2057
AC | Demand:Demand Response | DEF | DEF | 2024: 0.024789; 2027: 0.001; 2028: 0.035599; 2030: 0.002; 2034: 0.001; 2036: 1.7577; 2037: 4.6368; 2039: 2.5124; 2042: 0.1191; 2045: 60.8673; 2047: 19.4706; 2050: 64.7878; 2051: 6.3201; 2052: 45.2395; 2053: 3.9689; 2054: 17.5785; 2055: 24.7608; 2056: 2.1416; 2057: 1.8162
Anclote 1 | Gas/Oil:Steam Turbine | DEF | DEF | 2023: 963.3852; 2024: 1158.007; 2025: 541.7847; 2026: 816.5332; 2027: 784.8653; 2028: 784.7195; 2029: 637.486; 2030: 519.8979; 2031: 302.1892; 2032: 275.5501; 2033: 209.4394; 2034: 636.0764; 2035: 682.9702; 2036: 774.4249; 2037: 985.5205; 2038: 519.0847; 2039: 707.3011; 2040: 508.2767; 2041: 454.2286; 2042: 122.093
Anclote 2 | Gas/Oil:Steam Turbine | DEF | DEF | 2023: 599.4875; 2024: 670.5171; 2025: 354.5014; 2026: 496.444; 2027: 494.2542; 2028: 509.5047; 2029: 315.5617; 2030: 246.2961; 2031: 259.952; 2032: 212.737; 2033: 216.7519; 2034: 371.1033; 2035: 561.4238; 2036: 451.6239; 2037: 809.885; 2038: 240.3039; 2039: 332.6107; 2040: 360.8049; 2041: 279.6126; 2042: 105.7184
As Avail | Gas/Oil:Combined Cycle | DEF | DEF | 1.7516 | 1.752 | 1.752 | 1.752 | 1.752 | 1.776 | 1.752 | 1.7519 | 1.752 | 1.752 | 1.752 | 1.752 | 1.752 | 1.752 | 1.752 | 1.752 | 1.752 | 1.776 | 1.752 | 1.752 | 1.752 | 1.752 | 1.752 | 1.752 | 1.752 | 1.776 | 1.752 | 1.752 | 1.752 | 1.752 | 1.752 | 1.752 | 1.752 | 1.776 | 1.752
As Avail PCS | Renewable:Biomass | DEF | DEF | 2023: 118.0725; 2024: 118.0848; 2025: 118.0848; 2026: 118.0848; 2027: 118.0848; 2028: 118.0848; 2029: 118.0848; 2030: 118.0822; 2031: 118.0848; 2032: 118.8936; 2033: 118.0848; 2034: 118.0848; 2035: 118.0848; 2036: 118.0848; 2037: 118.0848; 2038: 118.0848; 2039: 118.0848; 2040: 118.0848; 2041: 118.0848; 2042: 118.0848
Bartow CC 1 0 | Gas/Oil:Combined Cycle | DEF | DEF | 6255.6134 | 6018.5358 | 6590.5 | 6360.1803 | 6094.5858 | 6317.1269 | 6576.8124 | 6655.7039 | 6864.1577 | 6821.9757 | 6634.0068 | 7532.6226 | 7839.143 | 8009.7238 | 7250.2966 | 7677.1996 | 8146.8828 | 7957.1563 | 7381.08 | 7356.0497 | 7891.2778 | 7614.1736 | 7035.1164 | 6937.2782 | 6823.1812 | 5672.2537 | 1900.545
Bartow CC 1 PAG | Gas/Oil:Combined Cycle | DEF | DEF | 168.5169 | 162.5287 | 131.9244 | 123.0306 | 127.1919 | 138.8843 | 122.6208 | 80.5095 | 62.0113 | 61.7308 | 41.5707 | 104.5769 | 126.4718 | 129.6984 | 144.3857 | 102.1484 | 144.5567 | 106.8515 | 76.6571 | 53.2906 | 103.898 | 69.2613 | 126.8889 | 43.0282 | 92.0332 | 26.1823 | 5.0258
BARTOW_P 1 | Gas/Oil:Combustion Turbine | DEF | DEF | 2024: 0.101
BARTOW_P 2 | Gas/Oil:Combustion Turbine | DEF | DEF | 2023: 0.326; 2024: 1.835; 2025: 1.7586; 2026: 1.0814; 2027: 2.1367; 2028: 1.837; 2029: 1.0534; 2030: 2.17; 2031: 3.6304; 2032: 1.0036; 2033: 0.74155; 2034: 0.106
BARTOW_P 3 | Gas/Oil:Combustion Turbine | DEF | DEF
BARTOW_P 4 | Gas/Oil:Combustion Turbine | DEF | DEF | 2023: 2.052; 2024: 4.1809; 2025: 3.1299; 2026: 2.9568; 2027: 3.6225; 2028: 3.786; 2029: 2.5517; 2030: 3.9052; 2031: 3.4405; 2032: 1.8949; 2033: 1.4746; 2034: 0.42075
Battery 2 Hours | Storage:Battery | DEF | DEF | 2027: 86.3578; 2028: 88.9452; 2029: 85.9848; 2030: 89.3956; 2031: 77.2894; 2032: 75.6869; 2033: 67.5495; 2034: 67.8627; 2035: 67.6788; 2036: 66.6552; 2037: 67.6267; 2038: 61.327; 2039: 55.4839; 2040: 51.7712; 2041: 51.1079
Battery 4 Hours | Storage:Battery | DEF | DEF | [8 empty] | 39.9127 | 342.3448 | 910.1539 | 1724.0791 | 2372.7255 | 2612.8717 | 2642.8275 | 2510.0919 | 2458.2595 | 2445.5849 | 2316.2765 | 2168.5052 | 2194.683 | 1902.3777 | 1963.9597 | 1609.1686 | 1850.4378 | 1466.4946 | 1277.4133 | 584.7285 | 397.2707 | 337.7186 | 312.2284 | 200.6175 | 87.3059 | 132.4474 | 113.2605
BAYBORO_P 1 | Gas/Oil:Combustion Turbine | DEF | DEF | 2024: 0.474; 2025: 0.118
BAYBORO_P 2 | Gas/Oil:Combustion Turbine | DEF | DEF | 2024: 0.049756; 2025: 0.022
BAYBORO_P 3 | Gas/Oil:Combustion Turbine | DEF | DEF | 2024: 0.189; 2025: 0.03
BAYBORO_P 4 | Gas/Oil:Combustion Turbine | DEF | DEF | 2024: 0.103; 2025: 0.03
Citrus CC 1 | Gas/Oil:Combined Cycle | DEF | DEF | 5995.9618 | 6152.2062 | 5726.8094 | 6305.6776 | 6300.9805 | 5577.1799 | 6149.2711 | 6062.6891 | 5636.9748 | 6023.0965 | 6052.7351 | 6146.9802 | 6202.1706 | 6231.0614 | 5790.5754 | 6092.9695 | 6096.7503 | 5546.8333 | 5582.4321 | 5344.0351 | 4942.9693 | 4642.3838 | 3875.2063 | 3378.5046 | 3277.8315 | 2644.5863 | 2881.8597 | 1659.8185 | 1592.9772 | 1527.1756 | 1609.3984 | 1587.4968 | 1663.2817 | 1626.7943 | 1583.8541
Citrus CC 1 Duct | Gas/Oil:Combined Cycle | DEF | DEF | 181.2529 | 182.7295 | 131.3337 | 153.6232 | 137.9181 | 138.1364 | 131.0161 | 94.0558 | 72.7189 | 70.4929 | 58.0003 | 131.6083 | 155.8687 | 156.6555 | 204.9552 | 96.1878 | 133.2009 | 90.8973 | 74.5606 | 25.9136 | 93.1544 | 59.8367 | 111.0846 | 45.8713 | 89.5446 | 18.0557 | 93.4716 | 128.8695 | 91.4691 | 98.358 | 89.1481 | 102.4081 | 100.6072 | 91.8773 | 102.1888
Citrus CC 2 | Gas/Oil:Combined Cycle | DEF | DEF | 5965.1163 | 6161.9722 | 6086.7348 | 5845.8891 | 6379.9828 | 5631.8949 | 6198.8513 | 6173.8921 | 5715.5697 | 6125.5013 | 6168.4357 | 6181.9671 | 6151.8759 | 6178.8392 | 5748.2277 | 6145.0656 | 6153.5605 | 5573.3833 | 5990.3263 | 5499.0546 | 5112.961 | 4632.6794 | 4667.5319 | 3808.5308 | 2844.5995 | 2370.5043 | 2420.2473 | 1499.3868 | 1345.6304 | 1453.451 | 1471.0651 | 1445.4855 | 1483.9855 | 1406.0272 | 1472.6945
Citrus CC 2 Duct | Gas/Oil:Combined Cycle | DEF | DEF | 176.1531 | 194.2144 | 138.7952 | 120.6549 | 131.7673 | 134.1537 | 129.8529 | 84.0611 | 59.3813 | 60.5351 | 50.3698 | 117.5186 | 141.7311 | 151.9293 | 168.1834 | 88.4331 | 119.8963 | 109.9437 | 70.502 | 28.3891 | 78.45 | 57.8592 | 110.676 | 47.7786 | 75.9082 | 25.8859 | 78.6686 | 113.7708 | 70.9537 | 98.4292 | 81.9472 | 89.7941 | 84.2412 | 75.261 | 107.9752
Crystal 4 | Coal:Conventional | DEF | DEF | 2023: 734.044; 2024: 677.3563; 2025: 872.039; 2026: 590.9017; 2027: 756.4072; 2028: 1045.3697; 2029: 1180.966; 2030: 1475.7693; 2031: 2596.6693; 2032: 1756.5598; 2033: 2660.5211; 2034: 1056.14
Crystal 5 | Coal:Conventional | DEF | DEF | 2023: 464.676; 2024: 752.0233; 2025: 709.0043; 2026: 682.7259; 2027: 662.0111; 2028: 966.6942; 2029: 998.8532; 2030: 1443.7357; 2031: 1779.8202; 2032: 2177.1934; 2033: 1796.0798; 2034: 452.6963
DEBARY 10 | Gas/Oil:Combustion Turbine | DEF | DEF | 2024: 0.38397; 2025: 0.112; 2026: 0.08; 2027: 0.2112; 2028: 0.6365; 2029: 0.08; 2030: 0.37905; 2031: 0.58844; 2032: 0.128; 2034: 0.576; 2035: 1.1369; 2036: 0.11124
DEBARY 2 | Gas/Oil:Combustion Turbine | DEF | DEF | 2024: 0.564; 2026: 0.09
DEBARY 3 | Gas/Oil:Combustion Turbine | DEF | DEF | 2024: 0.588; 2025: 0.02; 2026: 0.09
DEBARY 4 | Gas/Oil:Combustion Turbine | DEF | DEF | 2024: 0.19969; 2026: 0.092
DEBARY 5 | Gas/Oil:Combustion Turbine | DEF | DEF | 2024: 0.58; 2026: 0.206
DEBARY 6 | Gas/Oil:Combustion Turbine | DEF | DEF | 2024: 0.6641; 2025: 0.138; 2026: 0.1226; 2027: 0.02
DEBARY 7 | Gas/Oil:Combustion Turbine | DEF | DEF | 2023: 13.5764; 2024: 15.7299; 2025: 15.8772; 2026: 16.7045; 2027: 15.4134; 2028: 15.4737; 2029: 10.6624; 2030: 12.8995; 2031: 12.5759; 2032: 9.4177; 2033: 8.7171; 2034: 13.356; 2035: 11.272; 2036: 3.974
DEBARY 8 | Gas/Oil:Combustion Turbine | DEF | DEF | 2023: 19.2384; 2024: 16.8288; 2025: 20.4309; 2026: 17.9144; 2027: 17.4569; 2028: 18.3194; 2029: 10.9435; 2030: 12.4514; 2031: 18.5213; 2032: 8.6452; 2033: 11.1172; 2034: 12.8735; 2035: 14.8797; 2036: 5.858
DEBARY 9 | Gas/Oil:Combustion Turbine | DEF | DEF | 2023: 18.1335; 2024: 23.9991; 2025: 19.3816; 2026: 18.9209; 2027: 18.4671; 2028: 20.1112; 2029: 14.7981; 2030: 16.7181; 2031: 19.8936; 2032: 9.8905; 2033: 12.6617; 2034: 18.3834; 2035: 15.7675; 2036: 8.078
DEF Nuclear Natrium | Nuclear:Nuclear | DEF | DEF | 2048: 2972.8222; 2049: 4886.586; 2050: 7492.4714; 2051: 8816.8163; 2052: 11858.1039; 2053: 13597.0457; 2054: 18503.2196; 2055: 21818.9678; 2056: 27359.7428; 2057: 30931.0632
DEF Nuclear Natrium - Storage | Storage:Battery | DEF | DEF | 2048: 377.1399; 2049: 646.3221; 2050: 991.952; 2051: 1231.6126; 2052: 1564.2964; 2053: 1827.9491; 2054: 2327.4083; 2055: 2740.9724; 2056: 3288.1812; 2057: 3663.7563
DEF Nuclear Natrium - Storage PTC | Storage:Battery | DEF | DEF | 2038: 447.4246; 2039: 813.7328; 2040: 1225.2431; 2041: 1524.0597; 2042: 1945.1578; 2043: 2234.1486; 2044: 2851.1874; 2045: 3242.5651; 2046: 3796.9266; 2047: 4130.7808; 2048: 4226.7231; 2049: 4421.6757; 2050: 4572.9418; 2051: 4652.0287; 2052: 4279.6808; 2053: 4070.3444; 2054: 3397.8212; 2055: 2960.07; 2056: 2399.1209; 2057: 1911.562
DEF Nuclear Natrium PTC | Nuclear:Nuclear | DEF | DEF | 2038: 3399.2888; 2039: 5686.9441; 2040: 9073.044; 2041: 11372.1427; 2042: 14790.9488; 2043: 17039.5402; 2044: 22221.3839; 2045: 25566.9705; 2046: 30650.3781; 2047: 34030.8313; 2048: 35822.8569; 2049: 36806.3293; 2050: 38497.3569; 2051: 39541.6147; 2052: 36315.4187; 2053: 33972.1207; 2054: 28806.7124; 2055: 25586.7615; 2056: 20446.0077; 2057: 17041.1516
Gen 190MW CT | Gas/Oil:Combustion Turbine | DEF | DEF | [7 empty] | 18.9949 | 23.6352 |  | 9.5674 | 244.8248 | 601.1684 | 690.0326 | 810.8261 | 328.4911 | 599.473 | 78.2376 | 173.3436 | 243.9461 | 659.6946 | 257.1624 | 1579.3962 | 481.087 | 942.6236 | 431.885 | 1916.8329 | 817.2151 | 651.4007 | 733.5009 | 492.1477 | 515.8724 | 599.3289 | 672.098 | 812.7376
Gen 190MW CT H2 | Gas/Oil:Combustion Turbine | DEF | DEF | 2043: 10.7947; 2044: 1.7771; 2045: 72.1113; 2046: 17.0226; 2047: 79.4628; 2048: 5.9052; 2049: 189.5344; 2050: 1573.9338; 2051: 712.9192; 2052: 702.5065; 2053: 979.6038; 2054: 1111.5473; 2055: 1032.4162; 2056: 925.0408; 2057: 912.9624
HEAT | Demand:Demand Response | DEF | DEF | 0.002 |  | 0.011911 |  | 0.001 | 0.004 | 0.019999 | 0.056945 | 0.008736 | 0.01635 | 0.001 | 0.012 |  |  |  | 5.2704 |  | 0.001 |  |  |  | 0.016206 |  |  | 0.001 | 0.001 |  | 328.9573 | 4.8308 | 0.31862 | 2.8733 | 21.2107 | 4.9241 | 24.1474 | 14.9263
Hines CC 1 | Gas/Oil:Combined Cycle | DEF | DEF | 2023: 2722.0213; 2024: 2713.1574; 2025: 2755.2562; 2026: 2032.6494; 2027: 2371.2261; 2028: 2100.9712; 2029: 2400.333; 2030: 2051.7313; 2031: 1641.9185; 2032: 1154.9089; 2033: 1087.8961; 2034: 1492.4923; 2035: 2285.8422; 2036: 2486.0263; 2037: 3225.0722; 2038: 2277.1954; 2039: 424.6661
Hines CC 2 | Gas/Oil:Combined Cycle | DEF | DEF | 2839.7855 | 2920.3711 | 2977.8473 | 3289.3688 | 2965.6033 | 3258.4188 | 2769.0312 | 2960.6736 | 2523.7234 | 2474.7018 | 2456.5198 | 2735.4572 | 3152.9595 | 3049.9664 | 3263.2948 | 3011.7192 | 2687.7943 | 2601.123 | 2145.7995 | 1426.0315 | 227.8792
Hines CC 3 | Gas/Oil:Combined Cycle | DEF | DEF | 3127.9931 | 3010.8777 | 2942.1743 | 2991.733 | 3524.1068 | 3410.5886 | 3564.0445 | 3057.9871 | 3405.2134 | 3086.3817 | 3376.7512 | 3279.3665 | 3962.2773 | 3885.7016 | 4274.8601 | 3453.4792 | 3509.2504 | 3324.5864 | 3092.9048 | 2296.3414 | 2554.8819 | 1932.2926 | 495.8201
Hines CC 4 | Gas/Oil:Combined Cycle | DEF | DEF | 2771.4635 | 3140.1846 | 2468.5998 | 2809.9521 | 2536.0589 | 3369.6587 | 3029.588 | 3218.4724 | 2626.4789 | 3108.7056 | 3139.5798 | 3600.4782 | 3374.8516 | 3930.9985 | 3675.8648 | 3887.5002 | 3517.6148 | 3683.2252 | 3377.995 | 3679.1154 | 3375.0175 | 3413.5568 | 2996.8135 | 2146.2824 | 454.0645
INT CITY 1 | Gas/Oil:Combustion Turbine | DEF | DEF | 2023: 0.11403; 2024: 0.045; 2025: 0.032; 2026: 0.14066; 2027: 0.18; 2028: 0.376; 2030: 0.469; 2031: 1.0008; 2032: 0.167; 2033: 0.032
INT CITY 10 | Gas/Oil:Combustion Turbine | DEF | DEF | 2023: 3.2865; 2024: 12.8219; 2025: 10.003; 2026: 5.152; 2027: 10.096; 2028: 6.752; 2029: 4.2544; 2030: 6.8261; 2031: 11.0141; 2032: 3.9786; 2033: 5.6645; 2034: 11.5904; 2035: 11.624; 2036: 18.2122; 2037: 24.8173; 2038: 5.1
INT CITY 11 | Gas/Oil:Combustion Turbine | DEF | DEF | 2024: 1.6521; 2025: 0.88467; 2026: 0.4077; 2027: 0.94282; 2028: 1.393; 2030: 1.4648; 2031: 3.7696; 2032: 0.75148; 2033: 0.73648; 2034: 0.8; 2035: 3.0547; 2036: 4.1315; 2037: 5.7206; 2038: 4.2693; 2039: 6.3733; 2040: 0.562; 2041: 0.7607; 2042: 2.93; 2043: 2.3598; 2044: 1.2247
INT CITY 12 | Gas/Oil:Combustion Turbine | DEF | DEF | 2.136 | 12.096 | 6.829 | 3.158 | 9.181 | 6.936 | 2.941 | 7.547 | 11.994 | 2.893 | 0.89 | 7.953 | 7.342 | 11.357 | 18.49 | 15.916 | 18.195 | 11.681 | 12.817 | 14.991 | 43.187 | 25.246 | 6.23
INT CITY 13 | Gas/Oil:Combustion Turbine | DEF | DEF | 8.8507 | 17.942 | 13.066 | 8.852 | 11.741 | 9.587 | 7.634 | 10.301 | 13.345 | 3.919 | 4.1048 | 9.558 | 9.897 | 14.9 | 24.993 | 22.5179 | 19.389 | 12.679 | 25.3518 | 20.587 | 48.684 | 39.8488 | 8.6423
INT CITY 14 | Gas/Oil:Combustion Turbine | DEF | DEF | 10.516 | 19.009 | 16.12 | 9.704 | 13.403 | 12.162 | 8.454 | 9.776 | 8.447 | 5.811 | 4.316 | 10.803 | 13.299 | 16.743 | 32.332 | 27.0863 | 27.718 | 21.134 | 29.056 | 21.837 | 55.092 | 37.034 | 10.71
INT CITY 2 | Gas/Oil:Combustion Turbine | DEF | DEF | 2027: 0.046; 2028: 0.032; 2030: 0.17; 2031: 0.786; 2032: 0.032
INT CITY 3 | Gas/Oil:Combustion Turbine | DEF | DEF | 2024: 0.096; 2025: 0.064; 2026: 0.096; 2027: 0.124; 2028: 0.309; 2030: 0.28; 2031: 1.0812; 2032: 0.171
INT CITY 4 | Gas/Oil:Combustion Turbine | DEF | DEF | 2023: 0.094; 2024: 0.236; 2025: 0.032; 2026: 0.062; 2027: 0.216; 2028: 0.202; 2030: 0.17281; 2031: 0.188; 2032: 0.202
INT CITY 5 | Gas/Oil:Combustion Turbine | DEF | DEF | 2026: 0.059; 2027: 0.045; 2028: 0.24782; 2030: 0.135; 2031: 0.771; 2032: 0.10365
INT CITY 6 | Gas/Oil:Combustion Turbine | DEF | DEF | 2023: 0.03413; 2024: 0.41303; 2025: 0.111; 2026: 0.13965; 2027: 0.314; 2028: 0.534; 2030: 0.42968; 2031: 1.23; 2032: 0.2385; 2033: 0.032
INT CITY 7 | Gas/Oil:Combustion Turbine | DEF | DEF | 2023: 21.3236; 2024: 30.333; 2025: 21.787; 2026: 22.6059; 2027: 18.8204; 2028: 24.8993; 2029: 14.4925; 2030: 15.6088; 2031: 17.3817; 2032: 10.0045; 2033: 13.4051; 2034: 24.447; 2035: 24.3968; 2036: 30.7099; 2037: 45.5838; 2038: 9.8139
INT CITY 8 | Gas/Oil:Combustion Turbine | DEF | DEF | 2023: 12.3996; 2024: 24.0831; 2025: 18.6844; 2026: 13.109; 2027: 18.2091; 2028: 16.92; 2029: 13.0653; 2030: 14.0629; 2031: 14.2996; 2032: 8.4159; 2033: 11.8171; 2034: 21.4408; 2035: 19.2776; 2036: 21.0506; 2037: 39.5647; 2038: 7.2781
INT CITY 9 | Gas/Oil:Combustion Turbine | DEF | DEF | 2023: 11.7795; 2024: 23.0568; 2025: 17.1604; 2026: 14.3401; 2027: 12.503; 2028: 19.0221; 2029: 10.9434; 2030: 13.1971; 2031: 15.3738; 2032: 8.104; 2033: 7.916; 2034: 22.0932; 2035: 17.8439; 2036: 25.0205; 2037: 35.3326; 2038: 7.0096
INTER | Demand:Demand Response | DEF | DEF | 2024: 0.001; 2027: 0.052653; 2028: 0.02431; 2030: 0.32314; 2033: 0.001; 2034: 0.001; 2037: 3.8542; 2038: 2.5629; 2039: 0.42488; 2045: 8.6375; 2047: 1.404; 2050: 121.1161; 2051: 0.091597; 2052: 0.029369; 2053: 0.042588; 2054: 0.11049; 2055: 0.071154; 2056: 0.022475
Mulberry | Gas/Oil:Combined Cycle | DEF | DEF | 2023: 522.6688; 2024: 334.305
New DEF OnShore Wind | Renewable:Wind | DEF | DEF | 2048: 63.731; 2049: 211.0502; 2050: 244.2637; 2051: 159.7846; 2052: 161.6256; 2053: 224.6039; 2054: 323.5455; 2055: 386.0904; 2056: 538.2361; 2057: 652.1082
New DEF OnShore Wind PTC | Renewable:Wind | DEF | DEF | 2043: 111.5882; 2044: 339.829; 2045: 567.6065; 2046: 804.3609; 2047: 1013.0121; 2048: 1120.2667; 2049: 1103.1938; 2050: 1025.0804; 2051: 1015.4469; 2052: 1068.952; 2053: 999.7452; 2054: 781.4931; 2055: 572.7057; 2056: 338.5359; 2057: 111.8299
NSG Vand CT 1 | Gas/Oil:Combustion Turbine | DEF | DEF | 2023: 153.3946; 2024: 175.3713; 2025: 84.2726; 2026: 73.4139; 2027: 14.579
NSG Vand CT 2 | Gas/Oil:Combustion Turbine | DEF | DEF | 2023: 155.5149; 2024: 175.5422; 2025: 102.4546; 2026: 67.7894; 2027: 15.7979
NSG Vand CT 3 | Gas/Oil:Combustion Turbine | DEF | DEF | 2023: 206.6924; 2024: 211.3315; 2025: 118.9832; 2026: 87.4433; 2027: 19.2765
NSG Vand CT 4 | Gas/Oil:Combustion Turbine | DEF | DEF | 2023: 220.8529; 2024: 218.6533; 2025: 140.0885; 2026: 116.7793; 2027: 14.8258
Orange Cogen | Gas/Oil:Combined Cycle | DEF | DEF | 2023: 500.864; 2024: 502.32; 2025: 500.864
Orlando Cogen | Gas/Oil:Combined Cycle | DEF | DEF | 2023: 910.5839
Osprey 1 0 | Gas/Oil:Combined Cycle | DEF | DEF | 2023: 1469.2131; 2024: 1447.2158
Osprey 1 1 | Gas/Oil:Combined Cycle | DEF | DEF | 2023: 796.8406; 2024: 815.6433
Osprey 1 2 | Gas/Oil:Combined Cycle | DEF | DEF | 2023: 57.031; 2024: 59.6377
OspreyAcq | Gas/Oil:Combined Cycle | DEF | DEF |  | 738.0378 | 4045.8269 | 4048.9459 | 3861.2571 | 4155.7392 | 3792.58 | 3805.0926 | 3647.6207 | 3776.2087 | 3802.1031 | 3939.9658 | 4029.5575 | 4054.8999 | 4355.0718 | 4155.544 | 3875.5959 | 3829.6303 | 3358.4664 | 3206.4648 | 3057.7378 | 1051.6733
OspreyAcqDF | Gas/Oil:Combined Cycle | DEF | DEF |  | 4.3898 | 96.7856 | 105.0946 | 94.099 | 95.0317 | 94.2215 | 94.6242 | 56.5289 | 55.343 | 54.6321 | 110.5024 | 139.9936 | 155.4289 | 158.1692 | 120.0653 | 150.8366 | 115.2173 | 111.2125 | 74.2732 | 118.7472 | 9.4143
Pasco County | Renewable:Biomass | DEF | DEF | 2023: 168.9036; 2024: 169.464; 2025: 167.808; 2026: 80.592; 2027: 80.592; 2028: 81.144; 2029: 80.592; 2030: 80.5902; 2031: 80.592; 2032: 80.592; 2033: 80.592; 2034: 80.592; 2035: 80.592; 2036: 81.144; 2037: 80.592; 2038: 80.592; 2039: 80.592; 2040: 81.144; 2041: 80.592; 2042: 80.592
Pinellas County | Renewable:Biomass | DEF | DEF | 2023: 353.446; 2024: 361.35; 2025: 358.722; 2026: 191.844; 2027: 191.844; 2028: 193.158; 2029: 191.844; 2030: 191.8397; 2031: 191.844; 2032: 193.158; 2033: 191.844; 2034: 191.844; 2035: 191.844; 2036: 191.844; 2037: 191.844; 2038: 191.844; 2039: 191.844; 2040: 191.844; 2041: 191.844; 2042: 191.844
Shady Hills 1 | Gas/Oil:Combustion Turbine | DEF | DEF | 2023: 58.9681; 2024: 2.2149
Shady Hills 2 | Gas/Oil:Combustion Turbine | DEF | DEF | 2023: 45.168; 2024: 0.87192
Shady Hills 3 | Gas/Oil:Combustion Turbine | DEF | DEF | 2023: 34.0904; 2024: 1.2207
Solar 3rdParty Block 1 | Renewable:Solar PV | DEF | DEF |  | 70.0259 | 123.468 | 210.3836 | 276.5713 | 363.4235 | 428.1483 | 513.5392 | 578.212 | 576.7911 | 572.4449 | 569.5826 | 566.7346 | 565.3414 | 561.0811 | 558.2756 | 555.4843 | 554.1181 | 549.9432 | 547.1932 | 544.4568 | 543.1183 | 539.026 | 536.3308 | 533.6501 | 532.3376 | 528.3267 | 525.6848 | 523.0556 | 522.0487 | 517.8395 | 515.2505 | 512.6738 | 597.0489 | 507.5597
Solar 3rdParty Block 2 | Renewable:Solar PV | DEF | DEF | [9 empty] | 87.5324 | 154.335 | 241.0959 | 307.1311 | 393.908 | 458.4015 | 543.642 | 608.164 | 606.6687 | 602.0979 | 599.087 | 596.0917 | 594.6265 | 590.1462 | 587.1951 | 584.2596 | 582.823 | 578.4317 | 575.5394 | 572.6616 | 571.5583 | 566.9493 | 564.1147 | 561.2936 | 653.67 | 555.6948
Solar 3rdParty Block 3 | Renewable:Solar PV | DEF | DEF | 2040: 87.5324; 2041: 154.335; 2042: 241.0959; 2043: 307.1311; 2044: 393.908; 2045: 458.4015; 2046: 543.642; 2047: 608.1639; 2048: 606.6687; 2049: 602.0979; 2050: 599.087; 2051: 596.0917; 2052: 594.9439; 2053: 590.1462; 2054: 587.1951; 2055: 584.2596; 2056: 680.4158; 2057: 578.4317
Solar 3rdParty Block 4 | Renewable:Solar PV | DEF | DEF | 2048: 87.5324; 2049: 154.335; 2050: 241.0959; 2051: 307.1311; 2052: 306.5392; 2053: 304.0665; 2054: 302.5462; 2055: 301.034; 2056: 350.5777; 2057: 298.0314
Solar DEF Bay Ranch | Renewable:Solar PV | DEF | DEF | 127.0712 | 187.891 | 186.5021 | 185.5695 | 184.6417 | 184.1613 | 182.7998 | 181.8859 | 180.9764 | 180.5056 | 179.1712 | 178.2754 | 177.3839 | 176.9224 | 175.6146 | 174.7365 | 173.8628 | 173.4104 | 172.1285 | 171.2679 | 170.3329 | 169.9682 | 168.1072 | 166.5568 | 160.1236 | 155.0986 | 152.6732 | 142.5485 | 138.6749 | 136.1533 | 163.9456 | 172.3965 | 180.0727 | 181.6888 | 184.3735
Solar DEF Bay Trail | Renewable:Solar PV | DEF | DEF | 187.9551 | 187.4649 | 186.0803 | 185.1499 | 184.2242 | 183.7436 | 182.3865 | 181.4746 | 180.5672 | 180.0962 | 178.7661 | 177.8722 | 176.9829 | 176.5212 | 175.2175 | 174.3414 | 173.4697 | 173.0172 | 171.7394 | 170.8806 | 169.9029 | 169.5828 | 167.7988 | 166.0331 | 159.7529 | 152.9562 | 149.7073 | 140.4309 | 136.0126 | 142.2248 | 173.8731 | 175.077 | 181.565 | 183.2186 | 184.0424
Solar DEF Charlie Creek | Renewable:Solar PV | DEF | DEF | 178.4538 | 177.9851 | 176.6738 | 175.7904 | 174.9115 | 174.452 | 173.1667 | 172.3009 | 171.4394 | 170.989 | 169.7293 | 168.8806 | 168.0362 | 167.5949 | 166.3601 | 165.5283 | 164.7006 | 164.268 | 163.0578 | 162.2425 | 161.3713 | 161.0072 | 159.4443 | 157.662 | 151.8461 | 144.5021 | 140.7665 | 132.3747 | 127.7251 | 138.4166 | 165.0621 | 166.4809 | 172.4857 | 174.0448 | 174.8052
Solar DEF Columbia | Renewable:Solar PV | DEF | DEF | 176.1547 | 175.6933 | 174.3976 | 173.5257 | 172.658 | 172.2056 | 170.9357 | 170.0811 | 169.2306 | 168.7873 | 167.5426 | 166.7049 | 165.8714 | 165.4368 | 164.2168 | 163.3957 | 162.5787 | 162.1528 | 160.957 | 160.1523 | 159.2921 | 158.934 | 157.3126 | 155.3047 | 150.4062 | 144.6613 | 140.6413 | 152.5149 | 149.8701 | 144.2502 | 156.6949 | 158.5903 | 166.5093 | 168.586 | 172.2891
Solar DEF County Line | Renewable:Solar PV | DEF | DEF |  |  | 175.9224 | 187.195 | 186.259 | 185.7727 | 184.4011 | 183.4791 | 182.5616 | 182.085 | 180.7406 | 179.8369 | 178.9378 | 178.4706 | 177.1528 | 176.2671 | 175.3857 | 174.9278 | 173.6363 | 172.768 | 171.9035 | 171.4555 | 169.5603 | 167.9136 | 161.6609 | 156.9537 | 154.0105 | 142.9201 | 138.9123 | 135.9806 | 146.8137 | 148.4989 | 179.2647 | 182.5032 | 185.9881
Solar DEF Debary | Renewable:Solar PV | DEF | DEF | 151.7 | 151.3273 | 150.1868 | 149.4359 | 148.6888 | 148.3234 | 147.2056 | 146.4696 | 145.7372 | 145.3791 | 144.2835 | 143.5621 | 142.8443 | 142.4932 | 141.4194 | 140.7123 | 140.0088 | 139.6647 | 138.6121 | 137.9191 | 137.1712 | 136.8923 | 135.4874 | 133.7757 | 128.0166 | 120.6967 | 118.6647 | 122.9952 | 125.3926 | 123.767 | 134.0322 | 136.4209 | 142.935 | 170.1993 | 148.4359
Solar DEF Duette | Renewable:Solar PV | DEF | DEF | 176.6857 | 176.2215 | 174.9234 | 174.0488 | 173.1785 | 172.7234 | 171.4511 | 170.5938 | 169.7408 | 169.2948 | 168.0476 | 167.2075 | 166.3714 | 165.9342 | 164.7118 | 163.8883 | 163.0688 | 162.6403 | 161.4422 | 160.635 | 159.7725 | 159.4118 | 157.7943 | 155.9563 | 150.2721 | 143.1994 | 139.3135 | 131.4377 | 131.0088 | 151.8047 | 163.7722 | 165.1002 | 171.0444 | 172.3111 | 173.0733
Solar DEF Falmouth | Renewable:Solar PV | DEF | DEF |  | 163.2732 | 187.2582 | 186.3219 | 185.3903 | 184.9084 | 183.5411 | 182.6233 | 181.7102 | 181.2378 | 179.8977 | 178.9982 | 178.1032 | 177.6402 | 176.3266 | 175.445 | 174.5678 | 174.114 | 172.8264 | 171.9623 | 171.1018 | 170.6577 | 168.7698 | 167.1461 | 160.8512 | 156.5899 | 153.0629 | 142.5687 | 138.9396 | 135.5528 | 146.4031 | 169.6066 | 179.8765 | 181.8276 | 185.1208
Solar DEF Fort Green | Renewable:Solar PV | DEF | DEF | 187.6288 | 187.1403 | 185.7573 | 184.8285 | 183.9044 | 183.4254 | 182.0699 | 181.1595 | 180.2537 | 179.7843 | 178.4557 | 177.5634 | 176.6756 | 176.2155 | 174.9133 | 174.0387 | 173.1685 | 172.7175 | 171.4412 | 170.584 | 169.6078 | 169.2891 | 167.5315 | 165.688 | 159.3713 | 152.4416 | 149.5397 | 139.695 | 136.2577 | 152.8402 | 175.0762 | 176.191 | 181.8526 | 182.5948 | 183.7182
Solar DEF Hamilton | Renewable:Solar PV | DEF | DEF | 175.1333 | 174.6724 | 173.3849 | 172.5204 | 171.6601 | 171.2077 | 169.9455 | 169.0956 | 168.248 | 167.8088 | 166.5699 | 165.7388 | 164.91 | 164.4764 | 163.2656 | 162.4499 | 161.6358 | 161.2104 | 160.0243 | 159.2229 | 158.3703 | 158.0107 | 156.4788 | 154.4941 | 149.5189 | 142.4808 | 160.528 | 153.0839 | 148.3535 | 144.4553 | 156.5496 | 158.6372 | 166.064 | 168.0268 | 171.4691
Solar DEF Hardeetown | Renewable:Solar PV | DEF | DEF | 127.0712 | 187.891 | 186.5021 | 185.5695 | 184.6417 | 184.1613 | 182.7998 | 181.8859 | 180.9764 | 180.5056 | 179.1712 | 178.2754 | 177.3839 | 176.9224 | 175.6146 | 174.7365 | 173.8628 | 173.4104 | 172.1285 | 171.2679 | 170.3329 | 169.9682 | 168.1751 | 166.5189 | 159.8978 | 154.7523 | 152.3284 | 142.49 | 138.8047 | 137.162 | 164.4952 | 173.241 | 180.5251 | 182.189 | 184.3735
Solar DEF High Spring | Renewable:Solar PV | DEF | DEF | 89.1428 | 188.0806 | 186.6908 | 185.7573 | 184.8285 | 184.3471 | 182.9848 | 182.0699 | 181.1595 | 180.6877 | 179.3525 | 178.4558 | 177.5634 | 177.101 | 175.7922 | 174.9133 | 174.0387 | 173.5854 | 172.3027 | 171.4412 | 170.5567 | 170.1397 | 168.2596 | 166.6577 | 160.272 | 155.2901 | 152.0778 | 141.7172 | 138.2729 | 140.852 | 163.537 | 176.9214 | 182.6408 | 183.2401 | 184.6572
Solar DEF Hildreth | Renewable:Solar PV | DEF | DEF | 127.0712 | 187.891 | 186.5021 | 185.5695 | 184.6417 | 184.1613 | 182.7998 | 181.8859 | 180.9764 | 180.5056 | 179.1712 | 178.2754 | 177.3839 | 176.9224 | 175.6146 | 174.7365 | 173.8628 | 173.4104 | 172.1285 | 171.2679 | 170.3456 | 169.9682 | 168.1375 | 166.6156 | 160.2099 | 155.1464 | 152.316 | 141.7453 | 138.4774 | 135.696 | 163.5794 | 172.0112 | 179.6112 | 181.472 | 184.3735
Solar DEF Lake Placid | Renewable:Solar PV | DEF | DEF | 104.9836 | 104.67 | 103.9715 | 103.4104 | 102.9001 | 102.6182 | 101.8641 | 101.3207 | 100.8766 | 100.5779 | 99.8364 | 99.3376 | 98.838 | 98.5857 | 97.8504 | 97.3597 | 96.8703 | 96.6131 | 95.8744 | 95.4514 | 94.9263 | 94.6997 | 93.803 | 92.7494 | 89.9342 | 85.8366 | 84.1944 | 91.1265 | 88.098 | 88.2383 | 94.9108 | 95.9535 | 100.2158 | 101.1868 | 102.8028
Solar DEF Mule Creek | Renewable:Solar PV | DEF | DEF |  | 176.3742 | 187.195 | 186.259 | 185.3277 | 184.8438 | 183.4791 | 182.5616 | 181.6489 | 181.1746 | 179.8369 | 178.9378 | 178.043 | 177.5782 | 176.2671 | 175.3857 | 174.5088 | 174.0532 | 172.768 | 171.9043 | 170.9657 | 170.5982 | 168.7706 | 167.029 | 160.7014 | 155.7167 | 153.0154 | 143.2507 | 139.4777 | 136.9544 | 147.7349 | 172.2505 | 180.8114 | 182.5912 | 185.0582
Solar DEF NEW 1 | Renewable:Solar PV | DEF | DEF | [12 empty] | 293.9462 | 337.0028 | 334.5153 | 332.8427 | 331.1786 | 330.3131 | 327.8751 | 326.2356 | 324.4213 | 323.7563 | 320.3416 | 316.7549 | 304.5678 | 291.4807 | 284.5502 | 266.882 | 258.6198 | 268.054 | 287.7831 | 289.8464 | 36.8892
Solar DEF NEW 1 PTC | Renewable:Solar PV | DEF | DEF | 2025: 309.0559; 2026: 353.4779; 2027: 351.7104; 2028: 350.7914; 2029: 348.2023; 2030: 346.4612; 2031: 344.729; 2032: 343.828; 2033: 341.2902; 2034: 339.5838; 2035: 43.9396
Solar DEF NEW 2 | Renewable:Solar PV | DEF | DEF | [12 empty] | 19.0699 | 338.3772 | 335.8828 | 334.2033 | 332.5324 | 331.6602 | 329.2154 | 327.5693 | 325.7483 | 325.0766 | 321.7732 | 317.8169 | 305.947 | 292.1213 | 286.1184 | 269.9725 | 260.548 | 267.8265 | 287.5517 | 289.9744 | 282.9853
Solar DEF NEW 2 PTC | Renewable:Solar PV | DEF | DEF | 2025: 20.0501; 2026: 354.9228; 2027: 353.1483; 2028: 352.2219; 2029: 349.6256; 2030: 347.8776; 2031: 346.1381; 2032: 345.2303; 2033: 342.6854; 2034: 340.9719; 2035: 320.1973
Solar DEF NEW 5 | Renewable:Solar PV | DEF | DEF | [13 empty] | 95.1391 | 168.3573 | 167.5155 | 166.678 | 166.2418 | 165.0154 | 164.1903 | 163.3685 | 162.9418 | 161.3444 | 159.8929 | 154.8254 | 151.6723 | 148.6048 | 139.6281 | 135.5395 | 127.8408 | 138.6184 | 140.3952 | 147.0667 | 62.7384
Solar DEF NEW 5 PTC | Renewable:Solar PV | DEF | DEF | 2026: 100.0295; 2027: 177.0115; 2028: 176.5482; 2029: 175.2457; 2030: 174.3696; 2031: 173.4977; 2032: 173.0436; 2033: 171.7671; 2034: 170.9082; 2035: 170.0536; 2036: 74.4695
Solar DEF Osc Perry Suw | Renewable:Solar PV | DEF | DEF | 35.4717 | 35.3843 | 35.1178 | 34.9422 | 34.7676 | 34.6819 | 34.4208 | 34.2486 | 34.0774 | 33.9935 | 33.7375 | 33.5688 | 33.4009 | 33.3187 | 33.0677 | 32.9024 | 32.7379 | 32.6573 | 32.4114 | 32.2493 | 32.0878 | 32.0091 | 31.6678 | 22.7513 | 13.0621
Solar DEF Sandy Creek | Renewable:Solar PV | DEF | DEF | 178.2037 | 177.7362 | 176.4261 | 175.544 | 174.6663 | 174.2081 | 172.924 | 172.0593 | 171.1991 | 170.7499 | 169.4913 | 168.6439 | 167.8007 | 167.3604 | 166.1269 | 165.2962 | 164.4698 | 164.0383 | 162.8292 | 162.015 | 161.145 | 160.7821 | 159.2202 | 157.2577 | 151.4916 | 144.192 | 140.0953 | 131.9629 | 127.1652 | 144.8253 | 164.6701 | 166.1242 | 172.1273 | 173.3461 | 174.5288
Solar DEF Santa Fe | Renewable:Solar PV | DEF | DEF | 177.0399 | 176.5761 | 175.274 | 174.3976 | 173.5257 | 173.071 | 171.7947 | 170.9357 | 170.081 | 169.6354 | 168.3845 | 167.5426 | 166.7049 | 166.2681 | 165.042 | 164.2168 | 163.3957 | 162.9676 | 161.7658 | 160.957 | 160.0926 | 159.7327 | 158.1799 | 156.205 | 150.4362 | 142.3888 | 139.1819 | 131.0441 | 145.54 | 149.0271 | 160.9837 | 162.3357 | 169.6405 | 171.4647 | 173.3652
Solar DEF St Pete Pier | Renewable:Solar PV | DEF | DEF | 0.71159 | 0.7093 | 0.70348 | 0.70127 | 0.69712 | 0.69498 | 0.69103 | 0.68688 | 0.68289 | 0.68244 | 0.67658 | 0.67258 | 0.67035 | 0.66785 | 0.66225 | 0.66002 | 0.65601 | 0.65547 | 0.6497 | 0.64568 | 0.64332 | 0.64117 | 0.63547 | 0.62823 | 0.60455 | 0.5821 | 0.53794
Solar DEF Trenton | Renewable:Solar PV | DEF | DEF | 175.9896 | 175.5269 | 174.2342 | 173.363 | 172.4961 | 172.0426 | 170.7755 | 169.9216 | 169.072 | 168.6274 | 167.3856 | 166.5486 | 165.7159 | 165.2801 | 164.0629 | 163.2425 | 162.4263 | 161.9992 | 160.8062 | 160.0021 | 159.143 | 158.7835 | 157.1375 | 155.1158 | 149.8298 | 142.8109 | 140.0306 | 151.8882 | 146.7727 | 147.1322 | 158.9209 | 160.5527 | 167.9557 | 169.7234 | 172.3373
Solar DEF Twin Rivers | Renewable:Solar PV | DEF | DEF | 177.0399 | 176.5761 | 175.274 | 174.3976 | 173.5257 | 173.071 | 171.7947 | 170.9357 | 170.081 | 169.6354 | 168.3845 | 167.5426 | 166.7049 | 166.2681 | 165.042 | 164.2168 | 163.3957 | 162.9676 | 161.7658 | 160.957 | 160.0926 | 159.7327 | 158.198 | 156.301 | 150.6905 | 142.8477 | 139.4837 | 130.9354 | 145.5066 | 150.4058 | 163.1346 | 164.3248 | 170.7042 | 172.1113 | 173.3888
Solar DEF Winquepin | Renewable:Solar PV | DEF | DEF |  | 176.3742 | 187.195 | 186.259 | 185.3277 | 184.8438 | 183.4791 | 182.5616 | 181.6489 | 181.1746 | 179.8369 | 178.9378 | 178.043 | 177.5782 | 176.2671 | 175.3857 | 174.5088 | 174.0532 | 172.768 | 171.9043 | 171.0349 | 170.5982 | 168.7126 | 167.1172 | 160.7901 | 156.5371 | 153.0672 | 141.8355 | 138.1794 | 135.7094 | 146.7254 | 171.4195 | 180.0018 | 181.847 | 185.0582
Solar+Storage DEF NEW 1 | Renewable:Solar PV | DEF | DEF | 2039: 23.9389; 2040: 448.9388; 2041: 869.9972; 2042: 1265.9227; 2043: 1258.9854; 2044: 1256.0605; 2045: 1244.0774; 2046: 1233.6633; 2047: 1191.7061; 2048: 1153.7173; 2049: 1134.9531; 2050: 1065.2485; 2051: 1035.9607; 2052: 1035.4851; 2053: 1111.1289; 2054: 1115.9081; 2055: 1156.317; 2056: 1165.3362; 2057: 1172.8199
Solar+Storage DEF NEW 1 PTC + ITC | Renewable:Solar PV | DEF | DEF | 2029: 25.179; 2030: 470.9275; 2031: 914.6581; 2032: 1333.6853; 2033: 1324.0944; 2034: 1317.4487; 2035: 1310.8274; 2036: 1307.0859; 2037: 1297.7384; 2038: 1291.2522; 2039: 1260.7737; 2040: 832.2495; 2041: 402.1503
Standby | Demand:Demand Response | DEF | DEF |  | 0.001 |  | 0.002 | 0.002 | 0.002 | 0.001 | 0.21959 | 1.0351 | 0.015007 | 0.003279 | 0.010753 | 0.026825 | 1.2253 | 3.0733 | 1.8764 | 1.9248 | 0.001 | 0.035003 |  | 0.026149 | 0.012043 | 32.6563 |  | 11.335 | 0.10805 | 3.9183 | 217.538 | 41.1454 | 38.3586 | 7.2721 | 43.34 | 41.6255 | 22.2897 | 31.896
SUWANNEE_P 1 | Gas/Oil:Combustion Turbine | DEF | DEF | 2023: 9.4697; 2024: 10.4853; 2025: 10.3599; 2026: 11.6585; 2027: 8.8178; 2028: 10.7317; 2029: 8.7812; 2030: 9.7754; 2031: 10.7564; 2032: 5.8355; 2033: 5.2709; 2034: 1.9018
SUWANNEE_P 2 | Gas/Oil:Combustion Turbine | DEF | DEF | 2023: 8.5934; 2024: 9.6633; 2025: 8.6464; 2026: 9.4504; 2027: 7.024; 2028: 9.5342; 2029: 8.3705; 2030: 9.0996; 2031: 9.4848; 2032: 6.646; 2033: 4.0777; 2034: 1.9337
SUWANNEE_P 3 | Gas/Oil:Combustion Turbine | DEF | DEF | 2023: 12.791; 2024: 15.2137; 2025: 15.0815; 2026: 16.0182; 2027: 12.9778; 2028: 14.9736; 2029: 12.7216; 2030: 13.2744; 2031: 11.862; 2032: 8.7982; 2033: 6.5286; 2034: 2.6181
Tigerbay 1 | Gas/Oil:Combined Cycle | DEF | DEF | 2023: 1126.782; 2024: 1117.7832; 2025: 1063.2847; 2026: 1235.1955; 2027: 1056.9579; 2028: 1195.6644; 2029: 995.9583; 2030: 854.41; 2031: 702.9242; 2032: 738.19; 2033: 662.0808; 2034: 907.9815; 2035: 329.2521
U OF FL 1 | Gas/Oil:Combustion Turbine | DEF | DEF | 2023: 321.4303; 2024: 321.7784; 2025: 317.9786; 2026: 317.9204; 2027: 267.0509
Voltage Red | Demand:Demand Response | DEF | DEF | 0.001 | 0.048576 |  | 0.008236 | 0.005984 | 0.071346 | 0.045963 | 0.001 | 0.012009 | 0.13411 | 0.001 | 0.041538 | 0.22056 | 0.011158 | 0.008248 | 2.0524 | 0.001 |  |  |  |  | 0.013986 |  |  | 6.0018 |  | 0.47544 | 119.3798 | 14.0892 | 3.6899 | 15.9619 | 25.2501 | 13.9303 | 32.2631 | 33.3138
WaterHtr_PP | Demand:Demand Response | DEF | DEF | 1.1552 | 1.1671 | 1.091 | 0.8499 | 0.72486 | 0.68627 | 0.68637 | 0.65195 | 0.7696 | 0.66957 | 0.29712 | 0.6882 | 0.2411 | 1.8466 | 2.2621 | 2.4294 | 2.3324 | 0.076585 | 0.22435 | 0.052265 | 0.16394 | 0.21221 | 16.8132 | 0.31946 | 9.5054 | 0.048825 | 0.79941 | 131.7317 | 17.442 | 21.469 | 11.9104 | 29.7827 | 27.2754 | 29.1 | 17.1267
Total |  |  |  | 42897.1197 | 44351.9929 | 43743.9692 | 43797.6613 | 43953.494 | 44265.0978 | 44511.9173 | 44866.0356 | 44490.4033 | 45194.1544 | 46271.9103 | 47769.1519 | 49136.7832 | 50061.2297 | 50715.1686 | 51680.5615 | 52681.485 | 53787.0506 | 54577.9188 | 55557.1095 | 56729.0841 | 58004.5589 | 59402.3484 | 60629.0624 | 62476.6406 | 63851.2608 | 65428.3549 | 66618.7555 | 66772.6457 | 66775.819 | 66686.1268 | 66379.8109 | 66219.4968 | 66385.0705 | 66113.7722
Group Totals
Resource | Type | BA | Area | 2023 | 2024 | 2025 | 2026 | 2027 | 2028 | 2029 | 2030 | 2031 | 2032 | 2033 | 2034 | 2035 | 2036 | 2037 | 2038 | 2039 | 2040 | 2041 | 2042 | 2043 | 2044 | 2045 | 2046 | 2047 | 2048 | 2049 | 2050 | 2051 | 2052 | 2053 | 2054 | 2055 | 2056 | 2057
Total | Coal:Conventional | DEF | DEF | 2023: 1198.72; 2024: 1429.3796; 2025: 1581.0434; 2026: 1273.6276; 2027: 1418.4182; 2028: 2012.064; 2029: 2179.8192; 2030: 2919.5051; 2031: 4376.4895; 2032: 3933.7532; 2033: 4456.6009; 2034: 1508.8363
Total | Demand:Demand Response | DEF | DEF | 1.1582 | 1.2425 | 1.1029 | 0.86014 | 0.7875 | 0.82352 | 0.75333 | 1.2546 | 1.8254 | 0.83503 | 0.3034 | 0.75449 | 0.48848 | 4.8408 | 13.8346 | 14.1915 | 7.1955 | 0.078585 | 0.25935 | 0.17136 | 0.19009 | 0.25444 | 118.9744 | 0.31946 | 47.7177 | 0.15787 | 5.1931 | 983.5108 | 83.919 | 109.1051 | 42.0292 | 137.2725 | 112.5874 | 109.9643 | 99.079
Total | Gas/Oil:Combined Cycle | DEF | DEF | 35589.6131 | 35677.8623 | 35658.4883 | 35423.7471 | 35583.4876 | 35525.2248 | 35955.9332 | 35195.6547 | 33016.9737 | 33559.524 | 33586.4334 | 36283.2696 | 37893.7469 | 38422.6813 | 38260.7089 | 37109.2594 | 34962.3575 | 32940.6237 | 31263.6886 | 28990.711 | 27558.7262 | 23484.8829 | 19420.8897 | 16409.0261 | 13658.9147 | 10759.2441 | 7381.57 | 3403.5975 | 3102.7824 | 3179.1657 | 3253.3107 | 3226.9364 | 3333.8676 | 3201.7358 | 3268.4646
Total | Gas/Oil:Combustion Turbine | DEF | DEF | 1350.8261 | 1350.6009 | 963.6869 | 836.5581 | 513.4989 | 194.7755 | 131.747 | 180.1079 | 215.0703 | 97.0512 | 109.0707 | 405.6794 | 750.9595 | 850.1786 | 1037.6601 | 427.4822 | 671.1483 | 124.2936 | 241.3291 | 304.291 | 819.8121 | 362.293 | 1677.0899 | 498.1097 | 1022.0864 | 437.7902 | 2106.3673 | 2391.1488 | 1364.3199 | 1436.0073 | 1471.7515 | 1627.4197 | 1631.7451 | 1597.1388 | 1725.7
Total | Gas/Oil:Steam Turbine | DEF | DEF | 2023: 1562.8727; 2024: 1828.5241; 2025: 896.286; 2026: 1312.9772; 2027: 1279.1196; 2028: 1294.2243; 2029: 953.0477; 2030: 766.194; 2031: 562.1413; 2032: 488.2871; 2033: 426.1914; 2034: 1007.1797; 2035: 1244.394; 2036: 1226.0488; 2037: 1795.4055; 2038: 759.3886; 2039: 1039.9118; 2040: 869.0816; 2041: 733.8412; 2042: 227.8114
Total | Nuclear:Nuclear | DEF | DEF | 2038: 3399.2888; 2039: 5686.9441; 2040: 9073.044; 2041: 11372.1427; 2042: 14790.9488; 2043: 17039.5402; 2044: 22221.3839; 2045: 25566.9705; 2046: 30650.3781; 2047: 34030.8313; 2048: 38795.6791; 2049: 41692.9154; 2050: 45989.8283; 2051: 48358.431; 2052: 48173.5226; 2053: 47569.1664; 2054: 47309.932; 2055: 47405.7292; 2056: 47805.7505; 2057: 47972.2148
Total | Renewable:Biomass | DEF | DEF | 2023: 640.422; 2024: 648.8988; 2025: 644.6148; 2026: 390.5208; 2027: 390.5208; 2028: 392.3868; 2029: 390.5208; 2030: 390.512; 2031: 390.5208; 2032: 392.6436; 2033: 390.5208; 2034: 390.5208; 2035: 390.5208; 2036: 391.0728; 2037: 390.5208; 2038: 390.5208; 2039: 390.5208; 2040: 391.0728; 2041: 390.5208; 2042: 390.5208
Total | Renewable:Solar PV | DEF | DEF | 2553.5075 | 3415.4847 | 3998.7468 | 4559.3704 | 4681.3036 | 4756.6536 | 4814.1113 | 5323.4117 | 5810.1802 | 6304.0287 | 6325.0862 | 6380.9698 | 6416.2692 | 6486.8806 | 6506.5844 | 6561.5868 | 6595.9308 | 6666.2571 | 6684.6929 | 6738.992 | 6770.3959 | 6842.3505 | 6844.2927 | 6860.773 | 6722.8598 | 6604.0341 | 6582.654 | 6431.7036 | 6407.0498 | 6465.7447 | 6914.9979 | 7047.3647 | 6988.423 | 6973.9596 | 6595.7967
Total | Renewable:Wind | DEF | DEF | 2043: 111.5882; 2044: 339.829; 2045: 567.6065; 2046: 804.3609; 2047: 1013.0121; 2048: 1183.9977; 2049: 1314.244; 2050: 1269.3441; 2051: 1175.2315; 2052: 1230.5776; 2053: 1224.3491; 2054: 1105.0386; 2055: 958.7961; 2056: 876.772; 2057: 763.9381
Total | Storage:Battery | DEF | DEF |  |  |  |  | 86.3578 | 88.9452 | 85.9848 | 89.3956 | 117.2021 | 418.0316 | 977.7034 | 1791.9418 | 2440.4043 | 2679.5269 | 2710.4542 | 3018.8435 | 3327.4762 | 3722.5991 | 3891.4441 | 4113.6631 | 4428.8316 | 4753.5652 | 5206.5248 | 5406.0952 | 5981.2186 | 6070.3576 | 6345.4111 | 6149.6223 | 6280.912 | 6181.6959 | 6210.5219 | 5925.8471 | 5788.3483 | 5819.7496 | 5688.5789
Solar 14
Resource | Type | BA | Area | 2023 | 2024 | 2025 | 2026 | 2027 | 2028 | 2029 | 2030 | 2031 | 2032 | 2033 | 2034 | 2035 | 2036 | 2037 | 2038 | 2039 | 2040 | 2041 | 2042 | 2043 | 2044 | 2045 | 2046 | 2047 | 2048 | 2049 | 2050 | 2051 | 2052 | 2053 | 2054 | 2055 | 2056 | 2057
AC | Demand:Demand Response | DEF | DEF |  | 0.024789 |  |  | 0.010499 |  | 0.001 | 0.001 | 0.002 | 0.007058 | 0.001 | 0.051386 |  | 0.64435 | 4.51 |  | 2.1144 | 0.17526 |  |  |  | 0.018778 | 28.3431 |  |  |  |  | 15.4514 | 3.7832 | 28.6692 | 2.3568 | 1.5932 | 2.6307 | 2.3782 | 25.0134
Anclote 1 | Gas/Oil:Steam Turbine | DEF | DEF | 2023: 958.2408; 2024: 1158.007; 2025: 540.6212; 2026: 791.1556; 2027: 690.1158; 2028: 760.511; 2029: 590.5295; 2030: 501.3959; 2031: 289.2348; 2032: 342.0869; 2033: 238.4609; 2034: 575.3976; 2035: 658.7676; 2036: 622.7635; 2037: 916.6921; 2038: 460.4589; 2039: 563.6802; 2040: 449.4073; 2041: 433.2854; 2042: 110.1962
Anclote 2 | Gas/Oil:Steam Turbine | DEF | DEF | 2023: 600.8879; 2024: 670.5171; 2025: 352.0052; 2026: 462.4396; 2027: 440.4679; 2028: 387.18; 2029: 287.5587; 2030: 228.3693; 2031: 256.513; 2032: 197.2154; 2033: 226.367; 2034: 347.7772; 2035: 477.7032; 2036: 437.8514; 2037: 739.2936; 2038: 183.5052; 2039: 267.4614; 2040: 278.9011; 2041: 211.5351; 2042: 89.067
As Avail | Gas/Oil:Combined Cycle | DEF | DEF | 1.7516 | 1.752 | 1.752 | 1.752 | 1.752 | 1.776 | 1.752 | 1.7519 | 1.752 | 1.776 | 1.752 | 1.752 | 1.752 | 1.752 | 1.752 | 1.752 | 1.752 | 1.776 | 1.752 | 1.752 | 1.752 | 1.752 | 1.752 | 1.752 | 1.752 | 1.776 | 1.752 | 1.752 | 1.752 | 1.752 | 1.752 | 1.752 | 1.752 | 1.776 | 1.752
As Avail PCS | Renewable:Biomass | DEF | DEF | 2023: 118.0725; 2024: 118.0848; 2025: 118.0848; 2026: 118.0848; 2027: 118.0848; 2028: 118.0848; 2029: 118.0848; 2030: 118.0822; 2031: 118.0848; 2032: 118.8936; 2033: 118.0848; 2034: 118.0848; 2035: 118.0848; 2036: 118.0848; 2037: 118.0848; 2038: 118.0848; 2039: 118.0848; 2040: 118.0848; 2041: 118.0848; 2042: 118.0848
Bartow CC 1 0 | Gas/Oil:Combined Cycle | DEF | DEF | 6244.1817 | 6018.5358 | 6594.1929 | 6279.9202 | 5950.3781 | 6205.2467 | 6451.9086 | 6565.7708 | 6735.5328 | 6626.4856 | 6480.9382 | 7224.9289 | 7487.4502 | 7661.6288 | 6996.0737 | 7284.6772 | 7841.1462 | 7650.3359 | 7026.1797 | 7037.897 | 7520.8787 | 7297.3857 | 6771.685 | 6520.1458 | 6373.1371 | 5344.9423 | 1716.2185
Bartow CC 1 PAG | Gas/Oil:Combined Cycle | DEF | DEF | 167.5914 | 162.5287 | 132.3234 | 115.4832 | 114.1473 | 128.0287 | 116.542 | 80.6831 | 64.3361 | 65.1357 | 52.4522 | 99.561 | 121.4828 | 114.7398 | 128.5837 | 87.6831 | 121.9922 | 87.6186 | 66.047 | 48.2006 | 82.5643 | 62.8449 | 105.5826 | 28.8406 | 72.5859 | 27.3529 | 3.2984
BARTOW_P 1 | Gas/Oil:Combustion Turbine | DEF | DEF | 2024: 0.101
BARTOW_P 2 | Gas/Oil:Combustion Turbine | DEF | DEF | 2023: 0.306; 2024: 1.835; 2025: 1.394; 2026: 1.1061; 2027: 1.4561; 2028: 1.216; 2029: 0.65108; 2030: 1.7567; 2031: 2.9491; 2032: 2.2149; 2033: 0.79345; 2034: 0.43455
BARTOW_P 3 | Gas/Oil:Combustion Turbine | DEF | DEF
BARTOW_P 4 | Gas/Oil:Combustion Turbine | DEF | DEF | 2023: 2.9215; 2024: 4.1809; 2025: 3.6061; 2026: 3.2792; 2027: 2.7646; 2028: 3.363; 2029: 1.9807; 2030: 3.0497; 2031: 3.3938; 2032: 3.4163; 2033: 2.692; 2034: 0.828
Battery 2 Hours | Storage:Battery | DEF | DEF | 2027: 84.2069; 2028: 90.4603; 2029: 87.6564; 2030: 92.4528; 2031: 81.0212; 2032: 78.9275; 2033: 76.8473; 2034: 71.7876; 2035: 72.7864; 2036: 69.5939; 2037: 72.4353; 2038: 67.4258; 2039: 60.787; 2040: 58.93; 2041: 53.7273
Battery 4 Hours | Storage:Battery | DEF | DEF | [9 empty] | 160.002 | 754.8255 | 1580.5787 | 2324.165 | 2604.2022 | 2610.5246 | 2471.5814 | 2493.0772 | 2524.2671 | 2341.3709 | 2183.2837 | 2204.0888 | 1984.09 | 2133.9663 | 1825.4714 | 2139.827 | 1736.443 | 1461.2334 | 700.572 | 446.9881 | 405.2667 | 384.9382 | 237.7357 | 82.1203 | 102.3288 | 81.7773
BAYBORO_P 1 | Gas/Oil:Combustion Turbine | DEF | DEF | 2024: 0.474; 2025: 0.118
BAYBORO_P 2 | Gas/Oil:Combustion Turbine | DEF | DEF | 2024: 0.049756; 2025: 0.022
BAYBORO_P 3 | Gas/Oil:Combustion Turbine | DEF | DEF | 2024: 0.189; 2025: 0.073
BAYBORO_P 4 | Gas/Oil:Combustion Turbine | DEF | DEF | 2024: 0.103; 2025: 0.03
Citrus CC 1 | Gas/Oil:Combined Cycle | DEF | DEF | 5992.8439 | 6152.2062 | 5726.7567 | 6290.4317 | 6235.6276 | 5508.3626 | 6000.3766 | 5898.1742 | 5540.9183 | 5885.8605 | 5912.5055 | 6021.4635 | 6131.2716 | 6178.8715 | 5762.7848 | 5984.2912 | 5951.3306 | 5493.2136 | 5472.1086 | 5087.5314 | 4847.9753 | 4028.4725 | 3793.5852 | 3282.9378 | 3050.9736 | 2199.8009 | 2549.5393 | 1587.1833 | 1506.2682 | 1502.7322 | 1543.4044 | 1500.3477 | 1519.6029 | 1597.7993 | 1617.2258
Citrus CC 1 Duct | Gas/Oil:Combined Cycle | DEF | DEF | 180.8086 | 182.7295 | 131.9659 | 145.0233 | 124.5819 | 125.0006 | 120.32 | 91.7051 | 70.1026 | 70.2502 | 68.4125 | 121.625 | 141.9422 | 138.185 | 177.579 | 84.8269 | 113.2962 | 68.138 | 59.4841 | 24.1197 | 76.5468 | 44.328 | 89.418 | 33.5884 | 64.2321 | 18.2419 | 90.2332 | 109.0223 | 73.3097 | 91.1135 | 78.0579 | 87.0392 | 86.0911 | 82.1871 | 112.3786
Citrus CC 2 | Gas/Oil:Combined Cycle | DEF | DEF | 5961.5164 | 6161.9722 | 6090.2411 | 5832.4105 | 6362.254 | 5555.4725 | 6153.3936 | 6101.438 | 5538.6712 | 5931.718 | 5964.8087 | 6121.4109 | 6136.7903 | 6169.372 | 5740.0875 | 6094.154 | 6076.5134 | 5512.7281 | 5702.499 | 5503.8625 | 5027.4328 | 4632.4085 | 4453.3567 | 3366.339 | 2732.3451 | 2144.2476 | 2255.2805 | 1492.2466 | 1209.8432 | 1262.8616 | 1271.9695 | 1362.5592 | 1395.601 | 1341.8894 | 1459.2297
Citrus CC 2 Duct | Gas/Oil:Combined Cycle | DEF | DEF | 176.0041 | 194.2144 | 139.2761 | 113.8131 | 117.6702 | 121.1005 | 117.4674 | 82.6667 | 57.6337 | 62.4125 | 58.5418 | 110.5755 | 128.8006 | 135.0198 | 146.4358 | 77.2223 | 94.4878 | 91.1888 | 51.0581 | 25.8766 | 63.6962 | 44.0505 | 88.7324 | 36.2813 | 55.5815 | 25.7885 | 74.182 | 94.1641 | 53.8021 | 74.7211 | 63.1779 | 80.4784 | 70.689 | 70.2978 | 109.9567
Crystal 4 | Coal:Conventional | DEF | DEF | 2023: 736.1626; 2024: 677.3563; 2025: 871.1804; 2026: 584.634; 2027: 720.8791; 2028: 1129.149; 2029: 1045.2958; 2030: 1401.5775; 2031: 2522.0236; 2032: 1788.3432; 2033: 2516.7938; 2034: 1043.5359
Crystal 5 | Coal:Conventional | DEF | DEF | 2023: 463.3239; 2024: 752.0233; 2025: 710.1475; 2026: 654.4601; 2027: 641.0489; 2028: 1047.5083; 2029: 969.4724; 2030: 1457.4594; 2031: 1685.1763; 2032: 2050.7047; 2033: 1622.3448; 2034: 448.3048
DEBARY 10 | Gas/Oil:Combustion Turbine | DEF | DEF | 2024: 0.38397; 2025: 0.112; 2026: 0.08; 2027: 0.21902; 2028: 0.27396; 2029: 0.08; 2030: 0.256; 2031: 0.095085; 2032: 0.25503; 2034: 0.2; 2035: 0.672; 2036: 0.128
DEBARY 2 | Gas/Oil:Combustion Turbine | DEF | DEF | 2024: 0.564
DEBARY 3 | Gas/Oil:Combustion Turbine | DEF | DEF | 2024: 0.588; 2026: 0.118
DEBARY 4 | Gas/Oil:Combustion Turbine | DEF | DEF | 2024: 0.19969; 2026: 0.083314
DEBARY 5 | Gas/Oil:Combustion Turbine | DEF | DEF | 2024: 0.58
DEBARY 6 | Gas/Oil:Combustion Turbine | DEF | DEF | 2024: 0.6641; 2025: 0.138
DEBARY 7 | Gas/Oil:Combustion Turbine | DEF | DEF | 2023: 13.2809; 2024: 15.7299; 2025: 17.9475; 2026: 17.0001; 2027: 14.1737; 2028: 13.6207; 2029: 12.218; 2030: 13.3371; 2031: 15.1531; 2032: 8.4505; 2033: 9.6147; 2034: 13.4689; 2035: 14.3616; 2036: 3.788
DEBARY 8 | Gas/Oil:Combustion Turbine | DEF | DEF | 2023: 17.7111; 2024: 16.8288; 2025: 21.2935; 2026: 17.5855; 2027: 15.5667; 2028: 15.7348; 2029: 13.9114; 2030: 13.3064; 2031: 18.1488; 2032: 10.9258; 2033: 11.6021; 2034: 14.6982; 2035: 17.8312; 2036: 8.287
DEBARY 9 | Gas/Oil:Combustion Turbine | DEF | DEF | 2023: 18.7547; 2024: 23.9991; 2025: 18.5514; 2026: 20.0643; 2027: 15.6097; 2028: 17.8433; 2029: 16.6565; 2030: 15.8161; 2031: 20.5456; 2032: 11.7103; 2033: 11.4949; 2034: 19.3384; 2035: 16.8064; 2036: 8.158
DEF Nuclear Natrium | Nuclear:Nuclear | DEF | DEF | 2048: 2917.6163; 2049: 4699.0124; 2050: 7260.0206; 2051: 8421.8336; 2052: 11478.0387; 2053: 13151.7709; 2054: 18033.3144; 2055: 21248.2542; 2056: 26955.9324; 2057: 30636.6735
DEF Nuclear Natrium - Storage | Storage:Battery | DEF | DEF | 2048: 373.227; 2049: 647.1436; 2050: 1019.8451; 2051: 1240.4799; 2052: 1600.4302; 2053: 1873.5614; 2054: 2382.5012; 2055: 2773.2382; 2056: 3313.7135; 2057: 3611.9539
DEF Nuclear Natrium - Storage PTC | Storage:Battery | DEF | DEF | 2038: 458.0157; 2039: 827.9236; 2040: 1247.5411; 2041: 1555.669; 2042: 1978.3002; 2043: 2261.9068; 2044: 2866.7734; 2045: 3250.2061; 2046: 3785.8593; 2047: 4186.3441; 2048: 4236.3336; 2049: 4426.3136; 2050: 4636.3212; 2051: 4690.379; 2052: 4326.7605; 2053: 4107.0898; 2054: 3457.9214; 2055: 3046.6882; 2056: 2413.6969; 2057: 1966.6007
DEF Nuclear Natrium PTC | Nuclear:Nuclear | DEF | DEF | 2038: 3403.8623; 2039: 5696.3166; 2040: 9074.0098; 2041: 11376.437; 2042: 14804.7211; 2043: 17042.4414; 2044: 22236.8364; 2045: 25566.1962; 2046: 30650.3781; 2047: 34020.2588; 2048: 35822.3467; 2049: 36806.2087; 2050: 38498.2986; 2051: 39541.2024; 2052: 36316.6047; 2053: 33971.5558; 2054: 28807.293; 2055: 25578.8754; 2056: 20439.2942; 2057: 17041.1514
Gen 190MW CT | Gas/Oil:Combustion Turbine | DEF | DEF | [7 empty] | 6.2416 | 20.4862 | 5.0481 |  | 183.6152 | 421.4892 | 529.5762 | 588.1788 | 279.1869 | 520.4554 | 32.496 | 81.9575 | 126.6802 | 546.708 | 175.3934 | 1296.4562 | 369.8757 | 724.481 | 362.9547 | 1743.3566 | 683.8601 | 568.9139 | 622.0288 | 426.7664 | 383.6106 | 484.3732 | 658.7245 | 749.623
Gen 190MW CT H2 | Gas/Oil:Combustion Turbine | DEF | DEF | 2043: 7.9027; 2044: 3.5792; 2045: 67.2521; 2046: 9.4574; 2047: 77.352; 2048: 6.2824; 2049: 172.2704; 2050: 1328.3458; 2051: 532.7248; 2052: 521.9256; 2053: 773.0326; 2054: 888.7257; 2055: 859.5434; 2056: 769.9553; 2057: 924.5962
HEAT | Demand:Demand Response | DEF | DEF | 2025: 0.002; 2026: 0.001; 2027: 0.008378; 2028: 0.007177; 2029: 0.002811; 2030: 0.015587; 2031: 0.091023; 2032: 0.034584; 2033: 0.010425; 2035: 0.001; 2038: 5.288; 2041: 0.001; 2044: 0.001; 2050: 266.561; 2051: 0.29335; 2054: 11.2752; 2056: 12.3236; 2057: 4.7544
Hines CC 1 | Gas/Oil:Combined Cycle | DEF | DEF | 2023: 2706.7286; 2024: 2713.1574; 2025: 2728.5438; 2026: 1964.4468; 2027: 2159.9343; 2028: 1840.0539; 2029: 2124.4471; 2030: 1704.9185; 2031: 1382.3045; 2032: 1020.5091; 2033: 1013.0495; 2034: 1342.6861; 2035: 2209.5179; 2036: 2351.7158; 2037: 2915.5917; 2038: 2051.9687; 2039: 394.7109
Hines CC 2 | Gas/Oil:Combined Cycle | DEF | DEF | 2845.8547 | 2920.3711 | 3001.9046 | 3180.1862 | 2865.5258 | 2924.8762 | 2652.7238 | 2735.7195 | 2347.5896 | 2330.6968 | 2250.3753 | 2609.7243 | 2951.455 | 2937.3494 | 3167.841 | 2938.4879 | 2543.1474 | 2349.2207 | 1993.24 | 1256.0848 | 150.502
Hines CC 3 | Gas/Oil:Combined Cycle | DEF | DEF | 3118.5392 | 3010.8777 | 2955.039 | 2949.2399 | 3388.603 | 3211.7698 | 3403.3188 | 2933.7846 | 3138.58 | 2908.7099 | 3197.8899 | 3134.594 | 3804.9513 | 3631.8877 | 4080.2375 | 3298.3929 | 3339.5314 | 2967.0764 | 2934.4419 | 2217.2875 | 2353.3287 | 1658.9194 | 453.031
Hines CC 4 | Gas/Oil:Combined Cycle | DEF | DEF | 2751.4522 | 3140.1846 | 2468.2381 | 2750.9649 | 2416.0693 | 3214.3963 | 2875.6191 | 3075.0834 | 2517.8366 | 2924.8733 | 2907.1288 | 3392.4678 | 3220.5698 | 3817.4335 | 3564.486 | 3701.4869 | 3350.1423 | 3504.5354 | 3302.3185 | 3418.5087 | 3029.7089 | 3346.5271 | 2599.8347 | 1908.3448 | 375.1156
INT CITY 1 | Gas/Oil:Combustion Turbine | DEF | DEF | 2023: 0.11403; 2024: 0.045; 2025: 0.032; 2026: 0.093184; 2027: 0.09; 2028: 0.138; 2030: 0.38517; 2031: 0.52086; 2032: 0.366; 2033: 0.045; 2034: 0.061
INT CITY 10 | Gas/Oil:Combustion Turbine | DEF | DEF | 2023: 4.5354; 2024: 12.8219; 2025: 10.5228; 2026: 4.924; 2027: 7.976; 2028: 5.416; 2029: 6.6025; 2030: 6.9983; 2031: 10.1603; 2032: 4.714; 2033: 3.7425; 2034: 10.926; 2035: 15.1611; 2036: 19.4019; 2037: 27.7515; 2038: 6.2669
INT CITY 11 | Gas/Oil:Combustion Turbine | DEF | DEF | 2024: 1.6521; 2025: 0.88567; 2026: 0.37832; 2027: 0.55318; 2028: 0.52341; 2030: 1.1204; 2031: 1.9728; 2032: 0.49596; 2033: 0.2; 2034: 0.83305; 2035: 1.878; 2036: 4.1507; 2037: 5.7987; 2038: 3.5905; 2039: 6.3549; 2040: 1.7667; 2041: 2.7702; 2042: 3.047; 2043: 1.6477; 2044: 2.1727
INT CITY 12 | Gas/Oil:Combustion Turbine | DEF | DEF | 3.026 | 12.096 | 7.169 | 3.133 | 6.562 | 4.794 | 2.729 | 5.512 | 10.151 | 4.579 | 2.9 | 9.764 | 7.908 | 14.542 | 19.838 | 19.062 | 21.535 | 11.004 | 11.241 | 15.694 | 37.283 | 23.892 | 6.497
INT CITY 13 | Gas/Oil:Combustion Turbine | DEF | DEF | 9.5787 | 17.942 | 12.756 | 7.485 | 8.365 | 6.758 | 6.449 | 8.7207 | 12.064 | 5.485 | 4.535 | 12.837 | 13.873 | 21.1317 | 27.649 | 22.498 | 23.582 | 14.136 | 18.609 | 21.477 | 45.744 | 31.4589 | 8.918
INT CITY 14 | Gas/Oil:Combustion Turbine | DEF | DEF | 9.976 | 19.009 | 15.103 | 8.833 | 12.05 | 8.084 | 8.607 | 9.63 | 11.245 | 7.802 | 5.379 | 15.577 | 14.759 | 21.996 | 36.0013 | 27.238 | 35.8035 | 17.437 | 24.766 | 22.175 | 52.559 | 36.8627 | 11.07
INT CITY 2 | Gas/Oil:Combustion Turbine | DEF | DEF | 2027: 0.046; 2030: 0.032; 2031: 0.40969; 2032: 0.032
INT CITY 3 | Gas/Oil:Combustion Turbine | DEF | DEF | 2024: 0.096; 2025: 0.064; 2026: 0.064; 2027: 0.092; 2028: 0.14541; 2030: 0.17; 2031: 0.528; 2032: 0.189; 2033: 0.032
INT CITY 4 | Gas/Oil:Combustion Turbine | DEF | DEF | 2023: 0.094; 2024: 0.236; 2025: 0.064; 2026: 0.094; 2027: 0.092; 2028: 0.032; 2030: 0.172; 2031: 0.19778; 2032: 0.16266; 2033: 0.036927; 2034: 0.062
INT CITY 5 | Gas/Oil:Combustion Turbine | DEF | DEF | 2026: 0.059; 2027: 0.045; 2028: 0.059; 2030: 0.135; 2031: 0.4174; 2032: 0.094613; 2033: 0.032
INT CITY 6 | Gas/Oil:Combustion Turbine | DEF | DEF | 2024: 0.41303; 2025: 0.064; 2026: 0.073139; 2027: 0.141; 2028: 0.186; 2030: 0.269; 2031: 0.69364; 2032: 0.31835; 2033: 0.032
INT CITY 7 | Gas/Oil:Combustion Turbine | DEF | DEF | 2023: 20.9644; 2024: 30.333; 2025: 22.6105; 2026: 22.2909; 2027: 18.2745; 2028: 18.5863; 2029: 13.7712; 2030: 14.2305; 2031: 17.3222; 2032: 12.2207; 2033: 10.6904; 2034: 20.8504; 2035: 27.4899; 2036: 31.5062; 2037: 45.6412; 2038: 14.7138
INT CITY 8 | Gas/Oil:Combustion Turbine | DEF | DEF | 2023: 12.4466; 2024: 24.0831; 2025: 19.102; 2026: 14.5473; 2027: 14.391; 2028: 14.0274; 2029: 13.4244; 2030: 11.5993; 2031: 13.0056; 2032: 9.3195; 2033: 9.0916; 2034: 19.4431; 2035: 21.2963; 2036: 24.5451; 2037: 41.2804; 2038: 8.9737
INT CITY 9 | Gas/Oil:Combustion Turbine | DEF | DEF | 2023: 11.7259; 2024: 23.0568; 2025: 16.1629; 2026: 15.571; 2027: 11.6253; 2028: 12.6616; 2029: 11.7218; 2030: 11.8574; 2031: 15.8714; 2032: 8.1795; 2033: 6.8514; 2034: 21.169; 2035: 19.4823; 2036: 25.3482; 2037: 40.2892; 2038: 10.4987
INTER | Demand:Demand Response | DEF | DEF | 2024: 0.001; 2025: 0.001; 2027: 0.04583; 2028: 0.012864; 2030: 0.001; 2031: 0.001; 2033: 0.002; 2034: 0.013783; 2036: 0.019831; 2037: 3.22; 2038: 2.7129; 2045: 2.0352; 2050: 60.8031; 2051: 0.012861; 2052: 0.043765; 2053: 0.001; 2054: 0.008746; 2055: 0.079295; 2056: 0.12181; 2057: 0.04751
Mulberry | Gas/Oil:Combined Cycle | DEF | DEF | 2023: 522.6688; 2024: 334.305
New DEF OnShore Wind | Renewable:Wind | DEF | DEF | 2048: 63.961; 2049: 188.9089; 2050: 223.5559; 2051: 138.0477; 2052: 141.8082; 2053: 198.7733; 2054: 290.0522; 2055: 342.9649; 2056: 525.1522; 2057: 655.0109
New DEF OnShore Wind PTC | Renewable:Wind | DEF | DEF | 2043: 110.8361; 2044: 342.6952; 2045: 572.2177; 2046: 804.2043; 2047: 1013.8305; 2048: 1123.376; 2049: 1105.6807; 2050: 1024.6885; 2051: 1015.971; 2052: 1068.3006; 2053: 1000.3911; 2054: 781.1091; 2055: 572.7726; 2056: 343.172; 2057: 115.4957
NSG Vand CT 1 | Gas/Oil:Combustion Turbine | DEF | DEF | 2023: 161.1509; 2024: 175.3713; 2025: 80.0012; 2026: 55.9674; 2027: 12.6969
NSG Vand CT 2 | Gas/Oil:Combustion Turbine | DEF | DEF | 2023: 159.8384; 2024: 175.5422; 2025: 103.8954; 2026: 57.4767; 2027: 13.9089
NSG Vand CT 3 | Gas/Oil:Combustion Turbine | DEF | DEF | 2023: 201.2602; 2024: 211.3315; 2025: 125.9955; 2026: 77.5171; 2027: 16.3407
NSG Vand CT 4 | Gas/Oil:Combustion Turbine | DEF | DEF | 2023: 214.033; 2024: 218.6533; 2025: 139.2565; 2026: 91.6578; 2027: 13.4617
Orange Cogen | Gas/Oil:Combined Cycle | DEF | DEF | 2023: 500.864; 2024: 502.32; 2025: 500.864
Orlando Cogen | Gas/Oil:Combined Cycle | DEF | DEF | 2023: 910.5839
Osprey 1 0 | Gas/Oil:Combined Cycle | DEF | DEF | 2023: 1524.8803; 2024: 1447.2158
Osprey 1 1 | Gas/Oil:Combined Cycle | DEF | DEF | 2023: 810.4903; 2024: 815.6433
Osprey 1 2 | Gas/Oil:Combined Cycle | DEF | DEF | 2023: 57.3674; 2024: 59.6377
OspreyAcq | Gas/Oil:Combined Cycle | DEF | DEF |  | 738.0378 | 4028.0992 | 3992.6567 | 3677.5182 | 3977.3672 | 3602.7918 | 3610.3769 | 3503.1009 | 3452.6748 | 3745.9978 | 3762.5927 | 3887.2855 | 3931.6063 | 4265.0099 | 4038.5101 | 3785.0154 | 3826.2175 | 3266.7839 | 2957.5639 | 2968.817 | 976.0963
OspreyAcqDF | Gas/Oil:Combined Cycle | DEF | DEF |  | 4.3898 | 96.8682 | 98.9996 | 84.3306 | 84.78 | 84.6697 | 86.7795 | 53.7521 | 51.3911 | 54.8578 | 100.3842 | 120.4121 | 128.3557 | 138.1487 | 93.9751 | 119.9544 | 92.7107 | 92.3587 | 62.2821 | 92.5474 | 10.2959
Pasco County | Renewable:Biomass | DEF | DEF | 2023: 168.9036; 2024: 169.464; 2025: 167.808; 2026: 80.592; 2027: 80.592; 2028: 81.144; 2029: 80.592; 2030: 80.5902; 2031: 80.592; 2032: 80.592; 2033: 80.592; 2034: 80.592; 2035: 80.592; 2036: 81.144; 2037: 80.592; 2038: 80.592; 2039: 80.592; 2040: 81.144; 2041: 80.592; 2042: 80.592
Pinellas County | Renewable:Biomass | DEF | DEF | 2023: 353.446; 2024: 361.35; 2025: 358.722; 2026: 191.844; 2027: 191.844; 2028: 193.158; 2029: 191.844; 2030: 191.8397; 2031: 191.844; 2032: 193.158; 2033: 191.844; 2034: 191.844; 2035: 191.844; 2036: 191.844; 2037: 191.844; 2038: 191.844; 2039: 191.844; 2040: 191.844; 2041: 191.844; 2042: 191.844
Shady Hills 1 | Gas/Oil:Combustion Turbine | DEF | DEF | 2023: 58.9127; 2024: 2.2149
Shady Hills 2 | Gas/Oil:Combustion Turbine | DEF | DEF | 2023: 44.5381; 2024: 0.87192
Shady Hills 3 | Gas/Oil:Combustion Turbine | DEF | DEF | 2023: 33.669; 2024: 1.2207
Solar 3rdParty Block 1 | Renewable:Solar PV | DEF | DEF |  | 70.0259 | 123.468 | 210.3836 | 276.5713 | 363.4235 | 428.1483 | 513.5392 | 578.212 | 576.7911 | 572.4449 | 569.5826 | 566.7346 | 565.3414 | 561.0811 | 558.2756 | 555.4843 | 554.1181 | 549.9432 | 547.1932 | 544.4568 | 543.1183 | 539.026 | 536.3308 | 533.6501 | 532.3376 | 528.3267 | 525.6848 | 523.0556 | 522.0487 | 517.8395 | 515.2505 | 512.6738 | 597.0489 | 507.5597
Solar 3rdParty Block 2 | Renewable:Solar PV | DEF | DEF | [9 empty] | 87.5324 | 154.335 | 241.0959 | 307.1311 | 393.908 | 458.4015 | 543.642 | 608.164 | 606.6687 | 602.0979 | 599.087 | 596.0917 | 594.6265 | 590.1462 | 587.1951 | 584.2596 | 582.823 | 578.4317 | 575.5394 | 572.6616 | 571.5583 | 566.9493 | 564.1147 | 561.2936 | 653.67 | 555.6948
Solar 3rdParty Block 3 | Renewable:Solar PV | DEF | DEF | 2040: 87.5324; 2041: 154.335; 2042: 241.0959; 2043: 307.1311; 2044: 393.908; 2045: 458.4015; 2046: 543.642; 2047: 608.1639; 2048: 606.6687; 2049: 602.0979; 2050: 599.087; 2051: 596.0917; 2052: 594.9439; 2053: 590.1462; 2054: 587.1951; 2055: 584.2596; 2056: 680.4158; 2057: 578.4317
Solar 3rdParty Block 4 | Renewable:Solar PV | DEF | DEF | 2048: 87.5324; 2049: 154.335; 2050: 241.0959; 2051: 307.1311; 2052: 306.5392; 2053: 304.0665; 2054: 302.5462; 2055: 301.034; 2056: 350.5777; 2057: 298.0314
Solar DEF Bay Ranch | Renewable:Solar PV | DEF | DEF | 127.0712 | 187.891 | 186.5021 | 185.5695 | 184.6417 | 184.1613 | 182.7998 | 181.8859 | 180.9764 | 180.5056 | 179.1712 | 178.2754 | 177.3839 | 176.9224 | 175.6146 | 174.7365 | 173.8628 | 173.4104 | 172.1285 | 171.2679 | 170.3663 | 169.9682 | 167.992 | 166.0859 | 158.8725 | 152.7295 | 149.3666 | 139.1643 | 135.7945 | 131.6664 | 158.832 | 168.439 | 176.6833 | 179.4656 | 183.9633
Solar DEF Bay Trail | Renewable:Solar PV | DEF | DEF | 187.9551 | 187.4649 | 186.0803 | 185.1499 | 184.2242 | 183.7436 | 182.3865 | 181.4746 | 180.5672 | 180.0962 | 178.5733 | 177.8722 | 176.9829 | 176.5212 | 175.2175 | 174.3414 | 173.4697 | 173.0172 | 171.7394 | 170.8806 | 169.9812 | 169.5828 | 167.6809 | 165.6643 | 158.259 | 150.3442 | 145.8593 | 136.497 | 132.2985 | 136.2427 | 167.7211 | 170.4774 | 178.8935 | 180.9034 | 183.7594
Solar DEF Charlie Creek | Renewable:Solar PV | DEF | DEF | 178.4538 | 177.9851 | 176.6738 | 175.7904 | 174.9115 | 174.452 | 173.1667 | 172.3009 | 171.4394 | 170.989 | 169.643 | 168.8806 | 168.0362 | 167.5949 | 166.3601 | 165.5283 | 164.7006 | 164.268 | 163.0578 | 162.2425 | 161.3614 | 161.0072 | 158.4924 | 155.4914 | 146.3115 | 138.525 | 134.3487 | 126.9798 | 121.8594 | 133.2035 | 159.7254 | 162.3348 | 170.5972 | 172.069 | 174.6452
Solar DEF Columbia | Renewable:Solar PV | DEF | DEF | 176.1547 | 175.6933 | 174.3976 | 173.5257 | 172.658 | 172.2056 | 170.9357 | 170.0811 | 168.2544 | 166.3398 | 166.721 | 166.7049 | 165.8714 | 165.4368 | 164.2168 | 163.3957 | 162.5787 | 162.1528 | 160.957 | 160.1523 | 159.2892 | 158.8706 | 156.1278 | 152.9989 | 144.7959 | 141.5764 | 136.0685 | 149.4961 | 146.2988 | 136.6457 | 148.3359 | 149.8143 | 161.3309 | 165.5225 | 171.5572
Solar DEF County Line | Renewable:Solar PV | DEF | DEF |  |  | 175.9224 | 187.195 | 186.259 | 185.7727 | 184.4011 | 183.4791 | 182.5616 | 182.085 | 180.7406 | 179.8369 | 178.9378 | 178.4706 | 177.1528 | 176.2671 | 175.3857 | 174.9278 | 173.6363 | 172.768 | 171.8585 | 171.4555 | 169.3001 | 167.4239 | 160.9729 | 154.9105 | 150.7886 | 140.1595 | 136.0329 | 129.2556 | 139.7022 | 141.8272 | 174.8749 | 179.863 | 185.2555
Solar DEF Debary | Renewable:Solar PV | DEF | DEF | 151.7 | 151.3273 | 150.1868 | 149.4359 | 148.6888 | 148.3179 | 147.2056 | 146.4696 | 144.9511 | 143.4039 | 143.5084 | 143.5621 | 142.8443 | 142.4932 | 141.4194 | 140.7123 | 140.0088 | 139.6647 | 138.6121 | 137.9191 | 137.062 | 136.823 | 134.5065 | 131.6137 | 123.0615 | 116.0508 | 112.8077 | 119.3494 | 120.276 | 117.2638 | 126.7901 | 129.5493 | 138.7572 | 167.6882 | 147.6889
Solar DEF Duette | Renewable:Solar PV | DEF | DEF | 176.6857 | 176.2215 | 174.9234 | 174.0488 | 173.1785 | 172.7234 | 171.4511 | 170.5938 | 169.5633 | 168.1465 | 167.7201 | 167.2075 | 166.3714 | 165.9342 | 164.7118 | 163.8883 | 163.0688 | 162.6403 | 161.4422 | 160.635 | 159.7627 | 159.4118 | 157.0723 | 154.0095 | 145.0078 | 137.5044 | 133.6019 | 126.0347 | 124.8448 | 145.7141 | 158.6818 | 161.054 | 168.8768 | 170.5385 | 172.9638
Solar DEF Falmouth | Renewable:Solar PV | DEF | DEF |  | 163.2732 | 187.2582 | 186.3219 | 185.3903 | 184.9084 | 183.5411 | 182.6233 | 181.7102 | 181.2378 | 179.8977 | 178.9982 | 178.1032 | 177.6402 | 176.3266 | 175.445 | 174.5678 | 174.114 | 172.8264 | 171.9623 | 171.057 | 170.6577 | 168.7068 | 166.6407 | 159.8268 | 153.7674 | 150.3222 | 139.4293 | 135.6125 | 129.084 | 139.3071 | 162.1792 | 175.7763 | 179.1659 | 184.5393
Solar DEF Fort Green | Renewable:Solar PV | DEF | DEF | 187.6288 | 187.1403 | 185.7573 | 184.8285 | 183.9044 | 183.4254 | 182.0699 | 181.1595 | 180.2537 | 179.7843 | 178.0532 | 177.5634 | 176.6756 | 176.2155 | 174.9133 | 174.0387 | 173.1685 | 172.7175 | 171.4412 | 170.584 | 169.686 | 169.2891 | 167.2837 | 165.285 | 157.3757 | 149.5242 | 145.9072 | 136.5721 | 131.9465 | 149.1452 | 171.6809 | 173.9091 | 180.9307 | 181.8285 | 183.5647
Solar DEF Hamilton | Renewable:Solar PV | DEF | DEF | 175.1333 | 174.6724 | 173.3849 | 172.5204 | 171.6601 | 171.2077 | 169.9455 | 169.0956 | 167.8168 | 166.1215 | 165.8343 | 165.7388 | 164.91 | 164.4764 | 163.2656 | 162.4499 | 161.6358 | 161.2104 | 160.0243 | 159.2229 | 158.3155 | 157.9051 | 155.385 | 152.2212 | 143.7267 | 136.8887 | 152.8825 | 147.6578 | 141.2805 | 136.9471 | 148.833 | 150.994 | 161.3736 | 165.5326 | 170.6429
Solar DEF Hardeetown | Renewable:Solar PV | DEF | DEF | 127.0712 | 187.891 | 186.5021 | 185.5695 | 184.6417 | 184.1613 | 182.7998 | 181.8859 | 180.9764 | 180.5056 | 179.1712 | 178.2754 | 177.3839 | 176.9224 | 175.6146 | 174.7365 | 173.8628 | 173.4104 | 172.1285 | 171.2679 | 170.3663 | 169.9682 | 167.9139 | 166.1088 | 159.0405 | 153.1084 | 149.4708 | 139.4433 | 135.4862 | 129.3762 | 156.9584 | 165.942 | 177.1127 | 180.1777 | 184.202
Solar DEF High Spring | Renewable:Solar PV | DEF | DEF | 89.1428 | 188.0806 | 186.6908 | 185.7573 | 184.8285 | 184.3471 | 182.9848 | 182.0699 | 181.1595 | 180.6877 | 179.3525 | 178.4558 | 177.5634 | 177.101 | 175.7922 | 174.9133 | 174.0387 | 173.5854 | 172.3027 | 171.4412 | 170.5387 | 170.1397 | 168.0677 | 166.159 | 159.0395 | 152.8965 | 149.6008 | 138.9581 | 134.7452 | 129.1544 | 151.1945 | 164.8832 | 180.6584 | 182.3345 | 184.3071
Solar DEF Hildreth | Renewable:Solar PV | DEF | DEF | 127.0712 | 187.891 | 186.5021 | 185.5695 | 184.6417 | 184.1613 | 182.7998 | 181.8859 | 180.9764 | 180.5056 | 179.1712 | 178.2754 | 177.3839 | 176.9224 | 175.6146 | 174.7365 | 173.8628 | 173.4104 | 172.1285 | 171.2679 | 170.3663 | 169.9682 | 167.9479 | 166.0997 | 159.0616 | 152.802 | 149.5046 | 139.1919 | 135.6488 | 137.0375 | 164.9025 | 173.8759 | 176.9956 | 179.0795 | 183.9325
Solar DEF Lake Placid | Renewable:Solar PV | DEF | DEF | 104.9836 | 104.67 | 103.9715 | 103.4104 | 102.9001 | 102.5969 | 101.8641 | 101.3207 | 100.699 | 99.9659 | 99.6884 | 99.3376 | 98.838 | 98.5857 | 97.8504 | 97.3597 | 96.8703 | 96.6131 | 95.8744 | 95.4514 | 94.9017 | 94.6616 | 93.2298 | 91.2239 | 86.3411 | 82.4178 | 80.6022 | 87.534 | 84.8417 | 83.9964 | 91.2041 | 92.2609 | 97.8742 | 99.9194 | 102.4437
Solar DEF Mule Creek | Renewable:Solar PV | DEF | DEF |  | 176.3742 | 187.195 | 186.259 | 185.3277 | 184.8438 | 183.4791 | 182.5616 | 181.6489 | 181.1746 | 179.8369 | 178.9378 | 178.043 | 177.5782 | 176.2671 | 175.3857 | 174.5088 | 174.0532 | 172.768 | 171.9043 | 170.9819 | 170.5982 | 168.6229 | 166.5282 | 159.4783 | 153.4415 | 150.4998 | 140.2378 | 136.3946 | 130.5849 | 141.2545 | 166.6354 | 177.3121 | 180.3471 | 184.7242
Solar DEF NEW 1 | Renewable:Solar PV | DEF | DEF | [12 empty] | 293.9462 | 337.0028 | 334.5153 | 332.8427 | 331.1786 | 330.3131 | 327.8751 | 326.2356 | 324.4247 | 323.7563 | 318.7675 | 312.7726 | 294.8605 | 279.0979 | 272.8567 | 257.4543 | 246.2914 | 261.4089 | 283.0538 | 286.5004 | 36.8487
Solar DEF NEW 1 PTC | Renewable:Solar PV | DEF | DEF | 2025: 309.0559; 2026: 353.4779; 2027: 351.7104; 2028: 350.7914; 2029: 348.2023; 2030: 346.4612; 2031: 344.729; 2032: 343.828; 2033: 341.2902; 2034: 339.5838; 2035: 43.9396
Solar DEF NEW 2 | Renewable:Solar PV | DEF | DEF | [12 empty] | 38.1397 | 676.7543 | 671.7656 | 668.4069 | 665.0648 | 663.3205 | 658.4308 | 655.1387 | 651.5815 | 650.1532 | 640.8312 | 629.9228 | 595.4614 | 563.3824 | 550.116 | 518.5226 | 497.6102 | 521.1211 | 563.4787 | 572.0448 | 564.2061
Solar DEF NEW 2 PTC | Renewable:Solar PV | DEF | DEF | 2025: 40.1003; 2026: 709.8457; 2027: 706.2965; 2028: 704.4439; 2029: 699.2512; 2030: 695.7552; 2031: 692.2763; 2032: 690.4607; 2033: 685.3709; 2034: 681.9438; 2035: 640.3946
Solar DEF NEW 3 | Renewable:Solar PV | DEF | DEF | [14 empty] | 380.5563 | 673.4293 | 670.0621 | 668.3087 | 663.3783 | 660.0615 | 656.6045 | 655.0424 | 646.2986 | 635.6228 | 602.4121 | 571.4814 | 559.3065 | 525.1358 | 504.7878 | 519.2323 | 564.4204 | 572.1156 | 599.7642 | 604.8921 | 267.0413
Solar DEF NEW 3 PTC | Renewable:Solar PV | DEF | DEF | 2027: 400.1181; 2028: 709.7414; 2029: 704.5054; 2030: 700.9829; 2031: 697.4781; 2032: 695.653; 2033: 690.5209; 2034: 687.0683; 2035: 683.6327; 2036: 681.8438; 2037: 296.2572
Solar DEF NEW 4 | Renewable:Solar PV | DEF | DEF | [13 empty] | 285.4172 | 505.072 | 502.5466 | 500.0339 | 498.7253 | 495.046 | 492.5708 | 489.9998 | 488.8253 | 482.7607 | 475.6521 | 451.0846 | 428.8516 | 419.1117 | 393.42 | 378.8693 | 384.6465 | 418.2434 | 424.6258 | 444.9147 | 191.478
Solar DEF NEW 4 PTC | Renewable:Solar PV | DEF | DEF | 2026: 300.0885; 2027: 531.0342; 2028: 529.6445; 2029: 525.7372; 2030: 523.1087; 2031: 520.4932; 2032: 519.1311; 2033: 515.3012; 2034: 512.7246; 2035: 510.161; 2036: 223.4087
Solar DEF NEW 5 | Renewable:Solar PV | DEF | DEF | [13 empty] | 95.1391 | 168.3573 | 167.5155 | 166.678 | 166.2418 | 165.0154 | 164.1903 | 163.3693 | 162.9418 | 161.246 | 159.7191 | 154.5919 | 150.3564 | 146.9331 | 137.5254 | 133.3163 | 121.3861 | 131.3349 | 133.0642 | 142.6968 | 60.1208
Solar DEF NEW 5 PTC | Renewable:Solar PV | DEF | DEF | 2026: 100.0295; 2027: 177.0115; 2028: 176.5482; 2029: 175.2457; 2030: 174.3696; 2031: 173.4977; 2032: 173.0436; 2033: 171.7671; 2034: 170.9082; 2035: 170.0536; 2036: 74.4695
Solar DEF Osc Perry Suw | Renewable:Solar PV | DEF | DEF | 35.4717 | 35.3843 | 35.1178 | 34.9422 | 34.7676 | 34.6819 | 34.4208 | 34.2486 | 34.0303 | 33.8016 | 33.6854 | 33.5688 | 33.4009 | 33.3187 | 33.0677 | 32.9024 | 32.7379 | 32.6573 | 32.4114 | 32.2493 | 32.076 | 31.9942 | 31.6053 | 22.6594 | 12.8983
Solar DEF Sandy Creek | Renewable:Solar PV | DEF | DEF | 178.2037 | 177.7362 | 176.4261 | 175.544 | 174.6663 | 174.2081 | 172.924 | 172.0593 | 171.1991 | 170.7499 | 169.1328 | 168.6439 | 167.8007 | 167.3604 | 166.1269 | 165.2962 | 164.4698 | 164.0383 | 162.8292 | 162.015 | 161.075 | 160.7821 | 158.1991 | 155.1014 | 146.0774 | 138.1081 | 134.2798 | 126.3076 | 121.2587 | 139.8082 | 159.2313 | 161.7922 | 169.974 | 171.6903 | 174.4
Solar DEF Santa Fe | Renewable:Solar PV | DEF | DEF | 177.0399 | 176.5761 | 175.274 | 174.3976 | 173.5257 | 173.071 | 171.7947 | 170.9357 | 169.8305 | 168.431 | 168.0679 | 167.5426 | 166.7049 | 166.2681 | 165.042 | 164.2168 | 163.3957 | 162.9676 | 161.7658 | 160.957 | 160.0827 | 159.7191 | 157.0565 | 153.7951 | 144.6415 | 136.7806 | 132.7813 | 125.8812 | 138.525 | 142.1976 | 154.1926 | 157.3698 | 166.4618 | 169.3614 | 173.1974
Solar DEF St Pete Pier | Renewable:Solar PV | DEF | DEF | 0.71159 | 0.7093 | 0.70348 | 0.70127 | 0.69712 | 0.69498 | 0.69103 | 0.68688 | 0.68105 | 0.67579 | 0.67429 | 0.67258 | 0.67035 | 0.66785 | 0.66225 | 0.66002 | 0.65601 | 0.65547 | 0.6497 | 0.64568 | 0.64336 | 0.64117 | 0.63415 | 0.62542 | 0.59598 | 0.57601 | 0.52586
Solar DEF Trenton | Renewable:Solar PV | DEF | DEF | 175.9896 | 175.5269 | 174.2342 | 173.363 | 172.4961 | 172.0426 | 170.7755 | 169.9216 | 168.9208 | 167.6926 | 167.1052 | 166.5486 | 165.7159 | 165.2801 | 164.0629 | 163.2425 | 162.4263 | 161.9992 | 160.8062 | 160.0021 | 159.0696 | 158.7074 | 155.912 | 152.5805 | 143.4889 | 136.2991 | 133.1256 | 145.5083 | 140.0277 | 140.1984 | 152.1407 | 155.1515 | 164.4026 | 167.7119 | 172.0337
Solar DEF Twin Rivers | Renewable:Solar PV | DEF | DEF | 177.0399 | 176.5761 | 175.274 | 174.3976 | 173.5257 | 173.071 | 171.7947 | 170.9357 | 170.0111 | 168.6643 | 168.0968 | 167.5426 | 166.7049 | 166.2681 | 165.042 | 164.2168 | 163.3957 | 162.9676 | 161.7658 | 160.957 | 160.0827 | 159.7327 | 156.9913 | 153.9539 | 144.8325 | 136.8548 | 133.3555 | 126.217 | 138.9391 | 144.0393 | 156.8809 | 159.6866 | 167.8385 | 170.1786 | 173.1974
Solar DEF Winquepin | Renewable:Solar PV | DEF | DEF |  | 176.3742 | 187.195 | 186.259 | 185.3277 | 184.8438 | 183.4791 | 182.5616 | 181.6489 | 181.1746 | 179.8369 | 178.9378 | 178.043 | 177.5782 | 176.2671 | 175.3857 | 174.5088 | 174.0532 | 172.768 | 171.9043 | 171.0384 | 170.5982 | 168.4572 | 166.6482 | 159.9294 | 153.7289 | 149.9376 | 139.0953 | 135.4174 | 129.2691 | 139.6444 | 164.1065 | 176.0349 | 179.2395 | 184.477
Solar+Storage DEF NEW 1 | Renewable:Solar PV | DEF | DEF | 2039: 23.9389; 2040: 448.9388; 2041: 869.8805; 2042: 1265.9227; 2043: 1259.4626; 2044: 1256.0524; 2045: 1242.9446; 2046: 1230.064; 2047: 1182.2451; 2048: 1138.7382; 2049: 1119.1223; 2050: 1045.5669; 2051: 1012.1902; 2052: 996.7012; 2053: 1071.0085; 2054: 1086.2657; 2055: 1138.7699; 2056: 1153.0213; 2057: 1171.3864
Solar+Storage DEF NEW 1 PTC + ITC | Renewable:Solar PV | DEF | DEF | 2029: 25.179; 2030: 470.9275; 2031: 914.6581; 2032: 1333.6853; 2033: 1324.0944; 2034: 1317.4487; 2035: 1310.8274; 2036: 1307.0859; 2037: 1297.7384; 2038: 1291.2522; 2039: 1260.7737; 2040: 832.2495; 2041: 402.1503
Standby | Demand:Demand Response | DEF | DEF |  | 0.001 | 0.065972 |  |  | 0.001 | 0.010006 |  | 0.60298 | 0.056524 | 0.053779 | 0.002 | 0.12752 | 0.89528 | 2.7755 | 2.0557 | 1.1275 |  |  | 0.068348 | 0.029903 | 0.045512 | 20.4753 | 0.079132 | 0.21041 | 0.059443 | 4.4388 | 175.8477 | 11.0779 | 25.8815 | 2.8171 | 25.4695 | 21.0921 | 12.8837 | 38.0478
SUWANNEE_P 1 | Gas/Oil:Combustion Turbine | DEF | DEF | 2023: 9.0642; 2024: 10.4853; 2025: 10.4114; 2026: 11.5122; 2027: 8.5376; 2028: 11.1818; 2029: 8.3491; 2030: 10.1073; 2031: 11.265; 2032: 8.3045; 2033: 6.2066; 2034: 3.1359
SUWANNEE_P 2 | Gas/Oil:Combustion Turbine | DEF | DEF | 2023: 8.574; 2024: 9.6633; 2025: 8.2944; 2026: 9.88; 2027: 7.216; 2028: 8.592; 2029: 8.7865; 2030: 9.8864; 2031: 10.4645; 2032: 8.5693; 2033: 6.2114; 2034: 2.5739
SUWANNEE_P 3 | Gas/Oil:Combustion Turbine | DEF | DEF | 2023: 13.0734; 2024: 15.2137; 2025: 15.0244; 2026: 16.1476; 2027: 12.8373; 2028: 13.5864; 2029: 11.5929; 2030: 13.0204; 2031: 14.5369; 2032: 11.2006; 2033: 7.9636; 2034: 3.5482
Tigerbay 1 | Gas/Oil:Combined Cycle | DEF | DEF | 2023: 1118.3501; 2024: 1117.7832; 2025: 1040.6261; 2026: 1209.5479; 2027: 1038.1093; 2028: 1055.7119; 2029: 905.204; 2030: 775.2362; 2031: 689.3776; 2032: 665.3907; 2033: 596.9842; 2034: 829.0826; 2035: 276.593
U OF FL 1 | Gas/Oil:Combustion Turbine | DEF | DEF | 2023: 321.3134; 2024: 321.7784; 2025: 318.0297; 2026: 317.3019; 2027: 265.7305
Voltage Red | Demand:Demand Response | DEF | DEF | 0.055981 | 0.048576 | 0.010165 | 0.001 | 0.001 | 0.080737 | 0.011817 | 0.004756 | 0.03091 | 0.12362 | 0.083425 | 0.02464 | 0.44719 | 0.13066 | 0.07252 | 2.2695 | 0.068343 | 0.017174 | 0.016959 |  | 0.015111 |  |  |  | 1.0759 |  | 0.39243 | 107.4125 | 10.5148 | 0.2623 | 0.47425 | 15.7177 | 2.5348 | 18.4832 | 52.4236
WaterHtr_PP | Demand:Demand Response | DEF | DEF | 1.1833 | 1.1671 | 1.0935 | 0.83237 | 0.69936 | 0.6963 | 0.72269 | 0.61665 | 0.9126 | 0.67175 | 0.39779 | 0.45647 | 0.19903 | 1.0205 | 2.0182 | 2.5011 | 1.2008 | 0.078598 | 0.16638 | 0.12364 | 0.31075 | 0.085509 | 12.2196 | 0.25226 | 0.62088 | 0.27518 | 0.85229 | 112.4797 | 11.705 | 19.3194 | 4.7232 | 14.3504 | 15.683 | 14.3089 | 22.6097
Total |  |  |  | 42897.1238 | 44351.9929 | 43743.9595 | 43797.6254 | 43950.9324 | 44266.9943 | 44513.8272 | 44869.4849 | 44450.4367 | 44985.6187 | 46101.356 | 47606.3976 | 49087.3299 | 50054.5982 | 50683.4546 | 51651.42 | 52743.5881 | 53910.9512 | 54642.5608 | 55605.5148 | 56770.3079 | 58117.8912 | 59610.438 | 60873.6464 | 62870.0882 | 64175.1298 | 65652.5905 | 66887.178 | 66878.4364 | 66938.9366 | 66854.3682 | 66538.8599 | 66333.8066 | 66390.2603 | 66079.9624
Group Totals
Resource | Type | BA | Area | 2023 | 2024 | 2025 | 2026 | 2027 | 2028 | 2029 | 2030 | 2031 | 2032 | 2033 | 2034 | 2035 | 2036 | 2037 | 2038 | 2039 | 2040 | 2041 | 2042 | 2043 | 2044 | 2045 | 2046 | 2047 | 2048 | 2049 | 2050 | 2051 | 2052 | 2053 | 2054 | 2055 | 2056 | 2057
Total | Coal:Conventional | DEF | DEF | 2023: 1199.4865; 2024: 1429.3796; 2025: 1581.3279; 2026: 1239.0941; 2027: 1361.928; 2028: 2176.6573; 2029: 2014.7682; 2030: 2859.0369; 2031: 4207.1999; 2032: 3839.0479; 2033: 4139.1386; 2034: 1491.8407
Total | Demand:Demand Response | DEF | DEF | 1.2392 | 1.2425 | 1.1726 | 0.83437 | 0.76507 | 0.79808 | 0.74832 | 0.63899 | 1.6405 | 0.89354 | 0.54842 | 0.54828 | 0.77474 | 2.7106 | 12.5962 | 14.8271 | 4.5111 | 0.27104 | 0.18434 | 0.19199 | 0.35577 | 0.1508 | 63.0732 | 0.33139 | 1.9072 | 0.33463 | 5.6835 | 738.5554 | 37.3871 | 74.1762 | 10.3723 | 68.4146 | 42.0199 | 60.4994 | 142.8964
Total | Gas/Oil:Combined Cycle | DEF | DEF | 35592.4775 | 35677.8623 | 35636.6911 | 34924.8761 | 34536.5016 | 33953.9428 | 34610.5344 | 33744.0885 | 31641.488 | 31997.8842 | 32305.6943 | 34872.8483 | 36620.2743 | 37197.9173 | 37084.6113 | 35737.4282 | 33733.0203 | 31644.7599 | 29968.2714 | 27640.9668 | 26215.7501 | 22103.0808 | 18356.9776 | 15178.2295 | 12725.7227 | 9762.15 | 6690.5039 | 3284.3684 | 2844.9751 | 2933.1803 | 2958.3618 | 3032.1765 | 3073.736 | 3093.9496 | 3300.5428
Total | Gas/Oil:Combustion Turbine | DEF | DEF | 1350.8623 | 1350.6009 | 968.7298 | 774.323 | 480.8224 | 156.8231 | 137.5313 | 157.6095 | 211.5977 | 124.0537 | 100.1465 | 353.3638 | 593.0079 | 712.559 | 832.4281 | 392.0284 | 607.7308 | 76.8397 | 139.3437 | 189.0732 | 691.8444 | 273.3589 | 1390.1933 | 379.3331 | 801.833 | 369.2371 | 1915.627 | 2012.2059 | 1101.6387 | 1143.9544 | 1199.799 | 1272.3363 | 1343.9166 | 1428.6798 | 1674.2192
Total | Gas/Oil:Steam Turbine | DEF | DEF | 2023: 1559.1288; 2024: 1828.5241; 2025: 892.6265; 2026: 1253.5952; 2027: 1130.5837; 2028: 1147.6911; 2029: 878.0882; 2030: 729.7652; 2031: 545.7477; 2032: 539.3023; 2033: 464.8279; 2034: 923.1748; 2035: 1136.4708; 2036: 1060.615; 2037: 1655.9857; 2038: 643.9641; 2039: 831.1416; 2040: 728.3084; 2041: 644.8205; 2042: 199.2633
Total | Nuclear:Nuclear | DEF | DEF | 2038: 3403.8623; 2039: 5696.3166; 2040: 9074.0098; 2041: 11376.437; 2042: 14804.7211; 2043: 17042.4414; 2044: 22236.8364; 2045: 25566.1962; 2046: 30650.3781; 2047: 34020.2588; 2048: 38739.963; 2049: 41505.2212; 2050: 45758.3192; 2051: 47963.036; 2052: 47794.6434; 2053: 47123.3267; 2054: 46840.6074; 2055: 46827.1295; 2056: 47395.2266; 2057: 47677.8248
Total | Renewable:Biomass | DEF | DEF | 2023: 640.422; 2024: 648.8988; 2025: 644.6148; 2026: 390.5208; 2027: 390.5208; 2028: 392.3868; 2029: 390.5208; 2030: 390.512; 2031: 390.5208; 2032: 392.6436; 2033: 390.5208; 2034: 390.5208; 2035: 390.5208; 2036: 391.0728; 2037: 390.5208; 2038: 390.5208; 2039: 390.5208; 2040: 391.0728; 2041: 390.5208; 2042: 390.5208
Total | Renewable:Solar PV | DEF | DEF | 2553.5075 | 3415.4847 | 4018.7969 | 5214.3818 | 5965.604 | 6348.2348 | 6393.9796 | 6895.3809 | 7371.2208 | 7852.8639 | 7868.8066 | 7921.7346 | 7949.33 | 8015.9273 | 8024.3527 | 8071.7662 | 8098.5592 | 8164.9514 | 8172.2159 | 8219.1936 | 8243.0845 | 8310.9058 | 8277.6076 | 8249.8394 | 7980.3649 | 7770.1045 | 7706.2747 | 7488.7466 | 7399.5337 | 7450.4162 | 7997.7546 | 8176.0054 | 8229.2205 | 7713.8416 | 6853.6406
Total | Renewable:Wind | DEF | DEF | 2043: 110.8361; 2044: 342.6952; 2045: 572.2177; 2046: 804.2043; 2047: 1013.8305; 2048: 1187.337; 2049: 1294.5897; 2050: 1248.2444; 2051: 1154.0187; 2052: 1210.1088; 2053: 1199.1644; 2054: 1071.1614; 2055: 915.7376; 2056: 868.3242; 2057: 770.5066
Total | Storage:Battery | DEF | DEF |  |  |  |  | 84.2069 | 90.4603 | 87.6564 | 92.4528 | 81.0212 | 238.9295 | 831.6728 | 1652.3663 | 2396.9514 | 2673.7961 | 2682.9599 | 2997.0229 | 3381.7878 | 3830.7382 | 3950.7672 | 4161.584 | 4465.9956 | 4850.8633 | 5384.1724 | 5611.3306 | 6326.1711 | 6346.0035 | 6534.6907 | 6356.7382 | 6377.847 | 6332.4573 | 6365.5894 | 6078.1583 | 5902.0466 | 5829.7391 | 5660.3319

## Max Capacity
Max Capacity (MW)
Base
Resource | Type | BA | Area | 2023 | 2024 | 2025 | 2026 | 2027 | 2028 | 2029 | 2030 | 2031 | 2032 | 2033 | 2034 | 2035 | 2036 | 2037 | 2038 | 2039 | 2040 | 2041 | 2042 | 2043 | 2044 | 2045 | 2046 | 2047 | 2048 | 2049 | 2050 | 2051 | 2052 | 2053 | 2054 | 2055 | 2056 | 2057
AC | Demand:Demand Response | DEF | DEF | 302.3769 | 310.8145 | 320.2163 | 321.0199 | 321.8235 | 322.627 | 323.4306 | 324.2342 | 325.0378 | 325.8414 | 326.6449 | 327.4485 | 328.2521 | 329.0557 | 329.8593 | 330.6628 | 331.4664 | 332.27 | 333.0735 | 333.8771 | 334.6807 | 335.4843 | 336.2878 | 337.0914 | 337.895 | 338.6986 | 339.5022 | 340.3057 | 340.3057 | 340.3057 | 340.3057 | 340.3057 | 340.3057 | 340.3057 | 293.3478
Anclote 1 | Gas/Oil:Steam Turbine | DEF | DEF | 2023: 521; 2024: 521; 2025: 521; 2026: 521; 2027: 521; 2028: 521; 2029: 521; 2030: 521; 2031: 521; 2032: 521; 2033: 521; 2034: 521; 2035: 521; 2036: 521; 2037: 521; 2038: 521; 2039: 521; 2040: 521; 2041: 521; 2042: 521
Anclote 2 | Gas/Oil:Steam Turbine | DEF | DEF | 2023: 514; 2024: 514; 2025: 514; 2026: 514; 2027: 514; 2028: 514; 2029: 514; 2030: 514; 2031: 514; 2032: 514; 2033: 514; 2034: 514; 2035: 514; 2036: 514; 2037: 514; 2038: 514; 2039: 514; 2040: 514; 2041: 514; 2042: 514
As Avail | Gas/Oil:Combined Cycle | DEF | DEF | bar: 2023 to 2057
As Avail PCS | Renewable:Biomass | DEF | DEF | 2023: 33.7; 2024: 33.7; 2025: 33.7; 2026: 33.7; 2027: 33.7; 2028: 33.7; 2029: 33.7; 2030: 33.7; 2031: 33.7; 2032: 33.7; 2033: 33.7; 2034: 33.7; 2035: 33.7; 2036: 33.7; 2037: 33.7; 2038: 33.7; 2039: 33.7; 2040: 33.7; 2041: 33.7; 2042: 33.7
Bartow CC 1 0 | Gas/Oil:Combined Cycle | DEF | DEF | 1194 | 1294 | 1294 | 1294 | 1294 | 1294 | 1294 | 1294 | 1294 | 1294 | 1294 | 1294 | 1294 | 1294 | 1294 | 1294 | 1294 | 1294 | 1294 | 1294 | 1294 | 1294 | 1294 | 1294 | 1294 | 1294 | 1294
Bartow CC 1 PAG | Gas/Oil:Combined Cycle | DEF | DEF | 69 | 69 | 69 | 69 | 69 | 69 | 69 | 69 | 69 | 69 | 69 | 69 | 69 | 69 | 69 | 69 | 69 | 69 | 69 | 69 | 69 | 69 | 69 | 69 | 69 | 69 | 69
BARTOW_P 1 | Gas/Oil:Combustion Turbine | DEF | DEF | 2023: 50; 2024: 50; 2025: 50; 2026: 50; 2027: 50
BARTOW_P 2 | Gas/Oil:Combustion Turbine | DEF | DEF | 2023: 53; 2024: 53; 2025: 53; 2026: 53; 2027: 53; 2028: 53; 2029: 53; 2030: 53; 2031: 53; 2032: 53; 2033: 53; 2034: 53
BARTOW_P 3 | Gas/Oil:Combustion Turbine | DEF | DEF | 2023: 51; 2024: 51; 2025: 51; 2026: 51; 2027: 51
BARTOW_P 4 | Gas/Oil:Combustion Turbine | DEF | DEF | 2023: 58; 2024: 58; 2025: 58; 2026: 58; 2027: 58; 2028: 58; 2029: 58; 2030: 58; 2031: 58; 2032: 58; 2033: 58; 2034: 58
Battery 2 Hours | Storage:Battery | DEF | DEF | 2027: 100; 2028: 100; 2029: 100; 2030: 100; 2031: 100; 2032: 100; 2033: 100; 2034: 100; 2035: 100; 2036: 100; 2037: 100; 2038: 100; 2039: 100; 2040: 100; 2041: 100
Battery 4 Hours | Storage:Battery | DEF | DEF | [9 empty] | 450 | 1050 | 1650 | 2150 | 2150 | 2150 | 2150 | 2400 | 2400 | 2400 | 2400 | 2500 | 2500 | 2500 | 2500 | 2500 | 2050 | 1450 | 1000 | 500 | 500 | 500 | 500 | 250 | 250 | 250
BAYBORO_P 1 | Gas/Oil:Combustion Turbine | DEF | DEF | 2023: 58; 2024: 58; 2025: 58
BAYBORO_P 2 | Gas/Oil:Combustion Turbine | DEF | DEF | 2023: 55; 2024: 55; 2025: 55
BAYBORO_P 3 | Gas/Oil:Combustion Turbine | DEF | DEF | 2023: 57; 2024: 57; 2025: 57
BAYBORO_P 4 | Gas/Oil:Combustion Turbine | DEF | DEF | 2023: 56; 2024: 56; 2025: 56
Citrus CC 1 | Gas/Oil:Combined Cycle | DEF | DEF | 864.2495 | 864.2495 | 886.2495 | 886.2495 | 886.2495 | 886.2495 | 886.2495 | 886.2495 | 886.2495 | 886.2495 | 886.2495 | 886.2495 | 886.2495 | 886.2495 | 886.2495 | 886.2495 | 886.2495 | 886.2495 | 886.2495 | 886.2495 | 886.2495 | 886.2495 | 886.2495 | 886.2495 | 886.2495 | 886.2495 | 886.2495 | 886.2495 | 886.2495 | 886.2495 | 886.2495 | 886.2495 | 886.2495 | 886.2495 | 886.2495
Citrus CC 1 Duct | Gas/Oil:Combined Cycle | DEF | DEF | 70.6719 | 70.6719 | 70.6719 | 70.6719 | 70.6719 | 70.6719 | 70.6719 | 70.6719 | 70.6719 | 70.6719 | 70.6719 | 70.6719 | 70.6719 | 70.6719 | 70.6719 | 70.6719 | 70.6719 | 70.6719 | 70.6719 | 70.6719 | 70.6719 | 70.6719 | 70.6719 | 70.6719 | 70.6719 | 70.6719 | 70.6719 | 70.6719 | 70.6719 | 70.6719 | 70.6719 | 70.6719 | 70.6719 | 70.6719 | 70.6719
Citrus CC 2 | Gas/Oil:Combined Cycle | DEF | DEF | 868.8851 | 868.8851 | 868.8851 | 890.8851 | 890.8851 | 890.8851 | 890.8851 | 890.8851 | 890.8851 | 890.8851 | 890.8851 | 890.8851 | 890.8851 | 890.8851 | 890.8851 | 890.8851 | 890.8851 | 890.8851 | 890.8851 | 890.8851 | 890.8851 | 890.8851 | 890.8851 | 890.8851 | 890.8851 | 890.8851 | 890.8851 | 890.8851 | 890.8851 | 890.8851 | 890.8851 | 890.8851 | 890.8851 | 890.8851 | 890.8851
Citrus CC 2 Duct | Gas/Oil:Combined Cycle | DEF | DEF | 73.176 | 73.176 | 73.176 | 73.176 | 73.176 | 73.176 | 73.176 | 73.176 | 73.176 | 73.176 | 73.176 | 73.176 | 73.176 | 73.176 | 73.176 | 73.176 | 73.176 | 73.176 | 73.176 | 73.176 | 73.176 | 73.176 | 73.176 | 73.176 | 73.176 | 73.176 | 73.176 | 73.176 | 73.176 | 73.176 | 73.176 | 73.176 | 73.176 | 73.176 | 73.176
Crystal 4 | Coal:Conventional | DEF | DEF | 2023: 721; 2024: 721; 2025: 721; 2026: 721; 2027: 721; 2028: 721; 2029: 721; 2030: 721; 2031: 721; 2032: 721; 2033: 721; 2034: 721
Crystal 5 | Coal:Conventional | DEF | DEF | 2023: 721; 2024: 721; 2025: 721; 2026: 721; 2027: 721; 2028: 721; 2029: 721; 2030: 721; 2031: 721; 2032: 721; 2033: 721; 2034: 721
DEBARY 10 | Gas/Oil:Combustion Turbine | DEF | DEF | 2023: 88; 2024: 88; 2025: 88; 2026: 88; 2027: 88; 2028: 88; 2029: 88; 2030: 88; 2031: 88; 2032: 88; 2033: 88; 2034: 88; 2035: 88; 2036: 88
DEBARY 2 | Gas/Oil:Combustion Turbine | DEF | DEF | 2023: 57; 2024: 57; 2025: 57; 2026: 57; 2027: 57
DEBARY 3 | Gas/Oil:Combustion Turbine | DEF | DEF | 2023: 59; 2024: 59; 2025: 59; 2026: 59; 2027: 59
DEBARY 4 | Gas/Oil:Combustion Turbine | DEF | DEF | 2023: 59; 2024: 59; 2025: 59; 2026: 59; 2027: 59
DEBARY 5 | Gas/Oil:Combustion Turbine | DEF | DEF | 2023: 58; 2024: 58; 2025: 58; 2026: 58; 2027: 58
DEBARY 6 | Gas/Oil:Combustion Turbine | DEF | DEF | 2023: 59; 2024: 59; 2025: 59; 2026: 59; 2027: 59
DEBARY 7 | Gas/Oil:Combustion Turbine | DEF | DEF | 2023: 93; 2024: 93; 2025: 93; 2026: 93; 2027: 93; 2028: 93; 2029: 93; 2030: 93; 2031: 93; 2032: 93; 2033: 93; 2034: 93; 2035: 93; 2036: 93
DEBARY 8 | Gas/Oil:Combustion Turbine | DEF | DEF | 2023: 94; 2024: 94; 2025: 94; 2026: 94; 2027: 94; 2028: 94; 2029: 94; 2030: 94; 2031: 94; 2032: 94; 2033: 94; 2034: 94; 2035: 94; 2036: 94
DEBARY 9 | Gas/Oil:Combustion Turbine | DEF | DEF | 2023: 94; 2024: 94; 2025: 94; 2026: 94; 2027: 94; 2028: 94; 2029: 94; 2030: 94; 2031: 94; 2032: 94; 2033: 94; 2034: 94; 2035: 94; 2036: 94
DEF Nuclear Natrium | Nuclear:Nuclear | DEF | DEF | 2048: 690; 2049: 690; 2050: 1380; 2051: 1380; 2052: 2070; 2053: 2070; 2054: 3105; 2055: 3105; 2056: 4140; 2057: 4140
DEF Nuclear Natrium - Storage | Storage:Battery | DEF | DEF | 2048: 310; 2049: 310; 2050: 620; 2051: 620; 2052: 930; 2053: 930; 2054: 1395; 2055: 1395; 2056: 1860; 2057: 1860
DEF Nuclear Natrium - Storage PTC | Storage:Battery | DEF | DEF | 2038: 310; 2039: 310; 2040: 620; 2041: 620; 2042: 930; 2043: 930; 2044: 1395; 2045: 1395; 2046: 1860; 2047: 1860; 2048: 2015; 2049: 2015; 2050: 2170; 2051: 2170; 2052: 2170; 2053: 1860; 2054: 1860; 2055: 1395; 2056: 1395; 2057: 930
DEF Nuclear Natrium PTC | Nuclear:Nuclear | DEF | DEF | 2038: 690; 2039: 690; 2040: 1380; 2041: 1380; 2042: 2070; 2043: 2070; 2044: 3105; 2045: 3105; 2046: 4140; 2047: 4140; 2048: 4485; 2049: 4485; 2050: 4830; 2051: 4830; 2052: 4830; 2053: 4140; 2054: 4140; 2055: 3105; 2056: 3105; 2057: 2070
Gen 190MW CT | Gas/Oil:Combustion Turbine | DEF | DEF | [5 empty] | 234.6 | 234.6 | 469.2 | 469.2 | 469.2 | 469.2 | 1407.6001 | 1407.6001 | 1407.6001 | 1407.6001 | 1407.6001 | 1407.6001 | 1407.6001 | 1407.6001 | 1407.6001 | 1407.6001 | 1407.6001 | 1407.6001 | 1407.6001 | 1407.6001 | 1407.6001 | 1407.6001 | 1407.6001 | 1407.6001 | 1407.6001 | 1407.6001 | 1407.6001 | 1407.6001 | 1407.6001 | 1407.6001
Gen 190MW CT H2 | Gas/Oil:Combustion Turbine | DEF | DEF | 2043: 934.4; 2044: 934.4; 2045: 1168; 2046: 1168; 2047: 2102.4001; 2048: 2102.4001; 2049: 3737.6001; 2050: 3737.6001; 2051: 3737.6001; 2052: 3737.6001; 2053: 3737.6001; 2054: 3737.6001; 2055: 3737.6001; 2056: 3737.6001; 2057: 3737.6001
HEAT | Demand:Demand Response | DEF | DEF | 503.5458 | 514.7845 | 527.3594 | 528.1454 | 528.9313 | 529.7172 | 530.5032 | 531.2891 | 532.0751 | 532.861 | 533.6469 | 534.4329 | 535.2188 | 536.0047 | 536.7906 | 537.5765 | 538.3625 | 539.1484 | 539.9343 | 540.7203 | 541.5062 | 542.2921 | 543.0781 | 543.864 | 544.65 | 545.4359 | 546.2218 | 547.0078 | 547.0078 | 547.0078 | 547.0078 | 547.0078 | 547.0078 | 547.0078 | 293.3478
Hines CC 1 | Gas/Oil:Combined Cycle | DEF | DEF | 2023: 521; 2024: 521; 2025: 521; 2026: 521; 2027: 521; 2028: 521; 2029: 521; 2030: 521; 2031: 521; 2032: 521; 2033: 521; 2034: 521; 2035: 521; 2036: 521; 2037: 521; 2038: 521; 2039: 521
Hines CC 2 | Gas/Oil:Combined Cycle | DEF | DEF | 549 | 549 | 614 | 614 | 614 | 614 | 614 | 614 | 614 | 614 | 614 | 614 | 614 | 614 | 614 | 614 | 614 | 614 | 614 | 614 | 614
Hines CC 3 | Gas/Oil:Combined Cycle | DEF | DEF | 555 | 555 | 555 | 620 | 620 | 620 | 620 | 620 | 620 | 620 | 620 | 620 | 620 | 620 | 620 | 620 | 620 | 620 | 620 | 620 | 620 | 620 | 620
Hines CC 4 | Gas/Oil:Combined Cycle | DEF | DEF | 544 | 544 | 544 | 544 | 596 | 596 | 596 | 596 | 596 | 596 | 596 | 596 | 596 | 596 | 596 | 596 | 596 | 596 | 596 | 596 | 596 | 596 | 596 | 596 | 596
INT CITY 1 | Gas/Oil:Combustion Turbine | DEF | DEF | 2023: 61; 2024: 61; 2025: 61; 2026: 61; 2027: 61; 2028: 61; 2029: 61; 2030: 61; 2031: 61; 2032: 61; 2033: 61; 2034: 61
INT CITY 10 | Gas/Oil:Combustion Turbine | DEF | DEF | 2023: 86; 2024: 86; 2025: 86; 2026: 86; 2027: 86; 2028: 86; 2029: 86; 2030: 86; 2031: 86; 2032: 86; 2033: 86; 2034: 86; 2035: 86; 2036: 86; 2037: 86; 2038: 86
INT CITY 11 | Gas/Oil:Combustion Turbine | DEF | DEF | 161 | 161 | 161 | 161 | 161 | 161 | 161 | 161 | 161 | 161 | 161 | 161 | 161 | 161 | 161 | 161 | 161 | 161 | 161 | 161 | 161 | 161
INT CITY 12 | Gas/Oil:Combustion Turbine | DEF | DEF | 89 | 89 | 89 | 89 | 89 | 89 | 89 | 89 | 89 | 89 | 89 | 89 | 89 | 89 | 89 | 89 | 89 | 89 | 89 | 89 | 89 | 89 | 89
INT CITY 13 | Gas/Oil:Combustion Turbine | DEF | DEF | 91 | 91 | 91 | 91 | 91 | 91 | 91 | 91 | 91 | 91 | 91 | 91 | 91 | 91 | 91 | 91 | 91 | 91 | 91 | 91 | 91 | 91 | 91
INT CITY 14 | Gas/Oil:Combustion Turbine | DEF | DEF | 90 | 90 | 90 | 90 | 90 | 90 | 90 | 90 | 90 | 90 | 90 | 90 | 90 | 90 | 90 | 90 | 90 | 90 | 90 | 90 | 90 | 90 | 90
INT CITY 2 | Gas/Oil:Combustion Turbine | DEF | DEF | 2023: 60; 2024: 60; 2025: 60; 2026: 60; 2027: 60; 2028: 60; 2029: 60; 2030: 60; 2031: 60; 2032: 60; 2033: 60; 2034: 60
INT CITY 3 | Gas/Oil:Combustion Turbine | DEF | DEF | 2023: 61; 2024: 61; 2025: 61; 2026: 61; 2027: 61; 2028: 61; 2029: 61; 2030: 61; 2031: 61; 2032: 61; 2033: 61; 2034: 61
INT CITY 4 | Gas/Oil:Combustion Turbine | DEF | DEF | 2023: 62; 2024: 62; 2025: 62; 2026: 62; 2027: 62; 2028: 62; 2029: 62; 2030: 62; 2031: 62; 2032: 62; 2033: 62; 2034: 62
INT CITY 5 | Gas/Oil:Combustion Turbine | DEF | DEF | 2023: 59; 2024: 59; 2025: 59; 2026: 59; 2027: 59; 2028: 59; 2029: 59; 2030: 59; 2031: 59; 2032: 59; 2033: 59; 2034: 59
INT CITY 6 | Gas/Oil:Combustion Turbine | DEF | DEF | 2023: 60; 2024: 60; 2025: 60; 2026: 60; 2027: 60; 2028: 60; 2029: 60; 2030: 60; 2031: 60; 2032: 60; 2033: 60; 2034: 60
INT CITY 7 | Gas/Oil:Combustion Turbine | DEF | DEF | 2023: 90; 2024: 90; 2025: 90; 2026: 90; 2027: 90; 2028: 90; 2029: 90; 2030: 90; 2031: 90; 2032: 90; 2033: 90; 2034: 90; 2035: 90; 2036: 90; 2037: 90; 2038: 90
INT CITY 8 | Gas/Oil:Combustion Turbine | DEF | DEF | 2023: 88; 2024: 88; 2025: 88; 2026: 88; 2027: 88; 2028: 88; 2029: 88; 2030: 88; 2031: 88; 2032: 88; 2033: 88; 2034: 88; 2035: 88; 2036: 88; 2037: 88; 2038: 88
INT CITY 9 | Gas/Oil:Combustion Turbine | DEF | DEF | 2023: 88; 2024: 88; 2025: 88; 2026: 88; 2027: 88; 2028: 88; 2029: 88; 2030: 88; 2031: 88; 2032: 88; 2033: 88; 2034: 88; 2035: 88; 2036: 88; 2037: 88; 2038: 88
INTER | Demand:Demand Response | DEF | DEF | 352.0957 | 352.0957 | 352.0957 | 352.0957 | 352.0957 | 352.0957 | 352.0957 | 352.0957 | 352.0957 | 352.0957 | 352.0957 | 352.0957 | 352.0957 | 352.0957 | 352.0957 | 352.0957 | 352.0957 | 352.0957 | 352.0957 | 352.0957 | 352.0957 | 352.0957 | 352.0957 | 352.0957 | 352.0957 | 352.0957 | 352.0957 | 352.0957 | 352.0957 | 352.0957 | 352.0957 | 352.0957 | 352.0957 | 352.0957 | 349.5598
Mulberry | Gas/Oil:Combined Cycle | DEF | DEF | 2023: 115; 2024: 115
New DEF OnShore Wind | Renewable:Wind | DEF | DEF | 2048: 150; 2049: 300; 2050: 300; 2051: 300; 2052: 300; 2053: 450; 2054: 600; 2055: 750; 2056: 900; 2057: 1050
New DEF OnShore Wind PTC | Renewable:Wind | DEF | DEF | 2043: 150; 2044: 300; 2045: 450; 2046: 600; 2047: 750; 2048: 750; 2049: 750; 2050: 750; 2051: 750; 2052: 750; 2053: 750; 2054: 600; 2055: 450; 2056: 300; 2057: 150
NSG Vand CT 1 | Gas/Oil:Combustion Turbine | DEF | DEF | 2023: 176.3155; 2024: 176.3155; 2025: 176.3155; 2026: 176.3155; 2027: 176.3155
NSG Vand CT 2 | Gas/Oil:Combustion Turbine | DEF | DEF | 2023: 176.3155; 2024: 176.3155; 2025: 176.3155; 2026: 176.3155; 2027: 176.3155
NSG Vand CT 3 | Gas/Oil:Combustion Turbine | DEF | DEF | 2023: 176.3155; 2024: 176.3155; 2025: 176.3155; 2026: 176.3155; 2027: 176.3155
NSG Vand CT 4 | Gas/Oil:Combustion Turbine | DEF | DEF | 2023: 176.3155; 2024: 176.3155; 2025: 176.3155; 2026: 176.3155; 2027: 176.3155
Orange Cogen | Gas/Oil:Combined Cycle | DEF | DEF | 2023: 104; 2024: 104; 2025: 104
Orlando Cogen | Gas/Oil:Combined Cycle | DEF | DEF | 2023: 115
Osprey 1 0 | Gas/Oil:Combined Cycle | DEF | DEF | 2023: 245; 2024: 245
Osprey 1 1 | Gas/Oil:Combined Cycle | DEF | DEF | 2023: 386.0266; 2024: 386.0266
Osprey 1 2 | Gas/Oil:Combined Cycle | DEF | DEF | 2023: 67.5279; 2024: 53.216
OspreyAcq | Gas/Oil:Combined Cycle | DEF | DEF |  | 631 | 631 | 631 | 631 | 631 | 631 | 631 | 631 | 631 | 631 | 631 | 631 | 631 | 631 | 631 | 631 | 631 | 631 | 631 | 631 | 631
OspreyAcqDF | Gas/Oil:Combined Cycle | DEF | DEF |  | 44.2301 | 53.216 | 53.216 | 53.216 | 53.216 | 53.216 | 53.216 | 53.216 | 53.216 | 53.216 | 53.216 | 53.216 | 53.216 | 53.216 | 53.216 | 53.216 | 53.216 | 53.216 | 53.216 | 53.216 | 53.216
Pasco County | Renewable:Biomass | DEF | DEF | 2023: 23; 2024: 23; 2025: 23; 2026: 23; 2027: 23; 2028: 23; 2029: 23; 2030: 23; 2031: 23; 2032: 23; 2033: 23; 2034: 23; 2035: 23; 2036: 23; 2037: 23; 2038: 23; 2039: 23; 2040: 23; 2041: 23; 2042: 23
Pinellas County | Renewable:Biomass | DEF | DEF | 2023: 54.75; 2024: 54.75; 2025: 54.75; 2026: 54.75; 2027: 54.75; 2028: 54.75; 2029: 54.75; 2030: 54.75; 2031: 54.75; 2032: 54.75; 2033: 54.75; 2034: 54.75; 2035: 54.75; 2036: 54.75; 2037: 54.75; 2038: 54.75; 2039: 54.75; 2040: 54.75; 2041: 54.75; 2042: 54.75
Shady Hills 1 | Gas/Oil:Combustion Turbine | DEF | DEF | 2023: 174.3842; 2024: 174.3842
Shady Hills 2 | Gas/Oil:Combustion Turbine | DEF | DEF | 2023: 174.3842; 2024: 174.3842
Shady Hills 3 | Gas/Oil:Combustion Turbine | DEF | DEF | 2023: 174.3842; 2024: 174.3842
Solar 3rdParty Block 1 | Renewable:Solar PV | DEF | DEF |  | 60 | 60 | 134.402 | 134.402 | 208.061 | 208.061 | 280.985 | 280.985 | 279.581 | 278.183 | 276.792 | 275.408 | 274.031 | 272.661 | 271.297 | 269.941 | 268.591 | 267.248 | 265.912 | 264.582 | 263.259 | 261.943 | 260.633 | 259.33 | 258.034 | 256.743 | 255.46 | 254.182 | 252.911 | 251.647 | 250.389 | 249.137 | 247.891 | 246.652
Solar 3rdParty Block 2 | Renewable:Solar PV | DEF | DEF | [9 empty] | 75 | 75 | 149.252 | 149.252 | 222.763 | 222.763 | 295.541 | 295.541 | 294.063 | 292.593 | 291.13 | 289.674 | 288.226 | 286.785 | 285.351 | 283.924 | 282.505 | 281.092 | 279.687 | 278.288 | 276.897 | 275.512 | 274.135 | 272.764 | 271.4 | 270.043
Solar 3rdParty Block 3 | Renewable:Solar PV | DEF | DEF | 2040: 75; 2041: 75; 2042: 149.252; 2043: 149.252; 2044: 222.763; 2045: 222.763; 2046: 295.541; 2047: 295.541; 2048: 294.063; 2049: 292.593; 2050: 291.13; 2051: 289.674; 2052: 288.226; 2053: 286.785; 2054: 285.351; 2055: 283.924; 2056: 282.505; 2057: 281.092
Solar 3rdParty Block 4 | Renewable:Solar PV | DEF | DEF | 2048: 75; 2049: 75; 2050: 149.252; 2051: 149.252; 2052: 148.506; 2053: 147.763; 2054: 147.024; 2055: 146.289; 2056: 145.558; 2057: 144.83
Solar DEF Bay Ranch | Renewable:Solar PV | DEF | DEF | 74.9 | 74.9 | 74.5255 | 74.1529 | 73.7821 | 73.4132 | 73.0461 | 72.6809 | 72.3175 | 71.9559 | 71.5961 | 71.2382 | 70.882 | 70.5276 | 70.1749 | 69.824 | 69.4749 | 69.1275 | 68.7819 | 68.438 | 68.0958 | 67.7553 | 67.4166 | 67.0795 | 66.7441 | 66.4104 | 66.0783 | 65.7479 | 65.4192 | 65.0921 | 74.9 | 74.9 | 74.5255 | 74.1529 | 73.7821
Solar DEF Bay Trail | Renewable:Solar PV | DEF | DEF | 74.9 | 74.5255 | 74.1529 | 73.7821 | 73.4132 | 73.0461 | 72.6809 | 72.3175 | 71.9559 | 71.5961 | 71.2382 | 70.882 | 70.5276 | 70.1749 | 69.824 | 69.4749 | 69.1275 | 68.7819 | 68.438 | 68.0958 | 67.7553 | 67.4166 | 67.0795 | 66.7441 | 66.4104 | 66.0783 | 65.7479 | 65.4192 | 65.0921 | 74.9 | 74.9 | 74.5255 | 74.1529 | 73.7821 | 73.4132
Solar DEF Charlie Creek | Renewable:Solar PV | DEF | DEF | 74.9 | 74.5255 | 74.1529 | 73.7821 | 73.4132 | 73.0461 | 72.6809 | 72.3175 | 71.9559 | 71.5961 | 71.2382 | 70.882 | 70.5276 | 70.1749 | 69.824 | 69.4749 | 69.1275 | 68.7819 | 68.438 | 68.0958 | 67.7553 | 67.4166 | 67.0795 | 66.7441 | 66.4104 | 66.0783 | 65.7479 | 65.4192 | 65.0921 | 74.9 | 74.9 | 74.5255 | 74.1529 | 73.7821 | 73.4132
Solar DEF Columbia | Renewable:Solar PV | DEF | DEF | 74.1529 | 73.7821 | 73.4132 | 73.0461 | 72.6809 | 72.3175 | 71.9559 | 71.5961 | 71.2382 | 70.882 | 70.5276 | 70.1749 | 69.824 | 69.4749 | 69.1275 | 68.7819 | 68.438 | 68.0958 | 67.7553 | 67.4166 | 67.0795 | 66.7441 | 66.4104 | 66.0783 | 65.7479 | 65.4192 | 65.0921 | 74.9 | 74.9 | 74.5255 | 74.1529 | 73.7821 | 73.4132 | 73.0461 | 72.6809
Solar DEF County Line | Renewable:Solar PV | DEF | DEF |  |  | 74.9 | 74.9 | 74.5255 | 74.1529 | 73.7821 | 73.4132 | 73.0461 | 72.6809 | 72.3175 | 71.9559 | 71.5961 | 71.2382 | 70.882 | 70.5276 | 70.1749 | 69.824 | 69.4749 | 69.1275 | 68.7819 | 68.438 | 68.0958 | 67.7553 | 67.4166 | 67.0795 | 66.7441 | 66.4104 | 66.0783 | 65.7479 | 65.4192 | 65.0921 | 74.9 | 74.9 | 74.5255
Solar DEF Debary | Renewable:Solar PV | DEF | DEF | 73.7569 | 73.3881 | 73.0211 | 72.656 | 72.2928 | 71.9313 | 71.5716 | 71.2138 | 70.8577 | 70.5034 | 70.1509 | 69.8001 | 69.4511 | 69.1039 | 68.7584 | 68.4146 | 68.0725 | 67.7322 | 67.3935 | 67.0565 | 66.7212 | 66.3876 | 66.0557 | 65.7254 | 65.3968 | 65.0698 | 64.7445 | 74.5 | 74.5 | 74.1275 | 73.7569 | 73.3881 | 73.0211 | 72.656 | 72.2928
Solar DEF Duette | Renewable:Solar PV | DEF | DEF | 74.1275 | 73.7569 | 73.3881 | 73.0211 | 72.656 | 72.2928 | 71.9313 | 71.5716 | 71.2138 | 70.8577 | 70.5034 | 70.1509 | 69.8001 | 69.4511 | 69.1039 | 68.7584 | 68.4146 | 68.0725 | 67.7322 | 67.3935 | 67.0565 | 66.7212 | 66.3876 | 66.0557 | 65.7254 | 65.3968 | 65.0698 | 64.7445 | 74.5 | 74.5 | 74.1275 | 73.7569 | 73.3881 | 73.0211 | 72.656
Solar DEF Falmouth | Renewable:Solar PV | DEF | DEF |  | 74.9 | 74.9 | 74.5255 | 74.1529 | 73.7821 | 73.4132 | 73.0461 | 72.6809 | 72.3175 | 71.9559 | 71.5961 | 71.2382 | 70.882 | 70.5276 | 70.1749 | 69.824 | 69.4749 | 69.1275 | 68.7819 | 68.438 | 68.0958 | 67.7553 | 67.4166 | 67.0795 | 66.7441 | 66.4104 | 66.0783 | 65.7479 | 65.4192 | 65.0921 | 74.9 | 74.9 | 74.5255 | 74.1529
Solar DEF Fort Green | Renewable:Solar PV | DEF | DEF | 74.9 | 74.5255 | 74.1529 | 73.7821 | 73.4132 | 73.0461 | 72.6809 | 72.3175 | 71.9559 | 71.5961 | 71.2382 | 70.882 | 70.5276 | 70.1749 | 69.824 | 69.4749 | 69.1275 | 68.7819 | 68.438 | 68.0958 | 67.7553 | 67.4166 | 67.0795 | 66.7441 | 66.4104 | 66.0783 | 65.7479 | 65.4192 | 65.0921 | 74.9 | 74.9 | 74.5255 | 74.1529 | 73.7821 | 73.4132
Solar DEF Hamilton | Renewable:Solar PV | DEF | DEF | 73.4132 | 73.0461 | 72.6809 | 72.3175 | 71.9559 | 71.5961 | 71.2382 | 70.882 | 70.5276 | 70.1749 | 69.824 | 69.4749 | 69.1275 | 68.7819 | 68.438 | 68.0958 | 67.7553 | 67.4166 | 67.0795 | 66.7441 | 66.4104 | 66.0783 | 65.7479 | 65.4192 | 65.0921 | 74.9 | 74.9 | 74.5255 | 74.1529 | 73.7821 | 73.4132 | 73.0461 | 72.6809 | 72.3175 | 71.9559
Solar DEF Hardeetown | Renewable:Solar PV | DEF | DEF | 74.9 | 74.9 | 74.5255 | 74.1529 | 73.7821 | 73.4132 | 73.0461 | 72.6809 | 72.3175 | 71.9559 | 71.5961 | 71.2382 | 70.882 | 70.5276 | 70.1749 | 69.824 | 69.4749 | 69.1275 | 68.7819 | 68.438 | 68.0958 | 67.7553 | 67.4166 | 67.0795 | 66.7441 | 66.4104 | 66.0783 | 65.7479 | 65.4192 | 65.0921 | 74.9 | 74.9 | 74.5255 | 74.1529 | 73.7821
Solar DEF High Spring | Renewable:Solar PV | DEF | DEF | 74.9 | 74.9 | 74.5255 | 74.1529 | 73.7821 | 73.4132 | 73.0461 | 72.6809 | 72.3175 | 71.9559 | 71.5961 | 71.2382 | 70.882 | 70.5276 | 70.1749 | 69.824 | 69.4749 | 69.1275 | 68.7819 | 68.438 | 68.0958 | 67.7553 | 67.4166 | 67.0795 | 66.7441 | 66.4104 | 66.0783 | 65.7479 | 65.4192 | 65.0921 | 74.9 | 74.9 | 74.5255 | 74.1529 | 73.7821
Solar DEF Hildreth | Renewable:Solar PV | DEF | DEF | 74.9 | 74.9 | 74.5255 | 74.1529 | 73.7821 | 73.4132 | 73.0461 | 72.6809 | 72.3175 | 71.9559 | 71.5961 | 71.2382 | 70.882 | 70.5276 | 70.1749 | 69.824 | 69.4749 | 69.1275 | 68.7819 | 68.438 | 68.0958 | 67.7553 | 67.4166 | 67.0795 | 66.7441 | 66.4104 | 66.0783 | 65.7479 | 65.4192 | 65.0921 | 74.9 | 74.9 | 74.5255 | 74.1529 | 73.7821
Solar DEF Lake Placid | Renewable:Solar PV | DEF | DEF | 44.3284 | 44.1067 | 43.8862 | 43.6668 | 43.4484 | 43.2312 | 43.015 | 42.8 | 42.586 | 42.373 | 42.1612 | 41.9504 | 41.7406 | 41.5319 | 41.3242 | 41.1176 | 40.912 | 40.7075 | 40.5039 | 40.3014 | 40.0999 | 39.8994 | 39.6999 | 39.5014 | 39.3039 | 39.1074 | 45 | 45 | 44.775 | 44.5511 | 44.3284 | 44.1067 | 43.8862 | 43.6668 | 43.4484
Solar DEF Mule Creek | Renewable:Solar PV | DEF | DEF |  | 74.9 | 74.9 | 74.5255 | 74.1529 | 73.7821 | 73.4132 | 73.0461 | 72.6809 | 72.3175 | 71.9559 | 71.5961 | 71.2382 | 70.882 | 70.5276 | 70.1749 | 69.824 | 69.4749 | 69.1275 | 68.7819 | 68.438 | 68.0958 | 67.7553 | 67.4166 | 67.0795 | 66.7441 | 66.4104 | 66.0783 | 65.7479 | 65.4192 | 65.0921 | 74.9 | 74.9 | 74.5255 | 74.1529
Solar DEF Osc Perry Suw | Renewable:Solar PV | DEF | DEF | 17.219 | 17.1329 | 17.0472 | 16.962 | 16.8772 | 16.7928 | 16.7088 | 16.6253 | 16.5422 | 16.4595 | 16.3772 | 16.2953 | 16.2138 | 16.1327 | 16.0521 | 15.9718 | 15.8919 | 15.8125 | 15.7334 | 15.6548 | 15.5765 | 15.4986 | 15.4211 | 15.344 | 7.609
Solar DEF Sandy Creek | Renewable:Solar PV | DEF | DEF | 74.9 | 74.5255 | 74.1529 | 73.7821 | 73.4132 | 73.0461 | 72.6809 | 72.3175 | 71.9559 | 71.5961 | 71.2382 | 70.882 | 70.5276 | 70.1749 | 69.824 | 69.4749 | 69.1275 | 68.7819 | 68.438 | 68.0958 | 67.7553 | 67.4166 | 67.0795 | 66.7441 | 66.4104 | 66.0783 | 65.7479 | 65.4192 | 65.0921 | 74.9 | 74.9 | 74.5255 | 74.1529 | 73.7821 | 73.4132
Solar DEF Santa Fe | Renewable:Solar PV | DEF | DEF | 74.5255 | 74.1529 | 73.7821 | 73.4132 | 73.0461 | 72.6809 | 72.3175 | 71.9559 | 71.5961 | 71.2382 | 70.882 | 70.5276 | 70.1749 | 69.824 | 69.4749 | 69.1275 | 68.7819 | 68.438 | 68.0958 | 67.7553 | 67.4166 | 67.0795 | 66.7441 | 66.4104 | 66.0783 | 65.7479 | 65.4192 | 65.0921 | 74.9 | 74.9 | 74.5255 | 74.1529 | 73.7821 | 73.4132 | 73.0461
Solar DEF St Pete Pier | Renewable:Solar PV | DEF | DEF | 0.345 | 0.343 | 0.341 | 0.34 | 0.338 | 0.336 | 0.335 | 0.333 | 0.331 | 0.33 | 0.328 | 0.326 | 0.325 | 0.323 | 0.321 | 0.32 | 0.318 | 0.317 | 0.315 | 0.313 | 0.312 | 0.31 | 0.309 | 0.307 | 0.306 | 0.304 | 0.303
Solar DEF Trenton | Renewable:Solar PV | DEF | DEF | 73.7821 | 73.4132 | 73.0461 | 72.6809 | 72.3175 | 71.9559 | 71.5961 | 71.2382 | 70.882 | 70.5276 | 70.1749 | 69.824 | 69.4749 | 69.1275 | 68.7819 | 68.438 | 68.0958 | 67.7553 | 67.4166 | 67.0795 | 66.7441 | 66.4104 | 66.0783 | 65.7479 | 65.4192 | 65.0921 | 74.9 | 74.9 | 74.5255 | 74.1529 | 73.7821 | 73.4132 | 73.0461 | 72.6809 | 72.3175
Solar DEF Twin Rivers | Renewable:Solar PV | DEF | DEF | 74.5255 | 74.1529 | 73.7821 | 73.4132 | 73.0461 | 72.6809 | 72.3175 | 71.9559 | 71.5961 | 71.2382 | 70.882 | 70.5276 | 70.1749 | 69.824 | 69.4749 | 69.1275 | 68.7819 | 68.438 | 68.0958 | 67.7553 | 67.4166 | 67.0795 | 66.7441 | 66.4104 | 66.0783 | 65.7479 | 65.4192 | 65.0921 | 74.9 | 74.9 | 74.5255 | 74.1529 | 73.7821 | 73.4132 | 73.0461
Solar DEF Winquepin | Renewable:Solar PV | DEF | DEF |  | 74.9 | 74.9 | 74.5255 | 74.1529 | 73.7821 | 73.4132 | 73.0461 | 72.6809 | 72.3175 | 71.9559 | 71.5961 | 71.2382 | 70.882 | 70.5276 | 70.1749 | 69.824 | 69.4749 | 69.1275 | 68.7819 | 68.438 | 68.0958 | 67.7553 | 67.4166 | 67.0795 | 66.7441 | 66.4104 | 66.0783 | 65.7479 | 65.4192 | 65.0921 | 74.9 | 74.9 | 74.5255 | 74.1529
Solar+Storage DEF NEW 1 | Renewable:Solar PV | DEF | DEF | 2039: 142.4763; 2040: 284.2402; 2041: 425.2953; 2042: 425.2953; 2043: 423.1688; 2044: 421.053; 2045: 418.9478; 2046: 416.8531; 2047: 414.7688; 2048: 412.6949; 2049: 410.6315; 2050: 408.5784; 2051: 406.5355; 2052: 404.5028; 2053: 402.4803; 2054: 400.4679; 2055: 398.4655; 2056: 396.4732; 2057: 394.4909
Solar+Storage DEF NEW 1 PTC + ITC | Renewable:Solar PV | DEF | DEF | 2029: 149.8; 2030: 298.851; 2031: 447.1567; 2032: 447.1567; 2033: 444.921; 2034: 442.6964; 2035: 440.483; 2036: 438.2806; 2037: 436.0892; 2038: 433.9087; 2039: 431.7391; 2040: 287.1041; 2041: 143.1923
Standby | Demand:Demand Response | DEF | DEF | 88.4237 | 91.6294 | 94.8351 | 98.0408 | 101.2465 | 104.4522 | 107.6578 | 110.8635 | 114.0692 | 117.2749 | 120.4806 | 123.6863 | 126.892 | 130.0977 | 133.3034 | 136.5091 | 139.7148 | 142.9205 | 146.1262 | 149.3318 | 152.5375 | 155.7432 | 158.9489 | 162.1546 | 165.3603 | 168.566 | 171.7717 | 174.9774 | 174.9774 | 174.9774 | 174.9774 | 174.9774 | 174.9774 | 174.9774 | 174.9774
SUWANNEE_P 1 | Gas/Oil:Combustion Turbine | DEF | DEF | 2023: 65; 2024: 65; 2025: 65; 2026: 65; 2027: 65; 2028: 65; 2029: 65; 2030: 65; 2031: 65; 2032: 65; 2033: 65; 2034: 65
SUWANNEE_P 2 | Gas/Oil:Combustion Turbine | DEF | DEF | 2023: 64; 2024: 64; 2025: 64; 2026: 64; 2027: 64; 2028: 64; 2029: 64; 2030: 64; 2031: 64; 2032: 64; 2033: 64; 2034: 64
SUWANNEE_P 3 | Gas/Oil:Combustion Turbine | DEF | DEF | 2023: 65; 2024: 65; 2025: 65; 2026: 65; 2027: 65; 2028: 65; 2029: 65; 2030: 65; 2031: 65; 2032: 65; 2033: 65; 2034: 65
Tigerbay 1 | Gas/Oil:Combined Cycle | DEF | DEF | 2023: 230; 2024: 230; 2025: 252; 2026: 252; 2027: 252; 2028: 252; 2029: 252; 2030: 252; 2031: 252; 2032: 252; 2033: 252; 2034: 252; 2035: 252
U OF FL 1 | Gas/Oil:Combustion Turbine | DEF | DEF | 2023: 50; 2024: 50; 2025: 50; 2026: 50; 2027: 50
Voltage Red | Demand:Demand Response | DEF | DEF | 99.6383 | 113.0739 | 113.2087 | 113.5878 | 113.9534 | 114.3141 | 115.213 | 116.3921 | 117.7839 | 119.4563 | 121.066 | 123.0474 | 125.2135 | 123.3286 | 125.629 | 128.0891 | 130.6035 | 133.125 | 132.7714 | 138.2405 | 140.9479 | 143.6284 | 148.2614 | 145.7736 | 148.5195 | 154.269 | 158.8186 | 164.5139 | 164.5139 | 164.5139 | 164.5139 | 164.5139 | 164.5139 | 164.5139 | 135.2632
WaterHtr_PP | Demand:Demand Response | DEF | DEF | 137.1542 | 140.2154 | 143.6405 | 143.8546 | 144.0687 | 144.2827 | 144.4968 | 144.7109 | 144.925 | 145.139 | 145.3531 | 145.5672 | 145.7812 | 145.9953 | 146.2094 | 146.4234 | 146.6375 | 146.8516 | 147.0656 | 147.2797 | 147.4938 | 147.7079 | 147.9219 | 148.136 | 148.3501 | 148.5641 | 148.7782 | 148.9923 | 148.9923 | 148.9923 | 148.9923 | 148.9923 | 148.9923 | 148.9923 | 79.9012
Total |  |  |  | 15541.0123 | 16506.6102 | 15399.9681 | 15229.7901 | 15379.856 | 14537.9505 | 14686.4236 | 15141.9871 | 15289.53 | 15812.6805 | 16408.5733 | 18017.5435 | 16404.1006 | 16218.17 | 15845.9665 | 16915.7533 | 16953.3454 | 17502.3301 | 17494.5022 | 18326.4616 | 18360.471 | 19466.0729 | 19002.5594 | 19826.3751 | 20899.4469 | 21578.9606 | 22777.5583 | 22557.2507 | 22075.5275 | 23103.5312 | 22281.7701 | 23799.7354 | 22046.9684 | 23533.334 | 21617.897
Group Totals
Resource | Type | BA | Area | 2023 | 2024 | 2025 | 2026 | 2027 | 2028 | 2029 | 2030 | 2031 | 2032 | 2033 | 2034 | 2035 | 2036 | 2037 | 2038 | 2039 | 2040 | 2041 | 2042 | 2043 | 2044 | 2045 | 2046 | 2047 | 2048 | 2049 | 2050 | 2051 | 2052 | 2053 | 2054 | 2055 | 2056 | 2057
Total | Coal:Conventional | DEF | DEF | 2023: 1442; 2024: 1442; 2025: 1442; 2026: 1442; 2027: 1442; 2028: 1442; 2029: 1442; 2030: 1442; 2031: 1442; 2032: 1442; 2033: 1442; 2034: 1442
Total | Demand:Demand Response | DEF | DEF | 1483.2346 | 1522.6134 | 1551.3558 | 1556.7441 | 1562.119 | 1567.489 | 1573.3971 | 1579.5856 | 1585.9866 | 1592.6682 | 1599.2872 | 1606.2779 | 1613.4533 | 1616.5777 | 1623.8873 | 1631.3567 | 1638.8803 | 1646.4111 | 1651.0667 | 1661.5452 | 1669.2618 | 1676.9515 | 1686.5938 | 1689.1154 | 1696.8705 | 1707.6292 | 1717.1882 | 1727.8927 | 1727.8927 | 1727.8927 | 1727.8927 | 1727.8927 | 1727.8927 | 1727.8927 | 1326.3972
Total | Gas/Oil:Combined Cycle | DEF | DEF | 6572.5369 | 7218.4552 | 6537.1985 | 6520.1985 | 6572.1985 | 6572.1985 | 6572.1985 | 6572.1985 | 6572.1985 | 6572.1985 | 6572.1985 | 6572.1985 | 6572.1985 | 6320.1985 | 6320.1985 | 6320.1985 | 6320.1985 | 5799.1985 | 5799.1985 | 5799.1985 | 5799.1985 | 5185.1985 | 4500.9825 | 3880.9825 | 3880.9825 | 3284.9825 | 3284.9825 | 1921.9825 | 1921.9825 | 1921.9825 | 1921.9825 | 1921.9825 | 1921.9825 | 1921.9825 | 1921.9825
Total | Gas/Oil:Combustion Turbine | DEF | DEF | 3717.4148 | 3717.4148 | 3194.2621 | 2968.2621 | 2968.2621 | 2054.6 | 2054.6 | 2289.2 | 2289.2 | 2289.2 | 2289.2 | 3227.6001 | 2559.6001 | 2559.6001 | 2190.6001 | 2190.6001 | 1838.6001 | 1838.6001 | 1838.6001 | 1838.6001 | 2773.0001 | 2773.0001 | 2845.6001 | 2575.6001 | 3510.0002 | 3510.0002 | 5145.2002 | 5145.2002 | 5145.2002 | 5145.2002 | 5145.2002 | 5145.2002 | 5145.2002 | 5145.2002 | 5145.2002
Total | Gas/Oil:Steam Turbine | DEF | DEF | 2023: 1035; 2024: 1035; 2025: 1035; 2026: 1035; 2027: 1035; 2028: 1035; 2029: 1035; 2030: 1035; 2031: 1035; 2032: 1035; 2033: 1035; 2034: 1035; 2035: 1035; 2036: 1035; 2037: 1035; 2038: 1035; 2039: 1035; 2040: 1035; 2041: 1035; 2042: 1035
Total | Nuclear:Nuclear | DEF | DEF | 2038: 690; 2039: 690; 2040: 1380; 2041: 1380; 2042: 2070; 2043: 2070; 2044: 3105; 2045: 3105; 2046: 4140; 2047: 4140; 2048: 5175; 2049: 5175; 2050: 6210; 2051: 6210; 2052: 6900; 2053: 6210; 2054: 7245; 2055: 6210; 2056: 7245; 2057: 6210
Total | Renewable:Biomass | DEF | DEF | 2023: 111.45; 2024: 111.45; 2025: 111.45; 2026: 111.45; 2027: 111.45; 2028: 111.45; 2029: 111.45; 2030: 111.45; 2031: 111.45; 2032: 111.45; 2033: 111.45; 2034: 111.45; 2035: 111.45; 2036: 111.45; 2037: 111.45; 2038: 111.45; 2039: 111.45; 2040: 111.45; 2041: 111.45; 2042: 111.45
Total | Renewable:Solar PV | DEF | DEF | 1179.3759 | 1459.6768 | 1528.7017 | 1596.1354 | 1588.8264 | 1655.213 | 1797.7779 | 2012.553 | 2153.6948 | 2220.1637 | 2209.4375 | 2273.0169 | 2262.3987 | 2325.3437 | 2314.8306 | 2377.1481 | 2509.2164 | 2571.6703 | 2559.1868 | 2480.6679 | 2469.0106 | 2530.9227 | 2519.3829 | 2580.6771 | 2561.5936 | 2626.3486 | 2630.1874 | 2712.1753 | 2730.4521 | 2758.4558 | 2786.6947 | 2804.66 | 2801.893 | 2788.2586 | 2774.3171
Total | Renewable:Wind | DEF | DEF | 2043: 150; 2044: 300; 2045: 450; 2046: 600; 2047: 750; 2048: 900; 2049: 1050; 2050: 1050; 2051: 1050; 2052: 1050; 2053: 1200; 2054: 1200; 2055: 1200; 2056: 1200; 2057: 1200
Total | Storage:Battery | DEF | DEF |  |  |  |  | 100 | 100 | 100 | 100 | 100 | 550 | 1150 | 1750 | 2250 | 2250 | 2250 | 2560 | 2810 | 3120 | 3120 | 3330 | 3430 | 3895 | 3895 | 4360 | 4360 | 4375 | 3775 | 3790 | 3290 | 3600 | 3290 | 3755 | 3040 | 3505 | 3040
Solar 5
Resource | Type | BA | Area | 2023 | 2024 | 2025 | 2026 | 2027 | 2028 | 2029 | 2030 | 2031 | 2032 | 2033 | 2034 | 2035 | 2036 | 2037 | 2038 | 2039 | 2040 | 2041 | 2042 | 2043 | 2044 | 2045 | 2046 | 2047 | 2048 | 2049 | 2050 | 2051 | 2052 | 2053 | 2054 | 2055 | 2056 | 2057
AC | Demand:Demand Response | DEF | DEF | 302.3769 | 310.8145 | 320.2163 | 321.0199 | 321.8235 | 322.627 | 323.4306 | 324.2342 | 325.0378 | 325.8414 | 326.6449 | 327.4485 | 328.2521 | 329.0557 | 329.8593 | 330.6628 | 331.4664 | 332.27 | 333.0735 | 333.8771 | 334.6807 | 335.4843 | 336.2878 | 337.0914 | 337.895 | 338.6986 | 339.5022 | 340.3057 | 340.3057 | 340.3057 | 340.3057 | 340.3057 | 340.3057 | 340.3057 | 293.3478
Anclote 1 | Gas/Oil:Steam Turbine | DEF | DEF | 2023: 521; 2024: 521; 2025: 521; 2026: 521; 2027: 521; 2028: 521; 2029: 521; 2030: 521; 2031: 521; 2032: 521; 2033: 521; 2034: 521; 2035: 521; 2036: 521; 2037: 521; 2038: 521; 2039: 521; 2040: 521; 2041: 521; 2042: 521
Anclote 2 | Gas/Oil:Steam Turbine | DEF | DEF | 2023: 514; 2024: 514; 2025: 514; 2026: 514; 2027: 514; 2028: 514; 2029: 514; 2030: 514; 2031: 514; 2032: 514; 2033: 514; 2034: 514; 2035: 514; 2036: 514; 2037: 514; 2038: 514; 2039: 514; 2040: 514; 2041: 514; 2042: 514
As Avail | Gas/Oil:Combined Cycle | DEF | DEF | bar: 2023 to 2057
As Avail PCS | Renewable:Biomass | DEF | DEF | 2023: 33.7; 2024: 33.7; 2025: 33.7; 2026: 33.7; 2027: 33.7; 2028: 33.7; 2029: 33.7; 2030: 33.7; 2031: 33.7; 2032: 33.7; 2033: 33.7; 2034: 33.7; 2035: 33.7; 2036: 33.7; 2037: 33.7; 2038: 33.7; 2039: 33.7; 2040: 33.7; 2041: 33.7; 2042: 33.7
Bartow CC 1 0 | Gas/Oil:Combined Cycle | DEF | DEF | 1194 | 1294 | 1294 | 1294 | 1294 | 1294 | 1294 | 1294 | 1294 | 1294 | 1294 | 1294 | 1294 | 1294 | 1294 | 1294 | 1294 | 1294 | 1294 | 1294 | 1294 | 1294 | 1294 | 1294 | 1294 | 1294 | 1294
Bartow CC 1 PAG | Gas/Oil:Combined Cycle | DEF | DEF | 69 | 69 | 69 | 69 | 69 | 69 | 69 | 69 | 69 | 69 | 69 | 69 | 69 | 69 | 69 | 69 | 69 | 69 | 69 | 69 | 69 | 69 | 69 | 69 | 69 | 69 | 69
BARTOW_P 1 | Gas/Oil:Combustion Turbine | DEF | DEF | 2023: 50; 2024: 50; 2025: 50; 2026: 50; 2027: 50
BARTOW_P 2 | Gas/Oil:Combustion Turbine | DEF | DEF | 2023: 53; 2024: 53; 2025: 53; 2026: 53; 2027: 53; 2028: 53; 2029: 53; 2030: 53; 2031: 53; 2032: 53; 2033: 53; 2034: 53
BARTOW_P 3 | Gas/Oil:Combustion Turbine | DEF | DEF | 2023: 51; 2024: 51; 2025: 51; 2026: 51; 2027: 51
BARTOW_P 4 | Gas/Oil:Combustion Turbine | DEF | DEF | 2023: 58; 2024: 58; 2025: 58; 2026: 58; 2027: 58; 2028: 58; 2029: 58; 2030: 58; 2031: 58; 2032: 58; 2033: 58; 2034: 58
Battery 2 Hours | Storage:Battery | DEF | DEF | 2027: 100; 2028: 100; 2029: 100; 2030: 100; 2031: 100; 2032: 100; 2033: 100; 2034: 100; 2035: 100; 2036: 100; 2037: 100; 2038: 100; 2039: 100; 2040: 100; 2041: 100
Battery 4 Hours | Storage:Battery | DEF | DEF | [8 empty] | 50 | 400 | 950 | 1550 | 2050 | 2050 | 2050 | 2050 | 2300 | 2300 | 2300 | 2300 | 2300 | 2300 | 2350 | 2350 | 2300 | 1950 | 1400 | 850 | 350 | 350 | 350 | 350 | 150 | 200 | 200
BAYBORO_P 1 | Gas/Oil:Combustion Turbine | DEF | DEF | 2023: 58; 2024: 58; 2025: 58
BAYBORO_P 2 | Gas/Oil:Combustion Turbine | DEF | DEF | 2023: 55; 2024: 55; 2025: 55
BAYBORO_P 3 | Gas/Oil:Combustion Turbine | DEF | DEF | 2023: 57; 2024: 57; 2025: 57
BAYBORO_P 4 | Gas/Oil:Combustion Turbine | DEF | DEF | 2023: 56; 2024: 56; 2025: 56
Citrus CC 1 | Gas/Oil:Combined Cycle | DEF | DEF | 864.2495 | 864.2495 | 886.2495 | 886.2495 | 886.2495 | 886.2495 | 886.2495 | 886.2495 | 886.2495 | 886.2495 | 886.2495 | 886.2495 | 886.2495 | 886.2495 | 886.2495 | 886.2495 | 886.2495 | 886.2495 | 886.2495 | 886.2495 | 886.2495 | 886.2495 | 886.2495 | 886.2495 | 886.2495 | 886.2495 | 886.2495 | 886.2495 | 886.2495 | 886.2495 | 886.2495 | 886.2495 | 886.2495 | 886.2495 | 886.2495
Citrus CC 1 Duct | Gas/Oil:Combined Cycle | DEF | DEF | 70.6719 | 70.6719 | 70.6719 | 70.6719 | 70.6719 | 70.6719 | 70.6719 | 70.6719 | 70.6719 | 70.6719 | 70.6719 | 70.6719 | 70.6719 | 70.6719 | 70.6719 | 70.6719 | 70.6719 | 70.6719 | 70.6719 | 70.6719 | 70.6719 | 70.6719 | 70.6719 | 70.6719 | 70.6719 | 70.6719 | 70.6719 | 70.6719 | 70.6719 | 70.6719 | 70.6719 | 70.6719 | 70.6719 | 70.6719 | 70.6719
Citrus CC 2 | Gas/Oil:Combined Cycle | DEF | DEF | 868.8851 | 868.8851 | 868.8851 | 890.8851 | 890.8851 | 890.8851 | 890.8851 | 890.8851 | 890.8851 | 890.8851 | 890.8851 | 890.8851 | 890.8851 | 890.8851 | 890.8851 | 890.8851 | 890.8851 | 890.8851 | 890.8851 | 890.8851 | 890.8851 | 890.8851 | 890.8851 | 890.8851 | 890.8851 | 890.8851 | 890.8851 | 890.8851 | 890.8851 | 890.8851 | 890.8851 | 890.8851 | 890.8851 | 890.8851 | 890.8851
Citrus CC 2 Duct | Gas/Oil:Combined Cycle | DEF | DEF | 73.176 | 73.176 | 73.176 | 73.176 | 73.176 | 73.176 | 73.176 | 73.176 | 73.176 | 73.176 | 73.176 | 73.176 | 73.176 | 73.176 | 73.176 | 73.176 | 73.176 | 73.176 | 73.176 | 73.176 | 73.176 | 73.176 | 73.176 | 73.176 | 73.176 | 73.176 | 73.176 | 73.176 | 73.176 | 73.176 | 73.176 | 73.176 | 73.176 | 73.176 | 73.176
Crystal 4 | Coal:Conventional | DEF | DEF | 2023: 721; 2024: 721; 2025: 721; 2026: 721; 2027: 721; 2028: 721; 2029: 721; 2030: 721; 2031: 721; 2032: 721; 2033: 721; 2034: 721
Crystal 5 | Coal:Conventional | DEF | DEF | 2023: 721; 2024: 721; 2025: 721; 2026: 721; 2027: 721; 2028: 721; 2029: 721; 2030: 721; 2031: 721; 2032: 721; 2033: 721; 2034: 721
DEBARY 10 | Gas/Oil:Combustion Turbine | DEF | DEF | 2023: 88; 2024: 88; 2025: 88; 2026: 88; 2027: 88; 2028: 88; 2029: 88; 2030: 88; 2031: 88; 2032: 88; 2033: 88; 2034: 88; 2035: 88; 2036: 88
DEBARY 2 | Gas/Oil:Combustion Turbine | DEF | DEF | 2023: 57; 2024: 57; 2025: 57; 2026: 57; 2027: 57
DEBARY 3 | Gas/Oil:Combustion Turbine | DEF | DEF | 2023: 59; 2024: 59; 2025: 59; 2026: 59; 2027: 59
DEBARY 4 | Gas/Oil:Combustion Turbine | DEF | DEF | 2023: 59; 2024: 59; 2025: 59; 2026: 59; 2027: 59
DEBARY 5 | Gas/Oil:Combustion Turbine | DEF | DEF | 2023: 58; 2024: 58; 2025: 58; 2026: 58; 2027: 58
DEBARY 6 | Gas/Oil:Combustion Turbine | DEF | DEF | 2023: 59; 2024: 59; 2025: 59; 2026: 59; 2027: 59
DEBARY 7 | Gas/Oil:Combustion Turbine | DEF | DEF | 2023: 93; 2024: 93; 2025: 93; 2026: 93; 2027: 93; 2028: 93; 2029: 93; 2030: 93; 2031: 93; 2032: 93; 2033: 93; 2034: 93; 2035: 93; 2036: 93
DEBARY 8 | Gas/Oil:Combustion Turbine | DEF | DEF | 2023: 94; 2024: 94; 2025: 94; 2026: 94; 2027: 94; 2028: 94; 2029: 94; 2030: 94; 2031: 94; 2032: 94; 2033: 94; 2034: 94; 2035: 94; 2036: 94
DEBARY 9 | Gas/Oil:Combustion Turbine | DEF | DEF | 2023: 94; 2024: 94; 2025: 94; 2026: 94; 2027: 94; 2028: 94; 2029: 94; 2030: 94; 2031: 94; 2032: 94; 2033: 94; 2034: 94; 2035: 94; 2036: 94
DEF Nuclear Natrium | Nuclear:Nuclear | DEF | DEF | 2048: 690; 2049: 690; 2050: 1380; 2051: 1380; 2052: 2070; 2053: 2070; 2054: 3105; 2055: 3105; 2056: 4140; 2057: 4140
DEF Nuclear Natrium - Storage | Storage:Battery | DEF | DEF | 2048: 310; 2049: 310; 2050: 620; 2051: 620; 2052: 930; 2053: 930; 2054: 1395; 2055: 1395; 2056: 1860; 2057: 1860
DEF Nuclear Natrium - Storage PTC | Storage:Battery | DEF | DEF | 2038: 310; 2039: 310; 2040: 620; 2041: 620; 2042: 930; 2043: 930; 2044: 1395; 2045: 1395; 2046: 1860; 2047: 1860; 2048: 2015; 2049: 2015; 2050: 2170; 2051: 2170; 2052: 2170; 2053: 1860; 2054: 1860; 2055: 1395; 2056: 1395; 2057: 930
DEF Nuclear Natrium PTC | Nuclear:Nuclear | DEF | DEF | 2038: 690; 2039: 690; 2040: 1380; 2041: 1380; 2042: 2070; 2043: 2070; 2044: 3105; 2045: 3105; 2046: 4140; 2047: 4140; 2048: 4485; 2049: 4485; 2050: 4830; 2051: 4830; 2052: 4830; 2053: 4140; 2054: 4140; 2055: 3105; 2056: 3105; 2057: 2070
Gen 190MW CT | Gas/Oil:Combustion Turbine | DEF | DEF | [6 empty] | 234.6 | 234.6 | 234.6 | 234.6 | 234.6 | 1407.6001 | 1407.6001 | 1407.6001 | 1407.6001 | 1407.6001 | 1407.6001 | 1407.6001 | 1407.6001 | 1407.6001 | 1407.6001 | 1407.6001 | 1407.6001 | 1407.6001 | 1407.6001 | 1407.6001 | 1407.6001 | 1407.6001 | 1407.6001 | 1407.6001 | 1407.6001 | 1407.6001 | 1407.6001 | 1407.6001 | 1407.6001
Gen 190MW CT H2 | Gas/Oil:Combustion Turbine | DEF | DEF | 2043: 934.4; 2044: 934.4; 2045: 1168; 2046: 1168; 2047: 2102.4001; 2048: 2102.4001; 2049: 3737.6001; 2050: 3737.6001; 2051: 3737.6001; 2052: 3737.6001; 2053: 3737.6001; 2054: 3737.6001; 2055: 3737.6001; 2056: 3737.6001; 2057: 3737.6001
HEAT | Demand:Demand Response | DEF | DEF | 503.5458 | 514.7845 | 527.3594 | 528.1454 | 528.9313 | 529.7172 | 530.5032 | 531.2891 | 532.0751 | 532.861 | 533.6469 | 534.4329 | 535.2188 | 536.0047 | 536.7906 | 537.5765 | 538.3625 | 539.1484 | 539.9343 | 540.7203 | 541.5062 | 542.2921 | 543.0781 | 543.864 | 544.65 | 545.4359 | 546.2218 | 547.0078 | 547.0078 | 547.0078 | 547.0078 | 547.0078 | 547.0078 | 547.0078 | 293.3478
Hines CC 1 | Gas/Oil:Combined Cycle | DEF | DEF | 2023: 521; 2024: 521; 2025: 521; 2026: 521; 2027: 521; 2028: 521; 2029: 521; 2030: 521; 2031: 521; 2032: 521; 2033: 521; 2034: 521; 2035: 521; 2036: 521; 2037: 521; 2038: 521; 2039: 521
Hines CC 2 | Gas/Oil:Combined Cycle | DEF | DEF | 549 | 549 | 614 | 614 | 614 | 614 | 614 | 614 | 614 | 614 | 614 | 614 | 614 | 614 | 614 | 614 | 614 | 614 | 614 | 614 | 614
Hines CC 3 | Gas/Oil:Combined Cycle | DEF | DEF | 555 | 555 | 555 | 620 | 620 | 620 | 620 | 620 | 620 | 620 | 620 | 620 | 620 | 620 | 620 | 620 | 620 | 620 | 620 | 620 | 620 | 620 | 620
Hines CC 4 | Gas/Oil:Combined Cycle | DEF | DEF | 544 | 544 | 544 | 544 | 596 | 596 | 596 | 596 | 596 | 596 | 596 | 596 | 596 | 596 | 596 | 596 | 596 | 596 | 596 | 596 | 596 | 596 | 596 | 596 | 596
INT CITY 1 | Gas/Oil:Combustion Turbine | DEF | DEF | 2023: 61; 2024: 61; 2025: 61; 2026: 61; 2027: 61; 2028: 61; 2029: 61; 2030: 61; 2031: 61; 2032: 61; 2033: 61; 2034: 61
INT CITY 10 | Gas/Oil:Combustion Turbine | DEF | DEF | 2023: 86; 2024: 86; 2025: 86; 2026: 86; 2027: 86; 2028: 86; 2029: 86; 2030: 86; 2031: 86; 2032: 86; 2033: 86; 2034: 86; 2035: 86; 2036: 86; 2037: 86; 2038: 86
INT CITY 11 | Gas/Oil:Combustion Turbine | DEF | DEF | 161 | 161 | 161 | 161 | 161 | 161 | 161 | 161 | 161 | 161 | 161 | 161 | 161 | 161 | 161 | 161 | 161 | 161 | 161 | 161 | 161 | 161
INT CITY 12 | Gas/Oil:Combustion Turbine | DEF | DEF | 89 | 89 | 89 | 89 | 89 | 89 | 89 | 89 | 89 | 89 | 89 | 89 | 89 | 89 | 89 | 89 | 89 | 89 | 89 | 89 | 89 | 89 | 89
INT CITY 13 | Gas/Oil:Combustion Turbine | DEF | DEF | 91 | 91 | 91 | 91 | 91 | 91 | 91 | 91 | 91 | 91 | 91 | 91 | 91 | 91 | 91 | 91 | 91 | 91 | 91 | 91 | 91 | 91 | 91
INT CITY 14 | Gas/Oil:Combustion Turbine | DEF | DEF | 90 | 90 | 90 | 90 | 90 | 90 | 90 | 90 | 90 | 90 | 90 | 90 | 90 | 90 | 90 | 90 | 90 | 90 | 90 | 90 | 90 | 90 | 90
INT CITY 2 | Gas/Oil:Combustion Turbine | DEF | DEF | 2023: 60; 2024: 60; 2025: 60; 2026: 60; 2027: 60; 2028: 60; 2029: 60; 2030: 60; 2031: 60; 2032: 60; 2033: 60; 2034: 60
INT CITY 3 | Gas/Oil:Combustion Turbine | DEF | DEF | 2023: 61; 2024: 61; 2025: 61; 2026: 61; 2027: 61; 2028: 61; 2029: 61; 2030: 61; 2031: 61; 2032: 61; 2033: 61; 2034: 61
INT CITY 4 | Gas/Oil:Combustion Turbine | DEF | DEF | 2023: 62; 2024: 62; 2025: 62; 2026: 62; 2027: 62; 2028: 62; 2029: 62; 2030: 62; 2031: 62; 2032: 62; 2033: 62; 2034: 62
INT CITY 5 | Gas/Oil:Combustion Turbine | DEF | DEF | 2023: 59; 2024: 59; 2025: 59; 2026: 59; 2027: 59; 2028: 59; 2029: 59; 2030: 59; 2031: 59; 2032: 59; 2033: 59; 2034: 59
INT CITY 6 | Gas/Oil:Combustion Turbine | DEF | DEF | 2023: 60; 2024: 60; 2025: 60; 2026: 60; 2027: 60; 2028: 60; 2029: 60; 2030: 60; 2031: 60; 2032: 60; 2033: 60; 2034: 60
INT CITY 7 | Gas/Oil:Combustion Turbine | DEF | DEF | 2023: 90; 2024: 90; 2025: 90; 2026: 90; 2027: 90; 2028: 90; 2029: 90; 2030: 90; 2031: 90; 2032: 90; 2033: 90; 2034: 90; 2035: 90; 2036: 90; 2037: 90; 2038: 90
INT CITY 8 | Gas/Oil:Combustion Turbine | DEF | DEF | 2023: 88; 2024: 88; 2025: 88; 2026: 88; 2027: 88; 2028: 88; 2029: 88; 2030: 88; 2031: 88; 2032: 88; 2033: 88; 2034: 88; 2035: 88; 2036: 88; 2037: 88; 2038: 88
INT CITY 9 | Gas/Oil:Combustion Turbine | DEF | DEF | 2023: 88; 2024: 88; 2025: 88; 2026: 88; 2027: 88; 2028: 88; 2029: 88; 2030: 88; 2031: 88; 2032: 88; 2033: 88; 2034: 88; 2035: 88; 2036: 88; 2037: 88; 2038: 88
INTER | Demand:Demand Response | DEF | DEF | 352.0957 | 352.0957 | 352.0957 | 352.0957 | 352.0957 | 352.0957 | 352.0957 | 352.0957 | 352.0957 | 352.0957 | 352.0957 | 352.0957 | 352.0957 | 352.0957 | 352.0957 | 352.0957 | 352.0957 | 352.0957 | 352.0957 | 352.0957 | 352.0957 | 352.0957 | 352.0957 | 352.0957 | 352.0957 | 352.0957 | 352.0957 | 352.0957 | 352.0957 | 352.0957 | 352.0957 | 352.0957 | 352.0957 | 352.0957 | 349.5598
Mulberry | Gas/Oil:Combined Cycle | DEF | DEF | 2023: 115; 2024: 115
New DEF OnShore Wind | Renewable:Wind | DEF | DEF | 2048: 150; 2049: 300; 2050: 300; 2051: 300; 2052: 300; 2053: 450; 2054: 600; 2055: 750; 2056: 900; 2057: 1050
New DEF OnShore Wind PTC | Renewable:Wind | DEF | DEF | 2043: 150; 2044: 300; 2045: 450; 2046: 600; 2047: 750; 2048: 750; 2049: 750; 2050: 750; 2051: 750; 2052: 750; 2053: 750; 2054: 600; 2055: 450; 2056: 300; 2057: 150
NSG Vand CT 1 | Gas/Oil:Combustion Turbine | DEF | DEF | 2023: 176.3155; 2024: 176.3155; 2025: 176.3155; 2026: 176.3155; 2027: 176.3155
NSG Vand CT 2 | Gas/Oil:Combustion Turbine | DEF | DEF | 2023: 176.3155; 2024: 176.3155; 2025: 176.3155; 2026: 176.3155; 2027: 176.3155
NSG Vand CT 3 | Gas/Oil:Combustion Turbine | DEF | DEF | 2023: 176.3155; 2024: 176.3155; 2025: 176.3155; 2026: 176.3155; 2027: 176.3155
NSG Vand CT 4 | Gas/Oil:Combustion Turbine | DEF | DEF | 2023: 176.3155; 2024: 176.3155; 2025: 176.3155; 2026: 176.3155; 2027: 176.3155
Orange Cogen | Gas/Oil:Combined Cycle | DEF | DEF | 2023: 104; 2024: 104; 2025: 104
Orlando Cogen | Gas/Oil:Combined Cycle | DEF | DEF | 2023: 115
Osprey 1 0 | Gas/Oil:Combined Cycle | DEF | DEF | 2023: 245; 2024: 245
Osprey 1 1 | Gas/Oil:Combined Cycle | DEF | DEF | 2023: 386.0266; 2024: 386.0266
Osprey 1 2 | Gas/Oil:Combined Cycle | DEF | DEF | 2023: 67.5279; 2024: 53.216
OspreyAcq | Gas/Oil:Combined Cycle | DEF | DEF |  | 631 | 631 | 631 | 631 | 631 | 631 | 631 | 631 | 631 | 631 | 631 | 631 | 631 | 631 | 631 | 631 | 631 | 631 | 631 | 631 | 631
OspreyAcqDF | Gas/Oil:Combined Cycle | DEF | DEF |  | 44.2301 | 53.216 | 53.216 | 53.216 | 53.216 | 53.216 | 53.216 | 53.216 | 53.216 | 53.216 | 53.216 | 53.216 | 53.216 | 53.216 | 53.216 | 53.216 | 53.216 | 53.216 | 53.216 | 53.216 | 53.216
Pasco County | Renewable:Biomass | DEF | DEF | 2023: 23; 2024: 23; 2025: 23; 2026: 23; 2027: 23; 2028: 23; 2029: 23; 2030: 23; 2031: 23; 2032: 23; 2033: 23; 2034: 23; 2035: 23; 2036: 23; 2037: 23; 2038: 23; 2039: 23; 2040: 23; 2041: 23; 2042: 23
Pinellas County | Renewable:Biomass | DEF | DEF | 2023: 54.75; 2024: 54.75; 2025: 54.75; 2026: 54.75; 2027: 54.75; 2028: 54.75; 2029: 54.75; 2030: 54.75; 2031: 54.75; 2032: 54.75; 2033: 54.75; 2034: 54.75; 2035: 54.75; 2036: 54.75; 2037: 54.75; 2038: 54.75; 2039: 54.75; 2040: 54.75; 2041: 54.75; 2042: 54.75
Shady Hills 1 | Gas/Oil:Combustion Turbine | DEF | DEF | 2023: 174.3842; 2024: 174.3842
Shady Hills 2 | Gas/Oil:Combustion Turbine | DEF | DEF | 2023: 174.3842; 2024: 174.3842
Shady Hills 3 | Gas/Oil:Combustion Turbine | DEF | DEF | 2023: 174.3842; 2024: 174.3842
Solar 3rdParty Block 1 | Renewable:Solar PV | DEF | DEF |  | 60 | 60 | 134.402 | 134.402 | 208.061 | 208.061 | 280.985 | 280.985 | 279.581 | 278.183 | 276.792 | 275.408 | 274.031 | 272.661 | 271.297 | 269.941 | 268.591 | 267.248 | 265.912 | 264.582 | 263.259 | 261.943 | 260.633 | 259.33 | 258.034 | 256.743 | 255.46 | 254.182 | 252.911 | 251.647 | 250.389 | 249.137 | 247.891 | 246.652
Solar 3rdParty Block 2 | Renewable:Solar PV | DEF | DEF | [9 empty] | 75 | 75 | 149.252 | 149.252 | 222.763 | 222.763 | 295.541 | 295.541 | 294.063 | 292.593 | 291.13 | 289.674 | 288.226 | 286.785 | 285.351 | 283.924 | 282.505 | 281.092 | 279.687 | 278.288 | 276.897 | 275.512 | 274.135 | 272.764 | 271.4 | 270.043
Solar 3rdParty Block 3 | Renewable:Solar PV | DEF | DEF | 2040: 75; 2041: 75; 2042: 149.252; 2043: 149.252; 2044: 222.763; 2045: 222.763; 2046: 295.541; 2047: 295.541; 2048: 294.063; 2049: 292.593; 2050: 291.13; 2051: 289.674; 2052: 288.226; 2053: 286.785; 2054: 285.351; 2055: 283.924; 2056: 282.505; 2057: 281.092
Solar 3rdParty Block 4 | Renewable:Solar PV | DEF | DEF | 2048: 75; 2049: 75; 2050: 149.252; 2051: 149.252; 2052: 148.506; 2053: 147.763; 2054: 147.024; 2055: 146.289; 2056: 145.558; 2057: 144.83
Solar DEF Bay Ranch | Renewable:Solar PV | DEF | DEF | 74.9 | 74.9 | 74.5255 | 74.1529 | 73.7821 | 73.4132 | 73.0461 | 72.6809 | 72.3175 | 71.9559 | 71.5961 | 71.2382 | 70.882 | 70.5276 | 70.1749 | 69.824 | 69.4749 | 69.1275 | 68.7819 | 68.438 | 68.0958 | 67.7553 | 67.4166 | 67.0795 | 66.7441 | 66.4104 | 66.0783 | 65.7479 | 65.4192 | 65.0921 | 74.9 | 74.9 | 74.5255 | 74.1529 | 73.7821
Solar DEF Bay Trail | Renewable:Solar PV | DEF | DEF | 74.9 | 74.5255 | 74.1529 | 73.7821 | 73.4132 | 73.0461 | 72.6809 | 72.3175 | 71.9559 | 71.5961 | 71.2382 | 70.882 | 70.5276 | 70.1749 | 69.824 | 69.4749 | 69.1275 | 68.7819 | 68.438 | 68.0958 | 67.7553 | 67.4166 | 67.0795 | 66.7441 | 66.4104 | 66.0783 | 65.7479 | 65.4192 | 65.0921 | 74.9 | 74.9 | 74.5255 | 74.1529 | 73.7821 | 73.4132
Solar DEF Charlie Creek | Renewable:Solar PV | DEF | DEF | 74.9 | 74.5255 | 74.1529 | 73.7821 | 73.4132 | 73.0461 | 72.6809 | 72.3175 | 71.9559 | 71.5961 | 71.2382 | 70.882 | 70.5276 | 70.1749 | 69.824 | 69.4749 | 69.1275 | 68.7819 | 68.438 | 68.0958 | 67.7553 | 67.4166 | 67.0795 | 66.7441 | 66.4104 | 66.0783 | 65.7479 | 65.4192 | 65.0921 | 74.9 | 74.9 | 74.5255 | 74.1529 | 73.7821 | 73.4132
Solar DEF Columbia | Renewable:Solar PV | DEF | DEF | 74.1529 | 73.7821 | 73.4132 | 73.0461 | 72.6809 | 72.3175 | 71.9559 | 71.5961 | 71.2382 | 70.882 | 70.5276 | 70.1749 | 69.824 | 69.4749 | 69.1275 | 68.7819 | 68.438 | 68.0958 | 67.7553 | 67.4166 | 67.0795 | 66.7441 | 66.4104 | 66.0783 | 65.7479 | 65.4192 | 65.0921 | 74.9 | 74.9 | 74.5255 | 74.1529 | 73.7821 | 73.4132 | 73.0461 | 72.6809
Solar DEF County Line | Renewable:Solar PV | DEF | DEF |  |  | 74.9 | 74.9 | 74.5255 | 74.1529 | 73.7821 | 73.4132 | 73.0461 | 72.6809 | 72.3175 | 71.9559 | 71.5961 | 71.2382 | 70.882 | 70.5276 | 70.1749 | 69.824 | 69.4749 | 69.1275 | 68.7819 | 68.438 | 68.0958 | 67.7553 | 67.4166 | 67.0795 | 66.7441 | 66.4104 | 66.0783 | 65.7479 | 65.4192 | 65.0921 | 74.9 | 74.9 | 74.5255
Solar DEF Debary | Renewable:Solar PV | DEF | DEF | 73.7569 | 73.3881 | 73.0211 | 72.656 | 72.2928 | 71.9313 | 71.5716 | 71.2138 | 70.8577 | 70.5034 | 70.1509 | 69.8001 | 69.4511 | 69.1039 | 68.7584 | 68.4146 | 68.0725 | 67.7322 | 67.3935 | 67.0565 | 66.7212 | 66.3876 | 66.0557 | 65.7254 | 65.3968 | 65.0698 | 64.7445 | 74.5 | 74.5 | 74.1275 | 73.7569 | 73.3881 | 73.0211 | 72.656 | 72.2928
Solar DEF Duette | Renewable:Solar PV | DEF | DEF | 74.1275 | 73.7569 | 73.3881 | 73.0211 | 72.656 | 72.2928 | 71.9313 | 71.5716 | 71.2138 | 70.8577 | 70.5034 | 70.1509 | 69.8001 | 69.4511 | 69.1039 | 68.7584 | 68.4146 | 68.0725 | 67.7322 | 67.3935 | 67.0565 | 66.7212 | 66.3876 | 66.0557 | 65.7254 | 65.3968 | 65.0698 | 64.7445 | 74.5 | 74.5 | 74.1275 | 73.7569 | 73.3881 | 73.0211 | 72.656
Solar DEF Falmouth | Renewable:Solar PV | DEF | DEF |  | 74.9 | 74.9 | 74.5255 | 74.1529 | 73.7821 | 73.4132 | 73.0461 | 72.6809 | 72.3175 | 71.9559 | 71.5961 | 71.2382 | 70.882 | 70.5276 | 70.1749 | 69.824 | 69.4749 | 69.1275 | 68.7819 | 68.438 | 68.0958 | 67.7553 | 67.4166 | 67.0795 | 66.7441 | 66.4104 | 66.0783 | 65.7479 | 65.4192 | 65.0921 | 74.9 | 74.9 | 74.5255 | 74.1529
Solar DEF Fort Green | Renewable:Solar PV | DEF | DEF | 74.9 | 74.5255 | 74.1529 | 73.7821 | 73.4132 | 73.0461 | 72.6809 | 72.3175 | 71.9559 | 71.5961 | 71.2382 | 70.882 | 70.5276 | 70.1749 | 69.824 | 69.4749 | 69.1275 | 68.7819 | 68.438 | 68.0958 | 67.7553 | 67.4166 | 67.0795 | 66.7441 | 66.4104 | 66.0783 | 65.7479 | 65.4192 | 65.0921 | 74.9 | 74.9 | 74.5255 | 74.1529 | 73.7821 | 73.4132
Solar DEF Hamilton | Renewable:Solar PV | DEF | DEF | 73.4132 | 73.0461 | 72.6809 | 72.3175 | 71.9559 | 71.5961 | 71.2382 | 70.882 | 70.5276 | 70.1749 | 69.824 | 69.4749 | 69.1275 | 68.7819 | 68.438 | 68.0958 | 67.7553 | 67.4166 | 67.0795 | 66.7441 | 66.4104 | 66.0783 | 65.7479 | 65.4192 | 65.0921 | 74.9 | 74.9 | 74.5255 | 74.1529 | 73.7821 | 73.4132 | 73.0461 | 72.6809 | 72.3175 | 71.9559
Solar DEF Hardeetown | Renewable:Solar PV | DEF | DEF | 74.9 | 74.9 | 74.5255 | 74.1529 | 73.7821 | 73.4132 | 73.0461 | 72.6809 | 72.3175 | 71.9559 | 71.5961 | 71.2382 | 70.882 | 70.5276 | 70.1749 | 69.824 | 69.4749 | 69.1275 | 68.7819 | 68.438 | 68.0958 | 67.7553 | 67.4166 | 67.0795 | 66.7441 | 66.4104 | 66.0783 | 65.7479 | 65.4192 | 65.0921 | 74.9 | 74.9 | 74.5255 | 74.1529 | 73.7821
Solar DEF High Spring | Renewable:Solar PV | DEF | DEF | 74.9 | 74.9 | 74.5255 | 74.1529 | 73.7821 | 73.4132 | 73.0461 | 72.6809 | 72.3175 | 71.9559 | 71.5961 | 71.2382 | 70.882 | 70.5276 | 70.1749 | 69.824 | 69.4749 | 69.1275 | 68.7819 | 68.438 | 68.0958 | 67.7553 | 67.4166 | 67.0795 | 66.7441 | 66.4104 | 66.0783 | 65.7479 | 65.4192 | 65.0921 | 74.9 | 74.9 | 74.5255 | 74.1529 | 73.7821
Solar DEF Hildreth | Renewable:Solar PV | DEF | DEF | 74.9 | 74.9 | 74.5255 | 74.1529 | 73.7821 | 73.4132 | 73.0461 | 72.6809 | 72.3175 | 71.9559 | 71.5961 | 71.2382 | 70.882 | 70.5276 | 70.1749 | 69.824 | 69.4749 | 69.1275 | 68.7819 | 68.438 | 68.0958 | 67.7553 | 67.4166 | 67.0795 | 66.7441 | 66.4104 | 66.0783 | 65.7479 | 65.4192 | 65.0921 | 74.9 | 74.9 | 74.5255 | 74.1529 | 73.7821
Solar DEF Lake Placid | Renewable:Solar PV | DEF | DEF | 44.3284 | 44.1067 | 43.8862 | 43.6668 | 43.4484 | 43.2312 | 43.015 | 42.8 | 42.586 | 42.373 | 42.1612 | 41.9504 | 41.7406 | 41.5319 | 41.3242 | 41.1176 | 40.912 | 40.7075 | 40.5039 | 40.3014 | 40.0999 | 39.8994 | 39.6999 | 39.5014 | 39.3039 | 39.1074 | 45 | 45 | 44.775 | 44.5511 | 44.3284 | 44.1067 | 43.8862 | 43.6668 | 43.4484
Solar DEF Mule Creek | Renewable:Solar PV | DEF | DEF |  | 74.9 | 74.9 | 74.5255 | 74.1529 | 73.7821 | 73.4132 | 73.0461 | 72.6809 | 72.3175 | 71.9559 | 71.5961 | 71.2382 | 70.882 | 70.5276 | 70.1749 | 69.824 | 69.4749 | 69.1275 | 68.7819 | 68.438 | 68.0958 | 67.7553 | 67.4166 | 67.0795 | 66.7441 | 66.4104 | 66.0783 | 65.7479 | 65.4192 | 65.0921 | 74.9 | 74.9 | 74.5255 | 74.1529
Solar DEF NEW 1 | Renewable:Solar PV | DEF | DEF | [12 empty] | 142.4763 | 142.4763 | 141.7639 | 141.0551 | 140.3498 | 139.6481 | 138.9498 | 138.2551 | 137.5638 | 136.876 | 136.1916 | 135.5107 | 134.8331 | 134.1589 | 133.4881 | 132.8207 | 132.1566 | 131.4958 | 130.8383 | 130.1841 | 129.5332
Solar DEF NEW 1 PTC | Renewable:Solar PV | DEF | DEF | 2025: 149.8; 2026: 149.8; 2027: 149.051; 2028: 148.3057; 2029: 147.5642; 2030: 146.8265; 2031: 146.0923; 2032: 145.3619; 2033: 144.635; 2034: 143.9118; 2035: 143.1923
Solar DEF NEW 2 | Renewable:Solar PV | DEF | DEF | [12 empty] | 142.4763 | 142.4763 | 141.7639 | 141.0551 | 140.3498 | 139.6481 | 138.9498 | 138.2551 | 137.5638 | 136.876 | 136.1916 | 135.5107 | 134.8331 | 134.1589 | 133.4881 | 132.8207 | 132.1566 | 131.4958 | 130.8383 | 130.1841 | 129.5332
Solar DEF NEW 2 PTC | Renewable:Solar PV | DEF | DEF | 2025: 149.8; 2026: 149.8; 2027: 149.051; 2028: 148.3057; 2029: 147.5642; 2030: 146.8265; 2031: 146.0923; 2032: 145.3619; 2033: 144.635; 2034: 143.9118; 2035: 143.1923
Solar DEF NEW 5 | Renewable:Solar PV | DEF | DEF | [13 empty] | 71.2381 | 71.2381 | 70.882 | 70.5275 | 70.1749 | 69.824 | 69.4749 | 69.1275 | 68.7819 | 68.438 | 68.0958 | 67.7553 | 67.4165 | 67.0795 | 66.7441 | 66.4103 | 66.0783 | 65.7479 | 65.4192 | 65.0921 | 64.7666
Solar DEF NEW 5 PTC | Renewable:Solar PV | DEF | DEF | 2026: 74.9; 2027: 74.9; 2028: 74.5255; 2029: 74.1529; 2030: 73.7821; 2031: 73.4132; 2032: 73.0462; 2033: 72.6809; 2034: 72.3175; 2035: 71.9559; 2036: 71.5962
Solar DEF Osc Perry Suw | Renewable:Solar PV | DEF | DEF | 17.219 | 17.1329 | 17.0472 | 16.962 | 16.8772 | 16.7928 | 16.7088 | 16.6253 | 16.5422 | 16.4595 | 16.3772 | 16.2953 | 16.2138 | 16.1327 | 16.0521 | 15.9718 | 15.8919 | 15.8125 | 15.7334 | 15.6548 | 15.5765 | 15.4986 | 15.4211 | 15.344 | 7.609
Solar DEF Sandy Creek | Renewable:Solar PV | DEF | DEF | 74.9 | 74.5255 | 74.1529 | 73.7821 | 73.4132 | 73.0461 | 72.6809 | 72.3175 | 71.9559 | 71.5961 | 71.2382 | 70.882 | 70.5276 | 70.1749 | 69.824 | 69.4749 | 69.1275 | 68.7819 | 68.438 | 68.0958 | 67.7553 | 67.4166 | 67.0795 | 66.7441 | 66.4104 | 66.0783 | 65.7479 | 65.4192 | 65.0921 | 74.9 | 74.9 | 74.5255 | 74.1529 | 73.7821 | 73.4132
Solar DEF Santa Fe | Renewable:Solar PV | DEF | DEF | 74.5255 | 74.1529 | 73.7821 | 73.4132 | 73.0461 | 72.6809 | 72.3175 | 71.9559 | 71.5961 | 71.2382 | 70.882 | 70.5276 | 70.1749 | 69.824 | 69.4749 | 69.1275 | 68.7819 | 68.438 | 68.0958 | 67.7553 | 67.4166 | 67.0795 | 66.7441 | 66.4104 | 66.0783 | 65.7479 | 65.4192 | 65.0921 | 74.9 | 74.9 | 74.5255 | 74.1529 | 73.7821 | 73.4132 | 73.0461
Solar DEF St Pete Pier | Renewable:Solar PV | DEF | DEF | 0.345 | 0.343 | 0.341 | 0.34 | 0.338 | 0.336 | 0.335 | 0.333 | 0.331 | 0.33 | 0.328 | 0.326 | 0.325 | 0.323 | 0.321 | 0.32 | 0.318 | 0.317 | 0.315 | 0.313 | 0.312 | 0.31 | 0.309 | 0.307 | 0.306 | 0.304 | 0.303
Solar DEF Trenton | Renewable:Solar PV | DEF | DEF | 73.7821 | 73.4132 | 73.0461 | 72.6809 | 72.3175 | 71.9559 | 71.5961 | 71.2382 | 70.882 | 70.5276 | 70.1749 | 69.824 | 69.4749 | 69.1275 | 68.7819 | 68.438 | 68.0958 | 67.7553 | 67.4166 | 67.0795 | 66.7441 | 66.4104 | 66.0783 | 65.7479 | 65.4192 | 65.0921 | 74.9 | 74.9 | 74.5255 | 74.1529 | 73.7821 | 73.4132 | 73.0461 | 72.6809 | 72.3175
Solar DEF Twin Rivers | Renewable:Solar PV | DEF | DEF | 74.5255 | 74.1529 | 73.7821 | 73.4132 | 73.0461 | 72.6809 | 72.3175 | 71.9559 | 71.5961 | 71.2382 | 70.882 | 70.5276 | 70.1749 | 69.824 | 69.4749 | 69.1275 | 68.7819 | 68.438 | 68.0958 | 67.7553 | 67.4166 | 67.0795 | 66.7441 | 66.4104 | 66.0783 | 65.7479 | 65.4192 | 65.0921 | 74.9 | 74.9 | 74.5255 | 74.1529 | 73.7821 | 73.4132 | 73.0461
Solar DEF Winquepin | Renewable:Solar PV | DEF | DEF |  | 74.9 | 74.9 | 74.5255 | 74.1529 | 73.7821 | 73.4132 | 73.0461 | 72.6809 | 72.3175 | 71.9559 | 71.5961 | 71.2382 | 70.882 | 70.5276 | 70.1749 | 69.824 | 69.4749 | 69.1275 | 68.7819 | 68.438 | 68.0958 | 67.7553 | 67.4166 | 67.0795 | 66.7441 | 66.4104 | 66.0783 | 65.7479 | 65.4192 | 65.0921 | 74.9 | 74.9 | 74.5255 | 74.1529
Solar+Storage DEF NEW 1 | Renewable:Solar PV | DEF | DEF | 2039: 142.4763; 2040: 284.2402; 2041: 425.2953; 2042: 425.2953; 2043: 423.1688; 2044: 421.053; 2045: 418.9478; 2046: 416.8531; 2047: 414.7688; 2048: 412.695; 2049: 410.6316; 2050: 408.5784; 2051: 406.5356; 2052: 404.5029; 2053: 402.4804; 2054: 400.468; 2055: 398.4656; 2056: 396.4733; 2057: 394.491
Solar+Storage DEF NEW 1 PTC + ITC | Renewable:Solar PV | DEF | DEF | 2029: 149.8; 2030: 298.851; 2031: 447.1567; 2032: 447.1567; 2033: 444.921; 2034: 442.6964; 2035: 440.483; 2036: 438.2806; 2037: 436.0892; 2038: 433.9087; 2039: 431.7391; 2040: 287.1041; 2041: 143.1923
Standby | Demand:Demand Response | DEF | DEF | 88.4237 | 91.6294 | 94.8351 | 98.0408 | 101.2465 | 104.4522 | 107.6578 | 110.8635 | 114.0692 | 117.2749 | 120.4806 | 123.6863 | 126.892 | 130.0977 | 133.3034 | 136.5091 | 139.7148 | 142.9205 | 146.1262 | 149.3318 | 152.5375 | 155.7432 | 158.9489 | 162.1546 | 165.3603 | 168.566 | 171.7717 | 174.9774 | 174.9774 | 174.9774 | 174.9774 | 174.9774 | 174.9774 | 174.9774 | 174.9774
SUWANNEE_P 1 | Gas/Oil:Combustion Turbine | DEF | DEF | 2023: 65; 2024: 65; 2025: 65; 2026: 65; 2027: 65; 2028: 65; 2029: 65; 2030: 65; 2031: 65; 2032: 65; 2033: 65; 2034: 65
SUWANNEE_P 2 | Gas/Oil:Combustion Turbine | DEF | DEF | 2023: 64; 2024: 64; 2025: 64; 2026: 64; 2027: 64; 2028: 64; 2029: 64; 2030: 64; 2031: 64; 2032: 64; 2033: 64; 2034: 64
SUWANNEE_P 3 | Gas/Oil:Combustion Turbine | DEF | DEF | 2023: 65; 2024: 65; 2025: 65; 2026: 65; 2027: 65; 2028: 65; 2029: 65; 2030: 65; 2031: 65; 2032: 65; 2033: 65; 2034: 65
Tigerbay 1 | Gas/Oil:Combined Cycle | DEF | DEF | 2023: 230; 2024: 230; 2025: 252; 2026: 252; 2027: 252; 2028: 252; 2029: 252; 2030: 252; 2031: 252; 2032: 252; 2033: 252; 2034: 252; 2035: 252
U OF FL 1 | Gas/Oil:Combustion Turbine | DEF | DEF | 2023: 50; 2024: 50; 2025: 50; 2026: 50; 2027: 50
Voltage Red | Demand:Demand Response | DEF | DEF | 99.6383 | 113.0739 | 113.2087 | 113.5878 | 113.9534 | 114.3141 | 115.213 | 116.3921 | 117.7839 | 119.4563 | 121.066 | 123.0474 | 125.2135 | 123.3286 | 125.629 | 128.0891 | 130.6035 | 133.125 | 132.7714 | 138.2405 | 140.9479 | 143.6284 | 148.2614 | 145.7736 | 148.5195 | 154.269 | 158.8186 | 164.5139 | 164.5139 | 164.5139 | 164.5139 | 164.5139 | 164.5139 | 164.5139 | 135.2632
WaterHtr_PP | Demand:Demand Response | DEF | DEF | 137.1542 | 140.2154 | 143.6405 | 143.8546 | 144.0687 | 144.2827 | 144.4968 | 144.7109 | 144.925 | 145.139 | 145.3531 | 145.5672 | 145.7812 | 145.9953 | 146.2094 | 146.4234 | 146.6375 | 146.8516 | 147.0656 | 147.2797 | 147.4938 | 147.7079 | 147.9219 | 148.136 | 148.3501 | 148.5641 | 148.7782 | 148.9923 | 148.9923 | 148.9923 | 148.9923 | 148.9923 | 148.9923 | 148.9923 | 79.9012
Total |  |  |  | 15541.0123 | 16506.6102 | 15699.5681 | 15604.2901 | 15752.858 | 14674.4874 | 15055.7049 | 15274.8222 | 15470.5278 | 15891.8504 | 16435.9243 | 18277.6846 | 16947.3937 | 16545.9569 | 16100.7325 | 17168.7455 | 17204.5725 | 17751.8011 | 17742.2259 | 18572.4467 | 18504.7262 | 19608.6068 | 19193.3806 | 20015.4922 | 21036.8684 | 21814.695 | 23061.6141 | 22739.6362 | 22256.251 | 23282.6012 | 22459.1948 | 23975.5228 | 22271.127 | 23548.1007 | 21567.8971
Group Totals
Resource | Type | BA | Area | 2023 | 2024 | 2025 | 2026 | 2027 | 2028 | 2029 | 2030 | 2031 | 2032 | 2033 | 2034 | 2035 | 2036 | 2037 | 2038 | 2039 | 2040 | 2041 | 2042 | 2043 | 2044 | 2045 | 2046 | 2047 | 2048 | 2049 | 2050 | 2051 | 2052 | 2053 | 2054 | 2055 | 2056 | 2057
Total | Coal:Conventional | DEF | DEF | 2023: 1442; 2024: 1442; 2025: 1442; 2026: 1442; 2027: 1442; 2028: 1442; 2029: 1442; 2030: 1442; 2031: 1442; 2032: 1442; 2033: 1442; 2034: 1442
Total | Demand:Demand Response | DEF | DEF | 1483.2346 | 1522.6134 | 1551.3558 | 1556.7441 | 1562.119 | 1567.489 | 1573.3971 | 1579.5856 | 1585.9866 | 1592.6682 | 1599.2872 | 1606.2779 | 1613.4533 | 1616.5777 | 1623.8873 | 1631.3567 | 1638.8803 | 1646.4111 | 1651.0667 | 1661.5452 | 1669.2618 | 1676.9515 | 1686.5938 | 1689.1154 | 1696.8705 | 1707.6292 | 1717.1882 | 1727.8927 | 1727.8927 | 1727.8927 | 1727.8927 | 1727.8927 | 1727.8927 | 1727.8927 | 1326.3972
Total | Gas/Oil:Combined Cycle | DEF | DEF | 6572.5369 | 7218.4552 | 6537.1985 | 6520.1985 | 6572.1985 | 6572.1985 | 6572.1985 | 6572.1985 | 6572.1985 | 6572.1985 | 6572.1985 | 6572.1985 | 6572.1985 | 6320.1985 | 6320.1985 | 6320.1985 | 6320.1985 | 5799.1985 | 5799.1985 | 5799.1985 | 5799.1985 | 5185.1985 | 4500.9825 | 3880.9825 | 3880.9825 | 3284.9825 | 3284.9825 | 1921.9825 | 1921.9825 | 1921.9825 | 1921.9825 | 1921.9825 | 1921.9825 | 1921.9825 | 1921.9825
Total | Gas/Oil:Combustion Turbine | DEF | DEF | 3717.4148 | 3717.4148 | 3194.2621 | 2968.2621 | 2968.2621 | 1820 | 2054.6 | 2054.6 | 2054.6 | 2054.6 | 2054.6 | 3227.6001 | 2559.6001 | 2559.6001 | 2190.6001 | 2190.6001 | 1838.6001 | 1838.6001 | 1838.6001 | 1838.6001 | 2773.0001 | 2773.0001 | 2845.6001 | 2575.6001 | 3510.0002 | 3510.0002 | 5145.2002 | 5145.2002 | 5145.2002 | 5145.2002 | 5145.2002 | 5145.2002 | 5145.2002 | 5145.2002 | 5145.2002
Total | Gas/Oil:Steam Turbine | DEF | DEF | 2023: 1035; 2024: 1035; 2025: 1035; 2026: 1035; 2027: 1035; 2028: 1035; 2029: 1035; 2030: 1035; 2031: 1035; 2032: 1035; 2033: 1035; 2034: 1035; 2035: 1035; 2036: 1035; 2037: 1035; 2038: 1035; 2039: 1035; 2040: 1035; 2041: 1035; 2042: 1035
Total | Nuclear:Nuclear | DEF | DEF | 2038: 690; 2039: 690; 2040: 1380; 2041: 1380; 2042: 2070; 2043: 2070; 2044: 3105; 2045: 3105; 2046: 4140; 2047: 4140; 2048: 5175; 2049: 5175; 2050: 6210; 2051: 6210; 2052: 6900; 2053: 6210; 2054: 7245; 2055: 6210; 2056: 7245; 2057: 6210
Total | Renewable:Biomass | DEF | DEF | 2023: 111.45; 2024: 111.45; 2025: 111.45; 2026: 111.45; 2027: 111.45; 2028: 111.45; 2029: 111.45; 2030: 111.45; 2031: 111.45; 2032: 111.45; 2033: 111.45; 2034: 111.45; 2035: 111.45; 2036: 111.45; 2037: 111.45; 2038: 111.45; 2039: 111.45; 2040: 111.45; 2041: 111.45; 2042: 111.45
Total | Renewable:Solar PV | DEF | DEF | 1179.3759 | 1459.6768 | 1828.3017 | 1970.6354 | 1961.8284 | 2026.35 | 2167.0593 | 2379.9881 | 2519.2927 | 2583.9337 | 2571.3886 | 2633.1581 | 2905.6919 | 2753.1306 | 2669.5965 | 2730.1402 | 2860.4436 | 2921.1413 | 2906.9105 | 2826.6529 | 2813.2658 | 2873.4566 | 2860.2042 | 2919.7942 | 2899.0151 | 2962.083 | 2964.2432 | 3044.5608 | 3061.1756 | 3087.5258 | 3114.1194 | 3130.4474 | 3126.0516 | 2853.0253 | 2774.3172
Total | Renewable:Wind | DEF | DEF | 2043: 150; 2044: 300; 2045: 450; 2046: 600; 2047: 750; 2048: 900; 2049: 1050; 2050: 1050; 2051: 1050; 2052: 1050; 2053: 1200; 2054: 1200; 2055: 1200; 2056: 1200; 2057: 1200
Total | Storage:Battery | DEF | DEF |  |  |  |  | 100 | 100 | 100 | 100 | 150 | 500 | 1050 | 1650 | 2150 | 2150 | 2150 | 2460 | 2710 | 3020 | 3020 | 3230 | 3230 | 3695 | 3745 | 4210 | 4160 | 4275 | 3725 | 3640 | 3140 | 3450 | 3140 | 3605 | 2940 | 3455 | 2990
Solar 14
Resource | Type | BA | Area | 2023 | 2024 | 2025 | 2026 | 2027 | 2028 | 2029 | 2030 | 2031 | 2032 | 2033 | 2034 | 2035 | 2036 | 2037 | 2038 | 2039 | 2040 | 2041 | 2042 | 2043 | 2044 | 2045 | 2046 | 2047 | 2048 | 2049 | 2050 | 2051 | 2052 | 2053 | 2054 | 2055 | 2056 | 2057
AC | Demand:Demand Response | DEF | DEF | 302.3769 | 310.8145 | 320.2163 | 321.0199 | 321.8235 | 322.627 | 323.4306 | 324.2342 | 325.0378 | 325.8414 | 326.6449 | 327.4485 | 328.2521 | 329.0557 | 329.8593 | 330.6628 | 331.4664 | 332.27 | 333.0735 | 333.8771 | 334.6807 | 335.4843 | 336.2878 | 337.0914 | 337.895 | 338.6986 | 339.5022 | 340.3057 | 340.3057 | 340.3057 | 340.3057 | 340.3057 | 340.3057 | 340.3057 | 293.3478
Anclote 1 | Gas/Oil:Steam Turbine | DEF | DEF | 2023: 521; 2024: 521; 2025: 521; 2026: 521; 2027: 521; 2028: 521; 2029: 521; 2030: 521; 2031: 521; 2032: 521; 2033: 521; 2034: 521; 2035: 521; 2036: 521; 2037: 521; 2038: 521; 2039: 521; 2040: 521; 2041: 521; 2042: 521
Anclote 2 | Gas/Oil:Steam Turbine | DEF | DEF | 2023: 514; 2024: 514; 2025: 514; 2026: 514; 2027: 514; 2028: 514; 2029: 514; 2030: 514; 2031: 514; 2032: 514; 2033: 514; 2034: 514; 2035: 514; 2036: 514; 2037: 514; 2038: 514; 2039: 514; 2040: 514; 2041: 514; 2042: 514
As Avail | Gas/Oil:Combined Cycle | DEF | DEF | bar: 2023 to 2057
As Avail PCS | Renewable:Biomass | DEF | DEF | 2023: 33.7; 2024: 33.7; 2025: 33.7; 2026: 33.7; 2027: 33.7; 2028: 33.7; 2029: 33.7; 2030: 33.7; 2031: 33.7; 2032: 33.7; 2033: 33.7; 2034: 33.7; 2035: 33.7; 2036: 33.7; 2037: 33.7; 2038: 33.7; 2039: 33.7; 2040: 33.7; 2041: 33.7; 2042: 33.7
Bartow CC 1 0 | Gas/Oil:Combined Cycle | DEF | DEF | 1194 | 1294 | 1294 | 1294 | 1294 | 1294 | 1294 | 1294 | 1294 | 1294 | 1294 | 1294 | 1294 | 1294 | 1294 | 1294 | 1294 | 1294 | 1294 | 1294 | 1294 | 1294 | 1294 | 1294 | 1294 | 1294 | 1294
Bartow CC 1 PAG | Gas/Oil:Combined Cycle | DEF | DEF | 69 | 69 | 69 | 69 | 69 | 69 | 69 | 69 | 69 | 69 | 69 | 69 | 69 | 69 | 69 | 69 | 69 | 69 | 69 | 69 | 69 | 69 | 69 | 69 | 69 | 69 | 69
BARTOW_P 1 | Gas/Oil:Combustion Turbine | DEF | DEF | 2023: 50; 2024: 50; 2025: 50; 2026: 50; 2027: 50
BARTOW_P 2 | Gas/Oil:Combustion Turbine | DEF | DEF | 2023: 53; 2024: 53; 2025: 53; 2026: 53; 2027: 53; 2028: 53; 2029: 53; 2030: 53; 2031: 53; 2032: 53; 2033: 53; 2034: 53
BARTOW_P 3 | Gas/Oil:Combustion Turbine | DEF | DEF | 2023: 51; 2024: 51; 2025: 51; 2026: 51; 2027: 51
BARTOW_P 4 | Gas/Oil:Combustion Turbine | DEF | DEF | 2023: 58; 2024: 58; 2025: 58; 2026: 58; 2027: 58; 2028: 58; 2029: 58; 2030: 58; 2031: 58; 2032: 58; 2033: 58; 2034: 58
Battery 2 Hours | Storage:Battery | DEF | DEF | 2027: 100; 2028: 100; 2029: 100; 2030: 100; 2031: 100; 2032: 100; 2033: 100; 2034: 100; 2035: 100; 2036: 100; 2037: 100; 2038: 100; 2039: 100; 2040: 100; 2041: 100
Battery 4 Hours | Storage:Battery | DEF | DEF | [9 empty] | 200 | 800 | 1400 | 1900 | 1900 | 1900 | 1900 | 2150 | 2150 | 2150 | 2150 | 2150 | 2150 | 2250 | 2250 | 2250 | 2050 | 1450 | 850 | 350 | 350 | 350 | 350 | 100 | 150 | 150
BAYBORO_P 1 | Gas/Oil:Combustion Turbine | DEF | DEF | 2023: 58; 2024: 58; 2025: 58
BAYBORO_P 2 | Gas/Oil:Combustion Turbine | DEF | DEF | 2023: 55; 2024: 55; 2025: 55
BAYBORO_P 3 | Gas/Oil:Combustion Turbine | DEF | DEF | 2023: 57; 2024: 57; 2025: 57
BAYBORO_P 4 | Gas/Oil:Combustion Turbine | DEF | DEF | 2023: 56; 2024: 56; 2025: 56
Citrus CC 1 | Gas/Oil:Combined Cycle | DEF | DEF | 864.2495 | 864.2495 | 886.2495 | 886.2495 | 886.2495 | 886.2495 | 886.2495 | 886.2495 | 886.2495 | 886.2495 | 886.2495 | 886.2495 | 886.2495 | 886.2495 | 886.2495 | 886.2495 | 886.2495 | 886.2495 | 886.2495 | 886.2495 | 886.2495 | 886.2495 | 886.2495 | 886.2495 | 886.2495 | 886.2495 | 886.2495 | 886.2495 | 886.2495 | 886.2495 | 886.2495 | 886.2495 | 886.2495 | 886.2495 | 886.2495
Citrus CC 1 Duct | Gas/Oil:Combined Cycle | DEF | DEF | 70.6719 | 70.6719 | 70.6719 | 70.6719 | 70.6719 | 70.6719 | 70.6719 | 70.6719 | 70.6719 | 70.6719 | 70.6719 | 70.6719 | 70.6719 | 70.6719 | 70.6719 | 70.6719 | 70.6719 | 70.6719 | 70.6719 | 70.6719 | 70.6719 | 70.6719 | 70.6719 | 70.6719 | 70.6719 | 70.6719 | 70.6719 | 70.6719 | 70.6719 | 70.6719 | 70.6719 | 70.6719 | 70.6719 | 70.6719 | 70.6719
Citrus CC 2 | Gas/Oil:Combined Cycle | DEF | DEF | 868.8851 | 868.8851 | 868.8851 | 890.8851 | 890.8851 | 890.8851 | 890.8851 | 890.8851 | 890.8851 | 890.8851 | 890.8851 | 890.8851 | 890.8851 | 890.8851 | 890.8851 | 890.8851 | 890.8851 | 890.8851 | 890.8851 | 890.8851 | 890.8851 | 890.8851 | 890.8851 | 890.8851 | 890.8851 | 890.8851 | 890.8851 | 890.8851 | 890.8851 | 890.8851 | 890.8851 | 890.8851 | 890.8851 | 890.8851 | 890.8851
Citrus CC 2 Duct | Gas/Oil:Combined Cycle | DEF | DEF | 73.176 | 73.176 | 73.176 | 73.176 | 73.176 | 73.176 | 73.176 | 73.176 | 73.176 | 73.176 | 73.176 | 73.176 | 73.176 | 73.176 | 73.176 | 73.176 | 73.176 | 73.176 | 73.176 | 73.176 | 73.176 | 73.176 | 73.176 | 73.176 | 73.176 | 73.176 | 73.176 | 73.176 | 73.176 | 73.176 | 73.176 | 73.176 | 73.176 | 73.176 | 73.176
Crystal 4 | Coal:Conventional | DEF | DEF | 2023: 721; 2024: 721; 2025: 721; 2026: 721; 2027: 721; 2028: 721; 2029: 721; 2030: 721; 2031: 721; 2032: 721; 2033: 721; 2034: 721
Crystal 5 | Coal:Conventional | DEF | DEF | 2023: 721; 2024: 721; 2025: 721; 2026: 721; 2027: 721; 2028: 721; 2029: 721; 2030: 721; 2031: 721; 2032: 721; 2033: 721; 2034: 721
DEBARY 10 | Gas/Oil:Combustion Turbine | DEF | DEF | 2023: 88; 2024: 88; 2025: 88; 2026: 88; 2027: 88; 2028: 88; 2029: 88; 2030: 88; 2031: 88; 2032: 88; 2033: 88; 2034: 88; 2035: 88; 2036: 88
DEBARY 2 | Gas/Oil:Combustion Turbine | DEF | DEF | 2023: 57; 2024: 57; 2025: 57; 2026: 57; 2027: 57
DEBARY 3 | Gas/Oil:Combustion Turbine | DEF | DEF | 2023: 59; 2024: 59; 2025: 59; 2026: 59; 2027: 59
DEBARY 4 | Gas/Oil:Combustion Turbine | DEF | DEF | 2023: 59; 2024: 59; 2025: 59; 2026: 59; 2027: 59
DEBARY 5 | Gas/Oil:Combustion Turbine | DEF | DEF | 2023: 58; 2024: 58; 2025: 58; 2026: 58; 2027: 58
DEBARY 6 | Gas/Oil:Combustion Turbine | DEF | DEF | 2023: 59; 2024: 59; 2025: 59; 2026: 59; 2027: 59
DEBARY 7 | Gas/Oil:Combustion Turbine | DEF | DEF | 2023: 93; 2024: 93; 2025: 93; 2026: 93; 2027: 93; 2028: 93; 2029: 93; 2030: 93; 2031: 93; 2032: 93; 2033: 93; 2034: 93; 2035: 93; 2036: 93
DEBARY 8 | Gas/Oil:Combustion Turbine | DEF | DEF | 2023: 94; 2024: 94; 2025: 94; 2026: 94; 2027: 94; 2028: 94; 2029: 94; 2030: 94; 2031: 94; 2032: 94; 2033: 94; 2034: 94; 2035: 94; 2036: 94
DEBARY 9 | Gas/Oil:Combustion Turbine | DEF | DEF | 2023: 94; 2024: 94; 2025: 94; 2026: 94; 2027: 94; 2028: 94; 2029: 94; 2030: 94; 2031: 94; 2032: 94; 2033: 94; 2034: 94; 2035: 94; 2036: 94
DEF Nuclear Natrium | Nuclear:Nuclear | DEF | DEF | 2048: 690; 2049: 690; 2050: 1380; 2051: 1380; 2052: 2070; 2053: 2070; 2054: 3105; 2055: 3105; 2056: 4140; 2057: 4140
DEF Nuclear Natrium - Storage | Storage:Battery | DEF | DEF | 2048: 310; 2049: 310; 2050: 620; 2051: 620; 2052: 930; 2053: 930; 2054: 1395; 2055: 1395; 2056: 1860; 2057: 1860
DEF Nuclear Natrium - Storage PTC | Storage:Battery | DEF | DEF | 2038: 310; 2039: 310; 2040: 620; 2041: 620; 2042: 930; 2043: 930; 2044: 1395; 2045: 1395; 2046: 1860; 2047: 1860; 2048: 2015; 2049: 2015; 2050: 2170; 2051: 2170; 2052: 2170; 2053: 1860; 2054: 1860; 2055: 1395; 2056: 1395; 2057: 930
DEF Nuclear Natrium PTC | Nuclear:Nuclear | DEF | DEF | 2038: 690; 2039: 690; 2040: 1380; 2041: 1380; 2042: 2070; 2043: 2070; 2044: 3105; 2045: 3105; 2046: 4140; 2047: 4140; 2048: 4485; 2049: 4485; 2050: 4830; 2051: 4830; 2052: 4830; 2053: 4140; 2054: 4140; 2055: 3105; 2056: 3105; 2057: 2070
Gen 190MW CT | Gas/Oil:Combustion Turbine | DEF | DEF | [6 empty] | 234.6 | 234.6 | 234.6 | 234.6 | 234.6 | 1407.6001 | 1407.6001 | 1407.6001 | 1407.6001 | 1407.6001 | 1407.6001 | 1407.6001 | 1407.6001 | 1407.6001 | 1407.6001 | 1407.6001 | 1407.6001 | 1407.6001 | 1407.6001 | 1407.6001 | 1407.6001 | 1407.6001 | 1407.6001 | 1407.6001 | 1407.6001 | 1407.6001 | 1407.6001 | 1407.6001 | 1407.6001
Gen 190MW CT H2 | Gas/Oil:Combustion Turbine | DEF | DEF | 2043: 934.4; 2044: 934.4; 2045: 1168; 2046: 1168; 2047: 2102.4001; 2048: 2102.4001; 2049: 3737.6001; 2050: 3737.6001; 2051: 3737.6001; 2052: 3737.6001; 2053: 3737.6001; 2054: 3737.6001; 2055: 3737.6001; 2056: 3737.6001; 2057: 3737.6001
HEAT | Demand:Demand Response | DEF | DEF | 503.5458 | 514.7845 | 527.3594 | 528.1454 | 528.9313 | 529.7172 | 530.5032 | 531.2891 | 532.0751 | 532.861 | 533.6469 | 534.4329 | 535.2188 | 536.0047 | 536.7906 | 537.5765 | 538.3625 | 539.1484 | 539.9343 | 540.7203 | 541.5062 | 542.2921 | 543.0781 | 543.864 | 544.65 | 545.4359 | 546.2218 | 547.0078 | 547.0078 | 547.0078 | 547.0078 | 547.0078 | 547.0078 | 547.0078 | 293.3478
Hines CC 1 | Gas/Oil:Combined Cycle | DEF | DEF | 2023: 521; 2024: 521; 2025: 521; 2026: 521; 2027: 521; 2028: 521; 2029: 521; 2030: 521; 2031: 521; 2032: 521; 2033: 521; 2034: 521; 2035: 521; 2036: 521; 2037: 521; 2038: 521; 2039: 521
Hines CC 2 | Gas/Oil:Combined Cycle | DEF | DEF | 549 | 549 | 614 | 614 | 614 | 614 | 614 | 614 | 614 | 614 | 614 | 614 | 614 | 614 | 614 | 614 | 614 | 614 | 614 | 614 | 614
Hines CC 3 | Gas/Oil:Combined Cycle | DEF | DEF | 555 | 555 | 555 | 620 | 620 | 620 | 620 | 620 | 620 | 620 | 620 | 620 | 620 | 620 | 620 | 620 | 620 | 620 | 620 | 620 | 620 | 620 | 620
Hines CC 4 | Gas/Oil:Combined Cycle | DEF | DEF | 544 | 544 | 544 | 544 | 596 | 596 | 596 | 596 | 596 | 596 | 596 | 596 | 596 | 596 | 596 | 596 | 596 | 596 | 596 | 596 | 596 | 596 | 596 | 596 | 596
INT CITY 1 | Gas/Oil:Combustion Turbine | DEF | DEF | 2023: 61; 2024: 61; 2025: 61; 2026: 61; 2027: 61; 2028: 61; 2029: 61; 2030: 61; 2031: 61; 2032: 61; 2033: 61; 2034: 61
INT CITY 10 | Gas/Oil:Combustion Turbine | DEF | DEF | 2023: 86; 2024: 86; 2025: 86; 2026: 86; 2027: 86; 2028: 86; 2029: 86; 2030: 86; 2031: 86; 2032: 86; 2033: 86; 2034: 86; 2035: 86; 2036: 86; 2037: 86; 2038: 86
INT CITY 11 | Gas/Oil:Combustion Turbine | DEF | DEF | 161 | 161 | 161 | 161 | 161 | 161 | 161 | 161 | 161 | 161 | 161 | 161 | 161 | 161 | 161 | 161 | 161 | 161 | 161 | 161 | 161 | 161
INT CITY 12 | Gas/Oil:Combustion Turbine | DEF | DEF | 89 | 89 | 89 | 89 | 89 | 89 | 89 | 89 | 89 | 89 | 89 | 89 | 89 | 89 | 89 | 89 | 89 | 89 | 89 | 89 | 89 | 89 | 89
INT CITY 13 | Gas/Oil:Combustion Turbine | DEF | DEF | 91 | 91 | 91 | 91 | 91 | 91 | 91 | 91 | 91 | 91 | 91 | 91 | 91 | 91 | 91 | 91 | 91 | 91 | 91 | 91 | 91 | 91 | 91
INT CITY 14 | Gas/Oil:Combustion Turbine | DEF | DEF | 90 | 90 | 90 | 90 | 90 | 90 | 90 | 90 | 90 | 90 | 90 | 90 | 90 | 90 | 90 | 90 | 90 | 90 | 90 | 90 | 90 | 90 | 90
INT CITY 2 | Gas/Oil:Combustion Turbine | DEF | DEF | 2023: 60; 2024: 60; 2025: 60; 2026: 60; 2027: 60; 2028: 60; 2029: 60; 2030: 60; 2031: 60; 2032: 60; 2033: 60; 2034: 60
INT CITY 3 | Gas/Oil:Combustion Turbine | DEF | DEF | 2023: 61; 2024: 61; 2025: 61; 2026: 61; 2027: 61; 2028: 61; 2029: 61; 2030: 61; 2031: 61; 2032: 61; 2033: 61; 2034: 61
INT CITY 4 | Gas/Oil:Combustion Turbine | DEF | DEF | 2023: 62; 2024: 62; 2025: 62; 2026: 62; 2027: 62; 2028: 62; 2029: 62; 2030: 62; 2031: 62; 2032: 62; 2033: 62; 2034: 62
INT CITY 5 | Gas/Oil:Combustion Turbine | DEF | DEF | 2023: 59; 2024: 59; 2025: 59; 2026: 59; 2027: 59; 2028: 59; 2029: 59; 2030: 59; 2031: 59; 2032: 59; 2033: 59; 2034: 59
INT CITY 6 | Gas/Oil:Combustion Turbine | DEF | DEF | 2023: 60; 2024: 60; 2025: 60; 2026: 60; 2027: 60; 2028: 60; 2029: 60; 2030: 60; 2031: 60; 2032: 60; 2033: 60; 2034: 60
INT CITY 7 | Gas/Oil:Combustion Turbine | DEF | DEF | 2023: 90; 2024: 90; 2025: 90; 2026: 90; 2027: 90; 2028: 90; 2029: 90; 2030: 90; 2031: 90; 2032: 90; 2033: 90; 2034: 90; 2035: 90; 2036: 90; 2037: 90; 2038: 90
INT CITY 8 | Gas/Oil:Combustion Turbine | DEF | DEF | 2023: 88; 2024: 88; 2025: 88; 2026: 88; 2027: 88; 2028: 88; 2029: 88; 2030: 88; 2031: 88; 2032: 88; 2033: 88; 2034: 88; 2035: 88; 2036: 88; 2037: 88; 2038: 88
INT CITY 9 | Gas/Oil:Combustion Turbine | DEF | DEF | 2023: 88; 2024: 88; 2025: 88; 2026: 88; 2027: 88; 2028: 88; 2029: 88; 2030: 88; 2031: 88; 2032: 88; 2033: 88; 2034: 88; 2035: 88; 2036: 88; 2037: 88; 2038: 88
INTER | Demand:Demand Response | DEF | DEF | 352.0957 | 352.0957 | 352.0957 | 352.0957 | 352.0957 | 352.0957 | 352.0957 | 352.0957 | 352.0957 | 352.0957 | 352.0957 | 352.0957 | 352.0957 | 352.0957 | 352.0957 | 352.0957 | 352.0957 | 352.0957 | 352.0957 | 352.0957 | 352.0957 | 352.0957 | 352.0957 | 352.0957 | 352.0957 | 352.0957 | 352.0957 | 352.0957 | 352.0957 | 352.0957 | 352.0957 | 352.0957 | 352.0957 | 352.0957 | 349.5598
Mulberry | Gas/Oil:Combined Cycle | DEF | DEF | 2023: 115; 2024: 115
New DEF OnShore Wind | Renewable:Wind | DEF | DEF | 2048: 150; 2049: 300; 2050: 300; 2051: 300; 2052: 300; 2053: 450; 2054: 600; 2055: 750; 2056: 900; 2057: 1050
New DEF OnShore Wind PTC | Renewable:Wind | DEF | DEF | 2043: 150; 2044: 300; 2045: 450; 2046: 600; 2047: 750; 2048: 750; 2049: 750; 2050: 750; 2051: 750; 2052: 750; 2053: 750; 2054: 600; 2055: 450; 2056: 300; 2057: 150
NSG Vand CT 1 | Gas/Oil:Combustion Turbine | DEF | DEF | 2023: 176.3155; 2024: 176.3155; 2025: 176.3155; 2026: 176.3155; 2027: 176.3155
NSG Vand CT 2 | Gas/Oil:Combustion Turbine | DEF | DEF | 2023: 176.3155; 2024: 176.3155; 2025: 176.3155; 2026: 176.3155; 2027: 176.3155
NSG Vand CT 3 | Gas/Oil:Combustion Turbine | DEF | DEF | 2023: 176.3155; 2024: 176.3155; 2025: 176.3155; 2026: 176.3155; 2027: 176.3155
NSG Vand CT 4 | Gas/Oil:Combustion Turbine | DEF | DEF | 2023: 176.3155; 2024: 176.3155; 2025: 176.3155; 2026: 176.3155; 2027: 176.3155
Orange Cogen | Gas/Oil:Combined Cycle | DEF | DEF | 2023: 104; 2024: 104; 2025: 104
Orlando Cogen | Gas/Oil:Combined Cycle | DEF | DEF | 2023: 115
Osprey 1 0 | Gas/Oil:Combined Cycle | DEF | DEF | 2023: 245; 2024: 245
Osprey 1 1 | Gas/Oil:Combined Cycle | DEF | DEF | 2023: 386.0266; 2024: 386.0266
Osprey 1 2 | Gas/Oil:Combined Cycle | DEF | DEF | 2023: 67.5279; 2024: 53.216
OspreyAcq | Gas/Oil:Combined Cycle | DEF | DEF |  | 631 | 631 | 631 | 631 | 631 | 631 | 631 | 631 | 631 | 631 | 631 | 631 | 631 | 631 | 631 | 631 | 631 | 631 | 631 | 631 | 631
OspreyAcqDF | Gas/Oil:Combined Cycle | DEF | DEF |  | 44.2301 | 53.216 | 53.216 | 53.216 | 53.216 | 53.216 | 53.216 | 53.216 | 53.216 | 53.216 | 53.216 | 53.216 | 53.216 | 53.216 | 53.216 | 53.216 | 53.216 | 53.216 | 53.216 | 53.216 | 53.216
Pasco County | Renewable:Biomass | DEF | DEF | 2023: 23; 2024: 23; 2025: 23; 2026: 23; 2027: 23; 2028: 23; 2029: 23; 2030: 23; 2031: 23; 2032: 23; 2033: 23; 2034: 23; 2035: 23; 2036: 23; 2037: 23; 2038: 23; 2039: 23; 2040: 23; 2041: 23; 2042: 23
Pinellas County | Renewable:Biomass | DEF | DEF | 2023: 54.75; 2024: 54.75; 2025: 54.75; 2026: 54.75; 2027: 54.75; 2028: 54.75; 2029: 54.75; 2030: 54.75; 2031: 54.75; 2032: 54.75; 2033: 54.75; 2034: 54.75; 2035: 54.75; 2036: 54.75; 2037: 54.75; 2038: 54.75; 2039: 54.75; 2040: 54.75; 2041: 54.75; 2042: 54.75
Shady Hills 1 | Gas/Oil:Combustion Turbine | DEF | DEF | 2023: 174.3842; 2024: 174.3842
Shady Hills 2 | Gas/Oil:Combustion Turbine | DEF | DEF | 2023: 174.3842; 2024: 174.3842
Shady Hills 3 | Gas/Oil:Combustion Turbine | DEF | DEF | 2023: 174.3842; 2024: 174.3842
Solar 3rdParty Block 1 | Renewable:Solar PV | DEF | DEF |  | 60 | 60 | 134.402 | 134.402 | 208.061 | 208.061 | 280.985 | 280.985 | 279.581 | 278.183 | 276.792 | 275.408 | 274.031 | 272.661 | 271.297 | 269.941 | 268.591 | 267.248 | 265.912 | 264.582 | 263.259 | 261.943 | 260.633 | 259.33 | 258.034 | 256.743 | 255.46 | 254.182 | 252.911 | 251.647 | 250.389 | 249.137 | 247.891 | 246.652
Solar 3rdParty Block 2 | Renewable:Solar PV | DEF | DEF | [9 empty] | 75 | 75 | 149.252 | 149.252 | 222.763 | 222.763 | 295.541 | 295.541 | 294.063 | 292.593 | 291.13 | 289.674 | 288.226 | 286.785 | 285.351 | 283.924 | 282.505 | 281.092 | 279.687 | 278.288 | 276.897 | 275.512 | 274.135 | 272.764 | 271.4 | 270.043
Solar 3rdParty Block 3 | Renewable:Solar PV | DEF | DEF | 2040: 75; 2041: 75; 2042: 149.252; 2043: 149.252; 2044: 222.763; 2045: 222.763; 2046: 295.541; 2047: 295.541; 2048: 294.063; 2049: 292.593; 2050: 291.13; 2051: 289.674; 2052: 288.226; 2053: 286.785; 2054: 285.351; 2055: 283.924; 2056: 282.505; 2057: 281.092
Solar 3rdParty Block 4 | Renewable:Solar PV | DEF | DEF | 2048: 75; 2049: 75; 2050: 149.252; 2051: 149.252; 2052: 148.506; 2053: 147.763; 2054: 147.024; 2055: 146.289; 2056: 145.558; 2057: 144.83
Solar DEF Bay Ranch | Renewable:Solar PV | DEF | DEF | 74.9 | 74.9 | 74.5255 | 74.1529 | 73.7821 | 73.4132 | 73.0461 | 72.6809 | 72.3175 | 71.9559 | 71.5961 | 71.2382 | 70.882 | 70.5276 | 70.1749 | 69.824 | 69.4749 | 69.1275 | 68.7819 | 68.438 | 68.0958 | 67.7553 | 67.4166 | 67.0795 | 66.7441 | 66.4104 | 66.0783 | 65.7479 | 65.4192 | 65.0921 | 74.9 | 74.9 | 74.5255 | 74.1529 | 73.7821
Solar DEF Bay Trail | Renewable:Solar PV | DEF | DEF | 74.9 | 74.5255 | 74.1529 | 73.7821 | 73.4132 | 73.0461 | 72.6809 | 72.3175 | 71.9559 | 71.5961 | 71.2382 | 70.882 | 70.5276 | 70.1749 | 69.824 | 69.4749 | 69.1275 | 68.7819 | 68.438 | 68.0958 | 67.7553 | 67.4166 | 67.0795 | 66.7441 | 66.4104 | 66.0783 | 65.7479 | 65.4192 | 65.0921 | 74.9 | 74.9 | 74.5255 | 74.1529 | 73.7821 | 73.4132
Solar DEF Charlie Creek | Renewable:Solar PV | DEF | DEF | 74.9 | 74.5255 | 74.1529 | 73.7821 | 73.4132 | 73.0461 | 72.6809 | 72.3175 | 71.9559 | 71.5961 | 71.2382 | 70.882 | 70.5276 | 70.1749 | 69.824 | 69.4749 | 69.1275 | 68.7819 | 68.438 | 68.0958 | 67.7553 | 67.4166 | 67.0795 | 66.7441 | 66.4104 | 66.0783 | 65.7479 | 65.4192 | 65.0921 | 74.9 | 74.9 | 74.5255 | 74.1529 | 73.7821 | 73.4132
Solar DEF Columbia | Renewable:Solar PV | DEF | DEF | 74.1529 | 73.7821 | 73.4132 | 73.0461 | 72.6809 | 72.3175 | 71.9559 | 71.5961 | 71.2382 | 70.882 | 70.5276 | 70.1749 | 69.824 | 69.4749 | 69.1275 | 68.7819 | 68.438 | 68.0958 | 67.7553 | 67.4166 | 67.0795 | 66.7441 | 66.4104 | 66.0783 | 65.7479 | 65.4192 | 65.0921 | 74.9 | 74.9 | 74.5255 | 74.1529 | 73.7821 | 73.4132 | 73.0461 | 72.6809
Solar DEF County Line | Renewable:Solar PV | DEF | DEF |  |  | 74.9 | 74.9 | 74.5255 | 74.1529 | 73.7821 | 73.4132 | 73.0461 | 72.6809 | 72.3175 | 71.9559 | 71.5961 | 71.2382 | 70.882 | 70.5276 | 70.1749 | 69.824 | 69.4749 | 69.1275 | 68.7819 | 68.438 | 68.0958 | 67.7553 | 67.4166 | 67.0795 | 66.7441 | 66.4104 | 66.0783 | 65.7479 | 65.4192 | 65.0921 | 74.9 | 74.9 | 74.5255
Solar DEF Debary | Renewable:Solar PV | DEF | DEF | 73.7569 | 73.3881 | 73.0211 | 72.656 | 72.2928 | 71.9313 | 71.5716 | 71.2138 | 70.8577 | 70.5034 | 70.1509 | 69.8001 | 69.4511 | 69.1039 | 68.7584 | 68.4146 | 68.0725 | 67.7322 | 67.3935 | 67.0565 | 66.7212 | 66.3876 | 66.0557 | 65.7254 | 65.3968 | 65.0698 | 64.7445 | 74.5 | 74.5 | 74.1275 | 73.7569 | 73.3881 | 73.0211 | 72.656 | 72.2928
Solar DEF Duette | Renewable:Solar PV | DEF | DEF | 74.1275 | 73.7569 | 73.3881 | 73.0211 | 72.656 | 72.2928 | 71.9313 | 71.5716 | 71.2138 | 70.8577 | 70.5034 | 70.1509 | 69.8001 | 69.4511 | 69.1039 | 68.7584 | 68.4146 | 68.0725 | 67.7322 | 67.3935 | 67.0565 | 66.7212 | 66.3876 | 66.0557 | 65.7254 | 65.3968 | 65.0698 | 64.7445 | 74.5 | 74.5 | 74.1275 | 73.7569 | 73.3881 | 73.0211 | 72.656
Solar DEF Falmouth | Renewable:Solar PV | DEF | DEF |  | 74.9 | 74.9 | 74.5255 | 74.1529 | 73.7821 | 73.4132 | 73.0461 | 72.6809 | 72.3175 | 71.9559 | 71.5961 | 71.2382 | 70.882 | 70.5276 | 70.1749 | 69.824 | 69.4749 | 69.1275 | 68.7819 | 68.438 | 68.0958 | 67.7553 | 67.4166 | 67.0795 | 66.7441 | 66.4104 | 66.0783 | 65.7479 | 65.4192 | 65.0921 | 74.9 | 74.9 | 74.5255 | 74.1529
Solar DEF Fort Green | Renewable:Solar PV | DEF | DEF | 74.9 | 74.5255 | 74.1529 | 73.7821 | 73.4132 | 73.0461 | 72.6809 | 72.3175 | 71.9559 | 71.5961 | 71.2382 | 70.882 | 70.5276 | 70.1749 | 69.824 | 69.4749 | 69.1275 | 68.7819 | 68.438 | 68.0958 | 67.7553 | 67.4166 | 67.0795 | 66.7441 | 66.4104 | 66.0783 | 65.7479 | 65.4192 | 65.0921 | 74.9 | 74.9 | 74.5255 | 74.1529 | 73.7821 | 73.4132
Solar DEF Hamilton | Renewable:Solar PV | DEF | DEF | 73.4132 | 73.0461 | 72.6809 | 72.3175 | 71.9559 | 71.5961 | 71.2382 | 70.882 | 70.5276 | 70.1749 | 69.824 | 69.4749 | 69.1275 | 68.7819 | 68.438 | 68.0958 | 67.7553 | 67.4166 | 67.0795 | 66.7441 | 66.4104 | 66.0783 | 65.7479 | 65.4192 | 65.0921 | 74.9 | 74.9 | 74.5255 | 74.1529 | 73.7821 | 73.4132 | 73.0461 | 72.6809 | 72.3175 | 71.9559
Solar DEF Hardeetown | Renewable:Solar PV | DEF | DEF | 74.9 | 74.9 | 74.5255 | 74.1529 | 73.7821 | 73.4132 | 73.0461 | 72.6809 | 72.3175 | 71.9559 | 71.5961 | 71.2382 | 70.882 | 70.5276 | 70.1749 | 69.824 | 69.4749 | 69.1275 | 68.7819 | 68.438 | 68.0958 | 67.7553 | 67.4166 | 67.0795 | 66.7441 | 66.4104 | 66.0783 | 65.7479 | 65.4192 | 65.0921 | 74.9 | 74.9 | 74.5255 | 74.1529 | 73.7821
Solar DEF High Spring | Renewable:Solar PV | DEF | DEF | 74.9 | 74.9 | 74.5255 | 74.1529 | 73.7821 | 73.4132 | 73.0461 | 72.6809 | 72.3175 | 71.9559 | 71.5961 | 71.2382 | 70.882 | 70.5276 | 70.1749 | 69.824 | 69.4749 | 69.1275 | 68.7819 | 68.438 | 68.0958 | 67.7553 | 67.4166 | 67.0795 | 66.7441 | 66.4104 | 66.0783 | 65.7479 | 65.4192 | 65.0921 | 74.9 | 74.9 | 74.5255 | 74.1529 | 73.7821
Solar DEF Hildreth | Renewable:Solar PV | DEF | DEF | 74.9 | 74.9 | 74.5255 | 74.1529 | 73.7821 | 73.4132 | 73.0461 | 72.6809 | 72.3175 | 71.9559 | 71.5961 | 71.2382 | 70.882 | 70.5276 | 70.1749 | 69.824 | 69.4749 | 69.1275 | 68.7819 | 68.438 | 68.0958 | 67.7553 | 67.4166 | 67.0795 | 66.7441 | 66.4104 | 66.0783 | 65.7479 | 65.4192 | 65.0921 | 74.9 | 74.9 | 74.5255 | 74.1529 | 73.7821
Solar DEF Lake Placid | Renewable:Solar PV | DEF | DEF | 44.3284 | 44.1067 | 43.8862 | 43.6668 | 43.4484 | 43.2312 | 43.015 | 42.8 | 42.586 | 42.373 | 42.1612 | 41.9504 | 41.7406 | 41.5319 | 41.3242 | 41.1176 | 40.912 | 40.7075 | 40.5039 | 40.3014 | 40.0999 | 39.8994 | 39.6999 | 39.5014 | 39.3039 | 39.1074 | 45 | 45 | 44.775 | 44.5511 | 44.3284 | 44.1067 | 43.8862 | 43.6668 | 43.4484
Solar DEF Mule Creek | Renewable:Solar PV | DEF | DEF |  | 74.9 | 74.9 | 74.5255 | 74.1529 | 73.7821 | 73.4132 | 73.0461 | 72.6809 | 72.3175 | 71.9559 | 71.5961 | 71.2382 | 70.882 | 70.5276 | 70.1749 | 69.824 | 69.4749 | 69.1275 | 68.7819 | 68.438 | 68.0958 | 67.7553 | 67.4166 | 67.0795 | 66.7441 | 66.4104 | 66.0783 | 65.7479 | 65.4192 | 65.0921 | 74.9 | 74.9 | 74.5255 | 74.1529
Solar DEF NEW 1 | Renewable:Solar PV | DEF | DEF | [12 empty] | 142.4763 | 142.4763 | 141.7639 | 141.0551 | 140.3498 | 139.6481 | 138.9498 | 138.2551 | 137.5638 | 136.876 | 136.1916 | 135.5107 | 134.8331 | 134.1589 | 133.4881 | 132.8207 | 132.1566 | 131.4958 | 130.8383 | 130.1841 | 129.5332
Solar DEF NEW 1 PTC | Renewable:Solar PV | DEF | DEF | 2025: 149.8; 2026: 149.8; 2027: 149.051; 2028: 148.3057; 2029: 147.5642; 2030: 146.8265; 2031: 146.0923; 2032: 145.3619; 2033: 144.635; 2034: 143.9118; 2035: 143.1923
Solar DEF NEW 2 | Renewable:Solar PV | DEF | DEF | [12 empty] | 284.9526 | 284.9526 | 283.5278 | 282.1102 | 280.6996 | 279.2961 | 277.8997 | 276.5102 | 275.1276 | 273.752 | 272.3832 | 271.0213 | 269.6662 | 268.3179 | 266.9763 | 265.6414 | 264.3132 | 262.9916 | 261.6767 | 260.3683 | 259.0664
Solar DEF NEW 2 PTC | Renewable:Solar PV | DEF | DEF | 2025: 299.6; 2026: 299.6; 2027: 298.102; 2028: 296.6115; 2029: 295.1285; 2030: 293.653; 2031: 292.1846; 2032: 290.7238; 2033: 289.2701; 2034: 287.8236; 2035: 286.3846
Solar DEF NEW 3 | Renewable:Solar PV | DEF | DEF | [14 empty] | 284.9526 | 284.9526 | 283.5278 | 282.1102 | 280.6996 | 279.2961 | 277.8997 | 276.5102 | 275.1276 | 273.752 | 272.3832 | 271.0213 | 269.6662 | 268.3179 | 266.9763 | 265.6414 | 264.3132 | 262.9916 | 261.6767 | 260.3683 | 259.0664
Solar DEF NEW 3 PTC | Renewable:Solar PV | DEF | DEF | 2027: 299.6; 2028: 299.6; 2029: 298.102; 2030: 296.6115; 2031: 295.1285; 2032: 293.653; 2033: 292.1846; 2034: 290.7238; 2035: 289.2701; 2036: 287.8236; 2037: 286.3846
Solar DEF NEW 4 | Renewable:Solar PV | DEF | DEF | [13 empty] | 213.7144 | 213.7144 | 212.6459 | 211.5826 | 210.5247 | 209.4721 | 208.4247 | 207.3826 | 206.3457 | 205.3139 | 204.2874 | 203.2659 | 202.2496 | 201.2384 | 200.2322 | 199.231 | 198.2349 | 197.2437 | 196.2575 | 195.2762 | 194.2998
Solar DEF NEW 4 PTC | Renewable:Solar PV | DEF | DEF | 2026: 224.7; 2027: 224.7; 2028: 223.5765; 2029: 222.4586; 2030: 221.3464; 2031: 220.2397; 2032: 219.1385; 2033: 218.0428; 2034: 216.9526; 2035: 215.8677; 2036: 214.7885
Solar DEF NEW 5 | Renewable:Solar PV | DEF | DEF | [13 empty] | 71.2381 | 71.2381 | 70.882 | 70.5275 | 70.1749 | 69.824 | 69.4749 | 69.1275 | 68.7819 | 68.438 | 68.0958 | 67.7553 | 67.4165 | 67.0795 | 66.7441 | 66.4103 | 66.0783 | 65.7479 | 65.4192 | 65.0921 | 64.7666
Solar DEF NEW 5 PTC | Renewable:Solar PV | DEF | DEF | 2026: 74.9; 2027: 74.9; 2028: 74.5255; 2029: 74.1529; 2030: 73.7821; 2031: 73.4132; 2032: 73.0462; 2033: 72.6809; 2034: 72.3175; 2035: 71.9559; 2036: 71.5962
Solar DEF Osc Perry Suw | Renewable:Solar PV | DEF | DEF | 17.219 | 17.1329 | 17.0472 | 16.962 | 16.8772 | 16.7928 | 16.7088 | 16.6253 | 16.5422 | 16.4595 | 16.3772 | 16.2953 | 16.2138 | 16.1327 | 16.0521 | 15.9718 | 15.8919 | 15.8125 | 15.7334 | 15.6548 | 15.5765 | 15.4986 | 15.4211 | 15.344 | 7.609
Solar DEF Sandy Creek | Renewable:Solar PV | DEF | DEF | 74.9 | 74.5255 | 74.1529 | 73.7821 | 73.4132 | 73.0461 | 72.6809 | 72.3175 | 71.9559 | 71.5961 | 71.2382 | 70.882 | 70.5276 | 70.1749 | 69.824 | 69.4749 | 69.1275 | 68.7819 | 68.438 | 68.0958 | 67.7553 | 67.4166 | 67.0795 | 66.7441 | 66.4104 | 66.0783 | 65.7479 | 65.4192 | 65.0921 | 74.9 | 74.9 | 74.5255 | 74.1529 | 73.7821 | 73.4132
Solar DEF Santa Fe | Renewable:Solar PV | DEF | DEF | 74.5255 | 74.1529 | 73.7821 | 73.4132 | 73.0461 | 72.6809 | 72.3175 | 71.9559 | 71.5961 | 71.2382 | 70.882 | 70.5276 | 70.1749 | 69.824 | 69.4749 | 69.1275 | 68.7819 | 68.438 | 68.0958 | 67.7553 | 67.4166 | 67.0795 | 66.7441 | 66.4104 | 66.0783 | 65.7479 | 65.4192 | 65.0921 | 74.9 | 74.9 | 74.5255 | 74.1529 | 73.7821 | 73.4132 | 73.0461
Solar DEF St Pete Pier | Renewable:Solar PV | DEF | DEF | 0.345 | 0.343 | 0.341 | 0.34 | 0.338 | 0.336 | 0.335 | 0.333 | 0.331 | 0.33 | 0.328 | 0.326 | 0.325 | 0.323 | 0.321 | 0.32 | 0.318 | 0.317 | 0.315 | 0.313 | 0.312 | 0.31 | 0.309 | 0.307 | 0.306 | 0.304 | 0.303
Solar DEF Trenton | Renewable:Solar PV | DEF | DEF | 73.7821 | 73.4132 | 73.0461 | 72.6809 | 72.3175 | 71.9559 | 71.5961 | 71.2382 | 70.882 | 70.5276 | 70.1749 | 69.824 | 69.4749 | 69.1275 | 68.7819 | 68.438 | 68.0958 | 67.7553 | 67.4166 | 67.0795 | 66.7441 | 66.4104 | 66.0783 | 65.7479 | 65.4192 | 65.0921 | 74.9 | 74.9 | 74.5255 | 74.1529 | 73.7821 | 73.4132 | 73.0461 | 72.6809 | 72.3175
Solar DEF Twin Rivers | Renewable:Solar PV | DEF | DEF | 74.5255 | 74.1529 | 73.7821 | 73.4132 | 73.0461 | 72.6809 | 72.3175 | 71.9559 | 71.5961 | 71.2382 | 70.882 | 70.5276 | 70.1749 | 69.824 | 69.4749 | 69.1275 | 68.7819 | 68.438 | 68.0958 | 67.7553 | 67.4166 | 67.0795 | 66.7441 | 66.4104 | 66.0783 | 65.7479 | 65.4192 | 65.0921 | 74.9 | 74.9 | 74.5255 | 74.1529 | 73.7821 | 73.4132 | 73.0461
Solar DEF Winquepin | Renewable:Solar PV | DEF | DEF |  | 74.9 | 74.9 | 74.5255 | 74.1529 | 73.7821 | 73.4132 | 73.0461 | 72.6809 | 72.3175 | 71.9559 | 71.5961 | 71.2382 | 70.882 | 70.5276 | 70.1749 | 69.824 | 69.4749 | 69.1275 | 68.7819 | 68.438 | 68.0958 | 67.7553 | 67.4166 | 67.0795 | 66.7441 | 66.4104 | 66.0783 | 65.7479 | 65.4192 | 65.0921 | 74.9 | 74.9 | 74.5255 | 74.1529
Solar+Storage DEF NEW 1 | Renewable:Solar PV | DEF | DEF | 2039: 142.4763; 2040: 284.2402; 2041: 425.2953; 2042: 425.2953; 2043: 423.1688; 2044: 421.053; 2045: 418.9478; 2046: 416.8531; 2047: 414.7688; 2048: 412.695; 2049: 410.6316; 2050: 408.5784; 2051: 406.5356; 2052: 404.5029; 2053: 402.4804; 2054: 400.468; 2055: 398.4656; 2056: 396.4733; 2057: 394.491
Solar+Storage DEF NEW 1 PTC + ITC | Renewable:Solar PV | DEF | DEF | 2029: 149.8; 2030: 298.851; 2031: 447.1567; 2032: 447.1567; 2033: 444.921; 2034: 442.6964; 2035: 440.483; 2036: 438.2806; 2037: 436.0892; 2038: 433.9087; 2039: 431.7391; 2040: 287.1041; 2041: 143.1923
Standby | Demand:Demand Response | DEF | DEF | 88.4237 | 91.6294 | 94.8351 | 98.0408 | 101.2465 | 104.4522 | 107.6578 | 110.8635 | 114.0692 | 117.2749 | 120.4806 | 123.6863 | 126.892 | 130.0977 | 133.3034 | 136.5091 | 139.7148 | 142.9205 | 146.1262 | 149.3318 | 152.5375 | 155.7432 | 158.9489 | 162.1546 | 165.3603 | 168.566 | 171.7717 | 174.9774 | 174.9774 | 174.9774 | 174.9774 | 174.9774 | 174.9774 | 174.9774 | 174.9774
SUWANNEE_P 1 | Gas/Oil:Combustion Turbine | DEF | DEF | 2023: 65; 2024: 65; 2025: 65; 2026: 65; 2027: 65; 2028: 65; 2029: 65; 2030: 65; 2031: 65; 2032: 65; 2033: 65; 2034: 65
SUWANNEE_P 2 | Gas/Oil:Combustion Turbine | DEF | DEF | 2023: 64; 2024: 64; 2025: 64; 2026: 64; 2027: 64; 2028: 64; 2029: 64; 2030: 64; 2031: 64; 2032: 64; 2033: 64; 2034: 64
SUWANNEE_P 3 | Gas/Oil:Combustion Turbine | DEF | DEF | 2023: 65; 2024: 65; 2025: 65; 2026: 65; 2027: 65; 2028: 65; 2029: 65; 2030: 65; 2031: 65; 2032: 65; 2033: 65; 2034: 65
Tigerbay 1 | Gas/Oil:Combined Cycle | DEF | DEF | 2023: 230; 2024: 230; 2025: 252; 2026: 252; 2027: 252; 2028: 252; 2029: 252; 2030: 252; 2031: 252; 2032: 252; 2033: 252; 2034: 252; 2035: 252
U OF FL 1 | Gas/Oil:Combustion Turbine | DEF | DEF | 2023: 50; 2024: 50; 2025: 50; 2026: 50; 2027: 50
Voltage Red | Demand:Demand Response | DEF | DEF | 99.6383 | 113.0739 | 113.2087 | 113.5878 | 113.9534 | 114.3141 | 115.213 | 116.3921 | 117.7839 | 119.4563 | 121.066 | 123.0474 | 125.2135 | 123.3286 | 125.629 | 128.0891 | 130.6035 | 133.125 | 132.7714 | 138.2405 | 140.9479 | 143.6284 | 148.2614 | 145.7736 | 148.5195 | 154.269 | 158.8186 | 164.5139 | 164.5139 | 164.5139 | 164.5139 | 164.5139 | 164.5139 | 164.5139 | 135.2632
WaterHtr_PP | Demand:Demand Response | DEF | DEF | 137.1542 | 140.2154 | 143.6405 | 143.8546 | 144.0687 | 144.2827 | 144.4968 | 144.7109 | 144.925 | 145.139 | 145.3531 | 145.5672 | 145.7812 | 145.9953 | 146.2094 | 146.4234 | 146.6375 | 146.8516 | 147.0656 | 147.2797 | 147.4938 | 147.7079 | 147.9219 | 148.136 | 148.3501 | 148.5641 | 148.7782 | 148.9923 | 148.9923 | 148.9923 | 148.9923 | 148.9923 | 148.9923 | 148.9923 | 79.9012
Total |  |  |  | 15541.0123 | 16506.6102 | 15849.3681 | 15978.7901 | 16426.2091 | 15345.9697 | 15723.8298 | 15939.6065 | 16081.9883 | 16350.0037 | 16940.7868 | 18779.2728 | 17588.2002 | 17254.7598 | 16877.548 | 17657.399 | 17690.0328 | 18234.0841 | 18221.3474 | 19048.4227 | 18977.5723 | 20078.3386 | 19710.0137 | 20529.0421 | 21597.3507 | 22522.1249 | 23716.0068 | 23341.007 | 22854.6149 | 23877.9732 | 23051.59 | 24564.9561 | 22807.613 | 23952.7687 | 21776.9635
Group Totals
Resource | Type | BA | Area | 2023 | 2024 | 2025 | 2026 | 2027 | 2028 | 2029 | 2030 | 2031 | 2032 | 2033 | 2034 | 2035 | 2036 | 2037 | 2038 | 2039 | 2040 | 2041 | 2042 | 2043 | 2044 | 2045 | 2046 | 2047 | 2048 | 2049 | 2050 | 2051 | 2052 | 2053 | 2054 | 2055 | 2056 | 2057
Total | Coal:Conventional | DEF | DEF | 2023: 1442; 2024: 1442; 2025: 1442; 2026: 1442; 2027: 1442; 2028: 1442; 2029: 1442; 2030: 1442; 2031: 1442; 2032: 1442; 2033: 1442; 2034: 1442
Total | Demand:Demand Response | DEF | DEF | 1483.2346 | 1522.6134 | 1551.3558 | 1556.7441 | 1562.119 | 1567.489 | 1573.3971 | 1579.5856 | 1585.9866 | 1592.6682 | 1599.2872 | 1606.2779 | 1613.4533 | 1616.5777 | 1623.8873 | 1631.3567 | 1638.8803 | 1646.4111 | 1651.0667 | 1661.5452 | 1669.2618 | 1676.9515 | 1686.5938 | 1689.1154 | 1696.8705 | 1707.6292 | 1717.1882 | 1727.8927 | 1727.8927 | 1727.8927 | 1727.8927 | 1727.8927 | 1727.8927 | 1727.8927 | 1326.3972
Total | Gas/Oil:Combined Cycle | DEF | DEF | 6572.5369 | 7218.4552 | 6537.1985 | 6520.1985 | 6572.1985 | 6572.1985 | 6572.1985 | 6572.1985 | 6572.1985 | 6572.1985 | 6572.1985 | 6572.1985 | 6572.1985 | 6320.1985 | 6320.1985 | 6320.1985 | 6320.1985 | 5799.1985 | 5799.1985 | 5799.1985 | 5799.1985 | 5185.1985 | 4500.9825 | 3880.9825 | 3880.9825 | 3284.9825 | 3284.9825 | 1921.9825 | 1921.9825 | 1921.9825 | 1921.9825 | 1921.9825 | 1921.9825 | 1921.9825 | 1921.9825
Total | Gas/Oil:Combustion Turbine | DEF | DEF | 3717.4148 | 3717.4148 | 3194.2621 | 2968.2621 | 2968.2621 | 1820 | 2054.6 | 2054.6 | 2054.6 | 2054.6 | 2054.6 | 3227.6001 | 2559.6001 | 2559.6001 | 2190.6001 | 2190.6001 | 1838.6001 | 1838.6001 | 1838.6001 | 1838.6001 | 2773.0001 | 2773.0001 | 2845.6001 | 2575.6001 | 3510.0002 | 3510.0002 | 5145.2002 | 5145.2002 | 5145.2002 | 5145.2002 | 5145.2002 | 5145.2002 | 5145.2002 | 5145.2002 | 5145.2002
Total | Gas/Oil:Steam Turbine | DEF | DEF | 2023: 1035; 2024: 1035; 2025: 1035; 2026: 1035; 2027: 1035; 2028: 1035; 2029: 1035; 2030: 1035; 2031: 1035; 2032: 1035; 2033: 1035; 2034: 1035; 2035: 1035; 2036: 1035; 2037: 1035; 2038: 1035; 2039: 1035; 2040: 1035; 2041: 1035; 2042: 1035
Total | Nuclear:Nuclear | DEF | DEF | 2038: 690; 2039: 690; 2040: 1380; 2041: 1380; 2042: 2070; 2043: 2070; 2044: 3105; 2045: 3105; 2046: 4140; 2047: 4140; 2048: 5175; 2049: 5175; 2050: 6210; 2051: 6210; 2052: 6900; 2053: 6210; 2054: 7245; 2055: 6210; 2056: 7245; 2057: 6210
Total | Renewable:Biomass | DEF | DEF | 2023: 111.45; 2024: 111.45; 2025: 111.45; 2026: 111.45; 2027: 111.45; 2028: 111.45; 2029: 111.45; 2030: 111.45; 2031: 111.45; 2032: 111.45; 2033: 111.45; 2034: 111.45; 2035: 111.45; 2036: 111.45; 2037: 111.45; 2038: 111.45; 2039: 111.45; 2040: 111.45; 2041: 111.45; 2042: 111.45
Total | Renewable:Solar PV | DEF | DEF | 1179.3759 | 1459.6768 | 1978.1017 | 2345.1354 | 2635.1794 | 2697.8322 | 2835.1842 | 3044.7724 | 3180.7532 | 3242.087 | 3226.251 | 3284.7463 | 3696.4983 | 3611.9335 | 3596.4121 | 3368.7937 | 3495.9038 | 3553.4243 | 3536.032 | 3452.6289 | 3436.1118 | 3493.1885 | 3476.8373 | 3533.3442 | 3509.4974 | 3569.5129 | 3568.6359 | 3645.9315 | 3659.5395 | 3682.8978 | 3706.5146 | 3719.8807 | 3712.5376 | 3307.6933 | 3033.3836
Total | Renewable:Wind | DEF | DEF | 2043: 150; 2044: 300; 2045: 450; 2046: 600; 2047: 750; 2048: 900; 2049: 1050; 2050: 1050; 2051: 1050; 2052: 1050; 2053: 1200; 2054: 1200; 2055: 1200; 2056: 1200; 2057: 1200
Total | Storage:Battery | DEF | DEF |  |  |  |  | 100 | 100 | 100 | 100 | 100 | 300 | 900 | 1500 | 2000 | 2000 | 2000 | 2310 | 2560 | 2870 | 2870 | 3080 | 3080 | 3545 | 3645 | 4110 | 4110 | 4375 | 3775 | 3640 | 3140 | 3450 | 3140 | 3605 | 2890 | 3405 | 2940

## Firm Capacity
Firm Capacity (MW)
Base
Resource | Type | BA | Area | 2023 | 2024 | 2025 | 2026 | 2027 | 2028 | 2029 | 2030 | 2031 | 2032 | 2033 | 2034 | 2035 | 2036 | 2037 | 2038 | 2039 | 2040 | 2041 | 2042 | 2043 | 2044 | 2045 | 2046 | 2047 | 2048 | 2049 | 2050 | 2051 | 2052 | 2053 | 2054 | 2055 | 2056 | 2057
AC | Demand:Demand Response | DEF | DEF | 0 | 0 | 0 | 0 | 0 | 387.1525 | 388.1168 | 389.0811 | 390.0453 | 391.0097 | 391.9739 | 392.9382 | 393.9026 | 394.8668 | 395.8311 | 396.7954 | 397.7597 | 398.724 | 399.6883 | 400.6526 | 401.6169 | 402.5811 | 403.5454 | 404.5097 | 405.474 | 406.4383 | 407.4026 | 408.3669 | 408.3669 | 408.3669 | 408.3669 | 408.3669 | 408.3669 | 408.3669 | 352.0174
Anclote 1 | Gas/Oil:Steam Turbine | DEF | DEF | 2023: 521; 2024: 521; 2025: 521; 2026: 521; 2027: 521; 2028: 508; 2029: 508; 2030: 508; 2031: 508; 2032: 508; 2033: 508; 2034: 508; 2035: 508; 2036: 508; 2037: 508; 2038: 508; 2039: 508; 2040: 508; 2041: 508; 2042: 0
Anclote 2 | Gas/Oil:Steam Turbine | DEF | DEF | 2023: 514; 2024: 514; 2025: 514; 2026: 514; 2027: 514; 2028: 505; 2029: 505; 2030: 505; 2031: 505; 2032: 505; 2033: 505; 2034: 505; 2035: 505; 2036: 505; 2037: 505; 2038: 505; 2039: 505; 2040: 505; 2041: 505; 2042: 0
As Avail | Gas/Oil:Combined Cycle | DEF | DEF | 0 | 0 | 0 | 0 | 0 | 0 | 0 | 0 | 0 | 0 | 0 | 0 | 0 | 0 | 0 | 0 | 0 | 0 | 0 | 0 | 0 | 0 | 0 | 0 | 0 | 0 | 0 | 0 | 0 | 0 | 0 | 0 | 0 | 0 | 0
As Avail PCS | Renewable:Biomass | DEF | DEF | 2023: 0; 2024: 0; 2025: 0; 2026: 0; 2027: 0; 2028: 0; 2029: 0; 2030: 0; 2031: 0; 2032: 0; 2033: 0; 2034: 0; 2035: 0; 2036: 0; 2037: 0; 2038: 0; 2039: 0; 2040: 0; 2041: 0; 2042: 0
Bartow CC 1 0 | Gas/Oil:Combined Cycle | DEF | DEF | 1194 | 1194 | 1294 | 1294 | 1294 | 1143 | 1143 | 1143 | 1143 | 1143 | 1143 | 1143 | 1143 | 1143 | 1143 | 1143 | 1143 | 1143 | 1143 | 1143 | 1143 | 1143 | 1143 | 1143 | 1143 | 1143 | 0
Bartow CC 1 PAG | Gas/Oil:Combined Cycle | DEF | DEF | 65 | 65 | 65 | 65 | 65 | 69 | 69 | 69 | 69 | 69 | 69 | 69 | 69 | 69 | 69 | 69 | 69 | 69 | 69 | 69 | 69 | 69 | 69 | 69 | 69 | 69 | 0
BARTOW_P 1 | Gas/Oil:Combustion Turbine | DEF | DEF | 2023: 50; 2024: 50; 2025: 50; 2026: 50; 2027: 50
BARTOW_P 2 | Gas/Oil:Combustion Turbine | DEF | DEF | 2023: 53; 2024: 53; 2025: 53; 2026: 53; 2027: 53; 2028: 41; 2029: 41; 2030: 41; 2031: 41; 2032: 41; 2033: 41; 2034: 0
BARTOW_P 3 | Gas/Oil:Combustion Turbine | DEF | DEF | 2023: 51; 2024: 51; 2025: 51; 2026: 51; 2027: 51
BARTOW_P 4 | Gas/Oil:Combustion Turbine | DEF | DEF | 2023: 58; 2024: 58; 2025: 58; 2026: 58; 2027: 58; 2028: 45; 2029: 45; 2030: 45; 2031: 45; 2032: 45; 2033: 45; 2034: 0
Battery 2 Hours | Storage:Battery | DEF | DEF | 2027: 90; 2028: 90; 2029: 90; 2030: 90; 2031: 90; 2032: 90; 2033: 90; 2034: 90; 2035: 90; 2036: 90; 2037: 90; 2038: 90; 2039: 90; 2040: 90; 2041: 90
Battery 4 Hours | Storage:Battery | DEF | DEF | [9 empty] | 405 | 945 | 1485 | 1935 | 1935 | 1935 | 1935 | 2160 | 2160 | 2160 | 2160 | 2250 | 2250 | 2250 | 2250 | 1845 | 1305 | 900 | 450 | 450 | 450 | 450 | 225 | 225 | 225 | 225
BAYBORO_P 1 | Gas/Oil:Combustion Turbine | DEF | DEF | 2023: 58; 2024: 58; 2025: 58
BAYBORO_P 2 | Gas/Oil:Combustion Turbine | DEF | DEF | 2023: 55; 2024: 55; 2025: 55
BAYBORO_P 3 | Gas/Oil:Combustion Turbine | DEF | DEF | 2023: 57; 2024: 57; 2025: 57
BAYBORO_P 4 | Gas/Oil:Combustion Turbine | DEF | DEF | 2023: 56; 2024: 56; 2025: 56
Citrus CC 1 | Gas/Oil:Combined Cycle | DEF | DEF | 864.2495 | 864.2495 | 864.2495 | 886.2495 | 886.2495 | 758.3281 | 758.3281 | 758.3281 | 758.3281 | 758.3281 | 758.3281 | 758.3281 | 758.3281 | 758.3281 | 758.3281 | 758.3281 | 758.3281 | 758.3281 | 758.3281 | 758.3281 | 758.3281 | 758.3281 | 758.3281 | 758.3281 | 758.3281 | 758.3281 | 758.3281 | 758.3281 | 758.3281 | 758.3281 | 758.3281 | 758.3281 | 758.3281 | 758.3281 | 758.3281
Citrus CC 1 Duct | Gas/Oil:Combined Cycle | DEF | DEF | 60.7505 | 60.7505 | 60.7505 | 60.7505 | 60.7505 | 70.6719 | 70.6719 | 70.6719 | 70.6719 | 70.6719 | 70.6719 | 70.6719 | 70.6719 | 70.6719 | 70.6719 | 70.6719 | 70.6719 | 70.6719 | 70.6719 | 70.6719 | 70.6719 | 70.6719 | 70.6719 | 70.6719 | 70.6719 | 70.6719 | 70.6719 | 70.6719 | 70.6719 | 70.6719 | 70.6719 | 70.6719 | 70.6719 | 70.6719 | 70.6719
Citrus CC 2 | Gas/Oil:Combined Cycle | DEF | DEF | 868.8851 | 868.8851 | 868.8851 | 868.8851 | 890.8851 | 751.824 | 751.824 | 751.824 | 751.824 | 751.824 | 751.824 | 751.824 | 751.824 | 751.824 | 751.824 | 751.824 | 751.824 | 751.824 | 751.824 | 751.824 | 751.824 | 751.824 | 751.824 | 751.824 | 751.824 | 751.824 | 751.824 | 751.824 | 751.824 | 751.824 | 751.824 | 751.824 | 751.824 | 751.824 | 751.824
Citrus CC 2 Duct | Gas/Oil:Combined Cycle | DEF | DEF | 60.1148 | 60.1148 | 60.1148 | 60.1148 | 60.1148 | 73.176 | 73.176 | 73.176 | 73.176 | 73.176 | 73.176 | 73.176 | 73.176 | 73.176 | 73.176 | 73.176 | 73.176 | 73.176 | 73.176 | 73.176 | 73.176 | 73.176 | 73.176 | 73.176 | 73.176 | 73.176 | 73.176 | 73.176 | 73.176 | 73.176 | 73.176 | 73.176 | 73.176 | 73.176 | 73.176
Crystal 4 | Coal:Conventional | DEF | DEF | 2023: 721; 2024: 721; 2025: 721; 2026: 721; 2027: 721; 2028: 712; 2029: 712; 2030: 712; 2031: 712; 2032: 712; 2033: 712; 2034: 0
Crystal 5 | Coal:Conventional | DEF | DEF | 2023: 721; 2024: 721; 2025: 721; 2026: 721; 2027: 721; 2028: 698; 2029: 698; 2030: 698; 2031: 698; 2032: 698; 2033: 698; 2034: 0
DEBARY 10 | Gas/Oil:Combustion Turbine | DEF | DEF | 2023: 88; 2024: 88; 2025: 88; 2026: 88; 2027: 88; 2028: 72; 2029: 72; 2030: 72; 2031: 72; 2032: 72; 2033: 72; 2034: 72; 2035: 72; 2036: 0
DEBARY 2 | Gas/Oil:Combustion Turbine | DEF | DEF | 2023: 57; 2024: 57; 2025: 57; 2026: 57; 2027: 57
DEBARY 3 | Gas/Oil:Combustion Turbine | DEF | DEF | 2023: 59; 2024: 59; 2025: 59; 2026: 59; 2027: 59
DEBARY 4 | Gas/Oil:Combustion Turbine | DEF | DEF | 2023: 59; 2024: 59; 2025: 59; 2026: 59; 2027: 59
DEBARY 5 | Gas/Oil:Combustion Turbine | DEF | DEF | 2023: 58; 2024: 58; 2025: 58; 2026: 58; 2027: 58
DEBARY 6 | Gas/Oil:Combustion Turbine | DEF | DEF | 2023: 59; 2024: 59; 2025: 59; 2026: 59; 2027: 59
DEBARY 7 | Gas/Oil:Combustion Turbine | DEF | DEF | 2023: 93; 2024: 93; 2025: 93; 2026: 93; 2027: 93; 2028: 74; 2029: 74; 2030: 74; 2031: 74; 2032: 74; 2033: 74; 2034: 74; 2035: 74; 2036: 0
DEBARY 8 | Gas/Oil:Combustion Turbine | DEF | DEF | 2023: 94; 2024: 94; 2025: 94; 2026: 94; 2027: 94; 2028: 75; 2029: 75; 2030: 75; 2031: 75; 2032: 75; 2033: 75; 2034: 75; 2035: 75; 2036: 0
DEBARY 9 | Gas/Oil:Combustion Turbine | DEF | DEF | 2023: 94; 2024: 94; 2025: 94; 2026: 94; 2027: 94; 2028: 76; 2029: 76; 2030: 76; 2031: 76; 2032: 76; 2033: 76; 2034: 76; 2035: 76; 2036: 0
DEF Nuclear Natrium | Nuclear:Nuclear | DEF | DEF | 2048: 1000; 2049: 1000; 2050: 2000; 2051: 2000; 2052: 3000; 2053: 3000; 2054: 4500; 2055: 4500; 2056: 6000; 2057: 6000
DEF Nuclear Natrium - Storage | Storage:Battery | DEF | DEF | 2048: 0; 2049: 0; 2050: 0; 2051: 0; 2052: 0; 2053: 0; 2054: 0; 2055: 0; 2056: 0; 2057: 0
DEF Nuclear Natrium - Storage PTC | Storage:Battery | DEF | DEF | 2038: 0; 2039: 0; 2040: 0; 2041: 0; 2042: 0; 2043: 0; 2044: 0; 2045: 0; 2046: 0; 2047: 0; 2048: 0; 2049: 0; 2050: 0; 2051: 0; 2052: 0; 2053: 0; 2054: 0; 2055: 0; 2056: 0; 2057: 0
DEF Nuclear Natrium PTC | Nuclear:Nuclear | DEF | DEF | 2038: 1000; 2039: 1000; 2040: 2000; 2041: 2000; 2042: 3000; 2043: 3000; 2044: 4500; 2045: 4500; 2046: 6000; 2047: 6000; 2048: 6500; 2049: 6500; 2050: 7000; 2051: 7000; 2052: 6000; 2053: 6000; 2054: 4500; 2055: 4500; 2056: 3000; 2057: 3000
Gen 190MW CT | Gas/Oil:Combustion Turbine | DEF | DEF | [5 empty] | 214.8 | 214.8 | 429.6 | 429.6 | 429.6 | 429.6 | 1288.8 | 1288.8 | 1288.8 | 1288.8 | 1288.8 | 1288.8 | 1288.8 | 1288.8 | 1288.8 | 1288.8 | 1288.8 | 1288.8 | 1288.8 | 1288.8 | 1288.8 | 1288.8 | 1288.8 | 1288.8 | 1288.8 | 1288.8 | 1288.8 | 1288.8 | 1288.8 | 1288.8
Gen 190MW CT H2 | Gas/Oil:Combustion Turbine | DEF | DEF | 2043: 856; 2044: 856; 2045: 1070; 2046: 1070; 2047: 1926; 2048: 1926; 2049: 3424; 2050: 3424; 2051: 3424; 2052: 3424; 2053: 3424; 2054: 3424; 2055: 3424; 2056: 3424; 2057: 3424
HEAT | Demand:Demand Response | DEF | DEF | 604.2549 | 617.7415 | 632.8314 | 633.7745 | 634.7177 | 0 | 0 | 0 | 0 | 0 | 0 | 0 | 0 | 0 | 0 | 0 | 0 | 0 | 0 | 0 | 0 | 0 | 0 | 0 | 0 | 0 | 0 | 0 | 0 | 0 | 0 | 0 | 0 | 0 | 0
Hines CC 1 | Gas/Oil:Combined Cycle | DEF | DEF | 2023: 521; 2024: 521; 2025: 521; 2026: 521; 2027: 521; 2028: 490; 2029: 490; 2030: 490; 2031: 490; 2032: 490; 2033: 490; 2034: 490; 2035: 490; 2036: 490; 2037: 490; 2038: 490; 2039: 0
Hines CC 2 | Gas/Oil:Combined Cycle | DEF | DEF | 549 | 549 | 549 | 614 | 614 | 597 | 597 | 597 | 597 | 597 | 597 | 597 | 597 | 597 | 597 | 597 | 597 | 597 | 597 | 597 | 0
Hines CC 3 | Gas/Oil:Combined Cycle | DEF | DEF | 555 | 555 | 555 | 555 | 620 | 588 | 588 | 588 | 588 | 588 | 588 | 588 | 588 | 588 | 588 | 588 | 588 | 588 | 588 | 588 | 588 | 588 | 0
Hines CC 4 | Gas/Oil:Combined Cycle | DEF | DEF | 544 | 544 | 544 | 544 | 544 | 568 | 568 | 568 | 568 | 568 | 568 | 568 | 568 | 568 | 568 | 568 | 568 | 568 | 568 | 568 | 568 | 568 | 568 | 568 | 0
INT CITY 1 | Gas/Oil:Combustion Turbine | DEF | DEF | 2023: 61; 2024: 61; 2025: 61; 2026: 61; 2027: 61; 2028: 45; 2029: 45; 2030: 45; 2031: 45; 2032: 45; 2033: 45; 2034: 0
INT CITY 10 | Gas/Oil:Combustion Turbine | DEF | DEF | 2023: 86; 2024: 86; 2025: 86; 2026: 86; 2027: 86; 2028: 74; 2029: 74; 2030: 74; 2031: 74; 2032: 74; 2033: 74; 2034: 74; 2035: 74; 2036: 74; 2037: 74; 2038: 0
INT CITY 11 | Gas/Oil:Combustion Turbine | DEF | DEF | 161 | 161 | 161 | 161 | 161 | 140 | 140 | 140 | 140 | 140 | 140 | 140 | 140 | 140 | 140 | 140 | 140 | 140 | 140 | 140 | 140 | 0
INT CITY 12 | Gas/Oil:Combustion Turbine | DEF | DEF | 89 | 89 | 89 | 89 | 89 | 73 | 73 | 73 | 73 | 73 | 73 | 73 | 73 | 73 | 73 | 73 | 73 | 73 | 73 | 73 | 73 | 73 | 0
INT CITY 13 | Gas/Oil:Combustion Turbine | DEF | DEF | 91 | 91 | 91 | 91 | 91 | 73 | 73 | 73 | 73 | 73 | 73 | 73 | 73 | 73 | 73 | 73 | 73 | 73 | 73 | 73 | 73 | 73 | 0
INT CITY 14 | Gas/Oil:Combustion Turbine | DEF | DEF | 90 | 90 | 90 | 90 | 90 | 73 | 73 | 73 | 73 | 73 | 73 | 73 | 73 | 73 | 73 | 73 | 73 | 73 | 73 | 73 | 73 | 73 | 0
INT CITY 2 | Gas/Oil:Combustion Turbine | DEF | DEF | 2023: 60; 2024: 60; 2025: 60; 2026: 60; 2027: 60; 2028: 46; 2029: 46; 2030: 46; 2031: 46; 2032: 46; 2033: 46; 2034: 0
INT CITY 3 | Gas/Oil:Combustion Turbine | DEF | DEF | 2023: 61; 2024: 61; 2025: 61; 2026: 61; 2027: 61; 2028: 46; 2029: 46; 2030: 46; 2031: 46; 2032: 46; 2033: 46; 2034: 0
INT CITY 4 | Gas/Oil:Combustion Turbine | DEF | DEF | 2023: 62; 2024: 62; 2025: 62; 2026: 62; 2027: 62; 2028: 46; 2029: 46; 2030: 46; 2031: 46; 2032: 46; 2033: 46; 2034: 0
INT CITY 5 | Gas/Oil:Combustion Turbine | DEF | DEF | 2023: 59; 2024: 59; 2025: 59; 2026: 59; 2027: 59; 2028: 45; 2029: 45; 2030: 45; 2031: 45; 2032: 45; 2033: 45; 2034: 0
INT CITY 6 | Gas/Oil:Combustion Turbine | DEF | DEF | 2023: 60; 2024: 60; 2025: 60; 2026: 60; 2027: 60; 2028: 47; 2029: 47; 2030: 47; 2031: 47; 2032: 47; 2033: 47; 2034: 0
INT CITY 7 | Gas/Oil:Combustion Turbine | DEF | DEF | 2023: 90; 2024: 90; 2025: 90; 2026: 90; 2027: 90; 2028: 78; 2029: 78; 2030: 78; 2031: 78; 2032: 78; 2033: 78; 2034: 78; 2035: 78; 2036: 78; 2037: 78; 2038: 0
INT CITY 8 | Gas/Oil:Combustion Turbine | DEF | DEF | 2023: 88; 2024: 88; 2025: 88; 2026: 88; 2027: 88; 2028: 77; 2029: 77; 2030: 77; 2031: 77; 2032: 77; 2033: 77; 2034: 77; 2035: 77; 2036: 77; 2037: 77; 2038: 0
INT CITY 9 | Gas/Oil:Combustion Turbine | DEF | DEF | 2023: 88; 2024: 88; 2025: 88; 2026: 88; 2027: 88; 2028: 77; 2029: 77; 2030: 77; 2031: 77; 2032: 77; 2033: 77; 2034: 77; 2035: 77; 2036: 77; 2037: 77; 2038: 0
INTER | Demand:Demand Response | DEF | DEF | 379.5299 | 379.5299 | 379.5299 | 379.5299 | 379.5299 | 407.7222 | 407.7222 | 407.7222 | 407.7222 | 407.7222 | 407.7222 | 407.7222 | 407.7222 | 407.7222 | 407.7222 | 407.7222 | 407.7222 | 407.7222 | 407.7222 | 407.7222 | 407.7222 | 407.7222 | 407.7222 | 407.7222 | 407.7222 | 407.7222 | 407.7222 | 407.7222 | 407.7222 | 407.7222 | 407.7222 | 407.7222 | 407.7222 | 407.7222 | 419.4718
Mulberry | Gas/Oil:Combined Cycle | DEF | DEF | 2023: 115; 2024: 115
New DEF OnShore Wind | Renewable:Wind | DEF | DEF | 2048: 13.5; 2049: 27; 2050: 27; 2051: 27; 2052: 27; 2053: 40.5; 2054: 54; 2055: 67.5; 2056: 81; 2057: 94.5
New DEF OnShore Wind PTC | Renewable:Wind | DEF | DEF | 2043: 13.5; 2044: 27; 2045: 40.5; 2046: 54; 2047: 67.5; 2048: 67.5; 2049: 67.5; 2050: 67.5; 2051: 67.5; 2052: 67.5; 2053: 54; 2054: 40.5; 2055: 27; 2056: 13.5; 2057: 0
NSG Vand CT 1 | Gas/Oil:Combustion Turbine | DEF | DEF | 2023: 175.3061; 2024: 175.3061; 2025: 175.3061; 2026: 175.3061; 2027: 175.3061
NSG Vand CT 2 | Gas/Oil:Combustion Turbine | DEF | DEF | 2023: 175.3061; 2024: 175.3061; 2025: 175.3061; 2026: 175.3061; 2027: 175.3061
NSG Vand CT 3 | Gas/Oil:Combustion Turbine | DEF | DEF | 2023: 175.3061; 2024: 175.3061; 2025: 175.3061; 2026: 175.3061; 2027: 175.3061
NSG Vand CT 4 | Gas/Oil:Combustion Turbine | DEF | DEF | 2023: 175.3061; 2024: 175.3061; 2025: 175.3061; 2026: 175.3061; 2027: 175.3061
Orange Cogen | Gas/Oil:Combined Cycle | DEF | DEF | 2023: 104; 2024: 104; 2025: 104
Orlando Cogen | Gas/Oil:Combined Cycle | DEF | DEF | 2023: 115
Osprey 1 0 | Gas/Oil:Combined Cycle | DEF | DEF | 2023: 245; 2024: 245
Osprey 1 1 | Gas/Oil:Combined Cycle | DEF | DEF | 2023: 0; 2024: 0
Osprey 1 2 | Gas/Oil:Combined Cycle | DEF | DEF | 2023: 0; 2024: 0
OspreyAcq | Gas/Oil:Combined Cycle | DEF | DEF |  | 0 | 602.7501 | 602.7501 | 602.7501 | 543.1 | 543.1 | 543.1 | 543.1 | 543.1 | 543.1 | 543.1 | 543.1 | 543.1 | 543.1 | 543.1 | 543.1 | 543.1 | 543.1 | 543.1 | 543.1 | 0
OspreyAcqDF | Gas/Oil:Combined Cycle | DEF | DEF |  | 0 | 42.2499 | 42.2499 | 42.2499 | 53.216 | 53.216 | 53.216 | 53.216 | 53.216 | 53.216 | 53.216 | 53.216 | 53.216 | 53.216 | 53.216 | 53.216 | 53.216 | 53.216 | 53.216 | 53.216 | 0
Pasco County | Renewable:Biomass | DEF | DEF | 2023: 23; 2024: 23; 2025: 0; 2026: 0; 2027: 0; 2028: 0; 2029: 0; 2030: 0; 2031: 0; 2032: 0; 2033: 0; 2034: 0; 2035: 0; 2036: 0; 2037: 0; 2038: 0; 2039: 0; 2040: 0; 2041: 0; 2042: 0
Pinellas County | Renewable:Biomass | DEF | DEF | 2023: 54.75; 2024: 54.75; 2025: 0; 2026: 0; 2027: 0; 2028: 0; 2029: 0; 2030: 0; 2031: 0; 2032: 0; 2033: 0; 2034: 0; 2035: 0; 2036: 0; 2037: 0; 2038: 0; 2039: 0; 2040: 0; 2041: 0; 2042: 0
Shady Hills 1 | Gas/Oil:Combustion Turbine | DEF | DEF | 2023: 174.3842; 2024: 174.3842
Shady Hills 2 | Gas/Oil:Combustion Turbine | DEF | DEF | 2023: 174.3842; 2024: 174.3842
Shady Hills 3 | Gas/Oil:Combustion Turbine | DEF | DEF | 2023: 174.3842; 2024: 174.3842
Solar 3rdParty Block 1 | Renewable:Solar PV | DEF | DEF |  | 0 | 0 | 0 | 0 | 0 | 0 | 0 | 0 | 0 | 0 | 0 | 0 | 0 | 0 | 0 | 0 | 0 | 0 | 0 | 0 | 0 | 0 | 0 | 0 | 0 | 0 | 0 | 0 | 0 | 0 | 0 | 0 | 0 | 0
Solar 3rdParty Block 2 | Renewable:Solar PV | DEF | DEF | [9 empty] | 0 | 0 | 0 | 0 | 0 | 0 | 0 | 0 | 0 | 0 | 0 | 0 | 0 | 0 | 0 | 0 | 0 | 0 | 0 | 0 | 0 | 0 | 0 | 0 | 0 | 0
Solar 3rdParty Block 3 | Renewable:Solar PV | DEF | DEF | 2040: 0; 2041: 0; 2042: 0; 2043: 0; 2044: 0; 2045: 0; 2046: 0; 2047: 0; 2048: 0; 2049: 0; 2050: 0; 2051: 0; 2052: 0; 2053: 0; 2054: 0; 2055: 0; 2056: 0; 2057: 0
Solar 3rdParty Block 4 | Renewable:Solar PV | DEF | DEF | 2048: 0; 2049: 0; 2050: 0; 2051: 0; 2052: 0; 2053: 0; 2054: 0; 2055: 0; 2056: 0; 2057: 0
Solar DEF Bay Ranch | Renewable:Solar PV | DEF | DEF | 0 | 0 | 0 | 0 | 0 | 41.6363 | 41.4281 | 41.221 | 41.0149 | 40.8098 | 40.6058 | 40.4027 | 40.2007 | 39.9997 | 39.7997 | 39.6007 | 39.4027 | 39.2057 | 39.0097 | 38.8146 | 38.6205 | 38.4274 | 38.2353 | 38.0441 | 37.8539 | 37.6646 | 37.4763 | 37.2889 | 37.1025 | 36.917 | 42.693 | 42.4795 | 42.2671 | 42.0558 | 41.8455
Solar DEF Bay Trail | Renewable:Solar PV | DEF | DEF | 0 | 0 | 0 | 0 | 0 | 41.6363 | 41.4281 | 41.221 | 41.0149 | 40.8098 | 40.6058 | 40.4027 | 40.2007 | 39.9997 | 39.7997 | 39.6007 | 39.4027 | 39.2057 | 39.0097 | 38.8146 | 38.6205 | 38.4274 | 38.2353 | 38.0441 | 37.8539 | 37.6646 | 37.4763 | 37.2889 | 37.1025 | 36.917 | 42.693 | 42.4795 | 42.2671 | 42.0558 | 41.8455
Solar DEF Charlie Creek | Renewable:Solar PV | DEF | DEF | 0 | 0 | 0 | 0 | 0 | 41.6363 | 41.4281 | 41.221 | 41.0149 | 40.8098 | 40.6058 | 40.4027 | 40.2007 | 39.9997 | 39.7997 | 39.6007 | 39.4027 | 39.2057 | 39.0097 | 38.8146 | 38.6205 | 38.4274 | 38.2353 | 38.0441 | 37.8539 | 37.6646 | 37.4763 | 37.2889 | 37.1025 | 36.917 | 42.693 | 42.4795 | 42.2671 | 42.0558 | 41.8455
Solar DEF Columbia | Renewable:Solar PV | DEF | DEF | 0 | 0 | 0 | 0 | 0 | 41.0149 | 40.8098 | 40.6058 | 40.4027 | 40.2007 | 39.9997 | 39.7997 | 39.6007 | 39.4027 | 39.2057 | 39.0097 | 38.8146 | 38.6205 | 38.4274 | 38.2353 | 38.0441 | 37.8539 | 37.6646 | 37.4763 | 37.2889 | 37.1025 | 36.917 | 42.693 | 42.4795 | 42.2671 | 42.0558 | 41.8455 | 41.6363 | 41.4281 | 41.221
Solar DEF County Line | Renewable:Solar PV | DEF | DEF |  |  | 0 | 0 | 0 | 42.0558 | 41.8455 | 41.6363 | 41.4281 | 41.221 | 41.0149 | 40.8098 | 40.6058 | 40.4027 | 40.2007 | 39.9997 | 39.7997 | 39.6007 | 39.4027 | 39.2057 | 39.0097 | 38.8146 | 38.6205 | 38.4274 | 38.2353 | 38.0441 | 37.8539 | 37.6646 | 37.4763 | 37.2889 | 37.1025 | 36.917 | 42.693 | 42.4795 | 42.2671
Solar DEF Debary | Renewable:Solar PV | DEF | DEF | 0 | 0 | 0 | 0 | 0 | 32.2072 | 32.0462 | 31.886 | 31.7265 | 31.5679 | 31.4101 | 31.253 | 31.0968 | 30.9413 | 30.7866 | 30.6326 | 30.4795 | 30.3271 | 30.1754 | 30.0246 | 29.8744 | 29.7251 | 29.5764 | 29.4286 | 29.2814 | 29.135 | 28.9893 | 33.525 | 33.3574 | 33.1906 | 33.0246 | 32.8595 | 32.6952 | 32.5317 | 32.3691
Solar DEF Duette | Renewable:Solar PV | DEF | DEF | 0 | 0 | 0 | 0 | 0 | 41.2069 | 41.0008 | 40.7958 | 40.5919 | 40.3889 | 40.1869 | 39.986 | 39.7861 | 39.5872 | 39.3892 | 39.1923 | 38.9963 | 38.8013 | 38.6073 | 38.4143 | 38.2222 | 38.0311 | 37.841 | 37.6517 | 37.4635 | 37.2762 | 37.0898 | 36.9043 | 36.7198 | 42.465 | 42.2527 | 42.0414 | 41.8312 | 41.6221 | 41.4139
Solar DEF Falmouth | Renewable:Solar PV | DEF | DEF |  | 0 | 0 | 0 | 0 | 41.8455 | 41.6363 | 41.4281 | 41.221 | 41.0149 | 40.8098 | 40.6058 | 40.4027 | 40.2007 | 39.9997 | 39.7997 | 39.6007 | 39.4027 | 39.2057 | 39.0097 | 38.8146 | 38.6205 | 38.4274 | 38.2353 | 38.0441 | 37.8539 | 37.6646 | 37.4763 | 37.2889 | 37.1025 | 36.917 | 42.693 | 42.4795 | 42.2671 | 42.0558
Solar DEF Fort Green | Renewable:Solar PV | DEF | DEF | 0 | 0 | 0 | 0 | 0 | 32.7064 | 32.5429 | 32.3802 | 32.2183 | 32.0572 | 31.8969 | 31.7374 | 31.5787 | 31.4208 | 31.2637 | 31.1074 | 30.9519 | 30.7971 | 30.6431 | 30.4899 | 30.3375 | 30.1858 | 30.0348 | 29.8847 | 29.7352 | 29.5866 | 29.4386 | 29.2914 | 29.145 | 33.705 | 33.5365 | 33.3688 | 33.202 | 33.0359 | 32.8708
Solar DEF Hamilton | Renewable:Solar PV | DEF | DEF | 0 | 0 | 0 | 0 | 0 | 40.8098 | 40.6058 | 40.4027 | 40.2007 | 39.9997 | 39.7997 | 39.6007 | 39.4027 | 39.2057 | 39.0097 | 38.8146 | 38.6205 | 38.4274 | 38.2353 | 38.0441 | 37.8539 | 37.6646 | 37.4763 | 37.2889 | 37.1025 | 36.917 | 42.693 | 42.4795 | 42.2671 | 42.0558 | 41.8455 | 41.6363 | 41.4281 | 41.221 | 41.0149
Solar DEF Hardeetown | Renewable:Solar PV | DEF | DEF | 0 | 0 | 0 | 0 | 0 | 41.6363 | 41.4281 | 41.221 | 41.0149 | 40.8098 | 40.6058 | 40.4027 | 40.2007 | 39.9997 | 39.7997 | 39.6007 | 39.4027 | 39.2057 | 39.0097 | 38.8146 | 38.6205 | 38.4274 | 38.2353 | 38.0441 | 37.8539 | 37.6646 | 37.4763 | 37.2889 | 37.1025 | 36.917 | 42.693 | 42.4795 | 42.2671 | 42.0558 | 41.8455
Solar DEF High Spring | Renewable:Solar PV | DEF | DEF | 0 | 0 | 0 | 0 | 0 | 41.6363 | 41.4281 | 41.221 | 41.0149 | 40.8098 | 40.6058 | 40.4027 | 40.2007 | 39.9997 | 39.7997 | 39.6007 | 39.4027 | 39.2057 | 39.0097 | 38.8146 | 38.6205 | 38.4274 | 38.2353 | 38.0441 | 37.8539 | 37.6646 | 37.4763 | 37.2889 | 37.1025 | 36.917 | 42.693 | 42.4795 | 42.2671 | 42.0558 | 41.8455
Solar DEF Hildreth | Renewable:Solar PV | DEF | DEF | 0 | 0 | 0 | 0 | 0 | 41.6363 | 41.4281 | 41.221 | 41.0149 | 40.8098 | 40.6058 | 40.4027 | 40.2007 | 39.9997 | 39.7997 | 39.6007 | 39.4027 | 39.2057 | 39.0097 | 38.8146 | 38.6205 | 38.4274 | 38.2353 | 38.0441 | 37.8539 | 37.6646 | 37.4763 | 37.2889 | 37.1025 | 36.917 | 42.693 | 42.4795 | 42.2671 | 42.0558 | 41.8455
Solar DEF Lake Placid | Renewable:Solar PV | DEF | DEF | 0 | 0 | 0 | 0 | 0 | 24.6418 | 24.5186 | 24.396 | 24.274 | 24.1526 | 24.0319 | 23.9117 | 23.7921 | 23.6732 | 23.5548 | 23.437 | 23.3199 | 23.2033 | 23.0872 | 22.9718 | 22.857 | 22.7427 | 22.629 | 22.5158 | 22.4032 | 22.2912 | 22.1798 | 25.65 | 25.5218 | 25.3941 | 25.2672 | 25.1408 | 25.0151 | 24.8901 | 24.7656
Solar DEF Mule Creek | Renewable:Solar PV | DEF | DEF |  | 0 | 0 | 0 | 0 | 41.8455 | 41.6363 | 41.4281 | 41.221 | 41.0149 | 40.8098 | 40.6058 | 40.4027 | 40.2007 | 39.9997 | 39.7997 | 39.6007 | 39.4027 | 39.2057 | 39.0097 | 38.8146 | 38.6205 | 38.4274 | 38.2353 | 38.0441 | 37.8539 | 37.6646 | 37.4763 | 37.2889 | 37.1025 | 36.917 | 42.693 | 42.4795 | 42.2671 | 42.0558
Solar DEF Osc Perry Suw | Renewable:Solar PV | DEF | DEF | 0 | 0 | 0 | 0 | 0 | 7.5375 | 7.4998 | 7.4623 | 7.425 | 7.3879 | 7.3509 | 7.3142 | 7.2776 | 7.2412 | 7.205 | 7.169 | 7.1332 | 7.0975 | 7.062 | 7.0267 | 6.9916 | 6.9566 | 6.9218 | 3.4416 | 3.4241
Solar DEF Sandy Creek | Renewable:Solar PV | DEF | DEF | 0 | 0 | 0 | 0 | 0 | 41.4281 | 41.221 | 41.0149 | 40.8098 | 40.6058 | 40.4027 | 40.2007 | 39.9997 | 39.7997 | 39.6007 | 39.4027 | 39.2057 | 39.0097 | 38.8146 | 38.6205 | 38.4274 | 38.2353 | 38.0441 | 37.8539 | 37.6646 | 37.4763 | 37.2889 | 37.1025 | 36.917 | 42.693 | 42.4795 | 42.2671 | 42.0558 | 41.8455 | 41.6363
Solar DEF Santa Fe | Renewable:Solar PV | DEF | DEF | 0 | 0 | 0 | 0 | 0 | 41.221 | 41.0149 | 40.8098 | 40.6058 | 40.4027 | 40.2007 | 39.9997 | 39.7997 | 39.6007 | 39.4027 | 39.2057 | 39.0097 | 38.8146 | 38.6205 | 38.4274 | 38.2353 | 38.0441 | 37.8539 | 37.6646 | 37.4763 | 37.2889 | 37.1025 | 36.917 | 42.693 | 42.4795 | 42.2671 | 42.0558 | 41.8455 | 41.6363 | 41.4281
Solar DEF St Pete Pier | Renewable:Solar PV | DEF | DEF | 0 | 0 | 0 | 0 | 0 | 0.1512 | 0.15075 | 0.14985 | 0.14895 | 0.1485 | 0.1476 | 0.1467 | 0.14625 | 0.14535 | 0.14445 | 0.144 | 0.1431 | 0.14265 | 0.14175 | 0.14085 | 0.1404 | 0.1395 | 0.13905 | 0.13815 | 0.1377 | 0.1368 | 0.13635
Solar DEF Trenton | Renewable:Solar PV | DEF | DEF | 0 | 0 | 0 | 0 | 0 | 41.0149 | 40.8098 | 40.6058 | 40.4027 | 40.2007 | 39.9997 | 39.7997 | 39.6007 | 39.4027 | 39.2057 | 39.0097 | 38.8146 | 38.6205 | 38.4274 | 38.2353 | 38.0441 | 37.8539 | 37.6646 | 37.4763 | 37.2889 | 37.1025 | 36.917 | 42.693 | 42.4795 | 42.2671 | 42.0558 | 41.8455 | 41.6363 | 41.4281 | 41.221
Solar DEF Twin Rivers | Renewable:Solar PV | DEF | DEF | 0 | 0 | 0 | 0 | 0 | 41.221 | 41.0149 | 40.8098 | 40.6058 | 40.4027 | 40.2007 | 39.9997 | 39.7997 | 39.6007 | 39.4027 | 39.2057 | 39.0097 | 38.8146 | 38.6205 | 38.4274 | 38.2353 | 38.0441 | 37.8539 | 37.6646 | 37.4763 | 37.2889 | 37.1025 | 36.917 | 42.693 | 42.4795 | 42.2671 | 42.0558 | 41.8455 | 41.6363 | 41.4281
Solar DEF Winquepin | Renewable:Solar PV | DEF | DEF |  | 0 | 0 | 0 | 0 | 41.8455 | 41.6363 | 41.4281 | 41.221 | 41.0149 | 40.8098 | 40.6058 | 40.4027 | 40.2007 | 39.9997 | 39.7997 | 39.6007 | 39.4027 | 39.2057 | 39.0097 | 38.8146 | 38.6205 | 38.4274 | 38.2353 | 38.0441 | 37.8539 | 37.6646 | 37.4763 | 37.2889 | 37.1025 | 36.917 | 42.693 | 42.4795 | 42.2671 | 42.0558
Solar+Storage DEF NEW 1 | Renewable:Solar PV | DEF | DEF | 2039: 0; 2040: 17.8095; 2041: 35.53; 2042: 53.1619; 2043: 52.8961; 2044: 52.6316; 2045: 52.3685; 2046: 52.1066; 2047: 51.8461; 2048: 51.5869; 2049: 51.3289; 2050: 51.0723; 2051: 50.8169; 2052: 50.5629; 2053: 50.31; 2054: 50.0585; 2055: 49.8082; 2056: 49.5592; 2057: 49.3114
Solar+Storage DEF NEW 1 PTC + ITC | Renewable:Solar PV | DEF | DEF | 2029: 0; 2030: 18.725; 2031: 37.3564; 2032: 55.8946; 2033: 55.6151; 2034: 55.3371; 2035: 55.0604; 2036: 54.7851; 2037: 54.5111; 2038: 54.2386; 2039: 53.9674; 2040: 35.888; 2041: 17.899
Standby | Demand:Demand Response | DEF | DEF | 102.5822 | 106.429 | 110.2758 | 114.1227 | 117.9695 | 124.0603 | 127.9071 | 131.754 | 135.6008 | 139.4476 | 143.2945 | 147.1413 | 150.9881 | 154.835 | 158.6818 | 162.5286 | 166.3755 | 170.2223 | 174.0691 | 177.916 | 181.7628 | 185.6096 | 189.4565 | 193.3033 | 197.1501 | 200.9969 | 204.8438 | 208.6906 | 208.6906 | 208.6906 | 208.6906 | 208.6906 | 208.6906 | 208.6906 | 209.9729
SUWANNEE_P 1 | Gas/Oil:Combustion Turbine | DEF | DEF | 2023: 65; 2024: 65; 2025: 65; 2026: 65; 2027: 65; 2028: 48; 2029: 48; 2030: 48; 2031: 48; 2032: 48; 2033: 48; 2034: 0
SUWANNEE_P 2 | Gas/Oil:Combustion Turbine | DEF | DEF | 2023: 64; 2024: 64; 2025: 64; 2026: 64; 2027: 64; 2028: 48; 2029: 48; 2030: 48; 2031: 48; 2032: 48; 2033: 48; 2034: 0
SUWANNEE_P 3 | Gas/Oil:Combustion Turbine | DEF | DEF | 2023: 65; 2024: 65; 2025: 65; 2026: 65; 2027: 65; 2028: 49; 2029: 49; 2030: 49; 2031: 49; 2032: 49; 2033: 49; 2034: 0
Tigerbay 1 | Gas/Oil:Combined Cycle | DEF | DEF | 2023: 230; 2024: 230; 2025: 230; 2026: 252; 2027: 252; 2028: 221; 2029: 221; 2030: 221; 2031: 221; 2032: 221; 2033: 221; 2034: 221; 2035: 0
U OF FL 1 | Gas/Oil:Combustion Turbine | DEF | DEF | 2023: 50; 2024: 50; 2025: 50; 2026: 50; 2027: 50
Voltage Red | Demand:Demand Response | DEF | DEF | 119.5659 | 135.6887 | 135.8505 | 136.3053 | 136.7441 | 0 | 0 | 0 | 0 | 0 | 0 | 0 | 0 | 0 | 0 | 0 | 0 | 0 | 0 | 0 | 0 | 0 | 0 | 0 | 0 | 0 | 0 | 0 | 0 | 0 | 0 | 0 | 0 | 0 | 162.3159
WaterHtr_PP | Demand:Demand Response | DEF | DEF | 164.5851 | 168.2585 | 172.3687 | 172.6255 | 172.8824 | 94.0475 | 94.2832 | 94.519 | 94.7547 | 94.9904 | 95.2261 | 95.4618 | 95.6975 | 95.9332 | 96.1689 | 96.4046 | 96.6403 | 96.876 | 97.1117 | 97.3475 | 97.5832 | 97.8189 | 98.0546 | 98.2903 | 98.526 | 98.7617 | 98.9974 | 99.2331 | 99.2331 | 99.2331 | 99.2331 | 99.2331 | 99.2331 | 99.2331 | 95.8814
Total |  |  |  | 13729.6451 | 13651.7746 | 13459.0806 | 13243.5822 | 13426.0678 | 11937.6692 | 11938.7036 | 12173.2825 | 12192.9877 | 12617.6201 | 13158.4541 | 12642.5092 | 12872.3857 | 12576.2825 | 12577.2001 | 13272.1388 | 13008.0977 | 14009.0773 | 14010.0769 | 13908.0967 | 14271.6371 | 15049.8811 | 14471.4614 | 15982.6156 | 15880.2524 | 16851.5016 | 16753.1554 | 17824.3851 | 17832.3609 | 17844.9708 | 17876.6862 | 17665.3612 | 17667.0465 | 17662.7629 | 17774.1472
Group Totals
Resource | Type | BA | Area | 2023 | 2024 | 2025 | 2026 | 2027 | 2028 | 2029 | 2030 | 2031 | 2032 | 2033 | 2034 | 2035 | 2036 | 2037 | 2038 | 2039 | 2040 | 2041 | 2042 | 2043 | 2044 | 2045 | 2046 | 2047 | 2048 | 2049 | 2050 | 2051 | 2052 | 2053 | 2054 | 2055 | 2056 | 2057
Total | Coal:Conventional | DEF | DEF | 2023: 1442; 2024: 1442; 2025: 1442; 2026: 1442; 2027: 1442; 2028: 1410; 2029: 1410; 2030: 1410; 2031: 1410; 2032: 1410; 2033: 1410; 2034: 0
Total | Demand:Demand Response | DEF | DEF | 1370.518 | 1407.6476 | 1430.8563 | 1436.3579 | 1441.8436 | 1012.9825 | 1018.0294 | 1023.0762 | 1028.123 | 1033.1699 | 1038.2167 | 1043.2635 | 1048.3104 | 1053.3572 | 1058.404 | 1063.4508 | 1068.4977 | 1073.5445 | 1078.5913 | 1083.6382 | 1088.685 | 1093.7318 | 1098.7787 | 1103.8255 | 1108.8723 | 1113.9192 | 1118.966 | 1124.0128 | 1124.0128 | 1124.0128 | 1124.0128 | 1124.0128 | 1124.0128 | 1124.0128 | 1239.6593
Total | Gas/Oil:Combined Cycle | DEF | DEF | 6091 | 5976 | 6361 | 6366 | 6453 | 5926.316 | 5926.316 | 5926.316 | 5926.316 | 5926.316 | 5926.316 | 5926.316 | 5705.316 | 5705.316 | 5705.316 | 5705.316 | 5215.316 | 5215.316 | 5215.316 | 5215.316 | 4618.316 | 4022 | 3434 | 3434 | 2866 | 2866 | 1654 | 1654 | 1654 | 1654 | 1654 | 1654 | 1654 | 1654 | 1654
Total | Gas/Oil:Combustion Turbine | DEF | DEF | 3713.377 | 3713.377 | 3190.2243 | 2964.2243 | 2964.2243 | 1682.8 | 1682.8 | 1897.6 | 1897.6 | 1897.6 | 1897.6 | 2250.8 | 2250.8 | 1953.8 | 1953.8 | 1647.8 | 1647.8 | 1647.8 | 1647.8 | 1647.8 | 2503.8 | 2363.8 | 2358.8 | 2358.8 | 3214.8 | 3214.8 | 4712.8 | 4712.8 | 4712.8 | 4712.8 | 4712.8 | 4712.8 | 4712.8 | 4712.8 | 4712.8
Total | Gas/Oil:Steam Turbine | DEF | DEF | 2023: 1035; 2024: 1035; 2025: 1035; 2026: 1035; 2027: 1035; 2028: 1013; 2029: 1013; 2030: 1013; 2031: 1013; 2032: 1013; 2033: 1013; 2034: 1013; 2035: 1013; 2036: 1013; 2037: 1013; 2038: 1013; 2039: 1013; 2040: 1013; 2041: 1013; 2042: 0
Total | Nuclear:Nuclear | DEF | DEF | 2038: 1000; 2039: 1000; 2040: 2000; 2041: 2000; 2042: 3000; 2043: 3000; 2044: 4500; 2045: 4500; 2046: 6000; 2047: 6000; 2048: 7500; 2049: 7500; 2050: 9000; 2051: 9000; 2052: 9000; 2053: 9000; 2054: 9000; 2055: 9000; 2056: 9000; 2057: 9000
Total | Renewable:Biomass | DEF | DEF | 2023: 77.75; 2024: 77.75; 2025: 0; 2026: 0; 2027: 0; 2028: 0; 2029: 0; 2030: 0; 2031: 0; 2032: 0; 2033: 0; 2034: 0; 2035: 0; 2036: 0; 2037: 0; 2038: 0; 2039: 0; 2040: 0; 2041: 0; 2042: 0
Total | Renewable:Solar PV | DEF | DEF | 0 | 0 | 0 | 0 | 0 | 802.5708 | 798.5582 | 813.2903 | 827.9487 | 842.5343 | 838.3214 | 834.1297 | 829.9593 | 825.8093 | 821.6801 | 817.572 | 813.484 | 809.4168 | 805.3696 | 801.3426 | 797.3361 | 793.3492 | 789.3828 | 781.99 | 778.08 | 770.7825 | 772.8894 | 789.0723 | 797.0481 | 809.658 | 841.3734 | 855.0483 | 856.7337 | 852.4501 | 848.1878
Total | Renewable:Wind | DEF | DEF | 2043: 13.5; 2044: 27; 2045: 40.5; 2046: 54; 2047: 67.5; 2048: 81; 2049: 94.5; 2050: 94.5; 2051: 94.5; 2052: 94.5; 2053: 94.5; 2054: 94.5; 2055: 94.5; 2056: 94.5; 2057: 94.5
Total | Storage:Battery | DEF | DEF |  |  |  |  | 90 | 90 | 90 | 90 | 90 | 495 | 1035 | 1575 | 2025 | 2025 | 2025 | 2025 | 2250 | 2250 | 2250 | 2160 | 2250 | 2250 | 2250 | 2250 | 1845 | 1305 | 900 | 450 | 450 | 450 | 450 | 225 | 225 | 225 | 225
Solar 5
Resource | Type | BA | Area | 2023 | 2024 | 2025 | 2026 | 2027 | 2028 | 2029 | 2030 | 2031 | 2032 | 2033 | 2034 | 2035 | 2036 | 2037 | 2038 | 2039 | 2040 | 2041 | 2042 | 2043 | 2044 | 2045 | 2046 | 2047 | 2048 | 2049 | 2050 | 2051 | 2052 | 2053 | 2054 | 2055 | 2056 | 2057
AC | Demand:Demand Response | DEF | DEF | 0 | 0 | 0 | 0 | 0 | 387.1525 | 388.1168 | 389.0811 | 390.0453 | 391.0097 | 391.9739 | 392.9382 | 393.9026 | 394.8668 | 395.8311 | 396.7954 | 397.7597 | 398.724 | 399.6883 | 400.6526 | 401.6169 | 402.5811 | 403.5454 | 404.5097 | 405.474 | 406.4383 | 407.4026 | 408.3669 | 408.3669 | 408.3669 | 408.3669 | 408.3669 | 408.3669 | 408.3669 | 352.0174
Anclote 1 | Gas/Oil:Steam Turbine | DEF | DEF | 2023: 521; 2024: 521; 2025: 521; 2026: 521; 2027: 521; 2028: 508; 2029: 508; 2030: 508; 2031: 508; 2032: 508; 2033: 508; 2034: 508; 2035: 508; 2036: 508; 2037: 508; 2038: 508; 2039: 508; 2040: 508; 2041: 508; 2042: 0
Anclote 2 | Gas/Oil:Steam Turbine | DEF | DEF | 2023: 514; 2024: 514; 2025: 514; 2026: 514; 2027: 514; 2028: 505; 2029: 505; 2030: 505; 2031: 505; 2032: 505; 2033: 505; 2034: 505; 2035: 505; 2036: 505; 2037: 505; 2038: 505; 2039: 505; 2040: 505; 2041: 505; 2042: 0
As Avail | Gas/Oil:Combined Cycle | DEF | DEF | 0 | 0 | 0 | 0 | 0 | 0 | 0 | 0 | 0 | 0 | 0 | 0 | 0 | 0 | 0 | 0 | 0 | 0 | 0 | 0 | 0 | 0 | 0 | 0 | 0 | 0 | 0 | 0 | 0 | 0 | 0 | 0 | 0 | 0 | 0
As Avail PCS | Renewable:Biomass | DEF | DEF | 2023: 0; 2024: 0; 2025: 0; 2026: 0; 2027: 0; 2028: 0; 2029: 0; 2030: 0; 2031: 0; 2032: 0; 2033: 0; 2034: 0; 2035: 0; 2036: 0; 2037: 0; 2038: 0; 2039: 0; 2040: 0; 2041: 0; 2042: 0
Bartow CC 1 0 | Gas/Oil:Combined Cycle | DEF | DEF | 1194 | 1194 | 1294 | 1294 | 1294 | 1143 | 1143 | 1143 | 1143 | 1143 | 1143 | 1143 | 1143 | 1143 | 1143 | 1143 | 1143 | 1143 | 1143 | 1143 | 1143 | 1143 | 1143 | 1143 | 1143 | 1143 | 0
Bartow CC 1 PAG | Gas/Oil:Combined Cycle | DEF | DEF | 65 | 65 | 65 | 65 | 65 | 69 | 69 | 69 | 69 | 69 | 69 | 69 | 69 | 69 | 69 | 69 | 69 | 69 | 69 | 69 | 69 | 69 | 69 | 69 | 69 | 69 | 0
BARTOW_P 1 | Gas/Oil:Combustion Turbine | DEF | DEF | 2023: 50; 2024: 50; 2025: 50; 2026: 50; 2027: 50
BARTOW_P 2 | Gas/Oil:Combustion Turbine | DEF | DEF | 2023: 53; 2024: 53; 2025: 53; 2026: 53; 2027: 53; 2028: 41; 2029: 41; 2030: 41; 2031: 41; 2032: 41; 2033: 41; 2034: 0
BARTOW_P 3 | Gas/Oil:Combustion Turbine | DEF | DEF | 2023: 51; 2024: 51; 2025: 51; 2026: 51; 2027: 51
BARTOW_P 4 | Gas/Oil:Combustion Turbine | DEF | DEF | 2023: 58; 2024: 58; 2025: 58; 2026: 58; 2027: 58; 2028: 45; 2029: 45; 2030: 45; 2031: 45; 2032: 45; 2033: 45; 2034: 0
Battery 2 Hours | Storage:Battery | DEF | DEF | 2027: 90; 2028: 90; 2029: 90; 2030: 90; 2031: 90; 2032: 90; 2033: 90; 2034: 90; 2035: 90; 2036: 90; 2037: 90; 2038: 90; 2039: 90; 2040: 90; 2041: 90
Battery 4 Hours | Storage:Battery | DEF | DEF | [8 empty] | 45 | 360 | 855 | 1395 | 1845 | 1845 | 1845 | 1845 | 2070 | 2070 | 2070 | 2070 | 2070 | 2070 | 2115 | 2070 | 1755 | 1260 | 765 | 315 | 315 | 315 | 315 | 90 | 135 | 180 | 180
BAYBORO_P 1 | Gas/Oil:Combustion Turbine | DEF | DEF | 2023: 58; 2024: 58; 2025: 58
BAYBORO_P 2 | Gas/Oil:Combustion Turbine | DEF | DEF | 2023: 55; 2024: 55; 2025: 55
BAYBORO_P 3 | Gas/Oil:Combustion Turbine | DEF | DEF | 2023: 57; 2024: 57; 2025: 57
BAYBORO_P 4 | Gas/Oil:Combustion Turbine | DEF | DEF | 2023: 56; 2024: 56; 2025: 56
Citrus CC 1 | Gas/Oil:Combined Cycle | DEF | DEF | 864.2495 | 864.2495 | 864.2495 | 886.2495 | 886.2495 | 758.3281 | 758.3281 | 758.3281 | 758.3281 | 758.3281 | 758.3281 | 758.3281 | 758.3281 | 758.3281 | 758.3281 | 758.3281 | 758.3281 | 758.3281 | 758.3281 | 758.3281 | 758.3281 | 758.3281 | 758.3281 | 758.3281 | 758.3281 | 758.3281 | 758.3281 | 758.3281 | 758.3281 | 758.3281 | 758.3281 | 758.3281 | 758.3281 | 758.3281 | 758.3281
Citrus CC 1 Duct | Gas/Oil:Combined Cycle | DEF | DEF | 60.7505 | 60.7505 | 60.7505 | 60.7505 | 60.7505 | 70.6719 | 70.6719 | 70.6719 | 70.6719 | 70.6719 | 70.6719 | 70.6719 | 70.6719 | 70.6719 | 70.6719 | 70.6719 | 70.6719 | 70.6719 | 70.6719 | 70.6719 | 70.6719 | 70.6719 | 70.6719 | 70.6719 | 70.6719 | 70.6719 | 70.6719 | 70.6719 | 70.6719 | 70.6719 | 70.6719 | 70.6719 | 70.6719 | 70.6719 | 70.6719
Citrus CC 2 | Gas/Oil:Combined Cycle | DEF | DEF | 868.8851 | 868.8851 | 868.8851 | 868.8851 | 890.8851 | 751.824 | 751.824 | 751.824 | 751.824 | 751.824 | 751.824 | 751.824 | 751.824 | 751.824 | 751.824 | 751.824 | 751.824 | 751.824 | 751.824 | 751.824 | 751.824 | 751.824 | 751.824 | 751.824 | 751.824 | 751.824 | 751.824 | 751.824 | 751.824 | 751.824 | 751.824 | 751.824 | 751.824 | 751.824 | 751.824
Citrus CC 2 Duct | Gas/Oil:Combined Cycle | DEF | DEF | 60.1148 | 60.1148 | 60.1148 | 60.1148 | 60.1148 | 73.176 | 73.176 | 73.176 | 73.176 | 73.176 | 73.176 | 73.176 | 73.176 | 73.176 | 73.176 | 73.176 | 73.176 | 73.176 | 73.176 | 73.176 | 73.176 | 73.176 | 73.176 | 73.176 | 73.176 | 73.176 | 73.176 | 73.176 | 73.176 | 73.176 | 73.176 | 73.176 | 73.176 | 73.176 | 73.176
Crystal 4 | Coal:Conventional | DEF | DEF | 2023: 721; 2024: 721; 2025: 721; 2026: 721; 2027: 721; 2028: 712; 2029: 712; 2030: 712; 2031: 712; 2032: 712; 2033: 712; 2034: 0
Crystal 5 | Coal:Conventional | DEF | DEF | 2023: 721; 2024: 721; 2025: 721; 2026: 721; 2027: 721; 2028: 698; 2029: 698; 2030: 698; 2031: 698; 2032: 698; 2033: 698; 2034: 0
DEBARY 10 | Gas/Oil:Combustion Turbine | DEF | DEF | 2023: 88; 2024: 88; 2025: 88; 2026: 88; 2027: 88; 2028: 72; 2029: 72; 2030: 72; 2031: 72; 2032: 72; 2033: 72; 2034: 72; 2035: 72; 2036: 0
DEBARY 2 | Gas/Oil:Combustion Turbine | DEF | DEF | 2023: 57; 2024: 57; 2025: 57; 2026: 57; 2027: 57
DEBARY 3 | Gas/Oil:Combustion Turbine | DEF | DEF | 2023: 59; 2024: 59; 2025: 59; 2026: 59; 2027: 59
DEBARY 4 | Gas/Oil:Combustion Turbine | DEF | DEF | 2023: 59; 2024: 59; 2025: 59; 2026: 59; 2027: 59
DEBARY 5 | Gas/Oil:Combustion Turbine | DEF | DEF | 2023: 58; 2024: 58; 2025: 58; 2026: 58; 2027: 58
DEBARY 6 | Gas/Oil:Combustion Turbine | DEF | DEF | 2023: 59; 2024: 59; 2025: 59; 2026: 59; 2027: 59
DEBARY 7 | Gas/Oil:Combustion Turbine | DEF | DEF | 2023: 93; 2024: 93; 2025: 93; 2026: 93; 2027: 93; 2028: 74; 2029: 74; 2030: 74; 2031: 74; 2032: 74; 2033: 74; 2034: 74; 2035: 74; 2036: 0
DEBARY 8 | Gas/Oil:Combustion Turbine | DEF | DEF | 2023: 94; 2024: 94; 2025: 94; 2026: 94; 2027: 94; 2028: 75; 2029: 75; 2030: 75; 2031: 75; 2032: 75; 2033: 75; 2034: 75; 2035: 75; 2036: 0
DEBARY 9 | Gas/Oil:Combustion Turbine | DEF | DEF | 2023: 94; 2024: 94; 2025: 94; 2026: 94; 2027: 94; 2028: 76; 2029: 76; 2030: 76; 2031: 76; 2032: 76; 2033: 76; 2034: 76; 2035: 76; 2036: 0
DEF Nuclear Natrium | Nuclear:Nuclear | DEF | DEF | 2048: 1000; 2049: 1000; 2050: 2000; 2051: 2000; 2052: 3000; 2053: 3000; 2054: 4500; 2055: 4500; 2056: 6000; 2057: 6000
DEF Nuclear Natrium - Storage | Storage:Battery | DEF | DEF | 2048: 0; 2049: 0; 2050: 0; 2051: 0; 2052: 0; 2053: 0; 2054: 0; 2055: 0; 2056: 0; 2057: 0
DEF Nuclear Natrium - Storage PTC | Storage:Battery | DEF | DEF | 2038: 0; 2039: 0; 2040: 0; 2041: 0; 2042: 0; 2043: 0; 2044: 0; 2045: 0; 2046: 0; 2047: 0; 2048: 0; 2049: 0; 2050: 0; 2051: 0; 2052: 0; 2053: 0; 2054: 0; 2055: 0; 2056: 0; 2057: 0
DEF Nuclear Natrium PTC | Nuclear:Nuclear | DEF | DEF | 2038: 1000; 2039: 1000; 2040: 2000; 2041: 2000; 2042: 3000; 2043: 3000; 2044: 4500; 2045: 4500; 2046: 6000; 2047: 6000; 2048: 6500; 2049: 6500; 2050: 7000; 2051: 7000; 2052: 6000; 2053: 6000; 2054: 4500; 2055: 4500; 2056: 3000; 2057: 3000
Gen 190MW CT | Gas/Oil:Combustion Turbine | DEF | DEF | [6 empty] | 214.8 | 214.8 | 214.8 | 214.8 | 214.8 | 1288.8 | 1288.8 | 1288.8 | 1288.8 | 1288.8 | 1288.8 | 1288.8 | 1288.8 | 1288.8 | 1288.8 | 1288.8 | 1288.8 | 1288.8 | 1288.8 | 1288.8 | 1288.8 | 1288.8 | 1288.8 | 1288.8 | 1288.8 | 1288.8 | 1288.8 | 1288.8 | 1288.8
Gen 190MW CT H2 | Gas/Oil:Combustion Turbine | DEF | DEF | 2043: 856; 2044: 856; 2045: 1070; 2046: 1070; 2047: 1926; 2048: 1926; 2049: 3424; 2050: 3424; 2051: 3424; 2052: 3424; 2053: 3424; 2054: 3424; 2055: 3424; 2056: 3424; 2057: 3424
HEAT | Demand:Demand Response | DEF | DEF | 604.2549 | 617.7415 | 632.8314 | 633.7745 | 634.7177 | 0 | 0 | 0 | 0 | 0 | 0 | 0 | 0 | 0 | 0 | 0 | 0 | 0 | 0 | 0 | 0 | 0 | 0 | 0 | 0 | 0 | 0 | 0 | 0 | 0 | 0 | 0 | 0 | 0 | 0
Hines CC 1 | Gas/Oil:Combined Cycle | DEF | DEF | 2023: 521; 2024: 521; 2025: 521; 2026: 521; 2027: 521; 2028: 490; 2029: 490; 2030: 490; 2031: 490; 2032: 490; 2033: 490; 2034: 490; 2035: 490; 2036: 490; 2037: 490; 2038: 490; 2039: 0
Hines CC 2 | Gas/Oil:Combined Cycle | DEF | DEF | 549 | 549 | 549 | 614 | 614 | 597 | 597 | 597 | 597 | 597 | 597 | 597 | 597 | 597 | 597 | 597 | 597 | 597 | 597 | 597 | 0
Hines CC 3 | Gas/Oil:Combined Cycle | DEF | DEF | 555 | 555 | 555 | 555 | 620 | 588 | 588 | 588 | 588 | 588 | 588 | 588 | 588 | 588 | 588 | 588 | 588 | 588 | 588 | 588 | 588 | 588 | 0
Hines CC 4 | Gas/Oil:Combined Cycle | DEF | DEF | 544 | 544 | 544 | 544 | 544 | 568 | 568 | 568 | 568 | 568 | 568 | 568 | 568 | 568 | 568 | 568 | 568 | 568 | 568 | 568 | 568 | 568 | 568 | 568 | 0
INT CITY 1 | Gas/Oil:Combustion Turbine | DEF | DEF | 2023: 61; 2024: 61; 2025: 61; 2026: 61; 2027: 61; 2028: 45; 2029: 45; 2030: 45; 2031: 45; 2032: 45; 2033: 45; 2034: 0
INT CITY 10 | Gas/Oil:Combustion Turbine | DEF | DEF | 2023: 86; 2024: 86; 2025: 86; 2026: 86; 2027: 86; 2028: 74; 2029: 74; 2030: 74; 2031: 74; 2032: 74; 2033: 74; 2034: 74; 2035: 74; 2036: 74; 2037: 74; 2038: 0
INT CITY 11 | Gas/Oil:Combustion Turbine | DEF | DEF | 161 | 161 | 161 | 161 | 161 | 140 | 140 | 140 | 140 | 140 | 140 | 140 | 140 | 140 | 140 | 140 | 140 | 140 | 140 | 140 | 140 | 0
INT CITY 12 | Gas/Oil:Combustion Turbine | DEF | DEF | 89 | 89 | 89 | 89 | 89 | 73 | 73 | 73 | 73 | 73 | 73 | 73 | 73 | 73 | 73 | 73 | 73 | 73 | 73 | 73 | 73 | 73 | 0
INT CITY 13 | Gas/Oil:Combustion Turbine | DEF | DEF | 91 | 91 | 91 | 91 | 91 | 73 | 73 | 73 | 73 | 73 | 73 | 73 | 73 | 73 | 73 | 73 | 73 | 73 | 73 | 73 | 73 | 73 | 0
INT CITY 14 | Gas/Oil:Combustion Turbine | DEF | DEF | 90 | 90 | 90 | 90 | 90 | 73 | 73 | 73 | 73 | 73 | 73 | 73 | 73 | 73 | 73 | 73 | 73 | 73 | 73 | 73 | 73 | 73 | 0
INT CITY 2 | Gas/Oil:Combustion Turbine | DEF | DEF | 2023: 60; 2024: 60; 2025: 60; 2026: 60; 2027: 60; 2028: 46; 2029: 46; 2030: 46; 2031: 46; 2032: 46; 2033: 46; 2034: 0
INT CITY 3 | Gas/Oil:Combustion Turbine | DEF | DEF | 2023: 61; 2024: 61; 2025: 61; 2026: 61; 2027: 61; 2028: 46; 2029: 46; 2030: 46; 2031: 46; 2032: 46; 2033: 46; 2034: 0
INT CITY 4 | Gas/Oil:Combustion Turbine | DEF | DEF | 2023: 62; 2024: 62; 2025: 62; 2026: 62; 2027: 62; 2028: 46; 2029: 46; 2030: 46; 2031: 46; 2032: 46; 2033: 46; 2034: 0
INT CITY 5 | Gas/Oil:Combustion Turbine | DEF | DEF | 2023: 59; 2024: 59; 2025: 59; 2026: 59; 2027: 59; 2028: 45; 2029: 45; 2030: 45; 2031: 45; 2032: 45; 2033: 45; 2034: 0
INT CITY 6 | Gas/Oil:Combustion Turbine | DEF | DEF | 2023: 60; 2024: 60; 2025: 60; 2026: 60; 2027: 60; 2028: 47; 2029: 47; 2030: 47; 2031: 47; 2032: 47; 2033: 47; 2034: 0
INT CITY 7 | Gas/Oil:Combustion Turbine | DEF | DEF | 2023: 90; 2024: 90; 2025: 90; 2026: 90; 2027: 90; 2028: 78; 2029: 78; 2030: 78; 2031: 78; 2032: 78; 2033: 78; 2034: 78; 2035: 78; 2036: 78; 2037: 78; 2038: 0
INT CITY 8 | Gas/Oil:Combustion Turbine | DEF | DEF | 2023: 88; 2024: 88; 2025: 88; 2026: 88; 2027: 88; 2028: 77; 2029: 77; 2030: 77; 2031: 77; 2032: 77; 2033: 77; 2034: 77; 2035: 77; 2036: 77; 2037: 77; 2038: 0
INT CITY 9 | Gas/Oil:Combustion Turbine | DEF | DEF | 2023: 88; 2024: 88; 2025: 88; 2026: 88; 2027: 88; 2028: 77; 2029: 77; 2030: 77; 2031: 77; 2032: 77; 2033: 77; 2034: 77; 2035: 77; 2036: 77; 2037: 77; 2038: 0
INTER | Demand:Demand Response | DEF | DEF | 379.5299 | 379.5299 | 379.5299 | 379.5299 | 379.5299 | 407.7222 | 407.7222 | 407.7222 | 407.7222 | 407.7222 | 407.7222 | 407.7222 | 407.7222 | 407.7222 | 407.7222 | 407.7222 | 407.7222 | 407.7222 | 407.7222 | 407.7222 | 407.7222 | 407.7222 | 407.7222 | 407.7222 | 407.7222 | 407.7222 | 407.7222 | 407.7222 | 407.7222 | 407.7222 | 407.7222 | 407.7222 | 407.7222 | 407.7222 | 419.4718
Mulberry | Gas/Oil:Combined Cycle | DEF | DEF | 2023: 115; 2024: 115
New DEF OnShore Wind | Renewable:Wind | DEF | DEF | 2048: 13.5; 2049: 27; 2050: 27; 2051: 27; 2052: 27; 2053: 40.5; 2054: 54; 2055: 67.5; 2056: 81; 2057: 94.5
New DEF OnShore Wind PTC | Renewable:Wind | DEF | DEF | 2043: 13.5; 2044: 27; 2045: 40.5; 2046: 54; 2047: 67.5; 2048: 67.5; 2049: 67.5; 2050: 67.5; 2051: 67.5; 2052: 67.5; 2053: 54; 2054: 40.5; 2055: 27; 2056: 13.5; 2057: 0
NSG Vand CT 1 | Gas/Oil:Combustion Turbine | DEF | DEF | 2023: 175.3061; 2024: 175.3061; 2025: 175.3061; 2026: 175.3061; 2027: 175.3061
NSG Vand CT 2 | Gas/Oil:Combustion Turbine | DEF | DEF | 2023: 175.3061; 2024: 175.3061; 2025: 175.3061; 2026: 175.3061; 2027: 175.3061
NSG Vand CT 3 | Gas/Oil:Combustion Turbine | DEF | DEF | 2023: 175.3061; 2024: 175.3061; 2025: 175.3061; 2026: 175.3061; 2027: 175.3061
NSG Vand CT 4 | Gas/Oil:Combustion Turbine | DEF | DEF | 2023: 175.3061; 2024: 175.3061; 2025: 175.3061; 2026: 175.3061; 2027: 175.3061
Orange Cogen | Gas/Oil:Combined Cycle | DEF | DEF | 2023: 104; 2024: 104; 2025: 104
Orlando Cogen | Gas/Oil:Combined Cycle | DEF | DEF | 2023: 115
Osprey 1 0 | Gas/Oil:Combined Cycle | DEF | DEF | 2023: 245; 2024: 245
Osprey 1 1 | Gas/Oil:Combined Cycle | DEF | DEF | 2023: 0; 2024: 0
Osprey 1 2 | Gas/Oil:Combined Cycle | DEF | DEF | 2023: 0; 2024: 0
OspreyAcq | Gas/Oil:Combined Cycle | DEF | DEF |  | 0 | 602.7501 | 602.7501 | 602.7501 | 543.1 | 543.1 | 543.1 | 543.1 | 543.1 | 543.1 | 543.1 | 543.1 | 543.1 | 543.1 | 543.1 | 543.1 | 543.1 | 543.1 | 543.1 | 543.1 | 0
OspreyAcqDF | Gas/Oil:Combined Cycle | DEF | DEF |  | 0 | 42.2499 | 42.2499 | 42.2499 | 53.216 | 53.216 | 53.216 | 53.216 | 53.216 | 53.216 | 53.216 | 53.216 | 53.216 | 53.216 | 53.216 | 53.216 | 53.216 | 53.216 | 53.216 | 53.216 | 0
Pasco County | Renewable:Biomass | DEF | DEF | 2023: 23; 2024: 23; 2025: 0; 2026: 0; 2027: 0; 2028: 0; 2029: 0; 2030: 0; 2031: 0; 2032: 0; 2033: 0; 2034: 0; 2035: 0; 2036: 0; 2037: 0; 2038: 0; 2039: 0; 2040: 0; 2041: 0; 2042: 0
Pinellas County | Renewable:Biomass | DEF | DEF | 2023: 54.75; 2024: 54.75; 2025: 0; 2026: 0; 2027: 0; 2028: 0; 2029: 0; 2030: 0; 2031: 0; 2032: 0; 2033: 0; 2034: 0; 2035: 0; 2036: 0; 2037: 0; 2038: 0; 2039: 0; 2040: 0; 2041: 0; 2042: 0
Shady Hills 1 | Gas/Oil:Combustion Turbine | DEF | DEF | 2023: 174.3842; 2024: 174.3842
Shady Hills 2 | Gas/Oil:Combustion Turbine | DEF | DEF | 2023: 174.3842; 2024: 174.3842
Shady Hills 3 | Gas/Oil:Combustion Turbine | DEF | DEF | 2023: 174.3842; 2024: 174.3842
Solar 3rdParty Block 1 | Renewable:Solar PV | DEF | DEF |  | 0 | 0 | 0 | 0 | 0 | 0 | 0 | 0 | 0 | 0 | 0 | 0 | 0 | 0 | 0 | 0 | 0 | 0 | 0 | 0 | 0 | 0 | 0 | 0 | 0 | 0 | 0 | 0 | 0 | 0 | 0 | 0 | 0 | 0
Solar 3rdParty Block 2 | Renewable:Solar PV | DEF | DEF | [9 empty] | 0 | 0 | 0 | 0 | 0 | 0 | 0 | 0 | 0 | 0 | 0 | 0 | 0 | 0 | 0 | 0 | 0 | 0 | 0 | 0 | 0 | 0 | 0 | 0 | 0 | 0
Solar 3rdParty Block 3 | Renewable:Solar PV | DEF | DEF | 2040: 0; 2041: 0; 2042: 0; 2043: 0; 2044: 0; 2045: 0; 2046: 0; 2047: 0; 2048: 0; 2049: 0; 2050: 0; 2051: 0; 2052: 0; 2053: 0; 2054: 0; 2055: 0; 2056: 0; 2057: 0
Solar 3rdParty Block 4 | Renewable:Solar PV | DEF | DEF | 2048: 0; 2049: 0; 2050: 0; 2051: 0; 2052: 0; 2053: 0; 2054: 0; 2055: 0; 2056: 0; 2057: 0
Solar DEF Bay Ranch | Renewable:Solar PV | DEF | DEF | 0 | 0 | 0 | 0 | 0 | 41.6363 | 41.4281 | 41.221 | 41.0149 | 40.8098 | 40.6058 | 40.4027 | 40.2007 | 39.9997 | 39.7997 | 39.6007 | 39.4027 | 39.2057 | 39.0097 | 38.8146 | 38.6205 | 38.4274 | 38.2353 | 38.0441 | 37.8539 | 37.6646 | 37.4763 | 37.2889 | 37.1025 | 36.917 | 42.693 | 42.4795 | 42.2671 | 42.0558 | 41.8455
Solar DEF Bay Trail | Renewable:Solar PV | DEF | DEF | 0 | 0 | 0 | 0 | 0 | 41.6363 | 41.4281 | 41.221 | 41.0149 | 40.8098 | 40.6058 | 40.4027 | 40.2007 | 39.9997 | 39.7997 | 39.6007 | 39.4027 | 39.2057 | 39.0097 | 38.8146 | 38.6205 | 38.4274 | 38.2353 | 38.0441 | 37.8539 | 37.6646 | 37.4763 | 37.2889 | 37.1025 | 36.917 | 42.693 | 42.4795 | 42.2671 | 42.0558 | 41.8455
Solar DEF Charlie Creek | Renewable:Solar PV | DEF | DEF | 0 | 0 | 0 | 0 | 0 | 41.6363 | 41.4281 | 41.221 | 41.0149 | 40.8098 | 40.6058 | 40.4027 | 40.2007 | 39.9997 | 39.7997 | 39.6007 | 39.4027 | 39.2057 | 39.0097 | 38.8146 | 38.6205 | 38.4274 | 38.2353 | 38.0441 | 37.8539 | 37.6646 | 37.4763 | 37.2889 | 37.1025 | 36.917 | 42.693 | 42.4795 | 42.2671 | 42.0558 | 41.8455
Solar DEF Columbia | Renewable:Solar PV | DEF | DEF | 0 | 0 | 0 | 0 | 0 | 41.0149 | 40.8098 | 40.6058 | 40.4027 | 40.2007 | 39.9997 | 39.7997 | 39.6007 | 39.4027 | 39.2057 | 39.0097 | 38.8146 | 38.6205 | 38.4274 | 38.2353 | 38.0441 | 37.8539 | 37.6646 | 37.4763 | 37.2889 | 37.1025 | 36.917 | 42.693 | 42.4795 | 42.2671 | 42.0558 | 41.8455 | 41.6363 | 41.4281 | 41.221
Solar DEF County Line | Renewable:Solar PV | DEF | DEF |  |  | 0 | 0 | 0 | 42.0558 | 41.8455 | 41.6363 | 41.4281 | 41.221 | 41.0149 | 40.8098 | 40.6058 | 40.4027 | 40.2007 | 39.9997 | 39.7997 | 39.6007 | 39.4027 | 39.2057 | 39.0097 | 38.8146 | 38.6205 | 38.4274 | 38.2353 | 38.0441 | 37.8539 | 37.6646 | 37.4763 | 37.2889 | 37.1025 | 36.917 | 42.693 | 42.4795 | 42.2671
Solar DEF Debary | Renewable:Solar PV | DEF | DEF | 0 | 0 | 0 | 0 | 0 | 32.2072 | 32.0462 | 31.886 | 31.7265 | 31.5679 | 31.4101 | 31.253 | 31.0968 | 30.9413 | 30.7866 | 30.6326 | 30.4795 | 30.3271 | 30.1754 | 30.0246 | 29.8744 | 29.7251 | 29.5764 | 29.4286 | 29.2814 | 29.135 | 28.9893 | 33.525 | 33.3574 | 33.1906 | 33.0246 | 32.8595 | 32.6952 | 32.5317 | 32.3691
Solar DEF Duette | Renewable:Solar PV | DEF | DEF | 0 | 0 | 0 | 0 | 0 | 41.2069 | 41.0008 | 40.7958 | 40.5919 | 40.3889 | 40.1869 | 39.986 | 39.7861 | 39.5872 | 39.3892 | 39.1923 | 38.9963 | 38.8013 | 38.6073 | 38.4143 | 38.2222 | 38.0311 | 37.841 | 37.6517 | 37.4635 | 37.2762 | 37.0898 | 36.9043 | 36.7198 | 42.465 | 42.2527 | 42.0414 | 41.8312 | 41.6221 | 41.4139
Solar DEF Falmouth | Renewable:Solar PV | DEF | DEF |  | 0 | 0 | 0 | 0 | 41.8455 | 41.6363 | 41.4281 | 41.221 | 41.0149 | 40.8098 | 40.6058 | 40.4027 | 40.2007 | 39.9997 | 39.7997 | 39.6007 | 39.4027 | 39.2057 | 39.0097 | 38.8146 | 38.6205 | 38.4274 | 38.2353 | 38.0441 | 37.8539 | 37.6646 | 37.4763 | 37.2889 | 37.1025 | 36.917 | 42.693 | 42.4795 | 42.2671 | 42.0558
Solar DEF Fort Green | Renewable:Solar PV | DEF | DEF | 0 | 0 | 0 | 0 | 0 | 32.7064 | 32.5429 | 32.3802 | 32.2183 | 32.0572 | 31.8969 | 31.7374 | 31.5787 | 31.4208 | 31.2637 | 31.1074 | 30.9519 | 30.7971 | 30.6431 | 30.4899 | 30.3375 | 30.1858 | 30.0348 | 29.8847 | 29.7352 | 29.5866 | 29.4386 | 29.2914 | 29.145 | 33.705 | 33.5365 | 33.3688 | 33.202 | 33.0359 | 32.8708
Solar DEF Hamilton | Renewable:Solar PV | DEF | DEF | 0 | 0 | 0 | 0 | 0 | 40.8098 | 40.6058 | 40.4027 | 40.2007 | 39.9997 | 39.7997 | 39.6007 | 39.4027 | 39.2057 | 39.0097 | 38.8146 | 38.6205 | 38.4274 | 38.2353 | 38.0441 | 37.8539 | 37.6646 | 37.4763 | 37.2889 | 37.1025 | 36.917 | 42.693 | 42.4795 | 42.2671 | 42.0558 | 41.8455 | 41.6363 | 41.4281 | 41.221 | 41.0149
Solar DEF Hardeetown | Renewable:Solar PV | DEF | DEF | 0 | 0 | 0 | 0 | 0 | 41.6363 | 41.4281 | 41.221 | 41.0149 | 40.8098 | 40.6058 | 40.4027 | 40.2007 | 39.9997 | 39.7997 | 39.6007 | 39.4027 | 39.2057 | 39.0097 | 38.8146 | 38.6205 | 38.4274 | 38.2353 | 38.0441 | 37.8539 | 37.6646 | 37.4763 | 37.2889 | 37.1025 | 36.917 | 42.693 | 42.4795 | 42.2671 | 42.0558 | 41.8455
Solar DEF High Spring | Renewable:Solar PV | DEF | DEF | 0 | 0 | 0 | 0 | 0 | 41.6363 | 41.4281 | 41.221 | 41.0149 | 40.8098 | 40.6058 | 40.4027 | 40.2007 | 39.9997 | 39.7997 | 39.6007 | 39.4027 | 39.2057 | 39.0097 | 38.8146 | 38.6205 | 38.4274 | 38.2353 | 38.0441 | 37.8539 | 37.6646 | 37.4763 | 37.2889 | 37.1025 | 36.917 | 42.693 | 42.4795 | 42.2671 | 42.0558 | 41.8455
Solar DEF Hildreth | Renewable:Solar PV | DEF | DEF | 0 | 0 | 0 | 0 | 0 | 41.6363 | 41.4281 | 41.221 | 41.0149 | 40.8098 | 40.6058 | 40.4027 | 40.2007 | 39.9997 | 39.7997 | 39.6007 | 39.4027 | 39.2057 | 39.0097 | 38.8146 | 38.6205 | 38.4274 | 38.2353 | 38.0441 | 37.8539 | 37.6646 | 37.4763 | 37.2889 | 37.1025 | 36.917 | 42.693 | 42.4795 | 42.2671 | 42.0558 | 41.8455
Solar DEF Lake Placid | Renewable:Solar PV | DEF | DEF | 0 | 0 | 0 | 0 | 0 | 24.6418 | 24.5186 | 24.396 | 24.274 | 24.1526 | 24.0319 | 23.9117 | 23.7921 | 23.6732 | 23.5548 | 23.437 | 23.3199 | 23.2033 | 23.0872 | 22.9718 | 22.857 | 22.7427 | 22.629 | 22.5158 | 22.4032 | 22.2912 | 22.1798 | 25.65 | 25.5218 | 25.3941 | 25.2672 | 25.1408 | 25.0151 | 24.8901 | 24.7656
Solar DEF Mule Creek | Renewable:Solar PV | DEF | DEF |  | 0 | 0 | 0 | 0 | 41.8455 | 41.6363 | 41.4281 | 41.221 | 41.0149 | 40.8098 | 40.6058 | 40.4027 | 40.2007 | 39.9997 | 39.7997 | 39.6007 | 39.4027 | 39.2057 | 39.0097 | 38.8146 | 38.6205 | 38.4274 | 38.2353 | 38.0441 | 37.8539 | 37.6646 | 37.4763 | 37.2889 | 37.1025 | 36.917 | 42.693 | 42.4795 | 42.2671 | 42.0558
Solar DEF NEW 1 | Renewable:Solar PV | DEF | DEF | [12 empty] | 35.6191 | 35.441 | 35.2638 | 35.0875 | 34.912 | 34.7375 | 34.5638 | 34.3909 | 34.219 | 34.0479 | 33.8777 | 33.7083 | 33.5397 | 33.372 | 33.2052 | 33.0391 | 32.874 | 32.7096 | 32.546 | 32.3833 | 0
Solar DEF NEW 1 PTC | Renewable:Solar PV | DEF | DEF | 2025: 0; 2026: 0; 2027: 0; 2028: 36.8911; 2029: 36.7066; 2030: 36.5231; 2031: 36.3405; 2032: 36.1588; 2033: 35.978; 2034: 35.7981; 2035: 0
Solar DEF NEW 2 | Renewable:Solar PV | DEF | DEF | [12 empty] | 0 | 35.6191 | 35.441 | 35.2638 | 35.0875 | 34.912 | 34.7375 | 34.5638 | 34.3909 | 34.219 | 34.0479 | 33.8777 | 33.7083 | 33.5397 | 33.372 | 33.2052 | 33.0391 | 32.874 | 32.7096 | 32.546 | 32.3833
Solar DEF NEW 2 PTC | Renewable:Solar PV | DEF | DEF | 2025: 0; 2026: 0; 2027: 0; 2028: 37.0764; 2029: 36.8911; 2030: 36.7066; 2031: 36.5231; 2032: 36.3405; 2033: 36.1588; 2034: 35.978; 2035: 35.7981
Solar DEF NEW 5 | Renewable:Solar PV | DEF | DEF | [13 empty] | 17.8095 | 17.7205 | 17.6319 | 17.5437 | 17.456 | 17.3687 | 17.2819 | 17.1955 | 17.1095 | 17.024 | 16.9388 | 16.8541 | 16.7699 | 16.686 | 16.6026 | 16.5196 | 16.437 | 16.3548 | 16.273 | 16.1917 | 0
Solar DEF NEW 5 PTC | Renewable:Solar PV | DEF | DEF | 2026: 0; 2027: 0; 2028: 18.5382; 2029: 18.4455; 2030: 18.3533; 2031: 18.2615; 2032: 18.1702; 2033: 18.0794; 2034: 17.989; 2035: 17.899; 2036: 0
Solar DEF Osc Perry Suw | Renewable:Solar PV | DEF | DEF | 0 | 0 | 0 | 0 | 0 | 7.5375 | 7.4998 | 7.4623 | 7.425 | 7.3879 | 7.3509 | 7.3142 | 7.2776 | 7.2412 | 7.205 | 7.169 | 7.1332 | 7.0975 | 7.062 | 7.0267 | 6.9916 | 6.9566 | 6.9218 | 3.4416 | 3.4241
Solar DEF Sandy Creek | Renewable:Solar PV | DEF | DEF | 0 | 0 | 0 | 0 | 0 | 41.4281 | 41.221 | 41.0149 | 40.8098 | 40.6058 | 40.4027 | 40.2007 | 39.9997 | 39.7997 | 39.6007 | 39.4027 | 39.2057 | 39.0097 | 38.8146 | 38.6205 | 38.4274 | 38.2353 | 38.0441 | 37.8539 | 37.6646 | 37.4763 | 37.2889 | 37.1025 | 36.917 | 42.693 | 42.4795 | 42.2671 | 42.0558 | 41.8455 | 41.6363
Solar DEF Santa Fe | Renewable:Solar PV | DEF | DEF | 0 | 0 | 0 | 0 | 0 | 41.221 | 41.0149 | 40.8098 | 40.6058 | 40.4027 | 40.2007 | 39.9997 | 39.7997 | 39.6007 | 39.4027 | 39.2057 | 39.0097 | 38.8146 | 38.6205 | 38.4274 | 38.2353 | 38.0441 | 37.8539 | 37.6646 | 37.4763 | 37.2889 | 37.1025 | 36.917 | 42.693 | 42.4795 | 42.2671 | 42.0558 | 41.8455 | 41.6363 | 41.4281
Solar DEF St Pete Pier | Renewable:Solar PV | DEF | DEF | 0 | 0 | 0 | 0 | 0 | 0.1512 | 0.15075 | 0.14985 | 0.14895 | 0.1485 | 0.1476 | 0.1467 | 0.14625 | 0.14535 | 0.14445 | 0.144 | 0.1431 | 0.14265 | 0.14175 | 0.14085 | 0.1404 | 0.1395 | 0.13905 | 0.13815 | 0.1377 | 0.1368 | 0.13635
Solar DEF Trenton | Renewable:Solar PV | DEF | DEF | 0 | 0 | 0 | 0 | 0 | 41.0149 | 40.8098 | 40.6058 | 40.4027 | 40.2007 | 39.9997 | 39.7997 | 39.6007 | 39.4027 | 39.2057 | 39.0097 | 38.8146 | 38.6205 | 38.4274 | 38.2353 | 38.0441 | 37.8539 | 37.6646 | 37.4763 | 37.2889 | 37.1025 | 36.917 | 42.693 | 42.4795 | 42.2671 | 42.0558 | 41.8455 | 41.6363 | 41.4281 | 41.221
Solar DEF Twin Rivers | Renewable:Solar PV | DEF | DEF | 0 | 0 | 0 | 0 | 0 | 41.221 | 41.0149 | 40.8098 | 40.6058 | 40.4027 | 40.2007 | 39.9997 | 39.7997 | 39.6007 | 39.4027 | 39.2057 | 39.0097 | 38.8146 | 38.6205 | 38.4274 | 38.2353 | 38.0441 | 37.8539 | 37.6646 | 37.4763 | 37.2889 | 37.1025 | 36.917 | 42.693 | 42.4795 | 42.2671 | 42.0558 | 41.8455 | 41.6363 | 41.4281
Solar DEF Winquepin | Renewable:Solar PV | DEF | DEF |  | 0 | 0 | 0 | 0 | 41.8455 | 41.6363 | 41.4281 | 41.221 | 41.0149 | 40.8098 | 40.6058 | 40.4027 | 40.2007 | 39.9997 | 39.7997 | 39.6007 | 39.4027 | 39.2057 | 39.0097 | 38.8146 | 38.6205 | 38.4274 | 38.2353 | 38.0441 | 37.8539 | 37.6646 | 37.4763 | 37.2889 | 37.1025 | 36.917 | 42.693 | 42.4795 | 42.2671 | 42.0558
Solar+Storage DEF NEW 1 | Renewable:Solar PV | DEF | DEF | 2039: 0; 2040: 17.8095; 2041: 35.53; 2042: 53.1619; 2043: 52.8961; 2044: 52.6316; 2045: 52.3685; 2046: 52.1066; 2047: 51.8461; 2048: 51.5869; 2049: 51.3289; 2050: 51.0723; 2051: 50.8169; 2052: 50.5629; 2053: 50.3101; 2054: 50.0585; 2055: 49.8082; 2056: 49.5592; 2057: 49.3114
Solar+Storage DEF NEW 1 PTC + ITC | Renewable:Solar PV | DEF | DEF | 2029: 0; 2030: 18.725; 2031: 37.3564; 2032: 55.8946; 2033: 55.6151; 2034: 55.3371; 2035: 55.0604; 2036: 54.7851; 2037: 54.5111; 2038: 54.2386; 2039: 53.9674; 2040: 35.888; 2041: 17.899
Standby | Demand:Demand Response | DEF | DEF | 102.5822 | 106.429 | 110.2758 | 114.1227 | 117.9695 | 124.0603 | 127.9071 | 131.754 | 135.6008 | 139.4476 | 143.2945 | 147.1413 | 150.9881 | 154.835 | 158.6818 | 162.5286 | 166.3755 | 170.2223 | 174.0691 | 177.916 | 181.7628 | 185.6096 | 189.4565 | 193.3033 | 197.1501 | 200.9969 | 204.8438 | 208.6906 | 208.6906 | 208.6906 | 208.6906 | 208.6906 | 208.6906 | 208.6906 | 209.9729
SUWANNEE_P 1 | Gas/Oil:Combustion Turbine | DEF | DEF | 2023: 65; 2024: 65; 2025: 65; 2026: 65; 2027: 65; 2028: 48; 2029: 48; 2030: 48; 2031: 48; 2032: 48; 2033: 48; 2034: 0
SUWANNEE_P 2 | Gas/Oil:Combustion Turbine | DEF | DEF | 2023: 64; 2024: 64; 2025: 64; 2026: 64; 2027: 64; 2028: 48; 2029: 48; 2030: 48; 2031: 48; 2032: 48; 2033: 48; 2034: 0
SUWANNEE_P 3 | Gas/Oil:Combustion Turbine | DEF | DEF | 2023: 65; 2024: 65; 2025: 65; 2026: 65; 2027: 65; 2028: 49; 2029: 49; 2030: 49; 2031: 49; 2032: 49; 2033: 49; 2034: 0
Tigerbay 1 | Gas/Oil:Combined Cycle | DEF | DEF | 2023: 230; 2024: 230; 2025: 230; 2026: 252; 2027: 252; 2028: 221; 2029: 221; 2030: 221; 2031: 221; 2032: 221; 2033: 221; 2034: 221; 2035: 0
U OF FL 1 | Gas/Oil:Combustion Turbine | DEF | DEF | 2023: 50; 2024: 50; 2025: 50; 2026: 50; 2027: 50
Voltage Red | Demand:Demand Response | DEF | DEF | 119.5659 | 135.6887 | 135.8505 | 136.3053 | 136.7441 | 0 | 0 | 0 | 0 | 0 | 0 | 0 | 0 | 0 | 0 | 0 | 0 | 0 | 0 | 0 | 0 | 0 | 0 | 0 | 0 | 0 | 0 | 0 | 0 | 0 | 0 | 0 | 0 | 0 | 162.3159
WaterHtr_PP | Demand:Demand Response | DEF | DEF | 164.5851 | 168.2585 | 172.3687 | 172.6255 | 172.8824 | 94.0475 | 94.2832 | 94.519 | 94.7547 | 94.9904 | 95.2261 | 95.4618 | 95.6975 | 95.9332 | 96.1689 | 96.4046 | 96.6403 | 96.876 | 97.1117 | 97.3475 | 97.5832 | 97.8189 | 98.0546 | 98.2903 | 98.526 | 98.7617 | 98.9974 | 99.2331 | 99.2331 | 99.2331 | 99.2331 | 99.2331 | 99.2331 | 99.2331 | 95.8814
Total |  |  |  | 13729.6451 | 13651.7746 | 13459.0806 | 13243.5822 | 13426.0678 | 11815.3749 | 12030.7468 | 12050.0655 | 12114.3128 | 12448.4896 | 12943.8702 | 12642.2742 | 12871.7019 | 12575.1521 | 12575.6254 | 13270.1219 | 13005.6409 | 14006.1828 | 14006.7468 | 13904.3334 | 14177.4425 | 14955.2575 | 14421.411 | 15887.1404 | 15874.3545 | 16890.1833 | 16701.4187 | 17772.232 | 17779.7936 | 17791.9913 | 17823.2966 | 17611.5635 | 17625.6215 | 17617.7629 | 17729.1472
Group Totals
Resource | Type | BA | Area | 2023 | 2024 | 2025 | 2026 | 2027 | 2028 | 2029 | 2030 | 2031 | 2032 | 2033 | 2034 | 2035 | 2036 | 2037 | 2038 | 2039 | 2040 | 2041 | 2042 | 2043 | 2044 | 2045 | 2046 | 2047 | 2048 | 2049 | 2050 | 2051 | 2052 | 2053 | 2054 | 2055 | 2056 | 2057
Total | Coal:Conventional | DEF | DEF | 2023: 1442; 2024: 1442; 2025: 1442; 2026: 1442; 2027: 1442; 2028: 1410; 2029: 1410; 2030: 1410; 2031: 1410; 2032: 1410; 2033: 1410; 2034: 0
Total | Demand:Demand Response | DEF | DEF | 1370.518 | 1407.6476 | 1430.8563 | 1436.3579 | 1441.8436 | 1012.9825 | 1018.0294 | 1023.0762 | 1028.123 | 1033.1699 | 1038.2167 | 1043.2635 | 1048.3104 | 1053.3572 | 1058.404 | 1063.4508 | 1068.4977 | 1073.5445 | 1078.5913 | 1083.6382 | 1088.685 | 1093.7318 | 1098.7787 | 1103.8255 | 1108.8723 | 1113.9192 | 1118.966 | 1124.0128 | 1124.0128 | 1124.0128 | 1124.0128 | 1124.0128 | 1124.0128 | 1124.0128 | 1239.6593
Total | Gas/Oil:Combined Cycle | DEF | DEF | 6091 | 5976 | 6361 | 6366 | 6453 | 5926.316 | 5926.316 | 5926.316 | 5926.316 | 5926.316 | 5926.316 | 5926.316 | 5705.316 | 5705.316 | 5705.316 | 5705.316 | 5215.316 | 5215.316 | 5215.316 | 5215.316 | 4618.316 | 4022 | 3434 | 3434 | 2866 | 2866 | 1654 | 1654 | 1654 | 1654 | 1654 | 1654 | 1654 | 1654 | 1654
Total | Gas/Oil:Combustion Turbine | DEF | DEF | 3713.377 | 3713.377 | 3190.2243 | 2964.2243 | 2964.2243 | 1468 | 1682.8 | 1682.8 | 1682.8 | 1682.8 | 1682.8 | 2250.8 | 2250.8 | 1953.8 | 1953.8 | 1647.8 | 1647.8 | 1647.8 | 1647.8 | 1647.8 | 2503.8 | 2363.8 | 2358.8 | 2358.8 | 3214.8 | 3214.8 | 4712.8 | 4712.8 | 4712.8 | 4712.8 | 4712.8 | 4712.8 | 4712.8 | 4712.8 | 4712.8
Total | Gas/Oil:Steam Turbine | DEF | DEF | 2023: 1035; 2024: 1035; 2025: 1035; 2026: 1035; 2027: 1035; 2028: 1013; 2029: 1013; 2030: 1013; 2031: 1013; 2032: 1013; 2033: 1013; 2034: 1013; 2035: 1013; 2036: 1013; 2037: 1013; 2038: 1013; 2039: 1013; 2040: 1013; 2041: 1013; 2042: 0
Total | Nuclear:Nuclear | DEF | DEF | 2038: 1000; 2039: 1000; 2040: 2000; 2041: 2000; 2042: 3000; 2043: 3000; 2044: 4500; 2045: 4500; 2046: 6000; 2047: 6000; 2048: 7500; 2049: 7500; 2050: 9000; 2051: 9000; 2052: 9000; 2053: 9000; 2054: 9000; 2055: 9000; 2056: 9000; 2057: 9000
Total | Renewable:Biomass | DEF | DEF | 2023: 77.75; 2024: 77.75; 2025: 0; 2026: 0; 2027: 0; 2028: 0; 2029: 0; 2030: 0; 2031: 0; 2032: 0; 2033: 0; 2034: 0; 2035: 0; 2036: 0; 2037: 0; 2038: 0; 2039: 0; 2040: 0; 2041: 0; 2042: 0
Total | Renewable:Solar PV | DEF | DEF | 0 | 0 | 0 | 0 | 0 | 895.0765 | 890.6014 | 904.8733 | 919.0738 | 933.2037 | 928.5375 | 923.8947 | 919.2755 | 914.6789 | 910.1054 | 905.5551 | 901.0272 | 896.5223 | 892.0395 | 887.5792 | 883.1415 | 878.7256 | 874.3323 | 866.5148 | 862.1821 | 854.4641 | 856.1526 | 871.9192 | 879.4808 | 891.6785 | 922.9838 | 936.2507 | 905.3087 | 852.4501 | 848.1878
Total | Renewable:Wind | DEF | DEF | 2043: 13.5; 2044: 27; 2045: 40.5; 2046: 54; 2047: 67.5; 2048: 81; 2049: 94.5; 2050: 94.5; 2051: 94.5; 2052: 94.5; 2053: 94.5; 2054: 94.5; 2055: 94.5; 2056: 94.5; 2057: 94.5
Total | Storage:Battery | DEF | DEF |  |  |  |  | 90 | 90 | 90 | 90 | 135 | 450 | 945 | 1485 | 1935 | 1935 | 1935 | 1935 | 2160 | 2160 | 2160 | 2070 | 2070 | 2070 | 2115 | 2070 | 1755 | 1260 | 765 | 315 | 315 | 315 | 315 | 90 | 135 | 180 | 180
Solar 14
Resource | Type | BA | Area | 2023 | 2024 | 2025 | 2026 | 2027 | 2028 | 2029 | 2030 | 2031 | 2032 | 2033 | 2034 | 2035 | 2036 | 2037 | 2038 | 2039 | 2040 | 2041 | 2042 | 2043 | 2044 | 2045 | 2046 | 2047 | 2048 | 2049 | 2050 | 2051 | 2052 | 2053 | 2054 | 2055 | 2056 | 2057
AC | Demand:Demand Response | DEF | DEF | 0 | 0 | 0 | 0 | 0 | 387.1525 | 388.1168 | 389.0811 | 390.0453 | 391.0097 | 391.9739 | 392.9382 | 393.9026 | 394.8668 | 395.8311 | 396.7954 | 397.7597 | 398.724 | 399.6883 | 400.6526 | 401.6169 | 402.5811 | 403.5454 | 404.5097 | 405.474 | 406.4383 | 407.4026 | 408.3669 | 408.3669 | 408.3669 | 408.3669 | 408.3669 | 408.3669 | 408.3669 | 352.0174
Anclote 1 | Gas/Oil:Steam Turbine | DEF | DEF | 2023: 521; 2024: 521; 2025: 521; 2026: 521; 2027: 521; 2028: 508; 2029: 508; 2030: 508; 2031: 508; 2032: 508; 2033: 508; 2034: 508; 2035: 508; 2036: 508; 2037: 508; 2038: 508; 2039: 508; 2040: 508; 2041: 508; 2042: 0
Anclote 2 | Gas/Oil:Steam Turbine | DEF | DEF | 2023: 514; 2024: 514; 2025: 514; 2026: 514; 2027: 514; 2028: 505; 2029: 505; 2030: 505; 2031: 505; 2032: 505; 2033: 505; 2034: 505; 2035: 505; 2036: 505; 2037: 505; 2038: 505; 2039: 505; 2040: 505; 2041: 505; 2042: 0
As Avail | Gas/Oil:Combined Cycle | DEF | DEF | 0 | 0 | 0 | 0 | 0 | 0 | 0 | 0 | 0 | 0 | 0 | 0 | 0 | 0 | 0 | 0 | 0 | 0 | 0 | 0 | 0 | 0 | 0 | 0 | 0 | 0 | 0 | 0 | 0 | 0 | 0 | 0 | 0 | 0 | 0
As Avail PCS | Renewable:Biomass | DEF | DEF | 2023: 0; 2024: 0; 2025: 0; 2026: 0; 2027: 0; 2028: 0; 2029: 0; 2030: 0; 2031: 0; 2032: 0; 2033: 0; 2034: 0; 2035: 0; 2036: 0; 2037: 0; 2038: 0; 2039: 0; 2040: 0; 2041: 0; 2042: 0
Bartow CC 1 0 | Gas/Oil:Combined Cycle | DEF | DEF | 1194 | 1194 | 1294 | 1294 | 1294 | 1143 | 1143 | 1143 | 1143 | 1143 | 1143 | 1143 | 1143 | 1143 | 1143 | 1143 | 1143 | 1143 | 1143 | 1143 | 1143 | 1143 | 1143 | 1143 | 1143 | 1143 | 0
Bartow CC 1 PAG | Gas/Oil:Combined Cycle | DEF | DEF | 65 | 65 | 65 | 65 | 65 | 69 | 69 | 69 | 69 | 69 | 69 | 69 | 69 | 69 | 69 | 69 | 69 | 69 | 69 | 69 | 69 | 69 | 69 | 69 | 69 | 69 | 0
BARTOW_P 1 | Gas/Oil:Combustion Turbine | DEF | DEF | 2023: 50; 2024: 50; 2025: 50; 2026: 50; 2027: 50
BARTOW_P 2 | Gas/Oil:Combustion Turbine | DEF | DEF | 2023: 53; 2024: 53; 2025: 53; 2026: 53; 2027: 53; 2028: 41; 2029: 41; 2030: 41; 2031: 41; 2032: 41; 2033: 41; 2034: 0
BARTOW_P 3 | Gas/Oil:Combustion Turbine | DEF | DEF | 2023: 51; 2024: 51; 2025: 51; 2026: 51; 2027: 51
BARTOW_P 4 | Gas/Oil:Combustion Turbine | DEF | DEF | 2023: 58; 2024: 58; 2025: 58; 2026: 58; 2027: 58; 2028: 45; 2029: 45; 2030: 45; 2031: 45; 2032: 45; 2033: 45; 2034: 0
Battery 2 Hours | Storage:Battery | DEF | DEF | 2027: 90; 2028: 90; 2029: 90; 2030: 90; 2031: 90; 2032: 90; 2033: 90; 2034: 90; 2035: 90; 2036: 90; 2037: 90; 2038: 90; 2039: 90; 2040: 90; 2041: 90
Battery 4 Hours | Storage:Battery | DEF | DEF | [9 empty] | 180 | 720 | 1260 | 1710 | 1710 | 1710 | 1710 | 1935 | 1935 | 1935 | 1935 | 1935 | 1935 | 2025 | 2025 | 1845 | 1305 | 765 | 315 | 315 | 315 | 315 | 90 | 90 | 135 | 135
BAYBORO_P 1 | Gas/Oil:Combustion Turbine | DEF | DEF | 2023: 58; 2024: 58; 2025: 58
BAYBORO_P 2 | Gas/Oil:Combustion Turbine | DEF | DEF | 2023: 55; 2024: 55; 2025: 55
BAYBORO_P 3 | Gas/Oil:Combustion Turbine | DEF | DEF | 2023: 57; 2024: 57; 2025: 57
BAYBORO_P 4 | Gas/Oil:Combustion Turbine | DEF | DEF | 2023: 56; 2024: 56; 2025: 56
Citrus CC 1 | Gas/Oil:Combined Cycle | DEF | DEF | 864.2495 | 864.2495 | 864.2495 | 886.2495 | 886.2495 | 758.3281 | 758.3281 | 758.3281 | 758.3281 | 758.3281 | 758.3281 | 758.3281 | 758.3281 | 758.3281 | 758.3281 | 758.3281 | 758.3281 | 758.3281 | 758.3281 | 758.3281 | 758.3281 | 758.3281 | 758.3281 | 758.3281 | 758.3281 | 758.3281 | 758.3281 | 758.3281 | 758.3281 | 758.3281 | 758.3281 | 758.3281 | 758.3281 | 758.3281 | 758.3281
Citrus CC 1 Duct | Gas/Oil:Combined Cycle | DEF | DEF | 60.7505 | 60.7505 | 60.7505 | 60.7505 | 60.7505 | 70.6719 | 70.6719 | 70.6719 | 70.6719 | 70.6719 | 70.6719 | 70.6719 | 70.6719 | 70.6719 | 70.6719 | 70.6719 | 70.6719 | 70.6719 | 70.6719 | 70.6719 | 70.6719 | 70.6719 | 70.6719 | 70.6719 | 70.6719 | 70.6719 | 70.6719 | 70.6719 | 70.6719 | 70.6719 | 70.6719 | 70.6719 | 70.6719 | 70.6719 | 70.6719
Citrus CC 2 | Gas/Oil:Combined Cycle | DEF | DEF | 868.8851 | 868.8851 | 868.8851 | 868.8851 | 890.8851 | 751.824 | 751.824 | 751.824 | 751.824 | 751.824 | 751.824 | 751.824 | 751.824 | 751.824 | 751.824 | 751.824 | 751.824 | 751.824 | 751.824 | 751.824 | 751.824 | 751.824 | 751.824 | 751.824 | 751.824 | 751.824 | 751.824 | 751.824 | 751.824 | 751.824 | 751.824 | 751.824 | 751.824 | 751.824 | 751.824
Citrus CC 2 Duct | Gas/Oil:Combined Cycle | DEF | DEF | 60.1148 | 60.1148 | 60.1148 | 60.1148 | 60.1148 | 73.176 | 73.176 | 73.176 | 73.176 | 73.176 | 73.176 | 73.176 | 73.176 | 73.176 | 73.176 | 73.176 | 73.176 | 73.176 | 73.176 | 73.176 | 73.176 | 73.176 | 73.176 | 73.176 | 73.176 | 73.176 | 73.176 | 73.176 | 73.176 | 73.176 | 73.176 | 73.176 | 73.176 | 73.176 | 73.176
Crystal 4 | Coal:Conventional | DEF | DEF | 2023: 721; 2024: 721; 2025: 721; 2026: 721; 2027: 721; 2028: 712; 2029: 712; 2030: 712; 2031: 712; 2032: 712; 2033: 712; 2034: 0
Crystal 5 | Coal:Conventional | DEF | DEF | 2023: 721; 2024: 721; 2025: 721; 2026: 721; 2027: 721; 2028: 698; 2029: 698; 2030: 698; 2031: 698; 2032: 698; 2033: 698; 2034: 0
DEBARY 10 | Gas/Oil:Combustion Turbine | DEF | DEF | 2023: 88; 2024: 88; 2025: 88; 2026: 88; 2027: 88; 2028: 72; 2029: 72; 2030: 72; 2031: 72; 2032: 72; 2033: 72; 2034: 72; 2035: 72; 2036: 0
DEBARY 2 | Gas/Oil:Combustion Turbine | DEF | DEF | 2023: 57; 2024: 57; 2025: 57; 2026: 57; 2027: 57
DEBARY 3 | Gas/Oil:Combustion Turbine | DEF | DEF | 2023: 59; 2024: 59; 2025: 59; 2026: 59; 2027: 59
DEBARY 4 | Gas/Oil:Combustion Turbine | DEF | DEF | 2023: 59; 2024: 59; 2025: 59; 2026: 59; 2027: 59
DEBARY 5 | Gas/Oil:Combustion Turbine | DEF | DEF | 2023: 58; 2024: 58; 2025: 58; 2026: 58; 2027: 58
DEBARY 6 | Gas/Oil:Combustion Turbine | DEF | DEF | 2023: 59; 2024: 59; 2025: 59; 2026: 59; 2027: 59
DEBARY 7 | Gas/Oil:Combustion Turbine | DEF | DEF | 2023: 93; 2024: 93; 2025: 93; 2026: 93; 2027: 93; 2028: 74; 2029: 74; 2030: 74; 2031: 74; 2032: 74; 2033: 74; 2034: 74; 2035: 74; 2036: 0
DEBARY 8 | Gas/Oil:Combustion Turbine | DEF | DEF | 2023: 94; 2024: 94; 2025: 94; 2026: 94; 2027: 94; 2028: 75; 2029: 75; 2030: 75; 2031: 75; 2032: 75; 2033: 75; 2034: 75; 2035: 75; 2036: 0
DEBARY 9 | Gas/Oil:Combustion Turbine | DEF | DEF | 2023: 94; 2024: 94; 2025: 94; 2026: 94; 2027: 94; 2028: 76; 2029: 76; 2030: 76; 2031: 76; 2032: 76; 2033: 76; 2034: 76; 2035: 76; 2036: 0
DEF Nuclear Natrium | Nuclear:Nuclear | DEF | DEF | 2048: 1000; 2049: 1000; 2050: 2000; 2051: 2000; 2052: 3000; 2053: 3000; 2054: 4500; 2055: 4500; 2056: 6000; 2057: 6000
DEF Nuclear Natrium - Storage | Storage:Battery | DEF | DEF | 2048: 0; 2049: 0; 2050: 0; 2051: 0; 2052: 0; 2053: 0; 2054: 0; 2055: 0; 2056: 0; 2057: 0
DEF Nuclear Natrium - Storage PTC | Storage:Battery | DEF | DEF | 2038: 0; 2039: 0; 2040: 0; 2041: 0; 2042: 0; 2043: 0; 2044: 0; 2045: 0; 2046: 0; 2047: 0; 2048: 0; 2049: 0; 2050: 0; 2051: 0; 2052: 0; 2053: 0; 2054: 0; 2055: 0; 2056: 0; 2057: 0
DEF Nuclear Natrium PTC | Nuclear:Nuclear | DEF | DEF | 2038: 1000; 2039: 1000; 2040: 2000; 2041: 2000; 2042: 3000; 2043: 3000; 2044: 4500; 2045: 4500; 2046: 6000; 2047: 6000; 2048: 6500; 2049: 6500; 2050: 7000; 2051: 7000; 2052: 6000; 2053: 6000; 2054: 4500; 2055: 4500; 2056: 3000; 2057: 3000
Gen 190MW CT | Gas/Oil:Combustion Turbine | DEF | DEF | [6 empty] | 214.8 | 214.8 | 214.8 | 214.8 | 214.8 | 1288.8 | 1288.8 | 1288.8 | 1288.8 | 1288.8 | 1288.8 | 1288.8 | 1288.8 | 1288.8 | 1288.8 | 1288.8 | 1288.8 | 1288.8 | 1288.8 | 1288.8 | 1288.8 | 1288.8 | 1288.8 | 1288.8 | 1288.8 | 1288.8 | 1288.8 | 1288.8 | 1288.8
Gen 190MW CT H2 | Gas/Oil:Combustion Turbine | DEF | DEF | 2043: 856; 2044: 856; 2045: 1070; 2046: 1070; 2047: 1926; 2048: 1926; 2049: 3424; 2050: 3424; 2051: 3424; 2052: 3424; 2053: 3424; 2054: 3424; 2055: 3424; 2056: 3424; 2057: 3424
HEAT | Demand:Demand Response | DEF | DEF | 604.2549 | 617.7415 | 632.8314 | 633.7745 | 634.7177 | 0 | 0 | 0 | 0 | 0 | 0 | 0 | 0 | 0 | 0 | 0 | 0 | 0 | 0 | 0 | 0 | 0 | 0 | 0 | 0 | 0 | 0 | 0 | 0 | 0 | 0 | 0 | 0 | 0 | 0
Hines CC 1 | Gas/Oil:Combined Cycle | DEF | DEF | 2023: 521; 2024: 521; 2025: 521; 2026: 521; 2027: 521; 2028: 490; 2029: 490; 2030: 490; 2031: 490; 2032: 490; 2033: 490; 2034: 490; 2035: 490; 2036: 490; 2037: 490; 2038: 490; 2039: 0
Hines CC 2 | Gas/Oil:Combined Cycle | DEF | DEF | 549 | 549 | 549 | 614 | 614 | 597 | 597 | 597 | 597 | 597 | 597 | 597 | 597 | 597 | 597 | 597 | 597 | 597 | 597 | 597 | 0
Hines CC 3 | Gas/Oil:Combined Cycle | DEF | DEF | 555 | 555 | 555 | 555 | 620 | 588 | 588 | 588 | 588 | 588 | 588 | 588 | 588 | 588 | 588 | 588 | 588 | 588 | 588 | 588 | 588 | 588 | 0
Hines CC 4 | Gas/Oil:Combined Cycle | DEF | DEF | 544 | 544 | 544 | 544 | 544 | 568 | 568 | 568 | 568 | 568 | 568 | 568 | 568 | 568 | 568 | 568 | 568 | 568 | 568 | 568 | 568 | 568 | 568 | 568 | 0
INT CITY 1 | Gas/Oil:Combustion Turbine | DEF | DEF | 2023: 61; 2024: 61; 2025: 61; 2026: 61; 2027: 61; 2028: 45; 2029: 45; 2030: 45; 2031: 45; 2032: 45; 2033: 45; 2034: 0
INT CITY 10 | Gas/Oil:Combustion Turbine | DEF | DEF | 2023: 86; 2024: 86; 2025: 86; 2026: 86; 2027: 86; 2028: 74; 2029: 74; 2030: 74; 2031: 74; 2032: 74; 2033: 74; 2034: 74; 2035: 74; 2036: 74; 2037: 74; 2038: 0
INT CITY 11 | Gas/Oil:Combustion Turbine | DEF | DEF | 161 | 161 | 161 | 161 | 161 | 140 | 140 | 140 | 140 | 140 | 140 | 140 | 140 | 140 | 140 | 140 | 140 | 140 | 140 | 140 | 140 | 0
INT CITY 12 | Gas/Oil:Combustion Turbine | DEF | DEF | 89 | 89 | 89 | 89 | 89 | 73 | 73 | 73 | 73 | 73 | 73 | 73 | 73 | 73 | 73 | 73 | 73 | 73 | 73 | 73 | 73 | 73 | 0
INT CITY 13 | Gas/Oil:Combustion Turbine | DEF | DEF | 91 | 91 | 91 | 91 | 91 | 73 | 73 | 73 | 73 | 73 | 73 | 73 | 73 | 73 | 73 | 73 | 73 | 73 | 73 | 73 | 73 | 73 | 0
INT CITY 14 | Gas/Oil:Combustion Turbine | DEF | DEF | 90 | 90 | 90 | 90 | 90 | 73 | 73 | 73 | 73 | 73 | 73 | 73 | 73 | 73 | 73 | 73 | 73 | 73 | 73 | 73 | 73 | 73 | 0
INT CITY 2 | Gas/Oil:Combustion Turbine | DEF | DEF | 2023: 60; 2024: 60; 2025: 60; 2026: 60; 2027: 60; 2028: 46; 2029: 46; 2030: 46; 2031: 46; 2032: 46; 2033: 46; 2034: 0
INT CITY 3 | Gas/Oil:Combustion Turbine | DEF | DEF | 2023: 61; 2024: 61; 2025: 61; 2026: 61; 2027: 61; 2028: 46; 2029: 46; 2030: 46; 2031: 46; 2032: 46; 2033: 46; 2034: 0
INT CITY 4 | Gas/Oil:Combustion Turbine | DEF | DEF | 2023: 62; 2024: 62; 2025: 62; 2026: 62; 2027: 62; 2028: 46; 2029: 46; 2030: 46; 2031: 46; 2032: 46; 2033: 46; 2034: 0
INT CITY 5 | Gas/Oil:Combustion Turbine | DEF | DEF | 2023: 59; 2024: 59; 2025: 59; 2026: 59; 2027: 59; 2028: 45; 2029: 45; 2030: 45; 2031: 45; 2032: 45; 2033: 45; 2034: 0
INT CITY 6 | Gas/Oil:Combustion Turbine | DEF | DEF | 2023: 60; 2024: 60; 2025: 60; 2026: 60; 2027: 60; 2028: 47; 2029: 47; 2030: 47; 2031: 47; 2032: 47; 2033: 47; 2034: 0
INT CITY 7 | Gas/Oil:Combustion Turbine | DEF | DEF | 2023: 90; 2024: 90; 2025: 90; 2026: 90; 2027: 90; 2028: 78; 2029: 78; 2030: 78; 2031: 78; 2032: 78; 2033: 78; 2034: 78; 2035: 78; 2036: 78; 2037: 78; 2038: 0
INT CITY 8 | Gas/Oil:Combustion Turbine | DEF | DEF | 2023: 88; 2024: 88; 2025: 88; 2026: 88; 2027: 88; 2028: 77; 2029: 77; 2030: 77; 2031: 77; 2032: 77; 2033: 77; 2034: 77; 2035: 77; 2036: 77; 2037: 77; 2038: 0
INT CITY 9 | Gas/Oil:Combustion Turbine | DEF | DEF | 2023: 88; 2024: 88; 2025: 88; 2026: 88; 2027: 88; 2028: 77; 2029: 77; 2030: 77; 2031: 77; 2032: 77; 2033: 77; 2034: 77; 2035: 77; 2036: 77; 2037: 77; 2038: 0
INTER | Demand:Demand Response | DEF | DEF | 379.5299 | 379.5299 | 379.5299 | 379.5299 | 379.5299 | 407.7222 | 407.7222 | 407.7222 | 407.7222 | 407.7222 | 407.7222 | 407.7222 | 407.7222 | 407.7222 | 407.7222 | 407.7222 | 407.7222 | 407.7222 | 407.7222 | 407.7222 | 407.7222 | 407.7222 | 407.7222 | 407.7222 | 407.7222 | 407.7222 | 407.7222 | 407.7222 | 407.7222 | 407.7222 | 407.7222 | 407.7222 | 407.7222 | 407.7222 | 419.4718
Mulberry | Gas/Oil:Combined Cycle | DEF | DEF | 2023: 115; 2024: 115
New DEF OnShore Wind | Renewable:Wind | DEF | DEF | 2048: 13.5; 2049: 27; 2050: 27; 2051: 27; 2052: 27; 2053: 40.5; 2054: 54; 2055: 67.5; 2056: 81; 2057: 94.5
New DEF OnShore Wind PTC | Renewable:Wind | DEF | DEF | 2043: 13.5; 2044: 27; 2045: 40.5; 2046: 54; 2047: 67.5; 2048: 67.5; 2049: 67.5; 2050: 67.5; 2051: 67.5; 2052: 67.5; 2053: 54; 2054: 40.5; 2055: 27; 2056: 13.5; 2057: 0
NSG Vand CT 1 | Gas/Oil:Combustion Turbine | DEF | DEF | 2023: 175.3061; 2024: 175.3061; 2025: 175.3061; 2026: 175.3061; 2027: 175.3061
NSG Vand CT 2 | Gas/Oil:Combustion Turbine | DEF | DEF | 2023: 175.3061; 2024: 175.3061; 2025: 175.3061; 2026: 175.3061; 2027: 175.3061
NSG Vand CT 3 | Gas/Oil:Combustion Turbine | DEF | DEF | 2023: 175.3061; 2024: 175.3061; 2025: 175.3061; 2026: 175.3061; 2027: 175.3061
NSG Vand CT 4 | Gas/Oil:Combustion Turbine | DEF | DEF | 2023: 175.3061; 2024: 175.3061; 2025: 175.3061; 2026: 175.3061; 2027: 175.3061
Orange Cogen | Gas/Oil:Combined Cycle | DEF | DEF | 2023: 104; 2024: 104; 2025: 104
Orlando Cogen | Gas/Oil:Combined Cycle | DEF | DEF | 2023: 115
Osprey 1 0 | Gas/Oil:Combined Cycle | DEF | DEF | 2023: 245; 2024: 245
Osprey 1 1 | Gas/Oil:Combined Cycle | DEF | DEF | 2023: 0; 2024: 0
Osprey 1 2 | Gas/Oil:Combined Cycle | DEF | DEF | 2023: 0; 2024: 0
OspreyAcq | Gas/Oil:Combined Cycle | DEF | DEF |  | 0 | 602.7501 | 602.7501 | 602.7501 | 543.1 | 543.1 | 543.1 | 543.1 | 543.1 | 543.1 | 543.1 | 543.1 | 543.1 | 543.1 | 543.1 | 543.1 | 543.1 | 543.1 | 543.1 | 543.1 | 0
OspreyAcqDF | Gas/Oil:Combined Cycle | DEF | DEF |  | 0 | 42.2499 | 42.2499 | 42.2499 | 53.216 | 53.216 | 53.216 | 53.216 | 53.216 | 53.216 | 53.216 | 53.216 | 53.216 | 53.216 | 53.216 | 53.216 | 53.216 | 53.216 | 53.216 | 53.216 | 0
Pasco County | Renewable:Biomass | DEF | DEF | 2023: 23; 2024: 23; 2025: 0; 2026: 0; 2027: 0; 2028: 0; 2029: 0; 2030: 0; 2031: 0; 2032: 0; 2033: 0; 2034: 0; 2035: 0; 2036: 0; 2037: 0; 2038: 0; 2039: 0; 2040: 0; 2041: 0; 2042: 0
Pinellas County | Renewable:Biomass | DEF | DEF | 2023: 54.75; 2024: 54.75; 2025: 0; 2026: 0; 2027: 0; 2028: 0; 2029: 0; 2030: 0; 2031: 0; 2032: 0; 2033: 0; 2034: 0; 2035: 0; 2036: 0; 2037: 0; 2038: 0; 2039: 0; 2040: 0; 2041: 0; 2042: 0
Shady Hills 1 | Gas/Oil:Combustion Turbine | DEF | DEF | 2023: 174.3842; 2024: 174.3842
Shady Hills 2 | Gas/Oil:Combustion Turbine | DEF | DEF | 2023: 174.3842; 2024: 174.3842
Shady Hills 3 | Gas/Oil:Combustion Turbine | DEF | DEF | 2023: 174.3842; 2024: 174.3842
Solar 3rdParty Block 1 | Renewable:Solar PV | DEF | DEF |  | 0 | 0 | 0 | 0 | 0 | 0 | 0 | 0 | 0 | 0 | 0 | 0 | 0 | 0 | 0 | 0 | 0 | 0 | 0 | 0 | 0 | 0 | 0 | 0 | 0 | 0 | 0 | 0 | 0 | 0 | 0 | 0 | 0 | 0
Solar 3rdParty Block 2 | Renewable:Solar PV | DEF | DEF | [9 empty] | 0 | 0 | 0 | 0 | 0 | 0 | 0 | 0 | 0 | 0 | 0 | 0 | 0 | 0 | 0 | 0 | 0 | 0 | 0 | 0 | 0 | 0 | 0 | 0 | 0 | 0
Solar 3rdParty Block 3 | Renewable:Solar PV | DEF | DEF | 2040: 0; 2041: 0; 2042: 0; 2043: 0; 2044: 0; 2045: 0; 2046: 0; 2047: 0; 2048: 0; 2049: 0; 2050: 0; 2051: 0; 2052: 0; 2053: 0; 2054: 0; 2055: 0; 2056: 0; 2057: 0
Solar 3rdParty Block 4 | Renewable:Solar PV | DEF | DEF | 2048: 0; 2049: 0; 2050: 0; 2051: 0; 2052: 0; 2053: 0; 2054: 0; 2055: 0; 2056: 0; 2057: 0
Solar DEF Bay Ranch | Renewable:Solar PV | DEF | DEF | 0 | 0 | 0 | 0 | 0 | 41.6363 | 41.4281 | 41.221 | 41.0149 | 40.8098 | 40.6058 | 40.4027 | 40.2007 | 39.9997 | 39.7997 | 39.6007 | 39.4027 | 39.2057 | 39.0097 | 38.8146 | 38.6205 | 38.4274 | 38.2353 | 38.0441 | 37.8539 | 37.6646 | 37.4763 | 37.2889 | 37.1025 | 36.917 | 42.693 | 42.4795 | 42.2671 | 42.0558 | 41.8455
Solar DEF Bay Trail | Renewable:Solar PV | DEF | DEF | 0 | 0 | 0 | 0 | 0 | 41.6363 | 41.4281 | 41.221 | 41.0149 | 40.8098 | 40.6058 | 40.4027 | 40.2007 | 39.9997 | 39.7997 | 39.6007 | 39.4027 | 39.2057 | 39.0097 | 38.8146 | 38.6205 | 38.4274 | 38.2353 | 38.0441 | 37.8539 | 37.6646 | 37.4763 | 37.2889 | 37.1025 | 36.917 | 42.693 | 42.4795 | 42.2671 | 42.0558 | 41.8455
Solar DEF Charlie Creek | Renewable:Solar PV | DEF | DEF | 0 | 0 | 0 | 0 | 0 | 41.6363 | 41.4281 | 41.221 | 41.0149 | 40.8098 | 40.6058 | 40.4027 | 40.2007 | 39.9997 | 39.7997 | 39.6007 | 39.4027 | 39.2057 | 39.0097 | 38.8146 | 38.6205 | 38.4274 | 38.2353 | 38.0441 | 37.8539 | 37.6646 | 37.4763 | 37.2889 | 37.1025 | 36.917 | 42.693 | 42.4795 | 42.2671 | 42.0558 | 41.8455
Solar DEF Columbia | Renewable:Solar PV | DEF | DEF | 0 | 0 | 0 | 0 | 0 | 41.0149 | 40.8098 | 40.6058 | 40.4027 | 40.2007 | 39.9997 | 39.7997 | 39.6007 | 39.4027 | 39.2057 | 39.0097 | 38.8146 | 38.6205 | 38.4274 | 38.2353 | 38.0441 | 37.8539 | 37.6646 | 37.4763 | 37.2889 | 37.1025 | 36.917 | 42.693 | 42.4795 | 42.2671 | 42.0558 | 41.8455 | 41.6363 | 41.4281 | 41.221
Solar DEF County Line | Renewable:Solar PV | DEF | DEF |  |  | 0 | 0 | 0 | 42.0558 | 41.8455 | 41.6363 | 41.4281 | 41.221 | 41.0149 | 40.8098 | 40.6058 | 40.4027 | 40.2007 | 39.9997 | 39.7997 | 39.6007 | 39.4027 | 39.2057 | 39.0097 | 38.8146 | 38.6205 | 38.4274 | 38.2353 | 38.0441 | 37.8539 | 37.6646 | 37.4763 | 37.2889 | 37.1025 | 36.917 | 42.693 | 42.4795 | 42.2671
Solar DEF Debary | Renewable:Solar PV | DEF | DEF | 0 | 0 | 0 | 0 | 0 | 32.2072 | 32.0462 | 31.886 | 31.7265 | 31.5679 | 31.4101 | 31.253 | 31.0968 | 30.9413 | 30.7866 | 30.6326 | 30.4795 | 30.3271 | 30.1754 | 30.0246 | 29.8744 | 29.7251 | 29.5764 | 29.4286 | 29.2814 | 29.135 | 28.9893 | 33.525 | 33.3574 | 33.1906 | 33.0246 | 32.8595 | 32.6952 | 32.5317 | 32.3691
Solar DEF Duette | Renewable:Solar PV | DEF | DEF | 0 | 0 | 0 | 0 | 0 | 41.2069 | 41.0008 | 40.7958 | 40.5919 | 40.3889 | 40.1869 | 39.986 | 39.7861 | 39.5872 | 39.3892 | 39.1923 | 38.9963 | 38.8013 | 38.6073 | 38.4143 | 38.2222 | 38.0311 | 37.841 | 37.6517 | 37.4635 | 37.2762 | 37.0898 | 36.9043 | 36.7198 | 42.465 | 42.2527 | 42.0414 | 41.8312 | 41.6221 | 41.4139
Solar DEF Falmouth | Renewable:Solar PV | DEF | DEF |  | 0 | 0 | 0 | 0 | 41.8455 | 41.6363 | 41.4281 | 41.221 | 41.0149 | 40.8098 | 40.6058 | 40.4027 | 40.2007 | 39.9997 | 39.7997 | 39.6007 | 39.4027 | 39.2057 | 39.0097 | 38.8146 | 38.6205 | 38.4274 | 38.2353 | 38.0441 | 37.8539 | 37.6646 | 37.4763 | 37.2889 | 37.1025 | 36.917 | 42.693 | 42.4795 | 42.2671 | 42.0558
Solar DEF Fort Green | Renewable:Solar PV | DEF | DEF | 0 | 0 | 0 | 0 | 0 | 32.7064 | 32.5429 | 32.3802 | 32.2183 | 32.0572 | 31.8969 | 31.7374 | 31.5787 | 31.4208 | 31.2637 | 31.1074 | 30.9519 | 30.7971 | 30.6431 | 30.4899 | 30.3375 | 30.1858 | 30.0348 | 29.8847 | 29.7352 | 29.5866 | 29.4386 | 29.2914 | 29.145 | 33.705 | 33.5365 | 33.3688 | 33.202 | 33.0359 | 32.8708
Solar DEF Hamilton | Renewable:Solar PV | DEF | DEF | 0 | 0 | 0 | 0 | 0 | 40.8098 | 40.6058 | 40.4027 | 40.2007 | 39.9997 | 39.7997 | 39.6007 | 39.4027 | 39.2057 | 39.0097 | 38.8146 | 38.6205 | 38.4274 | 38.2353 | 38.0441 | 37.8539 | 37.6646 | 37.4763 | 37.2889 | 37.1025 | 36.917 | 42.693 | 42.4795 | 42.2671 | 42.0558 | 41.8455 | 41.6363 | 41.4281 | 41.221 | 41.0149
Solar DEF Hardeetown | Renewable:Solar PV | DEF | DEF | 0 | 0 | 0 | 0 | 0 | 41.6363 | 41.4281 | 41.221 | 41.0149 | 40.8098 | 40.6058 | 40.4027 | 40.2007 | 39.9997 | 39.7997 | 39.6007 | 39.4027 | 39.2057 | 39.0097 | 38.8146 | 38.6205 | 38.4274 | 38.2353 | 38.0441 | 37.8539 | 37.6646 | 37.4763 | 37.2889 | 37.1025 | 36.917 | 42.693 | 42.4795 | 42.2671 | 42.0558 | 41.8455
Solar DEF High Spring | Renewable:Solar PV | DEF | DEF | 0 | 0 | 0 | 0 | 0 | 41.6363 | 41.4281 | 41.221 | 41.0149 | 40.8098 | 40.6058 | 40.4027 | 40.2007 | 39.9997 | 39.7997 | 39.6007 | 39.4027 | 39.2057 | 39.0097 | 38.8146 | 38.6205 | 38.4274 | 38.2353 | 38.0441 | 37.8539 | 37.6646 | 37.4763 | 37.2889 | 37.1025 | 36.917 | 42.693 | 42.4795 | 42.2671 | 42.0558 | 41.8455
Solar DEF Hildreth | Renewable:Solar PV | DEF | DEF | 0 | 0 | 0 | 0 | 0 | 41.6363 | 41.4281 | 41.221 | 41.0149 | 40.8098 | 40.6058 | 40.4027 | 40.2007 | 39.9997 | 39.7997 | 39.6007 | 39.4027 | 39.2057 | 39.0097 | 38.8146 | 38.6205 | 38.4274 | 38.2353 | 38.0441 | 37.8539 | 37.6646 | 37.4763 | 37.2889 | 37.1025 | 36.917 | 42.693 | 42.4795 | 42.2671 | 42.0558 | 41.8455
Solar DEF Lake Placid | Renewable:Solar PV | DEF | DEF | 0 | 0 | 0 | 0 | 0 | 24.6418 | 24.5186 | 24.396 | 24.274 | 24.1526 | 24.0319 | 23.9117 | 23.7921 | 23.6732 | 23.5548 | 23.437 | 23.3199 | 23.2033 | 23.0872 | 22.9718 | 22.857 | 22.7427 | 22.629 | 22.5158 | 22.4032 | 22.2912 | 22.1798 | 25.65 | 25.5218 | 25.3941 | 25.2672 | 25.1408 | 25.0151 | 24.8901 | 24.7656
Solar DEF Mule Creek | Renewable:Solar PV | DEF | DEF |  | 0 | 0 | 0 | 0 | 41.8455 | 41.6363 | 41.4281 | 41.221 | 41.0149 | 40.8098 | 40.6058 | 40.4027 | 40.2007 | 39.9997 | 39.7997 | 39.6007 | 39.4027 | 39.2057 | 39.0097 | 38.8146 | 38.6205 | 38.4274 | 38.2353 | 38.0441 | 37.8539 | 37.6646 | 37.4763 | 37.2889 | 37.1025 | 36.917 | 42.693 | 42.4795 | 42.2671 | 42.0558
Solar DEF NEW 1 | Renewable:Solar PV | DEF | DEF | [12 empty] | 35.6191 | 35.441 | 35.2638 | 35.0875 | 34.912 | 34.7375 | 34.5638 | 34.3909 | 34.219 | 34.0479 | 33.8777 | 33.7083 | 33.5397 | 33.372 | 33.2052 | 33.0391 | 32.874 | 32.7096 | 32.546 | 32.3833 | 0
Solar DEF NEW 1 PTC | Renewable:Solar PV | DEF | DEF | 2025: 0; 2026: 0; 2027: 0; 2028: 36.8911; 2029: 36.7066; 2030: 36.5231; 2031: 36.3405; 2032: 36.1588; 2033: 35.978; 2034: 35.7981; 2035: 0
Solar DEF NEW 2 | Renewable:Solar PV | DEF | DEF | [12 empty] | 0 | 71.2381 | 70.882 | 70.5275 | 70.1749 | 69.824 | 69.4749 | 69.1275 | 68.7819 | 68.438 | 68.0958 | 67.7553 | 67.4165 | 67.0795 | 66.7441 | 66.4103 | 66.0783 | 65.7479 | 65.4192 | 65.0921 | 64.7666
Solar DEF NEW 2 PTC | Renewable:Solar PV | DEF | DEF | 2025: 0; 2026: 0; 2027: 0; 2028: 74.1529; 2029: 73.7821; 2030: 73.4132; 2031: 73.0462; 2032: 72.6809; 2033: 72.3175; 2034: 71.9559; 2035: 71.5962
Solar DEF NEW 3 | Renewable:Solar PV | DEF | DEF | [14 empty] | 35.6191 | 35.441 | 35.2638 | 35.0875 | 34.912 | 34.7375 | 34.5638 | 34.3909 | 34.219 | 34.0479 | 33.8777 | 33.7083 | 33.5397 | 33.372 | 33.2052 | 33.0391 | 32.874 | 32.7096 | 32.546 | 32.3833 | 0
Solar DEF NEW 3 PTC | Renewable:Solar PV | DEF | DEF | 2027: 0; 2028: 37.2628; 2029: 37.0764; 2030: 36.8911; 2031: 36.7066; 2032: 36.5231; 2033: 36.3405; 2034: 36.1588; 2035: 35.978; 2036: 35.7981; 2037: 0
Solar DEF NEW 4 | Renewable:Solar PV | DEF | DEF | [13 empty] | 53.4286 | 53.1615 | 52.8957 | 52.6312 | 52.368 | 52.1062 | 51.8457 | 51.5864 | 51.3285 | 51.0718 | 50.8165 | 50.5624 | 50.3096 | 50.058 | 49.8078 | 49.5587 | 49.3109 | 49.0644 | 48.819 | 48.575 | 0
Solar DEF NEW 4 PTC | Renewable:Solar PV | DEF | DEF | 2026: 0; 2027: 0; 2028: 55.6147; 2029: 55.3366; 2030: 55.0599; 2031: 54.7846; 2032: 54.5107; 2033: 54.2381; 2034: 53.9669; 2035: 53.6971; 2036: 0
Solar DEF NEW 5 | Renewable:Solar PV | DEF | DEF | [13 empty] | 17.8095 | 17.7205 | 17.6319 | 17.5437 | 17.456 | 17.3687 | 17.2819 | 17.1955 | 17.1095 | 17.024 | 16.9388 | 16.8541 | 16.7699 | 16.686 | 16.6026 | 16.5196 | 16.437 | 16.3548 | 16.273 | 16.1917 | 0
Solar DEF NEW 5 PTC | Renewable:Solar PV | DEF | DEF | 2026: 0; 2027: 0; 2028: 18.5382; 2029: 18.4455; 2030: 18.3533; 2031: 18.2615; 2032: 18.1702; 2033: 18.0794; 2034: 17.989; 2035: 17.899; 2036: 0
Solar DEF Osc Perry Suw | Renewable:Solar PV | DEF | DEF | 0 | 0 | 0 | 0 | 0 | 7.5375 | 7.4998 | 7.4623 | 7.425 | 7.3879 | 7.3509 | 7.3142 | 7.2776 | 7.2412 | 7.205 | 7.169 | 7.1332 | 7.0975 | 7.062 | 7.0267 | 6.9916 | 6.9566 | 6.9218 | 3.4416 | 3.4241
Solar DEF Sandy Creek | Renewable:Solar PV | DEF | DEF | 0 | 0 | 0 | 0 | 0 | 41.4281 | 41.221 | 41.0149 | 40.8098 | 40.6058 | 40.4027 | 40.2007 | 39.9997 | 39.7997 | 39.6007 | 39.4027 | 39.2057 | 39.0097 | 38.8146 | 38.6205 | 38.4274 | 38.2353 | 38.0441 | 37.8539 | 37.6646 | 37.4763 | 37.2889 | 37.1025 | 36.917 | 42.693 | 42.4795 | 42.2671 | 42.0558 | 41.8455 | 41.6363
Solar DEF Santa Fe | Renewable:Solar PV | DEF | DEF | 0 | 0 | 0 | 0 | 0 | 41.221 | 41.0149 | 40.8098 | 40.6058 | 40.4027 | 40.2007 | 39.9997 | 39.7997 | 39.6007 | 39.4027 | 39.2057 | 39.0097 | 38.8146 | 38.6205 | 38.4274 | 38.2353 | 38.0441 | 37.8539 | 37.6646 | 37.4763 | 37.2889 | 37.1025 | 36.917 | 42.693 | 42.4795 | 42.2671 | 42.0558 | 41.8455 | 41.6363 | 41.4281
Solar DEF St Pete Pier | Renewable:Solar PV | DEF | DEF | 0 | 0 | 0 | 0 | 0 | 0.1512 | 0.15075 | 0.14985 | 0.14895 | 0.1485 | 0.1476 | 0.1467 | 0.14625 | 0.14535 | 0.14445 | 0.144 | 0.1431 | 0.14265 | 0.14175 | 0.14085 | 0.1404 | 0.1395 | 0.13905 | 0.13815 | 0.1377 | 0.1368 | 0.13635
Solar DEF Trenton | Renewable:Solar PV | DEF | DEF | 0 | 0 | 0 | 0 | 0 | 41.0149 | 40.8098 | 40.6058 | 40.4027 | 40.2007 | 39.9997 | 39.7997 | 39.6007 | 39.4027 | 39.2057 | 39.0097 | 38.8146 | 38.6205 | 38.4274 | 38.2353 | 38.0441 | 37.8539 | 37.6646 | 37.4763 | 37.2889 | 37.1025 | 36.917 | 42.693 | 42.4795 | 42.2671 | 42.0558 | 41.8455 | 41.6363 | 41.4281 | 41.221
Solar DEF Twin Rivers | Renewable:Solar PV | DEF | DEF | 0 | 0 | 0 | 0 | 0 | 41.221 | 41.0149 | 40.8098 | 40.6058 | 40.4027 | 40.2007 | 39.9997 | 39.7997 | 39.6007 | 39.4027 | 39.2057 | 39.0097 | 38.8146 | 38.6205 | 38.4274 | 38.2353 | 38.0441 | 37.8539 | 37.6646 | 37.4763 | 37.2889 | 37.1025 | 36.917 | 42.693 | 42.4795 | 42.2671 | 42.0558 | 41.8455 | 41.6363 | 41.4281
Solar DEF Winquepin | Renewable:Solar PV | DEF | DEF |  | 0 | 0 | 0 | 0 | 41.8455 | 41.6363 | 41.4281 | 41.221 | 41.0149 | 40.8098 | 40.6058 | 40.4027 | 40.2007 | 39.9997 | 39.7997 | 39.6007 | 39.4027 | 39.2057 | 39.0097 | 38.8146 | 38.6205 | 38.4274 | 38.2353 | 38.0441 | 37.8539 | 37.6646 | 37.4763 | 37.2889 | 37.1025 | 36.917 | 42.693 | 42.4795 | 42.2671 | 42.0558
Solar+Storage DEF NEW 1 | Renewable:Solar PV | DEF | DEF | 2039: 0; 2040: 17.8095; 2041: 35.53; 2042: 53.1619; 2043: 52.8961; 2044: 52.6316; 2045: 52.3685; 2046: 52.1066; 2047: 51.8461; 2048: 51.5869; 2049: 51.3289; 2050: 51.0723; 2051: 50.8169; 2052: 50.5629; 2053: 50.3101; 2054: 50.0585; 2055: 49.8082; 2056: 49.5592; 2057: 49.3114
Solar+Storage DEF NEW 1 PTC + ITC | Renewable:Solar PV | DEF | DEF | 2029: 0; 2030: 18.725; 2031: 37.3564; 2032: 55.8946; 2033: 55.6151; 2034: 55.3371; 2035: 55.0604; 2036: 54.7851; 2037: 54.5111; 2038: 54.2386; 2039: 53.9674; 2040: 35.888; 2041: 17.899
Standby | Demand:Demand Response | DEF | DEF | 102.5822 | 106.429 | 110.2758 | 114.1227 | 117.9695 | 124.0603 | 127.9071 | 131.754 | 135.6008 | 139.4476 | 143.2945 | 147.1413 | 150.9881 | 154.835 | 158.6818 | 162.5286 | 166.3755 | 170.2223 | 174.0691 | 177.916 | 181.7628 | 185.6096 | 189.4565 | 193.3033 | 197.1501 | 200.9969 | 204.8438 | 208.6906 | 208.6906 | 208.6906 | 208.6906 | 208.6906 | 208.6906 | 208.6906 | 209.9729
SUWANNEE_P 1 | Gas/Oil:Combustion Turbine | DEF | DEF | 2023: 65; 2024: 65; 2025: 65; 2026: 65; 2027: 65; 2028: 48; 2029: 48; 2030: 48; 2031: 48; 2032: 48; 2033: 48; 2034: 0
SUWANNEE_P 2 | Gas/Oil:Combustion Turbine | DEF | DEF | 2023: 64; 2024: 64; 2025: 64; 2026: 64; 2027: 64; 2028: 48; 2029: 48; 2030: 48; 2031: 48; 2032: 48; 2033: 48; 2034: 0
SUWANNEE_P 3 | Gas/Oil:Combustion Turbine | DEF | DEF | 2023: 65; 2024: 65; 2025: 65; 2026: 65; 2027: 65; 2028: 49; 2029: 49; 2030: 49; 2031: 49; 2032: 49; 2033: 49; 2034: 0
Tigerbay 1 | Gas/Oil:Combined Cycle | DEF | DEF | 2023: 230; 2024: 230; 2025: 230; 2026: 252; 2027: 252; 2028: 221; 2029: 221; 2030: 221; 2031: 221; 2032: 221; 2033: 221; 2034: 221; 2035: 0
U OF FL 1 | Gas/Oil:Combustion Turbine | DEF | DEF | 2023: 50; 2024: 50; 2025: 50; 2026: 50; 2027: 50
Voltage Red | Demand:Demand Response | DEF | DEF | 119.5659 | 135.6887 | 135.8505 | 136.3053 | 136.7441 | 0 | 0 | 0 | 0 | 0 | 0 | 0 | 0 | 0 | 0 | 0 | 0 | 0 | 0 | 0 | 0 | 0 | 0 | 0 | 0 | 0 | 0 | 0 | 0 | 0 | 0 | 0 | 0 | 0 | 162.3159
WaterHtr_PP | Demand:Demand Response | DEF | DEF | 164.5851 | 168.2585 | 172.3687 | 172.6255 | 172.8824 | 94.0475 | 94.2832 | 94.519 | 94.7547 | 94.9904 | 95.2261 | 95.4618 | 95.6975 | 95.9332 | 96.1689 | 96.4046 | 96.6403 | 96.876 | 97.1117 | 97.3475 | 97.5832 | 97.8189 | 98.0546 | 98.2903 | 98.526 | 98.7617 | 98.9974 | 99.2331 | 99.2331 | 99.2331 | 99.2331 | 99.2331 | 99.2331 | 99.2331 | 95.8814
Total |  |  |  | 13729.6451 | 13651.7746 | 13459.0806 | 13243.5822 | 13426.0678 | 11945.3288 | 12160.0508 | 12178.7231 | 12197.3271 | 12395.8638 | 12935.6076 | 12633.3779 | 12862.175 | 12564.9979 | 12564.8469 | 13258.7223 | 12993.6233 | 13993.5503 | 13993.5025 | 13890.4802 | 14162.9837 | 14940.1959 | 14450.7497 | 15960.8824 | 16082.5028 | 17052.7409 | 16818.3885 | 17888.6169 | 17895.5967 | 17907.2154 | 17937.9445 | 17725.6382 | 17694.1258 | 17605.1462 | 17684.1472
Group Totals
Resource | Type | BA | Area | 2023 | 2024 | 2025 | 2026 | 2027 | 2028 | 2029 | 2030 | 2031 | 2032 | 2033 | 2034 | 2035 | 2036 | 2037 | 2038 | 2039 | 2040 | 2041 | 2042 | 2043 | 2044 | 2045 | 2046 | 2047 | 2048 | 2049 | 2050 | 2051 | 2052 | 2053 | 2054 | 2055 | 2056 | 2057
Total | Coal:Conventional | DEF | DEF | 2023: 1442; 2024: 1442; 2025: 1442; 2026: 1442; 2027: 1442; 2028: 1410; 2029: 1410; 2030: 1410; 2031: 1410; 2032: 1410; 2033: 1410; 2034: 0
Total | Demand:Demand Response | DEF | DEF | 1370.518 | 1407.6476 | 1430.8563 | 1436.3579 | 1441.8436 | 1012.9825 | 1018.0294 | 1023.0762 | 1028.123 | 1033.1699 | 1038.2167 | 1043.2635 | 1048.3104 | 1053.3572 | 1058.404 | 1063.4508 | 1068.4977 | 1073.5445 | 1078.5913 | 1083.6382 | 1088.685 | 1093.7318 | 1098.7787 | 1103.8255 | 1108.8723 | 1113.9192 | 1118.966 | 1124.0128 | 1124.0128 | 1124.0128 | 1124.0128 | 1124.0128 | 1124.0128 | 1124.0128 | 1239.6593
Total | Gas/Oil:Combined Cycle | DEF | DEF | 6091 | 5976 | 6361 | 6366 | 6453 | 5926.316 | 5926.316 | 5926.316 | 5926.316 | 5926.316 | 5926.316 | 5926.316 | 5705.316 | 5705.316 | 5705.316 | 5705.316 | 5215.316 | 5215.316 | 5215.316 | 5215.316 | 4618.316 | 4022 | 3434 | 3434 | 2866 | 2866 | 1654 | 1654 | 1654 | 1654 | 1654 | 1654 | 1654 | 1654 | 1654
Total | Gas/Oil:Combustion Turbine | DEF | DEF | 3713.377 | 3713.377 | 3190.2243 | 2964.2243 | 2964.2243 | 1468 | 1682.8 | 1682.8 | 1682.8 | 1682.8 | 1682.8 | 2250.8 | 2250.8 | 1953.8 | 1953.8 | 1647.8 | 1647.8 | 1647.8 | 1647.8 | 1647.8 | 2503.8 | 2363.8 | 2358.8 | 2358.8 | 3214.8 | 3214.8 | 4712.8 | 4712.8 | 4712.8 | 4712.8 | 4712.8 | 4712.8 | 4712.8 | 4712.8 | 4712.8
Total | Gas/Oil:Steam Turbine | DEF | DEF | 2023: 1035; 2024: 1035; 2025: 1035; 2026: 1035; 2027: 1035; 2028: 1013; 2029: 1013; 2030: 1013; 2031: 1013; 2032: 1013; 2033: 1013; 2034: 1013; 2035: 1013; 2036: 1013; 2037: 1013; 2038: 1013; 2039: 1013; 2040: 1013; 2041: 1013; 2042: 0
Total | Nuclear:Nuclear | DEF | DEF | 2038: 1000; 2039: 1000; 2040: 2000; 2041: 2000; 2042: 3000; 2043: 3000; 2044: 4500; 2045: 4500; 2046: 6000; 2047: 6000; 2048: 7500; 2049: 7500; 2050: 9000; 2051: 9000; 2052: 9000; 2053: 9000; 2054: 9000; 2055: 9000; 2056: 9000; 2057: 9000
Total | Renewable:Biomass | DEF | DEF | 2023: 77.75; 2024: 77.75; 2025: 0; 2026: 0; 2027: 0; 2028: 0; 2029: 0; 2030: 0; 2031: 0; 2032: 0; 2033: 0; 2034: 0; 2035: 0; 2036: 0; 2037: 0; 2038: 0; 2039: 0; 2040: 0; 2041: 0; 2042: 0
Total | Renewable:Solar PV | DEF | DEF | 0 | 0 | 0 | 0 | 0 | 1025.0303 | 1019.9055 | 1033.5309 | 1047.0881 | 1060.578 | 1055.2749 | 1049.9983 | 1044.7487 | 1039.5247 | 1034.3269 | 1029.1555 | 1024.0096 | 1018.8898 | 1013.7952 | 1008.726 | 1003.6827 | 998.6641 | 993.671 | 985.2569 | 980.3305 | 972.0217 | 973.1225 | 988.3041 | 995.2838 | 1006.9025 | 1037.6317 | 1050.3254 | 1018.813 | 884.8334 | 848.1878
Total | Renewable:Wind | DEF | DEF | 2043: 13.5; 2044: 27; 2045: 40.5; 2046: 54; 2047: 67.5; 2048: 81; 2049: 94.5; 2050: 94.5; 2051: 94.5; 2052: 94.5; 2053: 94.5; 2054: 94.5; 2055: 94.5; 2056: 94.5; 2057: 94.5
Total | Storage:Battery | DEF | DEF |  |  |  |  | 90 | 90 | 90 | 90 | 90 | 270 | 810 | 1350 | 1800 | 1800 | 1800 | 1800 | 2025 | 2025 | 2025 | 1935 | 1935 | 1935 | 2025 | 2025 | 1845 | 1305 | 765 | 315 | 315 | 315 | 315 | 90 | 90 | 135 | 135

## Capacity Factor
Capacity Factor (%)
Base
Resource | Type | BA | Area | 2023 | 2024 | 2025 | 2026 | 2027 | 2028 | 2029 | 2030 | 2031 | 2032 | 2033 | 2034 | 2035 | 2036 | 2037 | 2038 | 2039 | 2040 | 2041 | 2042 | 2043 | 2044 | 2045 | 2046 | 2047 | 2048 | 2049 | 2050 | 2051 | 2052 | 2053 | 2054 | 2055 | 2056 | 2057
AC | Demand:Demand Response | DEF | DEF |  | 8.506e-05% | 0.005604% |  | 0.0003286% |  | 0.01363% | 0.003482% |  |  | 8.094e-05% |  |  | 0.1851% | 0.4521% |  | 0.2177% | 7.957e-05% | 0.001933% | 7.919e-05% |  |  | 4.615% |  | 1.876% |  |  | 7.064% | 1.035% | 1.616% | 3.158% | 3.117% | 1.619% | 0.2194% | 0.5407%
Anclote 1 | Gas/Oil:Steam Turbine | DEF | DEF | 2023: 21.42%; 2024: 25.62%; 2025: 12.61%; 2026: 19.78%; 2027: 18.38%; 2028: 18.67%; 2029: 14.33%; 2030: 12.46%; 2031: 7.349%; 2032: 5.568%; 2033: 4.235%; 2034: 14.89%; 2035: 18.06%; 2036: 19.29%; 2037: 26.69%; 2038: 13.05%; 2039: 17.81%; 2040: 12.56%; 2041: 12.19%; 2042: 7.625%
Anclote 2 | Gas/Oil:Steam Turbine | DEF | DEF | 2023: 13.62%; 2024: 14.95%; 2025: 8.121%; 2026: 12.12%; 2027: 12.11%; 2028: 12.53%; 2029: 7.895%; 2030: 6.219%; 2031: 5.995%; 2032: 4.841%; 2033: 5.752%; 2034: 8.803%; 2035: 12.64%; 2036: 11.07%; 2037: 19.53%; 2038: 6.567%; 2039: 10.11%; 2040: 9.763%; 2041: 8.118%; 2042: 4.853%
As Avail | Gas/Oil:Combined Cycle | DEF | DEF | 20% | 19.95% | 20% | 20% | 20% | 19.95% | 20% | 20% | 20% | 19.95% | 20% | 20% | 20% | 19.95% | 20% | 20% | 20% | 20.22% | 20% | 20% | 20% | 19.95% | 20% | 20% | 20% | 20.22% | 20% | 20% | 20% | 19.95% | 20% | 20% | 20% | 20.22% | 20%
As Avail PCS | Renewable:Biomass | DEF | DEF | 2023: 40%; 2024: 39.89%; 2025: 40%; 2026: 40%; 2027: 40%; 2028: 39.89%; 2029: 40%; 2030: 40%; 2031: 40%; 2032: 40.16%; 2033: 40%; 2034: 40%; 2035: 40%; 2036: 39.89%; 2037: 40%; 2038: 40%; 2039: 40%; 2040: 39.89%; 2041: 40%; 2042: 40%
Bartow CC 1 0 | Gas/Oil:Combined Cycle | DEF | DEF | 63.92% | 60.43% | 62.16% | 60.81% | 57.94% | 60.05% | 62.66% | 63.43% | 65.1% | 64.77% | 63.84% | 71.99% | 75.17% | 77.27% | 69.27% | 74.31% | 76.96% | 76.24% | 71.04% | 72.2% | 75.49% | 73.04% | 68.13% | 65.72% | 65.89% | 55.67% | 41.83%
Bartow CC 1 PAG | Gas/Oil:Combined Cycle | DEF | DEF | 28.67% | 27.59% | 23.28% | 22.79% | 22.58% | 25.13% | 21.92% | 14.98% | 10.88% | 10.49% | 7.754% | 18.54% | 23.05% | 24.51% | 27.44% | 18.7% | 26.38% | 20.72% | 14.89% | 10.96% | 18.21% | 13.38% | 26.42% | 10.42% | 18.13% | 4.99% | 1.095%
BARTOW_P 1 | Gas/Oil:Combustion Turbine | DEF | DEF | 2026: 0.02009%
BARTOW_P 2 | Gas/Oil:Combustion Turbine | DEF | DEF | 2023: 0.05495%; 2024: 0.4502%; 2025: 0.556%; 2026: 0.3392%; 2027: 0.4527%; 2028: 0.6701%; 2029: 0.3974%; 2030: 0.5636%; 2031: 0.7821%; 2032: 0.2625%; 2033: 0.1376%; 2034: 0.03276%
BARTOW_P 3 | Gas/Oil:Combustion Turbine | DEF | DEF | 2024: 0.04556%; 2026: 0.02037%
BARTOW_P 4 | Gas/Oil:Combustion Turbine | DEF | DEF | 2023: 0.4471%; 2024: 0.7972%; 2025: 1.067%; 2026: 0.5958%; 2027: 0.8257%; 2028: 0.6159%; 2029: 0.8689%; 2030: 0.8674%; 2031: 0.9754%; 2032: 0.3557%; 2033: 0.3965%; 2034: 0.3847%
Battery 2 Hours | Storage:Battery | DEF | DEF | 2027: 9.416%; 2028: 9.991%; 2029: 9.539%; 2030: 10.06%; 2031: 8.644%; 2032: 8.454%; 2033: 7.775%; 2034: 7.127%; 2035: 7.379%; 2036: 7.046%; 2037: 7.414%; 2038: 6.679%; 2039: 5.965%; 2040: 5.502%; 2041: 5.461%
Battery 4 Hours | Storage:Battery | DEF | DEF | [9 empty] | 15.13% | 14.65% | 14.27% | 14% | 13.92% | 13.97% | 13.38% | 11.9% | 11.36% | 10.85% | 10.5% | 10.07% | 8.392% | 8.691% | 6.864% | 9.06% | 9.356% | 12.75% | 10.28% | 11.44% | 10.35% | 9.003% | 9.316% | 7.545% | 7.848% | 6.233%
BAYBORO_P 1 | Gas/Oil:Combustion Turbine | DEF | DEF | 2024: 0.08936%; 2025: 0.03016%
BAYBORO_P 2 | Gas/Oil:Combustion Turbine | DEF | DEF | 2024: 0.01181%
BAYBORO_P 3 | Gas/Oil:Combustion Turbine | DEF | DEF | 2024: 0.03327%; 2025: 0.01093%
BAYBORO_P 4 | Gas/Oil:Combustion Turbine | DEF | DEF | 2024: 0.02371%
Citrus CC 1 | Gas/Oil:Combined Cycle | DEF | DEF | 85.55% | 87.55% | 81.55% | 87.66% | 87.75% | 77.41% | 85.9% | 85.05% | 78.88% | 84.1% | 85.05% | 85.86% | 86.35% | 86.4% | 80.47% | 85.49% | 85.43% | 77.28% | 79.11% | 75.49% | 71.92% | 67.17% | 56.54% | 46.57% | 48.7% | 37.65% | 42.25% | 24.09% | 23.54% | 22.7% | 23.55% | 22.94% | 22.71% | 22.91% | 22.2%
Citrus CC 1 Duct | Gas/Oil:Combined Cycle | DEF | DEF | 31.5% | 31.7% | 23.49% | 28.87% | 25.27% | 25.59% | 23.97% | 18.07% | 13.09% | 12.16% | 11.39% | 24.21% | 27.36% | 30.69% | 39.11% | 19.03% | 25.74% | 18.01% | 14.49% | 5.75% | 16.07% | 9.85% | 23.1% | 10.16% | 17.74% | 3.875% | 16.04% | 23.06% | 16.87% | 18.94% | 17.88% | 19.75% | 19.26% | 16.87% | 18.3%
Citrus CC 2 | Gas/Oil:Combined Cycle | DEF | DEF | 85.22% | 87.81% | 87.01% | 81.99% | 88.75% | 78.14% | 86.23% | 85.96% | 80.11% | 85.74% | 86.2% | 85.99% | 85.57% | 85.71% | 79.87% | 85.61% | 85.88% | 77.8% | 84.02% | 78.9% | 72.95% | 65.46% | 68.16% | 57.03% | 39.4% | 35.31% | 37.08% | 21.75% | 19.79% | 21.48% | 21.51% | 21.8% | 21.8% | 19.35% | 20.46%
Citrus CC 2 Duct | Gas/Oil:Combined Cycle | DEF | DEF | 30.13% | 33.19% | 24.68% | 22.62% | 23.78% | 24.74% | 23.35% | 15.94% | 10.33% | 9.986% | 9.708% | 21.24% | 26.07% | 29.78% | 33.14% | 16.74% | 23.65% | 22.44% | 12.57% | 6.266% | 13.55% | 9.309% | 21.71% | 11.35% | 14.34% | 4.956% | 14.02% | 20.08% | 13.49% | 18.85% | 17.14% | 18.21% | 17.54% | 13.32% | 18.83%
Crystal 4 | Coal:Conventional | DEF | DEF | 2023: 11.67%; 2024: 10.92%; 2025: 14.09%; 2026: 9.639%; 2027: 12.93%; 2028: 17.21%; 2029: 19.54%; 2030: 24.22%; 2031: 43.34%; 2032: 29.7%; 2033: 40.29%; 2034: 41.2%
Crystal 5 | Coal:Conventional | DEF | DEF | 2023: 7.422%; 2024: 11.99%; 2025: 11.48%; 2026: 11.23%; 2027: 10.9%; 2028: 15.52%; 2029: 17.05%; 2030: 22.85%; 2031: 29.23%; 2032: 35.21%; 2033: 28.15%; 2034: 17.86%
DEBARY 10 | Gas/Oil:Combustion Turbine | DEF | DEF | 2024: 0.06037%; 2025: 0.03772%; 2026: 0.01714%; 2027: 0.08189%; 2028: 0.09432%; 2029: 0.0914%; 2030: 0.08077%; 2031: 0.03685%; 2032: 0.02962%; 2033: 0.01435%; 2034: 0.0694%; 2035: 0.06991%
DEBARY 2 | Gas/Oil:Combustion Turbine | DEF | DEF | 2024: 0.1278%; 2026: 0.03025%; 2027: 0.02024%
DEBARY 3 | Gas/Oil:Combustion Turbine | DEF | DEF | 2024: 0.1244%; 2026: 0.03527%
DEBARY 4 | Gas/Oil:Combustion Turbine | DEF | DEF | 2024: 0.02901%; 2025: 0.01872%; 2026: 0.02438%; 2027: 0.009797%
DEBARY 5 | Gas/Oil:Combustion Turbine | DEF | DEF | 2024: 0.1084%; 2026: 0.05569%
DEBARY 6 | Gas/Oil:Combustion Turbine | DEF | DEF | 2024: 0.1285%; 2025: 0.0444%; 2026: 0.02438%
DEBARY 7 | Gas/Oil:Combustion Turbine | DEF | DEF | 2023: 1.921%; 2024: 2.056%; 2025: 2.419%; 2026: 2.291%; 2027: 2.097%; 2028: 2.302%; 2029: 2.019%; 2030: 1.941%; 2031: 2.034%; 2032: 1.455%; 2033: 1.073%; 2034: 1.846%; 2035: 1.873%; 2036: 1.194%
DEBARY 8 | Gas/Oil:Combustion Turbine | DEF | DEF | 2023: 2.568%; 2024: 2.33%; 2025: 2.839%; 2026: 2.467%; 2027: 2.441%; 2028: 2.644%; 2029: 2.217%; 2030: 2.01%; 2031: 2.663%; 2032: 1.464%; 2033: 1.665%; 2034: 1.745%; 2035: 2.258%; 2036: 1.815%
DEBARY 9 | Gas/Oil:Combustion Turbine | DEF | DEF | 2023: 2.533%; 2024: 3.161%; 2025: 3.044%; 2026: 2.882%; 2027: 2.486%; 2028: 3.055%; 2029: 2.744%; 2030: 2.586%; 2031: 2.72%; 2032: 1.41%; 2033: 1.646%; 2034: 2.265%; 2035: 2.312%; 2036: 2.083%
DEF Nuclear Natrium | Nuclear:Nuclear | DEF | DEF | 2048: 85.56%; 2049: 81.72%; 2050: 78.97%; 2051: 74.69%; 2052: 76.04%; 2053: 75.73%; 2054: 80.05%; 2055: 81.16%; 2056: 83.81%; 2057: 85.37%
DEF Nuclear Natrium - Storage | Storage:Battery | DEF | DEF | 2048: 23.07%; 2049: 23.82%; 2050: 22.94%; 2051: 22.25%; 2052: 21.52%; 2053: 22%; 2054: 21.97%; 2055: 22.25%; 2056: 22.16%; 2057: 22.51%
DEF Nuclear Natrium - Storage PTC | Storage:Battery | DEF | DEF | 2038: 27.59%; 2039: 29.62%; 2040: 28.11%; 2041: 27.7%; 2042: 27.49%; 2043: 27.34%; 2044: 26.87%; 2045: 26.28%; 2046: 25.69%; 2047: 25.39%; 2048: 24.74%; 2049: 24.77%; 2050: 24.57%; 2051: 24.25%; 2052: 24.16%; 2053: 24.68%; 2054: 23.83%; 2055: 24.24%; 2056: 24.41%; 2057: 23.62%
DEF Nuclear Natrium PTC | Nuclear:Nuclear | DEF | DEF | 2038: 95.92%; 2039: 94.19%; 2040: 94.46%; 2041: 93.95%; 2042: 94.64%; 2043: 94.08%; 2044: 94.73%; 2045: 94.08%; 2046: 94.28%; 2047: 93.82%; 2048: 93.94%; 2049: 93.62%; 2050: 93.83%; 2051: 93.42%; 2052: 93.26%; 2053: 93.68%; 2054: 93%; 2055: 94.1%; 2056: 93.02%; 2057: 93.97%
Gen 190MW CT | Gas/Oil:Combustion Turbine | DEF | DEF | [5 empty] | 0.9284% |  | 0.96% | 1.186% |  |  | 3.49% | 5.567% | 6.441% | 7.147% | 3.153% | 5.441% | 0.6475% | 1.19% | 1.516% | 5.895% | 2.334% | 13.74% | 5.159% | 9.843% | 3.859% | 18.25% | 7.47% | 5.703% | 6.119% | 5.155% | 4.732% | 5.074% | 5.484% | 6.475%
Gen 190MW CT H2 | Gas/Oil:Combustion Turbine | DEF | DEF | 2043: 0.2338%; 2044: 0.01246%; 2045: 0.7671%; 2046: 0.2305%; 2047: 0.5812%; 2048: 0.03675%; 2049: 0.6855%; 2050: 5.37%; 2051: 2.492%; 2052: 3.382%; 2053: 3.283%; 2054: 3.657%; 2055: 3.383%; 2056: 3.328%; 2057: 2.808%
HEAT | Demand:Demand Response | DEF | DEF | 2024: 0.0001402%; 2025: 6.891e-05%; 2026: 0.0002064%; 2028: 6.809e-05%; 2030: 0.003111%; 2032: 0.002131%; 2033: 0.005189%; 2035: 6.784e-05%; 2038: 0.366%; 2045: 6.679e-05%; 2047: 0.0001332%; 2050: 22.59%; 2051: 0.8813%; 2052: 0.2768%; 2053: 0.6451%; 2054: 0.9133%; 2055: 1.245%; 2056: 0.44%; 2057: 1.144%
Hines CC 1 | Gas/Oil:Combined Cycle | DEF | DEF | 2023: 60.92%; 2024: 60.65%; 2025: 63.62%; 2026: 47.61%; 2027: 56.15%; 2028: 50.43%; 2029: 56.57%; 2030: 47.56%; 2031: 37.39%; 2032: 27.67%; 2033: 29.75%; 2034: 36.7%; 2035: 55.64%; 2036: 57.1%; 2037: 69.28%; 2038: 51.57%; 2039: 26.98%
Hines CC 2 | Gas/Oil:Combined Cycle | DEF | DEF | 60.08% | 61.14% | 58.77% | 65.12% | 59.15% | 63.7% | 54.96% | 57.7% | 48.68% | 48.14% | 49.32% | 53.38% | 59.73% | 58.97% | 67.13% | 59.47% | 52.89% | 51.25% | 43.89% | 29.45% | 10.6%
Hines CC 3 | Gas/Oil:Combined Cycle | DEF | DEF | 65.75% | 63.77% | 62.54% | 58.62% | 68.47% | 66.11% | 69.16% | 58.06% | 65.59% | 60.39% | 64.44% | 63.61% | 76.44% | 74.61% | 82.42% | 67.15% | 67.72% | 63.04% | 59.28% | 45.39% | 50.23% | 39.91% | 21.02%
Hines CC 4 | Gas/Oil:Combined Cycle | DEF | DEF | 59.26% | 67.45% | 53.59% | 62.33% | 55.08% | 67.89% | 60.74% | 64.91% | 53.17% | 63.11% | 63.23% | 72.95% | 67.67% | 78.55% | 72.63% | 77.26% | 70.42% | 73.96% | 66.99% | 71.95% | 65.98% | 67.17% | 59.28% | 46.98% | 24.11%
INT CITY 1 | Gas/Oil:Combustion Turbine | DEF | DEF | 2023: 0.02459%; 2024: 0.009674%; 2026: 0.03256%; 2027: 0.04852%; 2028: 0.06148%; 2029: 0.02631%; 2030: 0.1108%; 2031: 0.1514%; 2032: 0.04635%; 2033: 0.01315%
INT CITY 10 | Gas/Oil:Combustion Turbine | DEF | DEF | 2023: 0.456%; 2024: 1.753%; 2025: 1.393%; 2026: 0.7635%; 2027: 1.526%; 2028: 1.402%; 2029: 1.204%; 2030: 1.162%; 2031: 1.732%; 2032: 0.6626%; 2033: 0.6511%; 2034: 1.733%; 2035: 1.591%; 2036: 2.429%; 2037: 2.717%; 2038: 1.372%
INT CITY 11 | Gas/Oil:Combustion Turbine | DEF | DEF | 2024: 0.155%; 2025: 0.07458%; 2026: 0.04099%; 2027: 0.1211%; 2028: 0.08822%; 2029: 0.03781%; 2030: 0.1152%; 2031: 0.2182%; 2032: 0.05735%; 2034: 0.03643%; 2035: 0.1361%; 2036: 0.3907%; 2037: 0.5537%; 2038: 0.3151%; 2039: 0.4983%; 2040: 0.0454%; 2041: 0.03188%; 2042: 0.1084%; 2043: 0.1485%; 2044: 0.07844%
INT CITY 12 | Gas/Oil:Combustion Turbine | DEF | DEF | 0.3264% | 1.596% | 1.073% | 0.5645% | 1.44% | 1.605% | 0.9127% | 1.195% | 1.708% | 0.4982% | 0.2047% | 0.9232% | 1.112% | 1.603% | 2.228% | 2.284% | 2.775% | 1.422% | 1.923% | 2.501% | 5.675% | 4.021% | 2.487%
INT CITY 13 | Gas/Oil:Combustion Turbine | DEF | DEF | 1.197% | 2.632% | 1.971% | 1.277% | 1.872% | 2.025% | 1.368% | 1.664% | 2.252% | 0.9951% | 0.6323% | 1.365% | 1.684% | 2.029% | 3.893% | 2.603% | 3.079% | 2.567% | 2.792% | 2.846% | 6.16% | 5.688% | 4.506%
INT CITY 14 | Gas/Oil:Combustion Turbine | DEF | DEF | 1.638% | 2.667% | 2.331% | 1.112% | 2.131% | 2.05% | 1.775% | 1.791% | 2.169% | 1.198% | 0.8554% | 1.409% | 1.683% | 2.098% | 3.623% | 3.809% | 4.002% | 2.361% | 3.392% | 3.544% | 6.951% | 5.382% | 4.419%
INT CITY 2 | Gas/Oil:Combustion Turbine | DEF | DEF | 2026: 0.0138%; 2027: 0.009919%; 2028: 0.009574%; 2029: 0.0069%; 2030: 0.02674%; 2031: 0.1138%; 2032: 0.006879%
INT CITY 3 | Gas/Oil:Combustion Turbine | DEF | DEF | 2024: 0.02044%; 2025: 0.006836%; 2026: 0.01367%; 2027: 0.03632%; 2028: 0.04621%; 2029: 0.02051%; 2030: 0.06808%; 2031: 0.15%; 2032: 0.04025%
INT CITY 4 | Gas/Oil:Combustion Turbine | DEF | DEF | 2023: 0.0199%; 2024: 0.02996%; 2025: 0.01355%; 2026: 0.0199%; 2027: 0.07133%; 2028: 0.03291%; 2029: 0.03108%; 2030: 0.06734%; 2031: 0.03656%; 2032: 0.04637%
INT CITY 5 | Gas/Oil:Combustion Turbine | DEF | DEF | 2026: 0.02703%; 2027: 0.01978%; 2028: 0.03681%; 2029: 0.01407%; 2030: 0.02809%; 2031: 0.1072%; 2032: 0.01994%
INT CITY 6 | Gas/Oil:Combustion Turbine | DEF | DEF | 2023: 0.00729%; 2024: 0.08028%; 2025: 0.006835%; 2026: 0.0309%; 2027: 0.1044%; 2028: 0.09577%; 2029: 0.0212%; 2030: 0.09913%; 2031: 0.2%; 2032: 0.04685%; 2033: 0.0205%
INT CITY 7 | Gas/Oil:Combustion Turbine | DEF | DEF | 2023: 2.942%; 2024: 4.237%; 2025: 3.086%; 2026: 2.867%; 2027: 3.067%; 2028: 3.79%; 2029: 2.306%; 2030: 2.381%; 2031: 2.367%; 2032: 1.459%; 2033: 1.452%; 2034: 3.37%; 2035: 3.298%; 2036: 4.073%; 2037: 5.317%; 2038: 2.749%
INT CITY 8 | Gas/Oil:Combustion Turbine | DEF | DEF | 2023: 1.661%; 2024: 3.34%; 2025: 2.816%; 2026: 1.97%; 2027: 2.823%; 2028: 2.774%; 2029: 2.346%; 2030: 2.142%; 2031: 1.863%; 2032: 1.458%; 2033: 1.215%; 2034: 3.003%; 2035: 2.659%; 2036: 3.272%; 2037: 4.704%; 2038: 1.59%
INT CITY 9 | Gas/Oil:Combustion Turbine | DEF | DEF | 2023: 1.6%; 2024: 3.312%; 2025: 2.482%; 2026: 2.253%; 2027: 2.143%; 2028: 2.997%; 2029: 2.252%; 2030: 2.169%; 2031: 2.198%; 2032: 1.225%; 2033: 1.023%; 2034: 3.148%; 2035: 2.214%; 2036: 3.362%; 2037: 4.364%; 2038: 2.345%
INTER | Demand:Demand Response | DEF | DEF | 2026: 0.00156%; 2027: 0.003779%; 2028: 0.0006373%; 2030: 0.009649%; 2032: 3.434e-05%; 2036: 0.003648%; 2037: 0.131%; 2038: 0.08596%; 2039: 0.02658%; 2045: 0.4077%; 2047: 0.04274%; 2049: 3.444e-05%; 2050: 6.108%; 2051: 0.00162%; 2052: 0.0003311%; 2053: 0.002725%; 2054: 1.287%; 2055: 0.0009038%; 2056: 0.0008705%; 2057: 0.006114%
Mulberry | Gas/Oil:Combined Cycle | DEF | DEF | 2023: 51.88%; 2024: 49.64%
New DEF OnShore Wind | Renewable:Wind | DEF | DEF | 2048: 9.383%; 2049: 10.38%; 2050: 9.568%; 2051: 6.816%; 2052: 6.335%; 2053: 6.962%; 2054: 7.47%; 2055: 6.986%; 2056: 7.158%; 2057: 7.387%
New DEF OnShore Wind PTC | Renewable:Wind | DEF | DEF | 2043: 14.83%; 2044: 16.45%; 2045: 16.75%; 2046: 17.1%; 2047: 16.82%; 2048: 17.05%; 2049: 16.65%; 2050: 15.58%; 2051: 15.82%; 2052: 16.26%; 2053: 17.23%; 2054: 17.39%; 2055: 17.88%; 2056: 18.49%; 2057: 20.96%
NSG Vand CT 1 | Gas/Oil:Combustion Turbine | DEF | DEF | 2023: 10.59%; 2024: 11.45%; 2025: 6.513%; 2026: 5.595%; 2027: 2.561%
NSG Vand CT 2 | Gas/Oil:Combustion Turbine | DEF | DEF | 2023: 10.72%; 2024: 12.37%; 2025: 7.381%; 2026: 6.462%; 2027: 3.359%
NSG Vand CT 3 | Gas/Oil:Combustion Turbine | DEF | DEF | 2023: 13.17%; 2024: 13.67%; 2025: 8.302%; 2026: 6.512%; 2027: 3.078%
NSG Vand CT 4 | Gas/Oil:Combustion Turbine | DEF | DEF | 2023: 14.38%; 2024: 14.44%; 2025: 9.42%; 2026: 9.882%; 2027: 3.445%
Orange Cogen | Gas/Oil:Combined Cycle | DEF | DEF | 2023: 54.98%; 2024: 54.99%; 2025: 54.98%
Orlando Cogen | Gas/Oil:Combined Cycle | DEF | DEF | 2023: 90.39%
Osprey 1 0 | Gas/Oil:Combined Cycle | DEF | DEF | 2023: 70.43%; 2024: 80.51%
Osprey 1 1 | Gas/Oil:Combined Cycle | DEF | DEF | 2023: 42%; 2024: 55.94%
Osprey 1 2 | Gas/Oil:Combined Cycle | DEF | DEF | 2023: 17.12%; 2024: 28.01%
OspreyAcq | Gas/Oil:Combined Cycle | DEF | DEF |  | 81.13% | 79.1% | 79.69% | 77.18% | 81.99% | 75.29% | 77.39% | 74.12% | 74.83% | 78.62% | 78.65% | 79.87% | 78.67% | 86.68% | 81.07% | 75.72% | 76.5% | 65.91% | 62.29% | 61.77% | 48.36%
OspreyAcqDF | Gas/Oil:Combined Cycle | DEF | DEF |  | 6.85% | 23.41% | 26.41% | 23.57% | 23.64% | 23.29% | 23.8% | 13.95% | 13.19% | 14.6% | 28.45% | 35.54% | 39.67% | 36.84% | 31.44% | 37.41% | 29.6% | 30.11% | 20.22% | 31.1% | 5.719%
Pasco County | Renewable:Biomass | DEF | DEF | 2023: 83.83%; 2024: 83.88%; 2025: 83.29%; 2026: 40%; 2027: 40%; 2028: 40.16%; 2029: 40%; 2030: 40%; 2031: 40%; 2032: 39.89%; 2033: 40%; 2034: 40%; 2035: 40%; 2036: 40.16%; 2037: 40%; 2038: 40%; 2039: 40%; 2040: 40.16%; 2041: 40%; 2042: 40%
Pinellas County | Renewable:Biomass | DEF | DEF | 2023: 73.69%; 2024: 75.14%; 2025: 74.79%; 2026: 40%; 2027: 40%; 2028: 40.16%; 2029: 40%; 2030: 40%; 2031: 40%; 2032: 40.16%; 2033: 40%; 2034: 40%; 2035: 40%; 2036: 39.89%; 2037: 40%; 2038: 40%; 2039: 40%; 2040: 39.89%; 2041: 40%; 2042: 40%
Shady Hills 1 | Gas/Oil:Combustion Turbine | DEF | DEF | 2023: 3.499%; 2024: 0.06938%
Shady Hills 2 | Gas/Oil:Combustion Turbine | DEF | DEF | 2023: 2.34%; 2024: 0.2082%
Shady Hills 3 | Gas/Oil:Combustion Turbine | DEF | DEF | 2023: 3.199%; 2024: 0.2428%
Solar 3rdParty Block 1 | Renewable:Solar PV | DEF | DEF |  | 22.72% | 23.56% | 23.2% | 23.56% | 23.35% | 23.56% | 23.41% | 23.56% | 23.56% | 23.56% | 23.56% | 23.56% | 23.56% | 23.56% | 23.56% | 23.56% | 23.56% | 23.56% | 23.56% | 23.56% | 23.56% | 23.56% | 23.56% | 23.56% | 23.56% | 23.56% | 23.56% | 23.56% | 23.57% | 23.56% | 23.56% | 23.56% | 27.5% | 23.56%
Solar 3rdParty Block 2 | Renewable:Solar PV | DEF | DEF | [9 empty] | 22.72% | 23.56% | 23.25% | 23.56% | 23.37% | 23.56% | 23.42% | 23.56% | 23.56% | 23.56% | 23.56% | 23.56% | 23.56% | 23.56% | 23.56% | 23.56% | 23.56% | 23.56% | 23.56% | 23.56% | 23.57% | 23.56% | 23.56% | 23.56% | 27.5% | 23.56%
Solar 3rdParty Block 3 | Renewable:Solar PV | DEF | DEF | 2040: 22.72%; 2041: 23.56%; 2042: 23.25%; 2043: 23.56%; 2044: 23.37%; 2045: 23.56%; 2046: 23.42%; 2047: 23.56%; 2048: 23.56%; 2049: 23.56%; 2050: 23.56%; 2051: 23.56%; 2052: 23.57%; 2053: 23.56%; 2054: 23.56%; 2055: 23.56%; 2056: 27.5%; 2057: 23.56%
Solar 3rdParty Block 4 | Renewable:Solar PV | DEF | DEF | 2048: 22.72%; 2049: 23.56%; 2050: 23.25%; 2051: 23.56%; 2052: 23.57%; 2053: 23.56%; 2054: 23.56%; 2055: 23.56%; 2056: 27.5%; 2057: 23.56%
Solar DEF Bay Ranch | Renewable:Solar PV | DEF | DEF | 28.85% | 28.65% | 28.66% | 28.66% | 28.66% | 28.65% | 28.66% | 28.66% | 28.66% | 28.65% | 28.66% | 28.66% | 28.66% | 28.65% | 28.66% | 28.66% | 28.66% | 28.65% | 28.66% | 28.66% | 28.64% | 28.65% | 28.55% | 28.42% | 27.53% | 27.05% | 26.77% | 25.28% | 24.96% | 24.58% | 26.65% | 26.8% | 28% | 28.19% | 28.62%
Solar DEF Bay Trail | Renewable:Solar PV | DEF | DEF | 28.67% | 28.66% | 28.67% | 28.67% | 28.67% | 28.66% | 28.67% | 28.67% | 28.67% | 28.66% | 28.67% | 28.67% | 28.67% | 28.66% | 28.67% | 28.67% | 28.67% | 28.66% | 28.67% | 28.67% | 28.65% | 28.66% | 28.54% | 28.4% | 27.46% | 27.02% | 26.57% | 25.09% | 24.56% | 25.04% | 26.97% | 27.11% | 28.23% | 28.41% | 28.64%
Solar DEF Charlie Creek | Renewable:Solar PV | DEF | DEF | 27.24% | 27.23% | 27.24% | 27.24% | 27.24% | 27.23% | 27.24% | 27.24% | 27.24% | 27.23% | 27.24% | 27.24% | 27.24% | 27.23% | 27.24% | 27.24% | 27.24% | 27.23% | 27.24% | 27.24% | 27.23% | 27.23% | 27.16% | 27% | 26.17% | 25.53% | 25.06% | 23.76% | 23.18% | 23.78% | 25.65% | 25.75% | 26.89% | 27% | 27.22%
Solar DEF Columbia | Renewable:Solar PV | DEF | DEF | 27.23% | 27.22% | 27.23% | 27.23% | 27.23% | 27.22% | 27.23% | 27.23% | 27.23% | 27.22% | 27.23% | 27.23% | 27.23% | 27.22% | 27.23% | 27.23% | 27.23% | 27.22% | 27.23% | 27.23% | 27.22% | 27.22% | 27.15% | 26.96% | 26.26% | 25.76% | 25.19% | 24.08% | 23.62% | 22.85% | 24.73% | 25.16% | 26.41% | 26.64% | 27.2%
Solar DEF County Line | Renewable:Solar PV | DEF | DEF |  |  | 29.3% | 28.66% | 28.66% | 28.65% | 28.66% | 28.66% | 28.66% | 28.65% | 28.66% | 28.66% | 28.66% | 28.65% | 28.66% | 28.66% | 28.66% | 28.65% | 28.66% | 28.66% | 28.66% | 28.65% | 28.52% | 28.42% | 27.54% | 27.14% | 26.81% | 25.19% | 24.89% | 24.33% | 26.21% | 26.61% | 27.97% | 28.05% | 28.61%
Solar DEF Debary | Renewable:Solar PV | DEF | DEF | 23.56% | 23.55% | 23.56% | 23.56% | 23.56% | 23.55% | 23.56% | 23.56% | 23.56% | 23.55% | 23.56% | 23.56% | 23.56% | 23.55% | 23.56% | 23.56% | 23.56% | 23.55% | 23.56% | 23.56% | 23.55% | 23.55% | 23.48% | 23.34% | 22.47% | 21.89% | 21.42% | 20.2% | 19.96% | 19.64% | 21.28% | 21.67% | 22.78% | 26.95% | 23.53%
Solar DEF Duette | Renewable:Solar PV | DEF | DEF | 27.24% | 27.23% | 27.24% | 27.24% | 27.24% | 27.23% | 27.24% | 27.24% | 27.24% | 27.23% | 27.24% | 27.24% | 27.24% | 27.23% | 27.24% | 27.24% | 27.24% | 27.23% | 27.24% | 27.24% | 27.23% | 27.23% | 27.16% | 27% | 26.16% | 25.57% | 25.04% | 23.8% | 23.1% | 23.86% | 25.68% | 25.79% | 26.9% | 27.01% | 27.23%
Solar DEF Falmouth | Renewable:Solar PV | DEF | DEF |  | 29.68% | 28.66% | 28.66% | 28.66% | 28.65% | 28.66% | 28.66% | 28.66% | 28.65% | 28.66% | 28.66% | 28.66% | 28.65% | 28.66% | 28.66% | 28.66% | 28.65% | 28.66% | 28.66% | 28.65% | 28.65% | 28.53% | 28.42% | 27.52% | 27.14% | 26.77% | 25.19% | 24.83% | 24.36% | 26.26% | 26.85% | 27.86% | 28.08% | 28.61%
Solar DEF Fort Green | Renewable:Solar PV | DEF | DEF | 28.67% | 28.66% | 28.67% | 28.67% | 28.67% | 28.66% | 28.67% | 28.67% | 28.67% | 28.66% | 28.67% | 28.67% | 28.67% | 28.66% | 28.67% | 28.67% | 28.67% | 28.66% | 28.67% | 28.67% | 28.65% | 28.66% | 28.54% | 28.42% | 27.5% | 26.99% | 26.51% | 24.99% | 24.55% | 25.15% | 26.89% | 27.07% | 28.19% | 28.34% | 28.63%
Solar DEF Hamilton | Renewable:Solar PV | DEF | DEF | 27.24% | 27.23% | 27.24% | 27.24% | 27.24% | 27.23% | 27.24% | 27.24% | 27.24% | 27.23% | 27.24% | 27.24% | 27.24% | 27.23% | 27.24% | 27.24% | 27.24% | 27.23% | 27.24% | 27.24% | 27.23% | 27.23% | 27.16% | 27.01% | 26.2% | 25.51% | 25% | 24.03% | 23.46% | 22.94% | 24.84% | 25.22% | 26.46% | 26.67% | 27.21%
Solar DEF Hardeetown | Renewable:Solar PV | DEF | DEF | 28.85% | 28.65% | 28.66% | 28.66% | 28.66% | 28.65% | 28.66% | 28.66% | 28.66% | 28.65% | 28.66% | 28.66% | 28.66% | 28.65% | 28.66% | 28.66% | 28.66% | 28.65% | 28.66% | 28.66% | 28.64% | 28.65% | 28.54% | 28.41% | 27.53% | 27.01% | 26.69% | 25.16% | 24.9% | 24.7% | 26.7% | 26.81% | 28.03% | 28.27% | 28.62%
Solar DEF High Spring | Renewable:Solar PV | DEF | DEF | 26.95% | 28.66% | 28.67% | 28.67% | 28.67% | 28.66% | 28.67% | 28.67% | 28.67% | 28.66% | 28.67% | 28.67% | 28.67% | 28.66% | 28.67% | 28.67% | 28.67% | 28.66% | 28.67% | 28.67% | 28.65% | 28.66% | 28.54% | 28.42% | 27.53% | 27.03% | 26.81% | 25.14% | 24.91% | 25.14% | 26.95% | 27.15% | 28.21% | 28.34% | 28.64%
Solar DEF Hildreth | Renewable:Solar PV | DEF | DEF | 28.85% | 28.65% | 28.66% | 28.66% | 28.66% | 28.65% | 28.66% | 28.66% | 28.66% | 28.65% | 28.66% | 28.66% | 28.66% | 28.65% | 28.66% | 28.66% | 28.66% | 28.65% | 28.66% | 28.66% | 28.64% | 28.65% | 28.55% | 28.41% | 27.51% | 27.05% | 26.78% | 25.2% | 24.82% | 24.53% | 26.58% | 26.72% | 27.92% | 28.13% | 28.62%
Solar DEF Lake Placid | Renewable:Solar PV | DEF | DEF | 27.05% | 27.03% | 27.06% | 27.05% | 27.05% | 27.03% | 27.04% | 27.04% | 27.05% | 27.03% | 27.04% | 27.04% | 27.04% | 27.03% | 27.04% | 27.04% | 27.04% | 27.03% | 27.03% | 27.05% | 27.04% | 27.03% | 26.98% | 26.84% | 26.12% | 25.65% | 24.75% | 23.79% | 23.24% | 23.12% | 24.88% | 25.25% | 26.39% | 26.57% | 27.02%
Solar DEF Mule Creek | Renewable:Solar PV | DEF | DEF |  | 29.29% | 28.66% | 28.66% | 28.66% | 28.65% | 28.66% | 28.66% | 28.66% | 28.65% | 28.66% | 28.66% | 28.66% | 28.65% | 28.66% | 28.66% | 28.66% | 28.65% | 28.66% | 28.66% | 28.64% | 28.65% | 28.53% | 28.42% | 27.54% | 27.06% | 26.8% | 25.35% | 24.93% | 24.62% | 26.5% | 26.99% | 28% | 28.19% | 28.62%
Solar DEF Osc Perry Suw | Renewable:Solar PV | DEF | DEF | 23.56% | 23.56% | 23.56% | 23.56% | 23.56% | 23.56% | 23.56% | 23.56% | 23.56% | 23.56% | 23.56% | 23.56% | 23.56% | 23.56% | 23.56% | 23.56% | 23.56% | 23.56% | 23.56% | 23.56% | 23.56% | 23.56% | 23.47% | 23.57% | 23.54%
Solar DEF Sandy Creek | Renewable:Solar PV | DEF | DEF | 27.24% | 27.23% | 27.24% | 27.24% | 27.24% | 27.23% | 27.24% | 27.24% | 27.24% | 27.23% | 27.24% | 27.24% | 27.24% | 27.23% | 27.24% | 27.24% | 27.24% | 27.23% | 27.24% | 27.24% | 27.23% | 27.23% | 27.16% | 26.98% | 26.14% | 25.54% | 25.03% | 23.74% | 23.2% | 23.85% | 25.52% | 25.69% | 26.83% | 26.95% | 27.22%
Solar DEF Santa Fe | Renewable:Solar PV | DEF | DEF | 27.23% | 27.22% | 27.23% | 27.23% | 27.23% | 27.22% | 27.23% | 27.23% | 27.23% | 27.22% | 27.23% | 27.23% | 27.23% | 27.22% | 27.23% | 27.23% | 27.23% | 27.22% | 27.23% | 27.23% | 27.22% | 27.22% | 27.15% | 26.98% | 26.11% | 25.5% | 24.93% | 23.75% | 23.41% | 23.37% | 25.25% | 25.52% | 26.68% | 26.84% | 27.21%
Solar DEF St Pete Pier | Renewable:Solar PV | DEF | DEF | 23.56% | 23.55% | 23.56% | 23.56% | 23.56% | 23.55% | 23.56% | 23.56% | 23.56% | 23.55% | 23.56% | 23.56% | 23.56% | 23.55% | 23.56% | 23.56% | 23.56% | 23.55% | 23.56% | 23.56% | 23.55% | 23.55% | 23.47% | 23.35% | 22.6% | 22.17% | 22.45%
Solar DEF Trenton | Renewable:Solar PV | DEF | DEF | 27.24% | 27.23% | 27.24% | 27.24% | 27.24% | 27.23% | 27.24% | 27.24% | 27.24% | 27.23% | 27.24% | 27.24% | 27.24% | 27.23% | 27.24% | 27.24% | 27.24% | 27.23% | 27.24% | 27.24% | 27.23% | 27.23% | 27.15% | 26.95% | 26.16% | 25.62% | 24.72% | 23.74% | 23.08% | 23.2% | 25.08% | 25.38% | 26.58% | 26.77% | 27.22%
Solar DEF Twin Rivers | Renewable:Solar PV | DEF | DEF | 27.23% | 27.22% | 27.23% | 27.23% | 27.23% | 27.22% | 27.23% | 27.23% | 27.23% | 27.22% | 27.23% | 27.23% | 27.23% | 27.22% | 27.23% | 27.23% | 27.23% | 27.22% | 27.23% | 27.23% | 27.22% | 27.22% | 27.15% | 26.97% | 26.16% | 25.56% | 24.96% | 23.81% | 23.42% | 23.64% | 25.48% | 25.66% | 26.78% | 26.92% | 27.21%
Solar DEF Winquepin | Renewable:Solar PV | DEF | DEF |  | 29.29% | 28.66% | 28.66% | 28.66% | 28.65% | 28.66% | 28.66% | 28.66% | 28.65% | 28.66% | 28.66% | 28.66% | 28.65% | 28.66% | 28.66% | 28.66% | 28.65% | 28.66% | 28.66% | 28.65% | 28.65% | 28.53% | 28.39% | 27.51% | 27.11% | 26.8% | 25.16% | 24.9% | 24.42% | 26.32% | 26.84% | 27.89% | 28.09% | 28.62%
Solar+Storage DEF NEW 1 | Renewable:Solar PV | DEF | DEF | 2039: 22.58%; 2040: 33.08%; 2041: 33.53%; 2042: 33.99%; 2043: 33.98%; 2044: 33.98%; 2045: 33.86%; 2046: 33.76%; 2047: 32.78%; 2048: 32.33%; 2049: 31.86%; 2050: 30.19%; 2051: 29.88%; 2052: 29.91%; 2053: 31.95%; 2054: 32.21%; 2055: 33.4%; 2056: 33.58%; 2057: 33.95%
Solar+Storage DEF NEW 1 PTC + ITC | Renewable:Solar PV | DEF | DEF | 2029: 22.59%; 2030: 33.09%; 2031: 33.53%; 2032: 33.97%; 2033: 33.99%; 2034: 33.99%; 2035: 33.99%; 2036: 33.97%; 2037: 33.99%; 2038: 33.99%; 2039: 34.31%; 2040: 34.46%; 2041: 35.04%
Standby | Demand:Demand Response | DEF | DEF |  | 0.0001263% | 0.000489% | 0.0001182% |  | 0.0007876% | 0.0001075% | 0.02825% | 0.09202% | 0.009826% | 0.001702% | 0.01802% | 0.0007951% | 0.1975% | 0.3286% | 0.1413% | 0.2292% |  |  | 0.0004186% | 7.556e-05% | 0.004427% | 2.371% | 0.0002131% | 1.127% | 0.008258% | 0.2186% | 16.27% | 2.648% | 2.995% | 4.352% | 4.71% | 2.81% | 2.103% | 2.415%
SUWANNEE_P 1 | Gas/Oil:Combustion Turbine | DEF | DEF | 2023: 1.766%; 2024: 2.022%; 2025: 2.176%; 2026: 2.276%; 2027: 1.928%; 2028: 2.217%; 2029: 2.055%; 2030: 2.101%; 2031: 2.279%; 2032: 1.441%; 2033: 0.9008%; 2034: 0.5765%
SUWANNEE_P 2 | Gas/Oil:Combustion Turbine | DEF | DEF | 2023: 1.725%; 2024: 1.979%; 2025: 1.866%; 2026: 1.834%; 2027: 1.459%; 2028: 2.054%; 2029: 2.054%; 2030: 1.98%; 2031: 2.02%; 2032: 1.349%; 2033: 0.741%; 2034: 0.5317%
SUWANNEE_P 3 | Gas/Oil:Combustion Turbine | DEF | DEF | 2023: 2.624%; 2024: 3.171%; 2025: 3.204%; 2026: 3.302%; 2027: 2.678%; 2028: 2.968%; 2029: 2.813%; 2030: 2.611%; 2031: 2.82%; 2032: 1.982%; 2033: 1.073%; 2034: 0.7723%
Tigerbay 1 | Gas/Oil:Combined Cycle | DEF | DEF | 2023: 60.3%; 2024: 59.2%; 2025: 54.76%; 2026: 60.64%; 2027: 52.38%; 2028: 57.46%; 2029: 48.89%; 2030: 46.24%; 2031: 37.23%; 2032: 37.91%; 2033: 32.34%; 2034: 42.78%; 2035: 37.31%
U OF FL 1 | Gas/Oil:Combustion Turbine | DEF | DEF | 2023: 78.11%; 2024: 77.95%; 2025: 77.37%; 2026: 77.41%; 2027: 78.92%
Voltage Red | Demand:Demand Response | DEF | DEF | 0.0003059% | 0.004911% | 0.006676% | 0.01633% | 0.002259% | 0.03706% |  | 0.0007379% |  | 0.05171% | 0.007813% | 0.006503% | 0.04308% |  |  | 0.5593% |  | 0.002044% |  |  |  | 0.0002389% |  |  | 1.635% |  | 0.06934% | 25.11% | 4.713% | 1.746% | 6.751% | 9.581% | 4.675% | 5.27% | 5.21%
WaterHtr_PP | Demand:Demand Response | DEF | DEF | 0.1707% | 0.1804% | 0.1672% | 0.1377% | 0.1148% | 0.1068% | 0.1061% | 0.1147% | 0.1075% | 0.1066% | 0.04843% | 0.1073% | 0.02268% | 0.2627% | 0.3382% | 0.3439% | 0.3851% | 0.02879% | 0.02213% | 0.006166% | 0.01246% | 0.02789% | 2.41% | 0.004586% | 1.665% | 0.02991% | 0.1188% | 21.08% | 4.938% | 3.388% | 6.006% | 5.968% | 4.836% | 4.704% | 3.874%
Group Totals
Resource | Type | BA | Area | 2023 | 2024 | 2025 | 2026 | 2027 | 2028 | 2029 | 2030 | 2031 | 2032 | 2033 | 2034 | 2035 | 2036 | 2037 | 2038 | 2039 | 2040 | 2041 | 2042 | 2043 | 2044 | 2045 | 2046 | 2047 | 2048 | 2049 | 2050 | 2051 | 2052 | 2053 | 2054 | 2055 | 2056 | 2057
Total | Coal:Conventional | DEF | DEF | 2023: 9.558%; 2024: 11.45%; 2025: 12.79%; 2026: 10.43%; 2027: 11.92%; 2028: 16.37%; 2029: 18.3%; 2030: 23.54%; 2031: 36.32%; 2032: 32.44%; 2033: 34.25%; 2034: 29.55%
Total | Demand:Demand Response | DEF | DEF | 0.0155% | 0.0168% | 0.01676% | 0.0141% | 0.01219% | 0.01181% | 0.01193% | 0.01892% | 0.02169% | 0.01374% | 0.005966% | 0.01246% | 0.004155% | 0.08274% | 0.1987% | 0.1786% | 0.1133% | 0.002659% | 0.002254% | 0.0006214% | 0.001103% | 0.003181% | 1.47% | 0.0004336% | 0.7318% | 0.004025% | 0.05302% | 13.42% | 1.488% | 1.226% | 2.287% | 2.997% | 1.661% | 1.199% | 1.631%
Total | Gas/Oil:Combined Cycle | DEF | DEF | 66.77% | 68.21% | 66.67% | 66.81% | 66.99% | 66.18% | 67.12% | 65.86% | 61.65% | 62.67% | 63.48% | 67.82% | 72.2% | 74.18% | 73.93% | 71.97% | 71.11% | 69.75% | 66.48% | 62.13% | 62.96% | 60.99% | 59.02% | 53.42% | 48.97% | 42.04% | 38.29% | 22.82% | 21.18% | 21.85% | 22.15% | 22.12% | 21.97% | 20.68% | 21.12%
Total | Gas/Oil:Combustion Turbine | DEF | DEF | 4.47% | 4.961% | 3.96% | 3.864% | 2.926% | 1.508% | 1.104% | 1.208% | 1.384% | 0.6229% | 0.5018% | 2.26% | 3.845% | 4.724% | 5.755% | 2.808% | 4.712% | 0.8019% | 1.302% | 1.597% | 4.261% | 1.721% | 7.954% | 2.924% | 4.768% | 1.569% | 6.241% | 5.945% | 3.37% | 4.13% | 3.795% | 3.951% | 3.845% | 3.918% | 3.811%
Total | Gas/Oil:Steam Turbine | DEF | DEF | 2023: 17.54%; 2024: 20.32%; 2025: 10.38%; 2026: 15.97%; 2027: 15.26%; 2028: 15.62%; 2029: 11.13%; 2030: 9.356%; 2031: 6.675%; 2032: 5.206%; 2033: 4.99%; 2034: 11.86%; 2035: 15.36%; 2036: 15.2%; 2037: 23.12%; 2038: 9.824%; 2039: 13.98%; 2040: 11.17%; 2041: 10.16%; 2042: 6.248%
Total | Nuclear:Nuclear | DEF | DEF | 2038: 95.92%; 2039: 94.19%; 2040: 94.46%; 2041: 93.95%; 2042: 94.64%; 2043: 94.08%; 2044: 94.73%; 2045: 94.08%; 2046: 94.28%; 2047: 93.82%; 2048: 93.23%; 2049: 92.03%; 2050: 91.02%; 2051: 89.26%; 2052: 88.31%; 2053: 87.7%; 2054: 87.42%; 2055: 87.63%; 2056: 87.52%; 2057: 88.24%
Total | Renewable:Biomass | DEF | DEF | 2023: 65.6%; 2024: 66.28%; 2025: 66.03%; 2026: 40%; 2027: 40%; 2028: 40.08%; 2029: 40%; 2030: 40%; 2031: 40%; 2032: 40.11%; 2033: 40%; 2034: 40%; 2035: 40%; 2036: 39.95%; 2037: 40%; 2038: 40%; 2039: 40%; 2040: 39.95%; 2041: 40%; 2042: 40%
Total | Renewable:Solar PV | DEF | DEF | 27.33% | 27.64% | 27.59% | 27.43% | 27.38% | 27.24% | 27.17% | 27.62% | 28.05% | 28.37% | 28.33% | 28.22% | 28.17% | 28.05% | 28.02% | 27.92% | 27.88% | 27.77% | 27.74% | 27.65% | 27.61% | 27.52% | 27.42% | 27.26% | 26.64% | 26.25% | 25.93% | 24.93% | 24.66% | 24.64% | 25.88% | 26.07% | 26.83% | 28.39% | 27.21%
Total | Renewable:Wind | DEF | DEF | 2043: 14.83%; 2044: 16.45%; 2045: 16.75%; 2046: 17.1%; 2047: 16.82%; 2048: 16.25%; 2049: 15.14%; 2050: 13.86%; 2051: 13.25%; 2052: 13.42%; 2053: 13.44%; 2054: 12.31%; 2055: 10.74%; 2056: 9.45%; 2057: 8.189%
Total | Storage:Battery | DEF | DEF |  |  |  |  | 9.416% | 9.991% | 9.539% | 10.06% | 8.644% | 13.29% | 13.89% | 13.79% | 13.68% | 13.62% | 13.68% | 14.16% | 13.71% | 13.91% | 14.03% | 14.76% | 14.81% | 14.39% | 14.99% | 14.4% | 16.48% | 17.84% | 20.63% | 21.27% | 21.93% | 21.42% | 21.54% | 21.49% | 21.95% | 21.82% | 21.51%
Solar 5
Resource | Type | BA | Area | 2023 | 2024 | 2025 | 2026 | 2027 | 2028 | 2029 | 2030 | 2031 | 2032 | 2033 | 2034 | 2035 | 2036 | 2037 | 2038 | 2039 | 2040 | 2041 | 2042 | 2043 | 2044 | 2045 | 2046 | 2047 | 2048 | 2049 | 2050 | 2051 | 2052 | 2053 | 2054 | 2055 | 2056 | 2057
AC | Demand:Demand Response | DEF | DEF | 2024: 0.002108%; 2027: 8.215e-05%; 2028: 0.002917%; 2030: 0.0001631%; 2034: 8.074e-05%; 2036: 0.1412%; 2037: 0.3716%; 2039: 0.2004%; 2042: 0.009431%; 2045: 4.785%; 2047: 1.524%; 2050: 5.034%; 2051: 0.491%; 2052: 3.515%; 2053: 0.3084%; 2054: 1.366%; 2055: 1.924%; 2056: 0.1664%; 2057: 0.1402%
Anclote 1 | Gas/Oil:Steam Turbine | DEF | DEF | 2023: 21.38%; 2024: 25.62%; 2025: 12.02%; 2026: 18.12%; 2027: 17.42%; 2028: 17.36%; 2029: 14.15%; 2030: 11.54%; 2031: 6.706%; 2032: 6.098%; 2033: 4.647%; 2034: 14.11%; 2035: 15.16%; 2036: 17.14%; 2037: 21.87%; 2038: 11.52%; 2039: 15.69%; 2040: 11.25%; 2041: 10.08%; 2042: 6.5%
Anclote 2 | Gas/Oil:Steam Turbine | DEF | DEF | 2023: 13.43%; 2024: 14.98%; 2025: 7.943%; 2026: 11.12%; 2027: 11.07%; 2028: 11.38%; 2029: 7.071%; 2030: 5.519%; 2031: 5.825%; 2032: 4.754%; 2033: 4.857%; 2034: 8.315%; 2035: 12.58%; 2036: 10.09%; 2037: 18.15%; 2038: 5.384%; 2039: 7.453%; 2040: 8.062%; 2041: 6.265%; 2042: 5.696%
As Avail | Gas/Oil:Combined Cycle | DEF | DEF | 20% | 19.95% | 20% | 20% | 20% | 20.22% | 20% | 20% | 20% | 19.95% | 20% | 20% | 20% | 19.95% | 20% | 20% | 20% | 20.22% | 20% | 20% | 20% | 19.95% | 20% | 20% | 20% | 20.22% | 20% | 20% | 20% | 19.95% | 20% | 20% | 20% | 20.22% | 20%
As Avail PCS | Renewable:Biomass | DEF | DEF | 2023: 40%; 2024: 39.89%; 2025: 40%; 2026: 40%; 2027: 40%; 2028: 39.89%; 2029: 40%; 2030: 40%; 2031: 40%; 2032: 40.16%; 2033: 40%; 2034: 40%; 2035: 40%; 2036: 39.89%; 2037: 40%; 2038: 40%; 2039: 40%; 2040: 39.89%; 2041: 40%; 2042: 40%
Bartow CC 1 0 | Gas/Oil:Combined Cycle | DEF | DEF | 63.88% | 60.38% | 61.77% | 59.62% | 57.13% | 59.04% | 61.65% | 62.39% | 64.34% | 63.76% | 62.18% | 70.61% | 73.48% | 74.86% | 67.96% | 71.96% | 76.36% | 74.37% | 69.18% | 68.95% | 73.97% | 71.16% | 65.94% | 65.03% | 63.96% | 53.01% | 41.52%
Bartow CC 1 PAG | Gas/Oil:Combined Cycle | DEF | DEF | 28.71% | 27.61% | 22.47% | 20.96% | 21.67% | 23.59% | 20.89% | 13.71% | 10.56% | 10.49% | 7.081% | 17.81% | 21.54% | 22.03% | 24.59% | 17.4% | 24.62% | 18.15% | 13.06% | 9.077% | 17.7% | 11.77% | 21.61% | 7.329% | 15.68% | 4.448% | 2.107%
BARTOW_P 1 | Gas/Oil:Combustion Turbine | DEF | DEF | 2024: 0.02528%
BARTOW_P 2 | Gas/Oil:Combustion Turbine | DEF | DEF | 2023: 0.07926%; 2024: 0.4448%; 2025: 0.4276%; 2026: 0.2629%; 2027: 0.5195%; 2028: 0.4453%; 2029: 0.2561%; 2030: 0.5276%; 2031: 0.8827%; 2032: 0.2433%; 2033: 0.1803%; 2034: 0.05788%
BARTOW_P 3 | Gas/Oil:Combustion Turbine | DEF | DEF
BARTOW_P 4 | Gas/Oil:Combustion Turbine | DEF | DEF | 2023: 0.4553%; 2024: 0.9248%; 2025: 0.6945%; 2026: 0.6561%; 2027: 0.8038%; 2028: 0.8375%; 2029: 0.5662%; 2030: 0.8665%; 2031: 0.7634%; 2032: 0.4192%; 2033: 0.3272%; 2034: 0.2098%
Battery 2 Hours | Storage:Battery | DEF | DEF | 2027: 9.858%; 2028: 10.13%; 2029: 9.816%; 2030: 10.2%; 2031: 8.823%; 2032: 8.616%; 2033: 7.711%; 2034: 7.747%; 2035: 7.726%; 2036: 7.588%; 2037: 7.72%; 2038: 7.001%; 2039: 6.334%; 2040: 5.894%; 2041: 5.834%
Battery 4 Hours | Storage:Battery | DEF | DEF | [8 empty] | 15.54% | 15.31% | 14.38% | 15.12% | 14.7% | 14.51% | 14.72% | 13.98% | 12.78% | 12.1% | 11.5% | 10.76% | 10.89% | 9.416% | 9.625% | 7.916% | 10.08% | 10.25% | 13.53% | 11.99% | 12.96% | 10.98% | 10.18% | 11.26% | 7.707% | 8.413% | 6.465%
BAYBORO_P 1 | Gas/Oil:Combustion Turbine | DEF | DEF | 2024: 0.1059%; 2025: 0.02927%
BAYBORO_P 2 | Gas/Oil:Combustion Turbine | DEF | DEF | 2024: 0.01181%; 2025: 0.005804%
BAYBORO_P 3 | Gas/Oil:Combustion Turbine | DEF | DEF | 2024: 0.04307%; 2025: 0.007593%
BAYBORO_P 4 | Gas/Oil:Combustion Turbine | DEF | DEF | 2024: 0.02371%; 2025: 0.007663%
Citrus CC 1 | Gas/Oil:Combined Cycle | DEF | DEF | 85.58% | 87.56% | 81.55% | 87.6% | 87.53% | 77.25% | 85.42% | 84.22% | 78.31% | 83.42% | 84.08% | 85.39% | 86.16% | 86.3% | 80.44% | 84.64% | 84.69% | 76.83% | 77.55% | 74.24% | 68.67% | 64.3% | 53.83% | 46.93% | 45.53% | 36.63% | 40.03% | 23.06% | 22.13% | 21.15% | 22.36% | 22.05% | 23.11% | 22.53% | 22%
Citrus CC 1 Duct | Gas/Oil:Combined Cycle | DEF | DEF | 31.47% | 31.64% | 22.8% | 26.67% | 23.94% | 23.92% | 22.75% | 16.33% | 12.63% | 12.21% | 10.07% | 22.85% | 27.06% | 27.13% | 35.58% | 16.7% | 23.13% | 15.74% | 12.94% | 4.499% | 16.17% | 10.36% | 19.29% | 7.964% | 15.55% | 3.127% | 16.23% | 22.37% | 15.88% | 17.03% | 15.48% | 17.78% | 17.47% | 15.91% | 17.74%
Citrus CC 2 | Gas/Oil:Combined Cycle | DEF | DEF | 85.25% | 87.8% | 86.99% | 81.85% | 88.73% | 78.1% | 86.21% | 85.87% | 79.49% | 84.94% | 85.79% | 85.98% | 85.56% | 85.68% | 79.95% | 85.47% | 85.58% | 77.29% | 83.31% | 76.48% | 71.11% | 64.24% | 64.92% | 52.97% | 39.56% | 32.87% | 33.66% | 20.85% | 18.72% | 20.15% | 20.46% | 20.1% | 20.64% | 19.5% | 20.48%
Citrus CC 2 Duct | Gas/Oil:Combined Cycle | DEF | DEF | 30.15% | 33.16% | 23.75% | 20.65% | 22.55% | 22.9% | 22.22% | 14.39% | 10.16% | 10.34% | 8.621% | 20.11% | 24.26% | 25.94% | 28.78% | 15.14% | 20.52% | 18.77% | 12.07% | 4.859% | 13.43% | 9.878% | 18.94% | 8.177% | 12.99% | 4.419% | 13.46% | 19.47% | 12.14% | 16.8% | 14.03% | 15.37% | 14.42% | 12.85% | 18.48%
Crystal 4 | Coal:Conventional | DEF | DEF | 2023: 11.7%; 2024: 10.76%; 2025: 13.89%; 2026: 9.415%; 2027: 12.05%; 2028: 16.61%; 2029: 18.82%; 2030: 23.51%; 2031: 41.37%; 2032: 27.91%; 2033: 42.39%; 2034: 40.52%
Crystal 5 | Coal:Conventional | DEF | DEF | 2023: 7.477%; 2024: 12.07%; 2025: 11.41%; 2026: 10.99%; 2027: 10.65%; 2028: 15.51%; 2029: 16.07%; 2030: 23.23%; 2031: 28.64%; 2032: 34.94%; 2033: 28.9%; 2034: 17.44%
DEBARY 10 | Gas/Oil:Combustion Turbine | DEF | DEF | 2024: 0.05467%; 2025: 0.01599%; 2026: 0.01142%; 2027: 0.03016%; 2028: 0.09063%; 2029: 0.01142%; 2030: 0.05413%; 2031: 0.08404%; 2032: 0.01822%; 2034: 0.08226%; 2035: 0.1624%; 2036: 0.03599%
DEBARY 2 | Gas/Oil:Combustion Turbine | DEF | DEF | 2024: 0.126%; 2026: 0.02016%
DEBARY 3 | Gas/Oil:Combustion Turbine | DEF | DEF | 2024: 0.1288%; 2025: 0.004395%; 2026: 0.01978%
DEBARY 4 | Gas/Oil:Combustion Turbine | DEF | DEF | 2024: 0.04333%; 2026: 0.02002%
DEBARY 5 | Gas/Oil:Combustion Turbine | DEF | DEF | 2024: 0.1283%; 2026: 0.04571%
DEBARY 6 | Gas/Oil:Combustion Turbine | DEF | DEF | 2024: 0.1441%; 2025: 0.03004%; 2026: 0.02668%; 2027: 0.009797%
DEBARY 7 | Gas/Oil:Combustion Turbine | DEF | DEF | 2023: 1.858%; 2024: 2.146%; 2025: 2.173%; 2026: 2.286%; 2027: 2.109%; 2028: 2.111%; 2029: 1.459%; 2030: 1.765%; 2031: 1.721%; 2032: 1.285%; 2033: 1.193%; 2034: 1.828%; 2035: 1.542%; 2036: 1.222%
DEBARY 8 | Gas/Oil:Combustion Turbine | DEF | DEF | 2023: 2.601%; 2024: 2.269%; 2025: 2.763%; 2026: 2.422%; 2027: 2.361%; 2028: 2.47%; 2029: 1.48%; 2030: 1.684%; 2031: 2.504%; 2032: 1.165%; 2033: 1.503%; 2034: 1.741%; 2035: 2.012%; 2036: 1.782%
DEBARY 9 | Gas/Oil:Combustion Turbine | DEF | DEF | 2023: 2.437%; 2024: 3.216%; 2025: 2.605%; 2026: 2.543%; 2027: 2.482%; 2028: 2.695%; 2029: 1.989%; 2030: 2.247%; 2031: 2.674%; 2032: 1.325%; 2033: 1.702%; 2034: 2.471%; 2035: 2.119%; 2036: 2.451%
DEF Nuclear Natrium | Nuclear:Nuclear | DEF | DEF | 2048: 83.89%; 2049: 80.84%; 2050: 78.14%; 2051: 72.93%; 2052: 75.69%; 2053: 74.98%; 2054: 78.91%; 2055: 80.22%; 2056: 83.95%; 2057: 85.29%
DEF Nuclear Natrium - Storage | Storage:Battery | DEF | DEF | 2048: 23.69%; 2049: 23.8%; 2050: 23.03%; 2051: 22.68%; 2052: 22.23%; 2053: 22.44%; 2054: 22.09%; 2055: 22.43%; 2056: 22.46%; 2057: 22.49%
DEF Nuclear Natrium - Storage PTC | Storage:Battery | DEF | DEF | 2038: 28.1%; 2039: 29.97%; 2040: 28.39%; 2041: 28.06%; 2042: 27.7%; 2043: 27.42%; 2044: 27.01%; 2045: 26.53%; 2046: 25.99%; 2047: 25.35%; 2048: 24.67%; 2049: 25.05%; 2050: 24.79%; 2051: 24.47%; 2052: 24.5%; 2053: 24.98%; 2054: 24.44%; 2055: 24.22%; 2056: 24.32%; 2057: 23.46%
DEF Nuclear Natrium PTC | Nuclear:Nuclear | DEF | DEF | 2038: 95.92%; 2039: 94.09%; 2040: 94.46%; 2041: 94.07%; 2042: 94.62%; 2043: 93.97%; 2044: 94.56%; 2045: 94%; 2046: 94.26%; 2047: 93.84%; 2048: 93.93%; 2049: 93.68%; 2050: 93.76%; 2051: 93.46%; 2052: 93.4%; 2053: 93.67%; 2054: 93.07%; 2055: 94.07%; 2056: 93.11%; 2057: 93.98%
Gen 190MW CT | Gas/Oil:Combustion Turbine | DEF | DEF | [7 empty] | 0.9654% | 1.201% |  | 0.4862% | 3.209% | 5.092% | 5.828% | 6.868% | 2.782% | 5.078% | 0.6608% | 1.468% | 2.066% | 5.588% | 2.172% | 13.38% | 4.075% | 7.984% | 3.648% | 16.24% | 6.922% | 5.518% | 6.195% | 4.169% | 4.37% | 5.076% | 5.677% | 6.884%
Gen 190MW CT H2 | Gas/Oil:Combustion Turbine | DEF | DEF | 2043: 0.2393%; 2044: 0.02261%; 2045: 0.8042%; 2046: 0.1737%; 2047: 0.5553%; 2048: 0.03338%; 2049: 0.7423%; 2050: 5.019%; 2051: 2.274%; 2052: 2.234%; 2053: 3.124%; 2054: 3.545%; 2055: 3.293%; 2056: 2.942%; 2057: 2.912%
HEAT | Demand:Demand Response | DEF | DEF | 0.0001444% |  | 0.0008208% |  | 6.87e-05% | 0.0002724% | 0.00137% | 0.003893% | 0.0005963% | 0.001106% | 6.805e-05% | 0.0008153% |  |  |  | 0.3558% |  | 6.683e-05% |  |  |  | 0.001076% |  |  | 6.659e-05% | 6.601e-05% |  | 21.8% | 0.3202% | 0.02097% | 0.1904% | 1.406% | 0.3264% | 1.589% | 1.171%
Hines CC 1 | Gas/Oil:Combined Cycle | DEF | DEF | 2023: 61.49%; 2024: 61.11%; 2025: 62.24%; 2026: 45.91%; 2027: 53.56%; 2028: 47.32%; 2029: 54.22%; 2030: 46.35%; 2031: 37.09%; 2032: 26.01%; 2033: 24.57%; 2034: 33.71%; 2035: 51.63%; 2036: 56%; 2037: 72.85%; 2038: 51.44%; 2039: 22.77%
Hines CC 2 | Gas/Oil:Combined Cycle | DEF | DEF | 59.98% | 61.52% | 58.2% | 62.02% | 55.92% | 61.27% | 52.21% | 55.82% | 47.59% | 46.53% | 46.32% | 51.58% | 59.45% | 57.35% | 61.53% | 56.79% | 50.68% | 48.91% | 40.46% | 26.89% | 10.3%
Hines CC 3 | Gas/Oil:Combined Cycle | DEF | DEF | 66.26% | 63.6% | 62.33% | 58.63% | 66.62% | 64.29% | 67.37% | 57.81% | 64.37% | 58.18% | 63.83% | 61.99% | 74.9% | 73.25% | 80.81% | 65.28% | 66.34% | 62.67% | 58.47% | 43.41% | 48.3% | 36.43% | 22.3%
Hines CC 4 | Gas/Oil:Combined Cycle | DEF | DEF | 59.71% | 67.46% | 53.18% | 60.54% | 54.18% | 65.92% | 59.44% | 63.14% | 51.53% | 60.82% | 61.59% | 70.63% | 66.21% | 76.9% | 72.11% | 76.27% | 69.01% | 72.06% | 66.27% | 72.18% | 66.21% | 66.78% | 58.79% | 42.11% | 21.23%
INT CITY 1 | Gas/Oil:Combustion Turbine | DEF | DEF | 2023: 0.02459%; 2024: 0.009674%; 2025: 0.006901%; 2026: 0.03033%; 2027: 0.03882%; 2028: 0.08083%; 2030: 0.1011%; 2031: 0.2158%; 2032: 0.0359%; 2033: 0.006901%
INT CITY 10 | Gas/Oil:Combustion Turbine | DEF | DEF | 2023: 0.4693%; 2024: 1.825%; 2025: 1.428%; 2026: 0.7356%; 2027: 1.442%; 2028: 0.9612%; 2029: 0.6075%; 2030: 0.9747%; 2031: 1.573%; 2032: 0.5664%; 2033: 0.8088%; 2034: 1.655%; 2035: 1.66%; 2036: 2.593%; 2037: 3.543%; 2038: 1.685%
INT CITY 11 | Gas/Oil:Combustion Turbine | DEF | DEF | 2024: 0.125%; 2025: 0.06714%; 2026: 0.03094%; 2027: 0.07155%; 2028: 0.1054%; 2030: 0.1112%; 2031: 0.2861%; 2032: 0.05687%; 2033: 0.05589%; 2034: 0.06072%; 2035: 0.2318%; 2036: 0.3126%; 2037: 0.4342%; 2038: 0.324%; 2039: 0.4837%; 2040: 0.04253%; 2041: 0.05773%; 2042: 0.2224%; 2043: 0.1791%; 2044: 0.2142%
INT CITY 12 | Gas/Oil:Combustion Turbine | DEF | DEF | 0.3013% | 1.701% | 0.9632% | 0.4454% | 1.295% | 0.9754% | 0.4148% | 1.064% | 1.692% | 0.4068% | 0.1255% | 1.122% | 1.036% | 1.597% | 2.608% | 2.245% | 2.566% | 1.643% | 1.808% | 2.114% | 6.091% | 3.55% | 2.006%
INT CITY 13 | Gas/Oil:Combustion Turbine | DEF | DEF | 1.233% | 2.492% | 1.821% | 1.233% | 1.636% | 1.332% | 1.064% | 1.435% | 1.859% | 0.5444% | 0.572% | 1.332% | 1.379% | 2.07% | 3.483% | 3.138% | 2.702% | 1.761% | 3.533% | 2.869% | 6.784% | 5.536% | 2.732%
INT CITY 14 | Gas/Oil:Combustion Turbine | DEF | DEF | 1.474% | 2.657% | 2.26% | 1.36% | 1.879% | 1.7% | 1.185% | 1.37% | 1.184% | 0.8122% | 0.6051% | 1.514% | 1.864% | 2.34% | 4.533% | 3.797% | 3.886% | 2.954% | 4.073% | 3.061% | 7.723% | 5.176% | 3.416%
INT CITY 2 | Gas/Oil:Combustion Turbine | DEF | DEF | 2027: 0.009919%; 2028: 0.006879%; 2030: 0.03666%; 2031: 0.1695%; 2032: 0.006879%
INT CITY 3 | Gas/Oil:Combustion Turbine | DEF | DEF | 2024: 0.02044%; 2025: 0.01367%; 2026: 0.02051%; 2027: 0.02649%; 2028: 0.0658%; 2030: 0.05981%; 2031: 0.231%; 2032: 0.03642%
INT CITY 4 | Gas/Oil:Combustion Turbine | DEF | DEF | 2023: 0.0199%; 2024: 0.04979%; 2025: 0.006773%; 2026: 0.01312%; 2027: 0.04572%; 2028: 0.04262%; 2030: 0.03658%; 2031: 0.03979%; 2032: 0.04262%
INT CITY 5 | Gas/Oil:Combustion Turbine | DEF | DEF | 2026: 0.01297%; 2027: 0.00989%; 2028: 0.0543%; 2030: 0.02967%; 2031: 0.1694%; 2032: 0.02271%
INT CITY 6 | Gas/Oil:Combustion Turbine | DEF | DEF | 2023: 0.00729%; 2024: 0.08795%; 2025: 0.02371%; 2026: 0.02983%; 2027: 0.06707%; 2028: 0.1137%; 2030: 0.09177%; 2031: 0.2627%; 2032: 0.05078%; 2033: 0.006835%
INT CITY 7 | Gas/Oil:Combustion Turbine | DEF | DEF | 2023: 2.9%; 2024: 4.113%; 2025: 2.963%; 2026: 3.074%; 2027: 2.559%; 2028: 3.376%; 2029: 1.971%; 2030: 2.122%; 2031: 2.364%; 2032: 1.356%; 2033: 1.823%; 2034: 3.324%; 2035: 3.317%; 2036: 4.164%; 2037: 6.198%; 2038: 3.094%
INT CITY 8 | Gas/Oil:Combustion Turbine | DEF | DEF | 2023: 1.717%; 2024: 3.324%; 2025: 2.587%; 2026: 1.815%; 2027: 2.521%; 2028: 2.336%; 2029: 1.809%; 2030: 1.947%; 2031: 1.98%; 2032: 1.162%; 2033: 1.636%; 2034: 2.968%; 2035: 2.669%; 2036: 2.906%; 2037: 5.478%; 2038: 2.342%
INT CITY 9 | Gas/Oil:Combustion Turbine | DEF | DEF | 2023: 1.631%; 2024: 3.183%; 2025: 2.376%; 2026: 1.985%; 2027: 1.731%; 2028: 2.626%; 2029: 1.515%; 2030: 1.827%; 2031: 2.128%; 2032: 1.119%; 2033: 1.096%; 2034: 3.059%; 2035: 2.47%; 2036: 3.454%; 2037: 4.892%; 2038: 2.256%
INTER | Demand:Demand Response | DEF | DEF | 2024: 3.434e-05%; 2027: 0.001813%; 2028: 0.0008349%; 2030: 0.01113%; 2033: 3.444e-05%; 2034: 3.444e-05%; 2037: 0.1327%; 2038: 0.08826%; 2039: 0.01463%; 2045: 0.2975%; 2047: 0.04835%; 2050: 4.171%; 2051: 0.003154%; 2052: 0.001009%; 2053: 0.001467%; 2054: 0.003805%; 2055: 0.00245%; 2056: 0.0007719%
Mulberry | Gas/Oil:Combined Cycle | DEF | DEF | 2023: 51.88%; 2024: 49.64%
New DEF OnShore Wind | Renewable:Wind | DEF | DEF | 2048: 8.272%; 2049: 10.13%; 2050: 9.295%; 2051: 6.08%; 2052: 6.133%; 2053: 6.609%; 2054: 6.866%; 2055: 6.407%; 2056: 7.315%; 2057: 7.535%
New DEF OnShore Wind PTC | Renewable:Wind | DEF | DEF | 2043: 14.48%; 2044: 16.28%; 2045: 16.7%; 2046: 17.07%; 2047: 16.81%; 2048: 17%; 2049: 16.79%; 2050: 15.6%; 2051: 15.46%; 2052: 16.23%; 2053: 17.24%; 2054: 17.42%; 2055: 18.06%; 2056: 18.15%; 2057: 20.57%
NSG Vand CT 1 | Gas/Oil:Combustion Turbine | DEF | DEF | 2023: 10.24%; 2024: 11.68%; 2025: 5.628%; 2026: 4.903%; 2027: 2.312%
NSG Vand CT 2 | Gas/Oil:Combustion Turbine | DEF | DEF | 2023: 10.39%; 2024: 11.69%; 2025: 6.842%; 2026: 4.527%; 2027: 2.505%
NSG Vand CT 3 | Gas/Oil:Combustion Turbine | DEF | DEF | 2023: 13.8%; 2024: 14.07%; 2025: 7.946%; 2026: 5.84%; 2027: 3.057%
NSG Vand CT 4 | Gas/Oil:Combustion Turbine | DEF | DEF | 2023: 14.75%; 2024: 14.56%; 2025: 9.356%; 2026: 7.799%; 2027: 2.351%
Orange Cogen | Gas/Oil:Combined Cycle | DEF | DEF | 2023: 54.98%; 2024: 54.99%; 2025: 54.98%
Orlando Cogen | Gas/Oil:Combined Cycle | DEF | DEF | 2023: 90.39%
Osprey 1 0 | Gas/Oil:Combined Cycle | DEF | DEF | 2023: 68.46%; 2024: 80.7%
Osprey 1 1 | Gas/Oil:Combined Cycle | DEF | DEF | 2023: 40.93%; 2024: 54.67%
Osprey 1 2 | Gas/Oil:Combined Cycle | DEF | DEF | 2023: 17.03%; 2024: 27.99%
OspreyAcq | Gas/Oil:Combined Cycle | DEF | DEF |  | 79.89% | 78.72% | 78.78% | 75.13% | 80.62% | 73.79% | 74.04% | 70.97% | 73.26% | 73.98% | 76.66% | 78.41% | 78.67% | 84.74% | 80.86% | 75.41% | 74.3% | 65.35% | 62.39% | 59.5% | 47.02%
OspreyAcqDF | Gas/Oil:Combined Cycle | DEF | DEF |  | 6.779% | 22.66% | 24.6% | 22.03% | 22.19% | 22.06% | 22.15% | 13.23% | 12.92% | 12.79% | 25.87% | 32.77% | 36.3% | 37.03% | 28.11% | 35.31% | 26.91% | 26.04% | 17.39% | 27.8% | 5.602%
Pasco County | Renewable:Biomass | DEF | DEF | 2023: 83.83%; 2024: 83.88%; 2025: 83.29%; 2026: 40%; 2027: 40%; 2028: 40.16%; 2029: 40%; 2030: 40%; 2031: 40%; 2032: 39.89%; 2033: 40%; 2034: 40%; 2035: 40%; 2036: 40.16%; 2037: 40%; 2038: 40%; 2039: 40%; 2040: 40.16%; 2041: 40%; 2042: 40%
Pinellas County | Renewable:Biomass | DEF | DEF | 2023: 73.69%; 2024: 75.14%; 2025: 74.79%; 2026: 40%; 2027: 40%; 2028: 40.16%; 2029: 40%; 2030: 40%; 2031: 40%; 2032: 40.16%; 2033: 40%; 2034: 40%; 2035: 40%; 2036: 39.89%; 2037: 40%; 2038: 40%; 2039: 40%; 2040: 39.89%; 2041: 40%; 2042: 40%
Shady Hills 1 | Gas/Oil:Combustion Turbine | DEF | DEF | 2023: 4.007%; 2024: 0.4406%
Shady Hills 2 | Gas/Oil:Combustion Turbine | DEF | DEF | 2023: 3.069%; 2024: 0.1735%
Shady Hills 3 | Gas/Oil:Combustion Turbine | DEF | DEF | 2023: 2.316%; 2024: 0.2428%
Solar 3rdParty Block 1 | Renewable:Solar PV | DEF | DEF |  | 22.72% | 23.56% | 23.2% | 23.56% | 23.35% | 23.56% | 23.41% | 23.56% | 23.56% | 23.56% | 23.56% | 23.56% | 23.56% | 23.56% | 23.56% | 23.56% | 23.56% | 23.56% | 23.56% | 23.56% | 23.56% | 23.56% | 23.56% | 23.56% | 23.56% | 23.56% | 23.56% | 23.56% | 23.57% | 23.56% | 23.56% | 23.56% | 27.5% | 23.56%
Solar 3rdParty Block 2 | Renewable:Solar PV | DEF | DEF | [9 empty] | 22.72% | 23.56% | 23.25% | 23.56% | 23.37% | 23.56% | 23.42% | 23.56% | 23.56% | 23.56% | 23.56% | 23.56% | 23.56% | 23.56% | 23.56% | 23.56% | 23.56% | 23.56% | 23.56% | 23.56% | 23.57% | 23.56% | 23.56% | 23.56% | 27.5% | 23.56%
Solar 3rdParty Block 3 | Renewable:Solar PV | DEF | DEF | 2040: 22.72%; 2041: 23.56%; 2042: 23.25%; 2043: 23.56%; 2044: 23.37%; 2045: 23.56%; 2046: 23.42%; 2047: 23.56%; 2048: 23.56%; 2049: 23.56%; 2050: 23.56%; 2051: 23.56%; 2052: 23.57%; 2053: 23.56%; 2054: 23.56%; 2055: 23.56%; 2056: 27.5%; 2057: 23.56%
Solar 3rdParty Block 4 | Renewable:Solar PV | DEF | DEF | 2048: 22.72%; 2049: 23.56%; 2050: 23.25%; 2051: 23.56%; 2052: 23.57%; 2053: 23.56%; 2054: 23.56%; 2055: 23.56%; 2056: 27.5%; 2057: 23.56%
Solar DEF Bay Ranch | Renewable:Solar PV | DEF | DEF | 28.85% | 28.65% | 28.66% | 28.66% | 28.66% | 28.65% | 28.66% | 28.66% | 28.66% | 28.65% | 28.66% | 28.66% | 28.66% | 28.65% | 28.66% | 28.66% | 28.66% | 28.65% | 28.66% | 28.66% | 28.65% | 28.65% | 28.56% | 28.44% | 27.48% | 26.68% | 26.46% | 24.83% | 24.28% | 23.89% | 26.15% | 26.36% | 27.68% | 27.99% | 28.62%
Solar DEF Bay Trail | Renewable:Solar PV | DEF | DEF | 28.67% | 28.66% | 28.67% | 28.67% | 28.67% | 28.66% | 28.67% | 28.67% | 28.67% | 28.66% | 28.67% | 28.67% | 28.67% | 28.66% | 28.67% | 28.67% | 28.67% | 28.66% | 28.67% | 28.67% | 28.65% | 28.66% | 28.58% | 28.42% | 27.48% | 26.37% | 26.01% | 24.53% | 23.87% | 24.36% | 26.52% | 26.84% | 27.97% | 28.29% | 28.64%
Solar DEF Charlie Creek | Renewable:Solar PV | DEF | DEF | 27.24% | 27.23% | 27.24% | 27.24% | 27.24% | 27.23% | 27.24% | 27.24% | 27.24% | 27.23% | 27.24% | 27.24% | 27.24% | 27.23% | 27.24% | 27.24% | 27.24% | 27.23% | 27.24% | 27.24% | 27.23% | 27.23% | 27.18% | 27.01% | 26.15% | 24.94% | 24.48% | 23.14% | 22.44% | 23.12% | 25.2% | 25.54% | 26.6% | 26.9% | 27.23%
Solar DEF Columbia | Renewable:Solar PV | DEF | DEF | 27.23% | 27.22% | 27.23% | 27.23% | 27.23% | 27.22% | 27.23% | 27.23% | 27.23% | 27.22% | 27.23% | 27.23% | 27.23% | 27.22% | 27.23% | 27.23% | 27.23% | 27.22% | 27.23% | 27.23% | 27.22% | 27.22% | 27.15% | 26.94% | 26.22% | 25.28% | 24.77% | 23.76% | 22.94% | 22.13% | 24.22% | 24.64% | 26% | 26.38% | 27.17%
Solar DEF County Line | Renewable:Solar PV | DEF | DEF |  |  | 29.3% | 28.66% | 28.66% | 28.65% | 28.66% | 28.66% | 28.66% | 28.65% | 28.66% | 28.66% | 28.66% | 28.65% | 28.66% | 28.66% | 28.66% | 28.65% | 28.66% | 28.66% | 28.66% | 28.65% | 28.56% | 28.42% | 27.5% | 26.76% | 26.46% | 24.68% | 24.11% | 23.65% | 25.74% | 26.16% | 27.64% | 27.87% | 28.62%
Solar DEF Debary | Renewable:Solar PV | DEF | DEF | 23.56% | 23.55% | 23.56% | 23.56% | 23.56% | 23.55% | 23.56% | 23.56% | 23.56% | 23.55% | 23.56% | 23.56% | 23.56% | 23.55% | 23.56% | 23.56% | 23.56% | 23.55% | 23.56% | 23.56% | 23.55% | 23.55% | 23.49% | 23.31% | 22.42% | 21.19% | 20.99% | 19.72% | 19.28% | 19.07% | 20.81% | 21.29% | 22.42% | 26.76% | 23.52%
Solar DEF Duette | Renewable:Solar PV | DEF | DEF | 27.24% | 27.23% | 27.24% | 27.24% | 27.24% | 27.23% | 27.24% | 27.24% | 27.24% | 27.23% | 27.24% | 27.24% | 27.24% | 27.23% | 27.24% | 27.24% | 27.24% | 27.23% | 27.24% | 27.24% | 27.23% | 27.23% | 27.17% | 26.99% | 26.13% | 24.96% | 24.47% | 23.2% | 22.33% | 23.23% | 25.25% | 25.59% | 26.64% | 26.9% | 27.23%
Solar DEF Falmouth | Renewable:Solar PV | DEF | DEF |  | 29.68% | 28.66% | 28.66% | 28.66% | 28.65% | 28.66% | 28.66% | 28.66% | 28.65% | 28.66% | 28.66% | 28.66% | 28.65% | 28.66% | 28.66% | 28.66% | 28.65% | 28.66% | 28.66% | 28.66% | 28.65% | 28.55% | 28.42% | 27.49% | 26.82% | 26.42% | 24.73% | 24.23% | 23.69% | 25.78% | 26.43% | 27.53% | 27.89% | 28.62%
Solar DEF Fort Green | Renewable:Solar PV | DEF | DEF | 28.67% | 28.66% | 28.67% | 28.67% | 28.67% | 28.66% | 28.67% | 28.67% | 28.67% | 28.66% | 28.67% | 28.67% | 28.67% | 28.66% | 28.67% | 28.67% | 28.67% | 28.66% | 28.67% | 28.67% | 28.65% | 28.66% | 28.58% | 28.41% | 27.46% | 26.33% | 26.03% | 24.44% | 23.96% | 24.91% | 26.75% | 27.06% | 28.07% | 28.24% | 28.64%
Solar DEF Hamilton | Renewable:Solar PV | DEF | DEF | 27.24% | 27.23% | 27.24% | 27.24% | 27.24% | 27.23% | 27.24% | 27.24% | 27.24% | 27.23% | 27.24% | 27.24% | 27.24% | 27.23% | 27.24% | 27.24% | 27.24% | 27.23% | 27.24% | 27.24% | 27.23% | 27.23% | 27.17% | 26.96% | 26.23% | 24.87% | 24.47% | 23.45% | 22.84% | 22.29% | 24.35% | 24.8% | 26.09% | 26.46% | 27.21%
Solar DEF Hardeetown | Renewable:Solar PV | DEF | DEF | 28.85% | 28.65% | 28.66% | 28.66% | 28.66% | 28.65% | 28.66% | 28.66% | 28.66% | 28.65% | 28.66% | 28.66% | 28.66% | 28.65% | 28.66% | 28.66% | 28.66% | 28.65% | 28.66% | 28.66% | 28.65% | 28.65% | 28.57% | 28.43% | 27.44% | 26.62% | 26.4% | 24.82% | 24.3% | 24.07% | 26.24% | 26.49% | 27.75% | 28.06% | 28.62%
Solar DEF High Spring | Renewable:Solar PV | DEF | DEF | 26.95% | 28.66% | 28.67% | 28.67% | 28.67% | 28.66% | 28.67% | 28.67% | 28.67% | 28.66% | 28.67% | 28.67% | 28.67% | 28.66% | 28.67% | 28.67% | 28.67% | 28.66% | 28.67% | 28.67% | 28.66% | 28.66% | 28.56% | 28.43% | 27.48% | 26.69% | 26.34% | 24.67% | 24.19% | 24.7% | 26.72% | 27.03% | 28.05% | 28.2% | 28.64%
Solar DEF Hildreth | Renewable:Solar PV | DEF | DEF | 28.85% | 28.65% | 28.66% | 28.66% | 28.66% | 28.65% | 28.66% | 28.66% | 28.66% | 28.65% | 28.66% | 28.66% | 28.66% | 28.65% | 28.66% | 28.66% | 28.66% | 28.65% | 28.66% | 28.66% | 28.65% | 28.65% | 28.57% | 28.45% | 27.49% | 26.69% | 26.4% | 24.69% | 24.25% | 23.81% | 26.09% | 26.3% | 27.6% | 27.95% | 28.62%
Solar DEF Lake Placid | Renewable:Solar PV | DEF | DEF | 27.05% | 27.03% | 27.06% | 27.05% | 27.05% | 27.03% | 27.04% | 27.04% | 27.05% | 27.03% | 27.04% | 27.04% | 27.04% | 27.03% | 27.04% | 27.04% | 27.04% | 27.03% | 27.03% | 27.05% | 27.03% | 27.03% | 26.98% | 26.82% | 26.13% | 25% | 24.38% | 23.13% | 22.47% | 22.56% | 24.45% | 24.84% | 26.08% | 26.39% | 27.02%
Solar DEF Mule Creek | Renewable:Solar PV | DEF | DEF |  | 29.29% | 28.66% | 28.66% | 28.66% | 28.65% | 28.66% | 28.66% | 28.66% | 28.65% | 28.66% | 28.66% | 28.66% | 28.65% | 28.66% | 28.66% | 28.66% | 28.65% | 28.66% | 28.66% | 28.65% | 28.65% | 28.57% | 28.41% | 27.47% | 26.68% | 26.42% | 24.86% | 24.33% | 23.94% | 26.03% | 26.56% | 27.68% | 28.02% | 28.62%
Solar DEF NEW 1 | Renewable:Solar PV | DEF | DEF | [12 empty] | 28.09% | 27.04% | 27.05% | 27.05% | 27.05% | 27.04% | 27.05% | 27.05% | 27.03% | 27.04% | 26.96% | 26.8% | 25.89% | 24.84% | 24.44% | 23.03% | 22.43% | 23.3% | 25.21% | 25.52% | 20.11%
Solar DEF NEW 1 PTC | Renewable:Solar PV | DEF | DEF | 2025: 28.09%; 2026: 27.05%; 2027: 27.05%; 2028: 27.04%; 2029: 27.05%; 2030: 27.05%; 2031: 27.05%; 2032: 27.04%; 2033: 27.05%; 2034: 27.05%; 2035: 21.67%
Solar DEF NEW 2 | Renewable:Solar PV | DEF | DEF | [12 empty] | 17.99% | 27.05% | 27.06% | 27.06% | 27.06% | 27.05% | 27.06% | 27.06% | 27.04% | 27.05% | 26.98% | 26.78% | 25.91% | 24.8% | 24.48% | 23.21% | 22.52% | 23.2% | 25.1% | 25.44% | 27.25%
Solar DEF NEW 2 PTC | Renewable:Solar PV | DEF | DEF | 2025: 17.99%; 2026: 27.06%; 2027: 27.06%; 2028: 27.05%; 2029: 27.06%; 2030: 27.06%; 2031: 27.06%; 2032: 27.05%; 2033: 27.06%; 2034: 27.06%; 2035: 27.9%
Solar DEF NEW 5 | Renewable:Solar PV | DEF | DEF | [13 empty] | 26% | 27.06% | 27.06% | 27.06% | 27.05% | 27.06% | 27.06% | 27.06% | 27.05% | 26.99% | 26.88% | 26.16% | 25.69% | 25.36% | 23.95% | 23.37% | 22.09% | 24.14% | 24.57% | 25.87% | 26.55%
Solar DEF NEW 5 PTC | Renewable:Solar PV | DEF | DEF | 2026: 26%; 2027: 27.06%; 2028: 27.05%; 2029: 27.06%; 2030: 27.06%; 2031: 27.06%; 2032: 27.05%; 2033: 27.06%; 2034: 27.06%; 2035: 27.06%; 2036: 28.51%
Solar DEF Osc Perry Suw | Renewable:Solar PV | DEF | DEF | 23.56% | 23.56% | 23.56% | 23.56% | 23.56% | 23.56% | 23.56% | 23.56% | 23.56% | 23.56% | 23.56% | 23.56% | 23.56% | 23.56% | 23.56% | 23.56% | 23.56% | 23.56% | 23.56% | 23.56% | 23.56% | 23.56% | 23.49% | 23.58% | 23.53%
Solar DEF Sandy Creek | Renewable:Solar PV | DEF | DEF | 27.24% | 27.23% | 27.24% | 27.24% | 27.24% | 27.23% | 27.24% | 27.24% | 27.24% | 27.23% | 27.24% | 27.24% | 27.24% | 27.23% | 27.24% | 27.24% | 27.24% | 27.23% | 27.24% | 27.24% | 27.23% | 27.23% | 27.18% | 26.98% | 26.12% | 24.92% | 24.4% | 23.09% | 22.37% | 23.32% | 25.17% | 25.52% | 26.58% | 26.83% | 27.22%
Solar DEF Santa Fe | Renewable:Solar PV | DEF | DEF | 27.23% | 27.22% | 27.23% | 27.23% | 27.23% | 27.22% | 27.23% | 27.23% | 27.23% | 27.22% | 27.23% | 27.23% | 27.23% | 27.22% | 27.23% | 27.23% | 27.23% | 27.22% | 27.23% | 27.23% | 27.22% | 27.22% | 27.17% | 26.96% | 26.1% | 24.76% | 24.39% | 23.08% | 22.68% | 22.81% | 24.76% | 25.1% | 26.36% | 26.7% | 27.21%
Solar DEF St Pete Pier | Renewable:Solar PV | DEF | DEF | 23.56% | 23.55% | 23.56% | 23.56% | 23.56% | 23.55% | 23.56% | 23.56% | 23.56% | 23.55% | 23.56% | 23.56% | 23.56% | 23.55% | 23.56% | 23.56% | 23.56% | 23.55% | 23.56% | 23.56% | 23.55% | 23.55% | 23.49% | 23.37% | 22.57% | 21.8% | 22.15%
Solar DEF Trenton | Renewable:Solar PV | DEF | DEF | 27.24% | 27.23% | 27.24% | 27.24% | 27.24% | 27.23% | 27.24% | 27.24% | 27.24% | 27.23% | 27.24% | 27.24% | 27.24% | 27.23% | 27.24% | 27.24% | 27.24% | 27.23% | 27.24% | 27.24% | 27.23% | 27.23% | 27.16% | 26.94% | 26.16% | 24.99% | 24.36% | 23.16% | 22.49% | 22.6% | 24.6% | 24.98% | 26.26% | 26.6% | 27.22%
Solar DEF Twin Rivers | Renewable:Solar PV | DEF | DEF | 27.23% | 27.22% | 27.23% | 27.23% | 27.23% | 27.22% | 27.23% | 27.23% | 27.23% | 27.22% | 27.23% | 27.23% | 27.23% | 27.22% | 27.23% | 27.23% | 27.23% | 27.22% | 27.23% | 27.23% | 27.22% | 27.22% | 27.17% | 26.98% | 26.14% | 24.84% | 24.44% | 23.06% | 22.67% | 23.02% | 25.09% | 25.4% | 26.52% | 26.8% | 27.21%
Solar DEF Winquepin | Renewable:Solar PV | DEF | DEF |  | 29.29% | 28.66% | 28.66% | 28.66% | 28.65% | 28.66% | 28.66% | 28.66% | 28.65% | 28.66% | 28.66% | 28.66% | 28.65% | 28.66% | 28.66% | 28.66% | 28.65% | 28.66% | 28.66% | 28.66% | 28.65% | 28.56% | 28.43% | 27.49% | 26.82% | 26.43% | 24.62% | 24.1% | 23.72% | 25.85% | 26.43% | 27.56% | 27.91% | 28.62%
Solar+Storage DEF NEW 1 | Renewable:Solar PV | DEF | DEF | 2039: 22.58%; 2040: 33.08%; 2041: 33.53%; 2042: 33.99%; 2043: 33.98%; 2044: 33.98%; 2045: 33.91%; 2046: 33.8%; 2047: 32.81%; 2048: 31.84%; 2049: 31.57%; 2050: 29.78%; 2051: 29.1%; 2052: 29.16%; 2053: 31.53%; 2054: 31.82%; 2055: 33.14%; 2056: 33.48%; 2057: 33.95%
Solar+Storage DEF NEW 1 PTC + ITC | Renewable:Solar PV | DEF | DEF | 2029: 22.59%; 2030: 33.09%; 2031: 33.53%; 2032: 33.97%; 2033: 33.99%; 2034: 33.99%; 2035: 33.99%; 2036: 33.97%; 2037: 33.99%; 2038: 33.99%; 2039: 34.31%; 2040: 34.46%; 2041: 35.04%
Standby | Demand:Demand Response | DEF | DEF |  | 0.0001263% |  | 0.0002364% | 0.0002288% | 0.0002211% | 0.0001075% | 0.02291% | 0.1049% | 0.001475% | 0.0003145% | 0.001004% | 0.002441% | 0.1084% | 0.2661% | 0.1586% | 0.1589% | 8.048e-05% | 0.002762% |  | 0.001976% | 0.0008887% | 2.367% |  | 0.7895% | 0.007361% | 0.2626% | 14.31% | 2.707% | 2.517% | 0.4784% | 2.851% | 2.739% | 1.462% | 2.081%
SUWANNEE_P 1 | Gas/Oil:Combustion Turbine | DEF | DEF | 2023: 1.916%; 2024: 2.114%; 2025: 2.096%; 2026: 2.358%; 2027: 1.784%; 2028: 2.164%; 2029: 1.776%; 2030: 1.978%; 2031: 2.176%; 2032: 1.177%; 2033: 1.066%; 2034: 0.8532%
SUWANNEE_P 2 | Gas/Oil:Combustion Turbine | DEF | DEF | 2023: 1.754%; 2024: 1.966%; 2025: 1.765%; 2026: 1.929%; 2027: 1.434%; 2028: 1.94%; 2029: 1.708%; 2030: 1.857%; 2031: 1.936%; 2032: 1.352%; 2033: 0.8322%; 2034: 0.8788%
SUWANNEE_P 3 | Gas/Oil:Combustion Turbine | DEF | DEF | 2023: 2.565%; 2024: 3.041%; 2025: 3.024%; 2026: 3.212%; 2027: 2.602%; 2028: 2.993%; 2029: 2.551%; 2030: 2.662%; 2031: 2.378%; 2032: 1.759%; 2033: 1.309%; 2034: 1.171%
Tigerbay 1 | Gas/Oil:Combined Cycle | DEF | DEF | 2023: 60%; 2024: 59.35%; 2025: 52.97%; 2026: 59.65%; 2027: 51.05%; 2028: 57.58%; 2029: 48.1%; 2030: 41.26%; 2031: 33.95%; 2032: 35.55%; 2033: 31.97%; 2034: 43.85%; 2035: 36.99%
U OF FL 1 | Gas/Oil:Combustion Turbine | DEF | DEF | 2023: 78.11%; 2024: 77.97%; 2025: 77.27%; 2026: 77.26%; 2027: 78.94%
Voltage Red | Demand:Demand Response | DEF | DEF | 0.0003059% | 0.01442% |  | 0.002484% | 0.001802% | 0.02127% | 0.01367% | 0.0002953% | 0.00352% | 0.03855% | 0.000287% | 0.01178% | 0.0613% | 0.003062% | 0.002239% | 0.5479% | 0.0002645% |  |  |  |  | 0.003342% |  |  | 1.346% |  | 0.1012% | 24.46% | 2.886% | 0.7513% | 3.27% | 5.173% | 2.854% | 6.569% | 2.812%
WaterHtr_PP | Demand:Demand Response | DEF | DEF | 0.1776% | 0.1743% | 0.1593% | 0.1239% | 0.1054% | 0.09921% | 0.09944% | 0.09427% | 0.1111% | 0.09603% | 0.04271% | 0.09873% | 0.03452% | 0.2628% | 0.3226% | 0.3458% | 0.3314% | 0.01081% | 0.03175% | 0.007383% | 0.02311% | 0.02974% | 2.361% | 0.04478% | 1.33% | 0.00679% | 0.1114% | 18.33% | 2.426% | 2.974% | 1.657% | 4.143% | 3.794% | 4.032% | 2.447%
Group Totals
Resource | Type | BA | Area | 2023 | 2024 | 2025 | 2026 | 2027 | 2028 | 2029 | 2030 | 2031 | 2032 | 2033 | 2034 | 2035 | 2036 | 2037 | 2038 | 2039 | 2040 | 2041 | 2042 | 2043 | 2044 | 2045 | 2046 | 2047 | 2048 | 2049 | 2050 | 2051 | 2052 | 2053 | 2054 | 2055 | 2056 | 2057
Total | Coal:Conventional | DEF | DEF | 2023: 9.597%; 2024: 11.41%; 2025: 12.66%; 2026: 10.2%; 2027: 11.36%; 2028: 16.06%; 2029: 17.45%; 2030: 23.37%; 2031: 35.04%; 2032: 31.41%; 2033: 35.68%; 2034: 29%
Total | Demand:Demand Response | DEF | DEF | 0.01615% | 0.01699% | 0.0149% | 0.01157% | 0.01054% | 0.01093% | 0.009986% | 0.01655% | 0.02396% | 0.01087% | 0.003943% | 0.009755% | 0.006282% | 0.06174% | 0.1761% | 0.1797% | 0.09069% | 0.0009821% | 0.003236% | 0.002126% | 0.002345% | 0.003113% | 1.453% | 0.003879% | 0.5763% | 0.00189% | 0.06202% | 11.67% | 0.9959% | 1.29% | 0.4988% | 1.629% | 1.336% | 1.301% | 1.095%
Total | Gas/Oil:Combined Cycle | DEF | DEF | 66.76% | 68.21% | 66.24% | 65.75% | 65.71% | 64.92% | 65.89% | 64.5% | 60.51% | 61.32% | 61.55% | 66.49% | 70.98% | 72.98% | 72.88% | 70.69% | 70.01% | 68.33% | 65.04% | 60.31% | 61.27% | 59.14% | 56.9% | 51.42% | 47.18% | 40.01% | 36.23% | 21.88% | 19.94% | 20.37% | 20.91% | 20.74% | 21.43% | 20.52% | 21.01%
Total | Gas/Oil:Combustion Turbine | DEF | DEF | 4.501% | 4.969% | 3.79% | 3.506% | 2.759% | 1.35% | 0.8488% | 1.101% | 1.315% | 0.5916% | 0.6668% | 2.115% | 3.566% | 4.362% | 5.719% | 2.59% | 4.397% | 0.812% | 1.581% | 1.994% | 4.146% | 1.616% | 7.724% | 2.306% | 3.914% | 1.483% | 5.641% | 5.54% | 3.161% | 3.317% | 3.41% | 3.77% | 3.78% | 3.69% | 3.998%
Total | Gas/Oil:Steam Turbine | DEF | DEF | 2023: 17.42%; 2024: 20.33%; 2025: 9.993%; 2026: 14.64%; 2027: 14.26%; 2028: 14.39%; 2029: 10.63%; 2030: 8.542%; 2031: 6.267%; 2032: 5.429%; 2033: 4.752%; 2034: 11.23%; 2035: 13.87%; 2036: 13.63%; 2037: 20.02%; 2038: 8.466%; 2039: 11.59%; 2040: 9.663%; 2041: 8.182%; 2042: 6.1%
Total | Nuclear:Nuclear | DEF | DEF | 2038: 95.92%; 2039: 94.09%; 2040: 94.46%; 2041: 94.07%; 2042: 94.62%; 2043: 93.97%; 2044: 94.56%; 2045: 94%; 2046: 94.26%; 2047: 93.84%; 2048: 93.08%; 2049: 91.97%; 2050: 90.8%; 2051: 88.89%; 2052: 88.31%; 2053: 87.44%; 2054: 86.97%; 2055: 87.14%; 2056: 87.64%; 2057: 88.18%
Total | Renewable:Biomass | DEF | DEF | 2023: 65.6%; 2024: 66.28%; 2025: 66.03%; 2026: 40%; 2027: 40%; 2028: 40.08%; 2029: 40%; 2030: 40%; 2031: 40%; 2032: 40.11%; 2033: 40%; 2034: 40%; 2035: 40%; 2036: 39.95%; 2037: 40%; 2038: 40%; 2039: 40%; 2040: 39.95%; 2041: 40%; 2042: 40%
Total | Renewable:Solar PV | DEF | DEF | 27.33% | 27.64% | 27.56% | 27.34% | 27.32% | 27.21% | 27.15% | 27.52% | 27.89% | 28.18% | 28.15% | 28.06% | 28.02% | 27.92% | 27.89% | 27.81% | 27.77% | 27.68% | 27.66% | 27.58% | 27.54% | 27.47% | 27.38% | 27.21% | 26.55% | 25.8% | 25.54% | 24.46% | 24.03% | 24.09% | 25.53% | 25.78% | 26.6% | 28.27% | 27.21%
Total | Renewable:Wind | DEF | DEF | 2043: 14.48%; 2044: 16.28%; 2045: 16.7%; 2046: 17.07%; 2047: 16.81%; 2048: 16.09%; 2049: 15.19%; 2050: 13.8%; 2051: 12.78%; 2052: 13.34%; 2053: 13.31%; 2054: 12.01%; 2055: 10.42%; 2056: 9.506%; 2057: 8.305%
Total | Storage:Battery | DEF | DEF |  |  |  |  | 9.858% | 10.13% | 9.816% | 10.2% | 10.35% | 13.42% | 13.57% | 14.59% | 14.34% | 14.19% | 14.39% | 14.78% | 14.57% | 14.66% | 14.71% | 15.14% | 15.65% | 15.45% | 15.96% | 15.47% | 17.26% | 18.38% | 21.29% | 22.25% | 22.83% | 22.41% | 22.58% | 22.6% | 22.63% | 22.31% | 21.72%
Solar 14
Resource | Type | BA | Area | 2023 | 2024 | 2025 | 2026 | 2027 | 2028 | 2029 | 2030 | 2031 | 2032 | 2033 | 2034 | 2035 | 2036 | 2037 | 2038 | 2039 | 2040 | 2041 | 2042 | 2043 | 2044 | 2045 | 2046 | 2047 | 2048 | 2049 | 2050 | 2051 | 2052 | 2053 | 2054 | 2055 | 2056 | 2057
AC | Demand:Demand Response | DEF | DEF |  | 0.002108% |  |  | 0.0008625% |  | 8.174e-05% | 8.154e-05% | 0.0001627% | 0.0005727% | 8.094e-05% | 0.004149% |  | 0.05177% | 0.3615% |  | 0.1687% | 0.01395% |  |  |  | 0.00148% | 2.228% |  |  |  |  | 1.2% | 0.2939% | 2.227% | 0.1831% | 0.1238% | 0.2044% | 0.1848% | 1.931%
Anclote 1 | Gas/Oil:Steam Turbine | DEF | DEF | 2023: 21.26%; 2024: 25.62%; 2025: 12%; 2026: 17.56%; 2027: 15.31%; 2028: 16.83%; 2029: 13.1%; 2030: 11.13%; 2031: 6.418%; 2032: 7.57%; 2033: 5.291%; 2034: 12.77%; 2035: 14.62%; 2036: 13.78%; 2037: 20.34%; 2038: 10.22%; 2039: 12.51%; 2040: 9.945%; 2041: 9.615%; 2042: 5.866%
Anclote 2 | Gas/Oil:Steam Turbine | DEF | DEF | 2023: 13.46%; 2024: 14.98%; 2025: 7.887%; 2026: 10.36%; 2027: 9.87%; 2028: 8.652%; 2029: 6.443%; 2030: 5.117%; 2031: 5.748%; 2032: 4.407%; 2033: 5.072%; 2034: 7.793%; 2035: 10.7%; 2036: 9.784%; 2037: 16.57%; 2038: 4.112%; 2039: 5.993%; 2040: 6.232%; 2041: 4.74%; 2042: 4.799%
As Avail | Gas/Oil:Combined Cycle | DEF | DEF | 20% | 19.95% | 20% | 20% | 20% | 20.22% | 20% | 20% | 20% | 20.22% | 20% | 20% | 20% | 19.95% | 20% | 20% | 20% | 20.22% | 20% | 20% | 20% | 19.95% | 20% | 20% | 20% | 20.22% | 20% | 20% | 20% | 19.95% | 20% | 20% | 20% | 20.22% | 20%
As Avail PCS | Renewable:Biomass | DEF | DEF | 2023: 40%; 2024: 39.89%; 2025: 40%; 2026: 40%; 2027: 40%; 2028: 39.89%; 2029: 40%; 2030: 40%; 2031: 40%; 2032: 40.16%; 2033: 40%; 2034: 40%; 2035: 40%; 2036: 39.89%; 2037: 40%; 2038: 40%; 2039: 40%; 2040: 39.89%; 2041: 40%; 2042: 40%
Bartow CC 1 0 | Gas/Oil:Combined Cycle | DEF | DEF | 63.76% | 60.38% | 61.81% | 58.86% | 55.77% | 57.99% | 60.48% | 61.54% | 63.13% | 61.93% | 60.75% | 67.72% | 70.18% | 71.61% | 65.58% | 68.28% | 73.5% | 71.5% | 65.86% | 65.97% | 70.5% | 68.2% | 63.47% | 61.12% | 59.74% | 49.95% | 37.5%
Bartow CC 1 PAG | Gas/Oil:Combined Cycle | DEF | DEF | 28.55% | 27.61% | 22.54% | 19.67% | 19.44% | 21.75% | 19.85% | 13.74% | 10.96% | 11.07% | 8.935% | 16.96% | 20.69% | 19.49% | 21.9% | 14.94% | 20.78% | 14.89% | 11.25% | 8.21% | 14.06% | 10.68% | 17.98% | 4.913% | 12.36% | 4.647% | 1.383%
BARTOW_P 1 | Gas/Oil:Combustion Turbine | DEF | DEF | 2024: 0.02528%
BARTOW_P 2 | Gas/Oil:Combustion Turbine | DEF | DEF | 2023: 0.0744%; 2024: 0.4448%; 2025: 0.3389%; 2026: 0.2689%; 2027: 0.354%; 2028: 0.2947%; 2029: 0.1583%; 2030: 0.4271%; 2031: 0.717%; 2032: 0.5369%; 2033: 0.1929%; 2034: 0.2373%
BARTOW_P 3 | Gas/Oil:Combustion Turbine | DEF | DEF
BARTOW_P 4 | Gas/Oil:Combustion Turbine | DEF | DEF | 2023: 0.6482%; 2024: 0.9248%; 2025: 0.8002%; 2026: 0.7276%; 2027: 0.6134%; 2028: 0.7439%; 2029: 0.4395%; 2030: 0.6767%; 2031: 0.753%; 2032: 0.7557%; 2033: 0.5973%; 2034: 0.4129%
Battery 2 Hours | Storage:Battery | DEF | DEF | 2027: 9.613%; 2028: 10.3%; 2029: 10.01%; 2030: 10.55%; 2031: 9.249%; 2032: 8.985%; 2033: 8.773%; 2034: 8.195%; 2035: 8.309%; 2036: 7.923%; 2037: 8.269%; 2038: 7.697%; 2039: 6.939%; 2040: 6.709%; 2041: 6.133%
Battery 4 Hours | Storage:Battery | DEF | DEF | [9 empty] | 15.58% | 15.62% | 15.67% | 15.67% | 15.6% | 15.68% | 14.85% | 13.91% | 13.37% | 12.43% | 11.59% | 11.7% | 10.51% | 11.03% | 9.262% | 11.45% | 11.63% | 15.19% | 14.36% | 14.58% | 13.18% | 12.56% | 13.34% | 9.374% | 9.014% | 6.224%
BAYBORO_P 1 | Gas/Oil:Combustion Turbine | DEF | DEF | 2024: 0.1059%; 2025: 0.02927%
BAYBORO_P 2 | Gas/Oil:Combustion Turbine | DEF | DEF | 2024: 0.01181%; 2025: 0.005804%
BAYBORO_P 3 | Gas/Oil:Combustion Turbine | DEF | DEF | 2024: 0.04307%; 2025: 0.01848%
BAYBORO_P 4 | Gas/Oil:Combustion Turbine | DEF | DEF | 2024: 0.02371%; 2025: 0.007663%
Citrus CC 1 | Gas/Oil:Combined Cycle | DEF | DEF | 85.54% | 87.56% | 81.55% | 87.38% | 86.62% | 76.29% | 83.35% | 81.93% | 76.97% | 81.52% | 82.13% | 83.65% | 85.17% | 85.58% | 80.05% | 83.13% | 82.67% | 76.08% | 76.02% | 70.67% | 67.35% | 55.8% | 52.7% | 45.6% | 42.38% | 30.47% | 35.42% | 22.05% | 20.92% | 20.81% | 21.44% | 20.84% | 21.11% | 22.13% | 22.47%
Citrus CC 1 Duct | Gas/Oil:Combined Cycle | DEF | DEF | 31.39% | 31.64% | 22.91% | 25.18% | 21.63% | 21.65% | 20.89% | 15.92% | 12.17% | 12.17% | 11.88% | 21.12% | 24.64% | 23.93% | 30.83% | 14.73% | 19.67% | 11.8% | 10.33% | 4.188% | 13.29% | 7.677% | 15.52% | 5.831% | 11.15% | 3.159% | 15.67% | 18.93% | 12.73% | 15.78% | 13.55% | 15.11% | 14.95% | 14.23% | 19.51%
Citrus CC 2 | Gas/Oil:Combined Cycle | DEF | DEF | 85.2% | 87.8% | 87.04% | 81.66% | 88.49% | 77.04% | 85.58% | 84.86% | 77.03% | 82.25% | 82.96% | 85.14% | 85.35% | 85.55% | 79.83% | 84.76% | 84.51% | 76.44% | 79.31% | 76.55% | 69.92% | 64.24% | 61.94% | 46.82% | 38% | 29.73% | 31.37% | 20.75% | 16.83% | 17.51% | 17.69% | 18.95% | 19.41% | 18.61% | 20.3%
Citrus CC 2 Duct | Gas/Oil:Combined Cycle | DEF | DEF | 30.12% | 33.16% | 23.84% | 19.48% | 20.14% | 20.68% | 20.1% | 14.15% | 9.864% | 10.66% | 10.02% | 18.92% | 22.04% | 23.05% | 25.06% | 13.22% | 16.17% | 15.57% | 8.739% | 4.429% | 10.9% | 7.521% | 15.19% | 6.21% | 9.513% | 4.403% | 12.7% | 16.12% | 9.208% | 12.76% | 10.81% | 13.77% | 12.1% | 12% | 18.82%
Crystal 4 | Coal:Conventional | DEF | DEF | 2023: 11.73%; 2024: 10.76%; 2025: 13.88%; 2026: 9.315%; 2027: 11.49%; 2028: 17.94%; 2029: 16.65%; 2030: 22.33%; 2031: 40.18%; 2032: 28.42%; 2033: 40.1%; 2034: 40.04%
Crystal 5 | Coal:Conventional | DEF | DEF | 2023: 7.456%; 2024: 12.07%; 2025: 11.43%; 2026: 10.53%; 2027: 10.32%; 2028: 16.81%; 2029: 15.6%; 2030: 23.45%; 2031: 27.12%; 2032: 32.91%; 2033: 26.11%; 2034: 17.27%
DEBARY 10 | Gas/Oil:Combustion Turbine | DEF | DEF | 2024: 0.05467%; 2025: 0.01599%; 2026: 0.01142%; 2027: 0.03128%; 2028: 0.03901%; 2029: 0.01142%; 2030: 0.03656%; 2031: 0.01358%; 2032: 0.03631%; 2034: 0.02856%; 2035: 0.09597%; 2036: 0.04141%
DEBARY 2 | Gas/Oil:Combustion Turbine | DEF | DEF | 2024: 0.126%
DEBARY 3 | Gas/Oil:Combustion Turbine | DEF | DEF | 2024: 0.1288%; 2026: 0.02593%
DEBARY 4 | Gas/Oil:Combustion Turbine | DEF | DEF | 2024: 0.04333%; 2026: 0.01813%
DEBARY 5 | Gas/Oil:Combustion Turbine | DEF | DEF | 2024: 0.1283%
DEBARY 6 | Gas/Oil:Combustion Turbine | DEF | DEF | 2024: 0.1441%; 2025: 0.03004%
DEBARY 7 | Gas/Oil:Combustion Turbine | DEF | DEF | 2023: 1.817%; 2024: 2.146%; 2025: 2.456%; 2026: 2.326%; 2027: 1.94%; 2028: 1.858%; 2029: 1.672%; 2030: 1.825%; 2031: 2.074%; 2032: 1.153%; 2033: 1.316%; 2034: 1.843%; 2035: 1.965%; 2036: 1.165%
DEBARY 8 | Gas/Oil:Combustion Turbine | DEF | DEF | 2023: 2.395%; 2024: 2.269%; 2025: 2.879%; 2026: 2.378%; 2027: 2.105%; 2028: 2.121%; 2029: 1.881%; 2030: 1.799%; 2031: 2.454%; 2032: 1.473%; 2033: 1.569%; 2034: 1.987%; 2035: 2.411%; 2036: 2.521%
DEBARY 9 | Gas/Oil:Combustion Turbine | DEF | DEF | 2023: 2.521%; 2024: 3.216%; 2025: 2.494%; 2026: 2.697%; 2027: 2.098%; 2028: 2.391%; 2029: 2.239%; 2030: 2.126%; 2031: 2.762%; 2032: 1.569%; 2033: 1.545%; 2034: 2.599%; 2035: 2.259%; 2036: 2.476%
DEF Nuclear Natrium | Nuclear:Nuclear | DEF | DEF | 2048: 82.33%; 2049: 77.74%; 2050: 75.72%; 2051: 69.67%; 2052: 73.27%; 2053: 72.53%; 2054: 76.9%; 2055: 78.12%; 2056: 82.71%; 2057: 84.48%
DEF Nuclear Natrium - Storage | Storage:Battery | DEF | DEF | 2048: 23.44%; 2049: 23.83%; 2050: 23.67%; 2051: 22.84%; 2052: 22.74%; 2053: 23%; 2054: 22.62%; 2055: 22.69%; 2056: 22.63%; 2057: 22.17%
DEF Nuclear Natrium - Storage PTC | Storage:Battery | DEF | DEF | 2038: 28.77%; 2039: 30.49%; 2040: 28.91%; 2041: 28.64%; 2042: 28.17%; 2043: 27.76%; 2044: 27.15%; 2045: 26.6%; 2046: 25.92%; 2047: 25.69%; 2048: 24.72%; 2049: 25.08%; 2050: 25.13%; 2051: 24.67%; 2052: 24.77%; 2053: 25.21%; 2054: 24.87%; 2055: 24.93%; 2056: 24.47%; 2057: 24.14%
DEF Nuclear Natrium PTC | Nuclear:Nuclear | DEF | DEF | 2038: 96.05%; 2039: 94.24%; 2040: 94.47%; 2041: 94.11%; 2042: 94.7%; 2043: 93.98%; 2044: 94.63%; 2045: 93.99%; 2046: 94.26%; 2047: 93.81%; 2048: 93.93%; 2049: 93.68%; 2050: 93.76%; 2051: 93.45%; 2052: 93.4%; 2053: 93.67%; 2054: 93.07%; 2055: 94.04%; 2056: 93.08%; 2057: 93.98%
Gen 190MW CT | Gas/Oil:Combustion Turbine | DEF | DEF | [7 empty] | 0.3172% | 1.041% | 0.2558% |  | 2.407% | 3.57% | 4.473% | 4.982% | 2.365% | 4.408% | 0.2745% | 0.6942% | 1.073% | 4.631% | 1.481% | 10.98% | 3.133% | 6.137% | 3.066% | 14.77% | 5.792% | 4.819% | 5.254% | 3.615% | 3.249% | 4.103% | 5.564% | 6.35%
Gen 190MW CT H2 | Gas/Oil:Combustion Turbine | DEF | DEF | 2043: 0.1752%; 2044: 0.04553%; 2045: 0.75%; 2046: 0.09651%; 2047: 0.5405%; 2048: 0.03552%; 2049: 0.6747%; 2050: 4.236%; 2051: 1.699%; 2052: 1.66%; 2053: 2.465%; 2054: 2.834%; 2055: 2.741%; 2056: 2.448%; 2057: 2.949%
HEAT | Demand:Demand Response | DEF | DEF | 2025: 0.0001378%; 2026: 6.88e-05%; 2027: 0.0005755%; 2028: 0.0004887%; 2029: 0.0001925%; 2030: 0.001066%; 2031: 0.006214%; 2032: 0.00234%; 2033: 0.0007094%; 2035: 6.784e-05%; 2038: 0.357%; 2041: 6.72e-05%; 2044: 6.641e-05%; 2050: 17.67%; 2051: 0.01944%; 2054: 0.7473%; 2056: 0.811%; 2057: 0.3731%
Hines CC 1 | Gas/Oil:Combined Cycle | DEF | DEF | 2023: 61.14%; 2024: 61.11%; 2025: 61.63%; 2026: 44.37%; 2027: 48.79%; 2028: 41.45%; 2029: 47.99%; 2030: 38.51%; 2031: 31.22%; 2032: 22.99%; 2033: 22.88%; 2034: 30.33%; 2035: 49.91%; 2036: 52.97%; 2037: 65.86%; 2038: 46.35%; 2039: 21.16%
Hines CC 2 | Gas/Oil:Combined Cycle | DEF | DEF | 60.11% | 61.52% | 58.67% | 59.96% | 54.03% | 55% | 50.02% | 51.58% | 44.26% | 43.82% | 42.43% | 49.21% | 55.65% | 55.23% | 59.73% | 55.41% | 47.95% | 44.17% | 37.58% | 23.68% | 6.802%
Hines CC 3 | Gas/Oil:Combined Cycle | DEF | DEF | 66.06% | 63.6% | 62.6% | 57.8% | 64.06% | 60.54% | 64.34% | 55.46% | 59.33% | 54.83% | 60.45% | 59.26% | 71.93% | 68.46% | 77.13% | 62.35% | 63.13% | 55.93% | 55.47% | 41.92% | 44.49% | 31.27% | 20.38%
Hines CC 4 | Gas/Oil:Combined Cycle | DEF | DEF | 59.28% | 67.46% | 53.17% | 59.27% | 51.62% | 62.88% | 56.41% | 60.33% | 49.4% | 57.22% | 57.03% | 66.55% | 63.18% | 74.68% | 69.93% | 72.62% | 65.72% | 68.56% | 64.79% | 67.06% | 59.44% | 65.47% | 51% | 37.44% | 17.54%
INT CITY 1 | Gas/Oil:Combustion Turbine | DEF | DEF | 2023: 0.02459%; 2024: 0.009674%; 2025: 0.006901%; 2026: 0.0201%; 2027: 0.01941%; 2028: 0.02967%; 2030: 0.08306%; 2031: 0.1123%; 2032: 0.07868%; 2033: 0.009704%; 2034: 0.02916%
INT CITY 10 | Gas/Oil:Combustion Turbine | DEF | DEF | 2023: 0.6476%; 2024: 1.825%; 2025: 1.502%; 2026: 0.7031%; 2027: 1.139%; 2028: 0.771%; 2029: 0.9427%; 2030: 0.9992%; 2031: 1.451%; 2032: 0.6711%; 2033: 0.5344%; 2034: 1.56%; 2035: 2.165%; 2036: 2.762%; 2037: 3.962%; 2038: 2.07%
INT CITY 11 | Gas/Oil:Combustion Turbine | DEF | DEF | 2024: 0.125%; 2025: 0.06722%; 2026: 0.02871%; 2027: 0.04198%; 2028: 0.03961%; 2030: 0.08503%; 2031: 0.1497%; 2032: 0.03753%; 2033: 0.01518%; 2034: 0.06322%; 2035: 0.1425%; 2036: 0.3141%; 2037: 0.4401%; 2038: 0.2725%; 2039: 0.4823%; 2040: 0.1337%; 2041: 0.2102%; 2042: 0.2312%; 2043: 0.125%; 2044: 0.38%
INT CITY 12 | Gas/Oil:Combustion Turbine | DEF | DEF | 0.4268% | 1.701% | 1.011% | 0.4419% | 0.9255% | 0.6741% | 0.3849% | 0.7775% | 1.432% | 0.6439% | 0.409% | 1.377% | 1.115% | 2.045% | 2.798% | 2.689% | 3.037% | 1.547% | 1.586% | 2.214% | 5.259% | 3.36% | 2.092%
INT CITY 13 | Gas/Oil:Combustion Turbine | DEF | DEF | 1.335% | 2.492% | 1.777% | 1.043% | 1.166% | 0.9388% | 0.8986% | 1.215% | 1.681% | 0.762% | 0.6319% | 1.789% | 1.933% | 2.936% | 3.853% | 3.135% | 3.286% | 1.964% | 2.593% | 2.993% | 6.374% | 4.37% | 2.819%
INT CITY 14 | Gas/Oil:Combustion Turbine | DEF | DEF | 1.399% | 2.657% | 2.117% | 1.238% | 1.689% | 1.13% | 1.207% | 1.35% | 1.576% | 1.09% | 0.7541% | 2.184% | 2.069% | 3.074% | 5.047% | 3.818% | 5.019% | 2.437% | 3.472% | 3.109% | 7.368% | 5.152% | 3.531%
INT CITY 2 | Gas/Oil:Combustion Turbine | DEF | DEF | 2027: 0.009919%; 2030: 0.0069%; 2031: 0.08834%; 2032: 0.006879%
INT CITY 3 | Gas/Oil:Combustion Turbine | DEF | DEF | 2024: 0.02044%; 2025: 0.01367%; 2026: 0.01367%; 2027: 0.01965%; 2028: 0.03097%; 2030: 0.03632%; 2031: 0.1128%; 2032: 0.04025%; 2033: 0.006836%
INT CITY 4 | Gas/Oil:Combustion Turbine | DEF | DEF | 2023: 0.0199%; 2024: 0.04979%; 2025: 0.01355%; 2026: 0.0199%; 2027: 0.01947%; 2028: 0.006752%; 2030: 0.0364%; 2031: 0.04186%; 2032: 0.03432%; 2033: 0.007816%; 2034: 0.02914%
INT CITY 5 | Gas/Oil:Combustion Turbine | DEF | DEF | 2026: 0.01297%; 2027: 0.00989%; 2028: 0.01293%; 2030: 0.02967%; 2031: 0.09173%; 2032: 0.02073%; 2033: 0.007033%
INT CITY 6 | Gas/Oil:Combustion Turbine | DEF | DEF | 2024: 0.08795%; 2025: 0.01367%; 2026: 0.01562%; 2027: 0.03012%; 2028: 0.03961%; 2030: 0.05746%; 2031: 0.1482%; 2032: 0.06779%; 2033: 0.006835%
INT CITY 7 | Gas/Oil:Combustion Turbine | DEF | DEF | 2023: 2.851%; 2024: 4.113%; 2025: 3.075%; 2026: 3.031%; 2027: 2.485%; 2028: 2.52%; 2029: 1.873%; 2030: 1.935%; 2031: 2.355%; 2032: 1.657%; 2033: 1.454%; 2034: 2.835%; 2035: 3.738%; 2036: 4.272%; 2037: 6.206%; 2038: 4.638%
INT CITY 8 | Gas/Oil:Combustion Turbine | DEF | DEF | 2023: 1.723%; 2024: 3.324%; 2025: 2.645%; 2026: 2.014%; 2027: 1.992%; 2028: 1.936%; 2029: 1.859%; 2030: 1.606%; 2031: 1.801%; 2032: 1.286%; 2033: 1.259%; 2034: 2.692%; 2035: 2.948%; 2036: 3.388%; 2037: 5.715%; 2038: 2.888%
INT CITY 9 | Gas/Oil:Combustion Turbine | DEF | DEF | 2023: 1.623%; 2024: 3.183%; 2025: 2.238%; 2026: 2.156%; 2027: 1.609%; 2028: 1.748%; 2029: 1.623%; 2030: 1.642%; 2031: 2.197%; 2032: 1.129%; 2033: 0.9485%; 2034: 2.931%; 2035: 2.697%; 2036: 3.499%; 2037: 5.578%; 2038: 3.379%
INTER | Demand:Demand Response | DEF | DEF | 2024: 3.434e-05%; 2025: 3.444e-05%; 2027: 0.001578%; 2028: 0.0004418%; 2030: 3.444e-05%; 2031: 3.444e-05%; 2033: 6.888e-05%; 2034: 0.0004747%; 2036: 0.0006811%; 2037: 0.1109%; 2038: 0.09343%; 2045: 0.07009%; 2050: 2.094%; 2051: 0.0004429%; 2052: 0.001503%; 2053: 3.444e-05%; 2054: 0.0003012%; 2055: 0.002731%; 2056: 0.004183%; 2057: 0.001552%
Mulberry | Gas/Oil:Combined Cycle | DEF | DEF | 2023: 51.88%; 2024: 49.64%
New DEF OnShore Wind | Renewable:Wind | DEF | DEF | 2048: 8.302%; 2049: 9.063%; 2050: 8.507%; 2051: 5.253%; 2052: 5.381%; 2053: 5.849%; 2054: 6.155%; 2055: 5.691%; 2056: 7.137%; 2057: 7.569%
New DEF OnShore Wind PTC | Renewable:Wind | DEF | DEF | 2043: 14.39%; 2044: 16.41%; 2045: 16.84%; 2046: 17.07%; 2047: 16.82%; 2048: 17.05%; 2049: 16.83%; 2050: 15.6%; 2051: 15.46%; 2052: 16.22%; 2053: 17.25%; 2054: 17.41%; 2055: 18.06%; 2056: 18.4%; 2057: 21.25%
NSG Vand CT 1 | Gas/Oil:Combustion Turbine | DEF | DEF | 2023: 10.76%; 2024: 11.68%; 2025: 5.343%; 2026: 3.738%; 2027: 2.014%
NSG Vand CT 2 | Gas/Oil:Combustion Turbine | DEF | DEF | 2023: 10.67%; 2024: 11.69%; 2025: 6.939%; 2026: 3.839%; 2027: 2.206%
NSG Vand CT 3 | Gas/Oil:Combustion Turbine | DEF | DEF | 2023: 13.44%; 2024: 14.07%; 2025: 8.415%; 2026: 5.177%; 2027: 2.592%
NSG Vand CT 4 | Gas/Oil:Combustion Turbine | DEF | DEF | 2023: 14.29%; 2024: 14.56%; 2025: 9.3%; 2026: 6.121%; 2027: 2.135%
Orange Cogen | Gas/Oil:Combined Cycle | DEF | DEF | 2023: 54.98%; 2024: 54.99%; 2025: 54.98%
Orlando Cogen | Gas/Oil:Combined Cycle | DEF | DEF | 2023: 90.39%
Osprey 1 0 | Gas/Oil:Combined Cycle | DEF | DEF | 2023: 71.05%; 2024: 80.7%
Osprey 1 1 | Gas/Oil:Combined Cycle | DEF | DEF | 2023: 41.63%; 2024: 54.67%
Osprey 1 2 | Gas/Oil:Combined Cycle | DEF | DEF | 2023: 17.13%; 2024: 27.99%
OspreyAcq | Gas/Oil:Combined Cycle | DEF | DEF |  | 79.89% | 78.38% | 77.69% | 71.56% | 77.16% | 70.1% | 70.25% | 68.16% | 66.98% | 72.89% | 73.21% | 75.64% | 76.27% | 82.99% | 78.58% | 73.65% | 74.23% | 63.56% | 57.55% | 57.77% | 43.64%
OspreyAcqDF | Gas/Oil:Combined Cycle | DEF | DEF |  | 6.779% | 22.68% | 23.18% | 19.74% | 19.8% | 19.82% | 20.32% | 12.58% | 12% | 12.84% | 23.5% | 28.19% | 29.98% | 32.34% | 22% | 28.08% | 21.65% | 21.62% | 14.58% | 21.67% | 6.127%
Pasco County | Renewable:Biomass | DEF | DEF | 2023: 83.83%; 2024: 83.88%; 2025: 83.29%; 2026: 40%; 2027: 40%; 2028: 40.16%; 2029: 40%; 2030: 40%; 2031: 40%; 2032: 39.89%; 2033: 40%; 2034: 40%; 2035: 40%; 2036: 40.16%; 2037: 40%; 2038: 40%; 2039: 40%; 2040: 40.16%; 2041: 40%; 2042: 40%
Pinellas County | Renewable:Biomass | DEF | DEF | 2023: 73.69%; 2024: 75.14%; 2025: 74.79%; 2026: 40%; 2027: 40%; 2028: 40.16%; 2029: 40%; 2030: 40%; 2031: 40%; 2032: 40.16%; 2033: 40%; 2034: 40%; 2035: 40%; 2036: 39.89%; 2037: 40%; 2038: 40%; 2039: 40%; 2040: 39.89%; 2041: 40%; 2042: 40%
Shady Hills 1 | Gas/Oil:Combustion Turbine | DEF | DEF | 2023: 4.003%; 2024: 0.4406%
Shady Hills 2 | Gas/Oil:Combustion Turbine | DEF | DEF | 2023: 3.026%; 2024: 0.1735%
Shady Hills 3 | Gas/Oil:Combustion Turbine | DEF | DEF | 2023: 2.288%; 2024: 0.2428%
Solar 3rdParty Block 1 | Renewable:Solar PV | DEF | DEF |  | 22.72% | 23.56% | 23.2% | 23.56% | 23.35% | 23.56% | 23.41% | 23.56% | 23.56% | 23.56% | 23.56% | 23.56% | 23.56% | 23.56% | 23.56% | 23.56% | 23.56% | 23.56% | 23.56% | 23.56% | 23.56% | 23.56% | 23.56% | 23.56% | 23.56% | 23.56% | 23.56% | 23.56% | 23.57% | 23.56% | 23.56% | 23.56% | 27.5% | 23.56%
Solar 3rdParty Block 2 | Renewable:Solar PV | DEF | DEF | [9 empty] | 22.72% | 23.56% | 23.25% | 23.56% | 23.37% | 23.56% | 23.42% | 23.56% | 23.56% | 23.56% | 23.56% | 23.56% | 23.56% | 23.56% | 23.56% | 23.56% | 23.56% | 23.56% | 23.56% | 23.56% | 23.57% | 23.56% | 23.56% | 23.56% | 27.5% | 23.56%
Solar 3rdParty Block 3 | Renewable:Solar PV | DEF | DEF | 2040: 22.72%; 2041: 23.56%; 2042: 23.25%; 2043: 23.56%; 2044: 23.37%; 2045: 23.56%; 2046: 23.42%; 2047: 23.56%; 2048: 23.56%; 2049: 23.56%; 2050: 23.56%; 2051: 23.56%; 2052: 23.57%; 2053: 23.56%; 2054: 23.56%; 2055: 23.56%; 2056: 27.5%; 2057: 23.56%
Solar 3rdParty Block 4 | Renewable:Solar PV | DEF | DEF | 2048: 22.72%; 2049: 23.56%; 2050: 23.25%; 2051: 23.56%; 2052: 23.57%; 2053: 23.56%; 2054: 23.56%; 2055: 23.56%; 2056: 27.5%; 2057: 23.56%
Solar DEF Bay Ranch | Renewable:Solar PV | DEF | DEF | 28.85% | 28.65% | 28.66% | 28.66% | 28.66% | 28.65% | 28.66% | 28.66% | 28.66% | 28.65% | 28.66% | 28.66% | 28.66% | 28.65% | 28.66% | 28.66% | 28.66% | 28.65% | 28.66% | 28.66% | 28.66% | 28.65% | 28.54% | 28.36% | 27.26% | 26.27% | 25.89% | 24.24% | 23.78% | 23.11% | 25.33% | 25.76% | 27.15% | 27.65% | 28.56%
Solar DEF Bay Trail | Renewable:Solar PV | DEF | DEF | 28.67% | 28.66% | 28.67% | 28.67% | 28.67% | 28.66% | 28.67% | 28.67% | 28.67% | 28.66% | 28.64% | 28.67% | 28.67% | 28.66% | 28.67% | 28.67% | 28.67% | 28.66% | 28.67% | 28.67% | 28.66% | 28.66% | 28.56% | 28.36% | 27.23% | 25.92% | 25.35% | 23.84% | 23.22% | 23.34% | 25.58% | 26.13% | 27.56% | 27.94% | 28.6%
Solar DEF Charlie Creek | Renewable:Solar PV | DEF | DEF | 27.24% | 27.23% | 27.24% | 27.24% | 27.24% | 27.23% | 27.24% | 27.24% | 27.24% | 27.23% | 27.23% | 27.24% | 27.24% | 27.23% | 27.24% | 27.24% | 27.24% | 27.23% | 27.24% | 27.24% | 27.23% | 27.23% | 27.02% | 26.64% | 25.19% | 23.91% | 23.37% | 22.19% | 21.41% | 22.25% | 24.38% | 24.91% | 26.31% | 26.59% | 27.2%
Solar DEF Columbia | Renewable:Solar PV | DEF | DEF | 27.23% | 27.22% | 27.23% | 27.23% | 27.23% | 27.22% | 27.23% | 27.23% | 27.08% | 26.83% | 27.1% | 27.23% | 27.23% | 27.22% | 27.23% | 27.23% | 27.23% | 27.22% | 27.23% | 27.23% | 27.22% | 27.21% | 26.95% | 26.54% | 25.25% | 24.74% | 23.96% | 23.29% | 22.39% | 20.96% | 22.93% | 23.28% | 25.19% | 25.91% | 27.06%
Solar DEF County Line | Renewable:Solar PV | DEF | DEF |  |  | 29.3% | 28.66% | 28.66% | 28.65% | 28.66% | 28.66% | 28.66% | 28.65% | 28.66% | 28.66% | 28.66% | 28.65% | 28.66% | 28.66% | 28.66% | 28.65% | 28.66% | 28.66% | 28.65% | 28.65% | 28.51% | 28.34% | 27.38% | 26.41% | 25.91% | 24.2% | 23.61% | 22.48% | 24.49% | 24.99% | 26.96% | 27.46% | 28.51%
Solar DEF Debary | Renewable:Solar PV | DEF | DEF | 23.56% | 23.55% | 23.56% | 23.56% | 23.56% | 23.55% | 23.56% | 23.56% | 23.43% | 23.23% | 23.43% | 23.56% | 23.56% | 23.55% | 23.56% | 23.56% | 23.56% | 23.55% | 23.56% | 23.56% | 23.53% | 23.54% | 23.32% | 22.94% | 21.55% | 20.37% | 19.96% | 19.14% | 18.49% | 18.07% | 19.69% | 20.22% | 21.77% | 26.36% | 23.4%
Solar DEF Duette | Renewable:Solar PV | DEF | DEF | 27.24% | 27.23% | 27.24% | 27.24% | 27.24% | 27.23% | 27.24% | 27.24% | 27.22% | 27.05% | 27.19% | 27.24% | 27.24% | 27.23% | 27.24% | 27.24% | 27.24% | 27.23% | 27.24% | 27.24% | 27.23% | 27.23% | 27.04% | 26.65% | 25.22% | 23.97% | 23.47% | 22.25% | 21.28% | 22.29% | 24.47% | 24.96% | 26.3% | 26.62% | 27.21%
Solar DEF Falmouth | Renewable:Solar PV | DEF | DEF |  | 29.68% | 28.66% | 28.66% | 28.66% | 28.65% | 28.66% | 28.66% | 28.66% | 28.65% | 28.66% | 28.66% | 28.66% | 28.65% | 28.66% | 28.66% | 28.66% | 28.65% | 28.66% | 28.66% | 28.65% | 28.65% | 28.54% | 28.34% | 27.31% | 26.34% | 25.95% | 24.19% | 23.64% | 22.56% | 24.53% | 25.27% | 26.9% | 27.48% | 28.53%
Solar DEF Fort Green | Renewable:Solar PV | DEF | DEF | 28.67% | 28.66% | 28.67% | 28.67% | 28.67% | 28.66% | 28.67% | 28.67% | 28.67% | 28.66% | 28.6% | 28.67% | 28.67% | 28.66% | 28.67% | 28.67% | 28.67% | 28.66% | 28.67% | 28.67% | 28.66% | 28.66% | 28.54% | 28.34% | 27.12% | 25.83% | 25.4% | 23.89% | 23.2% | 24.3% | 26.23% | 26.71% | 27.92% | 28.13% | 28.62%
Solar DEF Hamilton | Renewable:Solar PV | DEF | DEF | 27.24% | 27.23% | 27.24% | 27.24% | 27.24% | 27.23% | 27.24% | 27.24% | 27.17% | 26.96% | 27.12% | 27.24% | 27.24% | 27.23% | 27.24% | 27.24% | 27.24% | 27.23% | 27.24% | 27.24% | 27.22% | 27.21% | 26.98% | 26.57% | 25.21% | 23.9% | 23.31% | 22.62% | 21.75% | 21.14% | 23.15% | 23.6% | 25.35% | 26.06% | 27.08%
Solar DEF Hardeetown | Renewable:Solar PV | DEF | DEF | 28.85% | 28.65% | 28.66% | 28.66% | 28.66% | 28.65% | 28.66% | 28.66% | 28.66% | 28.65% | 28.66% | 28.66% | 28.66% | 28.65% | 28.66% | 28.66% | 28.66% | 28.65% | 28.66% | 28.66% | 28.66% | 28.65% | 28.53% | 28.36% | 27.29% | 26.33% | 25.91% | 24.29% | 23.72% | 22.7% | 25.04% | 25.38% | 27.22% | 27.75% | 28.6%
Solar DEF High Spring | Renewable:Solar PV | DEF | DEF | 26.95% | 28.66% | 28.67% | 28.67% | 28.67% | 28.66% | 28.67% | 28.67% | 28.67% | 28.66% | 28.67% | 28.67% | 28.67% | 28.66% | 28.67% | 28.67% | 28.67% | 28.66% | 28.67% | 28.67% | 28.66% | 28.66% | 28.53% | 28.35% | 27.27% | 26.28% | 25.91% | 24.19% | 23.57% | 22.65% | 24.7% | 25.19% | 27.74% | 28.06% | 28.59%
Solar DEF Hildreth | Renewable:Solar PV | DEF | DEF | 28.85% | 28.65% | 28.66% | 28.66% | 28.66% | 28.65% | 28.66% | 28.66% | 28.66% | 28.65% | 28.66% | 28.66% | 28.66% | 28.65% | 28.66% | 28.66% | 28.66% | 28.65% | 28.66% | 28.66% | 28.66% | 28.65% | 28.53% | 28.36% | 27.3% | 26.28% | 25.92% | 24.25% | 23.75% | 24.05% | 26.3% | 26.59% | 27.2% | 27.59% | 28.55%
Solar DEF Lake Placid | Renewable:Solar PV | DEF | DEF | 27.05% | 27.03% | 27.06% | 27.05% | 27.05% | 27.03% | 27.04% | 27.04% | 27% | 26.87% | 27% | 27.04% | 27.04% | 27.03% | 27.04% | 27.04% | 27.04% | 27.03% | 27.03% | 27.05% | 27.03% | 27.02% | 26.82% | 26.37% | 25.09% | 24% | 23.34% | 22.21% | 21.64% | 21.47% | 23.5% | 23.89% | 25.47% | 26.06% | 26.93%
Solar DEF Mule Creek | Renewable:Solar PV | DEF | DEF |  | 29.29% | 28.66% | 28.66% | 28.66% | 28.65% | 28.66% | 28.66% | 28.66% | 28.65% | 28.66% | 28.66% | 28.66% | 28.65% | 28.66% | 28.66% | 28.66% | 28.65% | 28.66% | 28.66% | 28.65% | 28.65% | 28.54% | 28.33% | 27.26% | 26.29% | 25.99% | 24.34% | 23.79% | 22.83% | 24.89% | 25.69% | 27.15% | 27.68% | 28.57%
Solar DEF NEW 1 | Renewable:Solar PV | DEF | DEF | [12 empty] | 28.09% | 27.04% | 27.05% | 27.05% | 27.05% | 27.04% | 27.05% | 27.05% | 27.04% | 27.04% | 26.83% | 26.46% | 25.07% | 23.78% | 23.43% | 22.22% | 21.36% | 22.73% | 24.8% | 25.23% | 20.09%
Solar DEF NEW 1 PTC | Renewable:Solar PV | DEF | DEF | 2025: 28.09%; 2026: 27.05%; 2027: 27.05%; 2028: 27.04%; 2029: 27.05%; 2030: 27.05%; 2031: 27.05%; 2032: 27.04%; 2033: 27.05%; 2034: 27.05%; 2035: 21.67%
Solar DEF NEW 2 | Renewable:Solar PV | DEF | DEF | [12 empty] | 17.99% | 27.05% | 27.06% | 27.06% | 27.06% | 27.05% | 27.06% | 27.06% | 27.05% | 27.05% | 26.87% | 26.54% | 25.22% | 23.91% | 23.53% | 22.29% | 21.5% | 22.57% | 24.59% | 25.09% | 27.17%
Solar DEF NEW 2 PTC | Renewable:Solar PV | DEF | DEF | 2025: 17.99%; 2026: 27.06%; 2027: 27.06%; 2028: 27.05%; 2029: 27.06%; 2030: 27.06%; 2031: 27.06%; 2032: 27.05%; 2033: 27.06%; 2034: 27.06%; 2035: 27.9%
Solar DEF NEW 3 | Renewable:Solar PV | DEF | DEF | [14 empty] | 26% | 27.06% | 27.06% | 27.05% | 27.06% | 27.06% | 27.05% | 27.05% | 26.89% | 26.58% | 25.32% | 24.08% | 23.75% | 22.41% | 21.65% | 22.32% | 24.45% | 24.91% | 26.24% | 26.53% | 28.44%
Solar DEF NEW 3 PTC | Renewable:Solar PV | DEF | DEF | 2027: 26%; 2028: 27.05%; 2029: 27.06%; 2030: 27.06%; 2031: 27.06%; 2032: 27.05%; 2033: 27.06%; 2034: 27.06%; 2035: 27.06%; 2036: 27.05%; 2037: 28.55%
Solar DEF NEW 4 | Renewable:Solar PV | DEF | DEF | [13 empty] | 26% | 27.06% | 27.06% | 27.06% | 27.05% | 27.06% | 27.06% | 27.05% | 27.05% | 26.92% | 26.66% | 25.41% | 24.21% | 23.84% | 22.5% | 21.77% | 22.15% | 24.28% | 24.77% | 26.09% | 27.01%
Solar DEF NEW 4 PTC | Renewable:Solar PV | DEF | DEF | 2026: 26%; 2027: 27.06%; 2028: 27.05%; 2029: 27.06%; 2030: 27.06%; 2031: 27.06%; 2032: 27.05%; 2033: 27.06%; 2034: 27.06%; 2035: 27.06%; 2036: 28.51%
Solar DEF NEW 5 | Renewable:Solar PV | DEF | DEF | [13 empty] | 26% | 27.06% | 27.06% | 27.06% | 27.05% | 27.06% | 27.06% | 27.06% | 27.05% | 26.98% | 26.85% | 26.12% | 25.46% | 25.08% | 23.59% | 22.98% | 20.97% | 22.87% | 23.29% | 25.1% | 25.45%
Solar DEF NEW 5 PTC | Renewable:Solar PV | DEF | DEF | 2026: 26%; 2027: 27.06%; 2028: 27.05%; 2029: 27.06%; 2030: 27.06%; 2031: 27.06%; 2032: 27.05%; 2033: 27.06%; 2034: 27.06%; 2035: 27.06%; 2036: 28.51%
Solar DEF Osc Perry Suw | Renewable:Solar PV | DEF | DEF | 23.56% | 23.56% | 23.56% | 23.56% | 23.56% | 23.56% | 23.56% | 23.56% | 23.53% | 23.42% | 23.52% | 23.56% | 23.56% | 23.56% | 23.56% | 23.56% | 23.56% | 23.56% | 23.56% | 23.56% | 23.55% | 23.54% | 23.44% | 23.49% | 23.23%
Solar DEF Sandy Creek | Renewable:Solar PV | DEF | DEF | 27.24% | 27.23% | 27.24% | 27.24% | 27.24% | 27.23% | 27.24% | 27.24% | 27.24% | 27.23% | 27.18% | 27.24% | 27.24% | 27.23% | 27.24% | 27.24% | 27.24% | 27.23% | 27.24% | 27.24% | 27.22% | 27.23% | 27% | 26.61% | 25.18% | 23.86% | 23.38% | 22.11% | 21.33% | 22.52% | 24.34% | 24.86% | 26.24% | 26.57% | 27.2%
Solar DEF Santa Fe | Renewable:Solar PV | DEF | DEF | 27.23% | 27.22% | 27.23% | 27.23% | 27.23% | 27.22% | 27.23% | 27.23% | 27.19% | 27.03% | 27.18% | 27.23% | 27.23% | 27.22% | 27.23% | 27.23% | 27.23% | 27.22% | 27.23% | 27.23% | 27.22% | 27.22% | 26.98% | 26.55% | 25.09% | 23.78% | 23.27% | 22.17% | 21.58% | 21.76% | 23.72% | 24.33% | 25.86% | 26.37% | 27.18%
Solar DEF St Pete Pier | Renewable:Solar PV | DEF | DEF | 23.56% | 23.55% | 23.56% | 23.56% | 23.56% | 23.55% | 23.56% | 23.56% | 23.49% | 23.33% | 23.48% | 23.56% | 23.56% | 23.55% | 23.56% | 23.56% | 23.56% | 23.55% | 23.56% | 23.56% | 23.55% | 23.55% | 23.44% | 23.26% | 22.25% | 21.58% | 21.65%
Solar DEF Trenton | Renewable:Solar PV | DEF | DEF | 27.24% | 27.23% | 27.24% | 27.24% | 27.24% | 27.23% | 27.24% | 27.24% | 27.22% | 27.08% | 27.19% | 27.24% | 27.24% | 27.23% | 27.24% | 27.24% | 27.24% | 27.23% | 27.24% | 27.24% | 27.22% | 27.22% | 26.95% | 26.5% | 25.05% | 23.85% | 23.16% | 22.19% | 21.46% | 21.53% | 23.55% | 24.14% | 25.7% | 26.28% | 27.17%
Solar DEF Twin Rivers | Renewable:Solar PV | DEF | DEF | 27.23% | 27.22% | 27.23% | 27.23% | 27.23% | 27.22% | 27.23% | 27.23% | 27.22% | 27.07% | 27.19% | 27.23% | 27.23% | 27.22% | 27.23% | 27.23% | 27.23% | 27.22% | 27.23% | 27.23% | 27.22% | 27.22% | 26.96% | 26.58% | 25.13% | 23.8% | 23.37% | 22.23% | 21.65% | 22.05% | 24.13% | 24.69% | 26.08% | 26.5% | 27.18%
Solar DEF Winquepin | Renewable:Solar PV | DEF | DEF |  | 29.29% | 28.66% | 28.66% | 28.66% | 28.65% | 28.66% | 28.66% | 28.66% | 28.65% | 28.66% | 28.66% | 28.66% | 28.65% | 28.66% | 28.66% | 28.66% | 28.65% | 28.66% | 28.66% | 28.66% | 28.65% | 28.51% | 28.35% | 27.34% | 26.34% | 25.89% | 24.14% | 23.62% | 22.6% | 24.6% | 25.3% | 26.95% | 27.51% | 28.53%
Solar+Storage DEF NEW 1 | Renewable:Solar PV | DEF | DEF | 2039: 22.58%; 2040: 33.08%; 2041: 33.52%; 2042: 33.99%; 2043: 33.99%; 2044: 33.98%; 2045: 33.88%; 2046: 33.7%; 2047: 32.55%; 2048: 31.43%; 2049: 31.12%; 2050: 29.23%; 2051: 28.43%; 2052: 28.06%; 2053: 30.39%; 2054: 30.98%; 2055: 32.64%; 2056: 33.12%; 2057: 33.91%
Solar+Storage DEF NEW 1 PTC + ITC | Renewable:Solar PV | DEF | DEF | 2029: 22.59%; 2030: 33.09%; 2031: 33.53%; 2032: 33.97%; 2033: 33.99%; 2034: 33.99%; 2035: 33.99%; 2036: 33.97%; 2037: 33.99%; 2038: 33.99%; 2039: 34.31%; 2040: 34.46%; 2041: 35.04%
Standby | Demand:Demand Response | DEF | DEF |  | 0.0001263% | 0.008066% |  |  | 0.0001105% | 0.001076% |  | 0.06113% | 0.005556% | 0.005158% | 0.0001868% | 0.01161% | 0.07923% | 0.2403% | 0.1738% | 0.0931% |  |  | 0.005276% | 0.00226% | 0.003358% | 1.484% | 0.005622% | 0.01466% | 0.00405% | 0.2975% | 11.57% | 0.7288% | 1.698% | 0.1853% | 1.676% | 1.388% | 0.8453% | 2.482%
SUWANNEE_P 1 | Gas/Oil:Combustion Turbine | DEF | DEF | 2023: 1.834%; 2024: 2.114%; 2025: 2.106%; 2026: 2.329%; 2027: 1.727%; 2028: 2.255%; 2029: 1.689%; 2030: 2.045%; 2031: 2.279%; 2032: 1.675%; 2033: 1.256%; 2034: 1.407%
SUWANNEE_P 2 | Gas/Oil:Combustion Turbine | DEF | DEF | 2023: 1.75%; 2024: 1.966%; 2025: 1.693%; 2026: 2.016%; 2027: 1.473%; 2028: 1.748%; 2029: 1.793%; 2030: 2.018%; 2031: 2.136%; 2032: 1.743%; 2033: 1.268%; 2034: 1.17%
SUWANNEE_P 3 | Gas/Oil:Combustion Turbine | DEF | DEF | 2023: 2.621%; 2024: 3.041%; 2025: 3.012%; 2026: 3.238%; 2027: 2.574%; 2028: 2.716%; 2029: 2.324%; 2030: 2.611%; 2031: 2.915%; 2032: 2.239%; 2033: 1.597%; 2034: 1.586%
Tigerbay 1 | Gas/Oil:Combined Cycle | DEF | DEF | 2023: 59.55%; 2024: 59.35%; 2025: 51.84%; 2026: 58.41%; 2027: 50.14%; 2028: 50.84%; 2029: 43.72%; 2030: 37.44%; 2031: 33.29%; 2032: 32.04%; 2033: 28.83%; 2034: 40.04%; 2035: 31.07%
U OF FL 1 | Gas/Oil:Combustion Turbine | DEF | DEF | 2023: 78.08%; 2024: 77.97%; 2025: 77.28%; 2026: 77.11%; 2027: 78.55%
Voltage Red | Demand:Demand Response | DEF | DEF | 0.01712% | 0.01442% | 0.003055% | 0.0003016% | 0.0003011% | 0.02407% | 0.003516% | 0.001404% | 0.009059% | 0.03554% | 0.02394% | 0.006986% | 0.1243% | 0.03585% | 0.01969% | 0.6059% | 0.01808% | 0.004446% | 0.004347% |  | 0.003692% |  |  |  | 0.2413% |  | 0.08356% | 22.01% | 2.154% | 0.05341% | 0.09716% | 3.22% | 0.5193% | 3.764% | 4.424%
WaterHtr_PP | Demand:Demand Response | DEF | DEF | 0.1819% | 0.1743% | 0.1597% | 0.1213% | 0.1017% | 0.1007% | 0.1047% | 0.08916% | 0.1317% | 0.09635% | 0.05718% | 0.06549% | 0.0285% | 0.1452% | 0.2878% | 0.356% | 0.1706% | 0.0111% | 0.02355% | 0.01747% | 0.04381% | 0.01198% | 1.716% | 0.03536% | 0.08687% | 0.03827% | 0.1188% | 15.65% | 1.628% | 2.677% | 0.6571% | 1.996% | 2.182% | 1.982% | 3.23%
Group Totals
Resource | Type | BA | Area | 2023 | 2024 | 2025 | 2026 | 2027 | 2028 | 2029 | 2030 | 2031 | 2032 | 2033 | 2034 | 2035 | 2036 | 2037 | 2038 | 2039 | 2040 | 2041 | 2042 | 2043 | 2044 | 2045 | 2046 | 2047 | 2048 | 2049 | 2050 | 2051 | 2052 | 2053 | 2054 | 2055 | 2056 | 2057
Total | Coal:Conventional | DEF | DEF | 2023: 9.603%; 2024: 11.41%; 2025: 12.66%; 2026: 9.92%; 2027: 10.9%; 2028: 17.38%; 2029: 16.13%; 2030: 22.89%; 2031: 33.68%; 2032: 30.65%; 2033: 33.14%; 2034: 28.68%
Total | Demand:Demand Response | DEF | DEF | 0.01728% | 0.01699% | 0.01584% | 0.01122% | 0.01024% | 0.0106% | 0.009919% | 0.008428% | 0.02153% | 0.01163% | 0.007126% | 0.007089% | 0.009963% | 0.03457% | 0.1604% | 0.1878% | 0.05686% | 0.003387% | 0.0023% | 0.002382% | 0.00439% | 0.001845% | 0.7701% | 0.004024% | 0.02303% | 0.004006% | 0.06788% | 8.765% | 0.4437% | 0.8773% | 0.1231% | 0.8119% | 0.4987% | 0.7155% | 1.579%
Total | Gas/Oil:Combined Cycle | DEF | DEF | 66.77% | 68.21% | 66.2% | 64.82% | 63.78% | 62.04% | 63.43% | 61.84% | 57.98% | 58.47% | 59.2% | 63.91% | 68.59% | 70.65% | 70.64% | 68.07% | 67.55% | 65.64% | 62.34% | 57.5% | 58.28% | 55.66% | 53.78% | 47.56% | 43.95% | 36.3% | 32.84% | 21.11% | 18.29% | 18.8% | 19.02% | 19.49% | 19.76% | 19.83% | 21.21%
Total | Gas/Oil:Combustion Turbine | DEF | DEF | 4.501% | 4.969% | 3.809% | 3.245% | 2.584% | 1.087% | 0.8861% | 0.9636% | 1.294% | 0.7562% | 0.6123% | 1.842% | 2.816% | 3.656% | 4.588% | 2.375% | 3.982% | 0.502% | 0.9129% | 1.239% | 3.499% | 1.219% | 6.402% | 1.756% | 3.07% | 1.25% | 5.13% | 4.662% | 2.552% | 2.643% | 2.78% | 2.948% | 3.114% | 3.301% | 3.879%
Total | Gas/Oil:Steam Turbine | DEF | DEF | 2023: 17.38%; 2024: 20.33%; 2025: 9.952%; 2026: 13.98%; 2027: 12.6%; 2028: 12.76%; 2029: 9.79%; 2030: 8.136%; 2031: 6.085%; 2032: 5.996%; 2033: 5.182%; 2034: 10.29%; 2035: 12.67%; 2036: 11.79%; 2037: 18.46%; 2038: 7.18%; 2039: 9.266%; 2040: 8.097%; 2041: 7.189%; 2042: 5.336%
Total | Nuclear:Nuclear | DEF | DEF | 2038: 96.05%; 2039: 94.24%; 2040: 94.47%; 2041: 94.11%; 2042: 94.7%; 2043: 93.98%; 2044: 94.63%; 2045: 93.99%; 2046: 94.26%; 2047: 93.81%; 2048: 92.94%; 2049: 91.56%; 2050: 90.34%; 2051: 88.17%; 2052: 87.62%; 2053: 86.62%; 2054: 86.1%; 2055: 86.08%; 2056: 86.89%; 2057: 87.64%
Total | Renewable:Biomass | DEF | DEF | 2023: 65.6%; 2024: 66.28%; 2025: 66.03%; 2026: 40%; 2027: 40%; 2028: 40.08%; 2029: 40%; 2030: 40%; 2031: 40%; 2032: 40.11%; 2033: 40%; 2034: 40%; 2035: 40%; 2036: 39.95%; 2037: 40%; 2038: 40%; 2039: 40%; 2040: 39.95%; 2041: 40%; 2042: 40%
Total | Renewable:Solar PV | DEF | DEF | 27.33% | 27.64% | 27.48% | 27.24% | 27.19% | 27.17% | 27.13% | 27.42% | 27.7% | 27.91% | 27.91% | 27.86% | 27.83% | 27.75% | 27.73% | 27.66% | 27.64% | 27.56% | 27.55% | 27.49% | 27.45% | 27.39% | 27.25% | 26.98% | 26.03% | 25.13% | 24.82% | 23.73% | 23.2% | 23.24% | 24.79% | 25.17% | 26.29% | 27.89% | 27.22%
Total | Renewable:Wind | DEF | DEF | 2043: 14.39%; 2044: 16.41%; 2045: 16.84%; 2046: 17.07%; 2047: 16.82%; 2048: 16.14%; 2049: 14.96%; 2050: 13.57%; 2051: 12.55%; 2052: 13.12%; 2053: 13.04%; 2054: 11.65%; 2055: 9.956%; 2056: 9.415%; 2057: 8.377%
Total | Storage:Battery | DEF | DEF |  |  |  |  | 9.613% | 10.3% | 10.01% | 10.55% | 9.249% | 12.54% | 14.57% | 15.07% | 15.26% | 15.22% | 15.31% | 15.68% | 15.71% | 15.91% | 15.71% | 16.09% | 16.55% | 16.48% | 17.06% | 16.35% | 18.09% | 18.86% | 21.79% | 23% | 23.19% | 22.96% | 23.14% | 23.18% | 23.31% | 22.73% | 21.98%

## Availability
Availability (%)
Base
Resource | Type | BA | Area | 2023 | 2024 | 2025 | 2026 | 2027 | 2028 | 2029 | 2030 | 2031 | 2032 | 2033 | 2034 | 2035 | 2036 | 2037 | 2038 | 2039 | 2040 | 2041 | 2042 | 2043 | 2044 | 2045 | 2046 | 2047 | 2048 | 2049 | 2050 | 2051 | 2052 | 2053 | 2054 | 2055 | 2056 | 2057
AC | Demand:Demand Response | DEF | DEF | 100% | 100% | 100% | 100% | 100% | 100% | 100% | 100% | 100% | 100% | 100% | 100% | 100% | 100% | 100% | 100% | 100% | 100% | 100% | 100% | 100% | 100% | 100% | 100% | 100% | 100% | 100% | 100% | 100% | 100% | 100% | 100% | 100% | 100% | 100%
Anclote 1 | Gas/Oil:Steam Turbine | DEF | DEF | 2023: 83.78%; 2024: 92.89%; 2025: 70.02%; 2026: 92.65%; 2027: 87.33%; 2028: 92.63%; 2029: 87.04%; 2030: 92.87%; 2031: 81.93%; 2032: 92.84%; 2033: 87.31%; 2034: 92.56%; 2035: 87.13%; 2036: 92.63%; 2037: 81.78%; 2038: 92.87%; 2039: 87.09%; 2040: 92.69%; 2041: 87.08%; 2042: 92.68%
Anclote 2 | Gas/Oil:Steam Turbine | DEF | DEF | 2023: 88.47%; 2024: 80.11%; 2025: 66.72%; 2026: 74.7%; 2027: 88.53%; 2028: 83.32%; 2029: 88.49%; 2030: 78.01%; 2031: 88.49%; 2032: 83.25%; 2033: 88.46%; 2034: 83.29%; 2035: 88.49%; 2036: 78.08%; 2037: 88.53%; 2038: 82.94%; 2039: 88.5%; 2040: 82.97%; 2041: 88.49%; 2042: 88.7%
As Avail | Gas/Oil:Combined Cycle | DEF | DEF | 20% | 19.95% | 20% | 20% | 20% | 19.95% | 20% | 20% | 20% | 19.95% | 20% | 20% | 20% | 19.95% | 20% | 20% | 20% | 20.22% | 20% | 20% | 20% | 19.95% | 20% | 20% | 20% | 20.22% | 20% | 20% | 20% | 19.95% | 20% | 20% | 20% | 20.22% | 20%
As Avail PCS | Renewable:Biomass | DEF | DEF | 2023: 40%; 2024: 39.89%; 2025: 40%; 2026: 40%; 2027: 40%; 2028: 39.89%; 2029: 40%; 2030: 40%; 2031: 40%; 2032: 40.16%; 2033: 40%; 2034: 40%; 2035: 40%; 2036: 39.89%; 2037: 40%; 2038: 40%; 2039: 40%; 2040: 39.89%; 2041: 40%; 2042: 40%
Bartow CC 1 0 | Gas/Oil:Combined Cycle | DEF | DEF | 85.48% | 81.84% | 90.1% | 89.04% | 84.33% | 85.66% | 91.44% | 91.95% | 91.98% | 91.24% | 87.74% | 91.67% | 91.21% | 91.41% | 82.29% | 91.67% | 91.3% | 91.53% | 87.67% | 91.27% | 91.71% | 91.33% | 82.29% | 91.74% | 91.67% | 91.29% | 94.65%
Bartow CC 1 PAG | Gas/Oil:Combined Cycle | DEF | DEF | 86.27% | 81.67% | 90.16% | 89.04% | 85.22% | 86.67% | 91.95% | 91.7% | 91.68% | 91.67% | 88.05% | 91.83% | 91.65% | 91.59% | 83.36% | 91.83% | 92.01% | 91.94% | 88.08% | 92.03% | 91.82% | 92.03% | 83.36% | 91.8% | 91.83% | 92.05% | 94.73%
BARTOW_P 1 | Gas/Oil:Combustion Turbine | DEF | DEF | 2023: 84.42%; 2024: 88.52%; 2025: 80.57%; 2026: 88.86%; 2027: 88.49%
BARTOW_P 2 | Gas/Oil:Combustion Turbine | DEF | DEF | 2023: 90.16%; 2024: 86.64%; 2025: 95.92%; 2026: 95.92%; 2027: 96.65%; 2028: 95.86%; 2029: 96.65%; 2030: 95.36%; 2031: 96.65%; 2032: 96.17%; 2033: 96.65%; 2034: 96.3%
BARTOW_P 3 | Gas/Oil:Combustion Turbine | DEF | DEF | 2023: 87.99%; 2024: 87.61%; 2025: 93.47%; 2026: 93.29%; 2027: 92.41%
BARTOW_P 4 | Gas/Oil:Combustion Turbine | DEF | DEF | 2023: 83.04%; 2024: 79.67%; 2025: 87.04%; 2026: 87.73%; 2027: 87.94%; 2028: 88.04%; 2029: 87.04%; 2030: 87.52%; 2031: 87.52%; 2032: 86.36%; 2033: 87.73%; 2034: 87.9%
Battery 2 Hours | Storage:Battery | DEF | DEF | 2027: 97.53%; 2028: 97.54%; 2029: 97.67%; 2030: 97.53%; 2031: 97.67%; 2032: 97.68%; 2033: 97.53%; 2034: 97.53%; 2035: 97.67%; 2036: 97.68%; 2037: 97.67%; 2038: 97.53%; 2039: 97.53%; 2040: 97.54%; 2041: 97.53%
Battery 4 Hours | Storage:Battery | DEF | DEF | [9 empty] | 97.56% | 97.57% | 97.58% | 97.58% | 97.58% | 97.58% | 97.58% | 97.58% | 97.58% | 97.58% | 97.58% | 97.58% | 97.58% | 97.58% | 97.58% | 97.58% | 97.58% | 97.57% | 97.58% | 97.56% | 97.6% | 97.59% | 97.6% | 97.59% | 97.54% | 97.59%
BAYBORO_P 1 | Gas/Oil:Combustion Turbine | DEF | DEF | 2023: 94.49%; 2024: 94%; 2025: 93.93%
BAYBORO_P 2 | Gas/Oil:Combustion Turbine | DEF | DEF | 2023: 94.04%; 2024: 93.42%; 2025: 94.45%
BAYBORO_P 3 | Gas/Oil:Combustion Turbine | DEF | DEF | 2023: 92.87%; 2024: 93.43%; 2025: 93.23%
BAYBORO_P 4 | Gas/Oil:Combustion Turbine | DEF | DEF | 2023: 93.27%; 2024: 93.29%; 2025: 93.08%
Citrus CC 1 | Gas/Oil:Combined Cycle | DEF | DEF | 88.52% | 89.45% | 82.68% | 88.56% | 88.99% | 77.91% | 86.41% | 86.11% | 80.54% | 86.53% | 86.11% | 86.41% | 86.49% | 86.45% | 80.58% | 86.41% | 86.49% | 77.99% | 86.11% | 86.79% | 80.58% | 86.45% | 86.24% | 86.71% | 86.24% | 86.58% | 80.5% | 86.79% | 86.41% | 77.91% | 86.79% | 86.41% | 80.88% | 86.15% | 80.8%
Citrus CC 1 Duct | Gas/Oil:Combined Cycle | DEF | DEF | 89% | 89.25% | 83.9% | 90.04% | 89.63% | 80.52% | 87.81% | 88.1% | 83.25% | 88.3% | 88.1% | 88.36% | 88.27% | 87.84% | 83.21% | 87.81% | 88.27% | 80.44% | 88.1% | 87.98% | 83.21% | 87.84% | 87.98% | 88.07% | 87.98% | 87.72% | 83.29% | 87.98% | 87.81% | 80.52% | 87.98% | 88.36% | 82.92% | 88.13% | 83%
Citrus CC 2 | Gas/Oil:Combined Cycle | DEF | DEF | 86.23% | 88.26% | 88.02% | 82.9% | 88.83% | 78.14% | 86.24% | 86.24% | 80.4% | 86.28% | 86.24% | 86.05% | 85.66% | 85.77% | 79.96% | 85.73% | 86% | 77.96% | 85.91% | 85.73% | 79.96% | 85.77% | 86.24% | 86.05% | 85.91% | 85.8% | 80.49% | 86.05% | 85.99% | 78.51% | 86.24% | 96.76% | 96.99% | 86.03% | 81.05%
Citrus CC 2 Duct | Gas/Oil:Combined Cycle | DEF | DEF | 88.13% | 89.99% | 89.61% | 82.51% | 88.7% | 79.91% | 87.56% | 87.56% | 83.08% | 87.59% | 87.56% | 87.77% | 87.63% | 88.18% | 82.99% | 88.15% | 87.83% | 80.12% | 87.93% | 88.15% | 82.99% | 88.18% | 87.56% | 87.77% | 87.93% | 87.56% | 82.97% | 87.77% | 87.26% | 79.48% | 87.56% | 96.66% | 96.39% | 87.29% | 82.33%
Crystal 4 | Coal:Conventional | DEF | DEF | 2023: 89.06%; 2024: 72.03%; 2025: 89.02%; 2026: 82.16%; 2027: 89.3%; 2028: 82.23%; 2029: 89.02%; 2030: 81.9%; 2031: 89.33%; 2032: 71.79%; 2033: 89.05%; 2034: 88.75%
Crystal 5 | Coal:Conventional | DEF | DEF | 2023: 71.98%; 2024: 89.3%; 2025: 82.03%; 2026: 89.03%; 2027: 82.11%; 2028: 89.3%; 2029: 82.19%; 2030: 88.99%; 2031: 71.42%; 2032: 89.14%; 2033: 81.76%; 2034: 88.73%
DEBARY 10 | Gas/Oil:Combustion Turbine | DEF | DEF | 2023: 84.56%; 2024: 84.58%; 2025: 83.79%; 2026: 83.85%; 2027: 83.74%; 2028: 84.12%; 2029: 84.26%; 2030: 72%; 2031: 84.01%; 2032: 84.17%; 2033: 83.14%; 2034: 83.49%; 2035: 83.14%; 2036: 84.47%
DEBARY 2 | Gas/Oil:Combustion Turbine | DEF | DEF | 2023: 89.26%; 2024: 88.65%; 2025: 89.9%; 2026: 89.66%; 2027: 89.22%
DEBARY 3 | Gas/Oil:Combustion Turbine | DEF | DEF | 2023: 88.27%; 2024: 83.74%; 2025: 89.51%; 2026: 88.04%; 2027: 89.32%
DEBARY 4 | Gas/Oil:Combustion Turbine | DEF | DEF | 2023: 87.62%; 2024: 88.75%; 2025: 86.61%; 2026: 86.57%; 2027: 88.13%
DEBARY 5 | Gas/Oil:Combustion Turbine | DEF | DEF | 2023: 79.88%; 2024: 83.72%; 2025: 83.74%; 2026: 85.02%; 2027: 84.03%
DEBARY 6 | Gas/Oil:Combustion Turbine | DEF | DEF | 2023: 87.38%; 2024: 91.77%; 2025: 91.85%; 2026: 92.8%; 2027: 92.37%
DEBARY 7 | Gas/Oil:Combustion Turbine | DEF | DEF | 2023: 93.54%; 2024: 71.28%; 2025: 93.54%; 2026: 93.73%; 2027: 84.21%; 2028: 94%; 2029: 92.67%; 2030: 93.98%; 2031: 84.92%; 2032: 93.75%; 2033: 93.54%; 2034: 93.29%; 2035: 93.67%; 2036: 94.54%
DEBARY 8 | Gas/Oil:Combustion Turbine | DEF | DEF | 2023: 86.91%; 2024: 71.14%; 2025: 85.43%; 2026: 85.31%; 2027: 78.42%; 2028: 84.98%; 2029: 85.73%; 2030: 79.22%; 2031: 87.03%; 2032: 86.02%; 2033: 86.1%; 2034: 86.85%; 2035: 87.16%; 2036: 85.59%
DEBARY 9 | Gas/Oil:Combustion Turbine | DEF | DEF | 2023: 85.3%; 2024: 85.51%; 2025: 82.24%; 2026: 85.25%; 2027: 85.19%; 2028: 85.11%; 2029: 79.18%; 2030: 84.72%; 2031: 84.72%; 2032: 84.94%; 2033: 84.66%; 2034: 85.12%; 2035: 84.54%; 2036: 84.52%
DEF Nuclear Natrium | Nuclear:Nuclear | DEF | DEF | 2048: 95.43%; 2049: 94.01%; 2050: 95.34%; 2051: 94.13%; 2052: 94.22%; 2053: 94.02%; 2054: 94.77%; 2055: 93.96%; 2056: 94.57%; 2057: 94.06%
DEF Nuclear Natrium - Storage | Storage:Battery | DEF | DEF | 2048: 100%; 2049: 100%; 2050: 100%; 2051: 100%; 2052: 100%; 2053: 100%; 2054: 100%; 2055: 100%; 2056: 100%; 2057: 100%
DEF Nuclear Natrium - Storage PTC | Storage:Battery | DEF | DEF | 2038: 100%; 2039: 100%; 2040: 100%; 2041: 100%; 2042: 100%; 2043: 100%; 2044: 100%; 2045: 100%; 2046: 100%; 2047: 100%; 2048: 100%; 2049: 100%; 2050: 100%; 2051: 100%; 2052: 100%; 2053: 100%; 2054: 100%; 2055: 100%; 2056: 100%; 2057: 100%
DEF Nuclear Natrium PTC | Nuclear:Nuclear | DEF | DEF | 2038: 95.92%; 2039: 94.19%; 2040: 94.46%; 2041: 93.95%; 2042: 94.64%; 2043: 94.08%; 2044: 94.73%; 2045: 94.09%; 2046: 94.28%; 2047: 93.98%; 2048: 94.09%; 2049: 93.95%; 2050: 94.23%; 2051: 94.04%; 2052: 93.96%; 2053: 94.01%; 2054: 93.33%; 2055: 94.11%; 2056: 93.02%; 2057: 93.97%
Gen 190MW CT | Gas/Oil:Combustion Turbine | DEF | DEF | [5 empty] | 95.64% | 94.57% | 95% | 94.76% | 94.83% | 94.74% | 95.85% | 94.71% | 94.7% | 94.68% | 94.76% | 94.73% | 94.76% | 94.66% | 94.73% | 94.68% | 94.7% | 94.79% | 94.65% | 94.64% | 94.72% | 94.64% | 94.63% | 94.7% | 94.79% | 94.7% | 94.68% | 94.71% | 94.74% | 94.76%
Gen 190MW CT H2 | Gas/Oil:Combustion Turbine | DEF | DEF | 2043: 97.47%; 2044: 94.64%; 2045: 94.99%; 2046: 94.7%; 2047: 95.74%; 2048: 94.65%; 2049: 95.68%; 2050: 94.69%; 2051: 94.71%; 2052: 94.75%; 2053: 94.74%; 2054: 94.69%; 2055: 94.7%; 2056: 94.71%; 2057: 94.7%
HEAT | Demand:Demand Response | DEF | DEF | 100% | 100% | 100% | 100% | 100% | 100% | 100% | 100% | 100% | 100% | 100% | 100% | 100% | 100% | 100% | 100% | 100% | 100% | 100% | 100% | 100% | 100% | 100% | 100% | 100% | 100% | 100% | 100% | 100% | 100% | 100% | 100% | 100% | 100% | 100%
Hines CC 1 | Gas/Oil:Combined Cycle | DEF | DEF | 2023: 75.87%; 2024: 77.82%; 2025: 90.2%; 2026: 76.25%; 2027: 90.7%; 2028: 79.74%; 2029: 90.59%; 2030: 84.76%; 2031: 90.59%; 2032: 84.39%; 2033: 90.2%; 2034: 77.02%; 2035: 91.05%; 2036: 84.84%; 2037: 90.56%; 2038: 78.4%; 2039: 91.96%
Hines CC 2 | Gas/Oil:Combined Cycle | DEF | DEF | 85.23% | 93.89% | 85.06% | 93.87% | 89.98% | 94.03% | 79.55% | 94.01% | 87.9% | 93.57% | 88.03% | 94.01% | 87.46% | 93.82% | 87.89% | 93.73% | 79.8% | 93.99% | 87.89% | 93.59% | 95.71%
Hines CC 3 | Gas/Oil:Combined Cycle | DEF | DEF | 85.34% | 86.98% | 94.65% | 85.45% | 94.76% | 88.77% | 94.65% | 80.1% | 94.76% | 88.77% | 94.65% | 88.76% | 94.65% | 87% | 94.76% | 88.82% | 94.76% | 82.31% | 94.94% | 88.74% | 94.76% | 88.96% | 95.75%
Hines CC 4 | Gas/Oil:Combined Cycle | DEF | DEF | 70.36% | 81.11% | 68.55% | 80.21% | 75.23% | 80.69% | 75.59% | 80.43% | 69.23% | 80.45% | 75.53% | 80.86% | 72.16% | 81.24% | 75.49% | 80.46% | 75.71% | 80.27% | 72.34% | 80.97% | 75.74% | 80.45% | 75.59% | 80.43% | 82.32%
INT CITY 1 | Gas/Oil:Combustion Turbine | DEF | DEF | 2023: 93.05%; 2024: 98.14%; 2025: 98.14%; 2026: 97.74%; 2027: 97.74%; 2028: 97.48%; 2029: 98.14%; 2030: 97.56%; 2031: 97.47%; 2032: 98.14%; 2033: 97.57%; 2034: 97.9%
INT CITY 10 | Gas/Oil:Combustion Turbine | DEF | DEF | 2023: 90.04%; 2024: 95.58%; 2025: 95.28%; 2026: 87.71%; 2027: 95.4%; 2028: 95%; 2029: 95.28%; 2030: 95.69%; 2031: 95.28%; 2032: 82.1%; 2033: 95.4%; 2034: 95.28%; 2035: 95.28%; 2036: 95.41%; 2037: 86.14%; 2038: 95.23%
INT CITY 11 | Gas/Oil:Combustion Turbine | DEF | DEF | 93.36% | 93.38% | 92.67% | 92.91% | 93.09% | 93.49% | 93.36% | 92.82% | 93.36% | 93.64% | 93.2% | 92.94% | 92.94% | 93.11% | 93.62% | 93.2% | 93.55% | 93.38% | 93.36% | 93.2% | 93.43% | 92.57%
INT CITY 12 | Gas/Oil:Combustion Turbine | DEF | DEF | 96.29% | 95.49% | 96.05% | 79.83% | 95.59% | 96.3% | 95.54% | 96.29% | 95.18% | 82.83% | 96.29% | 95.86% | 87.05% | 95.95% | 95.86% | 96.29% | 95.91% | 95.68% | 95.86% | 95.18% | 95.91% | 95.93% | 95.87%
INT CITY 13 | Gas/Oil:Combustion Turbine | DEF | DEF | 94.94% | 95.02% | 76.56% | 94.52% | 94.52% | 94.96% | 94.94% | 95.61% | 85.51% | 94.24% | 95.61% | 82.59% | 95.18% | 94.54% | 86.05% | 94.76% | 95.61% | 95.2% | 95.37% | 94.94% | 94.52% | 95.2% | 95.58%
INT CITY 14 | Gas/Oil:Combustion Turbine | DEF | DEF | 88.38% | 97.31% | 96.65% | 78.01% | 97.3% | 96.78% | 96.67% | 96.9% | 87.38% | 96.66% | 97.3% | 96.67% | 84.52% | 96.68% | 96.77% | 96.9% | 96.67% | 96.91% | 96.9% | 96.9% | 96.9% | 97.31% | 97.24%
INT CITY 2 | Gas/Oil:Combustion Turbine | DEF | DEF | 2023: 85.24%; 2024: 85.07%; 2025: 83.94%; 2026: 84.08%; 2027: 84.44%; 2028: 85.5%; 2029: 84.88%; 2030: 84.66%; 2031: 84.73%; 2032: 85.79%; 2033: 84.81%; 2034: 86.44%
INT CITY 3 | Gas/Oil:Combustion Turbine | DEF | DEF | 2023: 89.34%; 2024: 97.82%; 2025: 95.99%; 2026: 98.12%; 2027: 98.35%; 2028: 98.35%; 2029: 93.43%; 2030: 98.35%; 2031: 96.79%; 2032: 98.13%; 2033: 97.81%; 2034: 97.91%
INT CITY 4 | Gas/Oil:Combustion Turbine | DEF | DEF | 2023: 85.05%; 2024: 83.23%; 2025: 83.5%; 2026: 85.45%; 2027: 85.13%; 2028: 84.6%; 2029: 85.45%; 2030: 84.95%; 2031: 85.52%; 2032: 83.88%; 2033: 84.23%; 2034: 83.92%
INT CITY 5 | Gas/Oil:Combustion Turbine | DEF | DEF | 2023: 97.4%; 2024: 97.27%; 2025: 97.4%; 2026: 92.53%; 2027: 97.2%; 2028: 97.72%; 2029: 97.86%; 2030: 92.37%; 2031: 97.11%; 2032: 97.63%; 2033: 97.72%; 2034: 97.22%
INT CITY 6 | Gas/Oil:Combustion Turbine | DEF | DEF | 2023: 98.15%; 2024: 98.56%; 2025: 97.85%; 2026: 98.15%; 2027: 98.15%; 2028: 97.85%; 2029: 98.15%; 2030: 97.85%; 2031: 98.15%; 2032: 98.56%; 2033: 97.85%; 2034: 98.61%
INT CITY 7 | Gas/Oil:Combustion Turbine | DEF | DEF | 2023: 88.13%; 2024: 89.05%; 2025: 82.3%; 2026: 88.76%; 2027: 88.76%; 2028: 88.7%; 2029: 76.25%; 2030: 89.03%; 2031: 88.33%; 2032: 89.03%; 2033: 89.21%; 2034: 80.89%; 2035: 88.62%; 2036: 88.91%; 2037: 89.21%; 2038: 88.42%
INT CITY 8 | Gas/Oil:Combustion Turbine | DEF | DEF | 2023: 79.53%; 2024: 90.05%; 2025: 93.2%; 2026: 93.42%; 2027: 93.75%; 2028: 80.43%; 2029: 93.35%; 2030: 93.31%; 2031: 93.38%; 2032: 93.62%; 2033: 85.38%; 2034: 92.69%; 2035: 93.35%; 2036: 93.62%; 2037: 93.75%; 2038: 93.46%
INT CITY 9 | Gas/Oil:Combustion Turbine | DEF | DEF | 2023: 69.08%; 2024: 88.27%; 2025: 88.23%; 2026: 88.45%; 2027: 75.73%; 2028: 88.88%; 2029: 88.89%; 2030: 88.67%; 2031: 88.27%; 2032: 80.58%; 2033: 89.04%; 2034: 88.78%; 2035: 88.78%; 2036: 88.78%; 2037: 88.34%; 2038: 88.45%
INTER | Demand:Demand Response | DEF | DEF | 100% | 100% | 100% | 100% | 100% | 100% | 100% | 100% | 100% | 100% | 100% | 100% | 100% | 100% | 100% | 100% | 100% | 100% | 100% | 100% | 100% | 100% | 100% | 100% | 100% | 100% | 100% | 100% | 100% | 100% | 100% | 100% | 100% | 100% | 100%
Mulberry | Gas/Oil:Combined Cycle | DEF | DEF | 2023: 51.88%; 2024: 49.64%
New DEF OnShore Wind | Renewable:Wind | DEF | DEF | 2048: 14.58%; 2049: 16.42%; 2050: 17.35%; 2051: 17.49%; 2052: 17.42%; 2053: 16.96%; 2054: 17.13%; 2055: 17.17%; 2056: 17.21%; 2057: 17.33%
New DEF OnShore Wind PTC | Renewable:Wind | DEF | DEF | 2043: 14.83%; 2044: 16.45%; 2045: 16.76%; 2046: 17.1%; 2047: 17.2%; 2048: 17.48%; 2049: 17.52%; 2050: 17.48%; 2051: 17.51%; 2052: 17.45%; 2053: 17.84%; 2054: 17.93%; 2055: 17.93%; 2056: 18.49%; 2057: 20.96%
NSG Vand CT 1 | Gas/Oil:Combustion Turbine | DEF | DEF | 2023: 90.69%; 2024: 91.3%; 2025: 91.76%; 2026: 91.73%; 2027: 90.66%
NSG Vand CT 2 | Gas/Oil:Combustion Turbine | DEF | DEF | 2023: 92.24%; 2024: 96.19%; 2025: 93.92%; 2026: 91.46%; 2027: 82.09%
NSG Vand CT 3 | Gas/Oil:Combustion Turbine | DEF | DEF | 2023: 91.04%; 2024: 91.65%; 2025: 96.16%; 2026: 89.2%; 2027: 96%
NSG Vand CT 4 | Gas/Oil:Combustion Turbine | DEF | DEF | 2023: 94.71%; 2024: 95.94%; 2025: 88.73%; 2026: 96.1%; 2027: 96.11%
Orange Cogen | Gas/Oil:Combined Cycle | DEF | DEF | 2023: 54.98%; 2024: 54.99%; 2025: 54.98%
Orlando Cogen | Gas/Oil:Combined Cycle | DEF | DEF | 2023: 90.39%
Osprey 1 0 | Gas/Oil:Combined Cycle | DEF | DEF | 2023: 74.25%; 2024: 87.21%
Osprey 1 1 | Gas/Oil:Combined Cycle | DEF | DEF | 2023: 65.34%; 2024: 80.98%
Osprey 1 2 | Gas/Oil:Combined Cycle | DEF | DEF | 2023: 61.16%; 2024: 83.45%
OspreyAcq | Gas/Oil:Combined Cycle | DEF | DEF |  | 93.44% | 87.69% | 87.4% | 85.01% | 87.35% | 83.52% | 86.44% | 86.43% | 87.43% | 87.31% | 87.11% | 83.78% | 83.49% | 88.35% | 87.11% | 87.36% | 83.57% | 83.74% | 87.32% | 87.52% | 93.89%
OspreyAcqDF | Gas/Oil:Combined Cycle | DEF | DEF |  | 93.44% | 88.26% | 88.61% | 86.67% | 88.14% | 84.83% | 87.97% | 87.36% | 88.04% | 88.11% | 88.36% | 85.13% | 84.97% | 87.45% | 88.36% | 88.06% | 84.87% | 85.18% | 88.71% | 87.86% | 92.78%
Pasco County | Renewable:Biomass | DEF | DEF | 2023: 83.84%; 2024: 83.88%; 2025: 83.29%; 2026: 40%; 2027: 40%; 2028: 40.16%; 2029: 40%; 2030: 40%; 2031: 40%; 2032: 39.89%; 2033: 40%; 2034: 40%; 2035: 40%; 2036: 40.16%; 2037: 40%; 2038: 40%; 2039: 40%; 2040: 40.16%; 2041: 40%; 2042: 40%
Pinellas County | Renewable:Biomass | DEF | DEF | 2023: 73.7%; 2024: 75.14%; 2025: 74.79%; 2026: 40%; 2027: 40%; 2028: 40.16%; 2029: 40%; 2030: 40%; 2031: 40%; 2032: 40.16%; 2033: 40%; 2034: 40%; 2035: 40%; 2036: 39.89%; 2037: 40%; 2038: 40%; 2039: 40%; 2040: 39.89%; 2041: 40%; 2042: 40%
Shady Hills 1 | Gas/Oil:Combustion Turbine | DEF | DEF | 2023: 93.94%; 2024: 92.63%
Shady Hills 2 | Gas/Oil:Combustion Turbine | DEF | DEF | 2023: 93.69%; 2024: 92.66%
Shady Hills 3 | Gas/Oil:Combustion Turbine | DEF | DEF | 2023: 93.66%; 2024: 72.67%
Solar 3rdParty Block 1 | Renewable:Solar PV | DEF | DEF |  | 22.72% | 23.56% | 23.2% | 23.56% | 23.35% | 23.56% | 23.41% | 23.56% | 23.56% | 23.56% | 23.56% | 23.56% | 23.56% | 23.56% | 23.56% | 23.56% | 23.56% | 23.56% | 23.56% | 23.56% | 23.56% | 23.56% | 23.56% | 23.56% | 23.56% | 23.56% | 23.56% | 23.56% | 23.57% | 23.56% | 23.56% | 23.56% | 27.5% | 23.56%
Solar 3rdParty Block 2 | Renewable:Solar PV | DEF | DEF | [9 empty] | 22.72% | 23.56% | 23.25% | 23.56% | 23.37% | 23.56% | 23.42% | 23.56% | 23.56% | 23.56% | 23.56% | 23.56% | 23.56% | 23.56% | 23.56% | 23.56% | 23.56% | 23.56% | 23.56% | 23.56% | 23.57% | 23.56% | 23.56% | 23.56% | 27.5% | 23.56%
Solar 3rdParty Block 3 | Renewable:Solar PV | DEF | DEF | 2040: 22.72%; 2041: 23.56%; 2042: 23.25%; 2043: 23.56%; 2044: 23.37%; 2045: 23.56%; 2046: 23.42%; 2047: 23.56%; 2048: 23.56%; 2049: 23.56%; 2050: 23.56%; 2051: 23.56%; 2052: 23.57%; 2053: 23.56%; 2054: 23.56%; 2055: 23.56%; 2056: 27.5%; 2057: 23.56%
Solar 3rdParty Block 4 | Renewable:Solar PV | DEF | DEF | 2048: 22.72%; 2049: 23.56%; 2050: 23.25%; 2051: 23.56%; 2052: 23.57%; 2053: 23.56%; 2054: 23.56%; 2055: 23.56%; 2056: 27.5%; 2057: 23.56%
Solar DEF Bay Ranch | Renewable:Solar PV | DEF | DEF | 28.85% | 28.65% | 28.66% | 28.66% | 28.66% | 28.65% | 28.66% | 28.66% | 28.66% | 28.65% | 28.66% | 28.66% | 28.66% | 28.65% | 28.66% | 28.66% | 28.66% | 28.65% | 28.66% | 28.66% | 28.66% | 28.65% | 28.66% | 28.66% | 28.66% | 28.65% | 28.66% | 28.66% | 28.66% | 28.67% | 28.68% | 28.66% | 28.66% | 28.67% | 28.66%
Solar DEF Bay Trail | Renewable:Solar PV | DEF | DEF | 28.67% | 28.66% | 28.67% | 28.67% | 28.67% | 28.66% | 28.67% | 28.67% | 28.67% | 28.66% | 28.67% | 28.67% | 28.67% | 28.66% | 28.67% | 28.67% | 28.67% | 28.66% | 28.67% | 28.67% | 28.67% | 28.66% | 28.67% | 28.67% | 28.67% | 28.66% | 28.67% | 28.67% | 28.67% | 28.49% | 28.67% | 28.67% | 28.67% | 28.68% | 28.67%
Solar DEF Charlie Creek | Renewable:Solar PV | DEF | DEF | 27.24% | 27.23% | 27.24% | 27.24% | 27.24% | 27.23% | 27.24% | 27.24% | 27.24% | 27.23% | 27.24% | 27.24% | 27.24% | 27.23% | 27.24% | 27.24% | 27.24% | 27.23% | 27.24% | 27.24% | 27.24% | 27.23% | 27.24% | 27.24% | 27.24% | 27.23% | 27.24% | 27.24% | 27.24% | 27.04% | 27.24% | 27.24% | 27.24% | 27.25% | 27.24%
Solar DEF Columbia | Renewable:Solar PV | DEF | DEF | 27.23% | 27.22% | 27.23% | 27.23% | 27.23% | 27.22% | 27.23% | 27.23% | 27.23% | 27.22% | 27.23% | 27.23% | 27.23% | 27.22% | 27.23% | 27.23% | 27.23% | 27.22% | 27.23% | 27.23% | 27.23% | 27.22% | 27.23% | 27.23% | 27.23% | 27.22% | 27.23% | 27.36% | 27.23% | 27.24% | 27.23% | 27.23% | 27.23% | 27.24% | 27.23%
Solar DEF County Line | Renewable:Solar PV | DEF | DEF |  |  | 29.3% | 28.66% | 28.66% | 28.65% | 28.66% | 28.66% | 28.66% | 28.65% | 28.66% | 28.66% | 28.66% | 28.65% | 28.66% | 28.66% | 28.66% | 28.65% | 28.66% | 28.66% | 28.66% | 28.65% | 28.66% | 28.66% | 28.66% | 28.65% | 28.66% | 28.66% | 28.66% | 28.67% | 28.66% | 28.66% | 28.74% | 28.67% | 28.66%
Solar DEF Debary | Renewable:Solar PV | DEF | DEF | 23.56% | 23.55% | 23.56% | 23.56% | 23.56% | 23.55% | 23.56% | 23.56% | 23.56% | 23.55% | 23.56% | 23.56% | 23.56% | 23.55% | 23.56% | 23.56% | 23.56% | 23.55% | 23.56% | 23.56% | 23.56% | 23.55% | 23.56% | 23.56% | 23.56% | 23.55% | 23.56% | 23.54% | 23.56% | 23.57% | 23.56% | 23.56% | 23.56% | 27.5% | 23.56%
Solar DEF Duette | Renewable:Solar PV | DEF | DEF | 27.24% | 27.23% | 27.24% | 27.24% | 27.24% | 27.23% | 27.24% | 27.24% | 27.24% | 27.23% | 27.24% | 27.24% | 27.24% | 27.23% | 27.24% | 27.24% | 27.24% | 27.23% | 27.24% | 27.24% | 27.24% | 27.23% | 27.24% | 27.24% | 27.24% | 27.23% | 27.24% | 27.24% | 27.03% | 27.25% | 27.24% | 27.24% | 27.24% | 27.25% | 27.24%
Solar DEF Falmouth | Renewable:Solar PV | DEF | DEF |  | 29.68% | 28.66% | 28.66% | 28.66% | 28.65% | 28.66% | 28.66% | 28.66% | 28.65% | 28.66% | 28.66% | 28.66% | 28.65% | 28.66% | 28.66% | 28.66% | 28.65% | 28.66% | 28.66% | 28.66% | 28.65% | 28.66% | 28.66% | 28.66% | 28.65% | 28.66% | 28.66% | 28.66% | 28.67% | 28.66% | 28.78% | 28.66% | 28.67% | 28.66%
Solar DEF Fort Green | Renewable:Solar PV | DEF | DEF | 28.67% | 28.66% | 28.67% | 28.67% | 28.67% | 28.66% | 28.67% | 28.67% | 28.67% | 28.66% | 28.67% | 28.67% | 28.67% | 28.66% | 28.67% | 28.67% | 28.67% | 28.66% | 28.67% | 28.67% | 28.67% | 28.66% | 28.67% | 28.67% | 28.67% | 28.66% | 28.67% | 28.67% | 28.67% | 28.54% | 28.67% | 28.67% | 28.67% | 28.67% | 28.67%
Solar DEF Hamilton | Renewable:Solar PV | DEF | DEF | 27.24% | 27.23% | 27.24% | 27.24% | 27.24% | 27.23% | 27.24% | 27.24% | 27.24% | 27.23% | 27.24% | 27.24% | 27.24% | 27.23% | 27.24% | 27.24% | 27.24% | 27.23% | 27.24% | 27.24% | 27.24% | 27.23% | 27.24% | 27.24% | 27.24% | 27.17% | 27.24% | 27.24% | 27.24% | 27.24% | 27.24% | 27.24% | 27.24% | 27.24% | 27.24%
Solar DEF Hardeetown | Renewable:Solar PV | DEF | DEF | 28.85% | 28.65% | 28.66% | 28.66% | 28.66% | 28.65% | 28.66% | 28.66% | 28.66% | 28.65% | 28.66% | 28.66% | 28.66% | 28.65% | 28.66% | 28.66% | 28.66% | 28.65% | 28.66% | 28.66% | 28.66% | 28.65% | 28.66% | 28.66% | 28.66% | 28.65% | 28.66% | 28.66% | 28.66% | 28.67% | 28.68% | 28.66% | 28.66% | 28.67% | 28.66%
Solar DEF High Spring | Renewable:Solar PV | DEF | DEF | 26.95% | 28.66% | 28.67% | 28.67% | 28.67% | 28.66% | 28.67% | 28.67% | 28.67% | 28.66% | 28.67% | 28.67% | 28.67% | 28.66% | 28.67% | 28.67% | 28.67% | 28.66% | 28.67% | 28.67% | 28.67% | 28.66% | 28.67% | 28.67% | 28.67% | 28.66% | 28.67% | 28.67% | 28.67% | 28.67% | 28.54% | 28.67% | 28.67% | 28.67% | 28.67%
Solar DEF Hildreth | Renewable:Solar PV | DEF | DEF | 28.85% | 28.65% | 28.66% | 28.66% | 28.66% | 28.65% | 28.66% | 28.66% | 28.66% | 28.65% | 28.66% | 28.66% | 28.66% | 28.65% | 28.66% | 28.66% | 28.66% | 28.65% | 28.66% | 28.66% | 28.66% | 28.65% | 28.66% | 28.66% | 28.66% | 28.65% | 28.66% | 28.66% | 28.66% | 28.67% | 28.68% | 28.66% | 28.66% | 28.67% | 28.66%
Solar DEF Lake Placid | Renewable:Solar PV | DEF | DEF | 27.05% | 27.03% | 27.06% | 27.05% | 27.05% | 27.03% | 27.04% | 27.04% | 27.05% | 27.03% | 27.04% | 27.04% | 27.04% | 27.03% | 27.04% | 27.04% | 27.04% | 27.03% | 27.03% | 27.05% | 27.04% | 27.03% | 27.04% | 27.04% | 27.04% | 27.03% | 26.92% | 27.04% | 27.04% | 27.04% | 27.04% | 27.04% | 27.04% | 27.04% | 27.04%
Solar DEF Mule Creek | Renewable:Solar PV | DEF | DEF |  | 29.29% | 28.66% | 28.66% | 28.66% | 28.65% | 28.66% | 28.66% | 28.66% | 28.65% | 28.66% | 28.66% | 28.66% | 28.65% | 28.66% | 28.66% | 28.66% | 28.65% | 28.66% | 28.66% | 28.66% | 28.65% | 28.66% | 28.66% | 28.66% | 28.65% | 28.66% | 28.66% | 28.66% | 28.67% | 28.66% | 28.74% | 28.66% | 28.67% | 28.66%
Solar DEF Osc Perry Suw | Renewable:Solar PV | DEF | DEF | 23.56% | 23.56% | 23.56% | 23.56% | 23.56% | 23.56% | 23.56% | 23.56% | 23.56% | 23.56% | 23.56% | 23.56% | 23.56% | 23.56% | 23.56% | 23.56% | 23.56% | 23.56% | 23.56% | 23.56% | 23.56% | 23.56% | 23.56% | 23.76% | 24.24%
Solar DEF Sandy Creek | Renewable:Solar PV | DEF | DEF | 27.24% | 27.23% | 27.24% | 27.24% | 27.24% | 27.23% | 27.24% | 27.24% | 27.24% | 27.23% | 27.24% | 27.24% | 27.24% | 27.23% | 27.24% | 27.24% | 27.24% | 27.23% | 27.24% | 27.24% | 27.24% | 27.23% | 27.24% | 27.24% | 27.24% | 27.23% | 27.24% | 27.24% | 27.24% | 27.15% | 27.24% | 27.24% | 27.24% | 27.24% | 27.24%
Solar DEF Santa Fe | Renewable:Solar PV | DEF | DEF | 27.23% | 27.22% | 27.23% | 27.23% | 27.23% | 27.22% | 27.23% | 27.23% | 27.23% | 27.22% | 27.23% | 27.23% | 27.23% | 27.22% | 27.23% | 27.23% | 27.23% | 27.22% | 27.23% | 27.23% | 27.23% | 27.22% | 27.23% | 27.23% | 27.23% | 27.22% | 27.23% | 27.23% | 27.36% | 27.23% | 27.23% | 27.23% | 27.23% | 27.24% | 27.23%
Solar DEF St Pete Pier | Renewable:Solar PV | DEF | DEF | 23.56% | 23.55% | 23.56% | 23.56% | 23.56% | 23.55% | 23.56% | 23.56% | 23.56% | 23.55% | 23.56% | 23.56% | 23.56% | 23.55% | 23.56% | 23.56% | 23.56% | 23.55% | 23.56% | 23.56% | 23.56% | 23.55% | 23.56% | 23.56% | 23.56% | 23.55% | 23.98%
Solar DEF Trenton | Renewable:Solar PV | DEF | DEF | 27.24% | 27.23% | 27.24% | 27.24% | 27.24% | 27.23% | 27.24% | 27.24% | 27.24% | 27.23% | 27.24% | 27.24% | 27.24% | 27.23% | 27.24% | 27.24% | 27.24% | 27.23% | 27.24% | 27.24% | 27.24% | 27.23% | 27.24% | 27.24% | 27.24% | 27.23% | 27.12% | 27.24% | 27.24% | 27.25% | 27.24% | 27.24% | 27.24% | 27.25% | 27.24%
Solar DEF Twin Rivers | Renewable:Solar PV | DEF | DEF | 27.23% | 27.22% | 27.23% | 27.23% | 27.23% | 27.22% | 27.23% | 27.23% | 27.23% | 27.22% | 27.23% | 27.23% | 27.23% | 27.22% | 27.23% | 27.23% | 27.23% | 27.22% | 27.23% | 27.23% | 27.23% | 27.22% | 27.23% | 27.23% | 27.23% | 27.22% | 27.23% | 27.23% | 27.36% | 27.23% | 27.23% | 27.23% | 27.23% | 27.24% | 27.23%
Solar DEF Winquepin | Renewable:Solar PV | DEF | DEF |  | 29.29% | 28.66% | 28.66% | 28.66% | 28.65% | 28.66% | 28.66% | 28.66% | 28.65% | 28.66% | 28.66% | 28.66% | 28.65% | 28.66% | 28.66% | 28.66% | 28.65% | 28.66% | 28.66% | 28.66% | 28.65% | 28.66% | 28.66% | 28.66% | 28.65% | 28.66% | 28.66% | 28.66% | 28.67% | 28.66% | 28.74% | 28.66% | 28.67% | 28.66%
Solar+Storage DEF NEW 1 | Renewable:Solar PV | DEF | DEF | 2039: 22.58%; 2040: 33.08%; 2041: 33.53%; 2042: 33.99%; 2043: 33.99%; 2044: 33.98%; 2045: 33.99%; 2046: 33.99%; 2047: 33.99%; 2048: 33.98%; 2049: 33.99%; 2050: 33.99%; 2051: 33.99%; 2052: 34%; 2053: 33.99%; 2054: 33.99%; 2055: 33.99%; 2056: 34%; 2057: 33.99%
Solar+Storage DEF NEW 1 PTC + ITC | Renewable:Solar PV | DEF | DEF | 2029: 22.59%; 2030: 33.09%; 2031: 33.53%; 2032: 33.97%; 2033: 33.99%; 2034: 33.99%; 2035: 33.99%; 2036: 33.97%; 2037: 33.99%; 2038: 33.99%; 2039: 34.31%; 2040: 34.46%; 2041: 35.04%
Standby | Demand:Demand Response | DEF | DEF | 100% | 100% | 100% | 100% | 100% | 100% | 100% | 100% | 100% | 100% | 100% | 100% | 100% | 100% | 100% | 100% | 100% | 100% | 100% | 100% | 100% | 100% | 100% | 100% | 100% | 100% | 100% | 100% | 100% | 100% | 100% | 100% | 100% | 100% | 100%
SUWANNEE_P 1 | Gas/Oil:Combustion Turbine | DEF | DEF | 2023: 75.21%; 2024: 80.97%; 2025: 80.07%; 2026: 80.91%; 2027: 74.06%; 2028: 82.86%; 2029: 80.21%; 2030: 81.99%; 2031: 81.99%; 2032: 76.37%; 2033: 82.49%; 2034: 83.6%
SUWANNEE_P 2 | Gas/Oil:Combustion Turbine | DEF | DEF | 2023: 79.15%; 2024: 81.56%; 2025: 67.01%; 2026: 82.92%; 2027: 76.57%; 2028: 83.67%; 2029: 84.17%; 2030: 83.31%; 2031: 83.23%; 2032: 82.97%; 2033: 82.45%; 2034: 85.86%
SUWANNEE_P 3 | Gas/Oil:Combustion Turbine | DEF | DEF | 2023: 81.96%; 2024: 90.63%; 2025: 88.48%; 2026: 91.15%; 2027: 90.22%; 2028: 90.78%; 2029: 89.76%; 2030: 90.22%; 2031: 86.92%; 2032: 87.67%; 2033: 89.9%; 2034: 93.53%
Tigerbay 1 | Gas/Oil:Combined Cycle | DEF | DEF | 2023: 85.71%; 2024: 88.52%; 2025: 74.57%; 2026: 88.27%; 2027: 82.76%; 2028: 88.77%; 2029: 74.49%; 2030: 89.21%; 2031: 83.19%; 2032: 88.7%; 2033: 80.89%; 2034: 88.24%; 2035: 88.53%
U OF FL 1 | Gas/Oil:Combustion Turbine | DEF | DEF | 2023: 86.84%; 2024: 86.79%; 2025: 86.96%; 2026: 86.82%; 2027: 87.43%
Voltage Red | Demand:Demand Response | DEF | DEF | 100% | 100% | 100% | 100% | 100% | 100% | 100% | 100% | 100% | 100% | 100% | 100% | 100% | 100% | 100% | 100% | 100% | 100% | 100% | 100% | 100% | 100% | 100% | 100% | 100% | 100% | 100% | 100% | 100% | 100% | 100% | 100% | 100% | 100% | 100%
WaterHtr_PP | Demand:Demand Response | DEF | DEF | 100% | 100% | 100% | 100% | 100% | 100% | 100% | 100% | 100% | 100% | 100% | 100% | 100% | 100% | 100% | 100% | 100% | 100% | 100% | 100% | 100% | 100% | 100% | 100% | 100% | 100% | 100% | 100% | 100% | 100% | 100% | 100% | 100% | 100% | 100%
Group Totals
Resource | Type | BA | Area | 2023 | 2024 | 2025 | 2026 | 2027 | 2028 | 2029 | 2030 | 2031 | 2032 | 2033 | 2034 | 2035 | 2036 | 2037 | 2038 | 2039 | 2040 | 2041 | 2042 | 2043 | 2044 | 2045 | 2046 | 2047 | 2048 | 2049 | 2050 | 2051 | 2052 | 2053 | 2054 | 2055 | 2056 | 2057
Total | Coal:Conventional | DEF | DEF | 2023: 80.56%; 2024: 80.63%; 2025: 85.54%; 2026: 85.58%; 2027: 85.72%; 2028: 85.75%; 2029: 85.62%; 2030: 85.42%; 2031: 80.42%; 2032: 80.42%; 2033: 85.43%; 2034: 88.74%
Total | Demand:Demand Response | DEF | DEF | 100% | 100% | 100% | 100% | 100% | 100% | 100% | 100% | 100% | 100% | 100% | 100% | 100% | 100% | 100% | 100% | 100% | 100% | 100% | 100% | 100% | 100% | 100% | 100% | 100% | 100% | 100% | 100% | 100% | 100% | 100% | 100% | 100% | 100% | 100%
Total | Gas/Oil:Combined Cycle | DEF | DEF | 81.5% | 84.78% | 85.43% | 86.22% | 86.98% | 84% | 86.17% | 87.06% | 85.49% | 87.83% | 86.78% | 87.31% | 87.08% | 87.3% | 84.25% | 87.28% | 86.91% | 84.35% | 85.93% | 88.13% | 86.05% | 87.76% | 84.02% | 87.36% | 88.03% | 88.39% | 83.97% | 86.49% | 86.26% | 78.31% | 86.57% | 91.61% | 88.95% | 86.17% | 81.02%
Total | Gas/Oil:Combustion Turbine | DEF | DEF | 89.6% | 89.75% | 89.89% | 89.65% | 89.42% | 90.99% | 90.58% | 90.97% | 90.73% | 90.43% | 91.64% | 92.53% | 92.52% | 93.76% | 93.55% | 94.53% | 94.81% | 94.8% | 94.74% | 94.73% | 95.35% | 94.76% | 94.94% | 94.67% | 95.24% | 94.68% | 95.35% | 94.67% | 94.71% | 94.76% | 94.73% | 94.69% | 94.7% | 94.72% | 94.72%
Total | Gas/Oil:Steam Turbine | DEF | DEF | 2023: 86.12%; 2024: 86.53%; 2025: 68.38%; 2026: 83.72%; 2027: 87.93%; 2028: 88%; 2029: 87.76%; 2030: 85.47%; 2031: 85.2%; 2032: 88.07%; 2033: 87.88%; 2034: 87.95%; 2035: 87.81%; 2036: 85.39%; 2037: 85.14%; 2038: 87.93%; 2039: 87.79%; 2040: 87.85%; 2041: 87.78%; 2042: 90.7%
Total | Nuclear:Nuclear | DEF | DEF | 2038: 95.92%; 2039: 94.19%; 2040: 94.46%; 2041: 93.95%; 2042: 94.64%; 2043: 94.08%; 2044: 94.73%; 2045: 94.09%; 2046: 94.28%; 2047: 93.98%; 2048: 94.21%; 2049: 93.96%; 2050: 94.44%; 2051: 94.06%; 2052: 94.03%; 2053: 94.01%; 2054: 93.95%; 2055: 94.04%; 2056: 93.95%; 2057: 94.03%
Total | Renewable:Biomass | DEF | DEF | 2023: 65.6%; 2024: 66.28%; 2025: 66.03%; 2026: 40%; 2027: 40%; 2028: 40.08%; 2029: 40%; 2030: 40%; 2031: 40%; 2032: 40.11%; 2033: 40%; 2034: 40%; 2035: 40%; 2036: 39.95%; 2037: 40%; 2038: 40%; 2039: 40%; 2040: 39.95%; 2041: 40%; 2042: 40%
Total | Renewable:Solar PV | DEF | DEF | 27.33% | 27.64% | 27.59% | 27.43% | 27.38% | 27.24% | 27.17% | 27.62% | 28.05% | 28.37% | 28.33% | 28.22% | 28.17% | 28.05% | 28.02% | 27.92% | 27.88% | 27.77% | 27.74% | 27.65% | 27.62% | 27.52% | 27.5% | 27.42% | 27.4% | 27.32% | 27.29% | 27.21% | 27.18% | 27.17% | 27.2% | 27.23% | 27.23% | 28.68% | 27.23%
Total | Renewable:Wind | DEF | DEF | 2043: 14.83%; 2044: 16.45%; 2045: 16.76%; 2046: 17.1%; 2047: 17.2%; 2048: 17.18%; 2049: 17.26%; 2050: 17.44%; 2051: 17.51%; 2052: 17.44%; 2053: 17.52%; 2054: 17.52%; 2055: 17.44%; 2056: 17.47%; 2057: 17.55%
Total | Storage:Battery | DEF | DEF |  |  |  |  | 97.53% | 97.54% | 97.67% | 97.53% | 97.67% | 97.59% | 97.57% | 97.57% | 97.59% | 97.58% | 97.58% | 97.76% | 97.85% | 97.98% | 98.06% | 98.19% | 98.25% | 98.37% | 98.45% | 98.55% | 98.68% | 98.93% | 99.18% | 99.48% | 99.63% | 99.63% | 99.63% | 99.73% | 99.8% | 99.8% | 99.8%
Solar 5
Resource | Type | BA | Area | 2023 | 2024 | 2025 | 2026 | 2027 | 2028 | 2029 | 2030 | 2031 | 2032 | 2033 | 2034 | 2035 | 2036 | 2037 | 2038 | 2039 | 2040 | 2041 | 2042 | 2043 | 2044 | 2045 | 2046 | 2047 | 2048 | 2049 | 2050 | 2051 | 2052 | 2053 | 2054 | 2055 | 2056 | 2057
AC | Demand:Demand Response | DEF | DEF | 100% | 100% | 100% | 100% | 100% | 100% | 100% | 100% | 100% | 100% | 100% | 100% | 100% | 100% | 100% | 100% | 100% | 100% | 100% | 100% | 100% | 100% | 100% | 100% | 100% | 100% | 100% | 100% | 100% | 100% | 100% | 100% | 100% | 100% | 100%
Anclote 1 | Gas/Oil:Steam Turbine | DEF | DEF | 2023: 83.78%; 2024: 92.89%; 2025: 70.02%; 2026: 92.65%; 2027: 87.33%; 2028: 92.63%; 2029: 87.04%; 2030: 92.87%; 2031: 81.93%; 2032: 92.84%; 2033: 87.31%; 2034: 92.56%; 2035: 87.13%; 2036: 92.63%; 2037: 81.93%; 2038: 92.87%; 2039: 87.09%; 2040: 92.69%; 2041: 87.08%; 2042: 92.68%
Anclote 2 | Gas/Oil:Steam Turbine | DEF | DEF | 2023: 88.47%; 2024: 80.11%; 2025: 66.72%; 2026: 74.7%; 2027: 88.53%; 2028: 83.32%; 2029: 88.49%; 2030: 78.01%; 2031: 88.49%; 2032: 83.25%; 2033: 88.46%; 2034: 83.29%; 2035: 88.49%; 2036: 78.08%; 2037: 88.53%; 2038: 82.94%; 2039: 88.5%; 2040: 82.97%; 2041: 88.49%; 2042: 88.78%
As Avail | Gas/Oil:Combined Cycle | DEF | DEF | 20% | 19.95% | 20% | 20% | 20% | 20.22% | 20% | 20% | 20% | 19.95% | 20% | 20% | 20% | 19.95% | 20% | 20% | 20% | 20.22% | 20% | 20% | 20% | 19.95% | 20% | 20% | 20% | 20.22% | 20% | 20% | 20% | 19.95% | 20% | 20% | 20% | 20.22% | 20%
As Avail PCS | Renewable:Biomass | DEF | DEF | 2023: 40%; 2024: 39.89%; 2025: 40%; 2026: 40%; 2027: 40%; 2028: 39.89%; 2029: 40%; 2030: 40%; 2031: 40%; 2032: 40.16%; 2033: 40%; 2034: 40%; 2035: 40%; 2036: 39.89%; 2037: 40%; 2038: 40%; 2039: 40%; 2040: 39.89%; 2041: 40%; 2042: 40%
Bartow CC 1 0 | Gas/Oil:Combined Cycle | DEF | DEF | 85.48% | 81.84% | 90.1% | 89.04% | 84.33% | 85.66% | 91.67% | 91.95% | 91.98% | 91.24% | 87.74% | 91.67% | 91.21% | 91.41% | 82.29% | 91.67% | 91.3% | 91.53% | 87.67% | 91.27% | 91.71% | 91.33% | 82.29% | 91.74% | 91.67% | 91.29% | 94.65%
Bartow CC 1 PAG | Gas/Oil:Combined Cycle | DEF | DEF | 86.27% | 81.67% | 90.16% | 89.04% | 85.22% | 86.67% | 91.83% | 91.7% | 91.68% | 91.67% | 88.05% | 91.83% | 91.65% | 91.59% | 83.36% | 91.83% | 92.01% | 91.94% | 88.08% | 92.03% | 91.82% | 92.03% | 83.36% | 91.8% | 91.83% | 92.05% | 94.73%
BARTOW_P 1 | Gas/Oil:Combustion Turbine | DEF | DEF | 2023: 84.42%; 2024: 88.52%; 2025: 80.57%; 2026: 88.86%; 2027: 88.49%
BARTOW_P 2 | Gas/Oil:Combustion Turbine | DEF | DEF | 2023: 90.16%; 2024: 86.64%; 2025: 95.92%; 2026: 95.92%; 2027: 96.65%; 2028: 95.86%; 2029: 96.65%; 2030: 95.36%; 2031: 96.65%; 2032: 96.17%; 2033: 96.65%; 2034: 96.3%
BARTOW_P 3 | Gas/Oil:Combustion Turbine | DEF | DEF | 2023: 87.99%; 2024: 87.61%; 2025: 93.47%; 2026: 93.29%; 2027: 92.41%
BARTOW_P 4 | Gas/Oil:Combustion Turbine | DEF | DEF | 2023: 83.04%; 2024: 79.67%; 2025: 87.04%; 2026: 87.73%; 2027: 87.94%; 2028: 88.04%; 2029: 87.04%; 2030: 87.52%; 2031: 87.52%; 2032: 86.36%; 2033: 87.73%; 2034: 87.9%
Battery 2 Hours | Storage:Battery | DEF | DEF | 2027: 97.53%; 2028: 97.54%; 2029: 97.67%; 2030: 97.53%; 2031: 97.67%; 2032: 97.54%; 2033: 97.53%; 2034: 97.53%; 2035: 97.53%; 2036: 97.54%; 2037: 97.67%; 2038: 97.53%; 2039: 97.67%; 2040: 97.54%; 2041: 97.53%
Battery 4 Hours | Storage:Battery | DEF | DEF | [8 empty] | 97.66% | 97.59% | 97.57% | 97.58% | 97.58% | 97.58% | 97.58% | 97.58% | 97.58% | 97.58% | 97.58% | 97.58% | 97.58% | 97.58% | 97.58% | 97.58% | 97.58% | 97.58% | 97.58% | 97.56% | 97.57% | 97.58% | 97.57% | 97.58% | 97.56% | 97.56% | 97.6%
BAYBORO_P 1 | Gas/Oil:Combustion Turbine | DEF | DEF | 2023: 94.49%; 2024: 94%; 2025: 93.93%
BAYBORO_P 2 | Gas/Oil:Combustion Turbine | DEF | DEF | 2023: 94.04%; 2024: 93.42%; 2025: 94.45%
BAYBORO_P 3 | Gas/Oil:Combustion Turbine | DEF | DEF | 2023: 92.87%; 2024: 93.43%; 2025: 93.23%
BAYBORO_P 4 | Gas/Oil:Combustion Turbine | DEF | DEF | 2023: 93.27%; 2024: 93.29%; 2025: 93.08%
Citrus CC 1 | Gas/Oil:Combined Cycle | DEF | DEF | 88.52% | 89.45% | 82.68% | 88.56% | 88.99% | 77.91% | 86.41% | 86.11% | 80.54% | 86.53% | 86.11% | 86.41% | 86.49% | 86.45% | 80.58% | 86.41% | 86.49% | 77.99% | 86.11% | 86.79% | 80.58% | 86.45% | 86.24% | 86.71% | 86.24% | 86.58% | 80.5% | 86.79% | 86.41% | 77.91% | 86.79% | 86.41% | 80.88% | 86.15% | 80.8%
Citrus CC 1 Duct | Gas/Oil:Combined Cycle | DEF | DEF | 89% | 89.25% | 83.9% | 90.04% | 89.63% | 80.52% | 87.81% | 88.1% | 83.25% | 88.3% | 88.1% | 88.36% | 88.27% | 87.84% | 83.21% | 87.81% | 88.27% | 80.44% | 88.1% | 87.98% | 83.21% | 87.84% | 87.98% | 88.07% | 87.98% | 87.72% | 83.29% | 87.98% | 87.81% | 80.52% | 87.98% | 88.36% | 82.92% | 88.13% | 83%
Citrus CC 2 | Gas/Oil:Combined Cycle | DEF | DEF | 86.23% | 88.26% | 88.02% | 82.9% | 88.83% | 78.14% | 86.24% | 86.24% | 80.4% | 86.28% | 86.24% | 86.05% | 85.66% | 85.77% | 79.96% | 85.73% | 86% | 77.96% | 85.91% | 85.73% | 79.96% | 85.77% | 86.24% | 86.05% | 85.91% | 85.8% | 80.49% | 86.05% | 85.99% | 78.51% | 86.24% | 96.76% | 96.99% | 86.03% | 81.05%
Citrus CC 2 Duct | Gas/Oil:Combined Cycle | DEF | DEF | 88.13% | 89.99% | 89.61% | 82.51% | 88.7% | 79.91% | 87.56% | 87.56% | 83.08% | 87.59% | 87.56% | 87.77% | 87.63% | 88.18% | 82.99% | 88.15% | 87.83% | 80.12% | 87.93% | 88.15% | 82.99% | 88.18% | 87.56% | 87.77% | 87.93% | 87.56% | 82.97% | 87.77% | 87.26% | 79.48% | 87.56% | 96.66% | 96.39% | 87.29% | 82.33%
Crystal 4 | Coal:Conventional | DEF | DEF | 2023: 89.06%; 2024: 72.03%; 2025: 89.02%; 2026: 82.16%; 2027: 89.3%; 2028: 82.23%; 2029: 89.02%; 2030: 81.9%; 2031: 89.33%; 2032: 71.79%; 2033: 89.05%; 2034: 88.75%
Crystal 5 | Coal:Conventional | DEF | DEF | 2023: 71.98%; 2024: 89.3%; 2025: 82.03%; 2026: 89.03%; 2027: 82.11%; 2028: 89.3%; 2029: 82.19%; 2030: 88.99%; 2031: 71.42%; 2032: 89.14%; 2033: 81.76%; 2034: 88.73%
DEBARY 10 | Gas/Oil:Combustion Turbine | DEF | DEF | 2023: 84.56%; 2024: 84.58%; 2025: 83.79%; 2026: 83.85%; 2027: 83.74%; 2028: 84.12%; 2029: 84.26%; 2030: 72.88%; 2031: 84.01%; 2032: 84.17%; 2033: 83.14%; 2034: 83.49%; 2035: 83.14%; 2036: 84.47%
DEBARY 2 | Gas/Oil:Combustion Turbine | DEF | DEF | 2023: 89.26%; 2024: 88.65%; 2025: 89.9%; 2026: 89.66%; 2027: 89.22%
DEBARY 3 | Gas/Oil:Combustion Turbine | DEF | DEF | 2023: 88.27%; 2024: 83.74%; 2025: 89.51%; 2026: 88.04%; 2027: 89.32%
DEBARY 4 | Gas/Oil:Combustion Turbine | DEF | DEF | 2023: 87.62%; 2024: 88.75%; 2025: 86.61%; 2026: 86.57%; 2027: 88.13%
DEBARY 5 | Gas/Oil:Combustion Turbine | DEF | DEF | 2023: 79.88%; 2024: 83.72%; 2025: 83.74%; 2026: 85.02%; 2027: 84.03%
DEBARY 6 | Gas/Oil:Combustion Turbine | DEF | DEF | 2023: 87.38%; 2024: 91.77%; 2025: 91.85%; 2026: 92.8%; 2027: 92.37%
DEBARY 7 | Gas/Oil:Combustion Turbine | DEF | DEF | 2023: 93.54%; 2024: 71.28%; 2025: 93.54%; 2026: 93.73%; 2027: 84.46%; 2028: 94%; 2029: 92.67%; 2030: 93.98%; 2031: 84.92%; 2032: 93.75%; 2033: 93.54%; 2034: 93.29%; 2035: 93.67%; 2036: 94.54%
DEBARY 8 | Gas/Oil:Combustion Turbine | DEF | DEF | 2023: 86.91%; 2024: 71.14%; 2025: 85.43%; 2026: 85.31%; 2027: 78.42%; 2028: 84.98%; 2029: 85.73%; 2030: 79.22%; 2031: 87.03%; 2032: 86.02%; 2033: 86.1%; 2034: 86.85%; 2035: 87.16%; 2036: 85.59%
DEBARY 9 | Gas/Oil:Combustion Turbine | DEF | DEF | 2023: 85.3%; 2024: 85.51%; 2025: 82.24%; 2026: 85.25%; 2027: 85.19%; 2028: 85.11%; 2029: 78.66%; 2030: 84.72%; 2031: 84.72%; 2032: 84.94%; 2033: 84.66%; 2034: 85.12%; 2035: 84.54%; 2036: 84.52%
DEF Nuclear Natrium | Nuclear:Nuclear | DEF | DEF | 2048: 95.39%; 2049: 94.22%; 2050: 95.34%; 2051: 93.97%; 2052: 94.29%; 2053: 93.93%; 2054: 94.9%; 2055: 93.97%; 2056: 94.63%; 2057: 94.04%
DEF Nuclear Natrium - Storage | Storage:Battery | DEF | DEF | 2048: 100%; 2049: 100%; 2050: 100%; 2051: 100%; 2052: 100%; 2053: 100%; 2054: 100%; 2055: 100%; 2056: 100%; 2057: 100%
DEF Nuclear Natrium - Storage PTC | Storage:Battery | DEF | DEF | 2038: 100%; 2039: 100%; 2040: 100%; 2041: 100%; 2042: 100%; 2043: 100%; 2044: 100%; 2045: 100%; 2046: 100%; 2047: 100%; 2048: 100%; 2049: 100%; 2050: 100%; 2051: 100%; 2052: 100%; 2053: 100%; 2054: 100%; 2055: 100%; 2056: 100%; 2057: 100%
DEF Nuclear Natrium PTC | Nuclear:Nuclear | DEF | DEF | 2038: 95.92%; 2039: 94.09%; 2040: 94.46%; 2041: 94.07%; 2042: 94.62%; 2043: 93.97%; 2044: 94.56%; 2045: 94.01%; 2046: 94.26%; 2047: 94.02%; 2048: 94.09%; 2049: 93.97%; 2050: 94.17%; 2051: 94.13%; 2052: 93.97%; 2053: 94.01%; 2054: 93.35%; 2055: 94.1%; 2056: 93.11%; 2057: 93.98%
Gen 190MW CT | Gas/Oil:Combustion Turbine | DEF | DEF | [6 empty] | 95.5% | 94.75% | 94.76% | 94.84% | 94.74% | 96.33% | 94.71% | 94.7% | 94.7% | 94.76% | 94.73% | 94.76% | 94.66% | 94.75% | 94.7% | 94.7% | 94.79% | 94.65% | 94.64% | 94.72% | 94.64% | 94.63% | 94.7% | 94.79% | 94.7% | 94.68% | 94.71% | 94.74% | 94.76%
Gen 190MW CT H2 | Gas/Oil:Combustion Turbine | DEF | DEF | 2043: 97.32%; 2044: 94.6%; 2045: 94.91%; 2046: 94.67%; 2047: 95.69%; 2048: 94.7%; 2049: 95.72%; 2050: 94.66%; 2051: 94.69%; 2052: 94.78%; 2053: 94.76%; 2054: 94.69%; 2055: 94.65%; 2056: 94.72%; 2057: 94.7%
HEAT | Demand:Demand Response | DEF | DEF | 100% | 100% | 100% | 100% | 100% | 100% | 100% | 100% | 100% | 100% | 100% | 100% | 100% | 100% | 100% | 100% | 100% | 100% | 100% | 100% | 100% | 100% | 100% | 100% | 100% | 100% | 100% | 100% | 100% | 100% | 100% | 100% | 100% | 100% | 100%
Hines CC 1 | Gas/Oil:Combined Cycle | DEF | DEF | 2023: 75.87%; 2024: 77.82%; 2025: 90.2%; 2026: 76.25%; 2027: 90.7%; 2028: 79.74%; 2029: 90.59%; 2030: 84.76%; 2031: 90.59%; 2032: 84.39%; 2033: 90.2%; 2034: 77.02%; 2035: 91.05%; 2036: 84.84%; 2037: 90.56%; 2038: 78.4%; 2039: 91.96%
Hines CC 2 | Gas/Oil:Combined Cycle | DEF | DEF | 85.23% | 93.89% | 85.06% | 93.87% | 89.98% | 94.03% | 79.55% | 94.01% | 87.9% | 93.57% | 88.03% | 94.01% | 87.46% | 93.82% | 88.26% | 93.73% | 79.8% | 93.99% | 87.89% | 93.59% | 95.71%
Hines CC 3 | Gas/Oil:Combined Cycle | DEF | DEF | 85.34% | 86.98% | 94.65% | 85.45% | 94.76% | 88.77% | 94.65% | 80.1% | 94.76% | 88.77% | 94.65% | 88.76% | 94.65% | 87% | 94.76% | 88.82% | 94.76% | 82.31% | 94.94% | 88.74% | 94.76% | 88.96% | 95.75%
Hines CC 4 | Gas/Oil:Combined Cycle | DEF | DEF | 70.36% | 81.11% | 68.55% | 80.21% | 75.23% | 80.69% | 75.59% | 80.43% | 69.23% | 80.45% | 75.53% | 80.86% | 72.16% | 81.24% | 75.49% | 80.46% | 75.71% | 80.27% | 72.34% | 80.97% | 75.74% | 80.45% | 75.59% | 80.43% | 82.32%
INT CITY 1 | Gas/Oil:Combustion Turbine | DEF | DEF | 2023: 93.05%; 2024: 98.14%; 2025: 98.14%; 2026: 97.74%; 2027: 97.74%; 2028: 97.48%; 2029: 98.14%; 2030: 97.56%; 2031: 97.47%; 2032: 98.14%; 2033: 97.57%; 2034: 97.9%
INT CITY 10 | Gas/Oil:Combustion Turbine | DEF | DEF | 2023: 90.04%; 2024: 95.58%; 2025: 95.28%; 2026: 87.71%; 2027: 95.4%; 2028: 95%; 2029: 95.28%; 2030: 95.69%; 2031: 95.28%; 2032: 81.24%; 2033: 95.4%; 2034: 95.28%; 2035: 95.28%; 2036: 95.41%; 2037: 86.55%; 2038: 95.23%
INT CITY 11 | Gas/Oil:Combustion Turbine | DEF | DEF | 93.36% | 93.38% | 92.67% | 92.91% | 93.09% | 93.49% | 93.36% | 92.82% | 93.36% | 93.64% | 93.2% | 92.94% | 92.94% | 93.11% | 93.62% | 93.2% | 93.55% | 93.38% | 93.36% | 92.94% | 93.43% | 92.57%
INT CITY 12 | Gas/Oil:Combustion Turbine | DEF | DEF | 96.29% | 95.49% | 96.05% | 79.83% | 95.59% | 96.3% | 95.54% | 96.29% | 95.18% | 82.83% | 96.29% | 95.86% | 87.05% | 95.95% | 95.86% | 96.29% | 95.91% | 95.68% | 95.86% | 95.86% | 95.91% | 95.93% | 95.87%
INT CITY 13 | Gas/Oil:Combustion Turbine | DEF | DEF | 94.94% | 95.02% | 76.56% | 94.52% | 94.52% | 94.96% | 94.94% | 95.61% | 85.51% | 94.24% | 95.61% | 82.59% | 95.18% | 94.54% | 85.81% | 94.76% | 95.61% | 95.2% | 95.37% | 94.76% | 94.52% | 95.2% | 95.58%
INT CITY 14 | Gas/Oil:Combustion Turbine | DEF | DEF | 88.38% | 97.31% | 96.65% | 81.67% | 97.3% | 96.78% | 96.67% | 96.9% | 87.55% | 96.66% | 97.3% | 96.67% | 84.52% | 96.68% | 96.77% | 96.9% | 96.67% | 96.91% | 96.9% | 97.3% | 96.9% | 97.31% | 97.24%
INT CITY 2 | Gas/Oil:Combustion Turbine | DEF | DEF | 2023: 85.24%; 2024: 85.07%; 2025: 83.94%; 2026: 84.08%; 2027: 84.44%; 2028: 85.5%; 2029: 84.88%; 2030: 84.66%; 2031: 84.73%; 2032: 85.79%; 2033: 84.81%; 2034: 86.44%
INT CITY 3 | Gas/Oil:Combustion Turbine | DEF | DEF | 2023: 89.34%; 2024: 97.82%; 2025: 95.99%; 2026: 98.12%; 2027: 98.35%; 2028: 98.35%; 2029: 93.43%; 2030: 98.35%; 2031: 96.79%; 2032: 98.13%; 2033: 97.81%; 2034: 97.91%
INT CITY 4 | Gas/Oil:Combustion Turbine | DEF | DEF | 2023: 85.05%; 2024: 83.23%; 2025: 83.5%; 2026: 85.45%; 2027: 85.13%; 2028: 84.6%; 2029: 85.45%; 2030: 84.95%; 2031: 85.52%; 2032: 83.88%; 2033: 84.23%; 2034: 83.92%
INT CITY 5 | Gas/Oil:Combustion Turbine | DEF | DEF | 2023: 97.4%; 2024: 97.27%; 2025: 97.4%; 2026: 92.53%; 2027: 97.2%; 2028: 97.72%; 2029: 97.86%; 2030: 92.37%; 2031: 97.11%; 2032: 97.63%; 2033: 97.72%; 2034: 97.22%
INT CITY 6 | Gas/Oil:Combustion Turbine | DEF | DEF | 2023: 98.15%; 2024: 98.56%; 2025: 97.85%; 2026: 98.15%; 2027: 98.15%; 2028: 97.85%; 2029: 98.15%; 2030: 97.85%; 2031: 98.15%; 2032: 98.56%; 2033: 97.85%; 2034: 98.61%
INT CITY 7 | Gas/Oil:Combustion Turbine | DEF | DEF | 2023: 88.13%; 2024: 89.05%; 2025: 82.3%; 2026: 88.76%; 2027: 88.76%; 2028: 88.7%; 2029: 76.64%; 2030: 89.03%; 2031: 88.33%; 2032: 89.03%; 2033: 89.21%; 2034: 80.89%; 2035: 88.62%; 2036: 88.91%; 2037: 89.21%; 2038: 88.42%
INT CITY 8 | Gas/Oil:Combustion Turbine | DEF | DEF | 2023: 79.53%; 2024: 90.05%; 2025: 93.2%; 2026: 93.42%; 2027: 93.75%; 2028: 80.43%; 2029: 93.35%; 2030: 93.31%; 2031: 93.38%; 2032: 93.62%; 2033: 85.09%; 2034: 92.69%; 2035: 93.35%; 2036: 93.62%; 2037: 93.75%; 2038: 93.46%
INT CITY 9 | Gas/Oil:Combustion Turbine | DEF | DEF | 2023: 69.08%; 2024: 88.27%; 2025: 88.23%; 2026: 88.45%; 2027: 75.91%; 2028: 88.88%; 2029: 88.89%; 2030: 88.67%; 2031: 88.27%; 2032: 80.58%; 2033: 89.04%; 2034: 88.78%; 2035: 88.78%; 2036: 88.78%; 2037: 88.34%; 2038: 88.45%
INTER | Demand:Demand Response | DEF | DEF | 100% | 100% | 100% | 100% | 100% | 100% | 100% | 100% | 100% | 100% | 100% | 100% | 100% | 100% | 100% | 100% | 100% | 100% | 100% | 100% | 100% | 100% | 100% | 100% | 100% | 100% | 100% | 100% | 100% | 100% | 100% | 100% | 100% | 100% | 100%
Mulberry | Gas/Oil:Combined Cycle | DEF | DEF | 2023: 51.88%; 2024: 49.64%
New DEF OnShore Wind | Renewable:Wind | DEF | DEF | 2048: 13.97%; 2049: 16.6%; 2050: 17.48%; 2051: 17.5%; 2052: 17.38%; 2053: 16.86%; 2054: 17.06%; 2055: 17.21%; 2056: 17.2%; 2057: 17.34%
New DEF OnShore Wind PTC | Renewable:Wind | DEF | DEF | 2043: 14.48%; 2044: 16.28%; 2045: 16.71%; 2046: 17.07%; 2047: 17.22%; 2048: 17.56%; 2049: 17.54%; 2050: 17.52%; 2051: 17.42%; 2052: 17.44%; 2053: 17.87%; 2054: 17.98%; 2055: 18.14%; 2056: 18.15%; 2057: 20.57%
NSG Vand CT 1 | Gas/Oil:Combustion Turbine | DEF | DEF | 2023: 90.69%; 2024: 91.3%; 2025: 91.76%; 2026: 91.73%; 2027: 90.66%
NSG Vand CT 2 | Gas/Oil:Combustion Turbine | DEF | DEF | 2023: 92.24%; 2024: 96.19%; 2025: 93.92%; 2026: 91.46%; 2027: 82.09%
NSG Vand CT 3 | Gas/Oil:Combustion Turbine | DEF | DEF | 2023: 91.04%; 2024: 91.65%; 2025: 96.16%; 2026: 89.2%; 2027: 96%
NSG Vand CT 4 | Gas/Oil:Combustion Turbine | DEF | DEF | 2023: 94.71%; 2024: 95.94%; 2025: 88.73%; 2026: 96.1%; 2027: 96.11%
Orange Cogen | Gas/Oil:Combined Cycle | DEF | DEF | 2023: 54.98%; 2024: 54.99%; 2025: 54.98%
Orlando Cogen | Gas/Oil:Combined Cycle | DEF | DEF | 2023: 90.39%
Osprey 1 0 | Gas/Oil:Combined Cycle | DEF | DEF | 2023: 74.25%; 2024: 87.21%
Osprey 1 1 | Gas/Oil:Combined Cycle | DEF | DEF | 2023: 65.34%; 2024: 80.98%
Osprey 1 2 | Gas/Oil:Combined Cycle | DEF | DEF | 2023: 61.16%; 2024: 83.45%
OspreyAcq | Gas/Oil:Combined Cycle | DEF | DEF |  | 93.44% | 87.69% | 87.4% | 85.01% | 87.35% | 83.52% | 86.44% | 86.43% | 87.43% | 87.31% | 87.11% | 83.78% | 83.49% | 87.61% | 87.11% | 87.36% | 83.57% | 83.74% | 86.82% | 87.93% | 93.89%
OspreyAcqDF | Gas/Oil:Combined Cycle | DEF | DEF |  | 93.44% | 88.26% | 88.61% | 86.67% | 88.14% | 84.83% | 87.97% | 87.36% | 88.04% | 88.11% | 88.36% | 85.13% | 84.97% | 88.36% | 88.36% | 88.06% | 84.87% | 85.18% | 88.72% | 87.35% | 92.78%
Pasco County | Renewable:Biomass | DEF | DEF | 2023: 83.84%; 2024: 83.88%; 2025: 83.29%; 2026: 40%; 2027: 40%; 2028: 40.16%; 2029: 40%; 2030: 40%; 2031: 40%; 2032: 39.89%; 2033: 40%; 2034: 40%; 2035: 40%; 2036: 40.16%; 2037: 40%; 2038: 40%; 2039: 40%; 2040: 40.16%; 2041: 40%; 2042: 40%
Pinellas County | Renewable:Biomass | DEF | DEF | 2023: 73.7%; 2024: 75.14%; 2025: 74.79%; 2026: 40%; 2027: 40%; 2028: 40.16%; 2029: 40%; 2030: 40%; 2031: 40%; 2032: 40.16%; 2033: 40%; 2034: 40%; 2035: 40%; 2036: 39.89%; 2037: 40%; 2038: 40%; 2039: 40%; 2040: 39.89%; 2041: 40%; 2042: 40%
Shady Hills 1 | Gas/Oil:Combustion Turbine | DEF | DEF | 2023: 93.94%; 2024: 92.63%
Shady Hills 2 | Gas/Oil:Combustion Turbine | DEF | DEF | 2023: 93.69%; 2024: 92.66%
Shady Hills 3 | Gas/Oil:Combustion Turbine | DEF | DEF | 2023: 93.66%; 2024: 72.67%
Solar 3rdParty Block 1 | Renewable:Solar PV | DEF | DEF |  | 22.72% | 23.56% | 23.2% | 23.56% | 23.35% | 23.56% | 23.41% | 23.56% | 23.56% | 23.56% | 23.56% | 23.56% | 23.56% | 23.56% | 23.56% | 23.56% | 23.56% | 23.56% | 23.56% | 23.56% | 23.56% | 23.56% | 23.56% | 23.56% | 23.56% | 23.56% | 23.56% | 23.56% | 23.57% | 23.56% | 23.56% | 23.56% | 27.5% | 23.56%
Solar 3rdParty Block 2 | Renewable:Solar PV | DEF | DEF | [9 empty] | 22.72% | 23.56% | 23.25% | 23.56% | 23.37% | 23.56% | 23.42% | 23.56% | 23.56% | 23.56% | 23.56% | 23.56% | 23.56% | 23.56% | 23.56% | 23.56% | 23.56% | 23.56% | 23.56% | 23.56% | 23.57% | 23.56% | 23.56% | 23.56% | 27.5% | 23.56%
Solar 3rdParty Block 3 | Renewable:Solar PV | DEF | DEF | 2040: 22.72%; 2041: 23.56%; 2042: 23.25%; 2043: 23.56%; 2044: 23.37%; 2045: 23.56%; 2046: 23.42%; 2047: 23.56%; 2048: 23.56%; 2049: 23.56%; 2050: 23.56%; 2051: 23.56%; 2052: 23.57%; 2053: 23.56%; 2054: 23.56%; 2055: 23.56%; 2056: 27.5%; 2057: 23.56%
Solar 3rdParty Block 4 | Renewable:Solar PV | DEF | DEF | 2048: 22.72%; 2049: 23.56%; 2050: 23.25%; 2051: 23.56%; 2052: 23.57%; 2053: 23.56%; 2054: 23.56%; 2055: 23.56%; 2056: 27.5%; 2057: 23.56%
Solar DEF Bay Ranch | Renewable:Solar PV | DEF | DEF | 28.85% | 28.65% | 28.66% | 28.66% | 28.66% | 28.65% | 28.66% | 28.66% | 28.66% | 28.65% | 28.66% | 28.66% | 28.66% | 28.65% | 28.66% | 28.66% | 28.66% | 28.65% | 28.66% | 28.66% | 28.66% | 28.65% | 28.66% | 28.66% | 28.66% | 28.65% | 28.66% | 28.66% | 28.66% | 28.67% | 28.68% | 28.66% | 28.66% | 28.67% | 28.66%
Solar DEF Bay Trail | Renewable:Solar PV | DEF | DEF | 28.67% | 28.66% | 28.67% | 28.67% | 28.67% | 28.66% | 28.67% | 28.67% | 28.67% | 28.66% | 28.67% | 28.67% | 28.67% | 28.66% | 28.67% | 28.67% | 28.67% | 28.66% | 28.67% | 28.67% | 28.67% | 28.66% | 28.67% | 28.67% | 28.67% | 28.66% | 28.67% | 28.67% | 28.67% | 28.49% | 28.67% | 28.67% | 28.67% | 28.68% | 28.67%
Solar DEF Charlie Creek | Renewable:Solar PV | DEF | DEF | 27.24% | 27.23% | 27.24% | 27.24% | 27.24% | 27.23% | 27.24% | 27.24% | 27.24% | 27.23% | 27.24% | 27.24% | 27.24% | 27.23% | 27.24% | 27.24% | 27.24% | 27.23% | 27.24% | 27.24% | 27.24% | 27.23% | 27.24% | 27.24% | 27.24% | 27.23% | 27.24% | 27.24% | 27.24% | 27.04% | 27.24% | 27.24% | 27.24% | 27.25% | 27.24%
Solar DEF Columbia | Renewable:Solar PV | DEF | DEF | 27.23% | 27.22% | 27.23% | 27.23% | 27.23% | 27.22% | 27.23% | 27.23% | 27.23% | 27.22% | 27.23% | 27.23% | 27.23% | 27.22% | 27.23% | 27.23% | 27.23% | 27.22% | 27.23% | 27.23% | 27.23% | 27.22% | 27.23% | 27.23% | 27.23% | 27.22% | 27.23% | 27.36% | 27.23% | 27.24% | 27.23% | 27.23% | 27.23% | 27.24% | 27.23%
Solar DEF County Line | Renewable:Solar PV | DEF | DEF |  |  | 29.3% | 28.66% | 28.66% | 28.65% | 28.66% | 28.66% | 28.66% | 28.65% | 28.66% | 28.66% | 28.66% | 28.65% | 28.66% | 28.66% | 28.66% | 28.65% | 28.66% | 28.66% | 28.66% | 28.65% | 28.66% | 28.66% | 28.66% | 28.65% | 28.66% | 28.66% | 28.66% | 28.67% | 28.66% | 28.66% | 28.74% | 28.67% | 28.66%
Solar DEF Debary | Renewable:Solar PV | DEF | DEF | 23.56% | 23.55% | 23.56% | 23.56% | 23.56% | 23.55% | 23.56% | 23.56% | 23.56% | 23.55% | 23.56% | 23.56% | 23.56% | 23.55% | 23.56% | 23.56% | 23.56% | 23.55% | 23.56% | 23.56% | 23.56% | 23.55% | 23.56% | 23.56% | 23.56% | 23.55% | 23.56% | 23.54% | 23.56% | 23.57% | 23.56% | 23.56% | 23.56% | 27.5% | 23.56%
Solar DEF Duette | Renewable:Solar PV | DEF | DEF | 27.24% | 27.23% | 27.24% | 27.24% | 27.24% | 27.23% | 27.24% | 27.24% | 27.24% | 27.23% | 27.24% | 27.24% | 27.24% | 27.23% | 27.24% | 27.24% | 27.24% | 27.23% | 27.24% | 27.24% | 27.24% | 27.23% | 27.24% | 27.24% | 27.24% | 27.23% | 27.24% | 27.24% | 27.03% | 27.25% | 27.24% | 27.24% | 27.24% | 27.25% | 27.24%
Solar DEF Falmouth | Renewable:Solar PV | DEF | DEF |  | 29.68% | 28.66% | 28.66% | 28.66% | 28.65% | 28.66% | 28.66% | 28.66% | 28.65% | 28.66% | 28.66% | 28.66% | 28.65% | 28.66% | 28.66% | 28.66% | 28.65% | 28.66% | 28.66% | 28.66% | 28.65% | 28.66% | 28.66% | 28.66% | 28.65% | 28.66% | 28.66% | 28.66% | 28.67% | 28.66% | 28.78% | 28.66% | 28.67% | 28.66%
Solar DEF Fort Green | Renewable:Solar PV | DEF | DEF | 28.67% | 28.66% | 28.67% | 28.67% | 28.67% | 28.66% | 28.67% | 28.67% | 28.67% | 28.66% | 28.67% | 28.67% | 28.67% | 28.66% | 28.67% | 28.67% | 28.67% | 28.66% | 28.67% | 28.67% | 28.67% | 28.66% | 28.67% | 28.67% | 28.67% | 28.66% | 28.67% | 28.67% | 28.67% | 28.54% | 28.67% | 28.67% | 28.67% | 28.67% | 28.67%
Solar DEF Hamilton | Renewable:Solar PV | DEF | DEF | 27.24% | 27.23% | 27.24% | 27.24% | 27.24% | 27.23% | 27.24% | 27.24% | 27.24% | 27.23% | 27.24% | 27.24% | 27.24% | 27.23% | 27.24% | 27.24% | 27.24% | 27.23% | 27.24% | 27.24% | 27.24% | 27.23% | 27.24% | 27.24% | 27.24% | 27.17% | 27.24% | 27.24% | 27.24% | 27.24% | 27.24% | 27.24% | 27.24% | 27.24% | 27.24%
Solar DEF Hardeetown | Renewable:Solar PV | DEF | DEF | 28.85% | 28.65% | 28.66% | 28.66% | 28.66% | 28.65% | 28.66% | 28.66% | 28.66% | 28.65% | 28.66% | 28.66% | 28.66% | 28.65% | 28.66% | 28.66% | 28.66% | 28.65% | 28.66% | 28.66% | 28.66% | 28.65% | 28.66% | 28.66% | 28.66% | 28.65% | 28.66% | 28.66% | 28.66% | 28.67% | 28.68% | 28.66% | 28.66% | 28.67% | 28.66%
Solar DEF High Spring | Renewable:Solar PV | DEF | DEF | 26.95% | 28.66% | 28.67% | 28.67% | 28.67% | 28.66% | 28.67% | 28.67% | 28.67% | 28.66% | 28.67% | 28.67% | 28.67% | 28.66% | 28.67% | 28.67% | 28.67% | 28.66% | 28.67% | 28.67% | 28.67% | 28.66% | 28.67% | 28.67% | 28.67% | 28.66% | 28.67% | 28.67% | 28.67% | 28.67% | 28.54% | 28.67% | 28.67% | 28.67% | 28.67%
Solar DEF Hildreth | Renewable:Solar PV | DEF | DEF | 28.85% | 28.65% | 28.66% | 28.66% | 28.66% | 28.65% | 28.66% | 28.66% | 28.66% | 28.65% | 28.66% | 28.66% | 28.66% | 28.65% | 28.66% | 28.66% | 28.66% | 28.65% | 28.66% | 28.66% | 28.66% | 28.65% | 28.66% | 28.66% | 28.66% | 28.65% | 28.66% | 28.66% | 28.66% | 28.67% | 28.68% | 28.66% | 28.66% | 28.67% | 28.66%
Solar DEF Lake Placid | Renewable:Solar PV | DEF | DEF | 27.05% | 27.03% | 27.06% | 27.05% | 27.05% | 27.03% | 27.04% | 27.04% | 27.05% | 27.03% | 27.04% | 27.04% | 27.04% | 27.03% | 27.04% | 27.04% | 27.04% | 27.03% | 27.03% | 27.05% | 27.04% | 27.03% | 27.04% | 27.04% | 27.04% | 27.03% | 26.92% | 27.04% | 27.04% | 27.04% | 27.04% | 27.04% | 27.04% | 27.04% | 27.04%
Solar DEF Mule Creek | Renewable:Solar PV | DEF | DEF |  | 29.29% | 28.66% | 28.66% | 28.66% | 28.65% | 28.66% | 28.66% | 28.66% | 28.65% | 28.66% | 28.66% | 28.66% | 28.65% | 28.66% | 28.66% | 28.66% | 28.65% | 28.66% | 28.66% | 28.66% | 28.65% | 28.66% | 28.66% | 28.66% | 28.65% | 28.66% | 28.66% | 28.66% | 28.67% | 28.66% | 28.74% | 28.66% | 28.67% | 28.66%
Solar DEF NEW 1 | Renewable:Solar PV | DEF | DEF | [12 empty] | 28.09% | 27.04% | 27.05% | 27.05% | 27.05% | 27.04% | 27.05% | 27.05% | 27.05% | 27.04% | 27.05% | 27.05% | 27.05% | 27.04% | 27.05% | 27.05% | 27.05% | 27.05% | 27.05% | 27.05% | 21.67%
Solar DEF NEW 1 PTC | Renewable:Solar PV | DEF | DEF | 2025: 28.09%; 2026: 27.05%; 2027: 27.05%; 2028: 27.04%; 2029: 27.05%; 2030: 27.05%; 2031: 27.05%; 2032: 27.04%; 2033: 27.05%; 2034: 27.05%; 2035: 21.67%
Solar DEF NEW 2 | Renewable:Solar PV | DEF | DEF | [12 empty] | 17.99% | 27.05% | 27.06% | 27.06% | 27.06% | 27.05% | 27.06% | 27.06% | 27.06% | 27.05% | 27.06% | 27.06% | 27.06% | 27.05% | 27.06% | 27.06% | 27.06% | 27.06% | 27.06% | 27.06% | 27.9%
Solar DEF NEW 2 PTC | Renewable:Solar PV | DEF | DEF | 2025: 17.99%; 2026: 27.06%; 2027: 27.06%; 2028: 27.05%; 2029: 27.06%; 2030: 27.06%; 2031: 27.06%; 2032: 27.05%; 2033: 27.06%; 2034: 27.06%; 2035: 27.9%
Solar DEF NEW 5 | Renewable:Solar PV | DEF | DEF | [13 empty] | 26% | 27.06% | 27.06% | 27.06% | 27.05% | 27.06% | 27.06% | 27.06% | 27.05% | 27.06% | 27.06% | 27.06% | 27.05% | 27.06% | 27.06% | 27.06% | 27.06% | 27.06% | 27.06% | 27.06% | 28.55%
Solar DEF NEW 5 PTC | Renewable:Solar PV | DEF | DEF | 2026: 26%; 2027: 27.06%; 2028: 27.05%; 2029: 27.06%; 2030: 27.06%; 2031: 27.06%; 2032: 27.05%; 2033: 27.06%; 2034: 27.06%; 2035: 27.06%; 2036: 28.51%
Solar DEF Osc Perry Suw | Renewable:Solar PV | DEF | DEF | 23.56% | 23.56% | 23.56% | 23.56% | 23.56% | 23.56% | 23.56% | 23.56% | 23.56% | 23.56% | 23.56% | 23.56% | 23.56% | 23.56% | 23.56% | 23.56% | 23.56% | 23.56% | 23.56% | 23.56% | 23.56% | 23.56% | 23.56% | 23.76% | 24.24%
Solar DEF Sandy Creek | Renewable:Solar PV | DEF | DEF | 27.24% | 27.23% | 27.24% | 27.24% | 27.24% | 27.23% | 27.24% | 27.24% | 27.24% | 27.23% | 27.24% | 27.24% | 27.24% | 27.23% | 27.24% | 27.24% | 27.24% | 27.23% | 27.24% | 27.24% | 27.24% | 27.23% | 27.24% | 27.24% | 27.24% | 27.23% | 27.24% | 27.24% | 27.24% | 27.15% | 27.24% | 27.24% | 27.24% | 27.24% | 27.24%
Solar DEF Santa Fe | Renewable:Solar PV | DEF | DEF | 27.23% | 27.22% | 27.23% | 27.23% | 27.23% | 27.22% | 27.23% | 27.23% | 27.23% | 27.22% | 27.23% | 27.23% | 27.23% | 27.22% | 27.23% | 27.23% | 27.23% | 27.22% | 27.23% | 27.23% | 27.23% | 27.22% | 27.23% | 27.23% | 27.23% | 27.22% | 27.23% | 27.23% | 27.36% | 27.23% | 27.23% | 27.23% | 27.23% | 27.24% | 27.23%
Solar DEF St Pete Pier | Renewable:Solar PV | DEF | DEF | 23.56% | 23.55% | 23.56% | 23.56% | 23.56% | 23.55% | 23.56% | 23.56% | 23.56% | 23.55% | 23.56% | 23.56% | 23.56% | 23.55% | 23.56% | 23.56% | 23.56% | 23.55% | 23.56% | 23.56% | 23.56% | 23.55% | 23.56% | 23.56% | 23.56% | 23.55% | 23.98%
Solar DEF Trenton | Renewable:Solar PV | DEF | DEF | 27.24% | 27.23% | 27.24% | 27.24% | 27.24% | 27.23% | 27.24% | 27.24% | 27.24% | 27.23% | 27.24% | 27.24% | 27.24% | 27.23% | 27.24% | 27.24% | 27.24% | 27.23% | 27.24% | 27.24% | 27.24% | 27.23% | 27.24% | 27.24% | 27.24% | 27.23% | 27.12% | 27.24% | 27.24% | 27.25% | 27.24% | 27.24% | 27.24% | 27.25% | 27.24%
Solar DEF Twin Rivers | Renewable:Solar PV | DEF | DEF | 27.23% | 27.22% | 27.23% | 27.23% | 27.23% | 27.22% | 27.23% | 27.23% | 27.23% | 27.22% | 27.23% | 27.23% | 27.23% | 27.22% | 27.23% | 27.23% | 27.23% | 27.22% | 27.23% | 27.23% | 27.23% | 27.22% | 27.23% | 27.23% | 27.23% | 27.22% | 27.23% | 27.23% | 27.36% | 27.23% | 27.23% | 27.23% | 27.23% | 27.24% | 27.23%
Solar DEF Winquepin | Renewable:Solar PV | DEF | DEF |  | 29.29% | 28.66% | 28.66% | 28.66% | 28.65% | 28.66% | 28.66% | 28.66% | 28.65% | 28.66% | 28.66% | 28.66% | 28.65% | 28.66% | 28.66% | 28.66% | 28.65% | 28.66% | 28.66% | 28.66% | 28.65% | 28.66% | 28.66% | 28.66% | 28.65% | 28.66% | 28.66% | 28.66% | 28.67% | 28.66% | 28.74% | 28.66% | 28.67% | 28.66%
Solar+Storage DEF NEW 1 | Renewable:Solar PV | DEF | DEF | 2039: 22.58%; 2040: 33.08%; 2041: 33.53%; 2042: 33.99%; 2043: 33.99%; 2044: 33.98%; 2045: 33.99%; 2046: 33.99%; 2047: 33.99%; 2048: 33.98%; 2049: 33.99%; 2050: 33.99%; 2051: 33.99%; 2052: 34%; 2053: 33.99%; 2054: 33.99%; 2055: 33.99%; 2056: 34%; 2057: 33.99%
Solar+Storage DEF NEW 1 PTC + ITC | Renewable:Solar PV | DEF | DEF | 2029: 22.59%; 2030: 33.09%; 2031: 33.53%; 2032: 33.97%; 2033: 33.99%; 2034: 33.99%; 2035: 33.99%; 2036: 33.97%; 2037: 33.99%; 2038: 33.99%; 2039: 34.31%; 2040: 34.46%; 2041: 35.04%
Standby | Demand:Demand Response | DEF | DEF | 100% | 100% | 100% | 100% | 100% | 100% | 100% | 100% | 100% | 100% | 100% | 100% | 100% | 100% | 100% | 100% | 100% | 100% | 100% | 100% | 100% | 100% | 100% | 100% | 100% | 100% | 100% | 100% | 100% | 100% | 100% | 100% | 100% | 100% | 100%
SUWANNEE_P 1 | Gas/Oil:Combustion Turbine | DEF | DEF | 2023: 75.21%; 2024: 80.97%; 2025: 80.07%; 2026: 80.91%; 2027: 74.06%; 2028: 82.86%; 2029: 79.88%; 2030: 81.99%; 2031: 81.99%; 2032: 76.37%; 2033: 81.83%; 2034: 83.6%
SUWANNEE_P 2 | Gas/Oil:Combustion Turbine | DEF | DEF | 2023: 79.15%; 2024: 81.56%; 2025: 67.01%; 2026: 82.92%; 2027: 76.57%; 2028: 83.67%; 2029: 84.17%; 2030: 83.31%; 2031: 83.23%; 2032: 82.97%; 2033: 82.45%; 2034: 85.86%
SUWANNEE_P 3 | Gas/Oil:Combustion Turbine | DEF | DEF | 2023: 81.96%; 2024: 90.63%; 2025: 88.48%; 2026: 91.15%; 2027: 90.22%; 2028: 90.78%; 2029: 89.91%; 2030: 90.22%; 2031: 86.92%; 2032: 87.67%; 2033: 89.9%; 2034: 93.53%
Tigerbay 1 | Gas/Oil:Combined Cycle | DEF | DEF | 2023: 85.71%; 2024: 88.52%; 2025: 74.57%; 2026: 88.27%; 2027: 82.76%; 2028: 88.77%; 2029: 74.13%; 2030: 89.21%; 2031: 83.19%; 2032: 88.7%; 2033: 81%; 2034: 88.24%; 2035: 88.53%
U OF FL 1 | Gas/Oil:Combustion Turbine | DEF | DEF | 2023: 86.84%; 2024: 86.79%; 2025: 86.96%; 2026: 86.82%; 2027: 87.43%
Voltage Red | Demand:Demand Response | DEF | DEF | 100% | 100% | 100% | 100% | 100% | 100% | 100% | 100% | 100% | 100% | 100% | 100% | 100% | 100% | 100% | 100% | 100% | 100% | 100% | 100% | 100% | 100% | 100% | 100% | 100% | 100% | 100% | 100% | 100% | 100% | 100% | 100% | 100% | 100% | 100%
WaterHtr_PP | Demand:Demand Response | DEF | DEF | 100% | 100% | 100% | 100% | 100% | 100% | 100% | 100% | 100% | 100% | 100% | 100% | 100% | 100% | 100% | 100% | 100% | 100% | 100% | 100% | 100% | 100% | 100% | 100% | 100% | 100% | 100% | 100% | 100% | 100% | 100% | 100% | 100% | 100% | 100%
Group Totals
Resource | Type | BA | Area | 2023 | 2024 | 2025 | 2026 | 2027 | 2028 | 2029 | 2030 | 2031 | 2032 | 2033 | 2034 | 2035 | 2036 | 2037 | 2038 | 2039 | 2040 | 2041 | 2042 | 2043 | 2044 | 2045 | 2046 | 2047 | 2048 | 2049 | 2050 | 2051 | 2052 | 2053 | 2054 | 2055 | 2056 | 2057
Total | Coal:Conventional | DEF | DEF | 2023: 80.56%; 2024: 80.63%; 2025: 85.54%; 2026: 85.58%; 2027: 85.72%; 2028: 85.75%; 2029: 85.62%; 2030: 85.42%; 2031: 80.42%; 2032: 80.42%; 2033: 85.43%; 2034: 88.74%
Total | Demand:Demand Response | DEF | DEF | 100% | 100% | 100% | 100% | 100% | 100% | 100% | 100% | 100% | 100% | 100% | 100% | 100% | 100% | 100% | 100% | 100% | 100% | 100% | 100% | 100% | 100% | 100% | 100% | 100% | 100% | 100% | 100% | 100% | 100% | 100% | 100% | 100% | 100% | 100%
Total | Gas/Oil:Combined Cycle | DEF | DEF | 81.5% | 84.78% | 85.43% | 86.22% | 86.98% | 84% | 86.2% | 87.06% | 85.49% | 87.83% | 86.78% | 87.31% | 87.08% | 87.3% | 84.22% | 87.28% | 86.91% | 84.35% | 85.93% | 88.08% | 86.09% | 87.76% | 84.02% | 87.36% | 88.03% | 88.39% | 83.97% | 86.49% | 86.26% | 78.31% | 86.57% | 91.61% | 88.95% | 86.17% | 81.02%
Total | Gas/Oil:Combustion Turbine | DEF | DEF | 89.6% | 89.75% | 89.89% | 89.76% | 89.43% | 90.62% | 90.42% | 90.7% | 90.25% | 89.86% | 91.24% | 92.58% | 92.52% | 93.76% | 93.57% | 94.53% | 94.81% | 94.8% | 94.74% | 94.76% | 95.33% | 94.75% | 94.9% | 94.66% | 95.21% | 94.71% | 95.38% | 94.65% | 94.7% | 94.78% | 94.74% | 94.69% | 94.67% | 94.73% | 94.72%
Total | Gas/Oil:Steam Turbine | DEF | DEF | 2023: 86.12%; 2024: 86.53%; 2025: 68.38%; 2026: 83.72%; 2027: 87.93%; 2028: 88%; 2029: 87.76%; 2030: 85.47%; 2031: 85.2%; 2032: 88.07%; 2033: 87.88%; 2034: 87.95%; 2035: 87.81%; 2036: 85.39%; 2037: 85.21%; 2038: 87.93%; 2039: 87.79%; 2040: 87.85%; 2041: 87.78%; 2042: 90.74%
Total | Nuclear:Nuclear | DEF | DEF | 2038: 95.92%; 2039: 94.09%; 2040: 94.46%; 2041: 94.07%; 2042: 94.62%; 2043: 93.97%; 2044: 94.56%; 2045: 94.01%; 2046: 94.26%; 2047: 94.02%; 2048: 94.2%; 2049: 94.01%; 2050: 94.39%; 2051: 94.1%; 2052: 94.06%; 2053: 93.98%; 2054: 94.02%; 2055: 94.04%; 2056: 94.02%; 2057: 94.02%
Total | Renewable:Biomass | DEF | DEF | 2023: 65.6%; 2024: 66.28%; 2025: 66.03%; 2026: 40%; 2027: 40%; 2028: 40.08%; 2029: 40%; 2030: 40%; 2031: 40%; 2032: 40.11%; 2033: 40%; 2034: 40%; 2035: 40%; 2036: 39.95%; 2037: 40%; 2038: 40%; 2039: 40%; 2040: 39.95%; 2041: 40%; 2042: 40%
Total | Renewable:Solar PV | DEF | DEF | 27.33% | 27.64% | 27.56% | 27.34% | 27.32% | 27.21% | 27.15% | 27.52% | 27.89% | 28.18% | 28.15% | 28.06% | 28.02% | 27.92% | 27.89% | 27.81% | 27.77% | 27.68% | 27.66% | 27.58% | 27.55% | 27.47% | 27.44% | 27.38% | 27.36% | 27.28% | 27.26% | 27.19% | 27.16% | 27.16% | 27.19% | 27.21% | 27.22% | 28.67% | 27.23%
Total | Renewable:Wind | DEF | DEF | 2043: 14.48%; 2044: 16.28%; 2045: 16.71%; 2046: 17.07%; 2047: 17.22%; 2048: 17.18%; 2049: 17.31%; 2050: 17.51%; 2051: 17.45%; 2052: 17.42%; 2053: 17.5%; 2054: 17.51%; 2055: 17.53%; 2056: 17.4%; 2057: 17.53%
Total | Storage:Battery | DEF | DEF |  |  |  |  | 97.53% | 97.54% | 97.67% | 97.53% | 97.67% | 97.57% | 97.57% | 97.58% | 97.58% | 97.58% | 97.59% | 97.77% | 97.87% | 97.99% | 98.08% | 98.21% | 98.28% | 98.41% | 98.49% | 98.59% | 98.72% | 98.95% | 99.24% | 99.57% | 99.73% | 99.73% | 99.73% | 99.84% | 99.89% | 99.85% | 99.84%
Solar 14
Resource | Type | BA | Area | 2023 | 2024 | 2025 | 2026 | 2027 | 2028 | 2029 | 2030 | 2031 | 2032 | 2033 | 2034 | 2035 | 2036 | 2037 | 2038 | 2039 | 2040 | 2041 | 2042 | 2043 | 2044 | 2045 | 2046 | 2047 | 2048 | 2049 | 2050 | 2051 | 2052 | 2053 | 2054 | 2055 | 2056 | 2057
AC | Demand:Demand Response | DEF | DEF | 100% | 100% | 100% | 100% | 100% | 100% | 100% | 100% | 100% | 100% | 100% | 100% | 100% | 100% | 100% | 100% | 100% | 100% | 100% | 100% | 100% | 100% | 100% | 100% | 100% | 100% | 100% | 100% | 100% | 100% | 100% | 100% | 100% | 100% | 100%
Anclote 1 | Gas/Oil:Steam Turbine | DEF | DEF | 2023: 83.78%; 2024: 92.89%; 2025: 70.02%; 2026: 92.65%; 2027: 87.33%; 2028: 92.63%; 2029: 87.04%; 2030: 92.87%; 2031: 81.93%; 2032: 92.84%; 2033: 87.31%; 2034: 92.56%; 2035: 87.17%; 2036: 92.63%; 2037: 81.93%; 2038: 92.87%; 2039: 87.09%; 2040: 92.69%; 2041: 87.08%; 2042: 92.68%
Anclote 2 | Gas/Oil:Steam Turbine | DEF | DEF | 2023: 88.47%; 2024: 80.11%; 2025: 66.72%; 2026: 74.7%; 2027: 88.53%; 2028: 83.32%; 2029: 88.49%; 2030: 78.01%; 2031: 88.49%; 2032: 83.29%; 2033: 88.46%; 2034: 83.29%; 2035: 88.49%; 2036: 78.08%; 2037: 88.53%; 2038: 82.94%; 2039: 88.5%; 2040: 82.97%; 2041: 88.49%; 2042: 88.78%
As Avail | Gas/Oil:Combined Cycle | DEF | DEF | 20% | 19.95% | 20% | 20% | 20% | 20.22% | 20% | 20% | 20% | 20.22% | 20% | 20% | 20% | 19.95% | 20% | 20% | 20% | 20.22% | 20% | 20% | 20% | 19.95% | 20% | 20% | 20% | 20.22% | 20% | 20% | 20% | 19.95% | 20% | 20% | 20% | 20.22% | 20%
As Avail PCS | Renewable:Biomass | DEF | DEF | 2023: 40%; 2024: 39.89%; 2025: 40%; 2026: 40%; 2027: 40%; 2028: 39.89%; 2029: 40%; 2030: 40%; 2031: 40%; 2032: 40.16%; 2033: 40%; 2034: 40%; 2035: 40%; 2036: 39.89%; 2037: 40%; 2038: 40%; 2039: 40%; 2040: 39.89%; 2041: 40%; 2042: 40%
Bartow CC 1 0 | Gas/Oil:Combined Cycle | DEF | DEF | 85.48% | 81.84% | 90.1% | 89.04% | 84.33% | 85.66% | 91.67% | 91.95% | 91.98% | 91.24% | 87.74% | 91.67% | 91.21% | 91.41% | 82.29% | 91.67% | 91.3% | 91.53% | 87.67% | 91.27% | 91.71% | 91.33% | 82.29% | 91.74% | 91.67% | 91.29% | 94.65%
Bartow CC 1 PAG | Gas/Oil:Combined Cycle | DEF | DEF | 86.27% | 81.67% | 90.16% | 89.04% | 85.22% | 86.67% | 91.83% | 91.7% | 91.68% | 91.67% | 88.05% | 91.83% | 91.65% | 91.59% | 83.36% | 91.83% | 92.01% | 91.94% | 88.08% | 92.03% | 91.82% | 92.03% | 83.36% | 91.8% | 91.83% | 92.05% | 94.73%
BARTOW_P 1 | Gas/Oil:Combustion Turbine | DEF | DEF | 2023: 84.42%; 2024: 88.52%; 2025: 80.57%; 2026: 88.86%; 2027: 88.49%
BARTOW_P 2 | Gas/Oil:Combustion Turbine | DEF | DEF | 2023: 90.16%; 2024: 86.64%; 2025: 95.92%; 2026: 95.92%; 2027: 96.65%; 2028: 95.86%; 2029: 96.65%; 2030: 95.36%; 2031: 96.65%; 2032: 96.17%; 2033: 96.65%; 2034: 96.3%
BARTOW_P 3 | Gas/Oil:Combustion Turbine | DEF | DEF | 2023: 87.99%; 2024: 87.61%; 2025: 93.47%; 2026: 93.29%; 2027: 92.41%
BARTOW_P 4 | Gas/Oil:Combustion Turbine | DEF | DEF | 2023: 83.04%; 2024: 79.67%; 2025: 87.04%; 2026: 87.73%; 2027: 87.94%; 2028: 88.04%; 2029: 87.04%; 2030: 87.52%; 2031: 87.52%; 2032: 86.36%; 2033: 87.73%; 2034: 87.9%
Battery 2 Hours | Storage:Battery | DEF | DEF | 2027: 97.53%; 2028: 97.54%; 2029: 97.67%; 2030: 97.53%; 2031: 97.53%; 2032: 97.68%; 2033: 97.53%; 2034: 97.53%; 2035: 97.67%; 2036: 97.54%; 2037: 97.53%; 2038: 97.53%; 2039: 97.53%; 2040: 97.68%; 2041: 97.53%
Battery 4 Hours | Storage:Battery | DEF | DEF | [9 empty] | 97.55% | 97.57% | 97.59% | 97.58% | 97.58% | 97.58% | 97.58% | 97.58% | 97.58% | 97.58% | 97.58% | 97.58% | 97.58% | 97.58% | 97.58% | 97.58% | 97.58% | 97.58% | 97.56% | 97.57% | 97.58% | 97.57% | 97.58% | 97.53% | 97.57% | 97.63%
BAYBORO_P 1 | Gas/Oil:Combustion Turbine | DEF | DEF | 2023: 94.49%; 2024: 94%; 2025: 93.93%
BAYBORO_P 2 | Gas/Oil:Combustion Turbine | DEF | DEF | 2023: 94.04%; 2024: 93.42%; 2025: 94.45%
BAYBORO_P 3 | Gas/Oil:Combustion Turbine | DEF | DEF | 2023: 92.87%; 2024: 93.43%; 2025: 93.23%
BAYBORO_P 4 | Gas/Oil:Combustion Turbine | DEF | DEF | 2023: 93.27%; 2024: 93.29%; 2025: 93.08%
Citrus CC 1 | Gas/Oil:Combined Cycle | DEF | DEF | 88.52% | 89.45% | 82.68% | 88.56% | 88.99% | 78.16% | 86.41% | 86.11% | 80.54% | 86.53% | 86.11% | 86.41% | 86.49% | 86.45% | 80.58% | 86.41% | 86.49% | 77.99% | 86.11% | 86.79% | 80.58% | 86.45% | 86.24% | 86.71% | 86.24% | 86.58% | 80.5% | 86.79% | 86.41% | 77.91% | 86.79% | 86.41% | 80.88% | 86.15% | 80.8%
Citrus CC 1 Duct | Gas/Oil:Combined Cycle | DEF | DEF | 89% | 89.25% | 83.9% | 90.04% | 89.63% | 80.27% | 87.81% | 88.1% | 83.25% | 88.3% | 88.1% | 88.36% | 88.27% | 87.84% | 83.21% | 87.81% | 88.27% | 80.44% | 88.1% | 87.98% | 83.21% | 87.84% | 87.98% | 88.07% | 87.98% | 87.72% | 83.29% | 87.98% | 87.81% | 80.52% | 87.98% | 88.36% | 82.92% | 88.13% | 83%
Citrus CC 2 | Gas/Oil:Combined Cycle | DEF | DEF | 86.23% | 88.26% | 88.02% | 82.9% | 88.83% | 77.31% | 86.24% | 86.24% | 80.4% | 86.28% | 86.24% | 86.05% | 85.66% | 85.77% | 79.96% | 85.73% | 86% | 77.96% | 85.91% | 85.73% | 79.96% | 85.77% | 86.24% | 86.05% | 85.91% | 85.8% | 80.49% | 86.05% | 85.99% | 78.51% | 86.24% | 96.76% | 96.99% | 86.03% | 81.05%
Citrus CC 2 Duct | Gas/Oil:Combined Cycle | DEF | DEF | 88.13% | 89.99% | 89.61% | 82.51% | 88.7% | 80.87% | 87.56% | 87.56% | 83.08% | 87.59% | 87.56% | 87.77% | 87.63% | 88.18% | 82.99% | 88.15% | 87.83% | 80.12% | 87.93% | 88.15% | 82.99% | 88.18% | 87.56% | 87.77% | 87.93% | 87.56% | 82.97% | 87.77% | 87.26% | 79.48% | 87.56% | 96.66% | 96.39% | 87.29% | 82.33%
Crystal 4 | Coal:Conventional | DEF | DEF | 2023: 89.06%; 2024: 72.03%; 2025: 89.02%; 2026: 82.16%; 2027: 89.3%; 2028: 82.23%; 2029: 89.02%; 2030: 81.9%; 2031: 89.33%; 2032: 71.8%; 2033: 89.05%; 2034: 88.75%
Crystal 5 | Coal:Conventional | DEF | DEF | 2023: 71.98%; 2024: 89.3%; 2025: 82.03%; 2026: 89.03%; 2027: 82.11%; 2028: 89.3%; 2029: 82.19%; 2030: 88.99%; 2031: 71.42%; 2032: 89.14%; 2033: 81.76%; 2034: 88.73%
DEBARY 10 | Gas/Oil:Combustion Turbine | DEF | DEF | 2023: 84.56%; 2024: 84.58%; 2025: 83.79%; 2026: 83.85%; 2027: 83.74%; 2028: 84.12%; 2029: 84.26%; 2030: 73.05%; 2031: 84.01%; 2032: 84.17%; 2033: 83.14%; 2034: 83.49%; 2035: 83.14%; 2036: 84.47%
DEBARY 2 | Gas/Oil:Combustion Turbine | DEF | DEF | 2023: 89.26%; 2024: 88.65%; 2025: 89.9%; 2026: 89.66%; 2027: 89.22%
DEBARY 3 | Gas/Oil:Combustion Turbine | DEF | DEF | 2023: 88.27%; 2024: 83.74%; 2025: 89.51%; 2026: 88.04%; 2027: 89.32%
DEBARY 4 | Gas/Oil:Combustion Turbine | DEF | DEF | 2023: 87.62%; 2024: 88.75%; 2025: 86.61%; 2026: 86.57%; 2027: 88.13%
DEBARY 5 | Gas/Oil:Combustion Turbine | DEF | DEF | 2023: 79.88%; 2024: 83.72%; 2025: 83.74%; 2026: 85.02%; 2027: 84.03%
DEBARY 6 | Gas/Oil:Combustion Turbine | DEF | DEF | 2023: 87.38%; 2024: 91.77%; 2025: 91.85%; 2026: 92.8%; 2027: 92.37%
DEBARY 7 | Gas/Oil:Combustion Turbine | DEF | DEF | 2023: 93.54%; 2024: 71.28%; 2025: 93.54%; 2026: 93.73%; 2027: 84.46%; 2028: 94%; 2029: 92.67%; 2030: 93.98%; 2031: 84.92%; 2032: 93.75%; 2033: 93.54%; 2034: 93.29%; 2035: 93.67%; 2036: 94.54%
DEBARY 8 | Gas/Oil:Combustion Turbine | DEF | DEF | 2023: 86.91%; 2024: 71.14%; 2025: 85.43%; 2026: 85.31%; 2027: 78.42%; 2028: 84.98%; 2029: 85.73%; 2030: 79.22%; 2031: 87.03%; 2032: 86.02%; 2033: 86.1%; 2034: 86.85%; 2035: 87.16%; 2036: 85.59%
DEBARY 9 | Gas/Oil:Combustion Turbine | DEF | DEF | 2023: 85.3%; 2024: 85.51%; 2025: 82.24%; 2026: 85.25%; 2027: 85.19%; 2028: 85.11%; 2029: 79.47%; 2030: 84.72%; 2031: 84.72%; 2032: 84.94%; 2033: 84.66%; 2034: 85.12%; 2035: 84.54%; 2036: 84.52%
DEF Nuclear Natrium | Nuclear:Nuclear | DEF | DEF | 2048: 95.39%; 2049: 94.22%; 2050: 95.34%; 2051: 93.97%; 2052: 94.29%; 2053: 93.93%; 2054: 94.87%; 2055: 93.94%; 2056: 94.63%; 2057: 94.03%
DEF Nuclear Natrium - Storage | Storage:Battery | DEF | DEF | 2048: 100%; 2049: 100%; 2050: 100%; 2051: 100%; 2052: 100%; 2053: 100%; 2054: 100%; 2055: 100%; 2056: 100%; 2057: 100%
DEF Nuclear Natrium - Storage PTC | Storage:Battery | DEF | DEF | 2038: 100%; 2039: 100%; 2040: 100%; 2041: 100%; 2042: 100%; 2043: 100%; 2044: 100%; 2045: 100%; 2046: 100%; 2047: 100%; 2048: 100%; 2049: 100%; 2050: 100%; 2051: 100%; 2052: 100%; 2053: 100%; 2054: 100%; 2055: 100%; 2056: 100%; 2057: 100%
DEF Nuclear Natrium PTC | Nuclear:Nuclear | DEF | DEF | 2038: 96.05%; 2039: 94.24%; 2040: 94.47%; 2041: 94.11%; 2042: 94.7%; 2043: 93.98%; 2044: 94.63%; 2045: 94%; 2046: 94.26%; 2047: 93.99%; 2048: 94.09%; 2049: 93.97%; 2050: 94.17%; 2051: 94.13%; 2052: 93.97%; 2053: 94.01%; 2054: 93.35%; 2055: 94.07%; 2056: 93.08%; 2057: 93.98%
Gen 190MW CT | Gas/Oil:Combustion Turbine | DEF | DEF | [6 empty] | 95.5% | 94.75% | 94.77% | 94.74% | 94.74% | 96.33% | 94.72% | 94.7% | 94.7% | 94.76% | 94.73% | 94.76% | 94.66% | 94.75% | 94.7% | 94.7% | 94.79% | 94.65% | 94.7% | 94.72% | 94.64% | 94.63% | 94.7% | 94.79% | 94.7% | 94.68% | 94.71% | 94.74% | 94.76%
Gen 190MW CT H2 | Gas/Oil:Combustion Turbine | DEF | DEF | 2043: 97.43%; 2044: 94.84%; 2045: 94.91%; 2046: 94.67%; 2047: 95.4%; 2048: 94.65%; 2049: 95.72%; 2050: 94.66%; 2051: 94.69%; 2052: 94.78%; 2053: 94.76%; 2054: 94.69%; 2055: 94.65%; 2056: 94.72%; 2057: 94.72%
HEAT | Demand:Demand Response | DEF | DEF | 100% | 100% | 100% | 100% | 100% | 100% | 100% | 100% | 100% | 100% | 100% | 100% | 100% | 100% | 100% | 100% | 100% | 100% | 100% | 100% | 100% | 100% | 100% | 100% | 100% | 100% | 100% | 100% | 100% | 100% | 100% | 100% | 100% | 100% | 100%
Hines CC 1 | Gas/Oil:Combined Cycle | DEF | DEF | 2023: 75.87%; 2024: 77.82%; 2025: 90.2%; 2026: 76.25%; 2027: 90.7%; 2028: 79.74%; 2029: 90.59%; 2030: 84.76%; 2031: 90.59%; 2032: 84.39%; 2033: 90.2%; 2034: 77.02%; 2035: 91.05%; 2036: 84.84%; 2037: 90.56%; 2038: 78.4%; 2039: 91.96%
Hines CC 2 | Gas/Oil:Combined Cycle | DEF | DEF | 85.23% | 93.89% | 85.06% | 93.87% | 89.98% | 94.03% | 79.55% | 94.01% | 87.9% | 93.57% | 88.03% | 94.01% | 87.46% | 93.82% | 88.26% | 93.73% | 79.8% | 93.99% | 87.89% | 93.59% | 95.71%
Hines CC 3 | Gas/Oil:Combined Cycle | DEF | DEF | 85.34% | 86.98% | 94.65% | 85.45% | 94.76% | 88.77% | 94.65% | 80.1% | 94.76% | 88.77% | 94.65% | 88.76% | 94.65% | 87% | 94.76% | 88.82% | 94.76% | 82.31% | 94.94% | 88.74% | 94.76% | 88.96% | 95.75%
Hines CC 4 | Gas/Oil:Combined Cycle | DEF | DEF | 70.36% | 81.11% | 68.55% | 80.21% | 75.23% | 80.69% | 75.59% | 80.43% | 69.23% | 80.45% | 75.53% | 80.86% | 72.16% | 81.24% | 75.49% | 80.46% | 75.71% | 80.27% | 72.34% | 80.97% | 75.74% | 80.45% | 75.59% | 80.43% | 82.32%
INT CITY 1 | Gas/Oil:Combustion Turbine | DEF | DEF | 2023: 93.05%; 2024: 98.14%; 2025: 98.14%; 2026: 97.74%; 2027: 97.74%; 2028: 97.48%; 2029: 97.74%; 2030: 97.56%; 2031: 97.47%; 2032: 98.14%; 2033: 97.57%; 2034: 97.9%
INT CITY 10 | Gas/Oil:Combustion Turbine | DEF | DEF | 2023: 90.04%; 2024: 95.58%; 2025: 95.28%; 2026: 87.71%; 2027: 95.4%; 2028: 95%; 2029: 95.28%; 2030: 95.69%; 2031: 95.28%; 2032: 81.24%; 2033: 95.4%; 2034: 95.28%; 2035: 95.28%; 2036: 95.41%; 2037: 86.55%; 2038: 95.23%
INT CITY 11 | Gas/Oil:Combustion Turbine | DEF | DEF | 93.36% | 93.38% | 92.67% | 92.91% | 93.09% | 93.49% | 93.36% | 92.82% | 93.36% | 93.64% | 93.2% | 92.94% | 92.94% | 93.11% | 93.62% | 93.2% | 93.55% | 93.38% | 93.36% | 92.94% | 93.43% | 92.57%
INT CITY 12 | Gas/Oil:Combustion Turbine | DEF | DEF | 96.29% | 95.49% | 96.05% | 79.83% | 95.59% | 96.3% | 95.54% | 96.29% | 95.18% | 81.7% | 96.29% | 95.86% | 87.05% | 95.95% | 95.86% | 96.29% | 95.91% | 95.68% | 95.86% | 95.86% | 95.91% | 95.93% | 95.87%
INT CITY 13 | Gas/Oil:Combustion Turbine | DEF | DEF | 94.94% | 95.02% | 76.56% | 94.52% | 94.52% | 94.96% | 94.94% | 95.61% | 85.51% | 94.24% | 95.61% | 82.59% | 95.18% | 94.54% | 85.81% | 94.76% | 95.61% | 95.2% | 95.37% | 94.76% | 94.52% | 95.2% | 95.58%
INT CITY 14 | Gas/Oil:Combustion Turbine | DEF | DEF | 88.38% | 97.31% | 96.65% | 81.67% | 97.3% | 96.78% | 96.67% | 96.9% | 87.38% | 96.66% | 97.3% | 96.67% | 84.52% | 96.68% | 96.77% | 96.9% | 96.67% | 96.91% | 96.9% | 97.3% | 96.9% | 97.31% | 97.24%
INT CITY 2 | Gas/Oil:Combustion Turbine | DEF | DEF | 2023: 85.24%; 2024: 85.07%; 2025: 83.94%; 2026: 84.08%; 2027: 84.44%; 2028: 85.5%; 2029: 84.88%; 2030: 84.66%; 2031: 84.73%; 2032: 85.79%; 2033: 84.81%; 2034: 86.44%
INT CITY 3 | Gas/Oil:Combustion Turbine | DEF | DEF | 2023: 89.34%; 2024: 97.82%; 2025: 95.99%; 2026: 98.12%; 2027: 98.35%; 2028: 98.35%; 2029: 93.43%; 2030: 98.35%; 2031: 96.79%; 2032: 98.13%; 2033: 97.81%; 2034: 97.91%
INT CITY 4 | Gas/Oil:Combustion Turbine | DEF | DEF | 2023: 85.05%; 2024: 83.23%; 2025: 83.5%; 2026: 85.45%; 2027: 85.13%; 2028: 84.6%; 2029: 85.28%; 2030: 84.95%; 2031: 85.52%; 2032: 83.88%; 2033: 84.23%; 2034: 83.92%
INT CITY 5 | Gas/Oil:Combustion Turbine | DEF | DEF | 2023: 97.4%; 2024: 97.27%; 2025: 97.4%; 2026: 92.53%; 2027: 97.2%; 2028: 97.72%; 2029: 97.86%; 2030: 92.37%; 2031: 97.11%; 2032: 97.63%; 2033: 97.72%; 2034: 97.22%
INT CITY 6 | Gas/Oil:Combustion Turbine | DEF | DEF | 2023: 98.15%; 2024: 98.56%; 2025: 97.85%; 2026: 98.15%; 2027: 98.15%; 2028: 97.85%; 2029: 98.15%; 2030: 97.85%; 2031: 98.15%; 2032: 98.56%; 2033: 97.85%; 2034: 98.61%
INT CITY 7 | Gas/Oil:Combustion Turbine | DEF | DEF | 2023: 88.13%; 2024: 89.05%; 2025: 82.3%; 2026: 88.76%; 2027: 88.76%; 2028: 88.7%; 2029: 76.64%; 2030: 89.03%; 2031: 88.33%; 2032: 89.03%; 2033: 89.21%; 2034: 80.89%; 2035: 88.62%; 2036: 88.91%; 2037: 89.21%; 2038: 88.42%
INT CITY 8 | Gas/Oil:Combustion Turbine | DEF | DEF | 2023: 79.53%; 2024: 90.05%; 2025: 93.2%; 2026: 93.42%; 2027: 93.75%; 2028: 80.43%; 2029: 93.35%; 2030: 93.31%; 2031: 93.38%; 2032: 93.62%; 2033: 85.38%; 2034: 92.69%; 2035: 93.35%; 2036: 93.62%; 2037: 93.75%; 2038: 93.46%
INT CITY 9 | Gas/Oil:Combustion Turbine | DEF | DEF | 2023: 69.08%; 2024: 88.27%; 2025: 88.23%; 2026: 88.45%; 2027: 75.91%; 2028: 88.88%; 2029: 88.89%; 2030: 88.67%; 2031: 88.27%; 2032: 81.38%; 2033: 89.04%; 2034: 88.78%; 2035: 88.78%; 2036: 88.78%; 2037: 88.34%; 2038: 88.45%
INTER | Demand:Demand Response | DEF | DEF | 100% | 100% | 100% | 100% | 100% | 100% | 100% | 100% | 100% | 100% | 100% | 100% | 100% | 100% | 100% | 100% | 100% | 100% | 100% | 100% | 100% | 100% | 100% | 100% | 100% | 100% | 100% | 100% | 100% | 100% | 100% | 100% | 100% | 100% | 100%
Mulberry | Gas/Oil:Combined Cycle | DEF | DEF | 2023: 51.88%; 2024: 49.64%
New DEF OnShore Wind | Renewable:Wind | DEF | DEF | 2048: 14.51%; 2049: 16.6%; 2050: 17.48%; 2051: 17.5%; 2052: 17.38%; 2053: 16.86%; 2054: 17.06%; 2055: 17.21%; 2056: 17.19%; 2057: 17.34%
New DEF OnShore Wind PTC | Renewable:Wind | DEF | DEF | 2043: 14.39%; 2044: 16.41%; 2045: 16.84%; 2046: 17.07%; 2047: 17.2%; 2048: 17.55%; 2049: 17.54%; 2050: 17.52%; 2051: 17.42%; 2052: 17.44%; 2053: 17.87%; 2054: 17.98%; 2055: 18.14%; 2056: 18.4%; 2057: 21.25%
NSG Vand CT 1 | Gas/Oil:Combustion Turbine | DEF | DEF | 2023: 90.69%; 2024: 91.3%; 2025: 91.76%; 2026: 91.73%; 2027: 90.66%
NSG Vand CT 2 | Gas/Oil:Combustion Turbine | DEF | DEF | 2023: 92.24%; 2024: 96.19%; 2025: 93.92%; 2026: 91.46%; 2027: 82.09%
NSG Vand CT 3 | Gas/Oil:Combustion Turbine | DEF | DEF | 2023: 91.04%; 2024: 91.65%; 2025: 96.16%; 2026: 89.2%; 2027: 96%
NSG Vand CT 4 | Gas/Oil:Combustion Turbine | DEF | DEF | 2023: 94.71%; 2024: 95.94%; 2025: 88.73%; 2026: 96.1%; 2027: 96.11%
Orange Cogen | Gas/Oil:Combined Cycle | DEF | DEF | 2023: 54.98%; 2024: 54.99%; 2025: 54.98%
Orlando Cogen | Gas/Oil:Combined Cycle | DEF | DEF | 2023: 90.39%
Osprey 1 0 | Gas/Oil:Combined Cycle | DEF | DEF | 2023: 74.25%; 2024: 87.21%
Osprey 1 1 | Gas/Oil:Combined Cycle | DEF | DEF | 2023: 65.34%; 2024: 80.98%
Osprey 1 2 | Gas/Oil:Combined Cycle | DEF | DEF | 2023: 61.16%; 2024: 83.45%
OspreyAcq | Gas/Oil:Combined Cycle | DEF | DEF |  | 93.44% | 87.69% | 87.4% | 85.01% | 87.35% | 83.52% | 86.44% | 86.43% | 87.43% | 87.31% | 87.11% | 83.78% | 83.49% | 87.61% | 87.11% | 87.36% | 83.57% | 83.74% | 86.82% | 87.93% | 93.89%
OspreyAcqDF | Gas/Oil:Combined Cycle | DEF | DEF |  | 93.44% | 88.26% | 88.61% | 86.67% | 88.14% | 84.83% | 87.97% | 87.36% | 88.04% | 88.11% | 88.36% | 85.13% | 84.97% | 88.36% | 88.36% | 88.06% | 84.87% | 85.18% | 88.72% | 87.35% | 92.78%
Pasco County | Renewable:Biomass | DEF | DEF | 2023: 83.84%; 2024: 83.88%; 2025: 83.29%; 2026: 40%; 2027: 40%; 2028: 40.16%; 2029: 40%; 2030: 40%; 2031: 40%; 2032: 39.89%; 2033: 40%; 2034: 40%; 2035: 40%; 2036: 40.16%; 2037: 40%; 2038: 40%; 2039: 40%; 2040: 40.16%; 2041: 40%; 2042: 40%
Pinellas County | Renewable:Biomass | DEF | DEF | 2023: 73.7%; 2024: 75.14%; 2025: 74.79%; 2026: 40%; 2027: 40%; 2028: 40.16%; 2029: 40%; 2030: 40%; 2031: 40%; 2032: 40.16%; 2033: 40%; 2034: 40%; 2035: 40%; 2036: 39.89%; 2037: 40%; 2038: 40%; 2039: 40%; 2040: 39.89%; 2041: 40%; 2042: 40%
Shady Hills 1 | Gas/Oil:Combustion Turbine | DEF | DEF | 2023: 93.94%; 2024: 92.63%
Shady Hills 2 | Gas/Oil:Combustion Turbine | DEF | DEF | 2023: 93.69%; 2024: 92.66%
Shady Hills 3 | Gas/Oil:Combustion Turbine | DEF | DEF | 2023: 93.66%; 2024: 72.67%
Solar 3rdParty Block 1 | Renewable:Solar PV | DEF | DEF |  | 22.72% | 23.56% | 23.2% | 23.56% | 23.35% | 23.56% | 23.41% | 23.56% | 23.56% | 23.56% | 23.56% | 23.56% | 23.56% | 23.56% | 23.56% | 23.56% | 23.56% | 23.56% | 23.56% | 23.56% | 23.56% | 23.56% | 23.56% | 23.56% | 23.56% | 23.56% | 23.56% | 23.56% | 23.57% | 23.56% | 23.56% | 23.56% | 27.5% | 23.56%
Solar 3rdParty Block 2 | Renewable:Solar PV | DEF | DEF | [9 empty] | 22.72% | 23.56% | 23.25% | 23.56% | 23.37% | 23.56% | 23.42% | 23.56% | 23.56% | 23.56% | 23.56% | 23.56% | 23.56% | 23.56% | 23.56% | 23.56% | 23.56% | 23.56% | 23.56% | 23.56% | 23.57% | 23.56% | 23.56% | 23.56% | 27.5% | 23.56%
Solar 3rdParty Block 3 | Renewable:Solar PV | DEF | DEF | 2040: 22.72%; 2041: 23.56%; 2042: 23.25%; 2043: 23.56%; 2044: 23.37%; 2045: 23.56%; 2046: 23.42%; 2047: 23.56%; 2048: 23.56%; 2049: 23.56%; 2050: 23.56%; 2051: 23.56%; 2052: 23.57%; 2053: 23.56%; 2054: 23.56%; 2055: 23.56%; 2056: 27.5%; 2057: 23.56%
Solar 3rdParty Block 4 | Renewable:Solar PV | DEF | DEF | 2048: 22.72%; 2049: 23.56%; 2050: 23.25%; 2051: 23.56%; 2052: 23.57%; 2053: 23.56%; 2054: 23.56%; 2055: 23.56%; 2056: 27.5%; 2057: 23.56%
Solar DEF Bay Ranch | Renewable:Solar PV | DEF | DEF | 28.85% | 28.65% | 28.66% | 28.66% | 28.66% | 28.65% | 28.66% | 28.66% | 28.66% | 28.65% | 28.66% | 28.66% | 28.66% | 28.65% | 28.66% | 28.66% | 28.66% | 28.65% | 28.66% | 28.66% | 28.66% | 28.65% | 28.66% | 28.66% | 28.66% | 28.65% | 28.66% | 28.66% | 28.66% | 28.67% | 28.68% | 28.66% | 28.66% | 28.67% | 28.66%
Solar DEF Bay Trail | Renewable:Solar PV | DEF | DEF | 28.67% | 28.66% | 28.67% | 28.67% | 28.67% | 28.66% | 28.67% | 28.67% | 28.67% | 28.66% | 28.67% | 28.67% | 28.67% | 28.66% | 28.67% | 28.67% | 28.67% | 28.66% | 28.67% | 28.67% | 28.67% | 28.66% | 28.67% | 28.67% | 28.67% | 28.66% | 28.67% | 28.67% | 28.67% | 28.49% | 28.67% | 28.67% | 28.67% | 28.68% | 28.67%
Solar DEF Charlie Creek | Renewable:Solar PV | DEF | DEF | 27.24% | 27.23% | 27.24% | 27.24% | 27.24% | 27.23% | 27.24% | 27.24% | 27.24% | 27.23% | 27.24% | 27.24% | 27.24% | 27.23% | 27.24% | 27.24% | 27.24% | 27.23% | 27.24% | 27.24% | 27.24% | 27.23% | 27.24% | 27.24% | 27.24% | 27.23% | 27.24% | 27.24% | 27.24% | 27.04% | 27.24% | 27.24% | 27.24% | 27.25% | 27.24%
Solar DEF Columbia | Renewable:Solar PV | DEF | DEF | 27.23% | 27.22% | 27.23% | 27.23% | 27.23% | 27.22% | 27.23% | 27.23% | 27.23% | 27.22% | 27.23% | 27.23% | 27.23% | 27.22% | 27.23% | 27.23% | 27.23% | 27.22% | 27.23% | 27.23% | 27.23% | 27.22% | 27.23% | 27.23% | 27.23% | 27.22% | 27.23% | 27.36% | 27.23% | 27.24% | 27.23% | 27.23% | 27.23% | 27.24% | 27.23%
Solar DEF County Line | Renewable:Solar PV | DEF | DEF |  |  | 29.3% | 28.66% | 28.66% | 28.65% | 28.66% | 28.66% | 28.66% | 28.65% | 28.66% | 28.66% | 28.66% | 28.65% | 28.66% | 28.66% | 28.66% | 28.65% | 28.66% | 28.66% | 28.66% | 28.65% | 28.66% | 28.66% | 28.66% | 28.65% | 28.66% | 28.66% | 28.66% | 28.67% | 28.66% | 28.66% | 28.74% | 28.67% | 28.66%
Solar DEF Debary | Renewable:Solar PV | DEF | DEF | 23.56% | 23.55% | 23.56% | 23.56% | 23.56% | 23.55% | 23.56% | 23.56% | 23.56% | 23.55% | 23.56% | 23.56% | 23.56% | 23.55% | 23.56% | 23.56% | 23.56% | 23.55% | 23.56% | 23.56% | 23.56% | 23.55% | 23.56% | 23.56% | 23.56% | 23.55% | 23.56% | 23.54% | 23.56% | 23.57% | 23.56% | 23.56% | 23.56% | 27.5% | 23.56%
Solar DEF Duette | Renewable:Solar PV | DEF | DEF | 27.24% | 27.23% | 27.24% | 27.24% | 27.24% | 27.23% | 27.24% | 27.24% | 27.24% | 27.23% | 27.24% | 27.24% | 27.24% | 27.23% | 27.24% | 27.24% | 27.24% | 27.23% | 27.24% | 27.24% | 27.24% | 27.23% | 27.24% | 27.24% | 27.24% | 27.23% | 27.24% | 27.24% | 27.03% | 27.25% | 27.24% | 27.24% | 27.24% | 27.25% | 27.24%
Solar DEF Falmouth | Renewable:Solar PV | DEF | DEF |  | 29.68% | 28.66% | 28.66% | 28.66% | 28.65% | 28.66% | 28.66% | 28.66% | 28.65% | 28.66% | 28.66% | 28.66% | 28.65% | 28.66% | 28.66% | 28.66% | 28.65% | 28.66% | 28.66% | 28.66% | 28.65% | 28.66% | 28.66% | 28.66% | 28.65% | 28.66% | 28.66% | 28.66% | 28.67% | 28.66% | 28.78% | 28.66% | 28.67% | 28.66%
Solar DEF Fort Green | Renewable:Solar PV | DEF | DEF | 28.67% | 28.66% | 28.67% | 28.67% | 28.67% | 28.66% | 28.67% | 28.67% | 28.67% | 28.66% | 28.67% | 28.67% | 28.67% | 28.66% | 28.67% | 28.67% | 28.67% | 28.66% | 28.67% | 28.67% | 28.67% | 28.66% | 28.67% | 28.67% | 28.67% | 28.66% | 28.67% | 28.67% | 28.67% | 28.54% | 28.67% | 28.67% | 28.67% | 28.67% | 28.67%
Solar DEF Hamilton | Renewable:Solar PV | DEF | DEF | 27.24% | 27.23% | 27.24% | 27.24% | 27.24% | 27.23% | 27.24% | 27.24% | 27.24% | 27.23% | 27.24% | 27.24% | 27.24% | 27.23% | 27.24% | 27.24% | 27.24% | 27.23% | 27.24% | 27.24% | 27.24% | 27.23% | 27.24% | 27.24% | 27.24% | 27.17% | 27.24% | 27.24% | 27.24% | 27.24% | 27.24% | 27.24% | 27.24% | 27.24% | 27.24%
Solar DEF Hardeetown | Renewable:Solar PV | DEF | DEF | 28.85% | 28.65% | 28.66% | 28.66% | 28.66% | 28.65% | 28.66% | 28.66% | 28.66% | 28.65% | 28.66% | 28.66% | 28.66% | 28.65% | 28.66% | 28.66% | 28.66% | 28.65% | 28.66% | 28.66% | 28.66% | 28.65% | 28.66% | 28.66% | 28.66% | 28.65% | 28.66% | 28.66% | 28.66% | 28.67% | 28.68% | 28.66% | 28.66% | 28.67% | 28.66%
Solar DEF High Spring | Renewable:Solar PV | DEF | DEF | 26.95% | 28.66% | 28.67% | 28.67% | 28.67% | 28.66% | 28.67% | 28.67% | 28.67% | 28.66% | 28.67% | 28.67% | 28.67% | 28.66% | 28.67% | 28.67% | 28.67% | 28.66% | 28.67% | 28.67% | 28.67% | 28.66% | 28.67% | 28.67% | 28.67% | 28.66% | 28.67% | 28.67% | 28.67% | 28.67% | 28.54% | 28.67% | 28.67% | 28.67% | 28.67%
Solar DEF Hildreth | Renewable:Solar PV | DEF | DEF | 28.85% | 28.65% | 28.66% | 28.66% | 28.66% | 28.65% | 28.66% | 28.66% | 28.66% | 28.65% | 28.66% | 28.66% | 28.66% | 28.65% | 28.66% | 28.66% | 28.66% | 28.65% | 28.66% | 28.66% | 28.66% | 28.65% | 28.66% | 28.66% | 28.66% | 28.65% | 28.66% | 28.66% | 28.66% | 28.67% | 28.68% | 28.66% | 28.66% | 28.67% | 28.66%
Solar DEF Lake Placid | Renewable:Solar PV | DEF | DEF | 27.05% | 27.03% | 27.06% | 27.05% | 27.05% | 27.03% | 27.04% | 27.04% | 27.05% | 27.03% | 27.04% | 27.04% | 27.04% | 27.03% | 27.04% | 27.04% | 27.04% | 27.03% | 27.03% | 27.05% | 27.04% | 27.03% | 27.04% | 27.04% | 27.04% | 27.03% | 26.92% | 27.04% | 27.04% | 27.04% | 27.04% | 27.04% | 27.04% | 27.04% | 27.04%
Solar DEF Mule Creek | Renewable:Solar PV | DEF | DEF |  | 29.29% | 28.66% | 28.66% | 28.66% | 28.65% | 28.66% | 28.66% | 28.66% | 28.65% | 28.66% | 28.66% | 28.66% | 28.65% | 28.66% | 28.66% | 28.66% | 28.65% | 28.66% | 28.66% | 28.66% | 28.65% | 28.66% | 28.66% | 28.66% | 28.65% | 28.66% | 28.66% | 28.66% | 28.67% | 28.66% | 28.74% | 28.66% | 28.67% | 28.66%
Solar DEF NEW 1 | Renewable:Solar PV | DEF | DEF | [12 empty] | 28.09% | 27.04% | 27.05% | 27.05% | 27.05% | 27.04% | 27.05% | 27.05% | 27.05% | 27.04% | 27.05% | 27.05% | 27.05% | 27.04% | 27.05% | 27.05% | 27.05% | 27.05% | 27.05% | 27.05% | 21.67%
Solar DEF NEW 1 PTC | Renewable:Solar PV | DEF | DEF | 2025: 28.09%; 2026: 27.05%; 2027: 27.05%; 2028: 27.04%; 2029: 27.05%; 2030: 27.05%; 2031: 27.05%; 2032: 27.04%; 2033: 27.05%; 2034: 27.05%; 2035: 21.67%
Solar DEF NEW 2 | Renewable:Solar PV | DEF | DEF | [12 empty] | 17.99% | 27.05% | 27.06% | 27.06% | 27.06% | 27.05% | 27.06% | 27.06% | 27.06% | 27.05% | 27.06% | 27.06% | 27.06% | 27.05% | 27.06% | 27.06% | 27.06% | 27.06% | 27.06% | 27.06% | 27.9%
Solar DEF NEW 2 PTC | Renewable:Solar PV | DEF | DEF | 2025: 17.99%; 2026: 27.06%; 2027: 27.06%; 2028: 27.05%; 2029: 27.06%; 2030: 27.06%; 2031: 27.06%; 2032: 27.05%; 2033: 27.06%; 2034: 27.06%; 2035: 27.9%
Solar DEF NEW 3 | Renewable:Solar PV | DEF | DEF | [14 empty] | 26% | 27.06% | 27.06% | 27.05% | 27.06% | 27.06% | 27.06% | 27.05% | 27.06% | 27.06% | 27.06% | 27.05% | 27.06% | 27.06% | 27.06% | 27.06% | 27.06% | 27.06% | 27.06% | 27.06% | 28.55%
Solar DEF NEW 3 PTC | Renewable:Solar PV | DEF | DEF | 2027: 26%; 2028: 27.05%; 2029: 27.06%; 2030: 27.06%; 2031: 27.06%; 2032: 27.05%; 2033: 27.06%; 2034: 27.06%; 2035: 27.06%; 2036: 27.05%; 2037: 28.55%
Solar DEF NEW 4 | Renewable:Solar PV | DEF | DEF | [13 empty] | 26% | 27.06% | 27.06% | 27.06% | 27.05% | 27.06% | 27.06% | 27.06% | 27.05% | 27.06% | 27.06% | 27.06% | 27.05% | 27.06% | 27.06% | 27.06% | 27.06% | 27.06% | 27.06% | 27.06% | 28.55%
Solar DEF NEW 4 PTC | Renewable:Solar PV | DEF | DEF | 2026: 26%; 2027: 27.06%; 2028: 27.05%; 2029: 27.06%; 2030: 27.06%; 2031: 27.06%; 2032: 27.05%; 2033: 27.06%; 2034: 27.06%; 2035: 27.06%; 2036: 28.51%
Solar DEF NEW 5 | Renewable:Solar PV | DEF | DEF | [13 empty] | 26% | 27.06% | 27.06% | 27.06% | 27.05% | 27.06% | 27.06% | 27.06% | 27.05% | 27.06% | 27.06% | 27.06% | 27.05% | 27.06% | 27.06% | 27.06% | 27.06% | 27.06% | 27.06% | 27.06% | 28.55%
Solar DEF NEW 5 PTC | Renewable:Solar PV | DEF | DEF | 2026: 26%; 2027: 27.06%; 2028: 27.05%; 2029: 27.06%; 2030: 27.06%; 2031: 27.06%; 2032: 27.05%; 2033: 27.06%; 2034: 27.06%; 2035: 27.06%; 2036: 28.51%
Solar DEF Osc Perry Suw | Renewable:Solar PV | DEF | DEF | 23.56% | 23.56% | 23.56% | 23.56% | 23.56% | 23.56% | 23.56% | 23.56% | 23.56% | 23.56% | 23.56% | 23.56% | 23.56% | 23.56% | 23.56% | 23.56% | 23.56% | 23.56% | 23.56% | 23.56% | 23.56% | 23.56% | 23.56% | 23.76% | 24.24%
Solar DEF Sandy Creek | Renewable:Solar PV | DEF | DEF | 27.24% | 27.23% | 27.24% | 27.24% | 27.24% | 27.23% | 27.24% | 27.24% | 27.24% | 27.23% | 27.24% | 27.24% | 27.24% | 27.23% | 27.24% | 27.24% | 27.24% | 27.23% | 27.24% | 27.24% | 27.24% | 27.23% | 27.24% | 27.24% | 27.24% | 27.23% | 27.24% | 27.24% | 27.24% | 27.15% | 27.24% | 27.24% | 27.24% | 27.24% | 27.24%
Solar DEF Santa Fe | Renewable:Solar PV | DEF | DEF | 27.23% | 27.22% | 27.23% | 27.23% | 27.23% | 27.22% | 27.23% | 27.23% | 27.23% | 27.22% | 27.23% | 27.23% | 27.23% | 27.22% | 27.23% | 27.23% | 27.23% | 27.22% | 27.23% | 27.23% | 27.23% | 27.22% | 27.23% | 27.23% | 27.23% | 27.22% | 27.23% | 27.23% | 27.36% | 27.23% | 27.23% | 27.23% | 27.23% | 27.24% | 27.23%
Solar DEF St Pete Pier | Renewable:Solar PV | DEF | DEF | 23.56% | 23.55% | 23.56% | 23.56% | 23.56% | 23.55% | 23.56% | 23.56% | 23.56% | 23.55% | 23.56% | 23.56% | 23.56% | 23.55% | 23.56% | 23.56% | 23.56% | 23.55% | 23.56% | 23.56% | 23.56% | 23.55% | 23.56% | 23.56% | 23.56% | 23.55% | 23.98%
Solar DEF Trenton | Renewable:Solar PV | DEF | DEF | 27.24% | 27.23% | 27.24% | 27.24% | 27.24% | 27.23% | 27.24% | 27.24% | 27.24% | 27.23% | 27.24% | 27.24% | 27.24% | 27.23% | 27.24% | 27.24% | 27.24% | 27.23% | 27.24% | 27.24% | 27.24% | 27.23% | 27.24% | 27.24% | 27.24% | 27.23% | 27.12% | 27.24% | 27.24% | 27.25% | 27.24% | 27.24% | 27.24% | 27.25% | 27.24%
Solar DEF Twin Rivers | Renewable:Solar PV | DEF | DEF | 27.23% | 27.22% | 27.23% | 27.23% | 27.23% | 27.22% | 27.23% | 27.23% | 27.23% | 27.22% | 27.23% | 27.23% | 27.23% | 27.22% | 27.23% | 27.23% | 27.23% | 27.22% | 27.23% | 27.23% | 27.23% | 27.22% | 27.23% | 27.23% | 27.23% | 27.22% | 27.23% | 27.23% | 27.36% | 27.23% | 27.23% | 27.23% | 27.23% | 27.24% | 27.23%
Solar DEF Winquepin | Renewable:Solar PV | DEF | DEF |  | 29.29% | 28.66% | 28.66% | 28.66% | 28.65% | 28.66% | 28.66% | 28.66% | 28.65% | 28.66% | 28.66% | 28.66% | 28.65% | 28.66% | 28.66% | 28.66% | 28.65% | 28.66% | 28.66% | 28.66% | 28.65% | 28.66% | 28.66% | 28.66% | 28.65% | 28.66% | 28.66% | 28.66% | 28.67% | 28.66% | 28.74% | 28.66% | 28.67% | 28.66%
Solar+Storage DEF NEW 1 | Renewable:Solar PV | DEF | DEF | 2039: 22.58%; 2040: 33.08%; 2041: 33.53%; 2042: 33.99%; 2043: 33.99%; 2044: 33.98%; 2045: 33.99%; 2046: 33.99%; 2047: 33.99%; 2048: 33.98%; 2049: 33.99%; 2050: 33.99%; 2051: 33.99%; 2052: 34%; 2053: 33.99%; 2054: 33.99%; 2055: 33.99%; 2056: 34%; 2057: 33.99%
Solar+Storage DEF NEW 1 PTC + ITC | Renewable:Solar PV | DEF | DEF | 2029: 22.59%; 2030: 33.09%; 2031: 33.53%; 2032: 33.97%; 2033: 33.99%; 2034: 33.99%; 2035: 33.99%; 2036: 33.97%; 2037: 33.99%; 2038: 33.99%; 2039: 34.31%; 2040: 34.46%; 2041: 35.04%
Standby | Demand:Demand Response | DEF | DEF | 100% | 100% | 100% | 100% | 100% | 100% | 100% | 100% | 100% | 100% | 100% | 100% | 100% | 100% | 100% | 100% | 100% | 100% | 100% | 100% | 100% | 100% | 100% | 100% | 100% | 100% | 100% | 100% | 100% | 100% | 100% | 100% | 100% | 100% | 100%
SUWANNEE_P 1 | Gas/Oil:Combustion Turbine | DEF | DEF | 2023: 75.21%; 2024: 80.97%; 2025: 80.07%; 2026: 80.91%; 2027: 74.06%; 2028: 82.86%; 2029: 79.88%; 2030: 81.99%; 2031: 82.9%; 2032: 76.78%; 2033: 82.49%; 2034: 83.6%
SUWANNEE_P 2 | Gas/Oil:Combustion Turbine | DEF | DEF | 2023: 79.15%; 2024: 81.56%; 2025: 67.01%; 2026: 82.92%; 2027: 76.57%; 2028: 83.98%; 2029: 84.17%; 2030: 83.31%; 2031: 82.99%; 2032: 82.97%; 2033: 82.92%; 2034: 85.86%
SUWANNEE_P 3 | Gas/Oil:Combustion Turbine | DEF | DEF | 2023: 81.96%; 2024: 90.63%; 2025: 88.48%; 2026: 91.15%; 2027: 90.22%; 2028: 90.78%; 2029: 89.91%; 2030: 90.22%; 2031: 86.69%; 2032: 87.66%; 2033: 90.52%; 2034: 93.53%
Tigerbay 1 | Gas/Oil:Combined Cycle | DEF | DEF | 2023: 85.71%; 2024: 88.52%; 2025: 74.57%; 2026: 88.27%; 2027: 82.76%; 2028: 88.77%; 2029: 74.13%; 2030: 89.21%; 2031: 83.19%; 2032: 88.7%; 2033: 81%; 2034: 88.24%; 2035: 88.53%
U OF FL 1 | Gas/Oil:Combustion Turbine | DEF | DEF | 2023: 86.84%; 2024: 86.79%; 2025: 86.96%; 2026: 86.82%; 2027: 87.43%
Voltage Red | Demand:Demand Response | DEF | DEF | 100% | 100% | 100% | 100% | 100% | 100% | 100% | 100% | 100% | 100% | 100% | 100% | 100% | 100% | 100% | 100% | 100% | 100% | 100% | 100% | 100% | 100% | 100% | 100% | 100% | 100% | 100% | 100% | 100% | 100% | 100% | 100% | 100% | 100% | 100%
WaterHtr_PP | Demand:Demand Response | DEF | DEF | 100% | 100% | 100% | 100% | 100% | 100% | 100% | 100% | 100% | 100% | 100% | 100% | 100% | 100% | 100% | 100% | 100% | 100% | 100% | 100% | 100% | 100% | 100% | 100% | 100% | 100% | 100% | 100% | 100% | 100% | 100% | 100% | 100% | 100% | 100%
Group Totals
Resource | Type | BA | Area | 2023 | 2024 | 2025 | 2026 | 2027 | 2028 | 2029 | 2030 | 2031 | 2032 | 2033 | 2034 | 2035 | 2036 | 2037 | 2038 | 2039 | 2040 | 2041 | 2042 | 2043 | 2044 | 2045 | 2046 | 2047 | 2048 | 2049 | 2050 | 2051 | 2052 | 2053 | 2054 | 2055 | 2056 | 2057
Total | Coal:Conventional | DEF | DEF | 2023: 80.56%; 2024: 80.63%; 2025: 85.54%; 2026: 85.58%; 2027: 85.72%; 2028: 85.75%; 2029: 85.62%; 2030: 85.42%; 2031: 80.42%; 2032: 80.43%; 2033: 85.43%; 2034: 88.74%
Total | Demand:Demand Response | DEF | DEF | 100% | 100% | 100% | 100% | 100% | 100% | 100% | 100% | 100% | 100% | 100% | 100% | 100% | 100% | 100% | 100% | 100% | 100% | 100% | 100% | 100% | 100% | 100% | 100% | 100% | 100% | 100% | 100% | 100% | 100% | 100% | 100% | 100% | 100% | 100%
Total | Gas/Oil:Combined Cycle | DEF | DEF | 81.5% | 84.78% | 85.43% | 86.22% | 86.98% | 83.93% | 86.2% | 87.06% | 85.49% | 87.83% | 86.78% | 87.31% | 87.08% | 87.3% | 84.22% | 87.28% | 86.91% | 84.35% | 85.93% | 88.08% | 86.09% | 87.76% | 84.02% | 87.36% | 88.03% | 88.39% | 83.97% | 86.49% | 86.26% | 78.31% | 86.57% | 91.61% | 88.95% | 86.17% | 81.02%
Total | Gas/Oil:Combustion Turbine | DEF | DEF | 89.6% | 89.75% | 89.89% | 89.76% | 89.43% | 90.63% | 90.44% | 90.71% | 90.26% | 89.85% | 91.3% | 92.58% | 92.53% | 93.76% | 93.57% | 94.53% | 94.81% | 94.8% | 94.74% | 94.76% | 95.35% | 94.83% | 94.9% | 94.66% | 95.08% | 94.68% | 95.38% | 94.65% | 94.7% | 94.78% | 94.74% | 94.69% | 94.67% | 94.73% | 94.73%
Total | Gas/Oil:Steam Turbine | DEF | DEF | 2023: 86.12%; 2024: 86.53%; 2025: 68.38%; 2026: 83.72%; 2027: 87.93%; 2028: 88%; 2029: 87.76%; 2030: 85.47%; 2031: 85.2%; 2032: 88.09%; 2033: 87.88%; 2034: 87.95%; 2035: 87.83%; 2036: 85.39%; 2037: 85.21%; 2038: 87.93%; 2039: 87.79%; 2040: 87.85%; 2041: 87.78%; 2042: 90.74%
Total | Nuclear:Nuclear | DEF | DEF | 2038: 96.05%; 2039: 94.24%; 2040: 94.47%; 2041: 94.11%; 2042: 94.7%; 2043: 93.98%; 2044: 94.63%; 2045: 94%; 2046: 94.26%; 2047: 93.99%; 2048: 94.2%; 2049: 94.01%; 2050: 94.39%; 2051: 94.1%; 2052: 94.06%; 2053: 93.98%; 2054: 94.01%; 2055: 94.01%; 2056: 94%; 2057: 94.01%
Total | Renewable:Biomass | DEF | DEF | 2023: 65.6%; 2024: 66.28%; 2025: 66.03%; 2026: 40%; 2027: 40%; 2028: 40.08%; 2029: 40%; 2030: 40%; 2031: 40%; 2032: 40.11%; 2033: 40%; 2034: 40%; 2035: 40%; 2036: 39.95%; 2037: 40%; 2038: 40%; 2039: 40%; 2040: 39.95%; 2041: 40%; 2042: 40%
Total | Renewable:Solar PV | DEF | DEF | 27.33% | 27.64% | 27.48% | 27.24% | 27.19% | 27.17% | 27.13% | 27.42% | 27.71% | 27.95% | 27.93% | 27.86% | 27.83% | 27.75% | 27.73% | 27.66% | 27.64% | 27.56% | 27.55% | 27.49% | 27.46% | 27.39% | 27.38% | 27.32% | 27.31% | 27.24% | 27.23% | 27.17% | 27.15% | 27.14% | 27.16% | 27.19% | 27.22% | 28.54% | 27.28%
Total | Renewable:Wind | DEF | DEF | 2043: 14.39%; 2044: 16.41%; 2045: 16.84%; 2046: 17.07%; 2047: 17.2%; 2048: 17.24%; 2049: 17.31%; 2050: 17.51%; 2051: 17.45%; 2052: 17.42%; 2053: 17.5%; 2054: 17.51%; 2055: 17.53%; 2056: 17.44%; 2057: 17.57%
Total | Storage:Battery | DEF | DEF |  |  |  |  | 97.53% | 97.54% | 97.67% | 97.53% | 97.53% | 97.61% | 97.56% | 97.58% | 97.59% | 97.58% | 97.58% | 97.78% | 97.88% | 98.02% | 98.1% | 98.24% | 98.31% | 98.45% | 98.52% | 98.61% | 98.71% | 98.93% | 99.22% | 99.57% | 99.73% | 99.73% | 99.73% | 99.84% | 99.91% | 99.89% | 99.88%

## Energy Required
Energy Required (GWh)
Base
Resource | Type | BA | Area | 2023 | 2024 | 2025 | 2026 | 2027 | 2028 | 2029 | 2030 | 2031 | 2032 | 2033 | 2034 | 2035 | 2036 | 2037 | 2038 | 2039 | 2040 | 2041 | 2042 | 2043 | 2044 | 2045 | 2046 | 2047 | 2048 | 2049 | 2050 | 2051 | 2052 | 2053 | 2054 | 2055 | 2056 | 2057
AC | Demand:Demand Response | DEF | DEF
Anclote 1 | Gas/Oil:Steam Turbine | DEF | DEF
Anclote 2 | Gas/Oil:Steam Turbine | DEF | DEF
As Avail | Gas/Oil:Combined Cycle | DEF | DEF
As Avail PCS | Renewable:Biomass | DEF | DEF
Bartow CC 1 0 | Gas/Oil:Combined Cycle | DEF | DEF
Bartow CC 1 PAG | Gas/Oil:Combined Cycle | DEF | DEF
BARTOW_P 1 | Gas/Oil:Combustion Turbine | DEF | DEF
BARTOW_P 2 | Gas/Oil:Combustion Turbine | DEF | DEF
BARTOW_P 3 | Gas/Oil:Combustion Turbine | DEF | DEF
BARTOW_P 4 | Gas/Oil:Combustion Turbine | DEF | DEF
Battery 2 Hours | Storage:Battery | DEF | DEF | 2027: 96.68; 2028: 102.66; 2029: 97.84; 2030: 103.29; 2031: 88.49; 2032: 86.83; 2033: 79.54; 2034: 72.86; 2035: 75.45; 2036: 72.28; 2037: 75.81; 2038: 68.24; 2039: 60.89; 2040: 56.27; 2041: 55.69
Battery 4 Hours | Storage:Battery | DEF | DEF | [9 empty] | 410.51 | 1205.13 | 2052.93 | 2794.72 | 3082.86 | 3084.19 | 2952.4 | 2804.06 | 2806.51 | 2677.84 | 2584.98 | 2537.49 | 2153.87 | 2236.3 | 1762.83 | 2094.4 | 1629.49 | 1554.7 | 744.72 | 587.05 | 533.2 | 460.72 | 336.26 | 191.79 | 200.15 | 158.07
BAYBORO_P 1 | Gas/Oil:Combustion Turbine | DEF | DEF
BAYBORO_P 2 | Gas/Oil:Combustion Turbine | DEF | DEF
BAYBORO_P 3 | Gas/Oil:Combustion Turbine | DEF | DEF
BAYBORO_P 4 | Gas/Oil:Combustion Turbine | DEF | DEF
Citrus CC 1 | Gas/Oil:Combined Cycle | DEF | DEF
Citrus CC 1 Duct | Gas/Oil:Combined Cycle | DEF | DEF
Citrus CC 2 | Gas/Oil:Combined Cycle | DEF | DEF
Citrus CC 2 Duct | Gas/Oil:Combined Cycle | DEF | DEF
Crystal 4 | Coal:Conventional | DEF | DEF
Crystal 5 | Coal:Conventional | DEF | DEF
DEBARY 10 | Gas/Oil:Combustion Turbine | DEF | DEF
DEBARY 2 | Gas/Oil:Combustion Turbine | DEF | DEF
DEBARY 3 | Gas/Oil:Combustion Turbine | DEF | DEF
DEBARY 4 | Gas/Oil:Combustion Turbine | DEF | DEF
DEBARY 5 | Gas/Oil:Combustion Turbine | DEF | DEF
DEBARY 6 | Gas/Oil:Combustion Turbine | DEF | DEF
DEBARY 7 | Gas/Oil:Combustion Turbine | DEF | DEF
DEBARY 8 | Gas/Oil:Combustion Turbine | DEF | DEF
DEBARY 9 | Gas/Oil:Combustion Turbine | DEF | DEF
DEF Nuclear Natrium | Nuclear:Nuclear | DEF | DEF
DEF Nuclear Natrium - Storage | Storage:Battery | DEF | DEF | 2048: 367.34; 2049: 645.53; 2050: 986.81; 2051: 1208.68; 2052: 1513.61; 2053: 1792.07; 2054: 2311.95; 2055: 2713.4; 2056: 3237.92; 2057: 3656.62
DEF Nuclear Natrium - Storage PTC | Storage:Battery | DEF | DEF | 2038: 439.47; 2039: 802.52; 2040: 1209.23; 2041: 1501.07; 2042: 1924.76; 2043: 2222.53; 2044: 2829.09; 2045: 3211.4; 2046: 3748.39; 2047: 4139.83; 2048: 4227.53; 2049: 4370.18; 2050: 4531.42; 2051: 4609.86; 2052: 4220.71; 2053: 4020.78; 2054: 3313.38; 2055: 2959.67; 2056: 2406.41; 2057: 1918.72
DEF Nuclear Natrium PTC | Nuclear:Nuclear | DEF | DEF
Gen 190MW CT | Gas/Oil:Combustion Turbine | DEF | DEF
Gen 190MW CT H2 | Gas/Oil:Combustion Turbine | DEF | DEF
HEAT | Demand:Demand Response | DEF | DEF
Hines CC 1 | Gas/Oil:Combined Cycle | DEF | DEF
Hines CC 2 | Gas/Oil:Combined Cycle | DEF | DEF
Hines CC 3 | Gas/Oil:Combined Cycle | DEF | DEF
Hines CC 4 | Gas/Oil:Combined Cycle | DEF | DEF
INT CITY 1 | Gas/Oil:Combustion Turbine | DEF | DEF
INT CITY 10 | Gas/Oil:Combustion Turbine | DEF | DEF
INT CITY 11 | Gas/Oil:Combustion Turbine | DEF | DEF
INT CITY 12 | Gas/Oil:Combustion Turbine | DEF | DEF
INT CITY 13 | Gas/Oil:Combustion Turbine | DEF | DEF
INT CITY 14 | Gas/Oil:Combustion Turbine | DEF | DEF
INT CITY 2 | Gas/Oil:Combustion Turbine | DEF | DEF
INT CITY 3 | Gas/Oil:Combustion Turbine | DEF | DEF
INT CITY 4 | Gas/Oil:Combustion Turbine | DEF | DEF
INT CITY 5 | Gas/Oil:Combustion Turbine | DEF | DEF
INT CITY 6 | Gas/Oil:Combustion Turbine | DEF | DEF
INT CITY 7 | Gas/Oil:Combustion Turbine | DEF | DEF
INT CITY 8 | Gas/Oil:Combustion Turbine | DEF | DEF
INT CITY 9 | Gas/Oil:Combustion Turbine | DEF | DEF
INTER | Demand:Demand Response | DEF | DEF
Mulberry | Gas/Oil:Combined Cycle | DEF | DEF
New DEF OnShore Wind | Renewable:Wind | DEF | DEF
New DEF OnShore Wind PTC | Renewable:Wind | DEF | DEF
NSG Vand CT 1 | Gas/Oil:Combustion Turbine | DEF | DEF
NSG Vand CT 2 | Gas/Oil:Combustion Turbine | DEF | DEF
NSG Vand CT 3 | Gas/Oil:Combustion Turbine | DEF | DEF
NSG Vand CT 4 | Gas/Oil:Combustion Turbine | DEF | DEF
Orange Cogen | Gas/Oil:Combined Cycle | DEF | DEF
Orlando Cogen | Gas/Oil:Combined Cycle | DEF | DEF
Osprey 1 0 | Gas/Oil:Combined Cycle | DEF | DEF
Osprey 1 1 | Gas/Oil:Combined Cycle | DEF | DEF
Osprey 1 2 | Gas/Oil:Combined Cycle | DEF | DEF
OspreyAcq | Gas/Oil:Combined Cycle | DEF | DEF
OspreyAcqDF | Gas/Oil:Combined Cycle | DEF | DEF
Pasco County | Renewable:Biomass | DEF | DEF
Pinellas County | Renewable:Biomass | DEF | DEF
Shady Hills 1 | Gas/Oil:Combustion Turbine | DEF | DEF
Shady Hills 2 | Gas/Oil:Combustion Turbine | DEF | DEF
Shady Hills 3 | Gas/Oil:Combustion Turbine | DEF | DEF
Solar 3rdParty Block 1 | Renewable:Solar PV | DEF | DEF
Solar 3rdParty Block 2 | Renewable:Solar PV | DEF | DEF
Solar 3rdParty Block 3 | Renewable:Solar PV | DEF | DEF
Solar 3rdParty Block 4 | Renewable:Solar PV | DEF | DEF
Solar DEF Bay Ranch | Renewable:Solar PV | DEF | DEF
Solar DEF Bay Trail | Renewable:Solar PV | DEF | DEF
Solar DEF Charlie Creek | Renewable:Solar PV | DEF | DEF
Solar DEF Columbia | Renewable:Solar PV | DEF | DEF
Solar DEF County Line | Renewable:Solar PV | DEF | DEF
Solar DEF Debary | Renewable:Solar PV | DEF | DEF
Solar DEF Duette | Renewable:Solar PV | DEF | DEF
Solar DEF Falmouth | Renewable:Solar PV | DEF | DEF
Solar DEF Fort Green | Renewable:Solar PV | DEF | DEF
Solar DEF Hamilton | Renewable:Solar PV | DEF | DEF
Solar DEF Hardeetown | Renewable:Solar PV | DEF | DEF
Solar DEF High Spring | Renewable:Solar PV | DEF | DEF
Solar DEF Hildreth | Renewable:Solar PV | DEF | DEF
Solar DEF Lake Placid | Renewable:Solar PV | DEF | DEF
Solar DEF Mule Creek | Renewable:Solar PV | DEF | DEF
Solar DEF Osc Perry Suw | Renewable:Solar PV | DEF | DEF
Solar DEF Sandy Creek | Renewable:Solar PV | DEF | DEF
Solar DEF Santa Fe | Renewable:Solar PV | DEF | DEF
Solar DEF St Pete Pier | Renewable:Solar PV | DEF | DEF
Solar DEF Trenton | Renewable:Solar PV | DEF | DEF
Solar DEF Twin Rivers | Renewable:Solar PV | DEF | DEF
Solar DEF Winquepin | Renewable:Solar PV | DEF | DEF
Solar+Storage DEF NEW 1 | Renewable:Solar PV | DEF | DEF
Solar+Storage DEF NEW 1 PTC + ITC | Renewable:Solar PV | DEF | DEF
Standby | Demand:Demand Response | DEF | DEF
SUWANNEE_P 1 | Gas/Oil:Combustion Turbine | DEF | DEF
SUWANNEE_P 2 | Gas/Oil:Combustion Turbine | DEF | DEF
SUWANNEE_P 3 | Gas/Oil:Combustion Turbine | DEF | DEF
Tigerbay 1 | Gas/Oil:Combined Cycle | DEF | DEF
U OF FL 1 | Gas/Oil:Combustion Turbine | DEF | DEF
Voltage Red | Demand:Demand Response | DEF | DEF
WaterHtr_PP | Demand:Demand Response | DEF | DEF
Total |  |  |  | 0 | 0 | 0 | 0 | 96.68 | 102.66 | 97.84 | 103.29 | 88.49 | 497.34 | 1284.67 | 2125.79 | 2870.17 | 3155.14 | 3160 | 3460.11 | 3667.47 | 4072.01 | 4234.6 | 4509.74 | 4760.02 | 4982.96 | 5447.7 | 5511.22 | 6234.23 | 6224.36 | 6570.41 | 6262.95 | 6405.59 | 6267.52 | 6273.57 | 5961.59 | 5864.86 | 5844.48 | 5733.41
Group Totals
Resource | Type | BA | Area | 2023 | 2024 | 2025 | 2026 | 2027 | 2028 | 2029 | 2030 | 2031 | 2032 | 2033 | 2034 | 2035 | 2036 | 2037 | 2038 | 2039 | 2040 | 2041 | 2042 | 2043 | 2044 | 2045 | 2046 | 2047 | 2048 | 2049 | 2050 | 2051 | 2052 | 2053 | 2054 | 2055 | 2056 | 2057
Total | Coal:Conventional | DEF | DEF
Total | Demand:Demand Response | DEF | DEF
Total | Gas/Oil:Combined Cycle | DEF | DEF
Total | Gas/Oil:Combustion Turbine | DEF | DEF
Total | Gas/Oil:Steam Turbine | DEF | DEF
Total | Nuclear:Nuclear | DEF | DEF
Total | Renewable:Biomass | DEF | DEF
Total | Renewable:Solar PV | DEF | DEF
Total | Renewable:Wind | DEF | DEF
Total | Storage:Battery | DEF | DEF |  |  |  |  | 96.68 | 102.66 | 97.84 | 103.29 | 88.49 | 497.34 | 1284.67 | 2125.79 | 2870.17 | 3155.14 | 3160 | 3460.11 | 3667.47 | 4072.01 | 4234.6 | 4509.74 | 4760.02 | 4982.96 | 5447.7 | 5511.22 | 6234.23 | 6224.36 | 6570.41 | 6262.95 | 6405.59 | 6267.52 | 6273.57 | 5961.59 | 5864.86 | 5844.48 | 5733.41
Solar 5
Resource | Type | BA | Area | 2023 | 2024 | 2025 | 2026 | 2027 | 2028 | 2029 | 2030 | 2031 | 2032 | 2033 | 2034 | 2035 | 2036 | 2037 | 2038 | 2039 | 2040 | 2041 | 2042 | 2043 | 2044 | 2045 | 2046 | 2047 | 2048 | 2049 | 2050 | 2051 | 2052 | 2053 | 2054 | 2055 | 2056 | 2057
AC | Demand:Demand Response | DEF | DEF
Anclote 1 | Gas/Oil:Steam Turbine | DEF | DEF
Anclote 2 | Gas/Oil:Steam Turbine | DEF | DEF
As Avail | Gas/Oil:Combined Cycle | DEF | DEF
As Avail PCS | Renewable:Biomass | DEF | DEF
Bartow CC 1 0 | Gas/Oil:Combined Cycle | DEF | DEF
Bartow CC 1 PAG | Gas/Oil:Combined Cycle | DEF | DEF
BARTOW_P 1 | Gas/Oil:Combustion Turbine | DEF | DEF
BARTOW_P 2 | Gas/Oil:Combustion Turbine | DEF | DEF
BARTOW_P 3 | Gas/Oil:Combustion Turbine | DEF | DEF
BARTOW_P 4 | Gas/Oil:Combustion Turbine | DEF | DEF
Battery 2 Hours | Storage:Battery | DEF | DEF | 2027: 101.24; 2028: 104.05; 2029: 100.74; 2030: 104.81; 2031: 90.57; 2032: 88.68; 2033: 78.88; 2034: 79.36; 2035: 79.03; 2036: 77.82; 2037: 78.97; 2038: 71.67; 2039: 64.68; 2040: 60.31; 2041: 59.53
Battery 4 Hours | Storage:Battery | DEF | DEF | [8 empty] | 46.95 | 400.62 | 1065.49 | 2019.73 | 2784.56 | 3067.57 | 3098.59 | 2944.41 | 2880.54 | 2864.58 | 2721.44 | 2540.9 | 2570.05 | 2225.62 | 2307.18 | 1887.31 | 2182.48 | 1712.2 | 1501.7 | 685.19 | 465.31 | 395.78 | 364.95 | 234.4 | 101.56 | 153.99 | 131.36
BAYBORO_P 1 | Gas/Oil:Combustion Turbine | DEF | DEF
BAYBORO_P 2 | Gas/Oil:Combustion Turbine | DEF | DEF
BAYBORO_P 3 | Gas/Oil:Combustion Turbine | DEF | DEF
BAYBORO_P 4 | Gas/Oil:Combustion Turbine | DEF | DEF
Citrus CC 1 | Gas/Oil:Combined Cycle | DEF | DEF
Citrus CC 1 Duct | Gas/Oil:Combined Cycle | DEF | DEF
Citrus CC 2 | Gas/Oil:Combined Cycle | DEF | DEF
Citrus CC 2 Duct | Gas/Oil:Combined Cycle | DEF | DEF
Crystal 4 | Coal:Conventional | DEF | DEF
Crystal 5 | Coal:Conventional | DEF | DEF
DEBARY 10 | Gas/Oil:Combustion Turbine | DEF | DEF
DEBARY 2 | Gas/Oil:Combustion Turbine | DEF | DEF
DEBARY 3 | Gas/Oil:Combustion Turbine | DEF | DEF
DEBARY 4 | Gas/Oil:Combustion Turbine | DEF | DEF
DEBARY 5 | Gas/Oil:Combustion Turbine | DEF | DEF
DEBARY 6 | Gas/Oil:Combustion Turbine | DEF | DEF
DEBARY 7 | Gas/Oil:Combustion Turbine | DEF | DEF
DEBARY 8 | Gas/Oil:Combustion Turbine | DEF | DEF
DEBARY 9 | Gas/Oil:Combustion Turbine | DEF | DEF
DEF Nuclear Natrium | Nuclear:Nuclear | DEF | DEF
DEF Nuclear Natrium - Storage | Storage:Battery | DEF | DEF | 2048: 377.72; 2049: 645.2; 2050: 990.03; 2051: 1231.67; 2052: 1562.57; 2053: 1827.01; 2054: 2323.68; 2055: 2736.14; 2056: 3281.64; 2057: 3652.22
DEF Nuclear Natrium - Storage PTC | Storage:Battery | DEF | DEF | 2038: 447.77; 2039: 811.81; 2040: 1221.39; 2041: 1521.55; 2042: 1939.73; 2043: 2228.64; 2044: 2842.53; 2045: 3242.56; 2046: 3793.34; 2047: 4135.95; 2048: 4215.41; 2049: 4416.78; 2050: 4572.12; 2051: 4651.49; 2052: 4279.37; 2053: 4070.04; 2054: 3397.69; 2055: 2957.72; 2056: 2396.94; 2057: 1906.24
DEF Nuclear Natrium PTC | Nuclear:Nuclear | DEF | DEF
Gen 190MW CT | Gas/Oil:Combustion Turbine | DEF | DEF
Gen 190MW CT H2 | Gas/Oil:Combustion Turbine | DEF | DEF
HEAT | Demand:Demand Response | DEF | DEF
Hines CC 1 | Gas/Oil:Combined Cycle | DEF | DEF
Hines CC 2 | Gas/Oil:Combined Cycle | DEF | DEF
Hines CC 3 | Gas/Oil:Combined Cycle | DEF | DEF
Hines CC 4 | Gas/Oil:Combined Cycle | DEF | DEF
INT CITY 1 | Gas/Oil:Combustion Turbine | DEF | DEF
INT CITY 10 | Gas/Oil:Combustion Turbine | DEF | DEF
INT CITY 11 | Gas/Oil:Combustion Turbine | DEF | DEF
INT CITY 12 | Gas/Oil:Combustion Turbine | DEF | DEF
INT CITY 13 | Gas/Oil:Combustion Turbine | DEF | DEF
INT CITY 14 | Gas/Oil:Combustion Turbine | DEF | DEF
INT CITY 2 | Gas/Oil:Combustion Turbine | DEF | DEF
INT CITY 3 | Gas/Oil:Combustion Turbine | DEF | DEF
INT CITY 4 | Gas/Oil:Combustion Turbine | DEF | DEF
INT CITY 5 | Gas/Oil:Combustion Turbine | DEF | DEF
INT CITY 6 | Gas/Oil:Combustion Turbine | DEF | DEF
INT CITY 7 | Gas/Oil:Combustion Turbine | DEF | DEF
INT CITY 8 | Gas/Oil:Combustion Turbine | DEF | DEF
INT CITY 9 | Gas/Oil:Combustion Turbine | DEF | DEF
INTER | Demand:Demand Response | DEF | DEF
Mulberry | Gas/Oil:Combined Cycle | DEF | DEF
New DEF OnShore Wind | Renewable:Wind | DEF | DEF
New DEF OnShore Wind PTC | Renewable:Wind | DEF | DEF
NSG Vand CT 1 | Gas/Oil:Combustion Turbine | DEF | DEF
NSG Vand CT 2 | Gas/Oil:Combustion Turbine | DEF | DEF
NSG Vand CT 3 | Gas/Oil:Combustion Turbine | DEF | DEF
NSG Vand CT 4 | Gas/Oil:Combustion Turbine | DEF | DEF
Orange Cogen | Gas/Oil:Combined Cycle | DEF | DEF
Orlando Cogen | Gas/Oil:Combined Cycle | DEF | DEF
Osprey 1 0 | Gas/Oil:Combined Cycle | DEF | DEF
Osprey 1 1 | Gas/Oil:Combined Cycle | DEF | DEF
Osprey 1 2 | Gas/Oil:Combined Cycle | DEF | DEF
OspreyAcq | Gas/Oil:Combined Cycle | DEF | DEF
OspreyAcqDF | Gas/Oil:Combined Cycle | DEF | DEF
Pasco County | Renewable:Biomass | DEF | DEF
Pinellas County | Renewable:Biomass | DEF | DEF
Shady Hills 1 | Gas/Oil:Combustion Turbine | DEF | DEF
Shady Hills 2 | Gas/Oil:Combustion Turbine | DEF | DEF
Shady Hills 3 | Gas/Oil:Combustion Turbine | DEF | DEF
Solar 3rdParty Block 1 | Renewable:Solar PV | DEF | DEF
Solar 3rdParty Block 2 | Renewable:Solar PV | DEF | DEF
Solar 3rdParty Block 3 | Renewable:Solar PV | DEF | DEF
Solar 3rdParty Block 4 | Renewable:Solar PV | DEF | DEF
Solar DEF Bay Ranch | Renewable:Solar PV | DEF | DEF
Solar DEF Bay Trail | Renewable:Solar PV | DEF | DEF
Solar DEF Charlie Creek | Renewable:Solar PV | DEF | DEF
Solar DEF Columbia | Renewable:Solar PV | DEF | DEF
Solar DEF County Line | Renewable:Solar PV | DEF | DEF
Solar DEF Debary | Renewable:Solar PV | DEF | DEF
Solar DEF Duette | Renewable:Solar PV | DEF | DEF
Solar DEF Falmouth | Renewable:Solar PV | DEF | DEF
Solar DEF Fort Green | Renewable:Solar PV | DEF | DEF
Solar DEF Hamilton | Renewable:Solar PV | DEF | DEF
Solar DEF Hardeetown | Renewable:Solar PV | DEF | DEF
Solar DEF High Spring | Renewable:Solar PV | DEF | DEF
Solar DEF Hildreth | Renewable:Solar PV | DEF | DEF
Solar DEF Lake Placid | Renewable:Solar PV | DEF | DEF
Solar DEF Mule Creek | Renewable:Solar PV | DEF | DEF
Solar DEF NEW 1 | Renewable:Solar PV | DEF | DEF
Solar DEF NEW 1 PTC | Renewable:Solar PV | DEF | DEF
Solar DEF NEW 2 | Renewable:Solar PV | DEF | DEF
Solar DEF NEW 2 PTC | Renewable:Solar PV | DEF | DEF
Solar DEF NEW 5 | Renewable:Solar PV | DEF | DEF
Solar DEF NEW 5 PTC | Renewable:Solar PV | DEF | DEF
Solar DEF Osc Perry Suw | Renewable:Solar PV | DEF | DEF
Solar DEF Sandy Creek | Renewable:Solar PV | DEF | DEF
Solar DEF Santa Fe | Renewable:Solar PV | DEF | DEF
Solar DEF St Pete Pier | Renewable:Solar PV | DEF | DEF
Solar DEF Trenton | Renewable:Solar PV | DEF | DEF
Solar DEF Twin Rivers | Renewable:Solar PV | DEF | DEF
Solar DEF Winquepin | Renewable:Solar PV | DEF | DEF
Solar+Storage DEF NEW 1 | Renewable:Solar PV | DEF | DEF
Solar+Storage DEF NEW 1 PTC + ITC | Renewable:Solar PV | DEF | DEF
Standby | Demand:Demand Response | DEF | DEF
SUWANNEE_P 1 | Gas/Oil:Combustion Turbine | DEF | DEF
SUWANNEE_P 2 | Gas/Oil:Combustion Turbine | DEF | DEF
SUWANNEE_P 3 | Gas/Oil:Combustion Turbine | DEF | DEF
Tigerbay 1 | Gas/Oil:Combined Cycle | DEF | DEF
U OF FL 1 | Gas/Oil:Combustion Turbine | DEF | DEF
Voltage Red | Demand:Demand Response | DEF | DEF
WaterHtr_PP | Demand:Demand Response | DEF | DEF
Total |  |  |  | 0 | 0 | 0 | 0 | 101.24 | 104.05 | 100.74 | 104.81 | 137.52 | 489.3 | 1144.37 | 2099.09 | 2863.59 | 3145.39 | 3177.56 | 3463.85 | 3757.03 | 4146.28 | 4302.52 | 4480.63 | 4798.69 | 5068.15 | 5549.74 | 5680.65 | 6318.43 | 6305.33 | 6563.68 | 6247.34 | 6348.47 | 6237.72 | 6262 | 5955.77 | 5795.42 | 5832.57 | 5689.82
Group Totals
Resource | Type | BA | Area | 2023 | 2024 | 2025 | 2026 | 2027 | 2028 | 2029 | 2030 | 2031 | 2032 | 2033 | 2034 | 2035 | 2036 | 2037 | 2038 | 2039 | 2040 | 2041 | 2042 | 2043 | 2044 | 2045 | 2046 | 2047 | 2048 | 2049 | 2050 | 2051 | 2052 | 2053 | 2054 | 2055 | 2056 | 2057
Total | Coal:Conventional | DEF | DEF
Total | Demand:Demand Response | DEF | DEF
Total | Gas/Oil:Combined Cycle | DEF | DEF
Total | Gas/Oil:Combustion Turbine | DEF | DEF
Total | Gas/Oil:Steam Turbine | DEF | DEF
Total | Nuclear:Nuclear | DEF | DEF
Total | Renewable:Biomass | DEF | DEF
Total | Renewable:Solar PV | DEF | DEF
Total | Renewable:Wind | DEF | DEF
Total | Storage:Battery | DEF | DEF |  |  |  |  | 101.24 | 104.05 | 100.74 | 104.81 | 137.52 | 489.3 | 1144.37 | 2099.09 | 2863.59 | 3145.39 | 3177.56 | 3463.85 | 3757.03 | 4146.28 | 4302.52 | 4480.63 | 4798.69 | 5068.15 | 5549.74 | 5680.65 | 6318.43 | 6305.33 | 6563.68 | 6247.34 | 6348.47 | 6237.72 | 6262 | 5955.77 | 5795.42 | 5832.57 | 5689.82
Solar 14
Resource | Type | BA | Area | 2023 | 2024 | 2025 | 2026 | 2027 | 2028 | 2029 | 2030 | 2031 | 2032 | 2033 | 2034 | 2035 | 2036 | 2037 | 2038 | 2039 | 2040 | 2041 | 2042 | 2043 | 2044 | 2045 | 2046 | 2047 | 2048 | 2049 | 2050 | 2051 | 2052 | 2053 | 2054 | 2055 | 2056 | 2057
AC | Demand:Demand Response | DEF | DEF
Anclote 1 | Gas/Oil:Steam Turbine | DEF | DEF
Anclote 2 | Gas/Oil:Steam Turbine | DEF | DEF
As Avail | Gas/Oil:Combined Cycle | DEF | DEF
As Avail PCS | Renewable:Biomass | DEF | DEF
Bartow CC 1 0 | Gas/Oil:Combined Cycle | DEF | DEF
Bartow CC 1 PAG | Gas/Oil:Combined Cycle | DEF | DEF
BARTOW_P 1 | Gas/Oil:Combustion Turbine | DEF | DEF
BARTOW_P 2 | Gas/Oil:Combustion Turbine | DEF | DEF
BARTOW_P 3 | Gas/Oil:Combustion Turbine | DEF | DEF
BARTOW_P 4 | Gas/Oil:Combustion Turbine | DEF | DEF
Battery 2 Hours | Storage:Battery | DEF | DEF | 2027: 98.71; 2028: 105.83; 2029: 102.74; 2030: 108.17; 2031: 94.72; 2032: 92.51; 2033: 89.81; 2034: 83.86; 2035: 85.04; 2036: 81.52; 2037: 84.62; 2038: 78.79; 2039: 70.92; 2040: 68.79; 2041: 62.61
Battery 4 Hours | Storage:Battery | DEF | DEF | [9 empty] | 188.16 | 883.99 | 1852.3 | 2728.79 | 3057.51 | 3061.43 | 2897.82 | 2922.46 | 2957.72 | 2751.76 | 2556.44 | 2583.16 | 2322.22 | 2506.39 | 2141.95 | 2522.92 | 2029.56 | 1718 | 821.23 | 523.87 | 475.12 | 450.88 | 278.28 | 95.65 | 118.91 | 94.61
BAYBORO_P 1 | Gas/Oil:Combustion Turbine | DEF | DEF
BAYBORO_P 2 | Gas/Oil:Combustion Turbine | DEF | DEF
BAYBORO_P 3 | Gas/Oil:Combustion Turbine | DEF | DEF
BAYBORO_P 4 | Gas/Oil:Combustion Turbine | DEF | DEF
Citrus CC 1 | Gas/Oil:Combined Cycle | DEF | DEF
Citrus CC 1 Duct | Gas/Oil:Combined Cycle | DEF | DEF
Citrus CC 2 | Gas/Oil:Combined Cycle | DEF | DEF
Citrus CC 2 Duct | Gas/Oil:Combined Cycle | DEF | DEF
Crystal 4 | Coal:Conventional | DEF | DEF
Crystal 5 | Coal:Conventional | DEF | DEF
DEBARY 10 | Gas/Oil:Combustion Turbine | DEF | DEF
DEBARY 2 | Gas/Oil:Combustion Turbine | DEF | DEF
DEBARY 3 | Gas/Oil:Combustion Turbine | DEF | DEF
DEBARY 4 | Gas/Oil:Combustion Turbine | DEF | DEF
DEBARY 5 | Gas/Oil:Combustion Turbine | DEF | DEF
DEBARY 6 | Gas/Oil:Combustion Turbine | DEF | DEF
DEBARY 7 | Gas/Oil:Combustion Turbine | DEF | DEF
DEBARY 8 | Gas/Oil:Combustion Turbine | DEF | DEF
DEBARY 9 | Gas/Oil:Combustion Turbine | DEF | DEF
DEF Nuclear Natrium | Nuclear:Nuclear | DEF | DEF
DEF Nuclear Natrium - Storage | Storage:Battery | DEF | DEF | 2048: 373.22; 2049: 645.88; 2050: 1017.99; 2051: 1240.54; 2052: 1599.31; 2053: 1872.63; 2054: 2378.68; 2055: 2769.87; 2056: 3307.45; 2057: 3600.42
DEF Nuclear Natrium - Storage PTC | Storage:Battery | DEF | DEF | 2038: 458.01; 2039: 826; 2040: 1243.69; 2041: 1552.93; 2042: 1972.6; 2043: 2256.69; 2044: 2859.26; 2045: 3250.2; 2046: 3783.27; 2047: 4188.92; 2048: 4226.4; 2049: 4424; 2050: 4635.62; 2051: 4689.84; 2052: 4326.42; 2053: 4106.79; 2054: 3457.8; 2055: 3044.33; 2056: 2411.39; 2057: 1960.83
DEF Nuclear Natrium PTC | Nuclear:Nuclear | DEF | DEF
Gen 190MW CT | Gas/Oil:Combustion Turbine | DEF | DEF
Gen 190MW CT H2 | Gas/Oil:Combustion Turbine | DEF | DEF
HEAT | Demand:Demand Response | DEF | DEF
Hines CC 1 | Gas/Oil:Combined Cycle | DEF | DEF
Hines CC 2 | Gas/Oil:Combined Cycle | DEF | DEF
Hines CC 3 | Gas/Oil:Combined Cycle | DEF | DEF
Hines CC 4 | Gas/Oil:Combined Cycle | DEF | DEF
INT CITY 1 | Gas/Oil:Combustion Turbine | DEF | DEF
INT CITY 10 | Gas/Oil:Combustion Turbine | DEF | DEF
INT CITY 11 | Gas/Oil:Combustion Turbine | DEF | DEF
INT CITY 12 | Gas/Oil:Combustion Turbine | DEF | DEF
INT CITY 13 | Gas/Oil:Combustion Turbine | DEF | DEF
INT CITY 14 | Gas/Oil:Combustion Turbine | DEF | DEF
INT CITY 2 | Gas/Oil:Combustion Turbine | DEF | DEF
INT CITY 3 | Gas/Oil:Combustion Turbine | DEF | DEF
INT CITY 4 | Gas/Oil:Combustion Turbine | DEF | DEF
INT CITY 5 | Gas/Oil:Combustion Turbine | DEF | DEF
INT CITY 6 | Gas/Oil:Combustion Turbine | DEF | DEF
INT CITY 7 | Gas/Oil:Combustion Turbine | DEF | DEF
INT CITY 8 | Gas/Oil:Combustion Turbine | DEF | DEF
INT CITY 9 | Gas/Oil:Combustion Turbine | DEF | DEF
INTER | Demand:Demand Response | DEF | DEF
Mulberry | Gas/Oil:Combined Cycle | DEF | DEF
New DEF OnShore Wind | Renewable:Wind | DEF | DEF
New DEF OnShore Wind PTC | Renewable:Wind | DEF | DEF
NSG Vand CT 1 | Gas/Oil:Combustion Turbine | DEF | DEF
NSG Vand CT 2 | Gas/Oil:Combustion Turbine | DEF | DEF
NSG Vand CT 3 | Gas/Oil:Combustion Turbine | DEF | DEF
NSG Vand CT 4 | Gas/Oil:Combustion Turbine | DEF | DEF
Orange Cogen | Gas/Oil:Combined Cycle | DEF | DEF
Orlando Cogen | Gas/Oil:Combined Cycle | DEF | DEF
Osprey 1 0 | Gas/Oil:Combined Cycle | DEF | DEF
Osprey 1 1 | Gas/Oil:Combined Cycle | DEF | DEF
Osprey 1 2 | Gas/Oil:Combined Cycle | DEF | DEF
OspreyAcq | Gas/Oil:Combined Cycle | DEF | DEF
OspreyAcqDF | Gas/Oil:Combined Cycle | DEF | DEF
Pasco County | Renewable:Biomass | DEF | DEF
Pinellas County | Renewable:Biomass | DEF | DEF
Shady Hills 1 | Gas/Oil:Combustion Turbine | DEF | DEF
Shady Hills 2 | Gas/Oil:Combustion Turbine | DEF | DEF
Shady Hills 3 | Gas/Oil:Combustion Turbine | DEF | DEF
Solar 3rdParty Block 1 | Renewable:Solar PV | DEF | DEF
Solar 3rdParty Block 2 | Renewable:Solar PV | DEF | DEF
Solar 3rdParty Block 3 | Renewable:Solar PV | DEF | DEF
Solar 3rdParty Block 4 | Renewable:Solar PV | DEF | DEF
Solar DEF Bay Ranch | Renewable:Solar PV | DEF | DEF
Solar DEF Bay Trail | Renewable:Solar PV | DEF | DEF
Solar DEF Charlie Creek | Renewable:Solar PV | DEF | DEF
Solar DEF Columbia | Renewable:Solar PV | DEF | DEF
Solar DEF County Line | Renewable:Solar PV | DEF | DEF
Solar DEF Debary | Renewable:Solar PV | DEF | DEF
Solar DEF Duette | Renewable:Solar PV | DEF | DEF
Solar DEF Falmouth | Renewable:Solar PV | DEF | DEF
Solar DEF Fort Green | Renewable:Solar PV | DEF | DEF
Solar DEF Hamilton | Renewable:Solar PV | DEF | DEF
Solar DEF Hardeetown | Renewable:Solar PV | DEF | DEF
Solar DEF High Spring | Renewable:Solar PV | DEF | DEF
Solar DEF Hildreth | Renewable:Solar PV | DEF | DEF
Solar DEF Lake Placid | Renewable:Solar PV | DEF | DEF
Solar DEF Mule Creek | Renewable:Solar PV | DEF | DEF
Solar DEF NEW 1 | Renewable:Solar PV | DEF | DEF
Solar DEF NEW 1 PTC | Renewable:Solar PV | DEF | DEF
Solar DEF NEW 2 | Renewable:Solar PV | DEF | DEF
Solar DEF NEW 2 PTC | Renewable:Solar PV | DEF | DEF
Solar DEF NEW 3 | Renewable:Solar PV | DEF | DEF
Solar DEF NEW 3 PTC | Renewable:Solar PV | DEF | DEF
Solar DEF NEW 4 | Renewable:Solar PV | DEF | DEF
Solar DEF NEW 4 PTC | Renewable:Solar PV | DEF | DEF
Solar DEF NEW 5 | Renewable:Solar PV | DEF | DEF
Solar DEF NEW 5 PTC | Renewable:Solar PV | DEF | DEF
Solar DEF Osc Perry Suw | Renewable:Solar PV | DEF | DEF
Solar DEF Sandy Creek | Renewable:Solar PV | DEF | DEF
Solar DEF Santa Fe | Renewable:Solar PV | DEF | DEF
Solar DEF St Pete Pier | Renewable:Solar PV | DEF | DEF
Solar DEF Trenton | Renewable:Solar PV | DEF | DEF
Solar DEF Twin Rivers | Renewable:Solar PV | DEF | DEF
Solar DEF Winquepin | Renewable:Solar PV | DEF | DEF
Solar+Storage DEF NEW 1 | Renewable:Solar PV | DEF | DEF
Solar+Storage DEF NEW 1 PTC + ITC | Renewable:Solar PV | DEF | DEF
Standby | Demand:Demand Response | DEF | DEF
SUWANNEE_P 1 | Gas/Oil:Combustion Turbine | DEF | DEF
SUWANNEE_P 2 | Gas/Oil:Combustion Turbine | DEF | DEF
SUWANNEE_P 3 | Gas/Oil:Combustion Turbine | DEF | DEF
Tigerbay 1 | Gas/Oil:Combined Cycle | DEF | DEF
U OF FL 1 | Gas/Oil:Combustion Turbine | DEF | DEF
Voltage Red | Demand:Demand Response | DEF | DEF
WaterHtr_PP | Demand:Demand Response | DEF | DEF
Total |  |  |  | 0 | 0 | 0 | 0 | 98.71 | 105.83 | 102.74 | 108.17 | 94.72 | 280.67 | 973.8 | 1936.16 | 2813.83 | 3139.03 | 3146.05 | 3434.62 | 3819.38 | 4270.2 | 4367.3 | 4529.04 | 4839.85 | 5181.48 | 5756.59 | 5925.22 | 6711.84 | 6629.18 | 6787.88 | 6474.84 | 6454.25 | 6400.85 | 6430.3 | 6114.76 | 5909.85 | 5837.75 | 5655.86
Group Totals
Resource | Type | BA | Area | 2023 | 2024 | 2025 | 2026 | 2027 | 2028 | 2029 | 2030 | 2031 | 2032 | 2033 | 2034 | 2035 | 2036 | 2037 | 2038 | 2039 | 2040 | 2041 | 2042 | 2043 | 2044 | 2045 | 2046 | 2047 | 2048 | 2049 | 2050 | 2051 | 2052 | 2053 | 2054 | 2055 | 2056 | 2057
Total | Coal:Conventional | DEF | DEF
Total | Demand:Demand Response | DEF | DEF
Total | Gas/Oil:Combined Cycle | DEF | DEF
Total | Gas/Oil:Combustion Turbine | DEF | DEF
Total | Gas/Oil:Steam Turbine | DEF | DEF
Total | Nuclear:Nuclear | DEF | DEF
Total | Renewable:Biomass | DEF | DEF
Total | Renewable:Solar PV | DEF | DEF
Total | Renewable:Wind | DEF | DEF
Total | Storage:Battery | DEF | DEF |  |  |  |  | 98.71 | 105.83 | 102.74 | 108.17 | 94.72 | 280.67 | 973.8 | 1936.16 | 2813.83 | 3139.03 | 3146.05 | 3434.62 | 3819.38 | 4270.2 | 4367.3 | 4529.04 | 4839.85 | 5181.48 | 5756.59 | 5925.22 | 6711.84 | 6629.18 | 6787.88 | 6474.84 | 6454.25 | 6400.85 | 6430.3 | 6114.76 | 5909.85 | 5837.75 | 5655.86

## Curtailed
Curtailed (GWh)
Base
Resource | Type | BA | Area | 2023 | 2024 | 2025 | 2026 | 2027 | 2028 | 2029 | 2030 | 2031 | 2032 | 2033 | 2034 | 2035 | 2036 | 2037 | 2038 | 2039 | 2040 | 2041 | 2042 | 2043 | 2044 | 2045 | 2046 | 2047 | 2048 | 2049 | 2050 | 2051 | 2052 | 2053 | 2054 | 2055 | 2056 | 2057
AC | Demand:Demand Response | DEF | DEF
Anclote 1 | Gas/Oil:Steam Turbine | DEF | DEF
Anclote 2 | Gas/Oil:Steam Turbine | DEF | DEF | 2030: 0.00276
As Avail | Gas/Oil:Combined Cycle | DEF | DEF | 2023: 0.00037; 2030: 8e-05
As Avail PCS | Renewable:Biomass | DEF | DEF | 2023: 0.01233; 2030: 0.00266
Bartow CC 1 0 | Gas/Oil:Combined Cycle | DEF | DEF | 2023: 0.17067; 2030: 0.02902
Bartow CC 1 PAG | Gas/Oil:Combined Cycle | DEF | DEF
BARTOW_P 1 | Gas/Oil:Combustion Turbine | DEF | DEF
BARTOW_P 2 | Gas/Oil:Combustion Turbine | DEF | DEF
BARTOW_P 3 | Gas/Oil:Combustion Turbine | DEF | DEF
BARTOW_P 4 | Gas/Oil:Combustion Turbine | DEF | DEF
Battery 2 Hours | Storage:Battery | DEF | DEF
Battery 4 Hours | Storage:Battery | DEF | DEF
BAYBORO_P 1 | Gas/Oil:Combustion Turbine | DEF | DEF
BAYBORO_P 2 | Gas/Oil:Combustion Turbine | DEF | DEF
BAYBORO_P 3 | Gas/Oil:Combustion Turbine | DEF | DEF
BAYBORO_P 4 | Gas/Oil:Combustion Turbine | DEF | DEF
Citrus CC 1 | Gas/Oil:Combined Cycle | DEF | DEF | 2023: 0.09146; 2030: 0.01972
Citrus CC 1 Duct | Gas/Oil:Combined Cycle | DEF | DEF
Citrus CC 2 | Gas/Oil:Combined Cycle | DEF | DEF | 2023: 0.09146; 2030: 0.01972
Citrus CC 2 Duct | Gas/Oil:Combined Cycle | DEF | DEF
Crystal 4 | Coal:Conventional | DEF | DEF
Crystal 5 | Coal:Conventional | DEF | DEF
DEBARY 10 | Gas/Oil:Combustion Turbine | DEF | DEF
DEBARY 2 | Gas/Oil:Combustion Turbine | DEF | DEF
DEBARY 3 | Gas/Oil:Combustion Turbine | DEF | DEF
DEBARY 4 | Gas/Oil:Combustion Turbine | DEF | DEF
DEBARY 5 | Gas/Oil:Combustion Turbine | DEF | DEF
DEBARY 6 | Gas/Oil:Combustion Turbine | DEF | DEF
DEBARY 7 | Gas/Oil:Combustion Turbine | DEF | DEF
DEBARY 8 | Gas/Oil:Combustion Turbine | DEF | DEF
DEBARY 9 | Gas/Oil:Combustion Turbine | DEF | DEF
DEF Nuclear Natrium | Nuclear:Nuclear | DEF | DEF
DEF Nuclear Natrium - Storage | Storage:Battery | DEF | DEF
DEF Nuclear Natrium - Storage PTC | Storage:Battery | DEF | DEF
DEF Nuclear Natrium PTC | Nuclear:Nuclear | DEF | DEF
Gen 190MW CT | Gas/Oil:Combustion Turbine | DEF | DEF
Gen 190MW CT H2 | Gas/Oil:Combustion Turbine | DEF | DEF
HEAT | Demand:Demand Response | DEF | DEF
Hines CC 1 | Gas/Oil:Combined Cycle | DEF | DEF
Hines CC 2 | Gas/Oil:Combined Cycle | DEF | DEF
Hines CC 3 | Gas/Oil:Combined Cycle | DEF | DEF
Hines CC 4 | Gas/Oil:Combined Cycle | DEF | DEF
INT CITY 1 | Gas/Oil:Combustion Turbine | DEF | DEF
INT CITY 10 | Gas/Oil:Combustion Turbine | DEF | DEF
INT CITY 11 | Gas/Oil:Combustion Turbine | DEF | DEF
INT CITY 12 | Gas/Oil:Combustion Turbine | DEF | DEF
INT CITY 13 | Gas/Oil:Combustion Turbine | DEF | DEF
INT CITY 14 | Gas/Oil:Combustion Turbine | DEF | DEF
INT CITY 2 | Gas/Oil:Combustion Turbine | DEF | DEF
INT CITY 3 | Gas/Oil:Combustion Turbine | DEF | DEF
INT CITY 4 | Gas/Oil:Combustion Turbine | DEF | DEF
INT CITY 5 | Gas/Oil:Combustion Turbine | DEF | DEF
INT CITY 6 | Gas/Oil:Combustion Turbine | DEF | DEF
INT CITY 7 | Gas/Oil:Combustion Turbine | DEF | DEF
INT CITY 8 | Gas/Oil:Combustion Turbine | DEF | DEF
INT CITY 9 | Gas/Oil:Combustion Turbine | DEF | DEF
INTER | Demand:Demand Response | DEF | DEF
Mulberry | Gas/Oil:Combined Cycle | DEF | DEF | 2023: 0.0062
New DEF OnShore Wind | Renewable:Wind | DEF | DEF
New DEF OnShore Wind PTC | Renewable:Wind | DEF | DEF
NSG Vand CT 1 | Gas/Oil:Combustion Turbine | DEF | DEF
NSG Vand CT 2 | Gas/Oil:Combustion Turbine | DEF | DEF
NSG Vand CT 3 | Gas/Oil:Combustion Turbine | DEF | DEF
NSG Vand CT 4 | Gas/Oil:Combustion Turbine | DEF | DEF
Orange Cogen | Gas/Oil:Combined Cycle | DEF | DEF
Orlando Cogen | Gas/Oil:Combined Cycle | DEF | DEF | 2023: 0.04207
Osprey 1 0 | Gas/Oil:Combined Cycle | DEF | DEF
Osprey 1 1 | Gas/Oil:Combined Cycle | DEF | DEF
Osprey 1 2 | Gas/Oil:Combined Cycle | DEF | DEF
OspreyAcq | Gas/Oil:Combined Cycle | DEF | DEF
OspreyAcqDF | Gas/Oil:Combined Cycle | DEF | DEF
Pasco County | Renewable:Biomass | DEF | DEF | 2023: 0.00841; 2030: 0.00181
Pinellas County | Renewable:Biomass | DEF | DEF | 2023: 0.02003; 2030: 0.00432
Shady Hills 1 | Gas/Oil:Combustion Turbine | DEF | DEF
Shady Hills 2 | Gas/Oil:Combustion Turbine | DEF | DEF
Shady Hills 3 | Gas/Oil:Combustion Turbine | DEF | DEF
Solar 3rdParty Block 1 | Renewable:Solar PV | DEF | DEF
Solar 3rdParty Block 2 | Renewable:Solar PV | DEF | DEF
Solar 3rdParty Block 3 | Renewable:Solar PV | DEF | DEF
Solar 3rdParty Block 4 | Renewable:Solar PV | DEF | DEF
Solar DEF Bay Ranch | Renewable:Solar PV | DEF | DEF
Solar DEF Bay Trail | Renewable:Solar PV | DEF | DEF | 2023: 7e-05
Solar DEF Charlie Creek | Renewable:Solar PV | DEF | DEF | 2023: 8e-05
Solar DEF Columbia | Renewable:Solar PV | DEF | DEF | 2023: 8e-05
Solar DEF County Line | Renewable:Solar PV | DEF | DEF
Solar DEF Debary | Renewable:Solar PV | DEF | DEF | 2023: 8e-05
Solar DEF Duette | Renewable:Solar PV | DEF | DEF | 2023: 8e-05
Solar DEF Falmouth | Renewable:Solar PV | DEF | DEF
Solar DEF Fort Green | Renewable:Solar PV | DEF | DEF | 2023: 7e-05
Solar DEF Hamilton | Renewable:Solar PV | DEF | DEF | 2023: 7e-05
Solar DEF Hardeetown | Renewable:Solar PV | DEF | DEF
Solar DEF High Spring | Renewable:Solar PV | DEF | DEF
Solar DEF Hildreth | Renewable:Solar PV | DEF | DEF
Solar DEF Lake Placid | Renewable:Solar PV | DEF | DEF
Solar DEF Mule Creek | Renewable:Solar PV | DEF | DEF
Solar DEF Osc Perry Suw | Renewable:Solar PV | DEF | DEF | 2023: 2e-05
Solar DEF Sandy Creek | Renewable:Solar PV | DEF | DEF | 2023: 8e-05
Solar DEF Santa Fe | Renewable:Solar PV | DEF | DEF | 2023: 8e-05
Solar DEF St Pete Pier | Renewable:Solar PV | DEF | DEF | 2023: 0
Solar DEF Trenton | Renewable:Solar PV | DEF | DEF | 2023: 8e-05
Solar DEF Twin Rivers | Renewable:Solar PV | DEF | DEF | 2023: 8e-05
Solar DEF Winquepin | Renewable:Solar PV | DEF | DEF
Solar+Storage DEF NEW 1 | Renewable:Solar PV | DEF | DEF
Solar+Storage DEF NEW 1 PTC + ITC | Renewable:Solar PV | DEF | DEF
Standby | Demand:Demand Response | DEF | DEF
SUWANNEE_P 1 | Gas/Oil:Combustion Turbine | DEF | DEF
SUWANNEE_P 2 | Gas/Oil:Combustion Turbine | DEF | DEF
SUWANNEE_P 3 | Gas/Oil:Combustion Turbine | DEF | DEF
Tigerbay 1 | Gas/Oil:Combined Cycle | DEF | DEF | 2030: 0.00986
U OF FL 1 | Gas/Oil:Combustion Turbine | DEF | DEF | 2023: 0.01463
Voltage Red | Demand:Demand Response | DEF | DEF
WaterHtr_PP | Demand:Demand Response | DEF | DEF
Total |  |  |  | 0.4585 | 0 | 0 | 0 | 0 | 0 | 0 | 0.08995 | 0 | 0 | 0 | 0 | 0 | 0 | 0 | 0 | 0 | 0 | 0 | 0 | 0 | 0 | 0 | 0 | 0 | 0 | 0 | 0 | 0 | 0 | 0 | 0 | 0 | 0 | 0
Group Totals
Resource | Type | BA | Area | 2023 | 2024 | 2025 | 2026 | 2027 | 2028 | 2029 | 2030 | 2031 | 2032 | 2033 | 2034 | 2035 | 2036 | 2037 | 2038 | 2039 | 2040 | 2041 | 2042 | 2043 | 2044 | 2045 | 2046 | 2047 | 2048 | 2049 | 2050 | 2051 | 2052 | 2053 | 2054 | 2055 | 2056 | 2057
Total | Coal:Conventional | DEF | DEF
Total | Demand:Demand Response | DEF | DEF
Total | Gas/Oil:Combined Cycle | DEF | DEF | 2023: 0.40223; 2030: 0.0784
Total | Gas/Oil:Combustion Turbine | DEF | DEF | 2023: 0.01463
Total | Gas/Oil:Steam Turbine | DEF | DEF | 2030: 0.00276
Total | Nuclear:Nuclear | DEF | DEF
Total | Renewable:Biomass | DEF | DEF | 2023: 0.04077; 2030: 0.00879
Total | Renewable:Solar PV | DEF | DEF | 2023: 0.00087
Total | Renewable:Wind | DEF | DEF
Total | Storage:Battery | DEF | DEF
Solar 5
Resource | Type | BA | Area | 2023 | 2024 | 2025 | 2026 | 2027 | 2028 | 2029 | 2030 | 2031 | 2032 | 2033 | 2034 | 2035 | 2036 | 2037 | 2038 | 2039 | 2040 | 2041 | 2042 | 2043 | 2044 | 2045 | 2046 | 2047 | 2048 | 2049 | 2050 | 2051 | 2052 | 2053 | 2054 | 2055 | 2056 | 2057
AC | Demand:Demand Response | DEF | DEF
Anclote 1 | Gas/Oil:Steam Turbine | DEF | DEF
Anclote 2 | Gas/Oil:Steam Turbine | DEF | DEF | 2030: 0.00276
As Avail | Gas/Oil:Combined Cycle | DEF | DEF | 2023: 0.00037; 2030: 8e-05
As Avail PCS | Renewable:Biomass | DEF | DEF | 2023: 0.01233; 2030: 0.00266
Bartow CC 1 0 | Gas/Oil:Combined Cycle | DEF | DEF | 2023: 0.17067; 2030: 0.02902
Bartow CC 1 PAG | Gas/Oil:Combined Cycle | DEF | DEF
BARTOW_P 1 | Gas/Oil:Combustion Turbine | DEF | DEF
BARTOW_P 2 | Gas/Oil:Combustion Turbine | DEF | DEF
BARTOW_P 3 | Gas/Oil:Combustion Turbine | DEF | DEF
BARTOW_P 4 | Gas/Oil:Combustion Turbine | DEF | DEF
Battery 2 Hours | Storage:Battery | DEF | DEF
Battery 4 Hours | Storage:Battery | DEF | DEF
BAYBORO_P 1 | Gas/Oil:Combustion Turbine | DEF | DEF
BAYBORO_P 2 | Gas/Oil:Combustion Turbine | DEF | DEF
BAYBORO_P 3 | Gas/Oil:Combustion Turbine | DEF | DEF
BAYBORO_P 4 | Gas/Oil:Combustion Turbine | DEF | DEF
Citrus CC 1 | Gas/Oil:Combined Cycle | DEF | DEF | 2023: 0.09146; 2030: 0.01972
Citrus CC 1 Duct | Gas/Oil:Combined Cycle | DEF | DEF
Citrus CC 2 | Gas/Oil:Combined Cycle | DEF | DEF | 2023: 0.09146; 2030: 0.01972
Citrus CC 2 Duct | Gas/Oil:Combined Cycle | DEF | DEF
Crystal 4 | Coal:Conventional | DEF | DEF
Crystal 5 | Coal:Conventional | DEF | DEF
DEBARY 10 | Gas/Oil:Combustion Turbine | DEF | DEF
DEBARY 2 | Gas/Oil:Combustion Turbine | DEF | DEF
DEBARY 3 | Gas/Oil:Combustion Turbine | DEF | DEF
DEBARY 4 | Gas/Oil:Combustion Turbine | DEF | DEF
DEBARY 5 | Gas/Oil:Combustion Turbine | DEF | DEF
DEBARY 6 | Gas/Oil:Combustion Turbine | DEF | DEF
DEBARY 7 | Gas/Oil:Combustion Turbine | DEF | DEF
DEBARY 8 | Gas/Oil:Combustion Turbine | DEF | DEF
DEBARY 9 | Gas/Oil:Combustion Turbine | DEF | DEF
DEF Nuclear Natrium | Nuclear:Nuclear | DEF | DEF
DEF Nuclear Natrium - Storage | Storage:Battery | DEF | DEF
DEF Nuclear Natrium - Storage PTC | Storage:Battery | DEF | DEF
DEF Nuclear Natrium PTC | Nuclear:Nuclear | DEF | DEF
Gen 190MW CT | Gas/Oil:Combustion Turbine | DEF | DEF
Gen 190MW CT H2 | Gas/Oil:Combustion Turbine | DEF | DEF
HEAT | Demand:Demand Response | DEF | DEF
Hines CC 1 | Gas/Oil:Combined Cycle | DEF | DEF
Hines CC 2 | Gas/Oil:Combined Cycle | DEF | DEF
Hines CC 3 | Gas/Oil:Combined Cycle | DEF | DEF
Hines CC 4 | Gas/Oil:Combined Cycle | DEF | DEF
INT CITY 1 | Gas/Oil:Combustion Turbine | DEF | DEF
INT CITY 10 | Gas/Oil:Combustion Turbine | DEF | DEF
INT CITY 11 | Gas/Oil:Combustion Turbine | DEF | DEF
INT CITY 12 | Gas/Oil:Combustion Turbine | DEF | DEF
INT CITY 13 | Gas/Oil:Combustion Turbine | DEF | DEF
INT CITY 14 | Gas/Oil:Combustion Turbine | DEF | DEF
INT CITY 2 | Gas/Oil:Combustion Turbine | DEF | DEF
INT CITY 3 | Gas/Oil:Combustion Turbine | DEF | DEF
INT CITY 4 | Gas/Oil:Combustion Turbine | DEF | DEF
INT CITY 5 | Gas/Oil:Combustion Turbine | DEF | DEF
INT CITY 6 | Gas/Oil:Combustion Turbine | DEF | DEF
INT CITY 7 | Gas/Oil:Combustion Turbine | DEF | DEF
INT CITY 8 | Gas/Oil:Combustion Turbine | DEF | DEF
INT CITY 9 | Gas/Oil:Combustion Turbine | DEF | DEF
INTER | Demand:Demand Response | DEF | DEF
Mulberry | Gas/Oil:Combined Cycle | DEF | DEF | 2023: 0.0062
New DEF OnShore Wind | Renewable:Wind | DEF | DEF
New DEF OnShore Wind PTC | Renewable:Wind | DEF | DEF
NSG Vand CT 1 | Gas/Oil:Combustion Turbine | DEF | DEF
NSG Vand CT 2 | Gas/Oil:Combustion Turbine | DEF | DEF
NSG Vand CT 3 | Gas/Oil:Combustion Turbine | DEF | DEF
NSG Vand CT 4 | Gas/Oil:Combustion Turbine | DEF | DEF
Orange Cogen | Gas/Oil:Combined Cycle | DEF | DEF
Orlando Cogen | Gas/Oil:Combined Cycle | DEF | DEF | 2023: 0.04207
Osprey 1 0 | Gas/Oil:Combined Cycle | DEF | DEF
Osprey 1 1 | Gas/Oil:Combined Cycle | DEF | DEF
Osprey 1 2 | Gas/Oil:Combined Cycle | DEF | DEF
OspreyAcq | Gas/Oil:Combined Cycle | DEF | DEF
OspreyAcqDF | Gas/Oil:Combined Cycle | DEF | DEF
Pasco County | Renewable:Biomass | DEF | DEF | 2023: 0.00841; 2030: 0.00181
Pinellas County | Renewable:Biomass | DEF | DEF | 2023: 0.02003; 2030: 0.00432
Shady Hills 1 | Gas/Oil:Combustion Turbine | DEF | DEF
Shady Hills 2 | Gas/Oil:Combustion Turbine | DEF | DEF
Shady Hills 3 | Gas/Oil:Combustion Turbine | DEF | DEF
Solar 3rdParty Block 1 | Renewable:Solar PV | DEF | DEF
Solar 3rdParty Block 2 | Renewable:Solar PV | DEF | DEF
Solar 3rdParty Block 3 | Renewable:Solar PV | DEF | DEF
Solar 3rdParty Block 4 | Renewable:Solar PV | DEF | DEF
Solar DEF Bay Ranch | Renewable:Solar PV | DEF | DEF
Solar DEF Bay Trail | Renewable:Solar PV | DEF | DEF | 2023: 7e-05
Solar DEF Charlie Creek | Renewable:Solar PV | DEF | DEF | 2023: 8e-05
Solar DEF Columbia | Renewable:Solar PV | DEF | DEF | 2023: 8e-05
Solar DEF County Line | Renewable:Solar PV | DEF | DEF
Solar DEF Debary | Renewable:Solar PV | DEF | DEF | 2023: 8e-05
Solar DEF Duette | Renewable:Solar PV | DEF | DEF | 2023: 8e-05
Solar DEF Falmouth | Renewable:Solar PV | DEF | DEF
Solar DEF Fort Green | Renewable:Solar PV | DEF | DEF | 2023: 7e-05
Solar DEF Hamilton | Renewable:Solar PV | DEF | DEF | 2023: 7e-05
Solar DEF Hardeetown | Renewable:Solar PV | DEF | DEF
Solar DEF High Spring | Renewable:Solar PV | DEF | DEF
Solar DEF Hildreth | Renewable:Solar PV | DEF | DEF
Solar DEF Lake Placid | Renewable:Solar PV | DEF | DEF
Solar DEF Mule Creek | Renewable:Solar PV | DEF | DEF
Solar DEF NEW 1 | Renewable:Solar PV | DEF | DEF
Solar DEF NEW 1 PTC | Renewable:Solar PV | DEF | DEF
Solar DEF NEW 2 | Renewable:Solar PV | DEF | DEF
Solar DEF NEW 2 PTC | Renewable:Solar PV | DEF | DEF
Solar DEF NEW 5 | Renewable:Solar PV | DEF | DEF
Solar DEF NEW 5 PTC | Renewable:Solar PV | DEF | DEF
Solar DEF Osc Perry Suw | Renewable:Solar PV | DEF | DEF | 2023: 2e-05
Solar DEF Sandy Creek | Renewable:Solar PV | DEF | DEF | 2023: 8e-05
Solar DEF Santa Fe | Renewable:Solar PV | DEF | DEF | 2023: 8e-05
Solar DEF St Pete Pier | Renewable:Solar PV | DEF | DEF | 2023: 0
Solar DEF Trenton | Renewable:Solar PV | DEF | DEF | 2023: 8e-05
Solar DEF Twin Rivers | Renewable:Solar PV | DEF | DEF | 2023: 8e-05
Solar DEF Winquepin | Renewable:Solar PV | DEF | DEF
Solar+Storage DEF NEW 1 | Renewable:Solar PV | DEF | DEF
Solar+Storage DEF NEW 1 PTC + ITC | Renewable:Solar PV | DEF | DEF
Standby | Demand:Demand Response | DEF | DEF
SUWANNEE_P 1 | Gas/Oil:Combustion Turbine | DEF | DEF
SUWANNEE_P 2 | Gas/Oil:Combustion Turbine | DEF | DEF
SUWANNEE_P 3 | Gas/Oil:Combustion Turbine | DEF | DEF
Tigerbay 1 | Gas/Oil:Combined Cycle | DEF | DEF | 2030: 0.00986
U OF FL 1 | Gas/Oil:Combustion Turbine | DEF | DEF | 2023: 0.01463
Voltage Red | Demand:Demand Response | DEF | DEF
WaterHtr_PP | Demand:Demand Response | DEF | DEF
Total |  |  |  | 0.4585 | 0 | 0 | 0 | 0 | 0 | 0 | 0.08995 | 0 | 0 | 0 | 0 | 0 | 0 | 0 | 0 | 0 | 0 | 0 | 0 | 0 | 0 | 0 | 0 | 0 | 0 | 0 | 0 | 0 | 0 | 0 | 0 | 0 | 0 | 0
Group Totals
Resource | Type | BA | Area | 2023 | 2024 | 2025 | 2026 | 2027 | 2028 | 2029 | 2030 | 2031 | 2032 | 2033 | 2034 | 2035 | 2036 | 2037 | 2038 | 2039 | 2040 | 2041 | 2042 | 2043 | 2044 | 2045 | 2046 | 2047 | 2048 | 2049 | 2050 | 2051 | 2052 | 2053 | 2054 | 2055 | 2056 | 2057
Total | Coal:Conventional | DEF | DEF
Total | Demand:Demand Response | DEF | DEF
Total | Gas/Oil:Combined Cycle | DEF | DEF | 2023: 0.40223; 2030: 0.0784
Total | Gas/Oil:Combustion Turbine | DEF | DEF | 2023: 0.01463
Total | Gas/Oil:Steam Turbine | DEF | DEF | 2030: 0.00276
Total | Nuclear:Nuclear | DEF | DEF
Total | Renewable:Biomass | DEF | DEF | 2023: 0.04077; 2030: 0.00879
Total | Renewable:Solar PV | DEF | DEF | 2023: 0.00087
Total | Renewable:Wind | DEF | DEF
Total | Storage:Battery | DEF | DEF
Solar 14
Resource | Type | BA | Area | 2023 | 2024 | 2025 | 2026 | 2027 | 2028 | 2029 | 2030 | 2031 | 2032 | 2033 | 2034 | 2035 | 2036 | 2037 | 2038 | 2039 | 2040 | 2041 | 2042 | 2043 | 2044 | 2045 | 2046 | 2047 | 2048 | 2049 | 2050 | 2051 | 2052 | 2053 | 2054 | 2055 | 2056 | 2057
AC | Demand:Demand Response | DEF | DEF
Anclote 1 | Gas/Oil:Steam Turbine | DEF | DEF
Anclote 2 | Gas/Oil:Steam Turbine | DEF | DEF | 2030: 0.00276
As Avail | Gas/Oil:Combined Cycle | DEF | DEF | 2023: 0.00037; 2030: 8e-05
As Avail PCS | Renewable:Biomass | DEF | DEF | 2023: 0.01233; 2030: 0.00266
Bartow CC 1 0 | Gas/Oil:Combined Cycle | DEF | DEF | 2023: 0.17067; 2030: 0.02902
Bartow CC 1 PAG | Gas/Oil:Combined Cycle | DEF | DEF
BARTOW_P 1 | Gas/Oil:Combustion Turbine | DEF | DEF
BARTOW_P 2 | Gas/Oil:Combustion Turbine | DEF | DEF
BARTOW_P 3 | Gas/Oil:Combustion Turbine | DEF | DEF
BARTOW_P 4 | Gas/Oil:Combustion Turbine | DEF | DEF
Battery 2 Hours | Storage:Battery | DEF | DEF
Battery 4 Hours | Storage:Battery | DEF | DEF
BAYBORO_P 1 | Gas/Oil:Combustion Turbine | DEF | DEF
BAYBORO_P 2 | Gas/Oil:Combustion Turbine | DEF | DEF
BAYBORO_P 3 | Gas/Oil:Combustion Turbine | DEF | DEF
BAYBORO_P 4 | Gas/Oil:Combustion Turbine | DEF | DEF
Citrus CC 1 | Gas/Oil:Combined Cycle | DEF | DEF | 2023: 0.09146; 2030: 0.01972
Citrus CC 1 Duct | Gas/Oil:Combined Cycle | DEF | DEF
Citrus CC 2 | Gas/Oil:Combined Cycle | DEF | DEF | 2023: 0.09146; 2030: 0.01972
Citrus CC 2 Duct | Gas/Oil:Combined Cycle | DEF | DEF
Crystal 4 | Coal:Conventional | DEF | DEF
Crystal 5 | Coal:Conventional | DEF | DEF
DEBARY 10 | Gas/Oil:Combustion Turbine | DEF | DEF
DEBARY 2 | Gas/Oil:Combustion Turbine | DEF | DEF
DEBARY 3 | Gas/Oil:Combustion Turbine | DEF | DEF
DEBARY 4 | Gas/Oil:Combustion Turbine | DEF | DEF
DEBARY 5 | Gas/Oil:Combustion Turbine | DEF | DEF
DEBARY 6 | Gas/Oil:Combustion Turbine | DEF | DEF
DEBARY 7 | Gas/Oil:Combustion Turbine | DEF | DEF
DEBARY 8 | Gas/Oil:Combustion Turbine | DEF | DEF
DEBARY 9 | Gas/Oil:Combustion Turbine | DEF | DEF
DEF Nuclear Natrium | Nuclear:Nuclear | DEF | DEF
DEF Nuclear Natrium - Storage | Storage:Battery | DEF | DEF
DEF Nuclear Natrium - Storage PTC | Storage:Battery | DEF | DEF
DEF Nuclear Natrium PTC | Nuclear:Nuclear | DEF | DEF
Gen 190MW CT | Gas/Oil:Combustion Turbine | DEF | DEF
Gen 190MW CT H2 | Gas/Oil:Combustion Turbine | DEF | DEF
HEAT | Demand:Demand Response | DEF | DEF
Hines CC 1 | Gas/Oil:Combined Cycle | DEF | DEF
Hines CC 2 | Gas/Oil:Combined Cycle | DEF | DEF
Hines CC 3 | Gas/Oil:Combined Cycle | DEF | DEF
Hines CC 4 | Gas/Oil:Combined Cycle | DEF | DEF
INT CITY 1 | Gas/Oil:Combustion Turbine | DEF | DEF
INT CITY 10 | Gas/Oil:Combustion Turbine | DEF | DEF
INT CITY 11 | Gas/Oil:Combustion Turbine | DEF | DEF
INT CITY 12 | Gas/Oil:Combustion Turbine | DEF | DEF
INT CITY 13 | Gas/Oil:Combustion Turbine | DEF | DEF
INT CITY 14 | Gas/Oil:Combustion Turbine | DEF | DEF
INT CITY 2 | Gas/Oil:Combustion Turbine | DEF | DEF
INT CITY 3 | Gas/Oil:Combustion Turbine | DEF | DEF
INT CITY 4 | Gas/Oil:Combustion Turbine | DEF | DEF
INT CITY 5 | Gas/Oil:Combustion Turbine | DEF | DEF
INT CITY 6 | Gas/Oil:Combustion Turbine | DEF | DEF
INT CITY 7 | Gas/Oil:Combustion Turbine | DEF | DEF
INT CITY 8 | Gas/Oil:Combustion Turbine | DEF | DEF
INT CITY 9 | Gas/Oil:Combustion Turbine | DEF | DEF
INTER | Demand:Demand Response | DEF | DEF
Mulberry | Gas/Oil:Combined Cycle | DEF | DEF | 2023: 0.0062
New DEF OnShore Wind | Renewable:Wind | DEF | DEF
New DEF OnShore Wind PTC | Renewable:Wind | DEF | DEF
NSG Vand CT 1 | Gas/Oil:Combustion Turbine | DEF | DEF
NSG Vand CT 2 | Gas/Oil:Combustion Turbine | DEF | DEF
NSG Vand CT 3 | Gas/Oil:Combustion Turbine | DEF | DEF
NSG Vand CT 4 | Gas/Oil:Combustion Turbine | DEF | DEF
Orange Cogen | Gas/Oil:Combined Cycle | DEF | DEF
Orlando Cogen | Gas/Oil:Combined Cycle | DEF | DEF | 2023: 0.04207
Osprey 1 0 | Gas/Oil:Combined Cycle | DEF | DEF
Osprey 1 1 | Gas/Oil:Combined Cycle | DEF | DEF
Osprey 1 2 | Gas/Oil:Combined Cycle | DEF | DEF
OspreyAcq | Gas/Oil:Combined Cycle | DEF | DEF
OspreyAcqDF | Gas/Oil:Combined Cycle | DEF | DEF
Pasco County | Renewable:Biomass | DEF | DEF | 2023: 0.00841; 2030: 0.00181
Pinellas County | Renewable:Biomass | DEF | DEF | 2023: 0.02003; 2030: 0.00432
Shady Hills 1 | Gas/Oil:Combustion Turbine | DEF | DEF
Shady Hills 2 | Gas/Oil:Combustion Turbine | DEF | DEF
Shady Hills 3 | Gas/Oil:Combustion Turbine | DEF | DEF
Solar 3rdParty Block 1 | Renewable:Solar PV | DEF | DEF
Solar 3rdParty Block 2 | Renewable:Solar PV | DEF | DEF
Solar 3rdParty Block 3 | Renewable:Solar PV | DEF | DEF
Solar 3rdParty Block 4 | Renewable:Solar PV | DEF | DEF
Solar DEF Bay Ranch | Renewable:Solar PV | DEF | DEF
Solar DEF Bay Trail | Renewable:Solar PV | DEF | DEF | 2023: 7e-05
Solar DEF Charlie Creek | Renewable:Solar PV | DEF | DEF | 2023: 8e-05
Solar DEF Columbia | Renewable:Solar PV | DEF | DEF | 2023: 8e-05
Solar DEF County Line | Renewable:Solar PV | DEF | DEF
Solar DEF Debary | Renewable:Solar PV | DEF | DEF | 2023: 8e-05
Solar DEF Duette | Renewable:Solar PV | DEF | DEF | 2023: 8e-05
Solar DEF Falmouth | Renewable:Solar PV | DEF | DEF
Solar DEF Fort Green | Renewable:Solar PV | DEF | DEF | 2023: 7e-05
Solar DEF Hamilton | Renewable:Solar PV | DEF | DEF | 2023: 7e-05
Solar DEF Hardeetown | Renewable:Solar PV | DEF | DEF
Solar DEF High Spring | Renewable:Solar PV | DEF | DEF
Solar DEF Hildreth | Renewable:Solar PV | DEF | DEF
Solar DEF Lake Placid | Renewable:Solar PV | DEF | DEF
Solar DEF Mule Creek | Renewable:Solar PV | DEF | DEF
Solar DEF NEW 1 | Renewable:Solar PV | DEF | DEF
Solar DEF NEW 1 PTC | Renewable:Solar PV | DEF | DEF
Solar DEF NEW 2 | Renewable:Solar PV | DEF | DEF
Solar DEF NEW 2 PTC | Renewable:Solar PV | DEF | DEF
Solar DEF NEW 3 | Renewable:Solar PV | DEF | DEF
Solar DEF NEW 3 PTC | Renewable:Solar PV | DEF | DEF
Solar DEF NEW 4 | Renewable:Solar PV | DEF | DEF
Solar DEF NEW 4 PTC | Renewable:Solar PV | DEF | DEF
Solar DEF NEW 5 | Renewable:Solar PV | DEF | DEF
Solar DEF NEW 5 PTC | Renewable:Solar PV | DEF | DEF
Solar DEF Osc Perry Suw | Renewable:Solar PV | DEF | DEF | 2023: 2e-05
Solar DEF Sandy Creek | Renewable:Solar PV | DEF | DEF | 2023: 8e-05
Solar DEF Santa Fe | Renewable:Solar PV | DEF | DEF | 2023: 8e-05
Solar DEF St Pete Pier | Renewable:Solar PV | DEF | DEF | 2023: 0
Solar DEF Trenton | Renewable:Solar PV | DEF | DEF | 2023: 8e-05
Solar DEF Twin Rivers | Renewable:Solar PV | DEF | DEF | 2023: 8e-05
Solar DEF Winquepin | Renewable:Solar PV | DEF | DEF
Solar+Storage DEF NEW 1 | Renewable:Solar PV | DEF | DEF
Solar+Storage DEF NEW 1 PTC + ITC | Renewable:Solar PV | DEF | DEF
Standby | Demand:Demand Response | DEF | DEF
SUWANNEE_P 1 | Gas/Oil:Combustion Turbine | DEF | DEF
SUWANNEE_P 2 | Gas/Oil:Combustion Turbine | DEF | DEF
SUWANNEE_P 3 | Gas/Oil:Combustion Turbine | DEF | DEF
Tigerbay 1 | Gas/Oil:Combined Cycle | DEF | DEF | 2030: 0.00986
U OF FL 1 | Gas/Oil:Combustion Turbine | DEF | DEF | 2023: 0.01463
Voltage Red | Demand:Demand Response | DEF | DEF
WaterHtr_PP | Demand:Demand Response | DEF | DEF
Total |  |  |  | 0.4585 | 0 | 0 | 0 | 0 | 0 | 0 | 0.08995 | 0 | 0 | 0 | 0 | 0 | 0 | 0 | 0 | 0 | 0 | 0 | 0 | 0 | 0 | 0 | 0 | 0 | 0 | 0 | 0 | 0 | 0 | 0 | 0 | 0 | 0 | 0
Group Totals
Resource | Type | BA | Area | 2023 | 2024 | 2025 | 2026 | 2027 | 2028 | 2029 | 2030 | 2031 | 2032 | 2033 | 2034 | 2035 | 2036 | 2037 | 2038 | 2039 | 2040 | 2041 | 2042 | 2043 | 2044 | 2045 | 2046 | 2047 | 2048 | 2049 | 2050 | 2051 | 2052 | 2053 | 2054 | 2055 | 2056 | 2057
Total | Coal:Conventional | DEF | DEF
Total | Demand:Demand Response | DEF | DEF
Total | Gas/Oil:Combined Cycle | DEF | DEF | 2023: 0.40223; 2030: 0.0784
Total | Gas/Oil:Combustion Turbine | DEF | DEF | 2023: 0.01463
Total | Gas/Oil:Steam Turbine | DEF | DEF | 2030: 0.00276
Total | Nuclear:Nuclear | DEF | DEF
Total | Renewable:Biomass | DEF | DEF | 2023: 0.04077; 2030: 0.00879
Total | Renewable:Solar PV | DEF | DEF | 2023: 0.00087
Total | Renewable:Wind | DEF | DEF
Total | Storage:Battery | DEF | DEF

## Fuel Used
Fuel Used (GBtu)
Base
Resource | Type | BA | Area | 2023 | 2024 | 2025 | 2026 | 2027 | 2028 | 2029 | 2030 | 2031 | 2032 | 2033 | 2034 | 2035 | 2036 | 2037 | 2038 | 2039 | 2040 | 2041 | 2042 | 2043 | 2044 | 2045 | 2046 | 2047 | 2048 | 2049 | 2050 | 2051 | 2052 | 2053 | 2054 | 2055 | 2056 | 2057
AC | Demand:Demand Response | DEF | DEF
Anclote 1 | Gas/Oil:Steam Turbine | DEF | DEF | 2023: 10570.9853; 2024: 12576.5209; 2025: 6357.6525; 2026: 9905.5781; 2027: 9243.407; 2028: 9483.8173; 2029: 7432.2835; 2030: 6609.0288; 2031: 3949.1444; 2032: 3176.8268; 2033: 2459.538; 2034: 7502.9041; 2035: 8999.0987; 2036: 9563.6371; 2037: 12998.6038; 2038: 6393.3132; 2039: 8572.3009; 2040: 6189.6362; 2041: 5843.7094; 2042: 1533.0774
Anclote 2 | Gas/Oil:Steam Turbine | DEF | DEF | 2023: 7286.5509; 2024: 7889.099; 2025: 4475.9573; 2026: 6533.4743; 2027: 6614.1886; 2028: 6912.1944; 2029: 4749.0656; 2030: 3875.0697; 2031: 3622.1262; 2032: 3126.7854; 2033: 3638.4973; 2034: 4956.1723; 2035: 6852.1222; 2036: 6050.2063; 2037: 10096.1706; 2038: 3410.8982; 2039: 5216.8777; 2040: 5011.4699; 2041: 4083.6784; 2042: 950.3901
As Avail | Gas/Oil:Combined Cycle | DEF | DEF
As Avail PCS | Renewable:Biomass | DEF | DEF
Bartow CC 1 0 | Gas/Oil:Combined Cycle | DEF | DEF | 44794.0554 | 42956.8389 | 46897.2798 | 45898.3997 | 43812.0137 | 45480.6344 | 47299.446 | 47817.9867 | 49040.347 | 48982.551 | 48119.0939 | 54178.1003 | 56539.1905 | 58240.391 | 52160.2622 | 55887.7127 | 57888.8737 | 57479.5557 | 53454.9183 | 54368.3012 | 56752.832 | 55125.4762 | 51369.306 | 49681.3475 | 50002.4325 | 42764.1542 | 14061.7705
Bartow CC 1 PAG | Gas/Oil:Combined Cycle | DEF | DEF | 1462.3858 | 1411.3924 | 1174.3325 | 1160.7614 | 1156.2886 | 1280.8084 | 1112.8294 | 753.9866 | 547.0216 | 530.3059 | 386.7366 | 965.7144 | 1199.4582 | 1285.4372 | 1433.3527 | 971.1735 | 1379.0697 | 1073.606 | 785.422 | 558.2434 | 963.6559 | 692.173 | 1385.813 | 543.422 | 956.5902 | 259.9874 | 22.2774
BARTOW_P 1 | Gas/Oil:Combustion Turbine | DEF | DEF | 2026: 1.5204
BARTOW_P 2 | Gas/Oil:Combustion Turbine | DEF | DEF | 2023: 3.7334; 2024: 26.7408; 2025: 34.7747; 2026: 20.6173; 2027: 28.3588; 2028: 39.4211; 2029: 23.3823; 2030: 34.9442; 2031: 46.2041; 2032: 16.0699; 2033: 8.4108; 2034: 1.1234
BARTOW_P 3 | Gas/Oil:Combustion Turbine | DEF | DEF | 2024: 2.604; 2026: 1.1535
BARTOW_P 4 | Gas/Oil:Combustion Turbine | DEF | DEF | 2023: 27.2562; 2024: 49.7566; 2025: 66.7133; 2026: 36.8351; 2027: 51.4337; 2028: 38.572; 2029: 54.0431; 2030: 55.4945; 2031: 62.2209; 2032: 22.8028; 2033: 24.6218; 2034: 12.0269
Battery 2 Hours | Storage:Battery | DEF | DEF
Battery 4 Hours | Storage:Battery | DEF | DEF
BAYBORO_P 1 | Gas/Oil:Combustion Turbine | DEF | DEF | 2024: 5.7103; 2025: 1.7102
BAYBORO_P 2 | Gas/Oil:Combustion Turbine | DEF | DEF | 2024: 0.85373
BAYBORO_P 3 | Gas/Oil:Combustion Turbine | DEF | DEF | 2024: 2.0634; 2025: 0.65126
BAYBORO_P 4 | Gas/Oil:Combustion Turbine | DEF | DEF | 2024: 1.4706
Citrus CC 1 | Gas/Oil:Combined Cycle | DEF | DEF | 38934.6114 | 39918.0318 | 37143.322 | 40542.4299 | 40575.91 | 35918.0576 | 39708.2361 | 39338.9411 | 36510.4854 | 39035.5203 | 39336.8464 | 39700.4048 | 39916.8379 | 40049.8208 | 37208.3191 | 39522.8935 | 39508.3156 | 35859.3716 | 36667.5714 | 35021.3264 | 33366.9511 | 31311.6069 | 26347.7724 | 21692.381 | 22735.5142 | 17680.3318 | 19818.4413 | 11472.7684 | 11409.5363 | 11105.3502 | 11496.6225 | 11073.3189 | 11050.711 | 11352.3963 | 10934.7219
Citrus CC 1 Duct | Gas/Oil:Combined Cycle | DEF | DEF | 1757.1634 | 1773.3725 | 1311.0692 | 1610.9692 | 1409.9596 | 1431.5031 | 1337.4245 | 1008.1001 | 730.6046 | 680.0452 | 635.6379 | 1351.6823 | 1526.9276 | 1717.2172 | 2182.5556 | 1061.9129 | 1436.7208 | 1007.5606 | 808.8901 | 320.8592 | 897.1982 | 551.0624 | 1289.8555 | 567.113 | 990.5717 | 216.7694 | 895.1014 | 1287.7166 | 942.1332 | 1060.1705 | 997.8963 | 1102.8267 | 1075.54 | 944.4249 | 1021.5249
Citrus CC 2 | Gas/Oil:Combined Cycle | DEF | DEF | 38731.5579 | 40000.5734 | 39534.7546 | 37702.769 | 40949.8635 | 36190.4213 | 39808.4561 | 39687.6658 | 37002.539 | 39710.4485 | 39794.3512 | 39703.565 | 39516.8072 | 39704.749 | 36905.6859 | 39533.3068 | 39648.7936 | 36032.8527 | 38827.0382 | 36486.1636 | 33789.1498 | 30489.0427 | 31605.0917 | 26500.1219 | 18380.0481 | 16708.3646 | 17461.0253 | 10522.3959 | 9590.8722 | 10356.7588 | 10347.0879 | 10619.8757 | 10662.4304 | 9614.1565 | 9904.9258
Citrus CC 2 Duct | Gas/Oil:Combined Cycle | DEF | DEF | 1705.6657 | 1883.6207 | 1397.2739 | 1280.3857 | 1346.2043 | 1403.9347 | 1321.6462 | 902.2805 | 584.7977 | 566.7007 | 549.5144 | 1202.8101 | 1475.9878 | 1690.7525 | 1876.2038 | 948.0145 | 1339.116 | 1272.9477 | 711.75 | 354.7984 | 767.6104 | 528.3029 | 1229.2325 | 642.3987 | 812.0452 | 281.0138 | 793.7942 | 1137.2124 | 763.7772 | 1070.0703 | 970.6312 | 1030.731 | 992.9715 | 755.9431 | 1066.3396
Crystal 4 | Coal:Conventional | DEF | DEF | 2023: 8354.1751; 2024: 7821.8948; 2025: 10020.1067; 2026: 7049.6728; 2027: 9306.5384; 2028: 12192.9245; 2029: 13530.1834; 2030: 16475.4568; 2031: 29410.6874; 2032: 20189.4995; 2033: 26684.8852; 2034: 11304.344
Crystal 5 | Coal:Conventional | DEF | DEF | 2023: 5074.5023; 2024: 8225.0571; 2025: 7873.7164; 2026: 7632.4262; 2027: 7468.5692; 2028: 10523.7064; 2029: 11348.1494; 2030: 15070.2228; 2031: 19273.2405; 2032: 23180.0571; 2033: 18387.1698; 2034: 4818.1928
DEBARY 10 | Gas/Oil:Combustion Turbine | DEF | DEF | 2024: 5.7315; 2025: 3.7656; 2026: 1.8236; 2027: 7.6702; 2028: 9.6746; 2029: 9.8423; 2030: 8.0038; 2031: 3.9446; 2032: 2.9885; 2033: 1.4811; 2034: 6.2848; 2035: 6.7474
DEBARY 2 | Gas/Oil:Combustion Turbine | DEF | DEF | 2024: 7.503; 2026: 1.765; 2027: 0.74791
DEBARY 3 | Gas/Oil:Combustion Turbine | DEF | DEF | 2024: 7.2378; 2026: 2.2336
DEBARY 4 | Gas/Oil:Combustion Turbine | DEF | DEF | 2024: 1.9976; 2025: 1.4871; 2026: 1.559; 2027: 0.41096
DEBARY 5 | Gas/Oil:Combustion Turbine | DEF | DEF | 2024: 6.6065; 2026: 3.1979
DEBARY 6 | Gas/Oil:Combustion Turbine | DEF | DEF | 2024: 7.8523; 2025: 2.7811; 2026: 1.559
DEBARY 7 | Gas/Oil:Combustion Turbine | DEF | DEF | 2023: 184.3398; 2024: 194.2287; 2025: 225.5248; 2026: 213.2013; 2027: 194.0544; 2028: 211.4622; 2029: 187.3354; 2030: 184.2474; 2031: 192.1652; 2032: 137.3316; 2033: 100.1318; 2034: 171.6882; 2035: 172.8022; 2036: 48.1299
DEBARY 8 | Gas/Oil:Combustion Turbine | DEF | DEF | 2023: 262.5685; 2024: 228.3554; 2025: 275.7763; 2026: 238.0217; 2027: 231.173; 2028: 249.9206; 2029: 214.698; 2030: 198.4843; 2031: 262.5373; 2032: 143.604; 2033: 159.4094; 2034: 165.1318; 2035: 212.0444; 2036: 74.5946
DEBARY 9 | Gas/Oil:Combustion Turbine | DEF | DEF | 2023: 259.8518; 2024: 308.3387; 2025: 296.3609; 2026: 280.4774; 2027: 237.1503; 2028: 290.8533; 2029: 265.2487; 2030: 256.8585; 2031: 269.4763; 2032: 140.6758; 2033: 157.9625; 2034: 214.8684; 2035: 218.5127; 2036: 86.6597
DEF Nuclear Natrium | Nuclear:Nuclear | DEF | DEF | 2048: 27140.271; 2049: 45598.9693; 2050: 73357.4885; 2051: 91315.803; 2052: 118448.1795; 2053: 136823.3375; 2054: 178343.738; 2055: 205104.383; 2056: 247328.313; 2057: 273740.724
DEF Nuclear Natrium - Storage | Storage:Battery | DEF | DEF
DEF Nuclear Natrium - Storage PTC | Storage:Battery | DEF | DEF
DEF Nuclear Natrium PTC | Nuclear:Nuclear | DEF | DEF | 2038: 27279.2958; 2039: 45685.7005; 2040: 72810.6328; 2041: 91140.7615; 2042: 118724.232; 2043: 136908.884; 2044: 178641.06; 2045: 205381.499; 2046: 246005.187; 2047: 273518.018; 2048: 287975.728; 2049: 296220.802; 2050: 310510.476; 2051: 319312.972; 2052: 293187.736; 2053: 273592.85; 2054: 231817.416; 2055: 205414.464; 2056: 163924.748; 2057: 136747.928
Gen 190MW CT | Gas/Oil:Combustion Turbine | DEF | DEF | [5 empty] | 112.7436 |  | 325.1228 | 526.8051 |  |  | 3135.3427 | 6936.1088 | 8118.1425 | 8880.0101 | 3921.2071 | 7047.5712 | 810.5512 | 1506.3303 | 1981.444 | 7494.8072 | 2915.4233 | 17369.535 | 6365.4419 | 12463.7166 | 4861.1248 | 24435.9675 | 9244.9363 | 7102.3215 | 7637.824 | 6403.4557 | 5904.9382 | 6326.6526 | 6872.6854 | 8100.937
Gen 190MW CT H2 | Gas/Oil:Combustion Turbine | DEF | DEF | 2043: 114.7363; 2044: 11.5497; 2045: 740.7478; 2046: 242.6289; 2047: 879.519; 2048: 70.1037; 2049: 1899.5372; 2050: 17579.3828; 2051: 8183.67; 2052: 11110.3404; 2053: 10738.2323; 2054: 11974.3777; 2055: 11101.629; 2056: 10943.4841; 2057: 9215.262
HEAT | Demand:Demand Response | DEF | DEF
Hines CC 1 | Gas/Oil:Combined Cycle | DEF | DEF | 2023: 19604.2931; 2024: 19450.8506; 2025: 20393.1226; 2026: 15469.948; 2027: 18091.7758; 2028: 16413.0562; 2029: 18248.3569; 2030: 15424.6703; 2031: 12123.6562; 2032: 9103.8531; 2033: 9625.874; 2034: 11869.2879; 2035: 17685.4008; 2036: 18286.2786; 2037: 21954.2781; 2038: 16529.88; 2039: 3601.6267
Hines CC 2 | Gas/Oil:Combined Cycle | DEF | DEF | 20891.1986 | 21452.1152 | 21795.7255 | 24970.2172 | 22735.9016 | 24563.5881 | 21153.2199 | 22283.9774 | 18778.1455 | 18591.0371 | 18831.6669 | 20355.2141 | 22686.5306 | 22495.7774 | 25489.2082 | 22554.6818 | 20133.4488 | 19513.6615 | 16708.2217 | 11225.0139 | 1709.0707
Hines CC 3 | Gas/Oil:Combined Cycle | DEF | DEF | 22077.9165 | 21541.9404 | 21155.7313 | 21041.1736 | 25372.9124 | 24536.3096 | 25613.545 | 21529.1451 | 24323.4518 | 22414.8808 | 23796.4927 | 23406.4276 | 28027.8044 | 27426.8009 | 30210.1775 | 24642.2622 | 24869.9168 | 23195.1864 | 21713.4985 | 16690.5357 | 18480.6347 | 14725.9855 | 3271.8751
Hines CC 4 | Gas/Oil:Combined Cycle | DEF | DEF | 19391.4744 | 22062.6245 | 17490.6827 | 20435.2637 | 18245.8843 | 23946.0369 | 21454.0066 | 22862.7355 | 18781.3692 | 22305.3251 | 22226.6688 | 25591.9123 | 23760.6447 | 27488.5061 | 25455.3209 | 27025.1251 | 24705.5958 | 25997.4787 | 23447.8686 | 25046.3108 | 23123.5213 | 23575.2052 | 20903.6735 | 16560.2824 | 3527.5403
INT CITY 1 | Gas/Oil:Combustion Turbine | DEF | DEF | 2023: 1.5156; 2024: 0.62491; 2026: 2.0131; 2027: 3.0645; 2028: 3.8579; 2029: 1.7228; 2030: 6.9989; 2031: 9.8572; 2032: 3.1176; 2033: 0.79333
INT CITY 10 | Gas/Oil:Combustion Turbine | DEF | DEF | 2023: 40.5035; 2024: 158.2185; 2025: 124.72; 2026: 68.8563; 2027: 136.0456; 2028: 126.3849; 2029: 107.3951; 2030: 105.9718; 2031: 156.4834; 2032: 59.9798; 2033: 58.2009; 2034: 154.8427; 2035: 142.1713; 2036: 217.4252; 2037: 242.198; 2038: 51.6684
INT CITY 11 | Gas/Oil:Combustion Turbine | DEF | DEF | 2024: 25.0597; 2025: 11.8856; 2026: 6.5558; 2027: 19.3318; 2028: 14.3038; 2029: 6.179; 2030: 18.3961; 2031: 35.2019; 2032: 8.9049; 2034: 6.6978; 2035: 21.542; 2036: 60.5514; 2037: 83.6897; 2038: 49.3461; 2039: 76.0537; 2040: 8.558; 2041: 4.8381; 2042: 18.0231; 2043: 22.6651; 2044: 5.0131
INT CITY 12 | Gas/Oil:Combustion Turbine | DEF | DEF | 28.5706 | 144.0093 | 95.9506 | 50.5917 | 129.2684 | 144.0663 | 80.9607 | 107.7515 | 152.8327 | 45.0629 | 18.4307 | 83.1371 | 97.956 | 143.8163 | 198.3345 | 202.3835 | 247.2441 | 127.6307 | 171.0209 | 223.57 | 509.3559 | 358.2627 | 95.2337
INT CITY 13 | Gas/Oil:Combustion Turbine | DEF | DEF | 105.5226 | 238.0143 | 176.8513 | 114.026 | 169.0439 | 182.2275 | 122.0361 | 150.9604 | 202.8187 | 89.7226 | 56.6367 | 123.3665 | 150.8224 | 183.3714 | 346.8798 | 237.8063 | 276.0158 | 229.5442 | 250.1656 | 256.2754 | 558.6873 | 510.3684 | 174.6052
INT CITY 14 | Gas/Oil:Combustion Turbine | DEF | DEF | 144.0439 | 239.2659 | 207.3025 | 98.9823 | 190.3351 | 184.1095 | 157.3939 | 161.0455 | 194.0591 | 107.4951 | 76.5308 | 126.4853 | 149.8663 | 189.1504 | 323.6791 | 340.4993 | 357.9758 | 212.5937 | 303.2176 | 317.9521 | 626.4252 | 480.7969 | 170.0595
INT CITY 2 | Gas/Oil:Combustion Turbine | DEF | DEF | 2026: 1.0018; 2027: 0.67203; 2028: 0.65574; 2029: 0.51589; 2030: 1.8299; 2031: 7.7742; 2032: 0.51589
INT CITY 3 | Gas/Oil:Combustion Turbine | DEF | DEF | 2024: 1.4771; 2025: 0.52605; 2026: 0.97475; 2027: 2.3753; 2028: 3.0392; 2029: 1.5008; 2030: 4.585; 2031: 10.1274; 2032: 2.8327
INT CITY 4 | Gas/Oil:Combustion Turbine | DEF | DEF | 2023: 1.3407; 2024: 2.1416; 2025: 1.0541; 2026: 1.3407; 2027: 4.7637; 2028: 2.2264; 2029: 2.1903; 2030: 4.4251; 2031: 2.6857; 2032: 3.1286
INT CITY 5 | Gas/Oil:Combustion Turbine | DEF | DEF | 2026: 1.7786; 2027: 1.2502; 2028: 2.4188; 2029: 0.98152; 2030: 1.8162; 2031: 6.934; 2032: 1.3029
INT CITY 6 | Gas/Oil:Combustion Turbine | DEF | DEF | 2023: 0.54007; 2024: 5.6322; 2025: 0.49807; 2026: 2.1653; 2027: 6.9135; 2028: 6.558; 2029: 1.4971; 2030: 6.6524; 2031: 13.4149; 2032: 3.2401; 2033: 1.4858
INT CITY 7 | Gas/Oil:Combustion Turbine | DEF | DEF | 2023: 288.5425; 2024: 409.8861; 2025: 296.6331; 2026: 275.5058; 2027: 289.5893; 2028: 360.3063; 2029: 230.4964; 2030: 237.9793; 2031: 236.5836; 2032: 143.7915; 2033: 139.3455; 2034: 321.0784; 2035: 314.4312; 2036: 387.3563; 2037: 497.3434; 2038: 112.3738
INT CITY 8 | Gas/Oil:Combustion Turbine | DEF | DEF | 2023: 155.8525; 2024: 313.5086; 2025: 262.8361; 2026: 183.1733; 2027: 260.4108; 2028: 257.4518; 2029: 223.4916; 2030: 207.7709; 2031: 179.2627; 2032: 138.6962; 2033: 112.8574; 2034: 278.3534; 2035: 247.1407; 2036: 302.1743; 2037: 431.7601; 2038: 60.9366
INT CITY 9 | Gas/Oil:Combustion Turbine | DEF | DEF | 2023: 151.5439; 2024: 311.5361; 2025: 230.4064; 2026: 212.4266; 2027: 197.9052; 2028: 277.4187; 2029: 215.7802; 2030: 209.4855; 2031: 210.012; 2032: 116.5877; 2033: 94.7761; 2034: 291.123; 2035: 207.2753; 2036: 311.9457; 2037: 401.1036; 2038: 90.6536
INTER | Demand:Demand Response | DEF | DEF
Mulberry | Gas/Oil:Combined Cycle | DEF | DEF
New DEF OnShore Wind | Renewable:Wind | DEF | DEF
New DEF OnShore Wind PTC | Renewable:Wind | DEF | DEF
NSG Vand CT 1 | Gas/Oil:Combustion Turbine | DEF | DEF | 2023: 1673.5797; 2024: 1809.6145; 2025: 1026.7333; 2026: 885.6971; 2027: 170.8504
NSG Vand CT 2 | Gas/Oil:Combustion Turbine | DEF | DEF | 2023: 1691.3531; 2024: 1954.5257; 2025: 1164.7455; 2026: 1022.5384; 2027: 223.6401
NSG Vand CT 3 | Gas/Oil:Combustion Turbine | DEF | DEF | 2023: 2077.1415; 2024: 2158.2042; 2025: 1308.9295; 2026: 1028.3357; 2027: 204.6886
NSG Vand CT 4 | Gas/Oil:Combustion Turbine | DEF | DEF | 2023: 2268.0203; 2024: 2281.2271; 2025: 1485.041; 2026: 1560.3967; 2027: 230.3929
Orange Cogen | Gas/Oil:Combined Cycle | DEF | DEF
Orlando Cogen | Gas/Oil:Combined Cycle | DEF | DEF
Osprey 1 0 | Gas/Oil:Combined Cycle | DEF | DEF | 2023: 10621.8415; 2024: 10182.0257
Osprey 1 1 | Gas/Oil:Combined Cycle | DEF | DEF | 2023: 5721.806; 2024: 5819.4719
Osprey 1 2 | Gas/Oil:Combined Cycle | DEF | DEF | 2023: 473.5523; 2024: 487.6254
OspreyAcq | Gas/Oil:Combined Cycle | DEF | DEF |  | 5204.0363 | 28379.5052 | 28565.776 | 27694.6712 | 29394.4921 | 27001.7675 | 27767.8249 | 26603.0217 | 26958.6199 | 28123.8973 | 28126.2509 | 28500.466 | 28151.2344 | 30851.512 | 28929.2195 | 27055.0739 | 27388.069 | 23590.8037 | 22305.1224 | 22124.9548 | 7519.5398
OspreyAcqDF | Gas/Oil:Combined Cycle | DEF | DEF |  | 37.1452 | 818.0335 | 923.1373 | 823.2508 | 828.621 | 813.6854 | 831.2805 | 487.3108 | 461.9697 | 509.8402 | 992.3857 | 1240.4319 | 1387.1678 | 1286.7177 | 1097.1586 | 1305.4628 | 1036.4588 | 1050.1984 | 705.6637 | 1084.3671 | 79.2026
Pasco County | Renewable:Biomass | DEF | DEF
Pinellas County | Renewable:Biomass | DEF | DEF
Shady Hills 1 | Gas/Oil:Combustion Turbine | DEF | DEF | 2023: 546.7877; 2024: 3.9191
Shady Hills 2 | Gas/Oil:Combustion Turbine | DEF | DEF | 2023: 365.4627; 2024: 11.4573
Shady Hills 3 | Gas/Oil:Combustion Turbine | DEF | DEF | 2023: 498.2155; 2024: 13.2668
Solar 3rdParty Block 1 | Renewable:Solar PV | DEF | DEF
Solar 3rdParty Block 2 | Renewable:Solar PV | DEF | DEF
Solar 3rdParty Block 3 | Renewable:Solar PV | DEF | DEF
Solar 3rdParty Block 4 | Renewable:Solar PV | DEF | DEF
Solar DEF Bay Ranch | Renewable:Solar PV | DEF | DEF
Solar DEF Bay Trail | Renewable:Solar PV | DEF | DEF
Solar DEF Charlie Creek | Renewable:Solar PV | DEF | DEF
Solar DEF Columbia | Renewable:Solar PV | DEF | DEF
Solar DEF County Line | Renewable:Solar PV | DEF | DEF
Solar DEF Debary | Renewable:Solar PV | DEF | DEF
Solar DEF Duette | Renewable:Solar PV | DEF | DEF
Solar DEF Falmouth | Renewable:Solar PV | DEF | DEF
Solar DEF Fort Green | Renewable:Solar PV | DEF | DEF
Solar DEF Hamilton | Renewable:Solar PV | DEF | DEF
Solar DEF Hardeetown | Renewable:Solar PV | DEF | DEF
Solar DEF High Spring | Renewable:Solar PV | DEF | DEF
Solar DEF Hildreth | Renewable:Solar PV | DEF | DEF
Solar DEF Lake Placid | Renewable:Solar PV | DEF | DEF
Solar DEF Mule Creek | Renewable:Solar PV | DEF | DEF
Solar DEF Osc Perry Suw | Renewable:Solar PV | DEF | DEF
Solar DEF Sandy Creek | Renewable:Solar PV | DEF | DEF
Solar DEF Santa Fe | Renewable:Solar PV | DEF | DEF
Solar DEF St Pete Pier | Renewable:Solar PV | DEF | DEF
Solar DEF Trenton | Renewable:Solar PV | DEF | DEF
Solar DEF Twin Rivers | Renewable:Solar PV | DEF | DEF
Solar DEF Winquepin | Renewable:Solar PV | DEF | DEF
Solar+Storage DEF NEW 1 | Renewable:Solar PV | DEF | DEF
Solar+Storage DEF NEW 1 PTC + ITC | Renewable:Solar PV | DEF | DEF
Standby | Demand:Demand Response | DEF | DEF
SUWANNEE_P 1 | Gas/Oil:Combustion Turbine | DEF | DEF | 2023: 113.1575; 2024: 131.8162; 2025: 141.3737; 2026: 147.1042; 2027: 124.8198; 2028: 142.467; 2029: 134.4218; 2030: 137.3081; 2031: 151.0956; 2032: 95.1471; 2033: 60.3797; 2034: 18.0123
SUWANNEE_P 2 | Gas/Oil:Combustion Turbine | DEF | DEF | 2023: 110.4827; 2024: 129.753; 2025: 121.8524; 2026: 120.3749; 2027: 93.8748; 2028: 133.8813; 2029: 133.7074; 2030: 129.8302; 2031: 133.3046; 2032: 89.9993; 2033: 49.6065; 2034: 16.014
SUWANNEE_P 3 | Gas/Oil:Combustion Turbine | DEF | DEF | 2023: 170.4232; 2024: 209.9006; 2025: 211.4007; 2026: 217.3661; 2027: 174.3636; 2028: 194.6453; 2029: 185.8035; 2030: 173.686; 2031: 188.5859; 2032: 132.8008; 2033: 71.9615; 2034: 23.8554
Tigerbay 1 | Gas/Oil:Combined Cycle | DEF | DEF | 2023: 8516.3152; 2024: 8359.6793; 2025: 8119.599; 2026: 9252.7284; 2027: 8010.1714; 2028: 8838.2572; 2029: 7463.0275; 2030: 7077.4147; 2031: 5676.0919; 2032: 5819.2448; 2033: 4924.8656; 2034: 6493.0908; 2035: 2465.8462
U OF FL 1 | Gas/Oil:Combustion Turbine | DEF | DEF | 2023: 3016.1109; 2024: 3018.2562; 2025: 2988.5267; 2026: 2990.1704; 2027: 2505.7749
Voltage Red | Demand:Demand Response | DEF | DEF
WaterHtr_PP | Demand:Demand Response | DEF | DEF
Total |  |  |  | 280156.5113 | 293482.2821 | 285104.6763 | 289770.4506 | 288747.8843 | 292327.0289 | 291755.9528 | 292045.4356 | 290698.4282 | 286339.469 | 289224.5987 | 287667.8913 | 289270.9752 | 293661.294 | 301513.3663 | 300853.7228 | 310351.7541 | 315257.3655 | 321069.9026 | 327087.3027 | 339295.507 | 347520.0715 | 361334.2999 | 368800.3242 | 384265.9958 | 397957.8487 | 421207.6862 | 435112.3769 | 448621.0854 | 453976.4298 | 451370.1135 | 451867.2222 | 451728.7815 | 451736.1513 | 450732.3631
Group Totals
Resource | Type | BA | Area | 2023 | 2024 | 2025 | 2026 | 2027 | 2028 | 2029 | 2030 | 2031 | 2032 | 2033 | 2034 | 2035 | 2036 | 2037 | 2038 | 2039 | 2040 | 2041 | 2042 | 2043 | 2044 | 2045 | 2046 | 2047 | 2048 | 2049 | 2050 | 2051 | 2052 | 2053 | 2054 | 2055 | 2056 | 2057
Total | Coal:Conventional | DEF | DEF | 2023: 13428.6774; 2024: 16046.9519; 2025: 17893.8231; 2026: 14682.099; 2027: 16775.1077; 2028: 22716.6309; 2029: 24878.3328; 2030: 31545.6796; 2031: 48683.9279; 2032: 43369.5566; 2033: 45072.055; 2034: 16122.5368
Total | Demand:Demand Response | DEF | DEF
Total | Gas/Oil:Combined Cycle | DEF | DEF | 234683.8373 | 242541.344 | 245610.4318 | 248853.9591 | 250224.8073 | 250225.7205 | 252335.6471 | 247286.0092 | 231188.8424 | 235160.502 | 236861.486 | 253936.8461 | 264542.3338 | 267924.1329 | 267013.5937 | 258703.341 | 242872.0144 | 229856.7487 | 217766.1809 | 203082.3385 | 193059.9459 | 164597.5973 | 137402.6198 | 116187.0664 | 97404.7422 | 77910.6212 | 53052.4101 | 24420.0934 | 22706.319 | 23592.3499 | 23812.2379 | 23826.7523 | 23781.6529 | 22666.9207 | 22927.5122
Total | Gas/Oil:Combustion Turbine | DEF | DEF | 14186.4602 | 14428.3662 | 10766.8117 | 9795.3402 | 5890.3738 | 2988.6658 | 2360.6237 | 2729.6483 | 3254.3872 | 1505.7982 | 1193.0224 | 5149.432 | 8877.4205 | 10123.3178 | 11404.9982 | 5066.8746 | 8004.8606 | 1388.8779 | 2235.5725 | 2797.2646 | 9326.677 | 4281.4141 | 18550.1811 | 6608.0708 | 13343.2356 | 4931.2285 | 26335.5048 | 26824.319 | 15285.9915 | 18748.1644 | 17141.688 | 17879.3159 | 17428.2816 | 17816.1696 | 17316.199
Total | Gas/Oil:Steam Turbine | DEF | DEF | 2023: 17857.5363; 2024: 20465.62; 2025: 10833.6097; 2026: 16439.0524; 2027: 15857.5956; 2028: 16396.0117; 2029: 12181.3492; 2030: 10484.0985; 2031: 7571.2706; 2032: 6303.6122; 2033: 6098.0353; 2034: 12459.0764; 2035: 15851.2209; 2036: 15613.8434; 2037: 23094.7744; 2038: 9804.2114; 2039: 13789.1786; 2040: 11201.1061; 2041: 9927.3878; 2042: 2483.4675
Total | Nuclear:Nuclear | DEF | DEF | 2038: 27279.2958; 2039: 45685.7005; 2040: 72810.6328; 2041: 91140.7615; 2042: 118724.232; 2043: 136908.884; 2044: 178641.06; 2045: 205381.499; 2046: 246005.187; 2047: 273518.018; 2048: 315115.999; 2049: 341819.7712; 2050: 383867.9645; 2051: 410628.775; 2052: 411635.9155; 2053: 410416.1875; 2054: 410161.154; 2055: 410518.847; 2056: 411253.061; 2057: 410488.652
Total | Renewable:Biomass | DEF | DEF
Total | Renewable:Solar PV | DEF | DEF
Total | Renewable:Wind | DEF | DEF
Total | Storage:Battery | DEF | DEF
Solar 5
Resource | Type | BA | Area | 2023 | 2024 | 2025 | 2026 | 2027 | 2028 | 2029 | 2030 | 2031 | 2032 | 2033 | 2034 | 2035 | 2036 | 2037 | 2038 | 2039 | 2040 | 2041 | 2042 | 2043 | 2044 | 2045 | 2046 | 2047 | 2048 | 2049 | 2050 | 2051 | 2052 | 2053 | 2054 | 2055 | 2056 | 2057
AC | Demand:Demand Response | DEF | DEF
Anclote 1 | Gas/Oil:Steam Turbine | DEF | DEF | 2023: 10552.305; 2024: 12577.0859; 2025: 6079.3526; 2026: 9134.4665; 2027: 8862.459; 2028: 8864.5509; 2029: 7406.0004; 2030: 6201.4448; 2031: 3638.0443; 2032: 3459.7054; 2033: 2637.5458; 2034: 7167.6972; 2035: 7632.2816; 2036: 8587.4336; 2037: 10604.3355; 2038: 5690.0405; 2039: 7629.5451; 2040: 5642.4916; 2041: 4828.7202; 2042: 1313.137
Anclote 2 | Gas/Oil:Steam Turbine | DEF | DEF | 2023: 7191.0666; 2024: 7905.2233; 2025: 4396.7041; 2026: 6076.7058; 2027: 6121.5349; 2028: 6344.5093; 2029: 4372.7975; 2030: 3518.7875; 2031: 3530.989; 2032: 3087.5063; 2033: 3152.6878; 2034: 4738.4817; 2035: 6886.1703; 2036: 5610.1513; 2037: 9464.565; 2038: 2796.3503; 2039: 3896.7435; 2040: 4133.9506; 2041: 3196.3775; 2042: 1110.2418
As Avail | Gas/Oil:Combined Cycle | DEF | DEF
As Avail PCS | Renewable:Biomass | DEF | DEF
Bartow CC 1 0 | Gas/Oil:Combined Cycle | DEF | DEF | 44765.8031 | 42922.359 | 46612.8348 | 45015.619 | 43205.2165 | 44730.6569 | 46528.3525 | 47044.2445 | 48477.685 | 48230.9474 | 46895.0378 | 53143.7065 | 55300.3977 | 56465.4002 | 51184.505 | 54144.2942 | 57448.9048 | 56090.0835 | 52072.308 | 51953.359 | 55628.4008 | 53740.0358 | 49748.9823 | 49221.0165 | 48630.7195 | 40885.4278 | 13978.2855
Bartow CC 1 PAG | Gas/Oil:Combined Cycle | DEF | DEF | 1464.2607 | 1412.1595 | 1132.6523 | 1065.5954 | 1105.7048 | 1201.8282 | 1056.6895 | 688.5041 | 528.1195 | 530.8746 | 354.02 | 922.6114 | 1119.8545 | 1155.0425 | 1284.8049 | 897.7269 | 1286.9789 | 940.4362 | 685.4586 | 463.2921 | 933.999 | 614.0042 | 1133.0748 | 382.4206 | 826.2679 | 230.3018 | 42.8494
BARTOW_P 1 | Gas/Oil:Combustion Turbine | DEF | DEF | 2024: 1.6655
BARTOW_P 2 | Gas/Oil:Combustion Turbine | DEF | DEF | 2023: 5.5684; 2024: 26.8955; 2025: 27.4915; 2026: 16.7351; 2027: 31.8281; 2028: 25.8579; 2029: 16.1343; 2030: 31.3182; 2031: 52.6555; 2032: 14.5511; 2033: 11.4171; 2034: 1.4306
BARTOW_P 3 | Gas/Oil:Combustion Turbine | DEF | DEF
BARTOW_P 4 | Gas/Oil:Combustion Turbine | DEF | DEF | 2023: 27.8553; 2024: 58.0772; 2025: 42.493; 2026: 40.091; 2027: 50.099; 2028: 51.5187; 2029: 34.9895; 2030: 55.0741; 2031: 48.8794; 2032: 27.6515; 2033: 21.1577; 2034: 6.6215
Battery 2 Hours | Storage:Battery | DEF | DEF
Battery 4 Hours | Storage:Battery | DEF | DEF
BAYBORO_P 1 | Gas/Oil:Combustion Turbine | DEF | DEF | 2024: 6.7526; 2025: 1.755
BAYBORO_P 2 | Gas/Oil:Combustion Turbine | DEF | DEF | 2024: 0.85373; 2025: 0.40092
BAYBORO_P 3 | Gas/Oil:Combustion Turbine | DEF | DEF | 2024: 2.6563; 2025: 0.46888
BAYBORO_P 4 | Gas/Oil:Combustion Turbine | DEF | DEF | 2024: 1.4706; 2025: 0.46888
Citrus CC 1 | Gas/Oil:Combined Cycle | DEF | DEF | 38950.3149 | 39921.982 | 37142.1742 | 40511.8244 | 40476.521 | 35844.4823 | 39498.1868 | 38969.2545 | 36258.6641 | 38734.7277 | 38908.9396 | 39493.4362 | 39830.4095 | 40006.1068 | 37193.7791 | 39147.3033 | 39183.2026 | 35653.3331 | 35972.6383 | 34469.5733 | 31892.3434 | 29997.3518 | 25080.093 | 21883.9457 | 21281.4584 | 17266.4058 | 18852.919 | 11130.1207 | 10889.4694 | 10488.0405 | 11024.9781 | 10860.8846 | 11304.3069 | 11200.1108 | 10806.2843
Citrus CC 1 Duct | Gas/Oil:Combined Cycle | DEF | DEF | 1755.6741 | 1770.3707 | 1272.3907 | 1488.2613 | 1335.9131 | 1338.2738 | 1269.3279 | 911.2144 | 704.5196 | 682.9775 | 561.9285 | 1275.4321 | 1510.5082 | 1518.256 | 1985.6164 | 932.0032 | 1290.7247 | 880.846 | 722.6206 | 251.0903 | 902.8876 | 579.7059 | 1076.738 | 444.5876 | 867.9299 | 174.9151 | 905.8471 | 1249.1571 | 886.6163 | 953.3889 | 863.9807 | 992.6486 | 975.2059 | 890.5113 | 990.5151
Citrus CC 2 | Gas/Oil:Combined Cycle | DEF | DEF | 38742.5999 | 39996.2324 | 39526.3444 | 37639.458 | 40942.1658 | 36173.0308 | 39801.8941 | 39647.1562 | 36730.3023 | 39353.8227 | 39614.6895 | 39700.8092 | 39510.871 | 39690.772 | 36938.7254 | 39467.453 | 39513.1321 | 35807.6065 | 38509.5417 | 35410.7656 | 32953.0097 | 29925.9607 | 30142.4532 | 24642.4975 | 18480.0632 | 15572.1333 | 15929.599 | 10187.2847 | 9194.8889 | 9887.7706 | 10013.4632 | 9893.9497 | 10194.3899 | 9740.6098 | 9962.6996
Citrus CC 2 Duct | Gas/Oil:Combined Cycle | DEF | DEF | 1706.6066 | 1881.9067 | 1344.6917 | 1168.9706 | 1276.4088 | 1299.5585 | 1258.0846 | 814.3769 | 575.3368 | 586.4703 | 487.9992 | 1138.9422 | 1373.3011 | 1472.4987 | 1629.8287 | 857.1789 | 1161.8442 | 1064.9575 | 683.2085 | 275.1363 | 760.3768 | 560.6133 | 1072.391 | 462.8639 | 735.7669 | 250.5815 | 762.4063 | 1102.7592 | 687.6292 | 953.9789 | 794.2404 | 870.0507 | 816.2694 | 729.4258 | 1046.5594
Crystal 4 | Coal:Conventional | DEF | DEF | 2023: 8367.6186; 2024: 7717.181; 2025: 9905.6528; 2026: 6918.4645; 2027: 8714.6333; 2028: 11833.8378; 2029: 13097.7323; 2030: 16056.9005; 2031: 28126.2912; 2032: 19003.3946; 2033: 28194.6359; 2034: 11127.2993
Crystal 5 | Coal:Conventional | DEF | DEF | 2023: 5108.1656; 2024: 8273.3589; 2025: 7829.1861; 2026: 7487.236; 2027: 7316.8058; 2028: 10551.5983; 2029: 10726.6591; 2030: 15357.6349; 2031: 18916.6957; 2032: 23019.2143; 2033: 18911.2711; 2034: 4713.4092
DEBARY 10 | Gas/Oil:Combustion Turbine | DEF | DEF | 2024: 5.3409; 2025: 1.5689; 2026: 1.239; 2027: 2.7636; 2028: 8.9945; 2029: 1.239; 2030: 5.2526; 2031: 8.3771; 2032: 1.7494; 2034: 7.4549; 2035: 15.5272; 2036: 1.5859
DEBARY 2 | Gas/Oil:Combustion Turbine | DEF | DEF | 2024: 7.1975; 2026: 1.2013
DEBARY 3 | Gas/Oil:Combustion Turbine | DEF | DEF | 2024: 7.6488; 2025: 0.42808; 2026: 1.2013
DEBARY 4 | Gas/Oil:Combustion Turbine | DEF | DEF | 2024: 2.9826; 2026: 1.2221
DEBARY 5 | Gas/Oil:Combustion Turbine | DEF | DEF | 2024: 7.7339; 2026: 2.6342
DEBARY 6 | Gas/Oil:Combustion Turbine | DEF | DEF | 2024: 8.8929; 2025: 1.7961; 2026: 1.8102; 2027: 0.42808
DEBARY 7 | Gas/Oil:Combustion Turbine | DEF | DEF | 2023: 179.4056; 2024: 202.9328; 2025: 201.1304; 2026: 212.4996; 2027: 194.6188; 2028: 193.9987; 2029: 135.5834; 2030: 165.8696; 2031: 161.884; 2032: 122.1977; 2033: 111.3103; 2034: 170.7379; 2035: 143.0518; 2036: 49.2615
DEBARY 8 | Gas/Oil:Combustion Turbine | DEF | DEF | 2023: 265.1461; 2024: 222.0078; 2025: 268.7597; 2026: 233.4415; 2027: 223.671; 2028: 233.0267; 2029: 143.5597; 2030: 165.3465; 2031: 243.9248; 2032: 115.0063; 2033: 145.8203; 2034: 167.376; 2035: 188.9739; 2036: 73.1463
DEBARY 9 | Gas/Oil:Combustion Turbine | DEF | DEF | 2023: 249.8939; 2024: 313.1939; 2025: 253.7519; 2026: 247.1975; 2027: 235.6078; 2028: 255.2717; 2029: 193.9148; 2030: 221.1038; 2031: 262.3695; 2032: 133.0442; 2033: 164.3321; 2034: 240.1155; 2035: 200.0387; 2036: 101.2343
DEF Nuclear Natrium | Nuclear:Nuclear | DEF | DEF | 2048: 27128.7335; 2049: 45705.0217; 2050: 73357.4885; 2051: 91165.28; 2052: 118535.8375; 2053: 136681.4815; 2054: 178586.177; 2055: 205121.864; 2056: 247482.732; 2057: 273689.496
DEF Nuclear Natrium - Storage | Storage:Battery | DEF | DEF
DEF Nuclear Natrium - Storage PTC | Storage:Battery | DEF | DEF
DEF Nuclear Natrium PTC | Nuclear:Nuclear | DEF | DEF | 2038: 27279.2958; 2039: 45637.726; 2040: 72811.1797; 2041: 91261.4465; 2042: 118697.3685; 2043: 136742.318; 2044: 178326.592; 2045: 205210.666; 2046: 245969.286; 2047: 273627.778; 2048: 287952.664; 2049: 296287.252; 2050: 310312.898; 2051: 319627.666; 2052: 293217.084; 2053: 273605.428; 2054: 231867.702; 2055: 205398.146; 2056: 164079.214; 2057: 136755.247
Gen 190MW CT | Gas/Oil:Combustion Turbine | DEF | DEF | [7 empty] | 208.3563 | 264.4939 |  | 107.9887 | 2597.7839 | 6346.4703 | 7404.1201 | 8552.6049 | 3476.1148 | 6617.6584 | 830.1011 | 1824.6135 | 2646.1422 | 7222.2582 | 2758.9904 | 17081.2328 | 5081.7656 | 10185.2517 | 4695.0695 | 22140.0822 | 8611.7255 | 6913.1132 | 7753.0474 | 5211.4452 | 5454.6471 | 6351.4 | 7114.6189 | 8614.3412
Gen 190MW CT H2 | Gas/Oil:Combustion Turbine | DEF | DEF | 2043: 118.7387; 2044: 22.2632; 2045: 776.3938; 2046: 182.1227; 2047: 840.3064; 2048: 64.5269; 2049: 2090.6848; 2050: 16430.7582; 2051: 7472.0079; 2052: 7360.3833; 2053: 10251.731; 2054: 11653.9317; 2055: 10834.6906; 2056: 9652.5533; 2057: 9560.6833
HEAT | Demand:Demand Response | DEF | DEF
Hines CC 1 | Gas/Oil:Combined Cycle | DEF | DEF | 2023: 19767.1889; 2024: 19592.6351; 2025: 19973.8696; 2026: 14936.3492; 2027: 17301.9087; 2028: 15459.7123; 2029: 17549.1567; 2030: 15054.1388; 2031: 11996.224; 2032: 8579.9836; 2033: 7982.1631; 2034: 10925.1146; 2035: 16441.6339; 2036: 17946.5042; 2037: 23037.1509; 2038: 16472.1504; 2039: 3052.8847
Hines CC 2 | Gas/Oil:Combined Cycle | DEF | DEF | 20846.9017 | 21587.5217 | 21610.9015 | 23824.1949 | 21555.0749 | 23716.1856 | 20166.5575 | 21611.9777 | 18371.4626 | 18011.6026 | 17756.5335 | 19703.2801 | 22585.5473 | 21909.9446 | 23378.806 | 21577.4997 | 19316.3368 | 18629.4289 | 15420.2331 | 10275.8067 | 1667.2237
Hines CC 3 | Gas/Oil:Combined Cycle | DEF | DEF | 22247.4688 | 21481.7406 | 21098.2566 | 21119.2412 | 24718.2183 | 23912.1109 | 24995.4746 | 21454.9139 | 23927.4677 | 21624.1056 | 23609.0973 | 22847.2293 | 27514.5589 | 26960.6039 | 29675.4559 | 24008.1915 | 24394.9073 | 23061.4434 | 21439.9607 | 15969.2899 | 17781.5112 | 13467.3516 | 3473.4078
Hines CC 4 | Gas/Oil:Combined Cycle | DEF | DEF | 19536.0032 | 22065.8434 | 17358.3294 | 19857.9097 | 17943.3552 | 23269.0354 | 20992.0031 | 22251.1746 | 18219.9318 | 21519.2707 | 21665.5308 | 24795.5412 | 23274.7269 | 26928.3046 | 25260.9796 | 26680.4062 | 24225.282 | 25334.5079 | 23193.8196 | 25108.302 | 23192.6274 | 23420.1793 | 20710.3567 | 14880.8562 | 3129.9288
INT CITY 1 | Gas/Oil:Combustion Turbine | DEF | DEF | 2023: 1.5156; 2024: 0.62491; 2025: 0.53459; 2026: 1.9766; 2027: 2.4396; 2028: 5.0777; 2030: 6.4056; 2031: 13.6635; 2032: 2.2116; 2033: 0.53459
INT CITY 10 | Gas/Oil:Combustion Turbine | DEF | DEF | 2023: 42.0394; 2024: 164.8125; 2025: 127.3263; 2026: 66.2306; 2027: 128.3251; 2028: 86.3581; 2029: 54.6864; 2030: 87.769; 2031: 141.4619; 2032: 51.3307; 2033: 72.2952; 2034: 148.5781; 2035: 148.9804; 2036: 231.6296; 2037: 315.3495; 2038: 64.5522
INT CITY 11 | Gas/Oil:Combustion Turbine | DEF | DEF | 2024: 20.1009; 2025: 10.9571; 2026: 5.3024; 2027: 10.9918; 2028: 16.7157; 2030: 17.6339; 2031: 44.652; 2032: 8.8447; 2033: 8.6121; 2034: 9.9795; 2035: 37.2373; 2036: 48.0621; 2037: 67.8502; 2038: 47.6746; 2039: 74.1666; 2040: 7.0842; 2041: 8.9246; 2042: 36.1278; 2043: 27.6023; 2044: 13.571
INT CITY 12 | Gas/Oil:Combustion Turbine | DEF | DEF | 26.4176 | 153.5274 | 85.7757 | 39.7057 | 116.1039 | 87.6011 | 37.207 | 95.9974 | 150.9757 | 36.5699 | 10.9312 | 100.3704 | 92.1401 | 143.2109 | 230.8079 | 199.4543 | 228.531 | 147.2859 | 161.435 | 189.4441 | 547.9442 | 317.5028 | 75.8547
INT CITY 13 | Gas/Oil:Combustion Turbine | DEF | DEF | 108.6949 | 225.5918 | 163.1735 | 110.0327 | 147.7155 | 120.2299 | 95.453 | 129.841 | 167.4138 | 49.1215 | 51.1189 | 120.4282 | 123.3076 | 187.1848 | 311.6141 | 284.9448 | 242.6665 | 159.692 | 316.1797 | 257.8284 | 616.2623 | 499.9046 | 104.9282
INT CITY 14 | Gas/Oil:Combustion Turbine | DEF | DEF | 129.6824 | 238.3464 | 200.921 | 120.5176 | 167.8984 | 152.1018 | 105.4508 | 123.2301 | 105.6651 | 72.7374 | 53.796 | 135.7444 | 166.4141 | 211.2152 | 403.3946 | 340.5515 | 347.9622 | 265.2502 | 364.1923 | 273.7294 | 696.8797 | 463.7206 | 129.9995
INT CITY 2 | Gas/Oil:Combustion Turbine | DEF | DEF | 2027: 0.67203; 2028: 0.51589; 2030: 2.5305; 2031: 11.3266; 2032: 0.51589
INT CITY 3 | Gas/Oil:Combustion Turbine | DEF | DEF | 2024: 1.4771; 2025: 1.0521; 2026: 1.5008; 2027: 1.761; 2028: 4.3278; 2030: 4.0243; 2031: 15.1558; 2032: 2.4723
INT CITY 4 | Gas/Oil:Combustion Turbine | DEF | DEF | 2023: 1.3407; 2024: 3.3966; 2025: 0.52704; 2026: 0.81362; 2027: 3.0388; 2028: 2.8683; 2030: 2.4917; 2031: 2.8348; 2032: 2.7705
INT CITY 5 | Gas/Oil:Combustion Turbine | DEF | DEF | 2026: 0.79711; 2027: 0.64012; 2028: 3.5638; 2030: 1.8904; 2031: 10.7591; 2032: 1.4337
INT CITY 6 | Gas/Oil:Combustion Turbine | DEF | DEF | 2023: 0.54007; 2024: 6.1621; 2025: 1.6452; 2026: 2.1172; 2027: 4.3321; 2028: 7.4607; 2030: 6.1105; 2031: 17.1622; 2032: 3.4762; 2033: 0.49807
INT CITY 7 | Gas/Oil:Combustion Turbine | DEF | DEF | 2023: 284.8159; 2024: 397.8757; 2025: 283.7607; 2026: 294.8859; 2027: 240.9408; 2028: 320.1305; 2029: 196.7222; 2030: 212.833; 2031: 233.2598; 2032: 132.4201; 2033: 175.2036; 2034: 318.6308; 2035: 313.3455; 2036: 396.4215; 2037: 583.1246; 2038: 126.6495
INT CITY 8 | Gas/Oil:Combustion Turbine | DEF | DEF | 2023: 160.4158; 2024: 311.4804; 2025: 240.4319; 2026: 168.6506; 2027: 231.8892; 2028: 216.4567; 2029: 172.908; 2030: 187.0224; 2031: 188.6445; 2032: 110.2304; 2033: 151.0744; 2034: 276.5532; 2035: 246.7729; 2036: 270.1275; 2037: 503.0053; 2038: 91.3773
INT CITY 9 | Gas/Oil:Combustion Turbine | DEF | DEF | 2023: 153.9739; 2024: 299.8691; 2025: 220.4299; 2026: 186.6952; 2027: 159.9173; 2028: 242.828; 2029: 144.4177; 2030: 174.5567; 2031: 201.303; 2032: 107.2874; 2033: 101.0743; 2034: 284.5447; 2035: 228.3798; 2036: 320.7185; 2037: 450.312; 2038: 89.2303
INTER | Demand:Demand Response | DEF | DEF
Mulberry | Gas/Oil:Combined Cycle | DEF | DEF
New DEF OnShore Wind | Renewable:Wind | DEF | DEF
New DEF OnShore Wind PTC | Renewable:Wind | DEF | DEF
NSG Vand CT 1 | Gas/Oil:Combustion Turbine | DEF | DEF | 2023: 1618.5718; 2024: 1846.5087; 2025: 887.6736; 2026: 776.223; 2027: 153.728
NSG Vand CT 2 | Gas/Oil:Combustion Turbine | DEF | DEF | 2023: 1640.9682; 2024: 1847.719; 2025: 1080.0586; 2026: 718.2433; 2027: 167.2175
NSG Vand CT 3 | Gas/Oil:Combustion Turbine | DEF | DEF | 2023: 2176.3913; 2024: 2223.2615; 2025: 1253.1241; 2026: 923.7706; 2027: 203.6834
NSG Vand CT 4 | Gas/Oil:Combustion Turbine | DEF | DEF | 2023: 2325.9413; 2024: 2300.0662; 2025: 1475.5298; 2026: 1232.6834; 2027: 157.2985
Orange Cogen | Gas/Oil:Combined Cycle | DEF | DEF
Orlando Cogen | Gas/Oil:Combined Cycle | DEF | DEF
Osprey 1 0 | Gas/Oil:Combined Cycle | DEF | DEF | 2023: 10339.9237; 2024: 10201.8225
Osprey 1 1 | Gas/Oil:Combined Cycle | DEF | DEF | 2023: 5578.8691; 2024: 5687.0533
Osprey 1 2 | Gas/Oil:Combined Cycle | DEF | DEF | 2023: 471.0252; 2024: 487.3656
OspreyAcq | Gas/Oil:Combined Cycle | DEF | DEF |  | 5128.6765 | 28250.2582 | 28279.904 | 27018.8259 | 28948.4054 | 26523.5941 | 26640.8441 | 25556.95 | 26444.6194 | 26581.5537 | 27455.7919 | 28003.4633 | 28156.5252 | 30216.3313 | 28850.2779 | 26942.2796 | 26618.8039 | 23401.1257 | 22345.4606 | 21314.7154 | 7323.0715
OspreyAcqDF | Gas/Oil:Combined Cycle | DEF | DEF |  | 36.7632 | 791.9893 | 859.8901 | 769.7281 | 777.8417 | 770.7908 | 773.6913 | 462.3686 | 452.7062 | 446.6516 | 902.6212 | 1143.8574 | 1269.2043 | 1293.2587 | 981.0952 | 1232.1289 | 942.2893 | 907.8505 | 606.6579 | 969.598 | 77.2397
Pasco County | Renewable:Biomass | DEF | DEF
Pinellas County | Renewable:Biomass | DEF | DEF
Shady Hills 1 | Gas/Oil:Combustion Turbine | DEF | DEF | 2023: 625.2771; 2024: 23.6744
Shady Hills 2 | Gas/Oil:Combustion Turbine | DEF | DEF | 2023: 479.4474; 2024: 9.6477
Shady Hills 3 | Gas/Oil:Combustion Turbine | DEF | DEF | 2023: 361.0964; 2024: 13.2668
Solar 3rdParty Block 1 | Renewable:Solar PV | DEF | DEF
Solar 3rdParty Block 2 | Renewable:Solar PV | DEF | DEF
Solar 3rdParty Block 3 | Renewable:Solar PV | DEF | DEF
Solar 3rdParty Block 4 | Renewable:Solar PV | DEF | DEF
Solar DEF Bay Ranch | Renewable:Solar PV | DEF | DEF
Solar DEF Bay Trail | Renewable:Solar PV | DEF | DEF
Solar DEF Charlie Creek | Renewable:Solar PV | DEF | DEF
Solar DEF Columbia | Renewable:Solar PV | DEF | DEF
Solar DEF County Line | Renewable:Solar PV | DEF | DEF
Solar DEF Debary | Renewable:Solar PV | DEF | DEF
Solar DEF Duette | Renewable:Solar PV | DEF | DEF
Solar DEF Falmouth | Renewable:Solar PV | DEF | DEF
Solar DEF Fort Green | Renewable:Solar PV | DEF | DEF
Solar DEF Hamilton | Renewable:Solar PV | DEF | DEF
Solar DEF Hardeetown | Renewable:Solar PV | DEF | DEF
Solar DEF High Spring | Renewable:Solar PV | DEF | DEF
Solar DEF Hildreth | Renewable:Solar PV | DEF | DEF
Solar DEF Lake Placid | Renewable:Solar PV | DEF | DEF
Solar DEF Mule Creek | Renewable:Solar PV | DEF | DEF
Solar DEF NEW 1 | Renewable:Solar PV | DEF | DEF
Solar DEF NEW 1 PTC | Renewable:Solar PV | DEF | DEF
Solar DEF NEW 2 | Renewable:Solar PV | DEF | DEF
Solar DEF NEW 2 PTC | Renewable:Solar PV | DEF | DEF
Solar DEF NEW 5 | Renewable:Solar PV | DEF | DEF
Solar DEF NEW 5 PTC | Renewable:Solar PV | DEF | DEF
Solar DEF Osc Perry Suw | Renewable:Solar PV | DEF | DEF
Solar DEF Sandy Creek | Renewable:Solar PV | DEF | DEF
Solar DEF Santa Fe | Renewable:Solar PV | DEF | DEF
Solar DEF St Pete Pier | Renewable:Solar PV | DEF | DEF
Solar DEF Trenton | Renewable:Solar PV | DEF | DEF
Solar DEF Twin Rivers | Renewable:Solar PV | DEF | DEF
Solar DEF Winquepin | Renewable:Solar PV | DEF | DEF
Solar+Storage DEF NEW 1 | Renewable:Solar PV | DEF | DEF
Solar+Storage DEF NEW 1 PTC + ITC | Renewable:Solar PV | DEF | DEF
Standby | Demand:Demand Response | DEF | DEF
SUWANNEE_P 1 | Gas/Oil:Combustion Turbine | DEF | DEF | 2023: 122.4229; 2024: 137.8368; 2025: 136.735; 2026: 151.7335; 2027: 115.0295; 2028: 138.7333; 2029: 115.6669; 2030: 129.407; 2031: 142.7362; 2032: 77.5837; 2033: 71.1077; 2034: 26.239
SUWANNEE_P 2 | Gas/Oil:Combustion Turbine | DEF | DEF | 2023: 112.5374; 2024: 128.9465; 2025: 115.5937; 2026: 126.1683; 2027: 92.2351; 2028: 126.2027; 2029: 111.4526; 2030: 121.8304; 2031: 125.7235; 2032: 90.3219; 2033: 55.8915; 2034: 26.9036
SUWANNEE_P 3 | Gas/Oil:Combustion Turbine | DEF | DEF | 2023: 166.7925; 2024: 201.5452; 2025: 199.361; 2026: 210.8062; 2027: 170.1056; 2028: 195.4566; 2029: 168.7561; 2030: 176.3809; 2031: 158.4623; 2032: 118.4533; 2033: 87.7764; 2034: 36.3006
Tigerbay 1 | Gas/Oil:Combined Cycle | DEF | DEF | 2023: 8471.752; 2024: 8384.0422; 2025: 7845.7726; 2026: 9118.5008; 2027: 7819.9038; 2028: 8853.4688; 2029: 7343.6879; 2030: 6323.3566; 2031: 5177.1286; 2032: 5456.7174; 2033: 4865.952; 2034: 6662.1355; 2035: 2439.7038
U OF FL 1 | Gas/Oil:Combustion Turbine | DEF | DEF | 2023: 3016.2688; 2024: 3018.9079; 2025: 2985.1345; 2026: 2984.5803; 2027: 2506.5316
Voltage Red | Demand:Demand Response | DEF | DEF
WaterHtr_PP | Demand:Demand Response | DEF | DEF
Total |  |  |  | 280146.5686 | 293482.2716 | 282441.6196 | 283385.2989 | 282005.8889 | 285614.3833 | 285085.1309 | 285651.8909 | 283971.9652 | 280060.6275 | 284028.1773 | 281389.3315 | 282817.9249 | 287114.666 | 294566.2053 | 294501.8164 | 303723.606 | 309020.7716 | 314970.6547 | 321652.7527 | 333968.6963 | 342108.0585 | 355816.5717 | 363151.3623 | 378605.4706 | 394220.759 | 416694.9469 | 432382.192 | 446836.6709 | 449149.5311 | 448446.7482 | 450179.9913 | 450996.2727 | 450889.7758 | 451425.8259
Group Totals
Resource | Type | BA | Area | 2023 | 2024 | 2025 | 2026 | 2027 | 2028 | 2029 | 2030 | 2031 | 2032 | 2033 | 2034 | 2035 | 2036 | 2037 | 2038 | 2039 | 2040 | 2041 | 2042 | 2043 | 2044 | 2045 | 2046 | 2047 | 2048 | 2049 | 2050 | 2051 | 2052 | 2053 | 2054 | 2055 | 2056 | 2057
Total | Coal:Conventional | DEF | DEF | 2023: 13475.7843; 2024: 15990.5399; 2025: 17734.8389; 2026: 14405.7004; 2027: 16031.4391; 2028: 22385.4361; 2029: 23824.3914; 2030: 31414.5354; 2031: 47042.987; 2032: 42022.6088; 2033: 47105.907; 2034: 15840.7084
Total | Demand:Demand Response | DEF | DEF
Total | Gas/Oil:Combined Cycle | DEF | DEF | 234644.392 | 242558.4743 | 243960.4654 | 244885.7187 | 245468.9447 | 245524.5905 | 247753.8003 | 242184.8476 | 226986.1606 | 230208.8258 | 229730.0965 | 248966.6515 | 260048.8336 | 263479.163 | 263079.2418 | 254015.5805 | 239048.6067 | 225023.7362 | 213008.7654 | 197128.7335 | 187996.6929 | 159705.5137 | 132437.4967 | 111918.188 | 93952.1345 | 74379.7651 | 50471.9062 | 23669.3218 | 21658.6038 | 22283.1789 | 22696.6624 | 22617.5335 | 23290.1721 | 22560.6576 | 22806.0584
Total | Gas/Oil:Combustion Turbine | DEF | DEF | 14283.0208 | 14450.9483 | 10270.2586 | 8882.7076 | 5521.5111 | 2495.2965 | 1728.1414 | 2332.2755 | 2773.7843 | 1281.9812 | 1401.9402 | 4675.7927 | 8250.6394 | 9437.9181 | 11418.0631 | 4720.5493 | 7510.9847 | 1409.4135 | 2675.3452 | 3403.2719 | 9229.6853 | 4075.9528 | 18168.409 | 5263.8883 | 11025.5581 | 4759.5964 | 24230.767 | 25042.4837 | 14385.1211 | 15113.4307 | 15463.1763 | 17108.5788 | 17186.0906 | 16767.1722 | 18175.0245
Total | Gas/Oil:Steam Turbine | DEF | DEF | 2023: 17743.3716; 2024: 20482.3092; 2025: 10476.0567; 2026: 15211.1723; 2027: 14983.9939; 2028: 15209.0602; 2029: 11778.7978; 2030: 9720.2324; 2031: 7169.0333; 2032: 6547.2116; 2033: 5790.2336; 2034: 11906.1789; 2035: 14518.4519; 2036: 14197.5849; 2037: 20068.9005; 2038: 8486.3908; 2039: 11526.2886; 2040: 9776.4422; 2041: 8025.0977; 2042: 2423.3788
Total | Nuclear:Nuclear | DEF | DEF | 2038: 27279.2958; 2039: 45637.726; 2040: 72811.1797; 2041: 91261.4465; 2042: 118697.3685; 2043: 136742.318; 2044: 178326.592; 2045: 205210.666; 2046: 245969.286; 2047: 273627.778; 2048: 315081.3975; 2049: 341992.2737; 2050: 383670.3865; 2051: 410792.946; 2052: 411752.9215; 2053: 410286.9095; 2054: 410453.879; 2055: 410520.01; 2056: 411561.946; 2057: 410444.743
Total | Renewable:Biomass | DEF | DEF
Total | Renewable:Solar PV | DEF | DEF
Total | Renewable:Wind | DEF | DEF
Total | Storage:Battery | DEF | DEF
Solar 14
Resource | Type | BA | Area | 2023 | 2024 | 2025 | 2026 | 2027 | 2028 | 2029 | 2030 | 2031 | 2032 | 2033 | 2034 | 2035 | 2036 | 2037 | 2038 | 2039 | 2040 | 2041 | 2042 | 2043 | 2044 | 2045 | 2046 | 2047 | 2048 | 2049 | 2050 | 2051 | 2052 | 2053 | 2054 | 2055 | 2056 | 2057
AC | Demand:Demand Response | DEF | DEF
Anclote 1 | Gas/Oil:Steam Turbine | DEF | DEF | 2023: 10497.9463; 2024: 12577.0859; 2025: 6064.5329; 2026: 8935.8911; 2027: 7853.129; 2028: 8648.4382; 2029: 6929.6585; 2030: 6050.2249; 2031: 3501.979; 2032: 4223.3508; 2033: 3021.7928; 2034: 6539.4958; 2035: 7407.7062; 2036: 6998.4077; 2037: 9928.3545; 2038: 5123.8278; 2039: 6162.5653; 2040: 5019.0962; 2041: 4680.0111; 2042: 1194.2194
Anclote 2 | Gas/Oil:Steam Turbine | DEF | DEF | 2023: 7205.1082; 2024: 7905.2233; 2025: 4372.4284; 2026: 5736.6992; 2027: 5572.0034; 2028: 4903.1246; 2029: 4042.3754; 2030: 3312.9989; 2031: 3504.4096; 2032: 2953.6618; 2033: 3301.3871; 2034: 4496.2714; 2035: 5930.7702; 2036: 5454.3896; 2037: 8767.3458; 2038: 2101.7954; 2039: 3225.7884; 2040: 3288.0706; 2041: 2417.3359; 2042: 947.5766
As Avail | Gas/Oil:Combined Cycle | DEF | DEF
As Avail PCS | Renewable:Biomass | DEF | DEF
Bartow CC 1 0 | Gas/Oil:Combined Cycle | DEF | DEF | 44685.392 | 42922.359 | 46637.8717 | 44456.4777 | 42205.2965 | 43954.6288 | 45662.293 | 46423.9218 | 47617.1778 | 46906.0596 | 45852.3476 | 51012.4335 | 52860.1303 | 54040.7672 | 49411.7195 | 51412.2345 | 55326.0215 | 53948.329 | 49615.8265 | 49737.6133 | 53071.1712 | 51567.152 | 47949.6879 | 46396.7155 | 45616.3565 | 38741.7175 | 12769.6565
Bartow CC 1 PAG | Gas/Oil:Combined Cycle | DEF | DEF | 1456.8012 | 1412.1595 | 1136.0277 | 997.5076 | 991.47 | 1101.8134 | 1000.4648 | 686.6332 | 547.9585 | 557.1326 | 445.3322 | 874.98 | 1069.8506 | 1013.7225 | 1139.4745 | 766.8635 | 1082.8746 | 765.0929 | 591.704 | 417.1642 | 738.3015 | 547.071 | 941.8987 | 254.1167 | 652.547 | 238.927 | 27.2315
BARTOW_P 1 | Gas/Oil:Combustion Turbine | DEF | DEF | 2024: 1.6655
BARTOW_P 2 | Gas/Oil:Combustion Turbine | DEF | DEF | 2023: 5.2686; 2024: 26.8955; 2025: 21.7601; 2026: 16.983; 2027: 22.0036; 2028: 17.116; 2029: 9.9684; 2030: 25.3195; 2031: 41.965; 2032: 31.803; 2033: 11.4224; 2034: 6.8603
BARTOW_P 3 | Gas/Oil:Combustion Turbine | DEF | DEF
BARTOW_P 4 | Gas/Oil:Combustion Turbine | DEF | DEF | 2023: 39.755; 2024: 58.0772; 2025: 50.0742; 2026: 44.6688; 2027: 37.7884; 2028: 45.0657; 2029: 27.5719; 2030: 42.4223; 2031: 47.4673; 2032: 48.0604; 2033: 37.1512; 2034: 11.845
Battery 2 Hours | Storage:Battery | DEF | DEF
Battery 4 Hours | Storage:Battery | DEF | DEF
BAYBORO_P 1 | Gas/Oil:Combustion Turbine | DEF | DEF | 2024: 6.7526; 2025: 1.755
BAYBORO_P 2 | Gas/Oil:Combustion Turbine | DEF | DEF | 2024: 0.85373; 2025: 0.40092
BAYBORO_P 3 | Gas/Oil:Combustion Turbine | DEF | DEF | 2024: 2.6563; 2025: 1.0617
BAYBORO_P 4 | Gas/Oil:Combustion Turbine | DEF | DEF | 2024: 1.4706; 2025: 0.46888
Citrus CC 1 | Gas/Oil:Combined Cycle | DEF | DEF | 38930.9031 | 39921.982 | 37141.7323 | 40418.0508 | 40074.5408 | 35416.5548 | 38582.2881 | 37957.2285 | 35664.7387 | 37890.2315 | 38046.137 | 38713.7616 | 39394.306 | 39685.1001 | 37022.8461 | 38476.3741 | 38287.7565 | 35328.1181 | 35293.8149 | 32853.7484 | 31317.1075 | 26085.9919 | 24575.8668 | 21291.426 | 19795.324 | 14464.6707 | 16753.6943 | 10900.5792 | 10536.8849 | 10516.4258 | 10875.9703 | 10595.81 | 10681.3415 | 11132.324 | 11082.16
Citrus CC 1 Duct | Gas/Oil:Combined Cycle | DEF | DEF | 1751.3724 | 1770.3707 | 1278.5091 | 1404.9119 | 1206.7121 | 1210.9156 | 1165.6158 | 888.3989 | 679.1494 | 680.5382 | 662.71 | 1178.6457 | 1375.426 | 1339.088 | 1720.3465 | 821.8608 | 1097.7582 | 660.2487 | 576.4453 | 233.7318 | 741.8846 | 429.4061 | 866.717 | 325.5136 | 622.5883 | 176.6818 | 874.4787 | 1056.7389 | 710.5285 | 883.1692 | 756.4774 | 843.609 | 834.462 | 796.5833 | 1089.2973
Citrus CC 2 | Gas/Oil:Combined Cycle | DEF | DEF | 38720.1874 | 39996.2324 | 39549.1314 | 37555.6658 | 40832.8951 | 35715.1143 | 39521.8696 | 39200.8473 | 35640.9395 | 38160.138 | 38361.0932 | 39328.0816 | 39418.1447 | 39631.7055 | 36887.3849 | 39155.1575 | 39042.669 | 35432.4899 | 36723.9568 | 35480.401 | 32445.2103 | 29952.4694 | 28817.4497 | 21860.3145 | 17762.5532 | 14148.9221 | 15043.5294 | 10544.4741 | 8510.5437 | 8848.2891 | 8980.6074 | 9633.5637 | 9880.8928 | 9459.6394 | 9871.9025
Citrus CC 2 Duct | Gas/Oil:Combined Cycle | DEF | DEF | 1705.1625 | 1881.9067 | 1349.346 | 1102.641 | 1139.8432 | 1173.2324 | 1138.0272 | 800.8124 | 558.3807 | 604.5939 | 567.1012 | 1071.5901 | 1248.0407 | 1308.532 | 1419.0279 | 748.4566 | 915.6632 | 883.1569 | 494.8009 | 250.7614 | 617.3406 | 426.7514 | 859.7675 | 351.4228 | 538.6878 | 249.6184 | 718.9007 | 912.626 | 521.4167 | 724.1608 | 612.285 | 779.7535 | 684.9642 | 681.2843 | 1065.7664
Crystal 4 | Coal:Conventional | DEF | DEF | 2023: 8387.3848; 2024: 7717.181; 2025: 9897.5671; 2026: 6858.9784; 2027: 8370.1507; 2028: 12797.8046; 2029: 11662.6649; 2030: 15310.3788; 2031: 27381.2041; 2032: 19435.4981; 2033: 26887.8731; 2034: 11012.79
Crystal 5 | Coal:Conventional | DEF | DEF | 2023: 5094.2745; 2024: 8273.3589; 2025: 7840.1541; 2026: 7189.6913; 2027: 7113.2248; 2028: 11490.6017; 2029: 10433.1436; 2030: 15517.9793; 2031: 17946.4473; 2032: 21736.3248; 2033: 17190.7292; 2034: 4672.4314
DEBARY 10 | Gas/Oil:Combustion Turbine | DEF | DEF | 2024: 5.3409; 2025: 1.5689; 2026: 1.239; 2027: 3.0864; 2028: 4.1743; 2029: 1.239; 2030: 3.4676; 2031: 1.4282; 2032: 3.4894; 2034: 3.0626; 2035: 9.4758; 2036: 1.7494
DEBARY 2 | Gas/Oil:Combustion Turbine | DEF | DEF | 2024: 7.1975
DEBARY 3 | Gas/Oil:Combustion Turbine | DEF | DEF | 2024: 7.6488; 2026: 1.4532
DEBARY 4 | Gas/Oil:Combustion Turbine | DEF | DEF | 2024: 2.9826; 2026: 1.1429
DEBARY 5 | Gas/Oil:Combustion Turbine | DEF | DEF | 2024: 7.7339
DEBARY 6 | Gas/Oil:Combustion Turbine | DEF | DEF | 2024: 8.8929; 2025: 1.7961
DEBARY 7 | Gas/Oil:Combustion Turbine | DEF | DEF | 2023: 175.7629; 2024: 202.9328; 2025: 228.267; 2026: 215.1047; 2027: 178.7677; 2028: 169.8635; 2029: 154.6947; 2030: 171.7776; 2031: 194.147; 2032: 107.4314; 2033: 124.0817; 2034: 171.8638; 2035: 182.6755; 2036: 47.4324
DEBARY 8 | Gas/Oil:Combustion Turbine | DEF | DEF | 2023: 245.0146; 2024: 222.0078; 2025: 278.7779; 2026: 228.9031; 2027: 199.7074; 2028: 198.0273; 2029: 180.6809; 2030: 176.4867; 2031: 238.3944; 2032: 141.7611; 2033: 151.0337; 2034: 190.798; 2035: 227.341; 2036: 103.9818
DEBARY 9 | Gas/Oil:Combustion Turbine | DEF | DEF | 2023: 258.4956; 2024: 313.1939; 2025: 243.9749; 2026: 261.8629; 2027: 200.5867; 2028: 224.4233; 2029: 213.6537; 2030: 209.1298; 2031: 270.3675; 2032: 153.8228; 2033: 150.7006; 2034: 249.8257; 2035: 215.3216; 2036: 102.4852
DEF Nuclear Natrium | Nuclear:Nuclear | DEF | DEF | 2048: 27128.7335; 2049: 45705.0217; 2050: 73357.4885; 2051: 91165.28; 2052: 118535.8375; 2053: 136681.4815; 2054: 178519.729; 2055: 205055.412; 2056: 247482.734; 2057: 273663.278
DEF Nuclear Natrium - Storage | Storage:Battery | DEF | DEF
DEF Nuclear Natrium - Storage PTC | Storage:Battery | DEF | DEF
DEF Nuclear Natrium PTC | Nuclear:Nuclear | DEF | DEF | 2038: 27315.999; 2039: 45712.9402; 2040: 72818.9305; 2041: 91295.906; 2042: 118807.8935; 2043: 136765.596; 2044: 178450.606; 2045: 205173.569; 2046: 245969.29; 2047: 273553.968; 2048: 287952.666; 2049: 296287.252; 2050: 310312.898; 2051: 319627.666; 2052: 293217.084; 2053: 273605.428; 2054: 231867.704; 2055: 205334.029; 2056: 164025.336; 2057: 136755.247
Gen 190MW CT | Gas/Oil:Combustion Turbine | DEF | DEF | [7 empty] | 67.4868 | 233.9439 | 55.009 |  | 1962.052 | 4490.7777 | 5800.9156 | 6306.2735 | 2976.0314 | 5839.66 | 344.9638 | 862.7558 | 1355.6926 | 6096.0796 | 1888.064 | 14194.3165 | 3946.3864 | 7989.8767 | 3969.7326 | 20273.7432 | 7232.3409 | 6062.6792 | 6596.205 | 4534.7008 | 4071.7827 | 5153.755 | 6997.4836 | 7950.3498
Gen 190MW CT H2 | Gas/Oil:Combustion Turbine | DEF | DEF | 2043: 84.5712; 2044: 38.682; 2045: 725.4247; 2046: 102.1944; 2047: 820.445; 2048: 69.6224; 2049: 1925.7845; 2050: 13880.5809; 2051: 5611.9248; 2052: 5497.5343; 2053: 8120.0758; 2054: 9349.2464; 2055: 9070.0976; 2056: 8045.3031; 2057: 9695.3132
HEAT | Demand:Demand Response | DEF | DEF
Hines CC 1 | Gas/Oil:Combined Cycle | DEF | DEF | 2023: 19669.9692; 2024: 19592.6351; 2025: 19785.4732; 2026: 14470.7417; 2027: 15816.1958; 2028: 13553.4709; 2029: 15623.3538; 2030: 12637.9016; 2031: 10195.2435; 2032: 7671.338; 2033: 7492.5739; 2034: 9889.1834; 2035: 15933.211; 2036: 17026.0173; 2037: 20928.1523; 2038: 14952.7572; 2039: 2853.9736
Hines CC 2 | Gas/Oil:Combined Cycle | DEF | DEF | 20899.5927 | 21587.5217 | 21778.3297 | 23080.9424 | 20901.9178 | 21478.0923 | 19385.6854 | 20121.6142 | 17264.0371 | 17117.6686 | 16399.6403 | 18926.3064 | 21183.2752 | 21119.8703 | 22738.5265 | 21085.2033 | 18332.1582 | 16887.1528 | 14357.2467 | 9082.1609 | 1127.1588
Hines CC 3 | Gas/Oil:Combined Cycle | DEF | DEF | 22178.5175 | 21481.7406 | 21187.4414 | 20827.6286 | 23835.3211 | 22605.1287 | 23947.5119 | 20626.6356 | 22173.1176 | 20483.7198 | 22453.7082 | 21888.7297 | 26469.4707 | 25281.418 | 28403.9394 | 22981.5062 | 23248.7206 | 20646.984 | 20374.3044 | 15444.7446 | 16408.8935 | 11586.1123 | 3183.1103
Hines CC 4 | Gas/Oil:Combined Cycle | DEF | DEF | 19397.4283 | 22065.8434 | 17355.7805 | 19440.205 | 17112.3821 | 22218.3296 | 19952.3748 | 21290.7924 | 17495.8796 | 20300.0927 | 20133.795 | 23426.3763 | 22251.363 | 26163.5426 | 24509.3995 | 25421.5896 | 23082.1933 | 24120.9191 | 22678.4297 | 23370.815 | 20884.7821 | 22982.2498 | 18024.0236 | 13301.7493 | 2614.533
INT CITY 1 | Gas/Oil:Combustion Turbine | DEF | DEF | 2023: 1.5156; 2024: 0.62491; 2025: 0.53459; 2026: 1.3296; 2027: 1.2198; 2028: 1.9528; 2030: 5.2152; 2031: 7.141; 2032: 4.7; 2033: 0.62491; 2034: 0.79333
INT CITY 10 | Gas/Oil:Combustion Turbine | DEF | DEF | 2023: 57.6009; 2024: 164.8125; 2025: 133.975; 2026: 63.2829; 2027: 101.2893; 2028: 68.7453; 2029: 85.008; 2030: 90.7912; 2031: 129.6351; 2032: 60.4257; 2033: 47.8051; 2034: 140.8842; 2035: 193.5911; 2036: 249.8008; 2037: 356.4069; 2038: 79.1104
INT CITY 11 | Gas/Oil:Combustion Turbine | DEF | DEF | 2024: 20.1009; 2025: 10.9666; 2026: 4.768; 2027: 6.4415; 2028: 6.1269; 2030: 13.4923; 2031: 23.6411; 2032: 6.1036; 2033: 2.4949; 2034: 11.3256; 2035: 23.018; 2036: 48.8562; 2037: 68.6201; 2038: 41.0863; 2039: 74.7234; 2040: 21.3023; 2041: 33.3389; 2042: 36.6698; 2043: 20.503; 2044: 24.3377
INT CITY 12 | Gas/Oil:Combustion Turbine | DEF | DEF | 37.4318 | 153.5274 | 90.0078 | 39.1742 | 82.9611 | 60.072 | 34.3141 | 70.2107 | 127.3222 | 57.8424 | 36.3525 | 123.8114 | 99.1623 | 183.3758 | 248.4309 | 239.5226 | 270.9094 | 137.8357 | 141.0941 | 197.7649 | 473.5896 | 299.1833 | 79.0842
INT CITY 13 | Gas/Oil:Combustion Turbine | DEF | DEF | 117.6841 | 225.5918 | 159.3157 | 92.8827 | 104.9134 | 84.0939 | 80.5015 | 109.8999 | 150.556 | 68.5794 | 56.1654 | 162.0609 | 173.2447 | 265.3176 | 345.6114 | 282.6307 | 295.9336 | 175.3459 | 232.4713 | 268.4356 | 579.1615 | 392.6748 | 108.3144
INT CITY 14 | Gas/Oil:Combustion Turbine | DEF | DEF | 122.9905 | 238.3464 | 188.1292 | 109.5648 | 150.8744 | 100.552 | 107.1306 | 121.5011 | 140.7254 | 97.2566 | 66.9564 | 196.1526 | 184.8691 | 277.2078 | 449.3103 | 341.1554 | 450.3145 | 219.0415 | 311.8974 | 277.776 | 665.0016 | 460.8362 | 134.4057
INT CITY 2 | Gas/Oil:Combustion Turbine | DEF | DEF | 2027: 0.67203; 2030: 0.51589; 2031: 5.9792; 2032: 0.54439
INT CITY 3 | Gas/Oil:Combustion Turbine | DEF | DEF | 2024: 1.4771; 2025: 1.0521; 2026: 1.0284; 2027: 1.2586; 2028: 2.038; 2030: 2.4053; 2031: 7.5336; 2032: 2.8564; 2033: 0.50238
INT CITY 4 | Gas/Oil:Combustion Turbine | DEF | DEF | 2023: 1.3407; 2024: 3.3966; 2025: 1.0541; 2026: 1.3407; 2027: 1.2537; 2028: 0.52704; 2030: 2.4839; 2031: 2.9961; 2032: 2.3858; 2033: 0.5508; 2034: 0.81362
INT CITY 5 | Gas/Oil:Combustion Turbine | DEF | DEF | 2026: 0.79711; 2027: 0.64012; 2028: 0.79711; 2030: 1.9204; 2031: 5.8843; 2032: 1.3754; 2033: 0.50576
INT CITY 6 | Gas/Oil:Combustion Turbine | DEF | DEF | 2024: 6.1621; 2025: 0.99615; 2026: 1.1054; 2027: 1.917; 2028: 2.5758; 2030: 3.9309; 2031: 9.7631; 2032: 4.83; 2033: 0.49807
INT CITY 7 | Gas/Oil:Combustion Turbine | DEF | DEF | 2023: 280.521; 2024: 397.8757; 2025: 294.1786; 2026: 289.7724; 2027: 233.3763; 2028: 237.7552; 2029: 186.1262; 2030: 191.6814; 2031: 230.8746; 2032: 160.8805; 2033: 138.5803; 2034: 277.5863; 2035: 356.3573; 2036: 412.0475; 2037: 588.4187; 2038: 188.1166
INT CITY 8 | Gas/Oil:Combustion Turbine | DEF | DEF | 2023: 161.9636; 2024: 311.4804; 2025: 246.0462; 2026: 186.9188; 2027: 182.8712; 2028: 178.6673; 2029: 175.4577; 2030: 152.6294; 2031: 170.6243; 2032: 121.8382; 2033: 117.0097; 2034: 253.9982; 2035: 273.4099; 2036: 317.0887; 2037: 529.8134; 2038: 112.5
INT CITY 9 | Gas/Oil:Combustion Turbine | DEF | DEF | 2023: 153.994; 2024: 299.8691; 2025: 207.5467; 2026: 202.1492; 2027: 148.4155; 2028: 162.0193; 2029: 154.6953; 2030: 156.6325; 2031: 207.7414; 2032: 107.3416; 2033: 88.1988; 2034: 276.0925; 2035: 251.1951; 2036: 327.8134; 2037: 518.7938; 2038: 132.2601
INTER | Demand:Demand Response | DEF | DEF
Mulberry | Gas/Oil:Combined Cycle | DEF | DEF
New DEF OnShore Wind | Renewable:Wind | DEF | DEF
New DEF OnShore Wind PTC | Renewable:Wind | DEF | DEF
NSG Vand CT 1 | Gas/Oil:Combustion Turbine | DEF | DEF | 2023: 1699.9534; 2024: 1846.5087; 2025: 843.0034; 2026: 592.1659; 2027: 134.3481
NSG Vand CT 2 | Gas/Oil:Combustion Turbine | DEF | DEF | 2023: 1687.162; 2024: 1847.719; 2025: 1095.0279; 2026: 608.1415; 2027: 147.1636
NSG Vand CT 3 | Gas/Oil:Combustion Turbine | DEF | DEF | 2023: 2118.9439; 2024: 2223.2615; 2025: 1327.2012; 2026: 820.5078; 2027: 173.142
NSG Vand CT 4 | Gas/Oil:Combustion Turbine | DEF | DEF | 2023: 2253.865; 2024: 2300.0662; 2025: 1467.0193; 2026: 967.903; 2027: 142.8856
Orange Cogen | Gas/Oil:Combined Cycle | DEF | DEF
Orlando Cogen | Gas/Oil:Combined Cycle | DEF | DEF
Osprey 1 0 | Gas/Oil:Combined Cycle | DEF | DEF | 2023: 10708.3496; 2024: 10201.8225
Osprey 1 1 | Gas/Oil:Combined Cycle | DEF | DEF | 2023: 5675.3008; 2024: 5687.0533
Osprey 1 2 | Gas/Oil:Combined Cycle | DEF | DEF | 2023: 473.8566; 2024: 487.3656
OspreyAcq | Gas/Oil:Combined Cycle | DEF | DEF |  | 5128.6765 | 28130.2629 | 27920.2216 | 25845.989 | 27795.3856 | 25310.9503 | 25409.6587 | 24647.7433 | 24366.2649 | 26239.5131 | 26309.24 | 27102.4464 | 27352.1738 | 29638.8973 | 28057.2791 | 26318.6134 | 26603.6496 | 22783.4429 | 20665.1789 | 20719.5478 | 6829.1224
OspreyAcqDF | Gas/Oil:Combined Cycle | DEF | DEF |  | 36.7632 | 792.6328 | 810.1242 | 689.875 | 694.0185 | 692.8025 | 709.7051 | 439.7016 | 420.5151 | 448.8082 | 820.0419 | 983.9893 | 1048.3892 | 1129.8652 | 768.3039 | 979.9933 | 758.6982 | 754.2795 | 508.7335 | 755.7567 | 84.5197
Pasco County | Renewable:Biomass | DEF | DEF
Pinellas County | Renewable:Biomass | DEF | DEF
Shady Hills 1 | Gas/Oil:Combustion Turbine | DEF | DEF | 2023: 625.8133; 2024: 23.6744
Shady Hills 2 | Gas/Oil:Combustion Turbine | DEF | DEF | 2023: 473.5689; 2024: 9.6477
Shady Hills 3 | Gas/Oil:Combustion Turbine | DEF | DEF | 2023: 356.9407; 2024: 13.2668
Solar 3rdParty Block 1 | Renewable:Solar PV | DEF | DEF
Solar 3rdParty Block 2 | Renewable:Solar PV | DEF | DEF
Solar 3rdParty Block 3 | Renewable:Solar PV | DEF | DEF
Solar 3rdParty Block 4 | Renewable:Solar PV | DEF | DEF
Solar DEF Bay Ranch | Renewable:Solar PV | DEF | DEF
Solar DEF Bay Trail | Renewable:Solar PV | DEF | DEF
Solar DEF Charlie Creek | Renewable:Solar PV | DEF | DEF
Solar DEF Columbia | Renewable:Solar PV | DEF | DEF
Solar DEF County Line | Renewable:Solar PV | DEF | DEF
Solar DEF Debary | Renewable:Solar PV | DEF | DEF
Solar DEF Duette | Renewable:Solar PV | DEF | DEF
Solar DEF Falmouth | Renewable:Solar PV | DEF | DEF
Solar DEF Fort Green | Renewable:Solar PV | DEF | DEF
Solar DEF Hamilton | Renewable:Solar PV | DEF | DEF
Solar DEF Hardeetown | Renewable:Solar PV | DEF | DEF
Solar DEF High Spring | Renewable:Solar PV | DEF | DEF
Solar DEF Hildreth | Renewable:Solar PV | DEF | DEF
Solar DEF Lake Placid | Renewable:Solar PV | DEF | DEF
Solar DEF Mule Creek | Renewable:Solar PV | DEF | DEF
Solar DEF NEW 1 | Renewable:Solar PV | DEF | DEF
Solar DEF NEW 1 PTC | Renewable:Solar PV | DEF | DEF
Solar DEF NEW 2 | Renewable:Solar PV | DEF | DEF
Solar DEF NEW 2 PTC | Renewable:Solar PV | DEF | DEF
Solar DEF NEW 3 | Renewable:Solar PV | DEF | DEF
Solar DEF NEW 3 PTC | Renewable:Solar PV | DEF | DEF
Solar DEF NEW 4 | Renewable:Solar PV | DEF | DEF
Solar DEF NEW 4 PTC | Renewable:Solar PV | DEF | DEF
Solar DEF NEW 5 | Renewable:Solar PV | DEF | DEF
Solar DEF NEW 5 PTC | Renewable:Solar PV | DEF | DEF
Solar DEF Osc Perry Suw | Renewable:Solar PV | DEF | DEF
Solar DEF Sandy Creek | Renewable:Solar PV | DEF | DEF
Solar DEF Santa Fe | Renewable:Solar PV | DEF | DEF
Solar DEF St Pete Pier | Renewable:Solar PV | DEF | DEF
Solar DEF Trenton | Renewable:Solar PV | DEF | DEF
Solar DEF Twin Rivers | Renewable:Solar PV | DEF | DEF
Solar DEF Winquepin | Renewable:Solar PV | DEF | DEF
Solar+Storage DEF NEW 1 | Renewable:Solar PV | DEF | DEF
Solar+Storage DEF NEW 1 PTC + ITC | Renewable:Solar PV | DEF | DEF
Standby | Demand:Demand Response | DEF | DEF
SUWANNEE_P 1 | Gas/Oil:Combustion Turbine | DEF | DEF | 2023: 116.8739; 2024: 137.8368; 2025: 137.2788; 2026: 150.0793; 2027: 111.8961; 2028: 143.6827; 2029: 109.9852; 2030: 132.97; 2031: 148.8582; 2032: 110.5416; 2033: 83.597; 2034: 41.8347
SUWANNEE_P 2 | Gas/Oil:Combustion Turbine | DEF | DEF | 2023: 111.7653; 2024: 128.9465; 2025: 110.8853; 2026: 131.7653; 2027: 95.0049; 2028: 112.9289; 2029: 117.0339; 2030: 131.0259; 2031: 140.1922; 2032: 114.5688; 2033: 81.9766; 2034: 33.8601
SUWANNEE_P 3 | Gas/Oil:Combustion Turbine | DEF | DEF | 2023: 170.2797; 2024: 201.5452; 2025: 198.4892; 2026: 212.8097; 2027: 167.7928; 2028: 176.7476; 2029: 153.4658; 2030: 172.5548; 2031: 191.9607; 2032: 148.5967; 2033: 106.7731; 2034: 47.0954
Tigerbay 1 | Gas/Oil:Combined Cycle | DEF | DEF | 2023: 8406.5969; 2024: 8384.0422; 2025: 7680.8979; 2026: 8931.9581; 2027: 7688.2741; 2028: 7840.1538; 2029: 6687.2837; 2030: 5743.2372; 2031: 5087.2293; 2032: 4914.2888; 2033: 4398.3417; 2034: 6080.6482; 2035: 2064.626
U OF FL 1 | Gas/Oil:Combustion Turbine | DEF | DEF | 2023: 3015.2003; 2024: 3018.9079; 2025: 2985.5998; 2026: 2979.12; 2027: 2494.748
Voltage Red | Demand:Demand Response | DEF | DEF
WaterHtr_PP | Demand:Demand Response | DEF | DEF
Total |  |  |  | 280133.8495 | 293482.2716 | 282306.3323 | 278366.3007 | 272376.2456 | 274594.7599 | 273529.8902 | 274744.9195 | 273074.4782 | 270033.4615 | 273205.8653 | 270403.6232 | 271373.1953 | 275601.1962 | 283056.9588 | 283581.6219 | 292601.23 | 298059.4256 | 304219.0622 | 311131.0814 | 323511.6574 | 332045.2301 | 345633.636 | 353799.1293 | 369966.8795 | 387141.292 | 410379.2925 | 428197.7266 | 442746.9237 | 444818.7057 | 444167.0262 | 445661.1983 | 446694.954 | 448620.6878 | 451173.3142
Group Totals
Resource | Type | BA | Area | 2023 | 2024 | 2025 | 2026 | 2027 | 2028 | 2029 | 2030 | 2031 | 2032 | 2033 | 2034 | 2035 | 2036 | 2037 | 2038 | 2039 | 2040 | 2041 | 2042 | 2043 | 2044 | 2045 | 2046 | 2047 | 2048 | 2049 | 2050 | 2051 | 2052 | 2053 | 2054 | 2055 | 2056 | 2057
Total | Coal:Conventional | DEF | DEF | 2023: 13481.6593; 2024: 15990.5399; 2025: 17737.7212; 2026: 14048.6697; 2027: 15483.3755; 2028: 24288.4063; 2029: 22095.8085; 2030: 30828.3581; 2031: 45327.6514; 2032: 41171.8229; 2033: 44078.6022; 2034: 15685.2214
Total | Demand:Demand Response | DEF | DEF
Total | Gas/Oil:Combined Cycle | DEF | DEF | 234659.4303 | 242558.4743 | 243803.4366 | 241417.0764 | 238340.7124 | 234756.8388 | 238670.5209 | 232497.3868 | 218011.2966 | 220072.5818 | 221501.1019 | 239520.0184 | 251354.2798 | 255010.3266 | 254949.5795 | 244647.5863 | 230568.3953 | 216034.8393 | 204244.2517 | 188045.0531 | 178827.1547 | 150490.8461 | 125218.5214 | 103781.2585 | 87602.5898 | 68020.5375 | 46187.491 | 23414.4182 | 20279.3737 | 20972.0449 | 21225.3401 | 21852.7362 | 22081.6605 | 22069.8311 | 23109.1263
Total | Gas/Oil:Combustion Turbine | DEF | DEF | 14289.7054 | 14450.9483 | 10328.2132 | 8227.9644 | 5127.0254 | 1997.952 | 1791.5268 | 2055.9508 | 2729.1416 | 1612.0443 | 1302.9814 | 4162.6163 | 6680.439 | 8138.0723 | 9411.679 | 4392.4135 | 6931.5408 | 898.4891 | 1581.5576 | 2136.3388 | 7918.9067 | 3103.7781 | 15241.5455 | 4048.5808 | 8810.3217 | 4039.355 | 22199.5277 | 21112.9218 | 11674.6039 | 12093.7393 | 12654.7766 | 13421.0291 | 14223.8526 | 15042.7867 | 17645.6629
Total | Gas/Oil:Steam Turbine | DEF | DEF | 2023: 17703.0545; 2024: 20482.3092; 2025: 10436.9614; 2026: 14672.5903; 2027: 13425.1324; 2028: 13551.5628; 2029: 10972.034; 2030: 9363.2238; 2031: 7006.3886; 2032: 7177.0125; 2033: 6323.1798; 2034: 11035.7671; 2035: 13338.4765; 2036: 12452.7973; 2037: 18695.7003; 2038: 7225.6232; 2039: 9388.3537; 2040: 8307.1668; 2041: 7097.3469; 2042: 2141.796
Total | Nuclear:Nuclear | DEF | DEF | 2038: 27315.999; 2039: 45712.9402; 2040: 72818.9305; 2041: 91295.906; 2042: 118807.8935; 2043: 136765.596; 2044: 178450.606; 2045: 205173.569; 2046: 245969.29; 2047: 273553.968; 2048: 315081.3995; 2049: 341992.2737; 2050: 383670.3865; 2051: 410792.946; 2052: 411752.9215; 2053: 410286.9095; 2054: 410387.433; 2055: 410389.441; 2056: 411508.07; 2057: 410418.525
Total | Renewable:Biomass | DEF | DEF
Total | Renewable:Solar PV | DEF | DEF
Total | Renewable:Wind | DEF | DEF
Total | Storage:Battery | DEF | DEF

## Fuel Cost
Fuel Cost ($000)
Base
Resource | Type | BA | Area | 2023 | 2024 | 2025 | 2026 | 2027 | 2028 | 2029 | 2030 | 2031 | 2032 | 2033 | 2034 | 2035 | 2036 | 2037 | 2038 | 2039 | 2040 | 2041 | 2042 | 2043 | 2044 | 2045 | 2046 | 2047 | 2048 | 2049 | 2050 | 2051 | 2052 | 2053 | 2054 | 2055 | 2056 | 2057
AC | Demand:Demand Response | DEF | DEF
Anclote 1 | Gas/Oil:Steam Turbine | DEF | DEF | 2023: 66621.7098; 2024: 65218.0854; 2025: 32369.703; 2026: 49718.4608; 2027: 46833.1206; 2028: 49972.1721; 2029: 38866.7322; 2030: 33855.7696; 2031: 20709.551; 2032: 16947.2358; 2033: 13417.5394; 2034: 41986.3405; 2035: 51261.5571; 2036: 55600.8044; 2037: 78892.4725; 2038: 40165.4365; 2039: 55549.4071; 2040: 41738.7156; 2041: 41473.7774; 2042: 11304.5693
Anclote 2 | Gas/Oil:Steam Turbine | DEF | DEF | 2023: 44093.1565; 2024: 40908.0551; 2025: 22766.289; 2026: 32979.5714; 2027: 33936.8968; 2028: 36289.1124; 2029: 24904.2656; 2030: 19911.355; 2031: 19140.5142; 2032: 16825.1586; 2033: 20274.6393; 2034: 27911.9769; 2035: 39179.9494; 2036: 35288.7701; 2037: 61995.4724; 2038: 21710.247; 2039: 34035.9709; 2040: 33828.8552; 2041: 29242.7566; 2042: 6928.0732
As Avail | Gas/Oil:Combined Cycle | DEF | DEF
As Avail PCS | Renewable:Biomass | DEF | DEF
Bartow CC 1 0 | Gas/Oil:Combined Cycle | DEF | DEF | 292736.6519 | 233358.8311 | 242616.3916 | 233875.9844 | 227251.5273 | 241833.3623 | 251685.3154 | 248331.2412 | 255201.9258 | 262529.8086 | 265005.0933 | 307387.8457 | 324637.1953 | 341753.0977 | 318115.0977 | 350980.0996 | 379964.6934 | 395079.707 | 383204.1445 | 401846.707 | 435342.084 | 441207 | 428232.6328 | 431067.5898 | 451637.3438 | 405461.209 | 137148.6914
Bartow CC 1 PAG | Gas/Oil:Combined Cycle | DEF | DEF | 9077.9077 | 7352.2874 | 5941.147 | 5785.6459 | 5885.445 | 6724.722 | 5837.5728 | 3863.0829 | 2836.2422 | 2814.3197 | 2097.896 | 5382.7442 | 6766.3897 | 7425.8594 | 8579.0935 | 5979.8209 | 8884.7734 | 7229.663 | 5529.1078 | 4043.7733 | 7201.3278 | 5376.9617 | 11273.2038 | 4564.7178 | 8441.7853 | 2441.5384 | 218.6038
BARTOW_P 1 | Gas/Oil:Combustion Turbine | DEF | DEF | 2026: 29.0998
BARTOW_P 2 | Gas/Oil:Combustion Turbine | DEF | DEF | 2023: 32.6672; 2024: 140.91; 2025: 182.1928; 2026: 109.8873; 2027: 149.2567; 2028: 209.5683; 2029: 128.1234; 2030: 184.1132; 2031: 247.2923; 2032: 87.4525; 2033: 47.1774; 2034: 6.7901
BARTOW_P 3 | Gas/Oil:Combustion Turbine | DEF | DEF | 2024: 48.775; 2026: 21.8035
BARTOW_P 4 | Gas/Oil:Combustion Turbine | DEF | DEF | 2023: 194.1909; 2024: 273.9577; 2025: 355.2117; 2026: 192.0208; 2027: 272.6144; 2028: 208.2919; 2029: 290.8774; 2030: 295.3289; 2031: 334.3074; 2032: 125.0669; 2033: 137.025; 2034: 69.6515
Battery 2 Hours | Storage:Battery | DEF | DEF
Battery 4 Hours | Storage:Battery | DEF | DEF
BAYBORO_P 1 | Gas/Oil:Combustion Turbine | DEF | DEF | 2024: 108.4813; 2025: 31.0073
BAYBORO_P 2 | Gas/Oil:Combustion Turbine | DEF | DEF | 2024: 16.3722
BAYBORO_P 3 | Gas/Oil:Combustion Turbine | DEF | DEF | 2024: 38.9144; 2025: 11.9972
BAYBORO_P 4 | Gas/Oil:Combustion Turbine | DEF | DEF | 2024: 27.5455
Citrus CC 1 | Gas/Oil:Combined Cycle | DEF | DEF | 256871.2217 | 219640.6821 | 193527.4912 | 207143.4902 | 208042.1855 | 188125.9468 | 208239.0317 | 201816.0435 | 188166.8633 | 206759.0728 | 215106.0608 | 222227.8584 | 229997.5527 | 238367.8984 | 225529.2676 | 262235.4921 | 268078.3008 | 258272.1704 | 278825.8721 | 278297.9165 | 275715.0459 | 268627.6738 | 231916.0654 | 196721.5186 | 215502.9387 | 176609.908 | 209579.3945 | 298062.546 | 296419.7432 | 288516.991 | 298682.2285 | 287684.8013 | 287097.4543 | 294935.2241 | 284084.0684
Citrus CC 1 Duct | Gas/Oil:Combined Cycle | DEF | DEF | 10840.2053 | 9224.8082 | 6584.9793 | 7975.1631 | 7043.3596 | 7329.9032 | 6844.701 | 5061.1405 | 3737.447 | 3542.1581 | 3400.4177 | 7380.6446 | 8634.7902 | 9927.7812 | 13132.9697 | 6893.0175 | 9605.6817 | 7013.5991 | 6146.517 | 2509.2669 | 7242.5854 | 4663.5325 | 11245.4539 | 5109.0316 | 9392.3631 | 2211.3936 | 9463.5454 | 33454.8758 | 24476.6197 | 27543.2296 | 25925.3474 | 28651.4395 | 27942.5323 | 24536.1615 | 26539.2188
Citrus CC 2 | Gas/Oil:Combined Cycle | DEF | DEF | 258572.5273 | 219702.583 | 205584.0767 | 192308.874 | 210441.2803 | 189507.9854 | 208590.4502 | 203400.4995 | 188656.8398 | 209869.2129 | 216473.1123 | 222802.8843 | 229308.1675 | 235674.6973 | 226129.645 | 260768.4814 | 271055.5166 | 253681.7817 | 300167.0327 | 289215.0127 | 277178.6723 | 259240.916 | 278126.6064 | 242160.9971 | 174251.1751 | 166590.6851 | 185529.7744 | 273371.8474 | 249170.8724 | 269068.595 | 268817.344 | 275904.3491 | 277009.9467 | 249775.7913 | 257329.9946
Citrus CC 2 Duct | Gas/Oil:Combined Cycle | DEF | DEF | 10580.002 | 9679.2603 | 6998.5952 | 6294.4962 | 6700.0674 | 7192.248 | 6756.9578 | 4527.6056 | 2962.5699 | 2941.5798 | 2933.5851 | 6558.6269 | 8397.9216 | 9784.1132 | 11303.5055 | 6110.904 | 8962.3877 | 8845.1206 | 5424.7664 | 2781.3886 | 6185.1308 | 4442.0123 | 10790.6015 | 5788.4163 | 7696.6334 | 2827.181 | 8403.1647 | 29544.7764 | 19842.9317 | 27800.4236 | 25216.9995 | 26778.3923 | 25797.3976 | 19639.3977 | 27703.5042
Crystal 4 | Coal:Conventional | DEF | DEF | 2023: 63163.4324; 2024: 49084.902; 2025: 55277.8313; 2026: 40165.6434; 2027: 53755.9022; 2028: 67561.0389; 2029: 67964.078; 2030: 74554.3207; 2031: 117675.9375; 2032: 82410.2611; 2033: 111350.9748; 2034: 48305.0059
Crystal 5 | Coal:Conventional | DEF | DEF | 2023: 38509.478; 2024: 51591.808; 2025: 43550.1787; 2026: 43504.4347; 2027: 43070.5317; 2028: 58213.0799; 2029: 57075.4758; 2030: 68191.2419; 2031: 77087.2524; 2032: 94725.2183; 2033: 76832.4841; 2034: 20773.0054
DEBARY 10 | Gas/Oil:Combustion Turbine | DEF | DEF | 2024: 108.3608; 2025: 68.7763; 2026: 34.5987; 2027: 155.9687; 2028: 181.1753; 2029: 168.4431; 2030: 124.2464; 2031: 59.5203; 2032: 46.0784; 2033: 23.3383; 2034: 100.644; 2035: 109.9956
DEBARY 2 | Gas/Oil:Combustion Turbine | DEF | DEF | 2024: 141.4454; 2026: 33.4875; 2027: 15.0574
DEBARY 3 | Gas/Oil:Combustion Turbine | DEF | DEF | 2024: 136.4442; 2026: 41.7716
DEBARY 4 | Gas/Oil:Combustion Turbine | DEF | DEF | 2024: 37.4895; 2025: 26.9638; 2026: 29.5796; 2027: 8.2736
DEBARY 5 | Gas/Oil:Combustion Turbine | DEF | DEF | 2024: 125.1391; 2026: 61.3105
DEBARY 6 | Gas/Oil:Combustion Turbine | DEF | DEF | 2024: 148.0143; 2025: 50.5242; 2026: 29.5796
DEBARY 7 | Gas/Oil:Combustion Turbine | DEF | DEF | 2023: 1250.5205; 2024: 1047.666; 2025: 1167.6299; 2026: 1099.1939; 2027: 1037.8661; 2028: 1148.1671; 2029: 1016.1231; 2030: 967.8713; 2031: 1026.9085; 2032: 755.7272; 2033: 565.1986; 2034: 982.5333; 2035: 1024.4187; 2036: 294.0601
DEBARY 8 | Gas/Oil:Combustion Turbine | DEF | DEF | 2023: 1774.9071; 2024: 1243.0689; 2025: 1416.851; 2026: 1220.0392; 2027: 1203.9794; 2028: 1345.1822; 2029: 1150.4431; 2030: 1038.7116; 2031: 1405.115; 2032: 791.1409; 2033: 887.7056; 2034: 940.4697; 2035: 1236.111; 2036: 449.824
DEBARY 9 | Gas/Oil:Combustion Turbine | DEF | DEF | 2023: 1751.9391; 2024: 1654.5257; 2025: 1516.3041; 2026: 1429.7206; 2027: 1253.3184; 2028: 1560.9738; 2029: 1423.7017; 2030: 1345.0213; 2031: 1441.0704; 2032: 762.542; 2033: 883.852; 2034: 1226.3784; 2035: 1264.1717; 2036: 511.3573
DEF Nuclear Natrium | Nuclear:Nuclear | DEF | DEF | 2048: 29823.8525; 2049: 51109.8591; 2050: 83867.5979; 2051: 106486.834; 2052: 140889.4722; 2053: 166000.9453; 2054: 220703.0137; 2055: 258896.082; 2056: 318437.7676; 2057: 359492.8203
DEF Nuclear Natrium - Storage | Storage:Battery | DEF | DEF
DEF Nuclear Natrium - Storage PTC | Storage:Battery | DEF | DEF
DEF Nuclear Natrium PTC | Nuclear:Nuclear | DEF | DEF | 2038: 23339.6382; 2039: 41557.8748; 2040: 68287.804; 2041: 87188.8994; 2042: 115847.8276; 2043: 136263.7373; 2044: 181355.2812; 2045: 212671.9932; 2046: 259832.4346; 2047: 294669.6367; 2048: 316450.1074; 2049: 332020.7695; 2050: 354998.0996; 2051: 372363.0527; 2052: 348735.3223; 2053: 331936.5859; 2054: 286877.4746; 2055: 259287.502; 2056: 211054.8076; 2057: 179585.6318
Gen 190MW CT | Gas/Oil:Combustion Turbine | DEF | DEF | [5 empty] | 1012.6029 |  | 1971.2581 | 3090.6575 |  |  | 19956.9279 | 43206.2838 | 50917.548 | 58294.974 | 30834.5616 | 53345.9849 | 7112.3705 | 13651.8132 | 18210.5424 | 68077.3136 | 28732.8159 | 166209.7993 | 63883.4803 | 129768.8423 | 56513.7354 | 274432.9492 | 240183.4194 | 184518.2955 | 198430.6637 | 166361.7634 | 153410.2936 | 164366.4197 | 178552.3448 | 210462.3387
Gen 190MW CT H2 | Gas/Oil:Combustion Turbine | DEF | DEF | 2043: 2360.1255; 2044: 245.6622; 2045: 16289.0451; 2046: 5514.9555; 2047: 20668.6975; 2048: 1703.52; 2049: 47716.3756; 2050: 456712.2783; 2051: 212611.7173; 2052: 288646.6168; 2053: 278979.2402; 2054: 311094.2802; 2055: 288420.2982; 2056: 284311.6782; 2057: 239412.4736
HEAT | Demand:Demand Response | DEF | DEF
Hines CC 1 | Gas/Oil:Combined Cycle | DEF | DEF | 2023: 123775.0181; 2024: 107024.4406; 2025: 104688.5918; 2026: 79188.396; 2027: 93482.0986; 2028: 86397.0322; 2029: 96730.2827; 2030: 79581.355; 2031: 63759.4377; 2032: 48195.1193; 2033: 52722.9108; 2034: 66830.8217; 2035: 102562.1191; 2036: 107213.9467; 2037: 134541.2502; 2038: 102871.5225; 2039: 23357.4221
Hines CC 2 | Gas/Oil:Combined Cycle | DEF | DEF | 135572.8716 | 113195.4629 | 110040.3184 | 125989.0894 | 116601.1926 | 129611.3096 | 110861.6466 | 114937.0449 | 97702.7701 | 98390.8367 | 103140.3109 | 114094.5498 | 130241.0192 | 131915.2317 | 155013.2574 | 140835.1403 | 131531.265 | 132553.9006 | 119555.9158 | 82003.9272 | 12811.6139
Hines CC 3 | Gas/Oil:Combined Cycle | DEF | DEF | 144540.8282 | 114463.2812 | 108386.9272 | 105893.7029 | 130764.5454 | 129219.3042 | 135999.019 | 111015.1021 | 126879.0923 | 119692.2598 | 130938.5718 | 132741.5798 | 161781.3496 | 162139.3015 | 185166.3271 | 154930.3359 | 163890.1266 | 159284.4634 | 156428.47 | 122007.8052 | 139639.9918 | 117554.1611 | 27285.5295
Hines CC 4 | Gas/Oil:Combined Cycle | DEF | DEF | 129704.868 | 121060.8354 | 91658.9524 | 104774.3521 | 95487.3529 | 127930.0376 | 114837.8438 | 119310.8638 | 97622.6052 | 120271.9595 | 123970.7334 | 146329.5908 | 136404.7563 | 162966.7188 | 155806.4634 | 170074.6484 | 162782.2842 | 179214.1396 | 169077.9619 | 186089.1626 | 179087.8408 | 188600.8586 | 175480.8862 | 141348.0669 | 31788.7695
INT CITY 1 | Gas/Oil:Combustion Turbine | DEF | DEF | 2023: 33.6838; 2024: 11.7163; 2026: 37.2817; 2027: 62.1913; 2028: 72.2446; 2029: 29.5009; 2030: 108.8444; 2031: 148.1755; 2032: 47.8893; 2033: 12.4529
INT CITY 10 | Gas/Oil:Combustion Turbine | DEF | DEF | 2023: 282.6222; 2024: 832.7767; 2025: 640.2979; 2026: 352.0837; 2027: 705.0672; 2028: 662.8732; 2029: 575.8692; 2030: 549.6205; 2031: 828.0675; 2032: 321.3217; 2033: 321.9277; 2034: 870.183; 2035: 817.1052; 2036: 1280.5199; 2037: 1471.0878; 2038: 339.836
INT CITY 11 | Gas/Oil:Combustion Turbine | DEF | DEF | 2024: 474.5599; 2025: 215.5857; 2026: 125.2206; 2027: 391.6425; 2028: 267.0632; 2029: 105.9968; 2030: 284.9717; 2031: 529.1605; 2032: 136.7853; 2034: 106.8552; 2035: 349.8625; 2036: 998.9542; 2037: 1402.2876; 2038: 847.5047; 2039: 1338.8552; 2040: 154.4228; 2041: 89.4813; 2042: 341.675; 2043: 440.4185; 2044: 99.8472
INT CITY 12 | Gas/Oil:Combustion Turbine | DEF | DEF | 201.383 | 763.1886 | 493.8568 | 268.5057 | 663.731 | 763.2884 | 433.8685 | 559.469 | 812.8894 | 239.3024 | 103.2174 | 468.413 | 585.2388 | 857.8241 | 1222.8942 | 1301.2737 | 1630.2557 | 860.8892 | 1239.532 | 1647.2702 | 3868.2236 | 2853.2146 | 812.8553
INT CITY 13 | Gas/Oil:Combustion Turbine | DEF | DEF | 749.3223 | 1260.1607 | 911.6414 | 588.0234 | 861.9618 | 965.9383 | 650.8469 | 781.9276 | 1075.9517 | 482.7688 | 317.5779 | 705.8737 | 884.7813 | 1098.629 | 2136.4064 | 1498.2543 | 1818.6404 | 1582.3178 | 1803.7663 | 1897.2656 | 4243.6644 | 4085.9731 | 1489.8809
INT CITY 14 | Gas/Oil:Combustion Turbine | DEF | DEF | 1000.3406 | 1275.6924 | 1067.8884 | 508.2454 | 985.0243 | 977.0868 | 839.6151 | 834.3285 | 1032.0549 | 573.8775 | 425.9835 | 722.5129 | 876.5837 | 1114.7295 | 2003.3087 | 2160.9734 | 2347.8344 | 1442.3551 | 2179.5509 | 2332.2809 | 4748.9775 | 3829.5012 | 1439.8994
INT CITY 2 | Gas/Oil:Combustion Turbine | DEF | DEF | 2026: 18.9538; 2027: 13.6638; 2028: 12.303; 2029: 8.8176; 2030: 28.343; 2031: 116.8624; 2032: 7.9244
INT CITY 3 | Gas/Oil:Combustion Turbine | DEF | DEF | 2024: 27.9187; 2025: 9.6827; 2026: 18.4425; 2027: 48.2944; 2028: 56.9777; 2029: 25.4817; 2030: 71.1184; 2031: 152.2372; 2032: 43.5126
INT CITY 4 | Gas/Oil:Combustion Turbine | DEF | DEF | 2023: 29.7532; 2024: 40.172; 2025: 19.2018; 2026: 24.7714; 2027: 96.532; 2028: 41.6461; 2029: 37.3132; 2030: 68.8638; 2031: 40.3722; 2032: 48.0576
INT CITY 5 | Gas/Oil:Combustion Turbine | DEF | DEF | 2026: 32.8408; 2027: 25.4203; 2028: 45.335; 2029: 16.7763; 2030: 28.13; 2031: 104.2336; 2032: 20.013
INT CITY 6 | Gas/Oil:Combustion Turbine | DEF | DEF | 2023: 11.9046; 2024: 106.6967; 2025: 9.0244; 2026: 40.507; 2027: 140.7434; 2028: 122.2857; 2029: 25.6325; 2030: 102.9264; 2031: 201.6545; 2032: 49.7704; 2033: 23.3226
INT CITY 7 | Gas/Oil:Combustion Turbine | DEF | DEF | 2023: 1827.9609; 2024: 2164.109; 2025: 1509.2701; 2026: 1388.6443; 2027: 1497.4145; 2028: 1896.554; 2029: 1218.9969; 2030: 1228.5707; 2031: 1240.6059; 2032: 774.4825; 2033: 768.5101; 2034: 1801.2796; 2035: 1811.5856; 2036: 2248.0437; 2037: 3011.3146; 2038: 733.2184
INT CITY 8 | Gas/Oil:Combustion Turbine | DEF | DEF | 2023: 1017.7866; 2024: 1648.0604; 2025: 1336.6433; 2026: 933.8597; 2027: 1338.0668; 2028: 1350.8412; 2029: 1186.754; 2030: 1067.3306; 2031: 942.0792; 2032: 740.0582; 2033: 620.5072; 2034: 1561.5352; 2035: 1410.6389; 2036: 1755.6278; 2037: 2617.5466; 2038: 410.0697
INT CITY 9 | Gas/Oil:Combustion Turbine | DEF | DEF | 2023: 998.8413; 2024: 1620.0553; 2025: 1169.4289; 2026: 1062.9171; 2027: 1016.0951; 2028: 1453.8541; 2029: 1147.6442; 2030: 1078.7764; 2031: 1101.21; 2032: 622.1435; 2033: 519.7879; 2034: 1630.7099; 2035: 1187.7526; 2036: 1811.1433; 2037: 2420.8048; 2038: 596.6889
INTER | Demand:Demand Response | DEF | DEF
Mulberry | Gas/Oil:Combined Cycle | DEF | DEF
New DEF OnShore Wind | Renewable:Wind | DEF | DEF
New DEF OnShore Wind PTC | Renewable:Wind | DEF | DEF
NSG Vand CT 1 | Gas/Oil:Combustion Turbine | DEF | DEF | 2023: 10417.8824; 2024: 9237.7003; 2025: 5100.4408; 2026: 4391.8378; 2027: 851.4388
NSG Vand CT 2 | Gas/Oil:Combustion Turbine | DEF | DEF | 2023: 10415.4431; 2024: 9967.9148; 2025: 5793.8729; 2026: 5093.9406; 2027: 1125.0653
NSG Vand CT 3 | Gas/Oil:Combustion Turbine | DEF | DEF | 2023: 12923.2512; 2024: 10975.7614; 2025: 6498.9977; 2026: 5095.5197; 2027: 1020.3631
NSG Vand CT 4 | Gas/Oil:Combustion Turbine | DEF | DEF | 2023: 14056.5288; 2024: 11645.0021; 2025: 7379.9567; 2026: 7758.6295; 2027: 1166.8481
Orange Cogen | Gas/Oil:Combined Cycle | DEF | DEF
Orlando Cogen | Gas/Oil:Combined Cycle | DEF | DEF
Osprey 1 0 | Gas/Oil:Combined Cycle | DEF | DEF | 2023: 69095.772; 2024: 54378.3652
Osprey 1 1 | Gas/Oil:Combined Cycle | DEF | DEF | 2023: 36530.2239; 2024: 30967.0232
Osprey 1 2 | Gas/Oil:Combined Cycle | DEF | DEF | 2023: 2942.3266; 2024: 2477.1477
OspreyAcq | Gas/Oil:Combined Cycle | DEF | DEF |  | 28649.9873 | 147434.7966 | 144851.542 | 142748.8987 | 155544.022 | 143024.8098 | 143535.2666 | 137912.5044 | 144361.3291 | 155720.4878 | 158757.4297 | 164504.8306 | 164388.1382 | 188710.3906 | 182601.9902 | 175957.6538 | 185765.9302 | 167498.9697 | 164035.6658 | 167486.7024 | 59295.5017
OspreyAcqDF | Gas/Oil:Combined Cycle | DEF | DEF |  | 204.8307 | 4068.6753 | 4551.6244 | 4131.8332 | 4283.2019 | 4214.8527 | 4208.05 | 2495.6978 | 2416.8709 | 2756.7923 | 5488.0375 | 6978.0735 | 7965.3745 | 7664.9193 | 6772.7398 | 8337.8387 | 6923.9547 | 7368.2663 | 5067.6019 | 8080.7462 | 613.5908
Pasco County | Renewable:Biomass | DEF | DEF
Pinellas County | Renewable:Biomass | DEF | DEF
Shady Hills 1 | Gas/Oil:Combustion Turbine | DEF | DEF | 2023: 3459.579; 2024: 26.4061
Shady Hills 2 | Gas/Oil:Combustion Turbine | DEF | DEF | 2023: 2331.6737; 2024: 75.4353
Shady Hills 3 | Gas/Oil:Combustion Turbine | DEF | DEF | 2023: 3288.0798; 2024: 88.0886
Solar 3rdParty Block 1 | Renewable:Solar PV | DEF | DEF
Solar 3rdParty Block 2 | Renewable:Solar PV | DEF | DEF
Solar 3rdParty Block 3 | Renewable:Solar PV | DEF | DEF
Solar 3rdParty Block 4 | Renewable:Solar PV | DEF | DEF
Solar DEF Bay Ranch | Renewable:Solar PV | DEF | DEF
Solar DEF Bay Trail | Renewable:Solar PV | DEF | DEF
Solar DEF Charlie Creek | Renewable:Solar PV | DEF | DEF
Solar DEF Columbia | Renewable:Solar PV | DEF | DEF
Solar DEF County Line | Renewable:Solar PV | DEF | DEF
Solar DEF Debary | Renewable:Solar PV | DEF | DEF
Solar DEF Duette | Renewable:Solar PV | DEF | DEF
Solar DEF Falmouth | Renewable:Solar PV | DEF | DEF
Solar DEF Fort Green | Renewable:Solar PV | DEF | DEF
Solar DEF Hamilton | Renewable:Solar PV | DEF | DEF
Solar DEF Hardeetown | Renewable:Solar PV | DEF | DEF
Solar DEF High Spring | Renewable:Solar PV | DEF | DEF
Solar DEF Hildreth | Renewable:Solar PV | DEF | DEF
Solar DEF Lake Placid | Renewable:Solar PV | DEF | DEF
Solar DEF Mule Creek | Renewable:Solar PV | DEF | DEF
Solar DEF Osc Perry Suw | Renewable:Solar PV | DEF | DEF
Solar DEF Sandy Creek | Renewable:Solar PV | DEF | DEF
Solar DEF Santa Fe | Renewable:Solar PV | DEF | DEF
Solar DEF St Pete Pier | Renewable:Solar PV | DEF | DEF
Solar DEF Trenton | Renewable:Solar PV | DEF | DEF
Solar DEF Twin Rivers | Renewable:Solar PV | DEF | DEF
Solar DEF Winquepin | Renewable:Solar PV | DEF | DEF
Solar+Storage DEF NEW 1 | Renewable:Solar PV | DEF | DEF
Solar+Storage DEF NEW 1 PTC + ITC | Renewable:Solar PV | DEF | DEF
Standby | Demand:Demand Response | DEF | DEF
SUWANNEE_P 1 | Gas/Oil:Combustion Turbine | DEF | DEF | 2023: 758.02; 2024: 747.5073; 2025: 744.7827; 2026: 762.5994; 2027: 663.2313; 2028: 777.9395; 2029: 728.0452; 2030: 726.0359; 2031: 804.76; 2032: 523.1217; 2033: 335.8793; 2034: 101.7917
SUWANNEE_P 2 | Gas/Oil:Combustion Turbine | DEF | DEF | 2023: 767.1312; 2024: 706.3804; 2025: 640.2157; 2026: 618.4245; 2027: 496.733; 2028: 719.6676; 2029: 720.3035; 2030: 682.4384; 2031: 704.8682; 2032: 491.6903; 2033: 276.5967; 2034: 91.1399
SUWANNEE_P 3 | Gas/Oil:Combustion Turbine | DEF | DEF | 2023: 1178.3145; 2024: 1142.6771; 2025: 1103.3088; 2026: 1115.6169; 2027: 916.8906; 2028: 1050.9635; 2029: 997.0268; 2030: 907.6148; 2031: 995.1189; 2032: 723.9406; 2033: 401.1737; 2034: 136.1294
Tigerbay 1 | Gas/Oil:Combined Cycle | DEF | DEF | 2023: 55034.4965; 2024: 44177.2832; 2025: 40868.9248; 2026: 46557.2096; 2027: 40645.3733; 2028: 46694.8485; 2029: 39254.0601; 2030: 36625.1987; 2031: 29466.8892; 2032: 30826.3439; 2033: 27006.5255; 2034: 36335.6075; 2035: 14326.4045
U OF FL 1 | Gas/Oil:Combustion Turbine | DEF | DEF | 2023: 20180.3886; 2024: 16638.0029; 2025: 15702.1703; 2026: 15419.9197; 2027: 13044.4577
Voltage Red | Demand:Demand Response | DEF | DEF
WaterHtr_PP | Demand:Demand Response | DEF | DEF
Total |  |  |  | 1839196.8129 | 1599133.053 | 1477537.595 | 1481546.5578 | 1498048.8224 | 1549332.1502 | 1534613.2964 | 1487761.0425 | 1450449.3126 | 1471933.4123 | 1529819.3694 | 1602774.3678 | 1669746.606 | 1733749.9939 | 1845160.7566 | 1774991.8949 | 1804032.7674 | 1748872.1607 | 1776096.6014 | 1696407.7319 | 1735974.2018 | 1570824.5041 | 1573264.4529 | 1355991.2085 | 1343818.1854 | 1160633.1304 | 1255623.1277 | 1770195.4409 | 1465890.0666 | 1589631.3141 | 1561920.4543 | 1591104.0442 | 1588817.6327 | 1581243.1728 | 1584610.0505
Group Totals
Resource | Type | BA | Area | 2023 | 2024 | 2025 | 2026 | 2027 | 2028 | 2029 | 2030 | 2031 | 2032 | 2033 | 2034 | 2035 | 2036 | 2037 | 2038 | 2039 | 2040 | 2041 | 2042 | 2043 | 2044 | 2045 | 2046 | 2047 | 2048 | 2049 | 2050 | 2051 | 2052 | 2053 | 2054 | 2055 | 2056 | 2057
Total | Coal:Conventional | DEF | DEF | 2023: 101672.9104; 2024: 100676.71; 2025: 98828.01; 2026: 83670.078; 2027: 96826.4339; 2028: 125774.1188; 2029: 125039.5538; 2030: 142745.5626; 2031: 194763.1899; 2032: 177135.4794; 2033: 188183.459; 2034: 69078.0112
Total | Demand:Demand Response | DEF | DEF
Total | Gas/Oil:Combined Cycle | DEF | DEF | 1535874.9207 | 1315557.1096 | 1268399.8675 | 1265189.57 | 1289225.16 | 1320393.9235 | 1332876.5435 | 1276212.4942 | 1197400.8848 | 1252610.8709 | 1301272.4977 | 1432318.2208 | 1524540.57 | 1579522.1585 | 1629692.187 | 1651054.1926 | 1612407.944 | 1593864.4305 | 1599227.0242 | 1537898.2277 | 1515971.7414 | 1349622.2085 | 1174350.9797 | 1026760.3381 | 898711.0089 | 756141.915 | 550343.1742 | 634434.0457 | 589910.167 | 612929.2392 | 618641.9194 | 619018.9821 | 617847.3309 | 588886.5746 | 595656.786
Total | Gas/Oil:Combustion Turbine | DEF | DEF | 90934.1155 | 76773.0929 | 55173.7255 | 49988.8775 | 31227.211 | 16902.8233 | 12926.2012 | 15035.861 | 18435.1726 | 8414.6677 | 6671.2341 | 31479.8183 | 54764.5294 | 63338.2609 | 74580.6247 | 38722.3806 | 60481.5707 | 11152.3555 | 18964.1438 | 24429.034 | 83738.7231 | 39847.0143 | 186241.4801 | 69398.4358 | 150437.5398 | 58217.2554 | 322149.3248 | 696895.6978 | 397130.0128 | 487077.2805 | 445341.0037 | 464504.5738 | 452786.7178 | 462864.0231 | 449874.8124
Total | Gas/Oil:Steam Turbine | DEF | DEF | 2023: 110714.8663; 2024: 106126.1405; 2025: 55135.992; 2026: 82698.0322; 2027: 80770.0174; 2028: 86261.2845; 2029: 63770.9978; 2030: 53767.1246; 2031: 39850.0652; 2032: 33772.3944; 2033: 33692.1787; 2034: 69898.3174; 2035: 90441.5065; 2036: 90889.5745; 2037: 140887.9449; 2038: 61875.6835; 2039: 89585.378; 2040: 75567.5708; 2041: 70716.534; 2042: 18232.6426
Total | Nuclear:Nuclear | DEF | DEF | 2038: 23339.6382; 2039: 41557.8748; 2040: 68287.804; 2041: 87188.8994; 2042: 115847.8276; 2043: 136263.7373; 2044: 181355.2812; 2045: 212671.9932; 2046: 259832.4346; 2047: 294669.6367; 2048: 346273.96; 2049: 383130.6287; 2050: 438865.6975; 2051: 478849.8867; 2052: 489624.7944; 2053: 497937.5312; 2054: 507580.4883; 2055: 518183.584; 2056: 529492.5752; 2057: 539078.4521
Total | Renewable:Biomass | DEF | DEF
Total | Renewable:Solar PV | DEF | DEF
Total | Renewable:Wind | DEF | DEF
Total | Storage:Battery | DEF | DEF
Solar 5
Resource | Type | BA | Area | 2023 | 2024 | 2025 | 2026 | 2027 | 2028 | 2029 | 2030 | 2031 | 2032 | 2033 | 2034 | 2035 | 2036 | 2037 | 2038 | 2039 | 2040 | 2041 | 2042 | 2043 | 2044 | 2045 | 2046 | 2047 | 2048 | 2049 | 2050 | 2051 | 2052 | 2053 | 2054 | 2055 | 2056 | 2057
AC | Demand:Demand Response | DEF | DEF
Anclote 1 | Gas/Oil:Steam Turbine | DEF | DEF | 2023: 66460.2317; 2024: 65217.7747; 2025: 30970.5608; 2026: 45933.1586; 2027: 45115.6735; 2028: 46728.2133; 2029: 38759.3766; 2030: 31798.2559; 2031: 19115.3131; 2032: 18478.0791; 2033: 14551.83; 2034: 40112.272; 2035: 43388.4484; 2036: 49956.9078; 2037: 64552.2222; 2038: 35818.4232; 2039: 49688.3577; 2040: 38095.0496; 2041: 34278.377; 2042: 9684.2196
Anclote 2 | Gas/Oil:Steam Turbine | DEF | DEF | 2023: 43519.6451; 2024: 40988.0881; 2025: 22367.0727; 2026: 30689.762; 2027: 31477.93; 2028: 33332.0287; 2029: 22959.7979; 2030: 18114.4768; 2031: 18712.8732; 2032: 16616.9373; 2033: 17561.8634; 2034: 26687.971; 2035: 39486.1352; 2036: 32717.8925; 2037: 58077.3744; 2038: 17812.8618; 2039: 25450.4438; 2040: 27966.4414; 2041: 22936.0039; 2042: 8421.0583
As Avail | Gas/Oil:Combined Cycle | DEF | DEF
As Avail PCS | Renewable:Biomass | DEF | DEF
Bartow CC 1 0 | Gas/Oil:Combined Cycle | DEF | DEF | 292516.3311 | 233138.6895 | 241204.0146 | 229448.9521 | 224268.6143 | 237758.8076 | 247409.8223 | 244322.998 | 252234.5576 | 258438.3115 | 258453.7112 | 301584.8848 | 317195.9668 | 331423.5225 | 312354.1992 | 340061.6113 | 377008.334 | 385570.668 | 373478.5576 | 384129.8887 | 426722.0527 | 430082.5352 | 415062.6582 | 427341.3398 | 439278.7148 | 387457.1992 | 136673.1367
Bartow CC 1 PAG | Gas/Oil:Combined Cycle | DEF | DEF | 9094.8715 | 7353.7851 | 5736.169 | 5323.7727 | 5645.5632 | 6311.4868 | 5544.0149 | 3532.7946 | 2741.9462 | 2817.04 | 1930.6352 | 5144.7383 | 6308.7731 | 6677.4368 | 7695.7837 | 5527.4199 | 8280.6957 | 6339.6217 | 4839.3414 | 3372.1346 | 6968.4616 | 4745.348 | 9264.125 | 3225.9077 | 7301.6804 | 2174.583 | 417.283
BARTOW_P 1 | Gas/Oil:Combustion Turbine | DEF | DEF | 2024: 31.1969
BARTOW_P 2 | Gas/Oil:Combustion Turbine | DEF | DEF | 2023: 44.043; 2024: 143.1712; 2025: 143.2936; 2026: 89.7322; 2027: 168.189; 2028: 135.3685; 2029: 88.3359; 2030: 165.0599; 2031: 280.8462; 2032: 79.2852; 2033: 64.1088; 2034: 8.9245
BARTOW_P 3 | Gas/Oil:Combustion Turbine | DEF | DEF
BARTOW_P 4 | Gas/Oil:Combustion Turbine | DEF | DEF | 2023: 201.6968; 2024: 322.5615; 2025: 229.3087; 2026: 207.6767; 2027: 268.1157; 2028: 281.3163; 2029: 192.4879; 2030: 290.7447; 2031: 261.4187; 2032: 151.4353; 2033: 119.0717; 2034: 37.923
Battery 2 Hours | Storage:Battery | DEF | DEF
Battery 4 Hours | Storage:Battery | DEF | DEF
BAYBORO_P 1 | Gas/Oil:Combustion Turbine | DEF | DEF | 2024: 128.2736; 2025: 31.9386
BAYBORO_P 2 | Gas/Oil:Combustion Turbine | DEF | DEF | 2024: 16.3722; 2025: 7.2464
BAYBORO_P 3 | Gas/Oil:Combustion Turbine | DEF | DEF | 2024: 50.2833; 2025: 8.5394
BAYBORO_P 4 | Gas/Oil:Combustion Turbine | DEF | DEF | 2024: 27.5455; 2025: 8.5394
Citrus CC 1 | Gas/Oil:Combined Cycle | DEF | DEF | 257024.8262 | 219661.6138 | 193520.4443 | 206995.54 | 207497.2271 | 187701.894 | 207108.6094 | 199847.2378 | 186832.2412 | 205132.8541 | 212773.7014 | 221100.9409 | 229528.9941 | 238139.2148 | 225431.2852 | 259818.1057 | 265907.9395 | 256839.3696 | 273439.1475 | 273601.564 | 262511.248 | 256768.792 | 219518.7363 | 198774.9373 | 200933.6413 | 172549.2246 | 199411.7292 | 289160.5395 | 282908.4338 | 272479.2993 | 286428.9326 | 282165.7467 | 293685.8787 | 290978.868 | 280747.2549
Citrus CC 1 Duct | Gas/Oil:Combined Cycle | DEF | DEF | 10826.2673 | 9207.1658 | 6394.9515 | 7377.9026 | 6698.3502 | 6856.4148 | 6502.0405 | 4582.2856 | 3606.6252 | 3557.7858 | 3017.3837 | 6967.2055 | 8543.745 | 8785.3598 | 11941.9378 | 6054.1203 | 8621.156 | 6125.9309 | 5496.92 | 1972.3403 | 7272.4947 | 4899.7483 | 9426.6475 | 4015.8322 | 8244.7593 | 1789.6482 | 9581.4599 | 32453.1035 | 23034.2908 | 24769.0439 | 22446.2205 | 25789.0142 | 25335.8464 | 23135.4835 | 25733.5822
Citrus CC 2 | Gas/Oil:Combined Cycle | DEF | DEF | 258659.6895 | 219677.9463 | 205540.1636 | 191965.2393 | 210403.0352 | 189410.1006 | 208555.5156 | 203186.7231 | 187272.3047 | 207973.6201 | 215511.7861 | 222788.7822 | 229270.728 | 235584.1572 | 226352.2954 | 260335.0107 | 270126.3418 | 252002.1802 | 297632.7104 | 280463.564 | 270426.6621 | 255035.4089 | 265776.291 | 225399.3311 | 175859.3948 | 155071.7725 | 169170.2549 | 264665.6716 | 238883.2213 | 256884.3052 | 260149.792 | 257044.8234 | 264850.2622 | 253061.031 | 258830.9313
Citrus CC 2 Duct | Gas/Oil:Combined Cycle | DEF | DEF | 10593.3924 | 9669.4206 | 6741.0264 | 5755.1168 | 6372.9837 | 6657.4515 | 6439.4551 | 4092.8158 | 2916.3615 | 3046.6674 | 2619.0741 | 6211.9163 | 7811.7518 | 8530.9564 | 9831.89 | 5518.9717 | 7777.3872 | 7404.1835 | 5224.0657 | 2155.456 | 6110.1902 | 4712.7926 | 9433.9177 | 4175.8315 | 6987.9261 | 2526.753 | 8052.1292 | 28649.6839 | 17864.6053 | 24784.3699 | 20634.3667 | 22603.9166 | 21206.6776 | 18950.48 | 27189.6107
Crystal 4 | Coal:Conventional | DEF | DEF | 2023: 63264.5293; 2024: 48433.5824; 2025: 54649.4766; 2026: 39424.3152; 2027: 50251.6785; 2028: 65586.0641; 2029: 65902.2731; 2030: 72670.8138; 2031: 112597.9429; 2032: 77630.613; 2033: 117631.5329; 2034: 47550.7939
Crystal 5 | Coal:Conventional | DEF | DEF | 2023: 38762.6248; 2024: 51892.2483; 2025: 43305.7104; 2026: 42684.1075; 2027: 42203.9634; 2028: 58422.0126; 2029: 53974.2407; 2030: 69484.5995; 2031: 75664.6328; 2032: 94070.5913; 2033: 79012.7499; 2034: 20326.627
DEBARY 10 | Gas/Oil:Combustion Turbine | DEF | DEF | 2024: 101.1679; 2025: 28.4965; 2026: 23.5085; 2027: 56.3419; 2028: 168.4874; 2029: 21.001; 2030: 81.6535; 2031: 126.4041; 2032: 26.974; 2034: 119.3805; 2035: 253.123; 2036: 26.2614
DEBARY 2 | Gas/Oil:Combustion Turbine | DEF | DEF | 2024: 135.7021; 2026: 22.793
DEBARY 3 | Gas/Oil:Combustion Turbine | DEF | DEF | 2024: 144.1706; 2025: 7.9122; 2026: 22.793
DEBARY 4 | Gas/Oil:Combustion Turbine | DEF | DEF | 2024: 56.4477; 2026: 23.1864
DEBARY 5 | Gas/Oil:Combustion Turbine | DEF | DEF | 2024: 147.0204; 2026: 50.616
DEBARY 6 | Gas/Oil:Combustion Turbine | DEF | DEF | 2024: 168.018; 2025: 32.6235; 2026: 34.3456; 2027: 8.4752
DEBARY 7 | Gas/Oil:Combustion Turbine | DEF | DEF | 2023: 1232.8878; 2024: 1089.7157; 2025: 1044.0961; 2026: 1094.4348; 2027: 1037.848; 2028: 1055.8231; 2029: 742.9449; 2030: 874.5995; 2031: 867.3958; 2032: 676.9062; 2033: 623.773; 2034: 981.0849; 2035: 843.6599; 2036: 300.6314
DEBARY 8 | Gas/Oil:Combustion Turbine | DEF | DEF | 2023: 1791.5421; 2024: 1201.3662; 2025: 1384.5261; 2026: 1195.4203; 2027: 1166.1179; 2028: 1260.9183; 2029: 776.2908; 2030: 872.3689; 2031: 1305.5351; 2032: 636.453; 2033: 809.9925; 2034: 954.9904; 2035: 1101.1242; 2036: 434.6744
DEBARY 9 | Gas/Oil:Combustion Turbine | DEF | DEF | 2023: 1701.0576; 2024: 1677.2677; 2025: 1297.3359; 2026: 1264.3998; 2027: 1246.1733; 2028: 1373.0968; 2029: 1052.7655; 2030: 1156.4955; 2031: 1403.9922; 2032: 724.4584; 2033: 916.9885; 2034: 1364.9169; 2035: 1160.9341; 2036: 595.6494
DEF Nuclear Natrium | Nuclear:Nuclear | DEF | DEF | 2048: 29811.1731; 2049: 51228.7297; 2050: 83867.5969; 2051: 106311.3027; 2052: 140993.7471; 2053: 165828.8359; 2054: 221003.04; 2055: 258918.1582; 2056: 318636.5938; 2057: 359425.5391
DEF Nuclear Natrium - Storage | Storage:Battery | DEF | DEF
DEF Nuclear Natrium - Storage PTC | Storage:Battery | DEF | DEF
DEF Nuclear Natrium PTC | Nuclear:Nuclear | DEF | DEF | 2038: 23339.6382; 2039: 41514.2354; 2040: 68288.3162; 2041: 87304.3516; 2042: 115821.6138; 2043: 136097.9521; 2044: 181036.0557; 2045: 212495.0898; 2046: 259794.5137; 2047: 294787.8887; 2048: 316424.7695; 2049: 332095.2422; 2050: 354772.2051; 2051: 372730.0312; 2052: 348770.2676; 2053: 331951.8281; 2054: 286939.6855; 2055: 259266.8994; 2056: 211253.6816; 2057: 179595.2471
Gen 190MW CT | Gas/Oil:Combustion Turbine | DEF | DEF | [7 empty] | 1223.8497 | 1692.5874 |  | 743.8373 | 16730.3105 | 39234.7511 | 46635.1634 | 56586.5526 | 27811.4591 | 50182.154 | 7235.7209 | 15936.5323 | 23834.9379 | 65987.119 | 27344.2043 | 162989.4539 | 51473.6142 | 107948.1348 | 54548.9328 | 249617.0927 | 223732.6165 | 179602.6782 | 201424.1683 | 135393.3466 | 141711.7256 | 165009.3579 | 184837.7817 | 223800.5798
Gen 190MW CT H2 | Gas/Oil:Combustion Turbine | DEF | DEF | 2043: 2442.4541; 2044: 473.5384; 2045: 17072.9001; 2046: 4139.649; 2047: 19747.2; 2048: 1568.0034; 2049: 52517.9996; 2050: 426871.0924; 2051: 194122.756; 2052: 191222.7448; 2053: 266339.9373; 2054: 302769.1171; 2055: 281485.2509; 2056: 250773.3018; 2057: 248386.4979
HEAT | Demand:Demand Response | DEF | DEF
Hines CC 1 | Gas/Oil:Combined Cycle | DEF | DEF | 2023: 124730.4604; 2024: 107946.0509; 2025: 102506.0972; 2026: 76269.5515; 2027: 89365.2278; 2028: 81549.1956; 2029: 92892.4653; 2030: 77738.8574; 2031: 63208.4297; 2032: 45401.1231; 2033: 43769.2737; 2034: 61514.8734; 2035: 95300.1958; 2036: 105281.1357; 2037: 141581.4197; 2038: 102531.1033; 2039: 19855.4419
Hines CC 2 | Gas/Oil:Combined Cycle | DEF | DEF | 135275.646 | 114101.4717 | 109130.2095 | 119923.9819 | 110333.144 | 125155.292 | 105546.4957 | 111428.4551 | 95674.6553 | 95387.3944 | 97566.4735 | 110450.9167 | 129972.9044 | 128240.5931 | 141998.8953 | 134838.7987 | 126178.1592 | 126498.7319 | 110074.4021 | 75055.85 | 12417.0467
Hines CC 3 | Gas/Oil:Combined Cycle | DEF | DEF | 146085.8941 | 114105.3521 | 108113.3003 | 106472.4729 | 127245.4785 | 125828.0093 | 132461.6514 | 110690.6924 | 124795.9648 | 115429.5986 | 130268.6133 | 129432.3254 | 158885.5923 | 159336.7251 | 181613.0342 | 150792.4302 | 160652.8015 | 158485.333 | 154471.439 | 116982.4943 | 133881.2691 | 107129.7635 | 29016.21
Hines CC 4 | Gas/Oil:Combined Cycle | DEF | DEF | 130905.2922 | 121035.1748 | 90964.3455 | 101846.2538 | 93991.5082 | 124306.4824 | 112884.0077 | 116161.1245 | 94725.2499 | 116017.6704 | 120426.918 | 141788.0996 | 133609.6123 | 159618.2422 | 155559.0857 | 167858.3662 | 159719.54 | 174679.3008 | 167198.3672 | 187074.8369 | 180076.8174 | 187551.4202 | 174202.0396 | 126612.634 | 28431.7737
INT CITY 1 | Gas/Oil:Combustion Turbine | DEF | DEF | 2023: 33.6838; 2024: 11.7163; 2025: 9.8577; 2026: 36.0216; 2027: 49.4856; 2028: 94.9199; 2030: 99.888; 2031: 205.3926; 2032: 33.9712; 2033: 8.3915
INT CITY 10 | Gas/Oil:Combustion Turbine | DEF | DEF | 2023: 291.8681; 2024: 869.7666; 2025: 655.3721; 2026: 341.3276; 2027: 671.5965; 2028: 453.372; 2029: 293.2768; 2030: 458.4575; 2031: 753.2523; 2032: 276.022; 2033: 399.6052; 2034: 834.8875; 2035: 857.2013; 2036: 1360.0063; 2037: 1911.2002; 2038: 415.842
INT CITY 11 | Gas/Oil:Combustion Turbine | DEF | DEF | 2024: 379.362; 2025: 198.6879; 2026: 101.4976; 2027: 222.942; 2028: 311.8543; 2030: 273.2728; 2031: 671.2169; 2032: 135.8603; 2033: 135.1842; 2034: 159.2106; 2035: 604.769; 2036: 792.9099; 2037: 1136.8844; 2038: 818.7974; 2039: 1305.6341; 2040: 127.8291; 2041: 165.0629; 2042: 684.8983; 2043: 536.3558; 2044: 270.2997
INT CITY 12 | Gas/Oil:Combustion Turbine | DEF | DEF | 193.2771 | 813.4642 | 443.9768 | 210.6959 | 600.5622 | 470.2066 | 200.7962 | 499.128 | 806.0347 | 196.9479 | 63.2438 | 574.7121 | 543.5304 | 855.8722 | 1436.7985 | 1280.2316 | 1507.2827 | 999.8078 | 1163.1619 | 1396.4697 | 4136.172 | 2470.2664 | 653.0214
INT CITY 13 | Gas/Oil:Combustion Turbine | DEF | DEF | 773.8138 | 1192.5911 | 845.3885 | 565.0514 | 756.2283 | 637.9985 | 515.1192 | 674.0496 | 895.3492 | 265.683 | 288.9667 | 687.9856 | 730.4104 | 1120.773 | 1937.3894 | 1777.5662 | 1598.7391 | 1090.5794 | 2285.0928 | 1916.0744 | 4660.3437 | 3937.2364 | 903.0176
INT CITY 14 | Gas/Oil:Combustion Turbine | DEF | DEF | 898.4636 | 1271.5667 | 1037.2456 | 619.0376 | 868.4651 | 810.2747 | 568.8373 | 641.0505 | 563.6207 | 393.803 | 302.6353 | 774.886 | 970.2169 | 1239.8248 | 2487.7015 | 2150.5447 | 2278.1907 | 1805.7912 | 2615.9953 | 2023.1788 | 5276.6197 | 3679.6817 | 1133.0469
INT CITY 2 | Gas/Oil:Combustion Turbine | DEF | DEF | 2027: 13.6638; 2028: 9.679; 2030: 39.3563; 2031: 170.2629; 2032: 7.9244
INT CITY 3 | Gas/Oil:Combustion Turbine | DEF | DEF | 2024: 27.9187; 2025: 19.3829; 2026: 28.6291; 2027: 35.8044; 2028: 80.8751; 2030: 62.2002; 2031: 227.8242; 2032: 37.9758
INT CITY 4 | Gas/Oil:Combustion Turbine | DEF | DEF | 2023: 29.7532; 2024: 63.3975; 2025: 9.4835; 2026: 14.5658; 2027: 61.6646; 2028: 53.5777; 2030: 38.9454; 2031: 42.6137; 2032: 42.5562
INT CITY 5 | Gas/Oil:Combustion Turbine | DEF | DEF | 2026: 14.2702; 2027: 13.0151; 2028: 66.7568; 2030: 29.279; 2031: 161.7333; 2032: 22.0222
INT CITY 6 | Gas/Oil:Combustion Turbine | DEF | DEF | 2023: 11.9046; 2024: 116.4598; 2025: 29.8506; 2026: 39.6451; 2027: 87.8379; 2028: 139.3413; 2030: 94.355; 2031: 257.9859; 2032: 53.3966; 2033: 7.8183
INT CITY 7 | Gas/Oil:Combustion Turbine | DEF | DEF | 2023: 1791.9908; 2024: 2099.1656; 2025: 1443.0294; 2026: 1484.5396; 2027: 1245.8243; 2028: 1685.9613; 2029: 1045.7448; 2030: 1097.9941; 2031: 1229.8581; 2032: 712.9033; 2033: 964.4646; 2034: 1785.1032; 2035: 1805.8649; 2036: 2308.6022; 2037: 3519.7037; 2038: 812.8501
INT CITY 8 | Gas/Oil:Combustion Turbine | DEF | DEF | 2023: 1061.9964; 2024: 1638.1747; 2025: 1223.8109; 2026: 857.6742; 2027: 1195.9671; 2028: 1143.3986; 2029: 913.7329; 2030: 967.0319; 2031: 992.6667; 2032: 593.9091; 2033: 833.5449; 2034: 1550.4195; 2035: 1415.5993; 2036: 1566.2332; 2037: 3043.9565; 2038: 598.7452
INT CITY 9 | Gas/Oil:Combustion Turbine | DEF | DEF | 2023: 1017.314; 2024: 1555.9082; 2025: 1121.5415; 2026: 936.3048; 2027: 824.9852; 2028: 1273.359; 2029: 768.4173; 2030: 902.0117; 2031: 1061.5664; 2032: 571.0716; 2033: 554.2632; 2034: 1594.4198; 2035: 1309.2907; 2036: 1868.3038; 2037: 2708.3772; 2038: 582.9561
INTER | Demand:Demand Response | DEF | DEF
Mulberry | Gas/Oil:Combined Cycle | DEF | DEF
New DEF OnShore Wind | Renewable:Wind | DEF | DEF
New DEF OnShore Wind PTC | Renewable:Wind | DEF | DEF
NSG Vand CT 1 | Gas/Oil:Combustion Turbine | DEF | DEF | 2023: 9952.6454; 2024: 9400.7521; 2025: 4411.1138; 2026: 3865.5531; 2027: 763.7628
NSG Vand CT 2 | Gas/Oil:Combustion Turbine | DEF | DEF | 2023: 10060.4621; 2024: 9400.3772; 2025: 5369.6534; 2026: 3590.2835; 2027: 833.421
NSG Vand CT 3 | Gas/Oil:Combustion Turbine | DEF | DEF | 2023: 13682.3973; 2024: 11342.2433; 2025: 6240.1829; 2026: 4599.9211; 2027: 1023.6058
NSG Vand CT 4 | Gas/Oil:Combustion Turbine | DEF | DEF | 2023: 14480.9737; 2024: 11754.5981; 2025: 7321.9981; 2026: 6128.848; 2027: 793.8994
Orange Cogen | Gas/Oil:Combined Cycle | DEF | DEF
Orlando Cogen | Gas/Oil:Combined Cycle | DEF | DEF
Osprey 1 0 | Gas/Oil:Combined Cycle | DEF | DEF | 2023: 66665.7188; 2024: 54499.6211
Osprey 1 1 | Gas/Oil:Combined Cycle | DEF | DEF | 2023: 35623.3103; 2024: 30189.793
Osprey 1 2 | Gas/Oil:Combined Cycle | DEF | DEF | 2023: 2923.7745; 2024: 2476.0141
OspreyAcq | Gas/Oil:Combined Cycle | DEF | DEF |  | 28209.5332 | 146673.2356 | 143320.228 | 139012.8456 | 153045.7891 | 140361.9453 | 137398.2407 | 132253.1069 | 141549.8252 | 145906.7012 | 154772.4229 | 161557.5557 | 164381.4048 | 183421.3979 | 181943.6343 | 175042.916 | 180216.8145 | 166182.2871 | 163827.5364 | 161696.5249 | 57955.9233
OspreyAcqDF | Gas/Oil:Combined Cycle | DEF | DEF |  | 202.4459 | 3940.3715 | 4239.1929 | 3866.9108 | 4023.8939 | 3994.7812 | 3914.5314 | 2370.0116 | 2368.837 | 2402.635 | 4992.81 | 6427.7738 | 7290.064 | 7703.1698 | 6058.1324 | 7849.5034 | 6299.4465 | 6369.8707 | 4369.1121 | 7235.0372 | 589.6873
Pasco County | Renewable:Biomass | DEF | DEF
Pinellas County | Renewable:Biomass | DEF | DEF
Shady Hills 1 | Gas/Oil:Combustion Turbine | DEF | DEF | 2023: 4020.2988; 2024: 128.0035
Shady Hills 2 | Gas/Oil:Combustion Turbine | DEF | DEF | 2023: 3039.3232; 2024: 63.3279
Shady Hills 3 | Gas/Oil:Combustion Turbine | DEF | DEF | 2023: 2360.6707; 2024: 87.99
Solar 3rdParty Block 1 | Renewable:Solar PV | DEF | DEF
Solar 3rdParty Block 2 | Renewable:Solar PV | DEF | DEF
Solar 3rdParty Block 3 | Renewable:Solar PV | DEF | DEF
Solar 3rdParty Block 4 | Renewable:Solar PV | DEF | DEF
Solar DEF Bay Ranch | Renewable:Solar PV | DEF | DEF
Solar DEF Bay Trail | Renewable:Solar PV | DEF | DEF
Solar DEF Charlie Creek | Renewable:Solar PV | DEF | DEF
Solar DEF Columbia | Renewable:Solar PV | DEF | DEF
Solar DEF County Line | Renewable:Solar PV | DEF | DEF
Solar DEF Debary | Renewable:Solar PV | DEF | DEF
Solar DEF Duette | Renewable:Solar PV | DEF | DEF
Solar DEF Falmouth | Renewable:Solar PV | DEF | DEF
Solar DEF Fort Green | Renewable:Solar PV | DEF | DEF
Solar DEF Hamilton | Renewable:Solar PV | DEF | DEF
Solar DEF Hardeetown | Renewable:Solar PV | DEF | DEF
Solar DEF High Spring | Renewable:Solar PV | DEF | DEF
Solar DEF Hildreth | Renewable:Solar PV | DEF | DEF
Solar DEF Lake Placid | Renewable:Solar PV | DEF | DEF
Solar DEF Mule Creek | Renewable:Solar PV | DEF | DEF
Solar DEF NEW 1 | Renewable:Solar PV | DEF | DEF
Solar DEF NEW 1 PTC | Renewable:Solar PV | DEF | DEF
Solar DEF NEW 2 | Renewable:Solar PV | DEF | DEF
Solar DEF NEW 2 PTC | Renewable:Solar PV | DEF | DEF
Solar DEF NEW 5 | Renewable:Solar PV | DEF | DEF
Solar DEF NEW 5 PTC | Renewable:Solar PV | DEF | DEF
Solar DEF Osc Perry Suw | Renewable:Solar PV | DEF | DEF
Solar DEF Sandy Creek | Renewable:Solar PV | DEF | DEF
Solar DEF Santa Fe | Renewable:Solar PV | DEF | DEF
Solar DEF St Pete Pier | Renewable:Solar PV | DEF | DEF
Solar DEF Trenton | Renewable:Solar PV | DEF | DEF
Solar DEF Twin Rivers | Renewable:Solar PV | DEF | DEF
Solar DEF Winquepin | Renewable:Solar PV | DEF | DEF
Solar+Storage DEF NEW 1 | Renewable:Solar PV | DEF | DEF
Solar+Storage DEF NEW 1 PTC + ITC | Renewable:Solar PV | DEF | DEF
Standby | Demand:Demand Response | DEF | DEF
SUWANNEE_P 1 | Gas/Oil:Combustion Turbine | DEF | DEF | 2023: 825.4959; 2024: 780.5084; 2025: 716.2759; 2026: 783.7233; 2027: 610.883; 2028: 758.9681; 2029: 627.8113; 2030: 684.3326; 2031: 761.9585; 2032: 427.9163; 2033: 395.0955; 2034: 146.9392
SUWANNEE_P 2 | Gas/Oil:Combustion Turbine | DEF | DEF | 2023: 769.5147; 2024: 701.4451; 2025: 604.7936; 2026: 646.085; 2027: 487.7886; 2028: 679.7577; 2029: 596.5505; 2030: 638.3143; 2031: 665.2282; 2032: 492.7603; 2033: 310.888; 2034: 151.5679
SUWANNEE_P 3 | Gas/Oil:Combustion Turbine | DEF | DEF | 2023: 1129.9325; 2024: 1085.8927; 2025: 1040.8681; 2026: 1081.1018; 2027: 892.0693; 2028: 1058.9289; 2029: 904.2693; 2030: 921.2446; 2031: 839.3112; 2032: 644.0614; 2033: 489.5549; 2034: 207.0086
Tigerbay 1 | Gas/Oil:Combined Cycle | DEF | DEF | 2023: 54677.7991; 2024: 44198.973; 2025: 39506.3916; 2026: 45839.4886; 2027: 39761.6588; 2028: 46753.1641; 2029: 38734.0407; 2030: 32756.5854; 2031: 26749.7745; 2032: 28892.4297; 2033: 26605.1877; 2034: 37300.2629; 2035: 14185.5938
U OF FL 1 | Gas/Oil:Combustion Turbine | DEF | DEF | 2023: 20179.9965; 2024: 16641.3564; 2025: 15684.2221; 2026: 15392.75; 2027: 13051.5194
Voltage Red | Demand:Demand Response | DEF | DEF
WaterHtr_PP | Demand:Demand Response | DEF | DEF
Total |  |  |  | 1839187.3079 | 1599071.0107 | 1463914.133 | 1448875.4693 | 1462568.0453 | 1513430.54 | 1499338.9152 | 1454507.1712 | 1417716.0462 | 1440013.6748 | 1498041.4982 | 1567392.5137 | 1632304.2458 | 1695068.5181 | 1802882.5544 | 1734557.6204 | 1760545.2536 | 1706071.1162 | 1731091.6863 | 1656787.228 | 1694454.8211 | 1528682.7019 | 1526947.155 | 1304953.5904 | 1289521.1139 | 1123922.0593 | 1208765.0571 | 1704172.5094 | 1415457.3195 | 1461327.9461 | 1489173.2597 | 1540027.0692 | 1569758.3313 | 1551627.2215 | 1603709.2429
Group Totals
Resource | Type | BA | Area | 2023 | 2024 | 2025 | 2026 | 2027 | 2028 | 2029 | 2030 | 2031 | 2032 | 2033 | 2034 | 2035 | 2036 | 2037 | 2038 | 2039 | 2040 | 2041 | 2042 | 2043 | 2044 | 2045 | 2046 | 2047 | 2048 | 2049 | 2050 | 2051 | 2052 | 2053 | 2054 | 2055 | 2056 | 2057
Total | Coal:Conventional | DEF | DEF | 2023: 102027.1541; 2024: 100325.8307; 2025: 97955.1871; 2026: 82108.4227; 2027: 92455.6419; 2028: 124008.0767; 2029: 119876.5139; 2030: 142155.4133; 2031: 188262.5757; 2032: 171701.2043; 2033: 196644.2828; 2034: 67877.4209
Total | Demand:Demand Response | DEF | DEF
Total | Gas/Oil:Combined Cycle | DEF | DEF | 1535603.2733 | 1315673.0507 | 1259970.7206 | 1244777.6933 | 1264462.5473 | 1295357.9815 | 1308434.8451 | 1249653.342 | 1175381.2292 | 1226013.1575 | 1261252.0941 | 1404050.1789 | 1498599.1869 | 1553288.8125 | 1605484.3939 | 1621337.7047 | 1587020.2162 | 1560461.5806 | 1564407.1087 | 1493004.7771 | 1475317.8047 | 1309471.4194 | 1131700.6253 | 989545.8136 | 867037.8905 | 721569.1804 | 523305.9929 | 614928.9985 | 562690.5513 | 578917.0183 | 589659.3118 | 587603.5009 | 605078.6649 | 586125.8626 | 592501.379
Total | Gas/Oil:Combustion Turbine | DEF | DEF | 91577.0037 | 76866.2666 | 52650.5918 | 45366.4327 | 29056.2526 | 14004.2398 | 9308.3817 | 12785.6833 | 16244.055 | 7204.2966 | 8031.4279 | 28664.6708 | 50830.4753 | 59104.9053 | 74768.5639 | 36248.9925 | 56872.0006 | 11259.7284 | 22165.8452 | 29855.5592 | 83039.0643 | 38175.2269 | 182751.4399 | 55613.2632 | 127695.3348 | 56116.9362 | 302135.0923 | 650603.7089 | 373725.4342 | 392646.9131 | 401733.2839 | 444480.8427 | 446494.6088 | 435611.0835 | 472187.0778
Total | Gas/Oil:Steam Turbine | DEF | DEF | 2023: 109979.8768; 2024: 106205.8629; 2025: 53337.6335; 2026: 76622.9206; 2027: 76593.6035; 2028: 80060.2421; 2029: 61719.1745; 2030: 49912.7327; 2031: 37828.1863; 2032: 35095.0164; 2033: 32113.6934; 2034: 66800.243; 2035: 82874.5836; 2036: 82674.8003; 2037: 122629.5966; 2038: 53631.285; 2039: 75138.8015; 2040: 66061.491; 2041: 57214.3809; 2042: 18105.278
Total | Nuclear:Nuclear | DEF | DEF | 2038: 23339.6382; 2039: 41514.2354; 2040: 68288.3162; 2041: 87304.3516; 2042: 115821.6138; 2043: 136097.9521; 2044: 181036.0557; 2045: 212495.0898; 2046: 259794.5137; 2047: 294787.8887; 2048: 346235.9426; 2049: 383323.9719; 2050: 438639.802; 2051: 479041.334; 2052: 489764.0146; 2053: 497780.6641; 2054: 507942.7256; 2055: 518185.0576; 2056: 529890.2754; 2057: 539020.7861
Total | Renewable:Biomass | DEF | DEF
Total | Renewable:Solar PV | DEF | DEF
Total | Renewable:Wind | DEF | DEF
Total | Storage:Battery | DEF | DEF
Solar 14
Resource | Type | BA | Area | 2023 | 2024 | 2025 | 2026 | 2027 | 2028 | 2029 | 2030 | 2031 | 2032 | 2033 | 2034 | 2035 | 2036 | 2037 | 2038 | 2039 | 2040 | 2041 | 2042 | 2043 | 2044 | 2045 | 2046 | 2047 | 2048 | 2049 | 2050 | 2051 | 2052 | 2053 | 2054 | 2055 | 2056 | 2057
AC | Demand:Demand Response | DEF | DEF
Anclote 1 | Gas/Oil:Steam Turbine | DEF | DEF | 2023: 66115.9377; 2024: 65217.7747; 2025: 30906.3038; 2026: 44944.479; 2027: 39822.8279; 2028: 45787.5377; 2029: 36251.4512; 2030: 31007.4601; 2031: 18353.985; 2032: 22476.8613; 2033: 16540.2199; 2034: 36557.3048; 2035: 42096.4635; 2036: 40656.8237; 2037: 60474.7318; 2038: 32310.9602; 2039: 40022.3915; 2040: 33904.3196; 2041: 33149.3502; 2042: 8811.2516
Anclote 2 | Gas/Oil:Steam Turbine | DEF | DEF | 2023: 43601.1354; 2024: 40988.0881; 2025: 22231.7253; 2026: 28993.5491; 2027: 28673.1264; 2028: 25873.722; 2029: 21316.428; 2030: 17052.8274; 2031: 18532.5434; 2032: 15868.8995; 2033: 18373.0573; 2034: 25363.1299; 2035: 34114.6757; 2036: 31874.3975; 2037: 53832.4713; 2038: 13567.445; 2039: 21135.9722; 2040: 22152.9438; 2041: 17362.7004; 2042: 7204.3888
As Avail | Gas/Oil:Combined Cycle | DEF | DEF
As Avail PCS | Renewable:Biomass | DEF | DEF
Bartow CC 1 0 | Gas/Oil:Combined Cycle | DEF | DEF | 291871.5449 | 233138.6895 | 241338.5186 | 226624.9238 | 219003.8242 | 233716.2559 | 242793.791 | 241018.085 | 247645.6426 | 251226.292 | 252491.6582 | 289403.373 | 303084.4043 | 317278.4092 | 301479.2129 | 323008.0508 | 363097.1836 | 371095.7109 | 355853.707 | 367735.6602 | 407278.666 | 412710.5625 | 400136.1973 | 402911.498 | 411170.832 | 366931.2227 | 124899.2129
Bartow CC 1 PAG | Gas/Oil:Combined Cycle | DEF | DEF | 9043.9781 | 7353.7851 | 5753.1243 | 4984.2213 | 5057.5363 | 5802.5549 | 5254.2386 | 3520.7914 | 2832.7933 | 2951.3982 | 2424.4174 | 4874.4518 | 6029.3457 | 5859.7635 | 6838.5756 | 4720.5564 | 6968.3386 | 5154.5963 | 4161.9053 | 3026.1865 | 5526.8636 | 4266.5844 | 7691.2795 | 2153.0471 | 5774.1116 | 2244.3829 | 271.1669
BARTOW_P 1 | Gas/Oil:Combustion Turbine | DEF | DEF | 2024: 31.1969
BARTOW_P 2 | Gas/Oil:Combustion Turbine | DEF | DEF | 2023: 44.3727; 2024: 143.1712; 2025: 113.3374; 2026: 92.398; 2027: 117.3549; 2028: 94.6429; 2029: 55.5074; 2030: 133.1076; 2031: 224.9541; 2032: 174.8577; 2033: 63.231; 2034: 39.1194
BARTOW_P 3 | Gas/Oil:Combustion Turbine | DEF | DEF
BARTOW_P 4 | Gas/Oil:Combustion Turbine | DEF | DEF | 2023: 283.2743; 2024: 322.5615; 2025: 267.0866; 2026: 228.6291; 2027: 201.5912; 2028: 247.1139; 2029: 147.8952; 2030: 225.2276; 2031: 255.5066; 2032: 261.1846; 2033: 210.719; 2034: 69.2863
Battery 2 Hours | Storage:Battery | DEF | DEF
Battery 4 Hours | Storage:Battery | DEF | DEF
BAYBORO_P 1 | Gas/Oil:Combustion Turbine | DEF | DEF | 2024: 128.2736; 2025: 31.9386
BAYBORO_P 2 | Gas/Oil:Combustion Turbine | DEF | DEF | 2024: 16.3722; 2025: 7.2464
BAYBORO_P 3 | Gas/Oil:Combustion Turbine | DEF | DEF | 2024: 50.2833; 2025: 19.27
BAYBORO_P 4 | Gas/Oil:Combustion Turbine | DEF | DEF | 2024: 27.5455; 2025: 8.5394
Citrus CC 1 | Gas/Oil:Combined Cycle | DEF | DEF | 256861.3516 | 219661.6138 | 193518.1709 | 206516.7271 | 205351.5566 | 184493.2139 | 202134.064 | 194480.2544 | 183751.8418 | 200573.892 | 207963.5232 | 216635.9221 | 227059.7402 | 236282.7266 | 224430.5547 | 255460.1819 | 259756.4453 | 254398.4546 | 268409.1602 | 261068.8789 | 257807.9971 | 222273.8047 | 215649.5464 | 193163.8311 | 188065.6868 | 144797.5583 | 177307.3667 | 283197.0435 | 273748.2828 | 273216.7126 | 282557.7245 | 275279.139 | 277501.2635 | 289217.7863 | 287914.5269
Citrus CC 1 Duct | Gas/Oil:Combined Cycle | DEF | DEF | 10805.4362 | 9207.1658 | 6427.8271 | 6968.9229 | 6045.2234 | 6207.8843 | 5982.7542 | 4467.799 | 3473.1771 | 3544.1165 | 3563.0684 | 6438.5365 | 7794.6141 | 7771.1083 | 10356.5854 | 5346.8251 | 7361.7819 | 4596.1141 | 4387.3107 | 1832.1024 | 5994.4094 | 3650.1936 | 7587.0055 | 2931.2685 | 5916.8335 | 1803.2735 | 9245.2665 | 27454.081 | 18459.5303 | 22944.737 | 19653.2826 | 21916.9613 | 21679.3231 | 20695.2354 | 28299.9421
Citrus CC 2 | Gas/Oil:Combined Cycle | DEF | DEF | 258479.6602 | 219677.9463 | 205677.644 | 191521.0498 | 209829.0117 | 187119.2783 | 207072.6436 | 200867.229 | 181705.5781 | 201642.9092 | 208738.9785 | 220745.4922 | 228767.0581 | 235224.3345 | 226015.4087 | 258422.9355 | 267073.8252 | 249554.6899 | 283545.8945 | 281097.502 | 266457.9477 | 255803.5806 | 254106.0947 | 199981.2119 | 170058.4992 | 141132.9805 | 159566.593 | 273945.4561 | 221103.934 | 229878.5586 | 233316.1979 | 250280.0175 | 256705.5985 | 245761.4504 | 256472.0215
Citrus CC 2 Duct | Gas/Oil:Combined Cycle | DEF | DEF | 10585.1653 | 9669.4206 | 6764.833 | 5430.5707 | 5687.4561 | 6015.7059 | 5833.7089 | 4021.345 | 2824.8495 | 3140.169 | 3040.3801 | 5849.27 | 7097.3746 | 7586.6928 | 8559.9563 | 4826.293 | 6131.9703 | 6145.8682 | 3785.8023 | 1964.8627 | 4975.48 | 3597.9464 | 7575.5998 | 3176.6691 | 5131.5431 | 2520.6606 | 7597.8337 | 23710.0212 | 13546.4054 | 18813.6958 | 15907.1644 | 20257.9947 | 17795.3675 | 17699.7676 | 27688.6113
Crystal 4 | Coal:Conventional | DEF | DEF | 2023: 63413.1709; 2024: 48433.5824; 2025: 54605.086; 2026: 39088.8583; 2027: 48284.263; 2028: 70832.8246; 2029: 58642.5007; 2030: 69265.5859; 2031: 109671.7974; 2032: 79389.2758; 2033: 112195.4025; 2034: 47062.9902
Crystal 5 | Coal:Conventional | DEF | DEF | 2023: 38658.1663; 2024: 51892.2483; 2025: 43365.9258; 2026: 40947.7015; 2027: 41041.5171; 2028: 63754.7749; 2029: 52509.5963; 2030: 70206.1472; 2031: 71793.344; 2032: 88897.0317; 2033: 71855.2943; 2034: 20152.0612
DEBARY 10 | Gas/Oil:Combustion Turbine | DEF | DEF | 2024: 101.1679; 2025: 28.4965; 2026: 23.5085; 2027: 62.6898; 2028: 78.3007; 2029: 21.001; 2030: 53.6894; 2031: 21.5502; 2032: 53.8013; 2034: 49.0437; 2035: 154.4742; 2036: 28.97
DEBARY 2 | Gas/Oil:Combustion Turbine | DEF | DEF | 2024: 135.7021
DEBARY 3 | Gas/Oil:Combustion Turbine | DEF | DEF | 2024: 144.1706; 2026: 28.2167
DEBARY 4 | Gas/Oil:Combustion Turbine | DEF | DEF | 2024: 56.4477; 2026: 21.6837
DEBARY 5 | Gas/Oil:Combustion Turbine | DEF | DEF | 2024: 147.0204
DEBARY 6 | Gas/Oil:Combustion Turbine | DEF | DEF | 2024: 168.018; 2025: 32.6235
DEBARY 7 | Gas/Oil:Combustion Turbine | DEF | DEF | 2023: 1195.9122; 2024: 1089.7157; 2025: 1184.1365; 2026: 1112.1276; 2027: 959.6981; 2028: 934.4476; 2029: 841.0844; 2030: 904.5038; 2031: 1039.3974; 2032: 596.4809; 2033: 696.8648; 2034: 989.4993; 2035: 1058.5595; 2036: 285.3375
DEBARY 8 | Gas/Oil:Combustion Turbine | DEF | DEF | 2023: 1662.055; 2024: 1201.3662; 2025: 1434.0283; 2026: 1172.9999; 2027: 1046.7708; 2028: 1083.233; 2029: 969.5334; 2030: 927.3258; 2031: 1275.1416; 2032: 782.2556; 2033: 847.687; 2034: 1088.0028; 2035: 1315.7322; 2036: 618.9034
DEBARY 9 | Gas/Oil:Combustion Turbine | DEF | DEF | 2023: 1749.4266; 2024: 1677.2677; 2025: 1249.417; 2026: 1337.688; 2027: 1067.4752; 2028: 1219.3711; 2029: 1156.7169; 2030: 1099.8123; 2031: 1445.3645; 2032: 834.9831; 2033: 847.2303; 2034: 1418.6434; 2035: 1237.6775; 2036: 596.8221
DEF Nuclear Natrium | Nuclear:Nuclear | DEF | DEF | 2048: 29811.1738; 2049: 51228.7297; 2050: 83867.5969; 2051: 106311.3027; 2052: 140993.7471; 2053: 165828.8359; 2054: 220920.8076; 2055: 258834.2812; 2056: 318636.5938; 2057: 359391.1113
DEF Nuclear Natrium - Storage | Storage:Battery | DEF | DEF
DEF Nuclear Natrium - Storage PTC | Storage:Battery | DEF | DEF
DEF Nuclear Natrium PTC | Nuclear:Nuclear | DEF | DEF | 2038: 23371.0391; 2039: 41582.6548; 2040: 68295.5872; 2041: 87337.3188; 2042: 115929.4604; 2043: 136121.1182; 2044: 181161.9307; 2045: 212456.6777; 2046: 259794.5098; 2047: 294708.3672; 2048: 316424.7617; 2049: 332095.2422; 2050: 354772.2051; 2051: 372730.0312; 2052: 348770.2676; 2053: 331951.8281; 2054: 286939.6855; 2055: 259185.9727; 2056: 211184.3154; 2057: 179595.249
Gen 190MW CT | Gas/Oil:Combustion Turbine | DEF | DEF | [7 empty] | 491.0589 | 1387.256 | 446.5625 |  | 12986.2214 | 28654.5824 | 37073.1647 | 42267.9427 | 24313.4937 | 44824.2021 | 3351.0786 | 7692.4857 | 13020.2772 | 57271.3319 | 19457.3818 | 137717.3292 | 40493.4713 | 85219.0659 | 47042.8533 | 230436.3793 | 187896.2148 | 157508.3903 | 171369.4136 | 117811.5324 | 105784.9104 | 133894.5501 | 181794.5972 | 206550.0702
Gen 190MW CT H2 | Gas/Oil:Combustion Turbine | DEF | DEF | 2043: 1739.6305; 2044: 822.7658; 2045: 15952.0899; 2046: 2322.8795; 2047: 19280.4584; 2048: 1691.8232; 2049: 48375.7072; 2050: 360617.4717; 2051: 145797.7945; 2052: 142825.9305; 2053: 210959.5578; 2054: 242893.399; 2055: 235641.108; 2056: 209016.9637; 2057: 251884.2068
HEAT | Demand:Demand Response | DEF | DEF
Hines CC 1 | Gas/Oil:Combined Cycle | DEF | DEF | 2023: 124237.4282; 2024: 107946.0509; 2025: 101383.1382; 2026: 73990.7089; 2027: 81675.3965; 2028: 71633.6602; 2029: 82622.2375; 2030: 65179.4563; 2031: 53654.6258; 2032: 40652.4425; 2033: 40992.2537; 2034: 55784.4089; 2035: 92602.9917; 2036: 100068.3501; 2037: 128802.0125; 2038: 92929.3083; 2039: 18689.6973
Hines CC 2 | Gas/Oil:Combined Cycle | DEF | DEF | 135347.3008 | 114101.4717 | 109985.4978 | 116240.1658 | 107281.2761 | 113575.8657 | 101569.3306 | 103681.5408 | 89894.3165 | 90688.292 | 89698.2615 | 106169.0801 | 121715.5078 | 123434.3562 | 137944.8447 | 132028.9155 | 119800.2046 | 114728.2897 | 102329.8037 | 66444.748 | 8287.8417
Hines CC 3 | Gas/Oil:Combined Cycle | DEF | DEF | 145633.1162 | 114105.3521 | 108650.5039 | 104846.1648 | 122697.7705 | 118946.2739 | 126898.2534 | 106414.4399 | 115654.0222 | 109516.1855 | 123746.2456 | 124013.0862 | 152645.2344 | 149104.425 | 173721.1445 | 144368.9031 | 152987.6002 | 141504.1741 | 146732.7109 | 113081.6547 | 123870.0224 | 92415.5756 | 26406.8494
Hines CC 4 | Gas/Oil:Combined Cycle | DEF | DEF | 129723.021 | 121035.1748 | 90933.1019 | 99696.2085 | 89571.6711 | 118768.7949 | 107279.7302 | 111100.2524 | 90873.9719 | 109497.1855 | 112320.2427 | 133956.3545 | 127749.5723 | 155082.7544 | 150980.0615 | 159884.0908 | 152194.0093 | 166402.6875 | 163816.2202 | 173866.791 | 161671.335 | 184216.4302 | 151565.0615 | 112912.6858 | 23662.7575
INT CITY 1 | Gas/Oil:Combustion Turbine | DEF | DEF | 2023: 33.6838; 2024: 11.7163; 2025: 9.8577; 2026: 23.8024; 2027: 24.8015; 2028: 36.7313; 2030: 81.1227; 2031: 107.3452; 2032: 72.195; 2033: 9.8092; 2034: 12.6566
INT CITY 10 | Gas/Oil:Combustion Turbine | DEF | DEF | 2023: 402.8209; 2024: 869.7666; 2025: 688.2969; 2026: 325.5422; 2027: 530.342; 2028: 372.3373; 2029: 450.6285; 2030: 467.9337; 2031: 683.9008; 2032: 332.3361; 2033: 267.4985; 2034: 790.5552; 2035: 1106.353; 2036: 1463.9319; 2037: 2159.6349; 2038: 508.6897
INT CITY 11 | Gas/Oil:Combustion Turbine | DEF | DEF | 2024: 379.362; 2025: 198.8596; 2026: 91.3708; 2027: 130.9692; 2028: 115.0229; 2030: 210.3194; 2031: 355.3775; 2032: 93.7549; 2033: 39.1621; 2034: 180.6866; 2035: 373.8336; 2036: 806.0112; 2037: 1149.7857; 2038: 705.6449; 2039: 1315.4361; 2040: 384.3815; 2041: 616.6128; 2042: 695.1729; 2043: 398.4069; 2044: 484.7429
INT CITY 12 | Gas/Oil:Combustion Turbine | DEF | DEF | 281.5423 | 813.4642 | 465.7426 | 207.5669 | 437.6024 | 329.351 | 185.395 | 366.3569 | 682.5686 | 318.8222 | 202.948 | 704.457 | 580.4587 | 1086.5065 | 1535.8095 | 1531.5979 | 1786.589 | 949.8084 | 1010.401 | 1469.1262 | 3572.8621 | 2347.54 | 695.6848
INT CITY 13 | Gas/Oil:Combustion Turbine | DEF | DEF | 826.0556 | 1192.5911 | 826.5758 | 482.5792 | 544.4829 | 462.1555 | 431.5408 | 573.6874 | 803.8879 | 374.2705 | 316.1916 | 922.8606 | 1017.8585 | 1578.1136 | 2153.0235 | 1775.4761 | 1949.0493 | 1216.8224 | 1687.9655 | 1986.6477 | 4397.2395 | 3120.5603 | 936.9045
INT CITY 14 | Gas/Oil:Combustion Turbine | DEF | DEF | 847.7917 | 1271.5667 | 971.7857 | 565.3769 | 782.9722 | 550.8883 | 578.1368 | 632.264 | 751.648 | 532.9447 | 376.2513 | 1113.6199 | 1075.9815 | 1624.6185 | 2779.9366 | 2165.7383 | 2953.4818 | 1489.6342 | 2232.7383 | 2049.7985 | 5039.7737 | 3650.9487 | 1165.1027
INT CITY 2 | Gas/Oil:Combustion Turbine | DEF | DEF | 2027: 13.6638; 2030: 7.9903; 2031: 89.8799; 2032: 8.3622
INT CITY 3 | Gas/Oil:Combustion Turbine | DEF | DEF | 2024: 27.9187; 2025: 19.3829; 2026: 19.6916; 2027: 25.59; 2028: 38.3363; 2030: 37.1807; 2031: 113.2467; 2032: 43.8763; 2033: 7.8858
INT CITY 4 | Gas/Oil:Combustion Turbine | DEF | DEF | 2023: 29.7532; 2024: 63.3975; 2025: 19.2018; 2026: 24.7714; 2027: 25.4909; 2028: 9.6488; 2030: 38.7432; 2031: 45.0372; 2032: 36.648; 2033: 8.646; 2034: 12.9804
INT CITY 5 | Gas/Oil:Combustion Turbine | DEF | DEF | 2026: 14.2702; 2027: 13.0151; 2028: 15.0369; 2030: 29.6708; 2031: 88.4541; 2032: 21.1276; 2033: 7.9389
INT CITY 6 | Gas/Oil:Combustion Turbine | DEF | DEF | 2024: 116.4598; 2025: 18.0914; 2026: 20.2957; 2027: 38.8555; 2028: 48.3562; 2030: 60.9799; 2031: 146.7599; 2032: 74.1928; 2033: 7.8183
INT CITY 7 | Gas/Oil:Combustion Turbine | DEF | DEF | 2023: 1779.2526; 2024: 2099.1656; 2025: 1494.4277; 2026: 1462.3135; 2027: 1209.3198; 2028: 1265.8941; 2029: 989.5081; 2030: 989.2948; 2031: 1211.8167; 2032: 872.1094; 2033: 763.5249; 2034: 1553.9572; 2035: 2030.6321; 2036: 2396.1649; 2037: 3571.0365; 2038: 1189.616
INT CITY 8 | Gas/Oil:Combustion Turbine | DEF | DEF | 2023: 1069.3222; 2024: 1638.1747; 2025: 1252.6413; 2026: 952.2578; 2027: 950.7181; 2028: 953.3972; 2029: 926.1937; 2030: 786.7832; 2031: 895.642; 2032: 657.8116; 2033: 645.5609; 2034: 1417.5949; 2035: 1564.7467; 2036: 1842.9373; 2037: 3202.2494; 2038: 724.1889
INT CITY 9 | Gas/Oil:Combustion Turbine | DEF | DEF | 2023: 1016.9465; 2024: 1555.9082; 2025: 1055.8711; 2026: 1015.0148; 2027: 773.6402; 2028: 858.4059; 2029: 822.9655; 2030: 805.7261; 2031: 1087.3947; 2032: 582.1422; 2033: 487.5118; 2034: 1544.6313; 2035: 1443.8298; 2036: 1905.3567; 2037: 3130.3001; 2038: 844.1649
INTER | Demand:Demand Response | DEF | DEF
Mulberry | Gas/Oil:Combined Cycle | DEF | DEF
New DEF OnShore Wind | Renewable:Wind | DEF | DEF
New DEF OnShore Wind PTC | Renewable:Wind | DEF | DEF
NSG Vand CT 1 | Gas/Oil:Combustion Turbine | DEF | DEF | 2023: 10596.3176; 2024: 9400.7521; 2025: 4189.4967; 2026: 2964.249; 2027: 671.1531
NSG Vand CT 2 | Gas/Oil:Combustion Turbine | DEF | DEF | 2023: 10416.7137; 2024: 9400.3772; 2025: 5434.9854; 2026: 3036.5127; 2027: 731.2748
NSG Vand CT 3 | Gas/Oil:Combustion Turbine | DEF | DEF | 2023: 13236.9465; 2024: 11342.2433; 2025: 6615.0732; 2026: 4064.3456; 2027: 868.7316
NSG Vand CT 4 | Gas/Oil:Combustion Turbine | DEF | DEF | 2023: 13931.6966; 2024: 11754.5981; 2025: 7288.9048; 2026: 4821.2356; 2027: 731.3569
Orange Cogen | Gas/Oil:Combined Cycle | DEF | DEF
Orlando Cogen | Gas/Oil:Combined Cycle | DEF | DEF
Osprey 1 0 | Gas/Oil:Combined Cycle | DEF | DEF | 2023: 69696.8101; 2024: 54499.6211
Osprey 1 1 | Gas/Oil:Combined Cycle | DEF | DEF | 2023: 36191.4578; 2024: 30189.793
Osprey 1 2 | Gas/Oil:Combined Cycle | DEF | DEF | 2023: 2945.9661; 2024: 2476.0141
OspreyAcq | Gas/Oil:Combined Cycle | DEF | DEF |  | 28209.5332 | 145997.0491 | 141392.665 | 132904.2809 | 146691.8496 | 133800.126 | 130963.8125 | 127734.2764 | 130170.9705 | 145244.1399 | 148119.0244 | 156299.106 | 159601.6938 | 179963.7847 | 176584.3555 | 170993.3398 | 179999.4531 | 161466.5962 | 151278.9265 | 157284.5369 | 54071
OspreyAcqDF | Gas/Oil:Combined Cycle | DEF | DEF |  | 202.4459 | 3942.6184 | 3992.827 | 3463.176 | 3587.5112 | 3592.811 | 3591.267 | 2250.9663 | 2201.1664 | 2428.8088 | 4527.612 | 5523.4731 | 6016.0724 | 6723.0538 | 4741.0176 | 6235.0369 | 5065.9404 | 5292.2179 | 3653.9569 | 5646.4247 | 645.162
Pasco County | Renewable:Biomass | DEF | DEF
Pinellas County | Renewable:Biomass | DEF | DEF
Shady Hills 1 | Gas/Oil:Combustion Turbine | DEF | DEF | 2023: 3928.341; 2024: 128.0035
Shady Hills 2 | Gas/Oil:Combustion Turbine | DEF | DEF | 2023: 2995.9194; 2024: 63.3279
Shady Hills 3 | Gas/Oil:Combustion Turbine | DEF | DEF | 2023: 2333.8215; 2024: 87.99
Solar 3rdParty Block 1 | Renewable:Solar PV | DEF | DEF
Solar 3rdParty Block 2 | Renewable:Solar PV | DEF | DEF
Solar 3rdParty Block 3 | Renewable:Solar PV | DEF | DEF
Solar 3rdParty Block 4 | Renewable:Solar PV | DEF | DEF
Solar DEF Bay Ranch | Renewable:Solar PV | DEF | DEF
Solar DEF Bay Trail | Renewable:Solar PV | DEF | DEF
Solar DEF Charlie Creek | Renewable:Solar PV | DEF | DEF
Solar DEF Columbia | Renewable:Solar PV | DEF | DEF
Solar DEF County Line | Renewable:Solar PV | DEF | DEF
Solar DEF Debary | Renewable:Solar PV | DEF | DEF
Solar DEF Duette | Renewable:Solar PV | DEF | DEF
Solar DEF Falmouth | Renewable:Solar PV | DEF | DEF
Solar DEF Fort Green | Renewable:Solar PV | DEF | DEF
Solar DEF Hamilton | Renewable:Solar PV | DEF | DEF
Solar DEF Hardeetown | Renewable:Solar PV | DEF | DEF
Solar DEF High Spring | Renewable:Solar PV | DEF | DEF
Solar DEF Hildreth | Renewable:Solar PV | DEF | DEF
Solar DEF Lake Placid | Renewable:Solar PV | DEF | DEF
Solar DEF Mule Creek | Renewable:Solar PV | DEF | DEF
Solar DEF NEW 1 | Renewable:Solar PV | DEF | DEF
Solar DEF NEW 1 PTC | Renewable:Solar PV | DEF | DEF
Solar DEF NEW 2 | Renewable:Solar PV | DEF | DEF
Solar DEF NEW 2 PTC | Renewable:Solar PV | DEF | DEF
Solar DEF NEW 3 | Renewable:Solar PV | DEF | DEF
Solar DEF NEW 3 PTC | Renewable:Solar PV | DEF | DEF
Solar DEF NEW 4 | Renewable:Solar PV | DEF | DEF
Solar DEF NEW 4 PTC | Renewable:Solar PV | DEF | DEF
Solar DEF NEW 5 | Renewable:Solar PV | DEF | DEF
Solar DEF NEW 5 PTC | Renewable:Solar PV | DEF | DEF
Solar DEF Osc Perry Suw | Renewable:Solar PV | DEF | DEF
Solar DEF Sandy Creek | Renewable:Solar PV | DEF | DEF
Solar DEF Santa Fe | Renewable:Solar PV | DEF | DEF
Solar DEF St Pete Pier | Renewable:Solar PV | DEF | DEF
Solar DEF Trenton | Renewable:Solar PV | DEF | DEF
Solar DEF Twin Rivers | Renewable:Solar PV | DEF | DEF
Solar DEF Winquepin | Renewable:Solar PV | DEF | DEF
Solar+Storage DEF NEW 1 | Renewable:Solar PV | DEF | DEF
Solar+Storage DEF NEW 1 PTC + ITC | Renewable:Solar PV | DEF | DEF
Standby | Demand:Demand Response | DEF | DEF
SUWANNEE_P 1 | Gas/Oil:Combustion Turbine | DEF | DEF | 2023: 782.4541; 2024: 780.5084; 2025: 722.4244; 2026: 775.0459; 2027: 596.0577; 2028: 785.9185; 2029: 597.2745; 2030: 703.4118; 2031: 788.0032; 2032: 609.0305; 2033: 467.1189; 2034: 236.5151
SUWANNEE_P 2 | Gas/Oil:Combustion Turbine | DEF | DEF | 2023: 770.2084; 2024: 701.4451; 2025: 580.989; 2026: 682.6604; 2027: 502.6689; 2028: 610.4746; 2029: 627.7184; 2030: 687.7729; 2031: 738.0415; 2032: 621.7491; 2033: 458.3731; 2034: 193.6452
SUWANNEE_P 3 | Gas/Oil:Combustion Turbine | DEF | DEF | 2023: 1174.2673; 2024: 1085.8927; 2025: 1035.3505; 2026: 1095.0816; 2027: 882.4054; 2028: 959.477; 2029: 822.4681; 2030: 899.2115; 2031: 1013.282; 2032: 802.3557; 2033: 596.5558; 2034: 269.6367
Tigerbay 1 | Gas/Oil:Combined Cycle | DEF | DEF | 2023: 54285.2635; 2024: 44198.973; 2025: 38735.2498; 2026: 44897.8278; 2027: 39108.256; 2028: 41447.3168; 2029: 35272.3433; 2030: 29683.8036; 2031: 26393.3712; 2032: 25965.9249; 2033: 24156.083; 2034: 34016.4491; 2035: 12038.6723
U OF FL 1 | Gas/Oil:Combustion Turbine | DEF | DEF | 2023: 20174.7631; 2024: 16641.3564; 2025: 15686.6468; 2026: 15364.341; 2027: 12986.8129
Voltage Red | Demand:Demand Response | DEF | DEF
WaterHtr_PP | Demand:Demand Response | DEF | DEF
Total |  |  |  | 1839059.569 | 1599071.0107 | 1463167.0434 | 1423103.148 | 1412425.6747 | 1455323.5654 | 1438449.5761 | 1397735.2717 | 1362292.5586 | 1387606.8672 | 1443100.5623 | 1505262.1599 | 1566232.9535 | 1627148.7464 | 1732072.1173 | 1665329.4881 | 1686859.2097 | 1630390.5547 | 1650870.9016 | 1576217.3931 | 1613341.8873 | 1444696.7101 | 1439641.423 | 1219841.072 | 1208988.1552 | 1054400.6904 | 1141023.4981 | 1595460.0902 | 1309205.6712 | 1348813.0628 | 1377986.1237 | 1424272.9152 | 1461237.4646 | 1494006.7098 | 1597795.739
Group Totals
Resource | Type | BA | Area | 2023 | 2024 | 2025 | 2026 | 2027 | 2028 | 2029 | 2030 | 2031 | 2032 | 2033 | 2034 | 2035 | 2036 | 2037 | 2038 | 2039 | 2040 | 2041 | 2042 | 2043 | 2044 | 2045 | 2046 | 2047 | 2048 | 2049 | 2050 | 2051 | 2052 | 2053 | 2054 | 2055 | 2056 | 2057
Total | Coal:Conventional | DEF | DEF | 2023: 102071.3372; 2024: 100325.8307; 2025: 97971.0118; 2026: 80036.5598; 2027: 89325.7801; 2028: 134587.5995; 2029: 111152.097; 2030: 139471.7332; 2031: 181465.1414; 2032: 168286.3075; 2033: 184050.6968; 2034: 67215.0514
Total | Demand:Demand Response | DEF | DEF
Total | Gas/Oil:Combined Cycle | DEF | DEF | 1535707.5 | 1315673.0507 | 1259107.2769 | 1227102.9832 | 1227676.4354 | 1238006.1654 | 1260106.0322 | 1198990.0763 | 1128689.4328 | 1171770.9442 | 1216808.0609 | 1350533.0608 | 1448407.0946 | 1503310.6868 | 1555815.1953 | 1562321.4335 | 1531289.4329 | 1498645.9789 | 1499781.3289 | 1425051.2698 | 1404801.5244 | 1233650.8398 | 1070717.6341 | 917230.2115 | 809780.2638 | 659430.0784 | 478887.4397 | 608306.6016 | 526858.1525 | 544853.704 | 551434.3695 | 567734.1126 | 573681.5526 | 573374.2396 | 600375.1017
Total | Gas/Oil:Combustion Turbine | DEF | DEF | 91563.6588 | 76866.2666 | 52950.7255 | 42025.5768 | 26927.5049 | 11068.5409 | 9623.5677 | 11213.1748 | 15251.4561 | 9203.8546 | 7328.5273 | 25593.613 | 41614.7198 | 51306.8384 | 61949.7189 | 33758.6103 | 52828.7583 | 7391.7252 | 13240.2032 | 19221.0225 | 72419.2446 | 29883.9396 | 156467.1112 | 42816.3508 | 104499.5243 | 48734.6764 | 278812.0865 | 548513.6865 | 303306.1848 | 314195.3441 | 328771.0902 | 348678.3094 | 369535.6581 | 390811.561 | 458434.277
Total | Gas/Oil:Steam Turbine | DEF | DEF | 2023: 109717.0731; 2024: 106205.8629; 2025: 53138.0291; 2026: 73938.0281; 2027: 68495.9544; 2028: 71661.2596; 2029: 57567.8792; 2030: 48060.2875; 2031: 36886.5284; 2032: 38345.7609; 2033: 34913.2772; 2034: 61920.4347; 2035: 76211.1392; 2036: 72531.2212; 2037: 114307.2031; 2038: 45878.4052; 2039: 61158.3637; 2040: 56057.2634; 2041: 50512.0506; 2042: 16015.6404
Total | Nuclear:Nuclear | DEF | DEF | 2038: 23371.0391; 2039: 41582.6548; 2040: 68295.5872; 2041: 87337.3188; 2042: 115929.4604; 2043: 136121.1182; 2044: 181161.9307; 2045: 212456.6777; 2046: 259794.5098; 2047: 294708.3672; 2048: 346235.9355; 2049: 383323.9719; 2050: 438639.802; 2051: 479041.334; 2052: 489764.0146; 2053: 497780.6641; 2054: 507860.4932; 2055: 518020.2539; 2056: 529820.9092; 2057: 538986.3604
Total | Renewable:Biomass | DEF | DEF
Total | Renewable:Solar PV | DEF | DEF
Total | Renewable:Wind | DEF | DEF
Total | Storage:Battery | DEF | DEF

## Fuel Price
Fuel Price ($/MMBtu)
Base
Resource | Type | BA | Area | 2023 | 2024 | 2025 | 2026 | 2027 | 2028 | 2029 | 2030 | 2031 | 2032 | 2033 | 2034 | 2035 | 2036 | 2037 | 2038 | 2039 | 2040 | 2041 | 2042 | 2043 | 2044 | 2045 | 2046 | 2047 | 2048 | 2049 | 2050 | 2051 | 2052 | 2053 | 2054 | 2055 | 2056 | 2057
AC | Demand:Demand Response | DEF | DEF
Anclote 1 | Gas/Oil:Steam Turbine | DEF | DEF | 2023: 6.3023; 2024: 5.1857; 2025: 5.0915; 2026: 5.0192; 2027: 5.0667; 2028: 5.2692; 2029: 5.2294; 2030: 5.1227; 2031: 5.2441; 2032: 5.3346; 2033: 5.4553; 2034: 5.596; 2035: 5.6963; 2036: 5.8138; 2037: 6.0693; 2038: 6.2824; 2039: 6.4801; 2040: 6.7433; 2041: 7.0972; 2042: 7.3738
Anclote 2 | Gas/Oil:Steam Turbine | DEF | DEF | 2023: 6.0513; 2024: 5.1854; 2025: 5.0864; 2026: 5.0478; 2027: 5.1309; 2028: 5.25; 2029: 5.244; 2030: 5.1383; 2031: 5.2843; 2032: 5.381; 2033: 5.5723; 2034: 5.6318; 2035: 5.7179; 2036: 5.8327; 2037: 6.1405; 2038: 6.365; 2039: 6.5242; 2040: 6.7503; 2041: 7.1609; 2042: 7.2897
As Avail | Gas/Oil:Combined Cycle | DEF | DEF
As Avail PCS | Renewable:Biomass | DEF | DEF
Bartow CC 1 0 | Gas/Oil:Combined Cycle | DEF | DEF | 6.5352 | 5.4324 | 5.1734 | 5.0955 | 5.187 | 5.3173 | 5.3211 | 5.1933 | 5.2039 | 5.3597 | 5.5073 | 5.6737 | 5.7418 | 5.868 | 6.0988 | 6.2801 | 6.5637 | 6.8734 | 7.1687 | 7.3912 | 7.6708 | 8.0037 | 8.3364 | 8.6766 | 9.0323 | 9.4813 | 9.7533
Bartow CC 1 PAG | Gas/Oil:Combined Cycle | DEF | DEF | 6.2076 | 5.2092 | 5.0592 | 4.9844 | 5.0899 | 5.2504 | 5.2457 | 5.1235 | 5.1849 | 5.307 | 5.4246 | 5.5738 | 5.6412 | 5.7769 | 5.9853 | 6.1573 | 6.4426 | 6.734 | 7.0397 | 7.2437 | 7.4729 | 7.7682 | 8.1347 | 8.4 | 8.8249 | 9.391 | 9.8128
BARTOW_P 1 | Gas/Oil:Combustion Turbine | DEF | DEF | 2026: 19.1391
BARTOW_P 2 | Gas/Oil:Combustion Turbine | DEF | DEF | 2023: 8.75; 2024: 5.2695; 2025: 5.2392; 2026: 5.3299; 2027: 5.2632; 2028: 5.3161; 2029: 5.4795; 2030: 5.2688; 2031: 5.3522; 2032: 5.442; 2033: 5.6091; 2034: 6.0441
BARTOW_P 3 | Gas/Oil:Combustion Turbine | DEF | DEF | 2024: 18.7308; 2026: 18.9022
BARTOW_P 4 | Gas/Oil:Combustion Turbine | DEF | DEF | 2023: 7.1247; 2024: 5.506; 2025: 5.3245; 2026: 5.213; 2027: 5.3003; 2028: 5.4001; 2029: 5.3823; 2030: 5.3218; 2031: 5.3729; 2032: 5.4847; 2033: 5.5652; 2034: 5.7913
Battery 2 Hours | Storage:Battery | DEF | DEF
Battery 4 Hours | Storage:Battery | DEF | DEF
BAYBORO_P 1 | Gas/Oil:Combustion Turbine | DEF | DEF | 2024: 18.9974; 2025: 18.1311
BAYBORO_P 2 | Gas/Oil:Combustion Turbine | DEF | DEF | 2024: 19.1772
BAYBORO_P 3 | Gas/Oil:Combustion Turbine | DEF | DEF | 2024: 18.8591; 2025: 18.4216
BAYBORO_P 4 | Gas/Oil:Combustion Turbine | DEF | DEF | 2024: 18.7308
Citrus CC 1 | Gas/Oil:Combined Cycle | DEF | DEF | 6.5975 | 5.5023 | 5.2103 | 5.1093 | 5.1272 | 5.2376 | 5.2442 | 5.1302 | 5.1538 | 5.2967 | 5.4683 | 5.5976 | 5.7619 | 5.9518 | 6.0613 | 6.635 | 6.7854 | 7.2024 | 7.6042 | 7.9465 | 8.2631 | 8.5792 | 8.8021 | 9.0687 | 9.4787 | 9.9891 | 10.575 | 25.98 | 25.98 | 25.98 | 25.98 | 25.98 | 25.98 | 25.98 | 25.98
Citrus CC 1 Duct | Gas/Oil:Combined Cycle | DEF | DEF | 6.1692 | 5.2018 | 5.0226 | 4.9505 | 4.9954 | 5.1204 | 5.1178 | 5.0205 | 5.1156 | 5.2087 | 5.3496 | 5.4603 | 5.655 | 5.7813 | 6.0172 | 6.4911 | 6.6858 | 6.961 | 7.5987 | 7.8205 | 8.0724 | 8.4628 | 8.7184 | 9.0088 | 9.4818 | 10.2016 | 10.5726 | 25.98 | 25.98 | 25.98 | 25.98 | 25.98 | 25.98 | 25.98 | 25.98
Citrus CC 2 | Gas/Oil:Combined Cycle | DEF | DEF | 6.676 | 5.4925 | 5.2001 | 5.1007 | 5.139 | 5.2364 | 5.2399 | 5.125 | 5.0985 | 5.285 | 5.4398 | 5.6117 | 5.8028 | 5.9357 | 6.1272 | 6.5962 | 6.8364 | 7.0403 | 7.7309 | 7.9267 | 8.2032 | 8.5028 | 8.8001 | 9.1381 | 9.4805 | 9.9705 | 10.6254 | 25.98 | 25.98 | 25.98 | 25.98 | 25.98 | 25.98 | 25.98 | 25.98
Citrus CC 2 Duct | Gas/Oil:Combined Cycle | DEF | DEF | 6.2029 | 5.1386 | 5.0087 | 4.9161 | 4.977 | 5.1229 | 5.1125 | 5.018 | 5.066 | 5.1907 | 5.3385 | 5.4528 | 5.6897 | 5.7868 | 6.0247 | 6.446 | 6.6928 | 6.9485 | 7.6217 | 7.8394 | 8.0576 | 8.4081 | 8.7783 | 9.0106 | 9.4781 | 10.0606 | 10.5861 | 25.98 | 25.98 | 25.98 | 25.98 | 25.98 | 25.98 | 25.98 | 25.98
Crystal 4 | Coal:Conventional | DEF | DEF | 2023: 7.5607; 2024: 6.2753; 2025: 5.5167; 2026: 5.6975; 2027: 5.7761; 2028: 5.541; 2029: 5.0231; 2030: 4.5252; 2031: 4.0011; 2032: 4.0818; 2033: 4.1728; 2034: 4.2731
Crystal 5 | Coal:Conventional | DEF | DEF | 2023: 7.5888; 2024: 6.2725; 2025: 5.5311; 2026: 5.6999; 2027: 5.7669; 2028: 5.5316; 2029: 5.0295; 2030: 4.5249; 2031: 3.9997; 2032: 4.0865; 2033: 4.1786; 2034: 4.3114
DEBARY 10 | Gas/Oil:Combustion Turbine | DEF | DEF | 2024: 18.906; 2025: 18.2642; 2026: 18.9732; 2027: 20.3344; 2028: 18.7269; 2029: 17.1142; 2030: 15.5235; 2031: 15.0892; 2032: 15.4187; 2033: 15.7571; 2034: 16.0138; 2035: 16.302
DEBARY 2 | Gas/Oil:Combustion Turbine | DEF | DEF | 2024: 18.8519; 2026: 18.9732; 2027: 20.1326
DEBARY 3 | Gas/Oil:Combustion Turbine | DEF | DEF | 2024: 18.8516; 2026: 18.7013
DEBARY 4 | Gas/Oil:Combustion Turbine | DEF | DEF | 2024: 18.7672; 2025: 18.1323; 2026: 18.9732; 2027: 20.1326
DEBARY 5 | Gas/Oil:Combustion Turbine | DEF | DEF | 2024: 18.9417; 2026: 19.1721
DEBARY 6 | Gas/Oil:Combustion Turbine | DEF | DEF | 2024: 18.8497; 2025: 18.1671; 2026: 18.9732
DEBARY 7 | Gas/Oil:Combustion Turbine | DEF | DEF | 2023: 6.7838; 2024: 5.394; 2025: 5.1774; 2026: 5.1557; 2027: 5.3483; 2028: 5.4297; 2029: 5.4241; 2030: 5.2531; 2031: 5.3439; 2032: 5.5029; 2033: 5.6445; 2034: 5.7228; 2035: 5.9283; 2036: 6.1097
DEBARY 8 | Gas/Oil:Combustion Turbine | DEF | DEF | 2023: 6.7598; 2024: 5.4436; 2025: 5.1377; 2026: 5.1257; 2027: 5.2081; 2028: 5.3824; 2029: 5.3584; 2030: 5.2332; 2031: 5.3521; 2032: 5.5092; 2033: 5.5687; 2034: 5.6953; 2035: 5.8295; 2036: 6.0302
DEBARY 9 | Gas/Oil:Combustion Turbine | DEF | DEF | 2023: 6.7421; 2024: 5.3659; 2025: 5.1164; 2026: 5.0975; 2027: 5.2849; 2028: 5.3669; 2029: 5.3674; 2030: 5.2364; 2031: 5.3477; 2032: 5.4206; 2033: 5.5953; 2034: 5.7076; 2035: 5.7853; 2036: 5.9008
DEF Nuclear Natrium | Nuclear:Nuclear | DEF | DEF | 2048: 1.0989; 2049: 1.1209; 2050: 1.1433; 2051: 1.1661; 2052: 1.1895; 2053: 1.2133; 2054: 1.2375; 2055: 1.2623; 2056: 1.2875; 2057: 1.3133
DEF Nuclear Natrium - Storage | Storage:Battery | DEF | DEF
DEF Nuclear Natrium - Storage PTC | Storage:Battery | DEF | DEF
DEF Nuclear Natrium PTC | Nuclear:Nuclear | DEF | DEF | 2038: 0.85558; 2039: 0.90965; 2040: 0.93788; 2041: 0.95664; 2042: 0.97577; 2043: 0.99529; 2044: 1.0152; 2045: 1.0355; 2046: 1.0562; 2047: 1.0773; 2048: 1.0989; 2049: 1.1209; 2050: 1.1433; 2051: 1.1661; 2052: 1.1895; 2053: 1.2133; 2054: 1.2375; 2055: 1.2623; 2056: 1.2875; 2057: 1.3133
Gen 190MW CT | Gas/Oil:Combustion Turbine | DEF | DEF | [5 empty] | 8.9815 |  | 6.0631 | 5.8668 |  |  | 6.3652 | 6.2292 | 6.2721 | 6.5647 | 7.8635 | 7.5694 | 8.7747 | 9.063 | 9.1905 | 9.0833 | 9.8555 | 9.569 | 10.036 | 10.4117 | 11.6257 | 11.2307 | 25.98 | 25.98 | 25.98 | 25.98 | 25.98 | 25.98 | 25.98 | 25.98
Gen 190MW CT H2 | Gas/Oil:Combustion Turbine | DEF | DEF | 2043: 20.57; 2044: 21.27; 2045: 21.99; 2046: 22.73; 2047: 23.5; 2048: 24.3; 2049: 25.12; 2050: 25.98; 2051: 25.98; 2052: 25.98; 2053: 25.98; 2054: 25.98; 2055: 25.98; 2056: 25.98; 2057: 25.98
HEAT | Demand:Demand Response | DEF | DEF
Hines CC 1 | Gas/Oil:Combined Cycle | DEF | DEF | 2023: 6.3137; 2024: 5.5023; 2025: 5.1335; 2026: 5.1189; 2027: 5.1671; 2028: 5.2639; 2029: 5.3008; 2030: 5.1594; 2031: 5.2591; 2032: 5.2939; 2033: 5.4772; 2034: 5.6306; 2035: 5.7993; 2036: 5.8631; 2037: 6.1282; 2038: 6.2234; 2039: 6.4852
Hines CC 2 | Gas/Oil:Combined Cycle | DEF | DEF | 6.4895 | 5.2767 | 5.0487 | 5.0456 | 5.1285 | 5.2766 | 5.2409 | 5.1578 | 5.203 | 5.2924 | 5.477 | 5.6052 | 5.7409 | 5.864 | 6.0815 | 6.2442 | 6.533 | 6.7929 | 7.1555 | 7.3055 | 7.4962
Hines CC 3 | Gas/Oil:Combined Cycle | DEF | DEF | 6.5469 | 5.3135 | 5.1233 | 5.0327 | 5.1537 | 5.2665 | 5.3097 | 5.1565 | 5.2163 | 5.3399 | 5.5024 | 5.6712 | 5.7722 | 5.9117 | 6.1293 | 6.2872 | 6.5899 | 6.8671 | 7.2042 | 7.31 | 7.556 | 7.9828 | 8.3394
Hines CC 4 | Gas/Oil:Combined Cycle | DEF | DEF | 6.6888 | 5.4871 | 5.2404 | 5.1271 | 5.2334 | 5.3424 | 5.3527 | 5.2186 | 5.1978 | 5.3921 | 5.5776 | 5.7178 | 5.7408 | 5.9285 | 6.1208 | 6.2932 | 6.5889 | 6.8935 | 7.2108 | 7.4298 | 7.7448 | 8 | 8.3947 | 8.5354 | 9.0116
INT CITY 1 | Gas/Oil:Combustion Turbine | DEF | DEF | 2023: 22.2249; 2024: 18.7488; 2026: 18.5191; 2027: 20.2938; 2028: 18.7266; 2029: 17.1236; 2030: 15.5516; 2031: 15.0322; 2032: 15.3607; 2033: 15.6971
INT CITY 10 | Gas/Oil:Combustion Turbine | DEF | DEF | 2023: 6.9777; 2024: 5.2635; 2025: 5.1339; 2026: 5.1133; 2027: 5.1826; 2028: 5.2449; 2029: 5.3622; 2030: 5.1865; 2031: 5.2917; 2032: 5.3572; 2033: 5.5313; 2034: 5.6198; 2035: 5.7473; 2036: 5.8895; 2037: 6.0739; 2038: 6.5772
INT CITY 11 | Gas/Oil:Combustion Turbine | DEF | DEF | 2024: 18.9372; 2025: 18.1384; 2026: 19.1008; 2027: 20.259; 2028: 18.6708; 2029: 17.1545; 2030: 15.4909; 2031: 15.0322; 2032: 15.3607; 2034: 15.9538; 2035: 16.241; 2036: 16.4976; 2037: 16.7558; 2038: 17.1747; 2039: 17.6041; 2040: 18.0442; 2041: 18.4953; 2042: 18.9577; 2043: 19.4316; 2044: 19.9174
INT CITY 12 | Gas/Oil:Combustion Turbine | DEF | DEF | 7.0486 | 5.2996 | 5.147 | 5.3073 | 5.1345 | 5.2982 | 5.359 | 5.1922 | 5.3188 | 5.3104 | 5.6003 | 5.6342 | 5.9745 | 5.9647 | 6.1658 | 6.4297 | 6.5937 | 6.7452 | 7.2478 | 7.368 | 7.5943 | 7.964 | 8.5354
INT CITY 13 | Gas/Oil:Combustion Turbine | DEF | DEF | 7.1011 | 5.2945 | 5.1548 | 5.1569 | 5.099 | 5.3007 | 5.3332 | 5.1797 | 5.305 | 5.3807 | 5.6073 | 5.7218 | 5.8664 | 5.9913 | 6.1589 | 6.3003 | 6.5889 | 6.8933 | 7.2103 | 7.4032 | 7.5958 | 8.0059 | 8.5329
INT CITY 14 | Gas/Oil:Combustion Turbine | DEF | DEF | 6.9447 | 5.3317 | 5.1514 | 5.1347 | 5.1752 | 5.3071 | 5.3345 | 5.1807 | 5.3182 | 5.3386 | 5.5662 | 5.7122 | 5.8491 | 5.8933 | 6.1892 | 6.3465 | 6.5586 | 6.7846 | 7.1881 | 7.3353 | 7.5811 | 7.9649 | 8.467
INT CITY 2 | Gas/Oil:Combustion Turbine | DEF | DEF | 2026: 18.9202; 2027: 20.3322; 2028: 18.7619; 2029: 17.0922; 2030: 15.4885; 2031: 15.0322; 2032: 15.3607
INT CITY 3 | Gas/Oil:Combustion Turbine | DEF | DEF | 2024: 18.9007; 2025: 18.4063; 2026: 18.9202; 2027: 20.3322; 2028: 18.7475; 2029: 16.9787; 2030: 15.5111; 2031: 15.0322; 2032: 15.3607
INT CITY 4 | Gas/Oil:Combustion Turbine | DEF | DEF | 2023: 22.193; 2024: 18.7579; 2025: 18.2168; 2026: 18.477; 2027: 20.2641; 2028: 18.7054; 2029: 17.036; 2030: 15.5622; 2031: 15.0322; 2032: 15.3607
INT CITY 5 | Gas/Oil:Combustion Turbine | DEF | DEF | 2026: 18.4641; 2027: 20.3322; 2028: 18.7431; 2029: 17.0922; 2030: 15.4885; 2031: 15.0322; 2032: 15.3607
INT CITY 6 | Gas/Oil:Combustion Turbine | DEF | DEF | 2023: 22.0426; 2024: 18.944; 2025: 18.1186; 2026: 18.7073; 2027: 20.3579; 2028: 18.6468; 2029: 17.121; 2030: 15.4721; 2031: 15.0322; 2032: 15.3607; 2033: 15.6971
INT CITY 7 | Gas/Oil:Combustion Turbine | DEF | DEF | 2023: 6.3352; 2024: 5.2798; 2025: 5.088; 2026: 5.0403; 2027: 5.1708; 2028: 5.2637; 2029: 5.2886; 2030: 5.1625; 2031: 5.2438; 2032: 5.3862; 2033: 5.5151; 2034: 5.6101; 2035: 5.7615; 2036: 5.8036; 2037: 6.0548; 2038: 6.5248
INT CITY 8 | Gas/Oil:Combustion Turbine | DEF | DEF | 2023: 6.5304; 2024: 5.2568; 2025: 5.0855; 2026: 5.0982; 2027: 5.1383; 2028: 5.247; 2029: 5.3101; 2030: 5.1371; 2031: 5.2553; 2032: 5.3358; 2033: 5.4982; 2034: 5.6099; 2035: 5.7078; 2036: 5.81; 2037: 6.0625; 2038: 6.7294
INT CITY 9 | Gas/Oil:Combustion Turbine | DEF | DEF | 2023: 6.5911; 2024: 5.2002; 2025: 5.0755; 2026: 5.0037; 2027: 5.1343; 2028: 5.2406; 2029: 5.3186; 2030: 5.1496; 2031: 5.2436; 2032: 5.3363; 2033: 5.4844; 2034: 5.6014; 2035: 5.7303; 2036: 5.806; 2037: 6.0354; 2038: 6.5821
INTER | Demand:Demand Response | DEF | DEF
Mulberry | Gas/Oil:Combined Cycle | DEF | DEF
New DEF OnShore Wind | Renewable:Wind | DEF | DEF
New DEF OnShore Wind PTC | Renewable:Wind | DEF | DEF
NSG Vand CT 1 | Gas/Oil:Combustion Turbine | DEF | DEF | 2023: 6.2249; 2024: 5.1048; 2025: 4.9676; 2026: 4.9586; 2027: 4.9835
NSG Vand CT 2 | Gas/Oil:Combustion Turbine | DEF | DEF | 2023: 6.1581; 2024: 5.0999; 2025: 4.9744; 2026: 4.9817; 2027: 5.0307
NSG Vand CT 3 | Gas/Oil:Combustion Turbine | DEF | DEF | 2023: 6.2217; 2024: 5.0856; 2025: 4.9651; 2026: 4.9551; 2027: 4.985
NSG Vand CT 4 | Gas/Oil:Combustion Turbine | DEF | DEF | 2023: 6.1977; 2024: 5.1047; 2025: 4.9695; 2026: 4.9722; 2027: 5.0646
Orange Cogen | Gas/Oil:Combined Cycle | DEF | DEF
Orlando Cogen | Gas/Oil:Combined Cycle | DEF | DEF
Osprey 1 0 | Gas/Oil:Combined Cycle | DEF | DEF | 2023: 6.5051; 2024: 5.3406
Osprey 1 1 | Gas/Oil:Combined Cycle | DEF | DEF | 2023: 6.3844; 2024: 5.3213
Osprey 1 2 | Gas/Oil:Combined Cycle | DEF | DEF | 2023: 6.2133; 2024: 5.08
OspreyAcq | Gas/Oil:Combined Cycle | DEF | DEF |  | 5.5053 | 5.1951 | 5.0708 | 5.1544 | 5.2916 | 5.2969 | 5.1691 | 5.1841 | 5.3549 | 5.5369 | 5.6445 | 5.772 | 5.8395 | 6.1167 | 6.312 | 6.5037 | 6.7827 | 7.1002 | 7.3542 | 7.57 | 7.8855
OspreyAcqDF | Gas/Oil:Combined Cycle | DEF | DEF |  | 5.5143 | 4.9737 | 4.9306 | 5.0189 | 5.1691 | 5.18 | 5.0621 | 5.1214 | 5.2317 | 5.4072 | 5.5301 | 5.6255 | 5.7422 | 5.957 | 6.173 | 6.3869 | 6.6804 | 7.0161 | 7.1813 | 7.452 | 7.7471
Pasco County | Renewable:Biomass | DEF | DEF
Pinellas County | Renewable:Biomass | DEF | DEF
Shady Hills 1 | Gas/Oil:Combustion Turbine | DEF | DEF | 2023: 6.3271; 2024: 6.7378
Shady Hills 2 | Gas/Oil:Combustion Turbine | DEF | DEF | 2023: 6.3801; 2024: 6.5841
Shady Hills 3 | Gas/Oil:Combustion Turbine | DEF | DEF | 2023: 6.5997; 2024: 6.6398
Solar 3rdParty Block 1 | Renewable:Solar PV | DEF | DEF
Solar 3rdParty Block 2 | Renewable:Solar PV | DEF | DEF
Solar 3rdParty Block 3 | Renewable:Solar PV | DEF | DEF
Solar 3rdParty Block 4 | Renewable:Solar PV | DEF | DEF
Solar DEF Bay Ranch | Renewable:Solar PV | DEF | DEF
Solar DEF Bay Trail | Renewable:Solar PV | DEF | DEF
Solar DEF Charlie Creek | Renewable:Solar PV | DEF | DEF
Solar DEF Columbia | Renewable:Solar PV | DEF | DEF
Solar DEF County Line | Renewable:Solar PV | DEF | DEF
Solar DEF Debary | Renewable:Solar PV | DEF | DEF
Solar DEF Duette | Renewable:Solar PV | DEF | DEF
Solar DEF Falmouth | Renewable:Solar PV | DEF | DEF
Solar DEF Fort Green | Renewable:Solar PV | DEF | DEF
Solar DEF Hamilton | Renewable:Solar PV | DEF | DEF
Solar DEF Hardeetown | Renewable:Solar PV | DEF | DEF
Solar DEF High Spring | Renewable:Solar PV | DEF | DEF
Solar DEF Hildreth | Renewable:Solar PV | DEF | DEF
Solar DEF Lake Placid | Renewable:Solar PV | DEF | DEF
Solar DEF Mule Creek | Renewable:Solar PV | DEF | DEF
Solar DEF Osc Perry Suw | Renewable:Solar PV | DEF | DEF
Solar DEF Sandy Creek | Renewable:Solar PV | DEF | DEF
Solar DEF Santa Fe | Renewable:Solar PV | DEF | DEF
Solar DEF St Pete Pier | Renewable:Solar PV | DEF | DEF
Solar DEF Trenton | Renewable:Solar PV | DEF | DEF
Solar DEF Twin Rivers | Renewable:Solar PV | DEF | DEF
Solar DEF Winquepin | Renewable:Solar PV | DEF | DEF
Solar+Storage DEF NEW 1 | Renewable:Solar PV | DEF | DEF
Solar+Storage DEF NEW 1 PTC + ITC | Renewable:Solar PV | DEF | DEF
Standby | Demand:Demand Response | DEF | DEF
SUWANNEE_P 1 | Gas/Oil:Combustion Turbine | DEF | DEF | 2023: 6.6988; 2024: 5.6708; 2025: 5.2682; 2026: 5.1841; 2027: 5.3135; 2028: 5.4605; 2029: 5.4161; 2030: 5.2876; 2031: 5.3262; 2032: 5.498; 2033: 5.5628; 2034: 5.6512
SUWANNEE_P 2 | Gas/Oil:Combustion Turbine | DEF | DEF | 2023: 6.9435; 2024: 5.444; 2025: 5.254; 2026: 5.1375; 2027: 5.2914; 2028: 5.3754; 2029: 5.3872; 2030: 5.2564; 2031: 5.2876; 2032: 5.4633; 2033: 5.5758; 2034: 5.6913
SUWANNEE_P 3 | Gas/Oil:Combustion Turbine | DEF | DEF | 2023: 6.9141; 2024: 5.4439; 2025: 5.219; 2026: 5.1324; 2027: 5.2585; 2028: 5.3994; 2029: 5.366; 2030: 5.2256; 2031: 5.2767; 2032: 5.4513; 2033: 5.5748; 2034: 5.7064
Tigerbay 1 | Gas/Oil:Combined Cycle | DEF | DEF | 2023: 6.4622; 2024: 5.2846; 2025: 5.0334; 2026: 5.0317; 2027: 5.0742; 2028: 5.2833; 2029: 5.2598; 2030: 5.1749; 2031: 5.1914; 2032: 5.2973; 2033: 5.4837; 2034: 5.596; 2035: 5.8099
U OF FL 1 | Gas/Oil:Combustion Turbine | DEF | DEF | 2023: 6.6909; 2024: 5.5125; 2025: 5.2542; 2026: 5.1569; 2027: 5.2058
Voltage Red | Demand:Demand Response | DEF | DEF
WaterHtr_PP | Demand:Demand Response | DEF | DEF
Group Totals
Resource | Type | BA | Area | 2023 | 2024 | 2025 | 2026 | 2027 | 2028 | 2029 | 2030 | 2031 | 2032 | 2033 | 2034 | 2035 | 2036 | 2037 | 2038 | 2039 | 2040 | 2041 | 2042 | 2043 | 2044 | 2045 | 2046 | 2047 | 2048 | 2049 | 2050 | 2051 | 2052 | 2053 | 2054 | 2055 | 2056 | 2057
Total | Coal:Conventional | DEF | DEF | 2023: 7.5713; 2024: 6.2739; 2025: 5.523; 2026: 5.6988; 2027: 5.772; 2028: 5.5367; 2029: 5.026; 2030: 4.525; 2031: 4.0006; 2032: 4.0843; 2033: 4.1752; 2034: 4.2846
Total | Demand:Demand Response | DEF | DEF
Total | Gas/Oil:Combined Cycle | DEF | DEF | 6.5444 | 5.4241 | 5.1643 | 5.0841 | 5.1523 | 5.2768 | 5.2822 | 5.1609 | 5.1793 | 5.3266 | 5.4938 | 5.6405 | 5.7629 | 5.8954 | 6.1034 | 6.382 | 6.6389 | 6.9342 | 7.3438 | 7.5728 | 7.8523 | 8.1995 | 8.5468 | 8.8371 | 9.2266 | 9.7052 | 10.3736 | 25.98 | 25.98 | 25.98 | 25.98 | 25.98 | 25.98 | 25.98 | 25.98
Total | Gas/Oil:Combustion Turbine | DEF | DEF | 6.4099 | 5.321 | 5.1244 | 5.1033 | 5.3014 | 5.6556 | 5.4758 | 5.5084 | 5.6647 | 5.5882 | 5.5919 | 6.1133 | 6.169 | 6.2567 | 6.5393 | 7.6423 | 7.5556 | 8.0298 | 8.4829 | 8.7332 | 8.9784 | 9.307 | 10.0399 | 10.5021 | 11.2744 | 11.8058 | 12.2325 | 25.98 | 25.98 | 25.98 | 25.98 | 25.98 | 25.98 | 25.98 | 25.98
Total | Gas/Oil:Steam Turbine | DEF | DEF | 2023: 6.1999; 2024: 5.1856; 2025: 5.0893; 2026: 5.0306; 2027: 5.0935; 2028: 5.2611; 2029: 5.2351; 2030: 5.1284; 2031: 5.2633; 2032: 5.3576; 2033: 5.5251; 2034: 5.6102; 2035: 5.7056; 2036: 5.8211; 2037: 6.1004; 2038: 6.3111; 2039: 6.4968; 2040: 6.7464; 2041: 7.1234; 2042: 7.3416
Total | Nuclear:Nuclear | DEF | DEF | 2038: 0.85558; 2039: 0.90965; 2040: 0.93788; 2041: 0.95664; 2042: 0.97577; 2043: 0.99529; 2044: 1.0152; 2045: 1.0355; 2046: 1.0562; 2047: 1.0773; 2048: 1.0989; 2049: 1.1209; 2050: 1.1433; 2051: 1.1661; 2052: 1.1895; 2053: 1.2133; 2054: 1.2375; 2055: 1.2623; 2056: 1.2875; 2057: 1.3133
Total | Renewable:Biomass | DEF | DEF
Total | Renewable:Solar PV | DEF | DEF
Total | Renewable:Wind | DEF | DEF
Total | Storage:Battery | DEF | DEF
Solar 5
Resource | Type | BA | Area | 2023 | 2024 | 2025 | 2026 | 2027 | 2028 | 2029 | 2030 | 2031 | 2032 | 2033 | 2034 | 2035 | 2036 | 2037 | 2038 | 2039 | 2040 | 2041 | 2042 | 2043 | 2044 | 2045 | 2046 | 2047 | 2048 | 2049 | 2050 | 2051 | 2052 | 2053 | 2054 | 2055 | 2056 | 2057
AC | Demand:Demand Response | DEF | DEF
Anclote 1 | Gas/Oil:Steam Turbine | DEF | DEF | 2023: 6.2982; 2024: 5.1854; 2025: 5.0944; 2026: 5.0286; 2027: 5.0906; 2028: 5.2714; 2029: 5.2335; 2030: 5.1276; 2031: 5.2543; 2032: 5.3409; 2033: 5.5172; 2034: 5.5963; 2035: 5.6849; 2036: 5.8174; 2037: 6.0873; 2038: 6.2949; 2039: 6.5126; 2040: 6.7515; 2041: 7.0989; 2042: 7.3749
Anclote 2 | Gas/Oil:Steam Turbine | DEF | DEF | 2023: 6.0519; 2024: 5.1849; 2025: 5.0872; 2026: 5.0504; 2027: 5.1422; 2028: 5.2537; 2029: 5.2506; 2030: 5.1479; 2031: 5.2996; 2032: 5.382; 2033: 5.5704; 2034: 5.6322; 2035: 5.7341; 2036: 5.8319; 2037: 6.1363; 2038: 6.37; 2039: 6.5312; 2040: 6.7651; 2041: 7.1756; 2042: 7.5849
As Avail | Gas/Oil:Combined Cycle | DEF | DEF
As Avail PCS | Renewable:Biomass | DEF | DEF
Bartow CC 1 0 | Gas/Oil:Combined Cycle | DEF | DEF | 6.5344 | 5.4316 | 5.1746 | 5.0971 | 5.1908 | 5.3153 | 5.3174 | 5.1935 | 5.2031 | 5.3584 | 5.5113 | 5.6749 | 5.7359 | 5.8695 | 6.1025 | 6.2807 | 6.5625 | 6.8741 | 7.1723 | 7.3937 | 7.6709 | 8.003 | 8.3431 | 8.6821 | 9.0329 | 9.4767 | 9.7775
Bartow CC 1 PAG | Gas/Oil:Combined Cycle | DEF | DEF | 6.2112 | 5.2075 | 5.0644 | 4.9961 | 5.1059 | 5.2516 | 5.2466 | 5.1311 | 5.1919 | 5.3064 | 5.4535 | 5.5763 | 5.6336 | 5.7811 | 5.9898 | 6.1571 | 6.4342 | 6.7412 | 7.06 | 7.2786 | 7.4609 | 7.7285 | 8.1761 | 8.4355 | 8.8369 | 9.4423 | 9.7384
BARTOW_P 1 | Gas/Oil:Combustion Turbine | DEF | DEF | 2024: 18.7308
BARTOW_P 2 | Gas/Oil:Combustion Turbine | DEF | DEF | 2023: 7.9094; 2024: 5.3232; 2025: 5.2123; 2026: 5.3619; 2027: 5.2843; 2028: 5.2351; 2029: 5.475; 2030: 5.2704; 2031: 5.3337; 2032: 5.4487; 2033: 5.6151; 2034: 6.2385
BARTOW_P 3 | Gas/Oil:Combustion Turbine | DEF | DEF
BARTOW_P 4 | Gas/Oil:Combustion Turbine | DEF | DEF | 2023: 7.2409; 2024: 5.554; 2025: 5.3964; 2026: 5.1801; 2027: 5.3517; 2028: 5.4605; 2029: 5.5013; 2030: 5.2792; 2031: 5.3482; 2032: 5.4766; 2033: 5.6278; 2034: 5.7273
Battery 2 Hours | Storage:Battery | DEF | DEF
Battery 4 Hours | Storage:Battery | DEF | DEF
BAYBORO_P 1 | Gas/Oil:Combustion Turbine | DEF | DEF | 2024: 18.9962; 2025: 18.1981
BAYBORO_P 2 | Gas/Oil:Combustion Turbine | DEF | DEF | 2024: 19.1772; 2025: 18.0745
BAYBORO_P 3 | Gas/Oil:Combustion Turbine | DEF | DEF | 2024: 18.9301; 2025: 18.2122
BAYBORO_P 4 | Gas/Oil:Combustion Turbine | DEF | DEF | 2024: 18.7308; 2025: 18.2122
Citrus CC 1 | Gas/Oil:Combined Cycle | DEF | DEF | 6.5988 | 5.5023 | 5.2103 | 5.1095 | 5.1264 | 5.2366 | 5.2435 | 5.1283 | 5.1528 | 5.2958 | 5.4685 | 5.5984 | 5.7627 | 5.9526 | 6.061 | 6.6369 | 6.7863 | 7.2038 | 7.6013 | 7.9375 | 8.2312 | 8.5597 | 8.7527 | 9.0831 | 9.4417 | 9.9933 | 10.5772 | 25.98 | 25.98 | 25.98 | 25.98 | 25.98 | 25.98 | 25.98 | 25.98
Citrus CC 1 Duct | Gas/Oil:Combined Cycle | DEF | DEF | 6.1664 | 5.2007 | 5.0259 | 4.9574 | 5.0141 | 5.1233 | 5.1224 | 5.0288 | 5.1193 | 5.2092 | 5.3697 | 5.4626 | 5.6562 | 5.7865 | 6.0142 | 6.4958 | 6.6793 | 6.9546 | 7.6069 | 7.8551 | 8.0547 | 8.4521 | 8.7548 | 9.0327 | 9.4993 | 10.2315 | 10.5773 | 25.98 | 25.98 | 25.98 | 25.98 | 25.98 | 25.98 | 25.98 | 25.98
Citrus CC 2 | Gas/Oil:Combined Cycle | DEF | DEF | 6.6764 | 5.4925 | 5.2001 | 5.1001 | 5.139 | 5.2362 | 5.2398 | 5.1249 | 5.0986 | 5.2847 | 5.4402 | 5.6117 | 5.8027 | 5.9355 | 6.1278 | 6.5962 | 6.8364 | 7.0377 | 7.7288 | 7.9203 | 8.2064 | 8.5222 | 8.8173 | 9.1468 | 9.5162 | 9.9583 | 10.6199 | 25.98 | 25.98 | 25.98 | 25.98 | 25.98 | 25.98 | 25.98 | 25.98
Citrus CC 2 Duct | Gas/Oil:Combined Cycle | DEF | DEF | 6.2073 | 5.1381 | 5.0131 | 4.9232 | 4.9929 | 5.1229 | 5.1185 | 5.0257 | 5.069 | 5.1949 | 5.367 | 5.4541 | 5.6883 | 5.7935 | 6.0325 | 6.4385 | 6.694 | 6.9526 | 7.6464 | 7.8341 | 8.0357 | 8.4065 | 8.7971 | 9.0217 | 9.4975 | 10.0836 | 10.5615 | 25.98 | 25.98 | 25.98 | 25.98 | 25.98 | 25.98 | 25.98 | 25.98
Crystal 4 | Coal:Conventional | DEF | DEF | 2023: 7.5606; 2024: 6.2761; 2025: 5.517; 2026: 5.6984; 2027: 5.7664; 2028: 5.5422; 2029: 5.0316; 2030: 4.5258; 2031: 4.0033; 2032: 4.0851; 2033: 4.1721; 2034: 4.2733
Crystal 5 | Coal:Conventional | DEF | DEF | 2023: 7.5884; 2024: 6.2722; 2025: 5.5313; 2026: 5.7009; 2027: 5.7681; 2028: 5.5368; 2029: 5.0318; 2030: 4.5244; 2031: 3.9999; 2032: 4.0866; 2033: 4.1781; 2034: 4.3125
DEBARY 10 | Gas/Oil:Combustion Turbine | DEF | DEF | 2024: 18.9421; 2025: 18.1636; 2026: 18.9732; 2027: 20.3872; 2028: 18.7322; 2029: 16.9494; 2030: 15.5455; 2031: 15.0892; 2032: 15.4187; 2034: 16.0138; 2035: 16.302; 2036: 16.5596
DEBARY 2 | Gas/Oil:Combustion Turbine | DEF | DEF | 2024: 18.854; 2026: 18.9732
DEBARY 3 | Gas/Oil:Combustion Turbine | DEF | DEF | 2024: 18.8488; 2025: 18.4832; 2026: 18.9732
DEBARY 4 | Gas/Oil:Combustion Turbine | DEF | DEF | 2024: 18.9257; 2026: 18.9732
DEBARY 5 | Gas/Oil:Combustion Turbine | DEF | DEF | 2024: 19.01; 2026: 19.2147
DEBARY 6 | Gas/Oil:Combustion Turbine | DEF | DEF | 2024: 18.8934; 2025: 18.1636; 2026: 18.9732; 2027: 19.7984
DEBARY 7 | Gas/Oil:Combustion Turbine | DEF | DEF | 2023: 6.8721; 2024: 5.3698; 2025: 5.1911; 2026: 5.1503; 2027: 5.3327; 2028: 5.4424; 2029: 5.4796; 2030: 5.2728; 2031: 5.3581; 2032: 5.5394; 2033: 5.6039; 2034: 5.7461; 2035: 5.8976; 2036: 6.1028
DEBARY 8 | Gas/Oil:Combustion Turbine | DEF | DEF | 2023: 6.7568; 2024: 5.4114; 2025: 5.1515; 2026: 5.1209; 2027: 5.2135; 2028: 5.411; 2029: 5.4074; 2030: 5.276; 2031: 5.3522; 2032: 5.5341; 2033: 5.5547; 2034: 5.7057; 2035: 5.8269; 2036: 5.9425
DEBARY 9 | Gas/Oil:Combustion Turbine | DEF | DEF | 2023: 6.8071; 2024: 5.3554; 2025: 5.1126; 2026: 5.1149; 2027: 5.2892; 2028: 5.379; 2029: 5.429; 2030: 5.2306; 2031: 5.3512; 2032: 5.4452; 2033: 5.5801; 2034: 5.6844; 2035: 5.8035; 2036: 5.8839
DEF Nuclear Natrium | Nuclear:Nuclear | DEF | DEF | 2048: 1.0989; 2049: 1.1209; 2050: 1.1433; 2051: 1.1661; 2052: 1.1895; 2053: 1.2133; 2054: 1.2375; 2055: 1.2623; 2056: 1.2875; 2057: 1.3133
DEF Nuclear Natrium - Storage | Storage:Battery | DEF | DEF
DEF Nuclear Natrium - Storage PTC | Storage:Battery | DEF | DEF
DEF Nuclear Natrium PTC | Nuclear:Nuclear | DEF | DEF | 2038: 0.85558; 2039: 0.90965; 2040: 0.93788; 2041: 0.95664; 2042: 0.97577; 2043: 0.99529; 2044: 1.0152; 2045: 1.0355; 2046: 1.0562; 2047: 1.0773; 2048: 1.0989; 2049: 1.1209; 2050: 1.1433; 2051: 1.1661; 2052: 1.1895; 2053: 1.2133; 2054: 1.2375; 2055: 1.2623; 2056: 1.2875; 2057: 1.3133
Gen 190MW CT | Gas/Oil:Combustion Turbine | DEF | DEF | [7 empty] | 5.8738 | 6.3993 |  | 6.8881 | 6.4402 | 6.1821 | 6.2985 | 6.6163 | 8.0007 | 7.5831 | 8.7167 | 8.7342 | 9.0074 | 9.1366 | 9.9109 | 9.542 | 10.1291 | 10.5985 | 11.6183 | 11.2744 | 25.98 | 25.98 | 25.98 | 25.98 | 25.98 | 25.98 | 25.98 | 25.98
Gen 190MW CT H2 | Gas/Oil:Combustion Turbine | DEF | DEF | 2043: 20.57; 2044: 21.27; 2045: 21.99; 2046: 22.73; 2047: 23.5; 2048: 24.3; 2049: 25.12; 2050: 25.98; 2051: 25.98; 2052: 25.98; 2053: 25.98; 2054: 25.98; 2055: 25.98; 2056: 25.98; 2057: 25.98
HEAT | Demand:Demand Response | DEF | DEF
Hines CC 1 | Gas/Oil:Combined Cycle | DEF | DEF | 2023: 6.31; 2024: 5.5095; 2025: 5.132; 2026: 5.1063; 2027: 5.1651; 2028: 5.2749; 2029: 5.2933; 2030: 5.164; 2031: 5.269; 2032: 5.2915; 2033: 5.4834; 2034: 5.6306; 2035: 5.7963; 2036: 5.8664; 2037: 6.1458; 2038: 6.2245; 2039: 6.5038
Hines CC 2 | Gas/Oil:Combined Cycle | DEF | DEF | 6.489 | 5.2855 | 5.0498 | 5.0337 | 5.1187 | 5.2772 | 5.2337 | 5.1559 | 5.2078 | 5.2959 | 5.4947 | 5.6057 | 5.7547 | 5.8531 | 6.0738 | 6.249 | 6.5322 | 6.7903 | 7.1383 | 7.3041 | 7.4477
Hines CC 3 | Gas/Oil:Combined Cycle | DEF | DEF | 6.5664 | 5.3117 | 5.1243 | 5.0415 | 5.1478 | 5.2621 | 5.2994 | 5.1592 | 5.2156 | 5.338 | 5.5177 | 5.6651 | 5.7746 | 5.91 | 6.12 | 6.2809 | 6.5855 | 6.8723 | 7.2048 | 7.3255 | 7.5292 | 7.9548 | 8.3538
Hines CC 4 | Gas/Oil:Combined Cycle | DEF | DEF | 6.7007 | 5.4852 | 5.2404 | 5.1287 | 5.2382 | 5.3421 | 5.3775 | 5.2204 | 5.199 | 5.3913 | 5.5585 | 5.7183 | 5.7405 | 5.9275 | 6.1581 | 6.2914 | 6.5931 | 6.8949 | 7.2087 | 7.4507 | 7.7644 | 8.0081 | 8.4113 | 8.5084 | 9.0838
INT CITY 1 | Gas/Oil:Combustion Turbine | DEF | DEF | 2023: 22.2249; 2024: 18.7488; 2025: 18.4396; 2026: 18.2242; 2027: 20.284; 2028: 18.6935; 2030: 15.5938; 2031: 15.0322; 2032: 15.3607; 2033: 15.6971
INT CITY 10 | Gas/Oil:Combustion Turbine | DEF | DEF | 2023: 6.9427; 2024: 5.2773; 2025: 5.1472; 2026: 5.1536; 2027: 5.2336; 2028: 5.2499; 2029: 5.3629; 2030: 5.2235; 2031: 5.3248; 2032: 5.3773; 2033: 5.5274; 2034: 5.6192; 2035: 5.7538; 2036: 5.8715; 2037: 6.0606; 2038: 6.442
INT CITY 11 | Gas/Oil:Combustion Turbine | DEF | DEF | 2024: 18.8729; 2025: 18.1333; 2026: 19.1419; 2027: 20.2826; 2028: 18.6564; 2030: 15.497; 2031: 15.0322; 2032: 15.3607; 2033: 15.6971; 2034: 15.9538; 2035: 16.241; 2036: 16.4976; 2037: 16.7558; 2038: 17.1747; 2039: 17.6041; 2040: 18.0442; 2041: 18.4953; 2042: 18.9577; 2043: 19.4316; 2044: 19.9174
INT CITY 12 | Gas/Oil:Combustion Turbine | DEF | DEF | 7.3162 | 5.2985 | 5.176 | 5.3064 | 5.1726 | 5.3676 | 5.3967 | 5.1994 | 5.3388 | 5.3855 | 5.7856 | 5.7259 | 5.899 | 5.9763 | 6.2251 | 6.4187 | 6.5955 | 6.7882 | 7.2051 | 7.3714 | 7.5485 | 7.7803 | 8.6088
INT CITY 13 | Gas/Oil:Combustion Turbine | DEF | DEF | 7.1191 | 5.2865 | 5.1809 | 5.1353 | 5.1195 | 5.3065 | 5.3966 | 5.1913 | 5.3481 | 5.4087 | 5.6528 | 5.7128 | 5.9235 | 5.9875 | 6.2173 | 6.2383 | 6.5882 | 6.8293 | 7.2272 | 7.4316 | 7.5623 | 7.876 | 8.606
INT CITY 14 | Gas/Oil:Combustion Turbine | DEF | DEF | 6.9282 | 5.335 | 5.1625 | 5.1365 | 5.1726 | 5.3272 | 5.3943 | 5.2021 | 5.334 | 5.414 | 5.6256 | 5.7084 | 5.8301 | 5.87 | 6.1669 | 6.3149 | 6.5472 | 6.8079 | 7.183 | 7.3912 | 7.5718 | 7.9351 | 8.7158
INT CITY 2 | Gas/Oil:Combustion Turbine | DEF | DEF | 2027: 20.3322; 2028: 18.7619; 2030: 15.5529; 2031: 15.0322; 2032: 15.3607
INT CITY 3 | Gas/Oil:Combustion Turbine | DEF | DEF | 2024: 18.9007; 2025: 18.423; 2026: 19.0758; 2027: 20.3322; 2028: 18.6873; 2030: 15.4561; 2031: 15.0322; 2032: 15.3607
INT CITY 4 | Gas/Oil:Combustion Turbine | DEF | DEF | 2023: 22.193; 2024: 18.6651; 2025: 17.994; 2026: 17.9024; 2027: 20.2925; 2028: 18.6793; 2030: 15.6303; 2031: 15.0322; 2032: 15.3607
INT CITY 5 | Gas/Oil:Combustion Turbine | DEF | DEF | 2026: 17.9024; 2027: 20.3322; 2028: 18.732; 2030: 15.4885; 2031: 15.0322; 2032: 15.3607
INT CITY 6 | Gas/Oil:Combustion Turbine | DEF | DEF | 2023: 22.0426; 2024: 18.8993; 2025: 18.1445; 2026: 18.7256; 2027: 20.2758; 2028: 18.6767; 2030: 15.4416; 2031: 15.0322; 2032: 15.3607; 2033: 15.6971
INT CITY 7 | Gas/Oil:Combustion Turbine | DEF | DEF | 2023: 6.2918; 2024: 5.2759; 2025: 5.0854; 2026: 5.0343; 2027: 5.1707; 2028: 5.2665; 2029: 5.3158; 2030: 5.1589; 2031: 5.2725; 2032: 5.3836; 2033: 5.5048; 2034: 5.6024; 2035: 5.7632; 2036: 5.8236; 2037: 6.0359; 2038: 6.4181
INT CITY 8 | Gas/Oil:Combustion Turbine | DEF | DEF | 2023: 6.6203; 2024: 5.2593; 2025: 5.0901; 2026: 5.0855; 2027: 5.1575; 2028: 5.2823; 2029: 5.2845; 2030: 5.1707; 2031: 5.2621; 2032: 5.3879; 2033: 5.5174; 2034: 5.6062; 2035: 5.7364; 2036: 5.7981; 2037: 6.0515; 2038: 6.5525
INT CITY 9 | Gas/Oil:Combustion Turbine | DEF | DEF | 2023: 6.6071; 2024: 5.1886; 2025: 5.088; 2026: 5.0152; 2027: 5.1588; 2028: 5.2439; 2029: 5.3208; 2030: 5.1674; 2031: 5.2735; 2032: 5.3228; 2033: 5.4837; 2034: 5.6034; 2035: 5.733; 2036: 5.8254; 2037: 6.0144; 2038: 6.5332
INTER | Demand:Demand Response | DEF | DEF
Mulberry | Gas/Oil:Combined Cycle | DEF | DEF
New DEF OnShore Wind | Renewable:Wind | DEF | DEF
New DEF OnShore Wind PTC | Renewable:Wind | DEF | DEF
NSG Vand CT 1 | Gas/Oil:Combustion Turbine | DEF | DEF | 2023: 6.149; 2024: 5.0911; 2025: 4.9693; 2026: 4.98; 2027: 4.9683
NSG Vand CT 2 | Gas/Oil:Combustion Turbine | DEF | DEF | 2023: 6.1308; 2024: 5.0876; 2025: 4.9716; 2026: 4.9987; 2027: 4.9841
NSG Vand CT 3 | Gas/Oil:Combustion Turbine | DEF | DEF | 2023: 6.2867; 2024: 5.1016; 2025: 4.9797; 2026: 4.9795; 2027: 5.0255
NSG Vand CT 4 | Gas/Oil:Combustion Turbine | DEF | DEF | 2023: 6.2259; 2024: 5.1105; 2025: 4.9623; 2026: 4.972; 2027: 5.0471
Orange Cogen | Gas/Oil:Combined Cycle | DEF | DEF
Orlando Cogen | Gas/Oil:Combined Cycle | DEF | DEF
Osprey 1 0 | Gas/Oil:Combined Cycle | DEF | DEF | 2023: 6.4474; 2024: 5.3421
Osprey 1 1 | Gas/Oil:Combined Cycle | DEF | DEF | 2023: 6.3854; 2024: 5.3085
Osprey 1 2 | Gas/Oil:Combined Cycle | DEF | DEF | 2023: 6.2073; 2024: 5.0804
OspreyAcq | Gas/Oil:Combined Cycle | DEF | DEF |  | 5.5004 | 5.1919 | 5.0679 | 5.145 | 5.2868 | 5.292 | 5.1574 | 5.1748 | 5.3527 | 5.489 | 5.6372 | 5.7692 | 5.8381 | 6.0703 | 6.3065 | 6.497 | 6.7703 | 7.1015 | 7.3316 | 7.5861 | 7.9142
OspreyAcqDF | Gas/Oil:Combined Cycle | DEF | DEF |  | 5.5068 | 4.9753 | 4.9299 | 5.0237 | 5.1732 | 5.1827 | 5.0596 | 5.1258 | 5.2326 | 5.3792 | 5.5315 | 5.6194 | 5.7438 | 5.9564 | 6.1749 | 6.3707 | 6.6853 | 7.0164 | 7.2019 | 7.4619 | 7.6345
Pasco County | Renewable:Biomass | DEF | DEF
Pinellas County | Renewable:Biomass | DEF | DEF
Shady Hills 1 | Gas/Oil:Combustion Turbine | DEF | DEF | 2023: 6.4296; 2024: 5.4068
Shady Hills 2 | Gas/Oil:Combustion Turbine | DEF | DEF | 2023: 6.3392; 2024: 6.564
Shady Hills 3 | Gas/Oil:Combustion Turbine | DEF | DEF | 2023: 6.5375; 2024: 6.6323
Solar 3rdParty Block 1 | Renewable:Solar PV | DEF | DEF
Solar 3rdParty Block 2 | Renewable:Solar PV | DEF | DEF
Solar 3rdParty Block 3 | Renewable:Solar PV | DEF | DEF
Solar 3rdParty Block 4 | Renewable:Solar PV | DEF | DEF
Solar DEF Bay Ranch | Renewable:Solar PV | DEF | DEF
Solar DEF Bay Trail | Renewable:Solar PV | DEF | DEF
Solar DEF Charlie Creek | Renewable:Solar PV | DEF | DEF
Solar DEF Columbia | Renewable:Solar PV | DEF | DEF
Solar DEF County Line | Renewable:Solar PV | DEF | DEF
Solar DEF Debary | Renewable:Solar PV | DEF | DEF
Solar DEF Duette | Renewable:Solar PV | DEF | DEF
Solar DEF Falmouth | Renewable:Solar PV | DEF | DEF
Solar DEF Fort Green | Renewable:Solar PV | DEF | DEF
Solar DEF Hamilton | Renewable:Solar PV | DEF | DEF
Solar DEF Hardeetown | Renewable:Solar PV | DEF | DEF
Solar DEF High Spring | Renewable:Solar PV | DEF | DEF
Solar DEF Hildreth | Renewable:Solar PV | DEF | DEF
Solar DEF Lake Placid | Renewable:Solar PV | DEF | DEF
Solar DEF Mule Creek | Renewable:Solar PV | DEF | DEF
Solar DEF NEW 1 | Renewable:Solar PV | DEF | DEF
Solar DEF NEW 1 PTC | Renewable:Solar PV | DEF | DEF
Solar DEF NEW 2 | Renewable:Solar PV | DEF | DEF
Solar DEF NEW 2 PTC | Renewable:Solar PV | DEF | DEF
Solar DEF NEW 5 | Renewable:Solar PV | DEF | DEF
Solar DEF NEW 5 PTC | Renewable:Solar PV | DEF | DEF
Solar DEF Osc Perry Suw | Renewable:Solar PV | DEF | DEF
Solar DEF Sandy Creek | Renewable:Solar PV | DEF | DEF
Solar DEF Santa Fe | Renewable:Solar PV | DEF | DEF
Solar DEF St Pete Pier | Renewable:Solar PV | DEF | DEF
Solar DEF Trenton | Renewable:Solar PV | DEF | DEF
Solar DEF Twin Rivers | Renewable:Solar PV | DEF | DEF
Solar DEF Winquepin | Renewable:Solar PV | DEF | DEF
Solar+Storage DEF NEW 1 | Renewable:Solar PV | DEF | DEF
Solar+Storage DEF NEW 1 PTC + ITC | Renewable:Solar PV | DEF | DEF
Standby | Demand:Demand Response | DEF | DEF
SUWANNEE_P 1 | Gas/Oil:Combustion Turbine | DEF | DEF | 2023: 6.743; 2024: 5.6626; 2025: 5.2384; 2026: 5.1651; 2027: 5.3107; 2028: 5.4707; 2029: 5.4278; 2030: 5.2882; 2031: 5.3382; 2032: 5.5155; 2033: 5.5563; 2034: 5.6
SUWANNEE_P 2 | Gas/Oil:Combustion Turbine | DEF | DEF | 2023: 6.8379; 2024: 5.4398; 2025: 5.2321; 2026: 5.1208; 2027: 5.2885; 2028: 5.3862; 2029: 5.3525; 2030: 5.2394; 2031: 5.2912; 2032: 5.4556; 2033: 5.5624; 2034: 5.6337
SUWANNEE_P 3 | Gas/Oil:Combustion Turbine | DEF | DEF | 2023: 6.7745; 2024: 5.3878; 2025: 5.221; 2026: 5.1284; 2027: 5.2442; 2028: 5.4177; 2029: 5.3584; 2030: 5.223; 2031: 5.2966; 2032: 5.4373; 2033: 5.5773; 2034: 5.7026
Tigerbay 1 | Gas/Oil:Combined Cycle | DEF | DEF | 2023: 6.4541; 2024: 5.2718; 2025: 5.0354; 2026: 5.0271; 2027: 5.0847; 2028: 5.2808; 2029: 5.2745; 2030: 5.1803; 2031: 5.1669; 2032: 5.2948; 2033: 5.4676; 2034: 5.5988; 2035: 5.8145
U OF FL 1 | Gas/Oil:Combustion Turbine | DEF | DEF | 2023: 6.6904; 2024: 5.5124; 2025: 5.2541; 2026: 5.1574; 2027: 5.207
Voltage Red | Demand:Demand Response | DEF | DEF
WaterHtr_PP | Demand:Demand Response | DEF | DEF
Group Totals
Resource | Type | BA | Area | 2023 | 2024 | 2025 | 2026 | 2027 | 2028 | 2029 | 2030 | 2031 | 2032 | 2033 | 2034 | 2035 | 2036 | 2037 | 2038 | 2039 | 2040 | 2041 | 2042 | 2043 | 2044 | 2045 | 2046 | 2047 | 2048 | 2049 | 2050 | 2051 | 2052 | 2053 | 2054 | 2055 | 2056 | 2057
Total | Coal:Conventional | DEF | DEF | 2023: 7.5711; 2024: 6.2741; 2025: 5.5233; 2026: 5.6997; 2027: 5.7671; 2028: 5.5397; 2029: 5.0317; 2030: 4.5251; 2031: 4.0019; 2032: 4.0859; 2033: 4.1745; 2034: 4.285
Total | Demand:Demand Response | DEF | DEF
Total | Gas/Oil:Combined Cycle | DEF | DEF | 6.5444 | 5.4241 | 5.1647 | 5.0831 | 5.1512 | 5.2759 | 5.2812 | 5.1599 | 5.1782 | 5.3257 | 5.4901 | 5.6395 | 5.7628 | 5.8953 | 6.1027 | 6.3828 | 6.6389 | 6.9347 | 7.3443 | 7.5738 | 7.8476 | 8.1993 | 8.5452 | 8.8417 | 9.2285 | 9.7011 | 10.3683 | 25.98 | 25.98 | 25.98 | 25.98 | 25.98 | 25.98 | 25.98 | 25.98
Total | Gas/Oil:Combustion Turbine | DEF | DEF | 6.4116 | 5.3191 | 5.1265 | 5.1073 | 5.2624 | 5.6123 | 5.3864 | 5.4821 | 5.8563 | 5.6197 | 5.7288 | 6.1304 | 6.1608 | 6.2625 | 6.5483 | 7.679 | 7.5718 | 7.9889 | 8.2852 | 8.7726 | 8.997 | 9.366 | 10.0587 | 10.5651 | 11.5818 | 11.7903 | 12.4691 | 25.98 | 25.98 | 25.98 | 25.98 | 25.98 | 25.98 | 25.98 | 25.98
Total | Gas/Oil:Steam Turbine | DEF | DEF | 2023: 6.1984; 2024: 5.1852; 2025: 5.0914; 2026: 5.0373; 2027: 5.1117; 2028: 5.264; 2029: 5.2399; 2030: 5.1349; 2031: 5.2766; 2032: 5.3603; 2033: 5.5462; 2034: 5.6106; 2035: 5.7082; 2036: 5.8232; 2037: 6.1104; 2038: 6.3197; 2039: 6.5189; 2040: 6.7572; 2041: 7.1294; 2042: 7.4711
Total | Nuclear:Nuclear | DEF | DEF | 2038: 0.85558; 2039: 0.90965; 2040: 0.93788; 2041: 0.95664; 2042: 0.97577; 2043: 0.99529; 2044: 1.0152; 2045: 1.0355; 2046: 1.0562; 2047: 1.0773; 2048: 1.0989; 2049: 1.1209; 2050: 1.1433; 2051: 1.1661; 2052: 1.1895; 2053: 1.2133; 2054: 1.2375; 2055: 1.2623; 2056: 1.2875; 2057: 1.3133
Total | Renewable:Biomass | DEF | DEF
Total | Renewable:Solar PV | DEF | DEF
Total | Renewable:Wind | DEF | DEF
Total | Storage:Battery | DEF | DEF
Solar 14
Resource | Type | BA | Area | 2023 | 2024 | 2025 | 2026 | 2027 | 2028 | 2029 | 2030 | 2031 | 2032 | 2033 | 2034 | 2035 | 2036 | 2037 | 2038 | 2039 | 2040 | 2041 | 2042 | 2043 | 2044 | 2045 | 2046 | 2047 | 2048 | 2049 | 2050 | 2051 | 2052 | 2053 | 2054 | 2055 | 2056 | 2057
AC | Demand:Demand Response | DEF | DEF
Anclote 1 | Gas/Oil:Steam Turbine | DEF | DEF | 2023: 6.298; 2024: 5.1854; 2025: 5.0962; 2026: 5.0297; 2027: 5.071; 2028: 5.2943; 2029: 5.2313; 2030: 5.125; 2031: 5.241; 2032: 5.322; 2033: 5.4736; 2034: 5.5902; 2035: 5.6828; 2036: 5.8094; 2037: 6.0911; 2038: 6.306; 2039: 6.4944; 2040: 6.7551; 2041: 7.0832; 2042: 7.3783
Anclote 2 | Gas/Oil:Steam Turbine | DEF | DEF | 2023: 6.0514; 2024: 5.1849; 2025: 5.0845; 2026: 5.054; 2027: 5.1459; 2028: 5.277; 2029: 5.2732; 2030: 5.1472; 2031: 5.2883; 2032: 5.3726; 2033: 5.5653; 2034: 5.6409; 2035: 5.7521; 2036: 5.8438; 2037: 6.1401; 2038: 6.4552; 2039: 6.5522; 2040: 6.7374; 2041: 7.1826; 2042: 7.603
As Avail | Gas/Oil:Combined Cycle | DEF | DEF
As Avail PCS | Renewable:Biomass | DEF | DEF
Bartow CC 1 0 | Gas/Oil:Combined Cycle | DEF | DEF | 6.5317 | 5.4316 | 5.1747 | 5.0977 | 5.189 | 5.3172 | 5.3172 | 5.1917 | 5.2008 | 5.3559 | 5.5066 | 5.6732 | 5.7337 | 5.8711 | 6.1014 | 6.2827 | 6.5629 | 6.8787 | 7.1722 | 7.3935 | 7.6742 | 8.0034 | 8.3449 | 8.6841 | 9.0137 | 9.4712 | 9.7809
Bartow CC 1 PAG | Gas/Oil:Combined Cycle | DEF | DEF | 6.2081 | 5.2075 | 5.0642 | 4.9967 | 5.101 | 5.2664 | 5.2518 | 5.1276 | 5.1697 | 5.2975 | 5.4441 | 5.5709 | 5.6357 | 5.7804 | 6.0015 | 6.1557 | 6.435 | 6.7372 | 7.0338 | 7.2542 | 7.4859 | 7.799 | 8.1657 | 8.4727 | 8.8486 | 9.3936 | 9.9578
BARTOW_P 1 | Gas/Oil:Combustion Turbine | DEF | DEF | 2024: 18.7308
BARTOW_P 2 | Gas/Oil:Combustion Turbine | DEF | DEF | 2023: 8.4221; 2024: 5.3232; 2025: 5.2085; 2026: 5.4406; 2027: 5.3334; 2028: 5.5295; 2029: 5.5683; 2030: 5.2571; 2031: 5.3605; 2032: 5.4982; 2033: 5.5357; 2034: 5.7023
BARTOW_P 3 | Gas/Oil:Combustion Turbine | DEF | DEF
BARTOW_P 4 | Gas/Oil:Combustion Turbine | DEF | DEF | 2023: 7.1255; 2024: 5.554; 2025: 5.3338; 2026: 5.1183; 2027: 5.3347; 2028: 5.4834; 2029: 5.364; 2030: 5.3092; 2031: 5.3828; 2032: 5.4345; 2033: 5.6719; 2034: 5.8494
Battery 2 Hours | Storage:Battery | DEF | DEF
Battery 4 Hours | Storage:Battery | DEF | DEF
BAYBORO_P 1 | Gas/Oil:Combustion Turbine | DEF | DEF | 2024: 18.9962; 2025: 18.1981
BAYBORO_P 2 | Gas/Oil:Combustion Turbine | DEF | DEF | 2024: 19.1772; 2025: 18.0745
BAYBORO_P 3 | Gas/Oil:Combustion Turbine | DEF | DEF | 2024: 18.9301; 2025: 18.1499
BAYBORO_P 4 | Gas/Oil:Combustion Turbine | DEF | DEF | 2024: 18.7308; 2025: 18.2122
Citrus CC 1 | Gas/Oil:Combined Cycle | DEF | DEF | 6.5979 | 5.5023 | 5.2103 | 5.1095 | 5.1242 | 5.2092 | 5.239 | 5.1237 | 5.1522 | 5.2936 | 5.4661 | 5.5958 | 5.7638 | 5.9539 | 6.0619 | 6.6394 | 6.7843 | 7.201 | 7.605 | 7.9464 | 8.2322 | 8.5208 | 8.7749 | 9.0724 | 9.5005 | 10.0104 | 10.5832 | 25.98 | 25.98 | 25.98 | 25.98 | 25.98 | 25.98 | 25.98 | 25.98
Citrus CC 1 Duct | Gas/Oil:Combined Cycle | DEF | DEF | 6.1697 | 5.2007 | 5.0276 | 4.9604 | 5.0097 | 5.1266 | 5.1327 | 5.029 | 5.114 | 5.2078 | 5.3765 | 5.4627 | 5.6671 | 5.8033 | 6.0201 | 6.5058 | 6.7062 | 6.9612 | 7.611 | 7.8385 | 8.08 | 8.5006 | 8.7537 | 9.0051 | 9.5036 | 10.2063 | 10.5723 | 25.98 | 25.98 | 25.98 | 25.98 | 25.98 | 25.98 | 25.98 | 25.98
Citrus CC 2 | Gas/Oil:Combined Cycle | DEF | DEF | 6.6756 | 5.4925 | 5.2006 | 5.0997 | 5.1387 | 5.2392 | 5.2394 | 5.1241 | 5.0982 | 5.2841 | 5.4414 | 5.6129 | 5.8036 | 5.9353 | 6.1272 | 6.6 | 6.8406 | 7.0431 | 7.721 | 7.9226 | 8.2126 | 8.5403 | 8.8178 | 9.1481 | 9.574 | 9.9748 | 10.607 | 25.98 | 25.98 | 25.98 | 25.98 | 25.98 | 25.98 | 25.98 | 25.98
Citrus CC 2 Duct | Gas/Oil:Combined Cycle | DEF | DEF | 6.2077 | 5.1381 | 5.0134 | 4.9251 | 4.9897 | 5.1275 | 5.1262 | 5.0216 | 5.059 | 5.1938 | 5.3613 | 5.4585 | 5.6868 | 5.7979 | 6.0323 | 6.4483 | 6.6968 | 6.959 | 7.6512 | 7.8356 | 8.0595 | 8.431 | 8.8112 | 9.0395 | 9.526 | 10.0981 | 10.5687 | 25.98 | 25.98 | 25.98 | 25.98 | 25.98 | 25.98 | 25.98 | 25.98
Crystal 4 | Coal:Conventional | DEF | DEF | 2023: 7.5605; 2024: 6.2761; 2025: 5.517; 2026: 5.6989; 2027: 5.7686; 2028: 5.5348; 2029: 5.0282; 2030: 4.5241; 2031: 4.0054; 2032: 4.0848; 2033: 4.1727; 2034: 4.2735
Crystal 5 | Coal:Conventional | DEF | DEF | 2023: 7.5886; 2024: 6.2722; 2025: 5.5313; 2026: 5.6953; 2027: 5.7697; 2028: 5.5484; 2029: 5.033; 2030: 4.5242; 2031: 4.0004; 2032: 4.0898; 2033: 4.1799; 2034: 4.313
DEBARY 10 | Gas/Oil:Combustion Turbine | DEF | DEF | 2024: 18.9421; 2025: 18.1636; 2026: 18.9732; 2027: 20.3117; 2028: 18.7578; 2029: 16.9494; 2030: 15.4832; 2031: 15.0892; 2032: 15.4187; 2034: 16.0138; 2035: 16.302; 2036: 16.5596
DEBARY 2 | Gas/Oil:Combustion Turbine | DEF | DEF | 2024: 18.854
DEBARY 3 | Gas/Oil:Combustion Turbine | DEF | DEF | 2024: 18.8488; 2026: 19.4171
DEBARY 4 | Gas/Oil:Combustion Turbine | DEF | DEF | 2024: 18.9257; 2026: 18.9732
DEBARY 5 | Gas/Oil:Combustion Turbine | DEF | DEF | 2024: 19.01
DEBARY 6 | Gas/Oil:Combustion Turbine | DEF | DEF | 2024: 18.8934; 2025: 18.1636
DEBARY 7 | Gas/Oil:Combustion Turbine | DEF | DEF | 2023: 6.8041; 2024: 5.3698; 2025: 5.1875; 2026: 5.1702; 2027: 5.3684; 2028: 5.5012; 2029: 5.4371; 2030: 5.2656; 2031: 5.3537; 2032: 5.5522; 2033: 5.6162; 2034: 5.7575; 2035: 5.7948; 2036: 6.0157
DEBARY 8 | Gas/Oil:Combustion Turbine | DEF | DEF | 2023: 6.7835; 2024: 5.4114; 2025: 5.144; 2026: 5.1244; 2027: 5.2415; 2028: 5.4701; 2029: 5.366; 2030: 5.2544; 2031: 5.3489; 2032: 5.5181; 2033: 5.6126; 2034: 5.7024; 2035: 5.7875; 2036: 5.952
DEBARY 9 | Gas/Oil:Combustion Turbine | DEF | DEF | 2023: 6.7677; 2024: 5.3554; 2025: 5.1211; 2026: 5.1084; 2027: 5.3218; 2028: 5.4334; 2029: 5.414; 2030: 5.259; 2031: 5.3459; 2032: 5.4282; 2033: 5.6219; 2034: 5.6785; 2035: 5.748; 2036: 5.8235
DEF Nuclear Natrium | Nuclear:Nuclear | DEF | DEF | 2048: 1.0989; 2049: 1.1209; 2050: 1.1433; 2051: 1.1661; 2052: 1.1895; 2053: 1.2133; 2054: 1.2375; 2055: 1.2623; 2056: 1.2875; 2057: 1.3133
DEF Nuclear Natrium - Storage | Storage:Battery | DEF | DEF
DEF Nuclear Natrium - Storage PTC | Storage:Battery | DEF | DEF
DEF Nuclear Natrium PTC | Nuclear:Nuclear | DEF | DEF | 2038: 0.85558; 2039: 0.90965; 2040: 0.93788; 2041: 0.95664; 2042: 0.97577; 2043: 0.99529; 2044: 1.0152; 2045: 1.0355; 2046: 1.0562; 2047: 1.0773; 2048: 1.0989; 2049: 1.1209; 2050: 1.1433; 2051: 1.1661; 2052: 1.1895; 2053: 1.2133; 2054: 1.2375; 2055: 1.2623; 2056: 1.2875; 2057: 1.3133
Gen 190MW CT | Gas/Oil:Combustion Turbine | DEF | DEF | [7 empty] | 7.2764 | 5.9299 | 8.118 |  | 6.6187 | 6.3808 | 6.3909 | 6.7025 | 8.1698 | 7.6758 | 9.7143 | 8.9162 | 9.6042 | 9.3948 | 10.3055 | 9.7023 | 10.2609 | 10.6659 | 11.8504 | 11.3662 | 25.98 | 25.98 | 25.98 | 25.98 | 25.98 | 25.98 | 25.98 | 25.98
Gen 190MW CT H2 | Gas/Oil:Combustion Turbine | DEF | DEF | 2043: 20.57; 2044: 21.27; 2045: 21.99; 2046: 22.73; 2047: 23.5; 2048: 24.3; 2049: 25.12; 2050: 25.98; 2051: 25.98; 2052: 25.98; 2053: 25.98; 2054: 25.98; 2055: 25.98; 2056: 25.98; 2057: 25.98
HEAT | Demand:Demand Response | DEF | DEF
Hines CC 1 | Gas/Oil:Combined Cycle | DEF | DEF | 2023: 6.3161; 2024: 5.5095; 2025: 5.1241; 2026: 5.1131; 2027: 5.164; 2028: 5.2853; 2029: 5.2884; 2030: 5.1575; 2031: 5.2627; 2032: 5.2993; 2033: 5.4711; 2034: 5.641; 2035: 5.8119; 2036: 5.8774; 2037: 6.1545; 2038: 6.2149; 2039: 6.5487
Hines CC 2 | Gas/Oil:Combined Cycle | DEF | DEF | 6.4761 | 5.2855 | 5.0502 | 5.0362 | 5.1326 | 5.288 | 5.2394 | 5.1527 | 5.207 | 5.2979 | 5.4695 | 5.6096 | 5.7458 | 5.8445 | 6.0666 | 6.2617 | 6.535 | 6.7938 | 7.1274 | 7.316 | 7.3529
Hines CC 3 | Gas/Oil:Combined Cycle | DEF | DEF | 6.5664 | 5.3117 | 5.1281 | 5.034 | 5.1477 | 5.2619 | 5.299 | 5.1591 | 5.216 | 5.3465 | 5.5112 | 5.6656 | 5.7668 | 5.8978 | 6.1161 | 6.282 | 6.5805 | 6.8535 | 7.2019 | 7.3217 | 7.549 | 7.9764 | 8.2959
Hines CC 4 | Gas/Oil:Combined Cycle | DEF | DEF | 6.6876 | 5.4852 | 5.2394 | 5.1284 | 5.2343 | 5.3455 | 5.3768 | 5.2182 | 5.194 | 5.3939 | 5.5787 | 5.7182 | 5.7412 | 5.9274 | 6.1601 | 6.2893 | 6.5936 | 6.8987 | 7.2234 | 7.4395 | 7.7411 | 8.0156 | 8.4091 | 8.4886 | 9.0505
INT CITY 1 | Gas/Oil:Combustion Turbine | DEF | DEF | 2023: 22.2249; 2024: 18.7488; 2025: 18.4396; 2026: 17.9024; 2027: 20.3322; 2028: 18.8092; 2030: 15.5551; 2031: 15.0322; 2032: 15.3607; 2033: 15.6971; 2034: 15.9538
INT CITY 10 | Gas/Oil:Combustion Turbine | DEF | DEF | 2023: 6.9933; 2024: 5.2773; 2025: 5.1375; 2026: 5.1442; 2027: 5.2359; 2028: 5.4162; 2029: 5.301; 2030: 5.154; 2031: 5.2756; 2032: 5.4999; 2033: 5.5956; 2034: 5.6114; 2035: 5.7149; 2036: 5.8604; 2037: 6.0595; 2038: 6.4301
INT CITY 11 | Gas/Oil:Combustion Turbine | DEF | DEF | 2024: 18.8729; 2025: 18.1332; 2026: 19.1633; 2027: 20.3322; 2028: 18.7734; 2030: 15.5881; 2031: 15.0322; 2032: 15.3607; 2033: 15.6971; 2034: 15.9538; 2035: 16.241; 2036: 16.4976; 2037: 16.7558; 2038: 17.1747; 2039: 17.6041; 2040: 18.0442; 2041: 18.4953; 2042: 18.9577; 2043: 19.4316; 2044: 19.9174
INT CITY 12 | Gas/Oil:Combustion Turbine | DEF | DEF | 7.5215 | 5.2985 | 5.1745 | 5.2986 | 5.2748 | 5.4826 | 5.4029 | 5.218 | 5.361 | 5.5119 | 5.5828 | 5.6898 | 5.8536 | 5.925 | 6.182 | 6.3944 | 6.5948 | 6.8909 | 7.1612 | 7.4287 | 7.5442 | 7.8465 | 8.7968
INT CITY 13 | Gas/Oil:Combustion Turbine | DEF | DEF | 7.0193 | 5.2865 | 5.1883 | 5.1956 | 5.1898 | 5.4957 | 5.3607 | 5.2201 | 5.3395 | 5.4575 | 5.6296 | 5.6945 | 5.8753 | 5.948 | 6.2296 | 6.282 | 6.5861 | 6.9396 | 7.261 | 7.4008 | 7.5924 | 7.9469 | 8.6499
INT CITY 14 | Gas/Oil:Combustion Turbine | DEF | DEF | 6.8931 | 5.335 | 5.1655 | 5.1602 | 5.1896 | 5.4786 | 5.3966 | 5.2038 | 5.3412 | 5.4798 | 5.6193 | 5.6773 | 5.8202 | 5.8607 | 6.1871 | 6.3482 | 6.5587 | 6.8007 | 7.1586 | 7.3793 | 7.5786 | 7.9224 | 8.6686
INT CITY 2 | Gas/Oil:Combustion Turbine | DEF | DEF | 2027: 20.3322; 2030: 15.4885; 2031: 15.0322; 2032: 15.3607
INT CITY 3 | Gas/Oil:Combustion Turbine | DEF | DEF | 2024: 18.9007; 2025: 18.423; 2026: 19.1473; 2027: 20.3322; 2028: 18.8105; 2030: 15.458; 2031: 15.0322; 2032: 15.3607; 2033: 15.6971
INT CITY 4 | Gas/Oil:Combustion Turbine | DEF | DEF | 2023: 22.193; 2024: 18.6651; 2025: 18.2168; 2026: 18.477; 2027: 20.3322; 2028: 18.3076; 2030: 15.5979; 2031: 15.0322; 2032: 15.3607; 2033: 15.6971; 2034: 15.9538
INT CITY 5 | Gas/Oil:Combustion Turbine | DEF | DEF | 2026: 17.9024; 2027: 20.3322; 2028: 18.8642; 2030: 15.4506; 2031: 15.0322; 2032: 15.3607; 2033: 15.6971
INT CITY 6 | Gas/Oil:Combustion Turbine | DEF | DEF | 2024: 18.8993; 2025: 18.1614; 2026: 18.361; 2027: 20.2685; 2028: 18.773; 2030: 15.513; 2031: 15.0322; 2032: 15.3607; 2033: 15.6971
INT CITY 7 | Gas/Oil:Combustion Turbine | DEF | DEF | 2023: 6.3427; 2024: 5.2759; 2025: 5.08; 2026: 5.0464; 2027: 5.1818; 2028: 5.3244; 2029: 5.3163; 2030: 5.1611; 2031: 5.2488; 2032: 5.4209; 2033: 5.5096; 2034: 5.5981; 2035: 5.6983; 2036: 5.8153; 2037: 6.0689; 2038: 6.3238
INT CITY 8 | Gas/Oil:Combustion Turbine | DEF | DEF | 2023: 6.6022; 2024: 5.2593; 2025: 5.0911; 2026: 5.0945; 2027: 5.1988; 2028: 5.3362; 2029: 5.2787; 2030: 5.1549; 2031: 5.2492; 2032: 5.3991; 2033: 5.5172; 2034: 5.5811; 2035: 5.7231; 2036: 5.8121; 2037: 6.0441; 2038: 6.4372
INT CITY 9 | Gas/Oil:Combustion Turbine | DEF | DEF | 2023: 6.6038; 2024: 5.1886; 2025: 5.0874; 2026: 5.0211; 2027: 5.2127; 2028: 5.2982; 2029: 5.3199; 2030: 5.1441; 2031: 5.2344; 2032: 5.4233; 2033: 5.5274; 2034: 5.5946; 2035: 5.7478; 2036: 5.8123; 2037: 6.0338; 2038: 6.3826
INTER | Demand:Demand Response | DEF | DEF
Mulberry | Gas/Oil:Combined Cycle | DEF | DEF
New DEF OnShore Wind | Renewable:Wind | DEF | DEF
New DEF OnShore Wind PTC | Renewable:Wind | DEF | DEF
NSG Vand CT 1 | Gas/Oil:Combustion Turbine | DEF | DEF | 2023: 6.2333; 2024: 5.0911; 2025: 4.9697; 2026: 5.0058; 2027: 4.9956
NSG Vand CT 2 | Gas/Oil:Combustion Turbine | DEF | DEF | 2023: 6.1741; 2024: 5.0876; 2025: 4.9633; 2026: 4.9931; 2027: 4.9691
NSG Vand CT 3 | Gas/Oil:Combustion Turbine | DEF | DEF | 2023: 6.247; 2024: 5.1016; 2025: 4.9842; 2026: 4.9535; 2027: 5.0175
NSG Vand CT 4 | Gas/Oil:Combustion Turbine | DEF | DEF | 2023: 6.1812; 2024: 5.1105; 2025: 4.9685; 2026: 4.9811; 2027: 5.1185
Orange Cogen | Gas/Oil:Combined Cycle | DEF | DEF
Orlando Cogen | Gas/Oil:Combined Cycle | DEF | DEF
Osprey 1 0 | Gas/Oil:Combined Cycle | DEF | DEF | 2023: 6.5086; 2024: 5.3421
Osprey 1 1 | Gas/Oil:Combined Cycle | DEF | DEF | 2023: 6.377; 2024: 5.3085
Osprey 1 2 | Gas/Oil:Combined Cycle | DEF | DEF | 2023: 6.217; 2024: 5.0804
OspreyAcq | Gas/Oil:Combined Cycle | DEF | DEF |  | 5.5004 | 5.19 | 5.0642 | 5.1422 | 5.2776 | 5.2863 | 5.1541 | 5.1824 | 5.3423 | 5.5353 | 5.6299 | 5.767 | 5.8351 | 6.0719 | 6.2937 | 6.497 | 6.766 | 7.087 | 7.3205 | 7.5911 | 7.9177
OspreyAcqDF | Gas/Oil:Combined Cycle | DEF | DEF |  | 5.5068 | 4.9741 | 4.9287 | 5.02 | 5.1692 | 5.1859 | 5.0602 | 5.1193 | 5.2345 | 5.4117 | 5.5212 | 5.6133 | 5.7384 | 5.9503 | 6.1708 | 6.3623 | 6.6771 | 7.0163 | 7.1825 | 7.4712 | 7.6333
Pasco County | Renewable:Biomass | DEF | DEF
Pinellas County | Renewable:Biomass | DEF | DEF
Shady Hills 1 | Gas/Oil:Combustion Turbine | DEF | DEF | 2023: 6.2772; 2024: 5.4068
Shady Hills 2 | Gas/Oil:Combustion Turbine | DEF | DEF | 2023: 6.3263; 2024: 6.564
Shady Hills 3 | Gas/Oil:Combustion Turbine | DEF | DEF | 2023: 6.5384; 2024: 6.6323
Solar 3rdParty Block 1 | Renewable:Solar PV | DEF | DEF
Solar 3rdParty Block 2 | Renewable:Solar PV | DEF | DEF
Solar 3rdParty Block 3 | Renewable:Solar PV | DEF | DEF
Solar 3rdParty Block 4 | Renewable:Solar PV | DEF | DEF
Solar DEF Bay Ranch | Renewable:Solar PV | DEF | DEF
Solar DEF Bay Trail | Renewable:Solar PV | DEF | DEF
Solar DEF Charlie Creek | Renewable:Solar PV | DEF | DEF
Solar DEF Columbia | Renewable:Solar PV | DEF | DEF
Solar DEF County Line | Renewable:Solar PV | DEF | DEF
Solar DEF Debary | Renewable:Solar PV | DEF | DEF
Solar DEF Duette | Renewable:Solar PV | DEF | DEF
Solar DEF Falmouth | Renewable:Solar PV | DEF | DEF
Solar DEF Fort Green | Renewable:Solar PV | DEF | DEF
Solar DEF Hamilton | Renewable:Solar PV | DEF | DEF
Solar DEF Hardeetown | Renewable:Solar PV | DEF | DEF
Solar DEF High Spring | Renewable:Solar PV | DEF | DEF
Solar DEF Hildreth | Renewable:Solar PV | DEF | DEF
Solar DEF Lake Placid | Renewable:Solar PV | DEF | DEF
Solar DEF Mule Creek | Renewable:Solar PV | DEF | DEF
Solar DEF NEW 1 | Renewable:Solar PV | DEF | DEF
Solar DEF NEW 1 PTC | Renewable:Solar PV | DEF | DEF
Solar DEF NEW 2 | Renewable:Solar PV | DEF | DEF
Solar DEF NEW 2 PTC | Renewable:Solar PV | DEF | DEF
Solar DEF NEW 3 | Renewable:Solar PV | DEF | DEF
Solar DEF NEW 3 PTC | Renewable:Solar PV | DEF | DEF
Solar DEF NEW 4 | Renewable:Solar PV | DEF | DEF
Solar DEF NEW 4 PTC | Renewable:Solar PV | DEF | DEF
Solar DEF NEW 5 | Renewable:Solar PV | DEF | DEF
Solar DEF NEW 5 PTC | Renewable:Solar PV | DEF | DEF
Solar DEF Osc Perry Suw | Renewable:Solar PV | DEF | DEF
Solar DEF Sandy Creek | Renewable:Solar PV | DEF | DEF
Solar DEF Santa Fe | Renewable:Solar PV | DEF | DEF
Solar DEF St Pete Pier | Renewable:Solar PV | DEF | DEF
Solar DEF Trenton | Renewable:Solar PV | DEF | DEF
Solar DEF Twin Rivers | Renewable:Solar PV | DEF | DEF
Solar DEF Winquepin | Renewable:Solar PV | DEF | DEF
Solar+Storage DEF NEW 1 | Renewable:Solar PV | DEF | DEF
Solar+Storage DEF NEW 1 PTC + ITC | Renewable:Solar PV | DEF | DEF
Standby | Demand:Demand Response | DEF | DEF
SUWANNEE_P 1 | Gas/Oil:Combustion Turbine | DEF | DEF | 2023: 6.6949; 2024: 5.6626; 2025: 5.2625; 2026: 5.1642; 2027: 5.3269; 2028: 5.4698; 2029: 5.4305; 2030: 5.29; 2031: 5.2937; 2032: 5.5095; 2033: 5.5877; 2034: 5.6536
SUWANNEE_P 2 | Gas/Oil:Combustion Turbine | DEF | DEF | 2023: 6.8913; 2024: 5.4398; 2025: 5.2395; 2026: 5.1809; 2027: 5.291; 2028: 5.4058; 2029: 5.3636; 2030: 5.2491; 2031: 5.2645; 2032: 5.4269; 2033: 5.5915; 2034: 5.719
SUWANNEE_P 3 | Gas/Oil:Combustion Turbine | DEF | DEF | 2023: 6.8961; 2024: 5.3878; 2025: 5.2162; 2026: 5.1458; 2027: 5.2589; 2028: 5.4285; 2029: 5.3593; 2030: 5.2112; 2031: 5.2786; 2032: 5.3996; 2033: 5.5871; 2034: 5.7253
Tigerbay 1 | Gas/Oil:Combined Cycle | DEF | DEF | 2023: 6.4575; 2024: 5.2718; 2025: 5.0431; 2026: 5.0267; 2027: 5.0867; 2028: 5.2865; 2029: 5.2745; 2030: 5.1685; 2031: 5.1882; 2032: 5.2838; 2033: 5.4921; 2034: 5.5942; 2035: 5.8309
U OF FL 1 | Gas/Oil:Combustion Turbine | DEF | DEF | 2023: 6.691; 2024: 5.5124; 2025: 5.2541; 2026: 5.1573; 2027: 5.2057
Voltage Red | Demand:Demand Response | DEF | DEF
WaterHtr_PP | Demand:Demand Response | DEF | DEF
Group Totals
Resource | Type | BA | Area | 2023 | 2024 | 2025 | 2026 | 2027 | 2028 | 2029 | 2030 | 2031 | 2032 | 2033 | 2034 | 2035 | 2036 | 2037 | 2038 | 2039 | 2040 | 2041 | 2042 | 2043 | 2044 | 2045 | 2046 | 2047 | 2048 | 2049 | 2050 | 2051 | 2052 | 2053 | 2054 | 2055 | 2056 | 2057
Total | Coal:Conventional | DEF | DEF | 2023: 7.5711; 2024: 6.2741; 2025: 5.5233; 2026: 5.6971; 2027: 5.7691; 2028: 5.5412; 2029: 5.0305; 2030: 4.5241; 2031: 4.0034; 2032: 4.0874; 2033: 4.1755; 2034: 4.2852
Total | Demand:Demand Response | DEF | DEF
Total | Gas/Oil:Combined Cycle | DEF | DEF | 6.5444 | 5.4241 | 5.1644 | 5.0829 | 5.1509 | 5.2736 | 5.2797 | 5.157 | 5.1772 | 5.3245 | 5.4935 | 5.6385 | 5.7624 | 5.8951 | 6.1024 | 6.386 | 6.6414 | 6.9371 | 7.3431 | 7.5782 | 7.8556 | 8.1975 | 8.5508 | 8.8381 | 9.2438 | 9.6946 | 10.3683 | 25.98 | 25.98 | 25.98 | 25.98 | 25.98 | 25.98 | 25.98 | 25.98
Total | Gas/Oil:Combustion Turbine | DEF | DEF | 6.4077 | 5.3191 | 5.1268 | 5.1077 | 5.2521 | 5.5399 | 5.3717 | 5.454 | 5.5884 | 5.7094 | 5.6244 | 6.1484 | 6.2293 | 6.3045 | 6.5822 | 7.6857 | 7.6215 | 8.2268 | 8.3716 | 8.9972 | 9.1451 | 9.6282 | 10.2658 | 10.5756 | 11.861 | 12.065 | 12.5594 | 25.98 | 25.98 | 25.98 | 25.98 | 25.98 | 25.98 | 25.98 | 25.98
Total | Gas/Oil:Steam Turbine | DEF | DEF | 2023: 6.1976; 2024: 5.1852; 2025: 5.0913; 2026: 5.0392; 2027: 5.1021; 2028: 5.288; 2029: 5.2468; 2030: 5.1329; 2031: 5.2647; 2032: 5.3429; 2033: 5.5215; 2034: 5.6109; 2035: 5.7136; 2036: 5.8245; 2037: 6.1141; 2038: 6.3494; 2039: 6.5143; 2040: 6.7481; 2041: 7.117; 2042: 7.4777
Total | Nuclear:Nuclear | DEF | DEF | 2038: 0.85558; 2039: 0.90965; 2040: 0.93788; 2041: 0.95664; 2042: 0.97577; 2043: 0.99529; 2044: 1.0152; 2045: 1.0355; 2046: 1.0562; 2047: 1.0773; 2048: 1.0989; 2049: 1.1209; 2050: 1.1433; 2051: 1.1661; 2052: 1.1895; 2053: 1.2133; 2054: 1.2375; 2055: 1.2623; 2056: 1.2875; 2057: 1.3133
Total | Renewable:Biomass | DEF | DEF
Total | Renewable:Solar PV | DEF | DEF
Total | Renewable:Wind | DEF | DEF
Total | Storage:Battery | DEF | DEF

## Fuel Rate
Fuel Rate ($/MWh)
Base
Resource | Type | BA | Area | 2023 | 2024 | 2025 | 2026 | 2027 | 2028 | 2029 | 2030 | 2031 | 2032 | 2033 | 2034 | 2035 | 2036 | 2037 | 2038 | 2039 | 2040 | 2041 | 2042 | 2043 | 2044 | 2045 | 2046 | 2047 | 2048 | 2049 | 2050 | 2051 | 2052 | 2053 | 2054 | 2055 | 2056 | 2057
AC | Demand:Demand Response | DEF | DEF
Anclote 1 | Gas/Oil:Steam Turbine | DEF | DEF | 2023: 69.0027; 2024: 56.3213; 2025: 56.9444; 2026: 55.7707; 2027: 56.551; 2028: 59.2171; 2029: 60.1743; 2030: 60.2851; 2031: 62.535; 2032: 67.3485; 2033: 70.3059; 2034: 62.5605; 2035: 62.9811; 2036: 63.7952; 2037: 65.5992; 2038: 68.3025; 2039: 69.1932; 2040: 73.5164; 2041: 75.5033; 2042: 78.9222
Anclote 2 | Gas/Oil:Steam Turbine | DEF | DEF | 2023: 72.5422; 2024: 61.1233; 2025: 62.816; 2026: 60.9832; 2027: 62.8119; 2028: 64.7313; 2029: 70.6824; 2030: 71.7361; 2031: 71.5391; 2032: 77.6666; 2033: 78.9803; 2034: 71.0467; 2035: 69.4663; 2036: 71.2571; 2037: 71.1402; 2038: 74.0754; 2039: 75.4163; 2040: 77.4289; 2041: 80.7195; 2042: 76.9111
As Avail | Gas/Oil:Combined Cycle | DEF | DEF
As Avail PCS | Renewable:Biomass | DEF | DEF
Bartow CC 1 0 | Gas/Oil:Combined Cycle | DEF | DEF | 46.7646 | 38.7418 | 36.585 | 36.0506 | 36.761 | 37.6363 | 37.6505 | 36.6957 | 36.7465 | 37.881 | 38.9084 | 40.0202 | 40.4797 | 41.3383 | 43.0438 | 44.2722 | 46.2771 | 48.4335 | 50.5588 | 52.1694 | 54.0578 | 56.4581 | 58.9169 | 61.483 | 64.2504 | 68.0662 | 71.6314
Bartow CC 1 PAG | Gas/Oil:Combined Cycle | DEF | DEF | 53.942 | 45.2645 | 43.4681 | 43.2375 | 44.3998 | 45.4554 | 45.358 | 43.9221 | 44.3931 | 45.598 | 46.0861 | 49.4673 | 50.0071 | 51.4614 | 53.2543 | 54.457 | 57.3796 | 59.2777 | 63.2523 | 62.8321 | 67.3674 | 68.2778 | 72.6726 | 74.5967 | 79.3322 | 83.1236 | 83.694
BARTOW_P 1 | Gas/Oil:Combustion Turbine | DEF | DEF | 2026: 363.7477
BARTOW_P 2 | Gas/Oil:Combustion Turbine | DEF | DEF | 2023: 144.5449; 2024: 75.8617; 2025: 79.6783; 2026: 78.7699; 2027: 80.1701; 2028: 75.8031; 2029: 78.3934; 2030: 79.4266; 2031: 76.8796; 2032: 80.7573; 2033: 83.3522; 2034: 113.168
BARTOW_P 3 | Gas/Oil:Combustion Turbine | DEF | DEF | 2024: 265.0816; 2026: 265.8958
BARTOW_P 4 | Gas/Oil:Combustion Turbine | DEF | DEF | 2023: 96.3647; 2024: 76.0149; 2025: 73.8799; 2026: 71.5182; 2027: 73.2637; 2028: 74.8114; 2029: 74.284; 2030: 75.5445; 2031: 76.0493; 2032: 77.7866; 2033: 76.6875; 2034: 90.301
Battery 2 Hours | Storage:Battery | DEF | DEF
Battery 4 Hours | Storage:Battery | DEF | DEF
BAYBORO_P 1 | Gas/Oil:Combustion Turbine | DEF | DEF | 2024: 271.2033; 2025: 255.019
BAYBORO_P 2 | Gas/Oil:Combustion Turbine | DEF | DEF | 2024: 329.0493
BAYBORO_P 3 | Gas/Oil:Combustion Turbine | DEF | DEF | 2024: 266.537; 2025: 277.8806
BAYBORO_P 4 | Gas/Oil:Combustion Turbine | DEF | DEF | 2024: 267.4322
Citrus CC 1 | Gas/Oil:Combined Cycle | DEF | DEF | 42.8587 | 35.7048 | 33.7921 | 32.8244 | 32.933 | 33.659 | 33.677 | 32.9615 | 33.1396 | 34.0513 | 35.1348 | 35.9555 | 37 | 38.2112 | 38.9318 | 42.6133 | 43.5927 | 46.2866 | 48.9607 | 51.2101 | 53.2554 | 55.3895 | 56.9813 | 58.6858 | 61.4741 | 64.9674 | 68.904 | 171.8951 | 174.9215 | 176.0592 | 176.1915 | 174.2337 | 175.5957 | 178.3044 | 177.7508
Citrus CC 1 Duct | Gas/Oil:Combined Cycle | DEF | DEF | 59.7561 | 50.3978 | 48.661 | 47.96 | 48.3898 | 49.6077 | 49.5828 | 48.6397 | 49.562 | 50.4648 | 51.8249 | 52.9198 | 54.8024 | 56.0281 | 58.2963 | 62.902 | 64.7865 | 67.4566 | 73.6419 | 75.7703 | 78.2393 | 81.9896 | 84.5068 | 87.3206 | 91.906 | 98.8291 | 102.463 | 251.8293 | 251.8293 | 251.8251 | 251.7927 | 251.8293 | 251.8293 | 251.8104 | 251.8234
Citrus CC 2 | Gas/Oil:Combined Cycle | DEF | DEF | 43.3603 | 35.6506 | 33.7683 | 32.8394 | 32.9782 | 33.6322 | 33.6441 | 32.9102 | 32.7542 | 33.9416 | 34.9284 | 36.0382 | 37.2689 | 38.1286 | 39.3745 | 42.3618 | 43.8954 | 45.2175 | 49.6876 | 50.9807 | 52.8439 | 54.9209 | 56.7545 | 59.0548 | 61.5056 | 65.4218 | 69.5968 | 174.7717 | 175.1285 | 173.6826 | 173.8178 | 176.0024 | 176.7228 | 179.0157 | 174.9622
Citrus CC 2 Duct | Gas/Oil:Combined Cycle | DEF | DEF | 60.0944 | 49.7925 | 48.5269 | 47.6294 | 48.2138 | 49.6264 | 49.5328 | 48.6151 | 49.0872 | 50.2898 | 51.7199 | 52.8484 | 55.1308 | 56.0846 | 58.3849 | 62.4816 | 64.8549 | 67.3075 | 73.8668 | 75.9689 | 78.0968 | 81.4687 | 85.0554 | 87.2913 | 91.8703 | 97.3883 | 102.5908 | 251.8065 | 251.8082 | 251.8222 | 251.8293 | 251.7475 | 251.7642 | 251.8028 | 251.8134
Crystal 4 | Coal:Conventional | DEF | DEF | 2023: 86.217; 2024: 71.44; 2025: 62.5114; 2026: 66.3936; 2027: 66.2534; 2028: 62.3619; 2029: 55.4321; 2030: 49.0515; 2031: 43.2629; 2032: 44.0889; 2033: 44.0404; 2034: 44.9896
Crystal 5 | Coal:Conventional | DEF | DEF | 2023: 83.4906; 2024: 69.0548; 2025: 61.0298; 2026: 62.3501; 2027: 63.5581; 2028: 60.1943; 2029: 53.858; 2030: 48.0272; 2031: 42.4366; 2032: 43.1751; 2033: 43.9235; 2034: 44.8126
DEBARY 10 | Gas/Oil:Combustion Turbine | DEF | DEF | 2024: 255.5678; 2025: 260.3784; 2026: 288.3226; 2027: 272.0106; 2028: 273.5052; 2029: 263.1923; 2030: 219.6924; 2031: 230.6988; 2032: 221.5306; 2033: 232.1992; 2034: 207.092; 2035: 224.6853
DEBARY 2 | Gas/Oil:Combustion Turbine | DEF | DEF | 2024: 247.1228; 2026: 248.0557; 2027: 376.4362
DEBARY 3 | Gas/Oil:Combustion Turbine | DEF | DEF | 2024: 240.2187; 2026: 260.293
DEBARY 4 | Gas/Oil:Combustion Turbine | DEF | DEF | 2024: 280.4209; 2025: 313.5324; 2026: 264.1034; 2027: 413.6816
DEBARY 5 | Gas/Oil:Combustion Turbine | DEF | DEF | 2024: 255.3859; 2026: 244.2649
DEBARY 6 | Gas/Oil:Combustion Turbine | DEF | DEF | 2024: 250.0242; 2025: 247.6678; 2026: 264.1034
DEBARY 7 | Gas/Oil:Combustion Turbine | DEF | DEF | 2023: 89.0918; 2024: 69.5085; 2025: 66.0383; 2026: 65.6436; 2027: 67.7146; 2028: 68.0322; 2029: 68.861; 2030: 68.245; 2031: 69.0835; 2032: 70.8353; 2033: 72.0509; 2034: 72.8279; 2035: 74.848; 2036: 75.7692
DEBARY 8 | Gas/Oil:Combustion Turbine | DEF | DEF | 2023: 93.4728; 2024: 71.9248; 2025: 67.4766; 2026: 66.8625; 2027: 66.6945; 2028: 68.5876; 2029: 70.1734; 2030: 69.8613; 2031: 71.3492; 2032: 72.8472; 2033: 72.083; 2034: 72.8799; 2035: 74.0269; 2036: 75.3727
DEBARY 9 | Gas/Oil:Combustion Turbine | DEF | DEF | 2023: 92.9521; 2024: 70.1354; 2025: 66.9641; 2026: 66.6929; 2027: 67.7797; 2028: 68.4838; 2029: 69.7449; 2030: 69.911; 2031: 71.2065; 2032: 72.4786; 2033: 72.1927; 2034: 72.7751; 2035: 73.5045; 2036: 74.4984
DEF Nuclear Natrium | Nuclear:Nuclear | DEF | DEF | 2048: 9.8357; 2049: 10.3471; 2050: 11.077; 2051: 11.7939; 2052: 11.8272; 2053: 12.0884; 2054: 11.7581; 2055: 11.7285; 2056: 11.6585; 2057: 11.6113
DEF Nuclear Natrium - Storage | Storage:Battery | DEF | DEF
DEF Nuclear Natrium - Storage PTC | Storage:Battery | DEF | DEF
DEF Nuclear Natrium PTC | Nuclear:Nuclear | DEF | DEF | 2038: 6.866; 2039: 7.2999; 2040: 7.5265; 2041: 7.677; 2042: 7.8306; 2043: 7.9872; 2044: 8.1469; 2045: 8.311; 2046: 8.4761; 2047: 8.6608; 2048: 8.833; 2049: 9.0269; 2050: 9.2138; 2051: 9.4208; 2052: 9.6171; 2053: 9.7701; 2054: 9.9663; 2055: 10.1302; 2056: 10.3323; 2057: 10.5389
Gen 190MW CT | Gas/Oil:Combustion Turbine | DEF | DEF | [5 empty] | 96.33 |  | 66.2382 | 66.2446 |  |  | 67.5587 | 65.7364 | 66.7662 | 69.0893 | 82.8464 | 83.0396 | 92.771 | 97.1895 | 101.753 | 97.8101 | 103.9794 | 102.4467 | 104.8837 | 111.6738 | 123.6864 | 127.3373 | 272.3549 | 274.0472 | 273.9015 | 273.3363 | 274.5796 | 274.3956 | 274.9709 | 275.3317
Gen 190MW CT H2 | Gas/Oil:Combustion Turbine | DEF | DEF | 2043: 223.7494; 2044: 250.7901; 2045: 236.8138; 2046: 244.221; 2047: 248.5205; 2048: 262.0299; 2049: 272.6269; 2050: 271.215; 2051: 272.0632; 2052: 271.4393; 2053: 270.9629; 2054: 271.2905; 2055: 271.8953; 2056: 271.7; 2057: 271.8869
HEAT | Demand:Demand Response | DEF | DEF
Hines CC 1 | Gas/Oil:Combined Cycle | DEF | DEF | 2023: 45.8928; 2024: 39.7491; 2025: 37.1719; 2026: 37.572; 2027: 37.6055; 2028: 38.5923; 2029: 38.6223; 2030: 37.7962; 2031: 38.5167; 2032: 39.2372; 2033: 40.0311; 2034: 41.1366; 2035: 41.6355; 2036: 42.2947; 2037: 43.8666; 2038: 45.0613; 2039: 46.424
Hines CC 2 | Gas/Oil:Combined Cycle | DEF | DEF | 47.6634 | 38.9989 | 36.5961 | 36.4797 | 37.1697 | 38.2599 | 38.0305 | 37.5602 | 37.8442 | 38.4328 | 39.428 | 40.3005 | 41.1134 | 42.062 | 43.5412 | 44.6535 | 46.8903 | 48.6278 | 51.3602 | 52.509 | 54.6072
Hines CC 3 | Gas/Oil:Combined Cycle | DEF | DEF | 46.5696 | 37.9152 | 36.7149 | 35.3989 | 36.1024 | 36.8468 | 37.1745 | 36.1482 | 36.5692 | 37.3593 | 38.4145 | 39.4485 | 40.0099 | 40.9652 | 42.4712 | 43.6183 | 45.7501 | 47.6284 | 49.8849 | 50.8082 | 52.5484 | 55.5232 | 58.3882
Hines CC 4 | Gas/Oil:Combined Cycle | DEF | DEF | 47.1518 | 38.5577 | 36.8458 | 36.2131 | 37.0388 | 36.8672 | 37.0918 | 36.0592 | 36.023 | 37.2824 | 38.4663 | 39.3504 | 39.5445 | 40.5899 | 42.0867 | 43.1861 | 45.3484 | 47.4053 | 49.5135 | 50.7403 | 53.246 | 54.9282 | 58.0746 | 59.0234 | 61.6406
INT CITY 1 | Gas/Oil:Combustion Turbine | DEF | DEF | 2023: 295.3834; 2024: 260.3623; 2026: 246.8988; 2027: 276.4059; 2028: 252.6036; 2029: 241.8107; 2030: 211.7595; 2031: 210.9993; 2032: 222.1253; 2033: 204.1465
INT CITY 10 | Gas/Oil:Combustion Turbine | DEF | DEF | 2023: 88.5015; 2024: 67.6451; 2025: 65.6414; 2026: 65.8421; 2027: 65.9558; 2028: 67.3104; 2029: 68.2959; 2030: 67.5179; 2031: 68.248; 2032: 69.0325; 2033: 70.5982; 2034: 71.7144; 2035: 73.3309; 2036: 75.0474; 2037: 77.3199; 2038: 81.8304
INT CITY 11 | Gas/Oil:Combustion Turbine | DEF | DEF | 2024: 231.6209; 2025: 219.3953; 2026: 231.857; 2027: 245.3745; 2028: 229.0832; 2029: 212.7437; 2030: 187.7308; 2031: 184.0246; 2032: 180.495; 2034: 222.6149; 2035: 195.0364; 2036: 193.4789; 2037: 192.2198; 2038: 204.1326; 2039: 203.9285; 2040: 257.3714; 2041: 213.0508; 2042: 239.2106; 2043: 225.0965; 2044: 222.6639
INT CITY 12 | Gas/Oil:Combustion Turbine | DEF | DEF | 87.0281 | 67.2413 | 64.9043 | 67.0929 | 64.9952 | 66.8554 | 67.0481 | 66.0452 | 67.1366 | 67.5423 | 71.1354 | 71.5681 | 74.2595 | 75.2609 | 77.4033 | 80.3751 | 82.8761 | 85.1607 | 90.9281 | 92.8929 | 96.1408 | 99.7767 | 105.2376
INT CITY 13 | Gas/Oil:Combustion Turbine | DEF | DEF | 87.2116 | 66.5203 | 64.4588 | 64.1737 | 64.1436 | 66.2555 | 66.2844 | 65.4607 | 66.5679 | 67.3976 | 69.9819 | 72.0647 | 73.2071 | 75.2125 | 76.4668 | 80.2045 | 82.3063 | 85.6233 | 90.0263 | 92.8894 | 95.9844 | 99.7877 | 104.4944
INT CITY 14 | Gas/Oil:Combustion Turbine | DEF | DEF | 85.6016 | 66.8532 | 64.2107 | 64.0834 | 64.8 | 66.6226 | 66.3203 | 65.3044 | 66.7176 | 66.9714 | 69.8105 | 71.899 | 73.0365 | 74.2757 | 77.5154 | 79.5258 | 82.2503 | 85.3919 | 90.0753 | 92.2553 | 95.7783 | 99.4443 | 103.9338
INT CITY 2 | Gas/Oil:Combustion Turbine | DEF | DEF | 2026: 296.1524; 2027: 297.0386; 2028: 276.2232; 2029: 275.5514; 2030: 228.5722; 2031: 221.3303; 2032: 247.6368
INT CITY 3 | Gas/Oil:Combustion Turbine | DEF | DEF | 2024: 290.8196; 2025: 302.5842; 2026: 288.1644; 2027: 284.085; 2028: 262.5698; 2029: 265.4338; 2030: 223.153; 2031: 216.8621; 2032: 230.2253
INT CITY 4 | Gas/Oil:Combustion Turbine | DEF | DEF | 2023: 316.5236; 2024: 282.9014; 2025: 300.0287; 2026: 263.5255; 2027: 286.4502; 2028: 266.9621; 2029: 254.094; 2030: 216.4597; 2031: 233.7532; 2032: 218.6903
INT CITY 5 | Gas/Oil:Combustion Turbine | DEF | DEF | 2026: 266.9983; 2027: 282.4475; 2028: 269.8513; 2029: 262.1304; 2030: 220.0702; 2031: 213.5933; 2032: 219.9235
INT CITY 6 | Gas/Oil:Combustion Turbine | DEF | DEF | 2023: 348.8024; 2024: 282.9948; 2025: 282.0127; 2026: 279.9978; 2027: 287.8188; 2028: 271.8916; 2029: 258.2074; 2030: 221.7601; 2031: 215.3451; 2032: 226.2292; 2033: 242.9439
INT CITY 7 | Gas/Oil:Combustion Turbine | DEF | DEF | 2023: 84.4927; 2024: 69.2525; 2025: 66.5124; 2026: 65.8662; 2027: 66.3897; 2028: 67.841; 2029: 71.8886; 2030: 70.1624; 2031: 71.2771; 2032: 71.9807; 2033: 71.9758; 2034: 72.6824; 2035: 74.6987; 2036: 74.8388; 2037: 77.011; 2038: 84.088
INT CITY 8 | Gas/Oil:Combustion Turbine | DEF | DEF | 2023: 84.8578; 2024: 68.1096; 2025: 65.7106; 2026: 65.6416; 2027: 65.6161; 2028: 67.228; 2029: 70.0487; 2030: 68.9769; 2031: 70.0247; 2032: 70.059; 2033: 70.6763; 2034: 72.0024; 2035: 73.4343; 2036: 74.0688; 2037: 77.0366; 2038: 82.9765
INT CITY 9 | Gas/Oil:Combustion Turbine | DEF | DEF | 2023: 86.4408; 2024: 67.5131; 2025: 65.2281; 2026: 65.3124; 2027: 65.6437; 2028: 66.9665; 2029: 70.5507; 2030: 68.8567; 2031: 69.354; 2032: 70.1032; 2033: 70.3438; 2034: 71.7246; 2035: 74.278; 2036: 74.3721; 2037: 76.7956; 2038: 81.8728
INTER | Demand:Demand Response | DEF | DEF
Mulberry | Gas/Oil:Combined Cycle | DEF | DEF
New DEF OnShore Wind | Renewable:Wind | DEF | DEF
New DEF OnShore Wind PTC | Renewable:Wind | DEF | DEF
NSG Vand CT 1 | Gas/Oil:Combustion Turbine | DEF | DEF | 2023: 65.6846; 2024: 53.7428; 2025: 52.3002; 2026: 52.4248; 2027: 52.7321
NSG Vand CT 2 | Gas/Oil:Combustion Turbine | DEF | DEF | 2023: 64.9165; 2024: 53.68; 2025: 52.4276; 2026: 52.6497; 2027: 53.127
NSG Vand CT 3 | Gas/Oil:Combustion Turbine | DEF | DEF | 2023: 65.5109; 2024: 53.4821; 2025: 52.2823; 2026: 52.2603; 2027: 52.5761
NSG Vand CT 4 | Gas/Oil:Combustion Turbine | DEF | DEF | 2023: 65.2709; 2024: 53.7086; 2025: 52.3222; 2026: 52.4344; 2027: 53.7216
Orange Cogen | Gas/Oil:Combined Cycle | DEF | DEF
Orlando Cogen | Gas/Oil:Combined Cycle | DEF | DEF
Osprey 1 0 | Gas/Oil:Combined Cycle | DEF | DEF | 2023: 45.7088; 2024: 37.6637
Osprey 1 1 | Gas/Oil:Combined Cycle | DEF | DEF | 2023: 44.6797; 2024: 37.1019
Osprey 1 2 | Gas/Oil:Combined Cycle | DEF | DEF | 2023: 51.3218; 2024: 41.5144
OspreyAcq | Gas/Oil:Combined Cycle | DEF | DEF |  | 38.2285 | 36.2691 | 35.3691 | 35.9887 | 36.8025 | 36.9616 | 36.0876 | 36.2025 | 37.4265 | 38.539 | 39.2759 | 40.0784 | 40.5403 | 42.3621 | 43.8268 | 45.2174 | 47.1103 | 49.4513 | 51.2413 | 52.755 | 54.8237
OspreyAcqDF | Gas/Oil:Combined Cycle | DEF | DEF |  | 46.181 | 40.6957 | 40.3426 | 41.046 | 42.3055 | 42.3733 | 41.3909 | 41.8801 | 42.7897 | 44.2208 | 45.162 | 45.966 | 46.8918 | 48.7118 | 50.435 | 52.1771 | 54.634 | 57.2955 | 58.6779 | 60.8287 | 63.8489
Pasco County | Renewable:Biomass | DEF | DEF
Pinellas County | Renewable:Biomass | DEF | DEF
Shady Hills 1 | Gas/Oil:Combustion Turbine | DEF | DEF | 2023: 67.1801; 2024: 75.7124
Shady Hills 2 | Gas/Oil:Combustion Turbine | DEF | DEF | 2023: 67.711; 2024: 72.097
Shady Hills 3 | Gas/Oil:Combustion Turbine | DEF | DEF | 2023: 69.8377; 2024: 72.1631
Solar 3rdParty Block 1 | Renewable:Solar PV | DEF | DEF
Solar 3rdParty Block 2 | Renewable:Solar PV | DEF | DEF
Solar 3rdParty Block 3 | Renewable:Solar PV | DEF | DEF
Solar 3rdParty Block 4 | Renewable:Solar PV | DEF | DEF
Solar DEF Bay Ranch | Renewable:Solar PV | DEF | DEF
Solar DEF Bay Trail | Renewable:Solar PV | DEF | DEF
Solar DEF Charlie Creek | Renewable:Solar PV | DEF | DEF
Solar DEF Columbia | Renewable:Solar PV | DEF | DEF
Solar DEF County Line | Renewable:Solar PV | DEF | DEF
Solar DEF Debary | Renewable:Solar PV | DEF | DEF
Solar DEF Duette | Renewable:Solar PV | DEF | DEF
Solar DEF Falmouth | Renewable:Solar PV | DEF | DEF
Solar DEF Fort Green | Renewable:Solar PV | DEF | DEF
Solar DEF Hamilton | Renewable:Solar PV | DEF | DEF
Solar DEF Hardeetown | Renewable:Solar PV | DEF | DEF
Solar DEF High Spring | Renewable:Solar PV | DEF | DEF
Solar DEF Hildreth | Renewable:Solar PV | DEF | DEF
Solar DEF Lake Placid | Renewable:Solar PV | DEF | DEF
Solar DEF Mule Creek | Renewable:Solar PV | DEF | DEF
Solar DEF Osc Perry Suw | Renewable:Solar PV | DEF | DEF
Solar DEF Sandy Creek | Renewable:Solar PV | DEF | DEF
Solar DEF Santa Fe | Renewable:Solar PV | DEF | DEF
Solar DEF St Pete Pier | Renewable:Solar PV | DEF | DEF
Solar DEF Trenton | Renewable:Solar PV | DEF | DEF
Solar DEF Twin Rivers | Renewable:Solar PV | DEF | DEF
Solar DEF Winquepin | Renewable:Solar PV | DEF | DEF
Solar+Storage DEF NEW 1 | Renewable:Solar PV | DEF | DEF
Solar+Storage DEF NEW 1 PTC + ITC | Renewable:Solar PV | DEF | DEF
Standby | Demand:Demand Response | DEF | DEF
SUWANNEE_P 1 | Gas/Oil:Combustion Turbine | DEF | DEF | 2023: 86.8251; 2024: 74.5346; 2025: 69.2367; 2026: 67.7748; 2027: 69.5806; 2028: 70.751; 2029: 71.6858; 2030: 69.9167; 2031: 71.4236; 2032: 73.2158; 2033: 75.4298; 2034: 79.2153
SUWANNEE_P 2 | Gas/Oil:Combustion Turbine | DEF | DEF | 2023: 90.7385; 2024: 72.6032; 2025: 70.0302; 2026: 68.8317; 2027: 69.4926; 2028: 71.2824; 2029: 71.571; 2030: 70.3263; 2031: 71.2116; 2032: 74.1716; 2033: 76.1833; 2034: 77.8973
SUWANNEE_P 3 | Gas/Oil:Combustion Turbine | DEF | DEF | 2023: 90.0207; 2024: 72.0377; 2025: 69.0524; 2026: 67.7422; 2027: 68.6529; 2028: 70.7739; 2029: 71.0582; 2030: 69.6885; 2031: 70.7446; 2032: 73.0244; 2033: 74.953; 2034: 78.808
Tigerbay 1 | Gas/Oil:Combined Cycle | DEF | DEF | 2023: 48.5984; 2024: 39.6241; 2025: 37.1796; 2026: 37.0767; 2027: 37.4768; 2028: 39.1323; 2029: 38.7796; 2030: 38.2517; 2031: 38.2206; 2032: 39.1571; 2033: 40.3256; 2034: 41.0178; 2035: 43.1377
U OF FL 1 | Gas/Oil:Combustion Turbine | DEF | DEF | 2023: 62.7866; 2024: 51.7177; 2025: 49.3218; 2026: 48.4053; 2027: 48.8563
Voltage Red | Demand:Demand Response | DEF | DEF
WaterHtr_PP | Demand:Demand Response | DEF | DEF
Group Totals
Resource | Type | BA | Area | 2023 | 2024 | 2025 | 2026 | 2027 | 2028 | 2029 | 2030 | 2031 | 2032 | 2033 | 2034 | 2035 | 2036 | 2037 | 2038 | 2039 | 2040 | 2041 | 2042 | 2043 | 2044 | 2045 | 2046 | 2047 | 2048 | 2049 | 2050 | 2051 | 2052 | 2053 | 2054 | 2055 | 2056 | 2057
Total | Coal:Conventional | DEF | DEF | 2023: 85.1637; 2024: 70.1975; 2025: 61.8497; 2026: 64.2278; 2027: 65.0267; 2028: 61.3396; 2029: 54.7023; 2030: 48.5568; 2031: 42.9321; 2032: 43.5955; 2033: 43.9926; 2034: 44.9362
Total | Demand:Demand Response | DEF | DEF | 0 | 0 | 0 | 0 | 0 | 0 | 0 | 0 | 0 | 0 | 0 | 0 | 0 | 0 | 0 | 0 | 0 | 0 | 0 | 0 | 0 | 0 | 0 | 0 | 0 | 0 | 0 | 0 | 0 | 0 | 0 | 0 | 0 | 0 | 0
Total | Gas/Oil:Combined Cycle | DEF | DEF | 43.1508 | 36.8746 | 35.3386 | 35.146 | 35.5416 | 36.4588 | 36.3893 | 35.51 | 35.5937 | 36.5226 | 37.5683 | 38.7043 | 39.5489 | 40.4456 | 41.9923 | 43.6971 | 45.4077 | 47.3984 | 50.0454 | 51.4965 | 53.5316 | 55.7265 | 58.2957 | 60.2331 | 63.3883 | 66.89 | 70.5507 | 178.71 | 179.0251 | 179.7726 | 179.4929 | 179.9131 | 180.7813 | 182.5103 | 181.263
Total | Gas/Oil:Combustion Turbine | DEF | DEF | 67.7753 | 56.9334 | 54.7917 | 54.2161 | 57.3513 | 72.0178 | 71.5694 | 71.1511 | 72.7027 | 73.4977 | 72.5562 | 69.5906 | 67.6359 | 68.7958 | 71.419 | 83.5457 | 84.0847 | 90.8573 | 95.4166 | 100.1867 | 99.3873 | 103.2811 | 107.8396 | 109.8649 | 120.8138 | 125.6272 | 138.2502 | 271.6068 | 272.9814 | 272.437 | 271.8447 | 272.368 | 272.7976 | 272.9525 | 273.4877
Total | Gas/Oil:Steam Turbine | DEF | DEF | 2023: 70.3701; 2024: 58.0801; 2025: 59.2305; 2026: 57.7388; 2027: 59.0229; 2028: 61.4181; 2029: 63.8832; 2030: 64.0727; 2031: 66.5587; 2032: 72.1219; 2033: 75.2813; 2034: 65.6939; 2035: 65.6356; 2036: 66.4989; 2037: 67.9273; 2038: 70.2227; 2039: 71.4327; 2040: 75.2179; 2041: 77.5763; 2042: 78.1457
Total | Nuclear:Nuclear | DEF | DEF | 2038: 6.866; 2039: 7.2999; 2040: 7.5265; 2041: 7.677; 2042: 7.8306; 2043: 7.9872; 2044: 8.1469; 2045: 8.311; 2046: 8.4761; 2047: 8.6608; 2048: 8.9112; 2049: 9.1832; 2050: 9.5198; 2051: 9.862; 2052: 10.1636; 2053: 10.4374; 2054: 10.6735; 2055: 10.8703; 2056: 11.0911; 2057: 11.2306
Total | Renewable:Biomass | DEF | DEF | 2023: 0; 2024: 0; 2025: 0; 2026: 0; 2027: 0; 2028: 0; 2029: 0; 2030: 0; 2031: 0; 2032: 0; 2033: 0; 2034: 0; 2035: 0; 2036: 0; 2037: 0; 2038: 0; 2039: 0; 2040: 0; 2041: 0; 2042: 0
Total | Renewable:Solar PV | DEF | DEF | 0 | 0 | 0 | 0 | 0 | 0 | 0 | 0 | 0 | 0 | 0 | 0 | 0 | 0 | 0 | 0 | 0 | 0 | 0 | 0 | 0 | 0 | 0 | 0 | 0 | 0 | 0 | 0 | 0 | 0 | 0 | 0 | 0 | 0 | 0
Total | Renewable:Wind | DEF | DEF | 2043: 0; 2044: 0; 2045: 0; 2046: 0; 2047: 0; 2048: 0; 2049: 0; 2050: 0; 2051: 0; 2052: 0; 2053: 0; 2054: 0; 2055: 0; 2056: 0; 2057: 0
Total | Storage:Battery | DEF | DEF |  |  |  |  | 0 | 0 | 0 | 0 | 0 | 0 | 0 | 0 | 0 | 0 | 0 | 0 | 0 | 0 | 0 | 0 | 0 | 0 | 0 | 0 | 0 | 0 | 0 | 0 | 0 | 0 | 0 | 0 | 0 | 0 | 0
Solar 5
Resource | Type | BA | Area | 2023 | 2024 | 2025 | 2026 | 2027 | 2028 | 2029 | 2030 | 2031 | 2032 | 2033 | 2034 | 2035 | 2036 | 2037 | 2038 | 2039 | 2040 | 2041 | 2042 | 2043 | 2044 | 2045 | 2046 | 2047 | 2048 | 2049 | 2050 | 2051 | 2052 | 2053 | 2054 | 2055 | 2056 | 2057
AC | Demand:Demand Response | DEF | DEF
Anclote 1 | Gas/Oil:Steam Turbine | DEF | DEF | 2023: 68.9861; 2024: 56.319; 2025: 57.164; 2026: 56.2539; 2027: 57.4821; 2028: 59.5477; 2029: 60.8004; 2030: 61.1625; 2031: 63.2561; 2032: 67.0589; 2033: 69.4799; 2034: 63.062; 2035: 63.529; 2036: 64.5084; 2037: 65.5006; 2038: 69.003; 2039: 70.2506; 2040: 74.9494; 2041: 75.465; 2042: 79.3184
Anclote 2 | Gas/Oil:Steam Turbine | DEF | DEF | 2023: 72.5947; 2024: 61.1291; 2025: 63.0945; 2026: 61.8192; 2027: 63.6877; 2028: 65.4204; 2029: 72.7585; 2030: 73.5475; 2031: 71.9859; 2032: 78.1102; 2033: 81.0229; 2034: 71.9152; 2035: 70.3321; 2036: 72.445; 2037: 71.7106; 2038: 74.1264; 2039: 76.5172; 2040: 77.5113; 2041: 82.0278; 2042: 79.6556
As Avail | Gas/Oil:Combined Cycle | DEF | DEF
As Avail PCS | Renewable:Biomass | DEF | DEF
Bartow CC 1 0 | Gas/Oil:Combined Cycle | DEF | DEF | 46.7606 | 38.7368 | 36.5987 | 36.0759 | 36.798 | 37.6372 | 37.6185 | 36.7088 | 36.7466 | 37.8832 | 38.9589 | 40.0372 | 40.4631 | 41.3776 | 43.0816 | 44.295 | 46.2764 | 48.4558 | 50.5994 | 52.2196 | 54.0752 | 56.4845 | 58.9987 | 61.6007 | 64.3803 | 68.3075 | 71.9126
Bartow CC 1 PAG | Gas/Oil:Combined Cycle | DEF | DEF | 53.9701 | 45.2461 | 43.4807 | 43.2719 | 44.3862 | 45.4442 | 45.2127 | 43.8804 | 44.2168 | 45.6342 | 46.4423 | 49.1957 | 49.8828 | 51.4843 | 53.3002 | 54.1117 | 57.2834 | 59.3311 | 63.1297 | 63.2782 | 67.0702 | 68.5137 | 73.0098 | 74.972 | 79.3375 | 83.0555 | 83.0278
BARTOW_P 1 | Gas/Oil:Combustion Turbine | DEF | DEF | 2024: 308.88
BARTOW_P 2 | Gas/Oil:Combustion Turbine | DEF | DEF | 2023: 135.1011; 2024: 78.021; 2025: 81.4809; 2026: 82.9756; 2027: 78.7148; 2028: 73.6907; 2029: 83.8575; 2030: 76.0647; 2031: 77.3593; 2032: 79.0008; 2033: 86.452; 2034: 84.1931
BARTOW_P 3 | Gas/Oil:Combustion Turbine | DEF | DEF
BARTOW_P 4 | Gas/Oil:Combustion Turbine | DEF | DEF | 2023: 98.2928; 2024: 77.1517; 2025: 73.2639; 2026: 70.2373; 2027: 74.013; 2028: 74.3044; 2029: 75.4366; 2030: 74.4505; 2031: 75.9836; 2032: 79.9192; 2033: 80.7478; 2034: 90.1323
Battery 2 Hours | Storage:Battery | DEF | DEF
Battery 4 Hours | Storage:Battery | DEF | DEF
BAYBORO_P 1 | Gas/Oil:Combustion Turbine | DEF | DEF | 2024: 270.6194; 2025: 270.6664
BAYBORO_P 2 | Gas/Oil:Combustion Turbine | DEF | DEF | 2024: 329.0493; 2025: 329.3821
BAYBORO_P 3 | Gas/Oil:Combustion Turbine | DEF | DEF | 2024: 266.0492; 2025: 284.6458
BAYBORO_P 4 | Gas/Oil:Combustion Turbine | DEF | DEF | 2024: 267.4322; 2025: 284.6458
Citrus CC 1 | Gas/Oil:Combined Cycle | DEF | DEF | 42.8663 | 35.7045 | 33.792 | 32.8269 | 32.9309 | 33.6553 | 33.6802 | 32.9635 | 33.1441 | 34.0577 | 35.1533 | 35.969 | 37.0078 | 38.2181 | 38.9307 | 42.6423 | 43.6147 | 46.3038 | 48.9821 | 51.1976 | 53.108 | 55.3097 | 56.647 | 58.8352 | 61.3008 | 65.2462 | 69.1955 | 174.2121 | 177.5973 | 178.4204 | 177.9727 | 177.7426 | 176.5701 | 178.8664 | 177.2558
Citrus CC 1 Duct | Gas/Oil:Combined Cycle | DEF | DEF | 59.7302 | 50.3869 | 48.6924 | 48.026 | 48.5676 | 49.6351 | 49.6278 | 48.7188 | 49.5968 | 50.4701 | 52.0236 | 52.939 | 54.8137 | 56.0808 | 58.2661 | 62.9406 | 64.7229 | 67.394 | 73.7242 | 76.1121 | 78.0693 | 81.8854 | 84.8601 | 87.5456 | 92.0744 | 99.118 | 102.5066 | 251.8293 | 251.8259 | 251.8255 | 251.7858 | 251.826 | 251.8293 | 251.8084 | 251.8238
Citrus CC 2 | Gas/Oil:Combined Cycle | DEF | DEF | 43.3621 | 35.6506 | 33.7685 | 32.8376 | 32.9786 | 33.6317 | 33.6442 | 32.9106 | 32.7653 | 33.9521 | 34.9378 | 36.0385 | 37.2684 | 38.1276 | 39.3778 | 42.3649 | 43.8976 | 45.2153 | 49.6856 | 51.0021 | 52.8904 | 55.0514 | 56.9415 | 59.1828 | 61.8222 | 65.4172 | 69.8979 | 176.5159 | 177.5251 | 176.7409 | 176.8445 | 177.8259 | 178.4723 | 179.983 | 175.7533
Citrus CC 2 Duct | Gas/Oil:Combined Cycle | DEF | DEF | 60.1374 | 49.7873 | 48.5681 | 47.699 | 48.3655 | 49.6256 | 49.5904 | 48.6886 | 49.1125 | 50.329 | 51.9969 | 52.859 | 55.1167 | 56.1508 | 58.4593 | 62.4084 | 64.8676 | 67.3452 | 74.0981 | 75.9255 | 77.8864 | 81.4528 | 85.2391 | 87.3997 | 92.0576 | 97.6112 | 102.355 | 251.8194 | 251.7784 | 251.799 | 251.8008 | 251.7306 | 251.7376 | 251.7969 | 251.8135
Crystal 4 | Coal:Conventional | DEF | DEF | 2023: 86.1863; 2024: 71.5038; 2025: 62.6686; 2026: 66.7189; 2027: 66.4347; 2028: 62.7396; 2029: 55.8037; 2030: 49.2427; 2031: 43.3625; 2032: 44.1947; 2033: 44.2137; 2034: 45.0232
Crystal 5 | Coal:Conventional | DEF | DEF | 2023: 83.4186; 2024: 69.0035; 2025: 61.0796; 2026: 62.5201; 2027: 63.7511; 2028: 60.4348; 2029: 54.0362; 2030: 48.1283; 2031: 42.5125; 2032: 43.2073; 2033: 43.9918; 2034: 44.9012
DEBARY 10 | Gas/Oil:Combustion Turbine | DEF | DEF | 2024: 263.4751; 2025: 254.4328; 2026: 293.8565; 2027: 266.7704; 2028: 264.7075; 2029: 262.5121; 2030: 215.4172; 2031: 214.8114; 2032: 210.7346; 2034: 207.2579; 2035: 222.6524; 2036: 236.0765
DEBARY 2 | Gas/Oil:Combustion Turbine | DEF | DEF | 2024: 240.6066; 2026: 253.2557
DEBARY 3 | Gas/Oil:Combustion Turbine | DEF | DEF | 2024: 245.188; 2025: 395.61; 2026: 253.2557
DEBARY 4 | Gas/Oil:Combustion Turbine | DEF | DEF | 2024: 282.6768; 2026: 252.0265
DEBARY 5 | Gas/Oil:Combustion Turbine | DEF | DEF | 2024: 253.4834; 2026: 245.7087
DEBARY 6 | Gas/Oil:Combustion Turbine | DEF | DEF | 2024: 253.0018; 2025: 236.4025; 2026: 280.1554; 2027: 423.7599
DEBARY 7 | Gas/Oil:Combustion Turbine | DEF | DEF | 2023: 90.8112; 2024: 69.2767; 2025: 65.7609; 2026: 65.5174; 2027: 67.3342; 2028: 68.2336; 2029: 69.6788; 2030: 67.8009; 2031: 68.9726; 2032: 71.876; 2033: 71.5575; 2034: 73.4567; 2035: 74.8456; 2036: 75.6496
DEBARY 8 | Gas/Oil:Combustion Turbine | DEF | DEF | 2023: 93.1233; 2024: 71.3874; 2025: 67.7661; 2026: 66.7297; 2027: 66.7997; 2028: 68.8296; 2029: 70.936; 2030: 70.0617; 2031: 70.4883; 2032: 73.6189; 2033: 72.8595; 2034: 74.1826; 2035: 74.0017; 2036: 74.2018
DEBARY 9 | Gas/Oil:Combustion Turbine | DEF | DEF | 2023: 93.8074; 2024: 69.8887; 2025: 66.9366; 2026: 66.8255; 2027: 67.4807; 2028: 68.2752; 2029: 71.142; 2030: 69.1761; 2031: 70.5751; 2032: 73.248; 2033: 72.4222; 2034: 74.2474; 2035: 73.6283; 2036: 73.7372
DEF Nuclear Natrium | Nuclear:Nuclear | DEF | DEF | 2048: 10.0279; 2049: 10.4835; 2050: 11.1936; 2051: 12.0578; 2052: 11.8901; 2053: 12.1959; 2054: 11.944; 2055: 11.8667; 2056: 11.6462; 2057: 11.6202
DEF Nuclear Natrium - Storage | Storage:Battery | DEF | DEF
DEF Nuclear Natrium - Storage PTC | Storage:Battery | DEF | DEF
DEF Nuclear Natrium PTC | Nuclear:Nuclear | DEF | DEF | 2038: 6.866; 2039: 7.2999; 2040: 7.5265; 2041: 7.677; 2042: 7.8306; 2043: 7.9872; 2044: 8.1469; 2045: 8.3113; 2046: 8.4761; 2047: 8.6624; 2048: 8.833; 2049: 9.0228; 2050: 9.2155; 2051: 9.4263; 2052: 9.6039; 2053: 9.7713; 2054: 9.9609; 2055: 10.1329; 2056: 10.3323; 2057: 10.5389
Gen 190MW CT | Gas/Oil:Combustion Turbine | DEF | DEF | [7 empty] | 64.4305 | 71.613 |  | 77.7468 | 68.3359 | 65.2642 | 67.584 | 69.7888 | 84.6643 | 83.7105 | 92.4839 | 91.9361 | 97.7058 | 100.0268 | 106.3305 | 103.1973 | 106.9944 | 114.5188 | 126.3043 | 130.2237 | 273.7745 | 275.7176 | 274.6066 | 275.1071 | 274.703 | 275.3235 | 275.0161 | 275.3663
Gen 190MW CT H2 | Gas/Oil:Combustion Turbine | DEF | DEF | 2043: 226.2646; 2044: 266.462; 2045: 236.7576; 2046: 243.1849; 2047: 248.5087; 2048: 265.5302; 2049: 277.0896; 2050: 271.2129; 2051: 272.2928; 2052: 272.2007; 2053: 271.8854; 2054: 272.3853; 2055: 272.6471; 2056: 271.0943; 2057: 272.0665
HEAT | Demand:Demand Response | DEF | DEF
Hines CC 1 | Gas/Oil:Combined Cycle | DEF | DEF | 2023: 45.8227; 2024: 39.7861; 2025: 37.2038; 2026: 37.5222; 2027: 37.6874; 2028: 38.815; 2029: 38.6998; 2030: 37.8894; 2031: 38.4967; 2032: 39.3114; 2033: 40.233; 2034: 41.2162; 2035: 41.6915; 2036: 42.3492; 2037: 43.9002; 2038: 45.0252; 2039: 46.7554
Hines CC 2 | Gas/Oil:Combined Cycle | DEF | DEF | 47.6359 | 39.0709 | 36.6473 | 36.4581 | 37.2043 | 38.4098 | 38.1168 | 37.6362 | 37.9101 | 38.545 | 39.7174 | 40.3775 | 41.2225 | 42.0466 | 43.514 | 44.7714 | 46.9449 | 48.6324 | 51.2976 | 52.6327 | 54.4896
Hines CC 3 | Gas/Oil:Combined Cycle | DEF | DEF | 46.7028 | 37.8977 | 36.7461 | 35.5889 | 36.1072 | 36.8933 | 37.1661 | 36.1972 | 36.6485 | 37.3997 | 38.5781 | 39.4687 | 40.0996 | 41.0059 | 42.484 | 43.6639 | 45.7798 | 47.6707 | 49.9438 | 50.943 | 52.4021 | 55.4418 | 58.5217
Hines CC 4 | Gas/Oil:Combined Cycle | DEF | DEF | 47.2333 | 38.544 | 36.8486 | 36.2448 | 37.062 | 36.8899 | 37.2605 | 36.092 | 36.0655 | 37.3202 | 38.3577 | 39.3804 | 39.5898 | 40.605 | 42.319 | 43.179 | 45.4056 | 47.4256 | 49.4963 | 50.8478 | 53.3558 | 54.9431 | 58.1291 | 58.9916 | 62.6162
INT CITY 1 | Gas/Oil:Combustion Turbine | DEF | DEF | 2023: 295.3834; 2024: 260.3623; 2025: 308.0531; 2026: 256.0863; 2027: 274.9198; 2028: 252.4464; 2030: 212.9808; 2031: 205.2338; 2032: 203.4206; 2033: 262.2357
INT CITY 10 | Gas/Oil:Combustion Turbine | DEF | DEF | 2023: 88.8073; 2024: 67.8346; 2025: 65.5177; 2026: 66.2515; 2027: 66.5211; 2028: 67.1463; 2029: 68.9348; 2030: 67.162; 2031: 68.3896; 2032: 69.3772; 2033: 70.546; 2034: 72.0325; 2035: 73.7441; 2036: 74.6755; 2037: 77.0109; 2038: 81.5377
INT CITY 11 | Gas/Oil:Combustion Turbine | DEF | DEF | 2024: 229.6191; 2025: 224.5906; 2026: 248.9528; 2027: 236.4625; 2028: 223.8665; 2030: 186.5591; 2031: 178.061; 2032: 180.7903; 2033: 183.554; 2034: 199.0133; 2035: 197.9782; 2036: 191.9167; 2037: 198.7365; 2038: 191.7877; 2039: 204.8593; 2040: 227.4539; 2041: 216.9879; 2042: 233.7572; 2043: 227.2898; 2044: 220.7054
INT CITY 12 | Gas/Oil:Combustion Turbine | DEF | DEF | 90.4855 | 67.2507 | 65.0134 | 66.7182 | 65.4136 | 67.7922 | 68.2748 | 66.136 | 67.2032 | 68.0774 | 71.0604 | 72.2636 | 74.0303 | 75.3608 | 77.7068 | 80.4368 | 82.8405 | 85.5927 | 90.7515 | 93.1539 | 95.7735 | 97.8478 | 104.8188
INT CITY 13 | Gas/Oil:Combustion Turbine | DEF | DEF | 87.4301 | 66.4692 | 64.7014 | 63.8332 | 64.4092 | 66.5483 | 67.477 | 65.4354 | 67.0925 | 67.7936 | 70.397 | 71.9801 | 73.8012 | 75.2197 | 77.5173 | 78.9403 | 82.456 | 86.0146 | 90.1352 | 93.0721 | 95.7264 | 98.8044 | 104.4876
INT CITY 14 | Gas/Oil:Combustion Turbine | DEF | DEF | 85.4378 | 66.8929 | 64.3453 | 63.792 | 64.7963 | 66.6235 | 67.2862 | 65.5739 | 66.7244 | 67.7685 | 70.1194 | 71.7288 | 72.9541 | 74.0503 | 76.9424 | 79.3961 | 82.1917 | 85.4448 | 90.0329 | 92.6491 | 95.7783 | 99.3596 | 105.7934
INT CITY 2 | Gas/Oil:Combustion Turbine | DEF | DEF | 2027: 297.0386; 2028: 302.4685; 2030: 231.5076; 2031: 216.6195; 2032: 247.6368
INT CITY 3 | Gas/Oil:Combustion Turbine | DEF | DEF | 2024: 290.8196; 2025: 302.8582; 2026: 298.2195; 2027: 288.7454; 2028: 261.7317; 2030: 222.1436; 2031: 210.706; 2032: 222.0804
INT CITY 4 | Gas/Oil:Combustion Turbine | DEF | DEF | 2023: 316.5236; 2024: 268.6336; 2025: 296.3588; 2026: 234.9326; 2027: 285.4842; 2028: 265.2359; 2030: 225.3591; 2031: 226.6684; 2032: 210.6743
INT CITY 5 | Gas/Oil:Combustion Turbine | DEF | DEF | 2026: 241.8685; 2027: 289.2249; 2028: 269.3761; 2030: 216.8811; 2031: 209.7708; 2032: 212.4567
INT CITY 6 | Gas/Oil:Combustion Turbine | DEF | DEF | 2023: 348.8024; 2024: 281.9665; 2025: 268.9242; 2026: 283.8913; 2027: 279.7384; 2028: 260.9387; 2030: 219.5942; 2031: 209.7446; 2032: 223.886; 2033: 244.3217
INT CITY 7 | Gas/Oil:Combustion Turbine | DEF | DEF | 2023: 84.0378; 2024: 69.204; 2025: 66.2336; 2026: 65.6706; 2027: 66.1953; 2028: 67.7113; 2029: 72.1575; 2030: 70.3444; 2031: 70.7559; 2032: 71.2586; 2033: 71.9478; 2034: 73.0192; 2035: 74.0204; 2036: 75.1746; 2037: 77.2139; 2038: 82.8265
INT CITY 8 | Gas/Oil:Combustion Turbine | DEF | DEF | 2023: 85.6474; 2024: 68.0216; 2025: 65.4991; 2026: 65.4261; 2027: 65.6796; 2028: 67.5768; 2029: 69.9359; 2030: 68.7649; 2031: 69.4192; 2032: 70.5698; 2033: 70.5373; 2034: 72.3117; 2035: 73.4322; 2036: 74.4032; 2037: 76.9362; 2038: 82.2666
INT CITY 9 | Gas/Oil:Combustion Turbine | DEF | DEF | 2023: 86.3633; 2024: 67.4814; 2025: 65.3562; 2026: 65.2928; 2027: 65.983; 2028: 66.9411; 2029: 70.2177; 2030: 68.3492; 2031: 69.0503; 2032: 70.4675; 2033: 70.0182; 2034: 72.1678; 2035: 73.3746; 2036: 74.6709; 2037: 76.6537; 2038: 83.1652
INTER | Demand:Demand Response | DEF | DEF
Mulberry | Gas/Oil:Combined Cycle | DEF | DEF
New DEF OnShore Wind | Renewable:Wind | DEF | DEF
New DEF OnShore Wind PTC | Renewable:Wind | DEF | DEF
NSG Vand CT 1 | Gas/Oil:Combustion Turbine | DEF | DEF | 2023: 64.8826; 2024: 53.6049; 2025: 52.3434; 2026: 52.6543; 2027: 52.3878
NSG Vand CT 2 | Gas/Oil:Combustion Turbine | DEF | DEF | 2023: 64.6913; 2024: 53.5505; 2025: 52.4101; 2026: 52.9623; 2027: 52.7551
NSG Vand CT 3 | Gas/Oil:Combustion Turbine | DEF | DEF | 2023: 66.1969; 2024: 53.6704; 2025: 52.4459; 2026: 52.6046; 2027: 53.1013
NSG Vand CT 4 | Gas/Oil:Combustion Turbine | DEF | DEF | 2023: 65.5684; 2024: 53.7591; 2025: 52.2669; 2026: 52.4823; 2027: 53.5484
Orange Cogen | Gas/Oil:Combined Cycle | DEF | DEF
Orlando Cogen | Gas/Oil:Combined Cycle | DEF | DEF
Osprey 1 0 | Gas/Oil:Combined Cycle | DEF | DEF | 2023: 45.3751; 2024: 37.6583
Osprey 1 1 | Gas/Oil:Combined Cycle | DEF | DEF | 2023: 44.7057; 2024: 37.0135
Osprey 1 2 | Gas/Oil:Combined Cycle | DEF | DEF | 2023: 51.2664; 2024: 41.5176
OspreyAcq | Gas/Oil:Combined Cycle | DEF | DEF |  | 38.2223 | 36.253 | 35.3969 | 36.002 | 36.8276 | 37.0096 | 36.109 | 36.2574 | 37.4846 | 38.3753 | 39.2827 | 40.0931 | 40.539 | 42.1167 | 43.7833 | 45.1654 | 47.0585 | 49.4816 | 51.0929 | 52.8811 | 55.1083
OspreyAcqDF | Gas/Oil:Combined Cycle | DEF | DEF |  | 46.1177 | 40.7124 | 40.3369 | 41.0941 | 42.3426 | 42.3978 | 41.3692 | 41.9257 | 42.8028 | 43.9784 | 45.1828 | 45.9148 | 46.9029 | 48.7021 | 50.457 | 52.0398 | 54.6745 | 57.2766 | 58.8249 | 60.9281 | 62.6377
Pasco County | Renewable:Biomass | DEF | DEF
Pinellas County | Renewable:Biomass | DEF | DEF
Shady Hills 1 | Gas/Oil:Combustion Turbine | DEF | DEF | 2023: 68.1776; 2024: 57.7909
Shady Hills 2 | Gas/Oil:Combustion Turbine | DEF | DEF | 2023: 67.2892; 2024: 72.6304
Shady Hills 3 | Gas/Oil:Combustion Turbine | DEF | DEF | 2023: 69.2473; 2024: 72.0823
Solar 3rdParty Block 1 | Renewable:Solar PV | DEF | DEF
Solar 3rdParty Block 2 | Renewable:Solar PV | DEF | DEF
Solar 3rdParty Block 3 | Renewable:Solar PV | DEF | DEF
Solar 3rdParty Block 4 | Renewable:Solar PV | DEF | DEF
Solar DEF Bay Ranch | Renewable:Solar PV | DEF | DEF
Solar DEF Bay Trail | Renewable:Solar PV | DEF | DEF
Solar DEF Charlie Creek | Renewable:Solar PV | DEF | DEF
Solar DEF Columbia | Renewable:Solar PV | DEF | DEF
Solar DEF County Line | Renewable:Solar PV | DEF | DEF
Solar DEF Debary | Renewable:Solar PV | DEF | DEF
Solar DEF Duette | Renewable:Solar PV | DEF | DEF
Solar DEF Falmouth | Renewable:Solar PV | DEF | DEF
Solar DEF Fort Green | Renewable:Solar PV | DEF | DEF
Solar DEF Hamilton | Renewable:Solar PV | DEF | DEF
Solar DEF Hardeetown | Renewable:Solar PV | DEF | DEF
Solar DEF High Spring | Renewable:Solar PV | DEF | DEF
Solar DEF Hildreth | Renewable:Solar PV | DEF | DEF
Solar DEF Lake Placid | Renewable:Solar PV | DEF | DEF
Solar DEF Mule Creek | Renewable:Solar PV | DEF | DEF
Solar DEF NEW 1 | Renewable:Solar PV | DEF | DEF
Solar DEF NEW 1 PTC | Renewable:Solar PV | DEF | DEF
Solar DEF NEW 2 | Renewable:Solar PV | DEF | DEF
Solar DEF NEW 2 PTC | Renewable:Solar PV | DEF | DEF
Solar DEF NEW 5 | Renewable:Solar PV | DEF | DEF
Solar DEF NEW 5 PTC | Renewable:Solar PV | DEF | DEF
Solar DEF Osc Perry Suw | Renewable:Solar PV | DEF | DEF
Solar DEF Sandy Creek | Renewable:Solar PV | DEF | DEF
Solar DEF Santa Fe | Renewable:Solar PV | DEF | DEF
Solar DEF St Pete Pier | Renewable:Solar PV | DEF | DEF
Solar DEF Trenton | Renewable:Solar PV | DEF | DEF
Solar DEF Twin Rivers | Renewable:Solar PV | DEF | DEF
Solar DEF Winquepin | Renewable:Solar PV | DEF | DEF
Solar+Storage DEF NEW 1 | Renewable:Solar PV | DEF | DEF
Solar+Storage DEF NEW 1 PTC + ITC | Renewable:Solar PV | DEF | DEF
Standby | Demand:Demand Response | DEF | DEF
SUWANNEE_P 1 | Gas/Oil:Combustion Turbine | DEF | DEF | 2023: 87.1721; 2024: 74.4384; 2025: 69.139; 2026: 67.2236; 2027: 69.2786; 2028: 70.7217; 2029: 71.4948; 2030: 70.0058; 2031: 70.8379; 2032: 73.3302; 2033: 74.9572; 2034: 77.2641
SUWANNEE_P 2 | Gas/Oil:Combustion Turbine | DEF | DEF | 2023: 89.5474; 2024: 72.5884; 2025: 69.9476; 2026: 68.3656; 2027: 69.446; 2028: 71.2968; 2029: 71.2684; 2030: 70.1474; 2031: 70.1366; 2032: 74.1441; 2033: 76.2407; 2034: 78.3841
SUWANNEE_P 3 | Gas/Oil:Combustion Turbine | DEF | DEF | 2023: 88.3381; 2024: 71.3761; 2025: 69.0164; 2026: 67.492; 2027: 68.7381; 2028: 70.7195; 2029: 71.0812; 2030: 69.4; 2031: 70.7564; 2032: 73.2034; 2033: 74.986; 2034: 79.067
Tigerbay 1 | Gas/Oil:Combined Cycle | DEF | DEF | 2023: 48.5256; 2024: 39.5416; 2025: 37.155; 2026: 37.1111; 2027: 37.619; 2028: 39.1022; 2029: 38.8912; 2030: 38.3383; 2031: 38.055; 2032: 39.1396; 2033: 40.1842; 2034: 41.0804; 2035: 43.0843
U OF FL 1 | Gas/Oil:Combustion Turbine | DEF | DEF | 2023: 62.7819; 2024: 51.7168; 2025: 49.3248; 2026: 48.417; 2027: 48.8728
Voltage Red | Demand:Demand Response | DEF | DEF
WaterHtr_PP | Demand:Demand Response | DEF | DEF
Group Totals
Resource | Type | BA | Area | 2023 | 2024 | 2025 | 2026 | 2027 | 2028 | 2029 | 2030 | 2031 | 2032 | 2033 | 2034 | 2035 | 2036 | 2037 | 2038 | 2039 | 2040 | 2041 | 2042 | 2043 | 2044 | 2045 | 2046 | 2047 | 2048 | 2049 | 2050 | 2051 | 2052 | 2053 | 2054 | 2055 | 2056 | 2057
Total | Coal:Conventional | DEF | DEF | 2023: 85.1134; 2024: 70.1884; 2025: 61.956; 2026: 64.4682; 2027: 65.1822; 2028: 61.6323; 2029: 54.9938; 2030: 48.6916; 2031: 43.0168; 2032: 43.6482; 2033: 44.1243; 2034: 44.9866
Total | Demand:Demand Response | DEF | DEF | 0 | 0 | 0 | 0 | 0 | 0 | 0 | 0 | 0 | 0 | 0 | 0 | 0 | 0 | 0 | 0 | 0 | 0 | 0 | 0 | 0 | 0 | 0 | 0 | 0 | 0 | 0 | 0 | 0 | 0 | 0 | 0 | 0 | 0 | 0
Total | Gas/Oil:Combined Cycle | DEF | DEF | 43.1475 | 36.8765 | 35.3344 | 35.1396 | 35.5351 | 36.463 | 36.39 | 35.5059 | 35.5993 | 36.5325 | 37.5524 | 38.6969 | 39.5474 | 40.4264 | 41.9617 | 43.6909 | 45.3923 | 47.372 | 50.0391 | 51.4994 | 53.5336 | 55.7581 | 58.2723 | 60.305 | 63.4778 | 67.065 | 70.8936 | 180.6703 | 181.3503 | 182.0972 | 181.249 | 182.0933 | 181.4945 | 183.065 | 181.2782
Total | Gas/Oil:Combustion Turbine | DEF | DEF | 67.7933 | 56.9126 | 54.6345 | 54.2299 | 56.5848 | 71.8994 | 70.6534 | 70.989 | 75.529 | 74.2319 | 73.635 | 70.6584 | 67.6874 | 69.5206 | 72.055 | 84.7965 | 84.7384 | 90.5897 | 91.849 | 98.1152 | 101.2904 | 105.3711 | 108.9694 | 111.6486 | 124.936 | 128.1822 | 143.4389 | 272.0883 | 273.928 | 273.4296 | 272.9627 | 273.12 | 273.6301 | 272.7447 | 273.6206
Total | Gas/Oil:Steam Turbine | DEF | DEF | 2023: 70.3703; 2024: 58.0828; 2025: 59.5096; 2026: 58.3582; 2027: 59.8799; 2028: 61.8596; 2029: 64.7598; 2030: 65.1437; 2031: 67.293; 2032: 71.8737; 2033: 75.3504; 2034: 66.3241; 2035: 66.5983; 2036: 67.4319; 2037: 68.3019; 2038: 70.6243; 2039: 72.255; 2040: 76.013; 2041: 77.9656; 2042: 79.4748
Total | Nuclear:Nuclear | DEF | DEF | 2038: 6.866; 2039: 7.2999; 2040: 7.5265; 2041: 7.677; 2042: 7.8306; 2043: 7.9872; 2044: 8.1469; 2045: 8.3113; 2046: 8.4761; 2047: 8.6624; 2048: 8.9246; 2049: 9.194; 2050: 9.5378; 2051: 9.9061; 2052: 10.1667; 2053: 10.4644; 2054: 10.7365; 2055: 10.9309; 2056: 11.0842; 2057: 11.2361
Total | Renewable:Biomass | DEF | DEF | 2023: 0; 2024: 0; 2025: 0; 2026: 0; 2027: 0; 2028: 0; 2029: 0; 2030: 0; 2031: 0; 2032: 0; 2033: 0; 2034: 0; 2035: 0; 2036: 0; 2037: 0; 2038: 0; 2039: 0; 2040: 0; 2041: 0; 2042: 0
Total | Renewable:Solar PV | DEF | DEF | 0 | 0 | 0 | 0 | 0 | 0 | 0 | 0 | 0 | 0 | 0 | 0 | 0 | 0 | 0 | 0 | 0 | 0 | 0 | 0 | 0 | 0 | 0 | 0 | 0 | 0 | 0 | 0 | 0 | 0 | 0 | 0 | 0 | 0 | 0
Total | Renewable:Wind | DEF | DEF | 2043: 0; 2044: 0; 2045: 0; 2046: 0; 2047: 0; 2048: 0; 2049: 0; 2050: 0; 2051: 0; 2052: 0; 2053: 0; 2054: 0; 2055: 0; 2056: 0; 2057: 0
Total | Storage:Battery | DEF | DEF |  |  |  |  | 0 | 0 | 0 | 0 | 0 | 0 | 0 | 0 | 0 | 0 | 0 | 0 | 0 | 0 | 0 | 0 | 0 | 0 | 0 | 0 | 0 | 0 | 0 | 0 | 0 | 0 | 0 | 0 | 0 | 0 | 0
Solar 14
Resource | Type | BA | Area | 2023 | 2024 | 2025 | 2026 | 2027 | 2028 | 2029 | 2030 | 2031 | 2032 | 2033 | 2034 | 2035 | 2036 | 2037 | 2038 | 2039 | 2040 | 2041 | 2042 | 2043 | 2044 | 2045 | 2046 | 2047 | 2048 | 2049 | 2050 | 2051 | 2052 | 2053 | 2054 | 2055 | 2056 | 2057
AC | Demand:Demand Response | DEF | DEF
Anclote 1 | Gas/Oil:Steam Turbine | DEF | DEF | 2023: 68.9972; 2024: 56.319; 2025: 57.1681; 2026: 56.8086; 2027: 57.7046; 2028: 60.2063; 2029: 61.388; 2030: 61.8423; 2031: 63.457; 2032: 65.7051; 2033: 69.3624; 2034: 63.534; 2035: 63.9018; 2036: 65.2845; 2037: 65.9706; 2038: 70.1712; 2039: 71.002; 2040: 75.4423; 2041: 76.507; 2042: 79.9597
Anclote 2 | Gas/Oil:Steam Turbine | DEF | DEF | 2023: 72.5612; 2024: 61.1291; 2025: 63.1574; 2026: 62.6969; 2027: 65.097; 2028: 66.8261; 2029: 74.129; 2030: 74.6721; 2031: 72.248; 2032: 80.4648; 2033: 81.1649; 2034: 72.9293; 2035: 71.414; 2036: 72.7973; 2037: 72.8161; 2038: 73.9349; 2039: 79.0244; 2040: 79.4294; 2041: 82.0795; 2042: 80.8873
As Avail | Gas/Oil:Combined Cycle | DEF | DEF
As Avail PCS | Renewable:Biomass | DEF | DEF
Bartow CC 1 0 | Gas/Oil:Combined Cycle | DEF | DEF | 46.743 | 38.7368 | 36.5986 | 36.0872 | 36.805 | 37.6643 | 37.6313 | 36.7083 | 36.767 | 37.9124 | 38.9591 | 40.0562 | 40.479 | 41.4114 | 43.0926 | 44.3408 | 46.3066 | 48.5071 | 50.6468 | 52.2508 | 54.1531 | 56.5559 | 59.0896 | 61.7949 | 64.5162 | 68.6502 | 72.7758
Bartow CC 1 PAG | Gas/Oil:Combined Cycle | DEF | DEF | 53.9644 | 45.2461 | 43.4777 | 43.1597 | 44.3071 | 45.3223 | 45.0845 | 43.6373 | 44.0312 | 45.3116 | 46.2214 | 48.9595 | 49.6313 | 51.07 | 53.1838 | 53.8366 | 57.1212 | 58.8299 | 63.0143 | 62.7831 | 66.9401 | 67.8907 | 72.8461 | 74.6534 | 79.5487 | 82.0529 | 82.2113
BARTOW_P 1 | Gas/Oil:Combustion Turbine | DEF | DEF | 2024: 308.88
BARTOW_P 2 | Gas/Oil:Combustion Turbine | DEF | DEF | 2023: 145.0089; 2024: 78.021; 2025: 81.3049; 2026: 83.5342; 2027: 80.5981; 2028: 77.8304; 2029: 85.2537; 2030: 75.7699; 2031: 76.2787; 2032: 78.9464; 2033: 79.6915; 2034: 90.0224
BARTOW_P 3 | Gas/Oil:Combustion Turbine | DEF | DEF
BARTOW_P 4 | Gas/Oil:Combustion Turbine | DEF | DEF | 2023: 96.9629; 2024: 77.1517; 2025: 74.0654; 2026: 69.7212; 2027: 72.919; 2028: 73.4802; 2029: 74.6672; 2030: 73.8512; 2031: 75.2868; 2032: 76.452; 2033: 78.276; 2034: 83.6791
Battery 2 Hours | Storage:Battery | DEF | DEF
Battery 4 Hours | Storage:Battery | DEF | DEF
BAYBORO_P 1 | Gas/Oil:Combustion Turbine | DEF | DEF | 2024: 270.6194; 2025: 270.6664
BAYBORO_P 2 | Gas/Oil:Combustion Turbine | DEF | DEF | 2024: 329.0493; 2025: 329.3821
BAYBORO_P 3 | Gas/Oil:Combustion Turbine | DEF | DEF | 2024: 266.0492; 2025: 263.9728
BAYBORO_P 4 | Gas/Oil:Combustion Turbine | DEF | DEF | 2024: 267.4322; 2025: 284.6458
Citrus CC 1 | Gas/Oil:Combined Cycle | DEF | DEF | 42.8613 | 35.7045 | 33.7919 | 32.8303 | 32.932 | 33.4933 | 33.6869 | 32.973 | 33.1627 | 34.0772 | 35.1735 | 35.9773 | 37.0331 | 38.2404 | 38.9448 | 42.6885 | 43.6468 | 46.3114 | 49.0504 | 51.3154 | 53.1785 | 55.1757 | 56.8458 | 58.8387 | 61.6412 | 65.823 | 69.5449 | 178.4274 | 181.7394 | 181.8133 | 183.0743 | 183.4769 | 182.6143 | 181.0101 | 178.0299
Citrus CC 1 Duct | Gas/Oil:Combined Cycle | DEF | DEF | 59.7617 | 50.3869 | 48.7082 | 48.0538 | 48.5241 | 49.6628 | 49.7237 | 48.7192 | 49.5442 | 50.4499 | 52.0821 | 52.9376 | 54.914 | 56.237 | 58.321 | 63.0322 | 64.9782 | 67.453 | 73.756 | 75.9587 | 78.3104 | 82.3451 | 84.8487 | 87.2704 | 92.1165 | 98.8534 | 102.4597 | 251.8207 | 251.8022 | 251.826 | 251.7781 | 251.8058 | 251.8185 | 251.8063 | 251.8267
Citrus CC 2 | Gas/Oil:Combined Cycle | DEF | DEF | 43.358 | 35.6506 | 33.7717 | 32.8374 | 32.9803 | 33.682 | 33.6518 | 32.9213 | 32.8067 | 33.994 | 34.9951 | 36.0612 | 37.278 | 38.1278 | 39.3749 | 42.4051 | 43.9518 | 45.2688 | 49.7231 | 51.0728 | 53.0008 | 55.2204 | 57.0595 | 59.4061 | 62.239 | 65.8193 | 70.7524 | 183.5792 | 182.7542 | 182.0299 | 183.4291 | 183.6838 | 183.9391 | 183.1458 | 175.7585
Citrus CC 2 Duct | Gas/Oil:Combined Cycle | DEF | DEF | 60.1416 | 49.7873 | 48.5714 | 47.7148 | 48.3339 | 49.6753 | 49.6624 | 48.6453 | 49.0139 | 50.3131 | 51.9352 | 52.8984 | 55.1036 | 56.1895 | 58.4553 | 62.4987 | 64.897 | 67.3972 | 74.147 | 75.9321 | 78.1127 | 81.6777 | 85.3758 | 87.5568 | 92.3247 | 97.7436 | 102.4215 | 251.7946 | 251.7823 | 251.7857 | 251.7837 | 251.7196 | 251.7418 | 251.7827 | 251.8138
Crystal 4 | Coal:Conventional | DEF | DEF | 2023: 86.1402; 2024: 71.5038; 2025: 62.6794; 2026: 66.8604; 2027: 66.9797; 2028: 62.7312; 2029: 56.1013; 2030: 49.4197; 2031: 43.4856; 2032: 44.3926; 2033: 44.5787; 2034: 45.0995
Crystal 5 | Coal:Conventional | DEF | DEF | 2023: 83.4366; 2024: 69.0035; 2025: 61.0661; 2026: 62.5671; 2027: 64.0224; 2028: 60.8633; 2029: 54.1631; 2030: 48.1702; 2031: 42.6029; 2032: 43.3495; 2033: 44.291; 2034: 44.9517
DEBARY 10 | Gas/Oil:Combustion Turbine | DEF | DEF | 2024: 263.4751; 2025: 254.4328; 2026: 293.8565; 2027: 286.2324; 2028: 285.8127; 2029: 262.5121; 2030: 209.7244; 2031: 226.6413; 2032: 210.9649; 2034: 245.2187; 2035: 229.8723; 2036: 226.3279
DEBARY 2 | Gas/Oil:Combustion Turbine | DEF | DEF | 2024: 240.6066
DEBARY 3 | Gas/Oil:Combustion Turbine | DEF | DEF | 2024: 245.188; 2026: 239.1246
DEBARY 4 | Gas/Oil:Combustion Turbine | DEF | DEF | 2024: 282.6768; 2026: 260.2653
DEBARY 5 | Gas/Oil:Combustion Turbine | DEF | DEF | 2024: 253.4834
DEBARY 6 | Gas/Oil:Combustion Turbine | DEF | DEF | 2024: 253.0018; 2025: 236.4025
DEBARY 7 | Gas/Oil:Combustion Turbine | DEF | DEF | 2023: 90.0476; 2024: 69.2767; 2025: 65.9777; 2026: 65.4187; 2027: 67.7097; 2028: 68.6049; 2029: 68.8398; 2030: 67.8186; 2031: 68.5932; 2032: 70.5852; 2033: 72.479; 2034: 73.4656; 2035: 73.7079; 2036: 75.3267
DEBARY 8 | Gas/Oil:Combustion Turbine | DEF | DEF | 2023: 93.8428; 2024: 71.3874; 2025: 67.346; 2026: 66.7026; 2027: 67.2444; 2028: 68.8433; 2029: 69.6933; 2030: 69.6902; 2031: 70.2605; 2032: 71.5971; 2033: 73.0631; 2034: 74.023; 2035: 73.7882; 2036: 74.6837
DEBARY 9 | Gas/Oil:Combustion Turbine | DEF | DEF | 2023: 93.2796; 2024: 69.8887; 2025: 67.3489; 2026: 66.6699; 2027: 68.3855; 2028: 68.3377; 2029: 69.4452; 2030: 69.5377; 2031: 70.3491; 2032: 71.3036; 2033: 73.705; 2034: 73.3588; 2035: 73.6432; 2036: 73.1579
DEF Nuclear Natrium | Nuclear:Nuclear | DEF | DEF | 2048: 10.2176; 2049: 10.902; 2050: 11.552; 2051: 12.6233; 2052: 12.2838; 2053: 12.6089; 2054: 12.2507; 2055: 12.1814; 2056: 11.8206; 2057: 11.7307
DEF Nuclear Natrium - Storage | Storage:Battery | DEF | DEF
DEF Nuclear Natrium - Storage PTC | Storage:Battery | DEF | DEF
DEF Nuclear Natrium PTC | Nuclear:Nuclear | DEF | DEF | 2038: 6.866; 2039: 7.2999; 2040: 7.5265; 2041: 7.677; 2042: 7.8306; 2043: 7.9872; 2044: 8.1469; 2045: 8.3101; 2046: 8.4761; 2047: 8.6627; 2048: 8.8332; 2049: 9.0228; 2050: 9.2153; 2051: 9.4264; 2052: 9.6036; 2053: 9.7715; 2054: 9.9607; 2055: 10.1328; 2056: 10.3323; 2057: 10.5389
Gen 190MW CT | Gas/Oil:Combustion Turbine | DEF | DEF | [7 empty] | 78.6757 | 67.7167 | 88.4613 |  | 70.7252 | 67.9841 | 70.0053 | 71.8624 | 87.0868 | 86.125 | 103.1228 | 93.8595 | 102.7807 | 104.7567 | 110.9357 | 106.226 | 109.4786 | 117.6278 | 129.6108 | 132.1797 | 274.7583 | 276.8581 | 275.5008 | 276.0562 | 275.7612 | 276.4285 | 275.9797 | 275.5386
Gen 190MW CT H2 | Gas/Oil:Combustion Turbine | DEF | DEF | 2043: 220.1307; 2044: 229.8742; 2045: 237.1984; 2046: 245.6146; 2047: 249.256; 2048: 269.2957; 2049: 280.8126; 2050: 271.4786; 2051: 273.6831; 2052: 273.6519; 2053: 272.8987; 2054: 273.3053; 2055: 274.1469; 2056: 271.4664; 2057: 272.4262
HEAT | Demand:Demand Response | DEF | DEF
Hines CC 1 | Gas/Oil:Combined Cycle | DEF | DEF | 2023: 45.8995; 2024: 39.7861; 2025: 37.1565; 2026: 37.6649; 2027: 37.8138; 2028: 38.9302; 2029: 38.8912; 2030: 38.2302; 2031: 38.8153; 2032: 39.8355; 2033: 40.4642; 2034: 41.5469; 2035: 41.9109; 2036: 42.5512; 2037: 44.177; 2038: 45.2879; 2039: 47.3503
Hines CC 2 | Gas/Oil:Combined Cycle | DEF | DEF | 47.5595 | 39.0709 | 36.6386 | 36.5514 | 37.4386 | 38.831 | 38.2887 | 37.8992 | 38.2922 | 38.9104 | 39.8592 | 40.6821 | 41.2392 | 42.0224 | 43.5454 | 44.9309 | 47.1071 | 48.8367 | 51.3384 | 52.8983 | 55.068
Hines CC 3 | Gas/Oil:Combined Cycle | DEF | DEF | 46.6991 | 37.8977 | 36.7679 | 35.5502 | 36.209 | 37.0345 | 37.2866 | 36.2721 | 36.8492 | 37.6511 | 38.6962 | 39.5627 | 40.1175 | 41.0542 | 42.5762 | 43.7695 | 45.8111 | 47.6914 | 50.0036 | 51 | 52.6361 | 55.7083 | 58.2893
Hines CC 4 | Gas/Oil:Combined Cycle | DEF | DEF | 47.1471 | 38.544 | 36.8413 | 36.2405 | 37.0733 | 36.949 | 37.3067 | 36.1292 | 36.0921 | 37.4366 | 38.6361 | 39.4864 | 39.6668 | 40.6249 | 42.3568 | 43.1946 | 45.4291 | 47.4821 | 49.6064 | 50.8604 | 53.362 | 55.047 | 58.298 | 59.1679 | 63.0812
INT CITY 1 | Gas/Oil:Combustion Turbine | DEF | DEF | 2023: 295.3834; 2024: 260.3623; 2025: 308.0531; 2026: 255.4346; 2027: 275.5727; 2028: 266.1686; 2030: 210.6148; 2031: 206.0914; 2032: 197.254; 2033: 217.9827; 2034: 207.4855
INT CITY 10 | Gas/Oil:Combustion Turbine | DEF | DEF | 2023: 88.8168; 2024: 67.8346; 2025: 65.4103; 2026: 66.1137; 2027: 66.4922; 2028: 68.7477; 2029: 68.2508; 2030: 66.8638; 2031: 67.3111; 2032: 70.4998; 2033: 71.4767; 2034: 72.3554; 2035: 72.9729; 2036: 75.4531; 2037: 77.8204; 2038: 81.1713
INT CITY 11 | Gas/Oil:Combustion Turbine | DEF | DEF | 2024: 229.6191; 2025: 224.5309; 2026: 241.5178; 2027: 236.7561; 2028: 219.7568; 2030: 187.7158; 2031: 180.1351; 2032: 189.0357; 2033: 195.8106; 2034: 216.8966; 2035: 199.0623; 2036: 194.1865; 2037: 198.2826; 2038: 196.5301; 2039: 206.9948; 2040: 217.5762; 2041: 222.5869; 2042: 228.1526; 2043: 241.7987; 2044: 223.1053
INT CITY 12 | Gas/Oil:Combustion Turbine | DEF | DEF | 93.0411 | 67.2507 | 64.9662 | 66.2518 | 66.6874 | 68.7007 | 67.9351 | 66.4653 | 67.2415 | 69.627 | 69.9821 | 72.1484 | 73.4015 | 74.7151 | 77.4176 | 80.3482 | 82.9621 | 86.3148 | 89.8853 | 93.6107 | 95.8309 | 98.2563 | 107.0779
INT CITY 13 | Gas/Oil:Combustion Turbine | DEF | DEF | 86.2392 | 66.4692 | 64.799 | 64.4728 | 65.0906 | 68.3864 | 66.9159 | 65.7846 | 66.6353 | 68.2353 | 69.7225 | 71.8907 | 73.3698 | 74.6798 | 77.8698 | 78.9171 | 82.6499 | 86.0797 | 90.7069 | 92.5012 | 96.1271 | 99.1947 | 105.0577
INT CITY 14 | Gas/Oil:Combustion Turbine | DEF | DEF | 84.9831 | 66.8929 | 64.3439 | 64.0074 | 64.9769 | 68.1455 | 67.1705 | 65.6557 | 66.8429 | 68.3087 | 69.9482 | 71.4913 | 72.9034 | 73.8597 | 77.2176 | 79.5116 | 82.4914 | 85.4295 | 90.1534 | 92.4374 | 95.8879 | 99.0419 | 105.2487
INT CITY 2 | Gas/Oil:Combustion Turbine | DEF | DEF | 2027: 297.0386; 2030: 249.6963; 2031: 219.3851; 2032: 261.3197
INT CITY 3 | Gas/Oil:Combustion Turbine | DEF | DEF | 2024: 290.8196; 2025: 302.8582; 2026: 307.6814; 2027: 278.1524; 2028: 263.6479; 2030: 218.7101; 2031: 214.4824; 2032: 232.1496; 2033: 246.432
INT CITY 4 | Gas/Oil:Combustion Turbine | DEF | DEF | 2023: 316.5236; 2024: 268.6336; 2025: 300.0287; 2026: 263.5255; 2027: 277.0747; 2028: 301.5246; 2030: 225.2515; 2031: 227.7181; 2032: 225.3029; 2033: 234.1363; 2034: 209.361
INT CITY 5 | Gas/Oil:Combustion Turbine | DEF | DEF | 2026: 241.8685; 2027: 289.2249; 2028: 254.8629; 2030: 219.7841; 2031: 211.9158; 2032: 223.3057; 2033: 248.0917
INT CITY 6 | Gas/Oil:Combustion Turbine | DEF | DEF | 2024: 281.9665; 2025: 282.6781; 2026: 277.4942; 2027: 275.5707; 2028: 259.9793; 2030: 226.6912; 2031: 211.5782; 2032: 233.0527; 2033: 244.3217
INT CITY 7 | Gas/Oil:Combustion Turbine | DEF | DEF | 2023: 84.8701; 2024: 69.204; 2025: 66.0945; 2026: 65.6014; 2027: 66.1752; 2028: 68.109; 2029: 71.8534; 2030: 69.5194; 2031: 69.9574; 2032: 71.3633; 2033: 71.4214; 2034: 74.529; 2035: 73.8684; 2036: 76.0537; 2037: 78.2416; 2038: 80.8505
INT CITY 8 | Gas/Oil:Combustion Turbine | DEF | DEF | 2023: 85.9131; 2024: 68.0216; 2025: 65.5763; 2026: 65.4594; 2027: 66.0633; 2028: 67.9669; 2029: 68.9931; 2030: 67.8299; 2031: 68.8657; 2032: 70.5843; 2033: 71.006; 2034: 72.9097; 2035: 73.4752; 2036: 75.0838; 2037: 77.5731; 2038: 80.7013
INT CITY 9 | Gas/Oil:Combustion Turbine | DEF | DEF | 2023: 86.7269; 2024: 67.4814; 2025: 65.3267; 2026: 65.1864; 2027: 66.5482; 2028: 67.7959; 2029: 70.2079; 2030: 67.9514; 2031: 68.513; 2032: 71.1705; 2033: 71.1554; 2034: 72.9667; 2035: 74.11; 2036: 75.1674; 2037: 77.6958; 2038: 80.4066
INTER | Demand:Demand Response | DEF | DEF
Mulberry | Gas/Oil:Combined Cycle | DEF | DEF
New DEF OnShore Wind | Renewable:Wind | DEF | DEF
New DEF OnShore Wind PTC | Renewable:Wind | DEF | DEF
NSG Vand CT 1 | Gas/Oil:Combustion Turbine | DEF | DEF | 2023: 65.754; 2024: 53.6049; 2025: 52.3679; 2026: 52.9639; 2027: 52.8595
NSG Vand CT 2 | Gas/Oil:Combustion Turbine | DEF | DEF | 2023: 65.1703; 2024: 53.5505; 2025: 52.3121; 2026: 52.8303; 2027: 52.576
NSG Vand CT 3 | Gas/Oil:Combustion Turbine | DEF | DEF | 2023: 65.7703; 2024: 53.6704; 2025: 52.5025; 2026: 52.4316; 2027: 53.1638
NSG Vand CT 4 | Gas/Oil:Combustion Turbine | DEF | DEF | 2023: 65.0913; 2024: 53.7591; 2025: 52.3416; 2026: 52.6004; 2027: 54.3286
Orange Cogen | Gas/Oil:Combined Cycle | DEF | DEF
Orlando Cogen | Gas/Oil:Combined Cycle | DEF | DEF
Osprey 1 0 | Gas/Oil:Combined Cycle | DEF | DEF | 2023: 45.7064; 2024: 37.6583
Osprey 1 1 | Gas/Oil:Combined Cycle | DEF | DEF | 2023: 44.6538; 2024: 37.0135
Osprey 1 2 | Gas/Oil:Combined Cycle | DEF | DEF | 2023: 51.3526; 2024: 41.5176
OspreyAcq | Gas/Oil:Combined Cycle | DEF | DEF |  | 38.2223 | 36.2447 | 35.4132 | 36.1397 | 36.8816 | 37.1379 | 36.2743 | 36.4632 | 37.7015 | 38.7732 | 39.3662 | 40.2078 | 40.5945 | 42.1954 | 43.7251 | 45.1764 | 47.0437 | 49.4268 | 51.1498 | 52.9789 | 55.3951
OspreyAcqDF | Gas/Oil:Combined Cycle | DEF | DEF |  | 46.1177 | 40.7009 | 40.3318 | 41.0667 | 42.3155 | 42.4332 | 41.3838 | 41.8768 | 42.8316 | 44.2746 | 45.1028 | 45.8714 | 46.8703 | 48.6653 | 50.4497 | 51.9784 | 54.6425 | 57.3007 | 58.6678 | 61.0112 | 62.6619
Pasco County | Renewable:Biomass | DEF | DEF
Pinellas County | Renewable:Biomass | DEF | DEF
Shady Hills 1 | Gas/Oil:Combustion Turbine | DEF | DEF | 2023: 66.6807; 2024: 57.7909
Shady Hills 2 | Gas/Oil:Combustion Turbine | DEF | DEF | 2023: 67.2664; 2024: 72.6304
Shady Hills 3 | Gas/Oil:Combustion Turbine | DEF | DEF | 2023: 69.3167; 2024: 72.0823
Solar 3rdParty Block 1 | Renewable:Solar PV | DEF | DEF
Solar 3rdParty Block 2 | Renewable:Solar PV | DEF | DEF
Solar 3rdParty Block 3 | Renewable:Solar PV | DEF | DEF
Solar 3rdParty Block 4 | Renewable:Solar PV | DEF | DEF
Solar DEF Bay Ranch | Renewable:Solar PV | DEF | DEF
Solar DEF Bay Trail | Renewable:Solar PV | DEF | DEF
Solar DEF Charlie Creek | Renewable:Solar PV | DEF | DEF
Solar DEF Columbia | Renewable:Solar PV | DEF | DEF
Solar DEF County Line | Renewable:Solar PV | DEF | DEF
Solar DEF Debary | Renewable:Solar PV | DEF | DEF
Solar DEF Duette | Renewable:Solar PV | DEF | DEF
Solar DEF Falmouth | Renewable:Solar PV | DEF | DEF
Solar DEF Fort Green | Renewable:Solar PV | DEF | DEF
Solar DEF Hamilton | Renewable:Solar PV | DEF | DEF
Solar DEF Hardeetown | Renewable:Solar PV | DEF | DEF
Solar DEF High Spring | Renewable:Solar PV | DEF | DEF
Solar DEF Hildreth | Renewable:Solar PV | DEF | DEF
Solar DEF Lake Placid | Renewable:Solar PV | DEF | DEF
Solar DEF Mule Creek | Renewable:Solar PV | DEF | DEF
Solar DEF NEW 1 | Renewable:Solar PV | DEF | DEF
Solar DEF NEW 1 PTC | Renewable:Solar PV | DEF | DEF
Solar DEF NEW 2 | Renewable:Solar PV | DEF | DEF
Solar DEF NEW 2 PTC | Renewable:Solar PV | DEF | DEF
Solar DEF NEW 3 | Renewable:Solar PV | DEF | DEF
Solar DEF NEW 3 PTC | Renewable:Solar PV | DEF | DEF
Solar DEF NEW 4 | Renewable:Solar PV | DEF | DEF
Solar DEF NEW 4 PTC | Renewable:Solar PV | DEF | DEF
Solar DEF NEW 5 | Renewable:Solar PV | DEF | DEF
Solar DEF NEW 5 PTC | Renewable:Solar PV | DEF | DEF
Solar DEF Osc Perry Suw | Renewable:Solar PV | DEF | DEF
Solar DEF Sandy Creek | Renewable:Solar PV | DEF | DEF
Solar DEF Santa Fe | Renewable:Solar PV | DEF | DEF
Solar DEF St Pete Pier | Renewable:Solar PV | DEF | DEF
Solar DEF Trenton | Renewable:Solar PV | DEF | DEF
Solar DEF Twin Rivers | Renewable:Solar PV | DEF | DEF
Solar DEF Winquepin | Renewable:Solar PV | DEF | DEF
Solar+Storage DEF NEW 1 | Renewable:Solar PV | DEF | DEF
Solar+Storage DEF NEW 1 PTC + ITC | Renewable:Solar PV | DEF | DEF
Standby | Demand:Demand Response | DEF | DEF
SUWANNEE_P 1 | Gas/Oil:Combustion Turbine | DEF | DEF | 2023: 86.3238; 2024: 74.4384; 2025: 69.3877; 2026: 67.3241; 2027: 69.8154; 2028: 70.2857; 2029: 71.5378; 2030: 69.5947; 2031: 69.9514; 2032: 73.3373; 2033: 75.2621; 2034: 75.4218
SUWANNEE_P 2 | Gas/Oil:Combustion Turbine | DEF | DEF | 2023: 89.8307; 2024: 72.5884; 2025: 70.046; 2026: 69.0952; 2027: 69.6603; 2028: 71.0515; 2029: 71.4414; 2030: 69.5673; 2031: 70.5282; 2032: 72.5556; 2033: 73.7954; 2034: 75.2344
SUWANNEE_P 3 | Gas/Oil:Combustion Turbine | DEF | DEF | 2023: 89.8213; 2024: 71.3761; 2025: 68.9114; 2026: 67.8171; 2027: 68.7374; 2028: 70.6202; 2029: 70.9457; 2030: 69.0618; 2031: 69.7039; 2032: 71.6349; 2033: 74.9105; 2034: 75.9921
Tigerbay 1 | Gas/Oil:Combined Cycle | DEF | DEF | 2023: 48.5405; 2024: 39.5416; 2025: 37.223; 2026: 37.1195; 2027: 37.6726; 2028: 39.2601; 2029: 38.9662; 2030: 38.29; 2031: 38.2858; 2032: 39.0236; 2033: 40.4635; 2034: 41.029; 2035: 43.5249
U OF FL 1 | Gas/Oil:Combustion Turbine | DEF | DEF | 2023: 62.7884; 2024: 51.7168; 2025: 49.3245; 2026: 48.4218; 2027: 48.8721
Voltage Red | Demand:Demand Response | DEF | DEF
WaterHtr_PP | Demand:Demand Response | DEF | DEF
Group Totals
Resource | Type | BA | Area | 2023 | 2024 | 2025 | 2026 | 2027 | 2028 | 2029 | 2030 | 2031 | 2032 | 2033 | 2034 | 2035 | 2036 | 2037 | 2038 | 2039 | 2040 | 2041 | 2042 | 2043 | 2044 | 2045 | 2046 | 2047 | 2048 | 2049 | 2050 | 2051 | 2052 | 2053 | 2054 | 2055 | 2056 | 2057
Total | Coal:Conventional | DEF | DEF | 2023: 85.0959; 2024: 70.1884; 2025: 61.9549; 2026: 64.5928; 2027: 65.5877; 2028: 61.8322; 2029: 55.1687; 2030: 48.7828; 2031: 43.132; 2032: 43.8354; 2033: 44.4659; 2034: 45.0551
Total | Demand:Demand Response | DEF | DEF | 0 | 0 | 0 | 0 | 0 | 0 | 0 | 0 | 0 | 0 | 0 | 0 | 0 | 0 | 0 | 0 | 0 | 0 | 0 | 0 | 0 | 0 | 0 | 0 | 0 | 0 | 0 | 0 | 0 | 0 | 0 | 0 | 0 | 0 | 0
Total | Gas/Oil:Combined Cycle | DEF | DEF | 43.147 | 36.8765 | 35.3318 | 35.1355 | 35.5472 | 36.4613 | 36.4082 | 35.5319 | 35.6712 | 36.6203 | 37.6654 | 38.7274 | 39.5521 | 40.4138 | 41.9531 | 43.7167 | 45.3944 | 47.3584 | 50.0456 | 51.5558 | 53.5862 | 55.8135 | 58.3276 | 60.4306 | 63.6333 | 67.5497 | 71.5772 | 185.2127 | 185.189 | 185.7553 | 186.3986 | 187.2365 | 186.6398 | 185.3211 | 181.9019
Total | Gas/Oil:Combustion Turbine | DEF | DEF | 67.7816 | 56.9126 | 54.66 | 54.274 | 56.003 | 70.5798 | 69.9737 | 71.1453 | 72.0776 | 74.1925 | 73.178 | 72.4285 | 70.1757 | 72.0036 | 74.4205 | 86.1127 | 86.9279 | 96.1967 | 95.0183 | 101.6592 | 104.6756 | 109.3213 | 112.5506 | 112.8727 | 130.3258 | 131.9875 | 145.5461 | 272.5932 | 275.3227 | 274.6572 | 274.0218 | 274.0457 | 274.9692 | 273.5473 | 273.8197
Total | Gas/Oil:Steam Turbine | DEF | DEF | 2023: 70.3708; 2024: 58.0828; 2025: 59.53; 2026: 58.9808; 2027: 60.5846; 2028: 62.4395; 2029: 65.5605; 2030: 65.8572; 2031: 67.589; 2032: 71.1025; 2033: 75.1101; 2034: 67.0734; 2035: 67.0595; 2036: 68.386; 2037: 69.0267; 2038: 71.2437; 2039: 73.5836; 2040: 76.9691; 2041: 78.3351; 2042: 80.3743
Total | Nuclear:Nuclear | DEF | DEF | 2038: 6.866; 2039: 7.2999; 2040: 7.5265; 2041: 7.677; 2042: 7.8306; 2043: 7.9872; 2044: 8.1469; 2045: 8.3101; 2046: 8.4761; 2047: 8.6627; 2048: 8.9374; 2049: 9.2356; 2050: 9.586; 2051: 9.9877; 2052: 10.2473; 2053: 10.5634; 2054: 10.8423; 2055: 11.0624; 2056: 11.1788; 2057: 11.3048
Total | Renewable:Biomass | DEF | DEF | 2023: 0; 2024: 0; 2025: 0; 2026: 0; 2027: 0; 2028: 0; 2029: 0; 2030: 0; 2031: 0; 2032: 0; 2033: 0; 2034: 0; 2035: 0; 2036: 0; 2037: 0; 2038: 0; 2039: 0; 2040: 0; 2041: 0; 2042: 0
Total | Renewable:Solar PV | DEF | DEF | 0 | 0 | 0 | 0 | 0 | 0 | 0 | 0 | 0 | 0 | 0 | 0 | 0 | 0 | 0 | 0 | 0 | 0 | 0 | 0 | 0 | 0 | 0 | 0 | 0 | 0 | 0 | 0 | 0 | 0 | 0 | 0 | 0 | 0 | 0
Total | Renewable:Wind | DEF | DEF | 2043: 0; 2044: 0; 2045: 0; 2046: 0; 2047: 0; 2048: 0; 2049: 0; 2050: 0; 2051: 0; 2052: 0; 2053: 0; 2054: 0; 2055: 0; 2056: 0; 2057: 0
Total | Storage:Battery | DEF | DEF |  |  |  |  | 0 | 0 | 0 | 0 | 0 | 0 | 0 | 0 | 0 | 0 | 0 | 0 | 0 | 0 | 0 | 0 | 0 | 0 | 0 | 0 | 0 | 0 | 0 | 0 | 0 | 0 | 0 | 0 | 0 | 0 | 0

## FOM Cost
Fixed Cost ($000)
Base
Resource | Type | BA | Area | 2023 | 2024 | 2025 | 2026 | 2027 | 2028 | 2029 | 2030 | 2031 | 2032 | 2033 | 2034 | 2035 | 2036 | 2037 | 2038 | 2039 | 2040 | 2041 | 2042 | 2043 | 2044 | 2045 | 2046 | 2047 | 2048 | 2049 | 2050 | 2051 | 2052 | 2053 | 2054 | 2055 | 2056 | 2057
AC | Demand:Demand Response | DEF | DEF
Anclote 1 | Gas/Oil:Steam Turbine | DEF | DEF
Anclote 2 | Gas/Oil:Steam Turbine | DEF | DEF
As Avail | Gas/Oil:Combined Cycle | DEF | DEF
As Avail PCS | Renewable:Biomass | DEF | DEF
Bartow CC 1 0 | Gas/Oil:Combined Cycle | DEF | DEF
Bartow CC 1 PAG | Gas/Oil:Combined Cycle | DEF | DEF
BARTOW_P 1 | Gas/Oil:Combustion Turbine | DEF | DEF
BARTOW_P 2 | Gas/Oil:Combustion Turbine | DEF | DEF
BARTOW_P 3 | Gas/Oil:Combustion Turbine | DEF | DEF
BARTOW_P 4 | Gas/Oil:Combustion Turbine | DEF | DEF
Battery 2 Hours | Storage:Battery | DEF | DEF | 2027: 3118.73; 2028: 3080.92; 2029: 3088.02; 2030: 3112.04; 2031: 3064.02; 2032: 3103.97; 2033: 3144.92; 2034: 3186.89; 2035: 3229.91; 2036: 3274.01; 2037: 3319.21; 2038: 3365.54; 2039: 3413.03; 2040: 3461.71; 2041: 3511.6
Battery 4 Hours | Storage:Battery | DEF | DEF | [9 empty] | 12156.3 | 37375.35 | 65994.49 | 92363.42 | 103221.77 | 104193.57 | 105189.67 | 113414.89 | 119728.97 | 120926.4 | 122153.77 | 126411.39 | 129897.19 | 131273.98 | 132685.21 | 120047.88 | 92217.78 | 65138.7 | 39296.02 | 28057.7 | 28385.02 | 28720.52 | 20587.29 | 14708.45 | 14889.09 | 15074.26
BAYBORO_P 1 | Gas/Oil:Combustion Turbine | DEF | DEF
BAYBORO_P 2 | Gas/Oil:Combustion Turbine | DEF | DEF
BAYBORO_P 3 | Gas/Oil:Combustion Turbine | DEF | DEF
BAYBORO_P 4 | Gas/Oil:Combustion Turbine | DEF | DEF
Citrus CC 1 | Gas/Oil:Combined Cycle | DEF | DEF | 2050: 205634.98
Citrus CC 1 Duct | Gas/Oil:Combined Cycle | DEF | DEF
Citrus CC 2 | Gas/Oil:Combined Cycle | DEF | DEF | 2050: 205634.98
Citrus CC 2 Duct | Gas/Oil:Combined Cycle | DEF | DEF
Crystal 4 | Coal:Conventional | DEF | DEF
Crystal 5 | Coal:Conventional | DEF | DEF
DEBARY 10 | Gas/Oil:Combustion Turbine | DEF | DEF
DEBARY 2 | Gas/Oil:Combustion Turbine | DEF | DEF
DEBARY 3 | Gas/Oil:Combustion Turbine | DEF | DEF
DEBARY 4 | Gas/Oil:Combustion Turbine | DEF | DEF
DEBARY 5 | Gas/Oil:Combustion Turbine | DEF | DEF
DEBARY 6 | Gas/Oil:Combustion Turbine | DEF | DEF
DEBARY 7 | Gas/Oil:Combustion Turbine | DEF | DEF
DEBARY 8 | Gas/Oil:Combustion Turbine | DEF | DEF
DEBARY 9 | Gas/Oil:Combustion Turbine | DEF | DEF
DEF Nuclear Natrium | Nuclear:Nuclear | DEF | DEF | 2048: 152003.93; 2049: 267092.63; 2050: 433469.01; 2051: 561228.28; 2052: 743042.78; 2053: 884460.66; 2054: 1170989.06; 2055: 1393854.75; 2056: 1706503.86; 2057: 1952558.06
DEF Nuclear Natrium - Storage | Storage:Battery | DEF | DEF
DEF Nuclear Natrium - Storage PTC | Storage:Battery | DEF | DEF
DEF Nuclear Natrium PTC | Nuclear:Nuclear | DEF | DEF | 2038: 118745.27; 2039: 208652.37; 2040: 338625.42; 2041: 438430.78; 2042: 580464.1; 2043: 690939.52; 2044: 914775.03; 2045: 1088877.38; 2046: 1333118.68; 2047: 1525335.75; 2048: 1639471.04; 2049: 1736102.06; 2050: 1859353.92; 2051: 1964298.94; 2052: 1845622.44; 2053: 1768921.31; 2054: 1548727.46; 2055: 1393854.75; 2056: 1150897.95; 2057: 976279.03
Gen 190MW CT | Gas/Oil:Combustion Turbine | DEF | DEF | [5 empty] | 2339.06 | 4110.07 | 6670.3 | 8636.29 | 8852.19 | 9073.5 | 20150.72 | 28598.53 | 29313.49 | 30046.32 | 30797.48 | 31567.42 | 32356.61 | 33165.52 | 33994.66 | 34844.52 | 35715.63 | 36608.53 | 37523.74 | 38461.83 | 39423.37 | 40408.95 | 507088.03 | 42454.66 | 43516.02 | 44603.92 | 45719.02 | 46861.99 | 48033.54 | 49234.38
Gen 190MW CT H2 | Gas/Oil:Combustion Turbine | DEF | DEF | 2043: 23733.13; 2044: 41702.5; 2045: 48978.71; 2046: 54767.1; 2047: 82333.2; 2048: 103571.44; 2049: 154326.22; 2050: 193448.4; 2051: 198284.6; 2052: 203241.73; 2053: 208322.77; 2054: 213530.81; 2055: 218869.05; 2056: 224340.8; 2057: 229949.3
HEAT | Demand:Demand Response | DEF | DEF
Hines CC 1 | Gas/Oil:Combined Cycle | DEF | DEF
Hines CC 2 | Gas/Oil:Combined Cycle | DEF | DEF
Hines CC 3 | Gas/Oil:Combined Cycle | DEF | DEF
Hines CC 4 | Gas/Oil:Combined Cycle | DEF | DEF
INT CITY 1 | Gas/Oil:Combustion Turbine | DEF | DEF
INT CITY 10 | Gas/Oil:Combustion Turbine | DEF | DEF
INT CITY 11 | Gas/Oil:Combustion Turbine | DEF | DEF
INT CITY 12 | Gas/Oil:Combustion Turbine | DEF | DEF
INT CITY 13 | Gas/Oil:Combustion Turbine | DEF | DEF
INT CITY 14 | Gas/Oil:Combustion Turbine | DEF | DEF
INT CITY 2 | Gas/Oil:Combustion Turbine | DEF | DEF
INT CITY 3 | Gas/Oil:Combustion Turbine | DEF | DEF
INT CITY 4 | Gas/Oil:Combustion Turbine | DEF | DEF
INT CITY 5 | Gas/Oil:Combustion Turbine | DEF | DEF
INT CITY 6 | Gas/Oil:Combustion Turbine | DEF | DEF
INT CITY 7 | Gas/Oil:Combustion Turbine | DEF | DEF
INT CITY 8 | Gas/Oil:Combustion Turbine | DEF | DEF
INT CITY 9 | Gas/Oil:Combustion Turbine | DEF | DEF
INTER | Demand:Demand Response | DEF | DEF
Mulberry | Gas/Oil:Combined Cycle | DEF | DEF | 2023: 112647.9; 2024: 52619.56
New DEF OnShore Wind | Renewable:Wind | DEF | DEF | 2048: 5835.61; 2049: 16235.49; 2050: 21020.68; 2051: 21546.2; 2052: 22084.86; 2053: 29239.43; 2054: 41571.86; 2055: 54502.65; 2056: 68053.98; 2057: 82248.82
New DEF OnShore Wind PTC | Renewable:Wind | DEF | DEF | 2043: 5157.83; 2044: 14349.81; 2045: 23998.16; 2046: 34119.97; 2047: 44732.86; 2048: 50019.48; 2049: 51269.96; 2050: 52551.71; 2051: 53865.5; 2052: 55212.14; 2053: 49989.99; 2054: 39638.29; 2055: 28737.76; 2056: 17267.43; 2057: 5205.62
NSG Vand CT 1 | Gas/Oil:Combustion Turbine | DEF | DEF | 2023: 9658.15; 2024: 9658.15; 2025: 9658.15; 2026: 9658.15; 2027: 3074.84
NSG Vand CT 2 | Gas/Oil:Combustion Turbine | DEF | DEF | 2023: 9658.15; 2024: 9658.15; 2025: 9658.15; 2026: 9658.15; 2027: 3074.84
NSG Vand CT 3 | Gas/Oil:Combustion Turbine | DEF | DEF | 2023: 9658.15; 2024: 9658.15; 2025: 9658.15; 2026: 9658.15; 2027: 3074.84
NSG Vand CT 4 | Gas/Oil:Combustion Turbine | DEF | DEF | 2023: 9658.15; 2024: 9658.15; 2025: 9658.15; 2026: 9658.15; 2027: 3074.84
Orange Cogen | Gas/Oil:Combined Cycle | DEF | DEF | 2023: 82037.98; 2024: 86215.48; 2025: 90565.37
Orlando Cogen | Gas/Oil:Combined Cycle | DEF | DEF | 2023: 82526.95
Osprey 1 0 | Gas/Oil:Combined Cycle | DEF | DEF
Osprey 1 1 | Gas/Oil:Combined Cycle | DEF | DEF
Osprey 1 2 | Gas/Oil:Combined Cycle | DEF | DEF
OspreyAcq | Gas/Oil:Combined Cycle | DEF | DEF
OspreyAcqDF | Gas/Oil:Combined Cycle | DEF | DEF
Pasco County | Renewable:Biomass | DEF | DEF | 2023: 31016.88; 2024: 32993.04
Pinellas County | Renewable:Biomass | DEF | DEF | 2023: 73833.66; 2024: 78537.79
Shady Hills 1 | Gas/Oil:Combustion Turbine | DEF | DEF | 2023: 8965.12; 2024: 2245.96
Shady Hills 2 | Gas/Oil:Combustion Turbine | DEF | DEF | 2023: 8965.12; 2024: 2245.96
Shady Hills 3 | Gas/Oil:Combustion Turbine | DEF | DEF | 2023: 8965.12; 2024: 2245.96
Solar 3rdParty Block 1 | Renewable:Solar PV | DEF | DEF
Solar 3rdParty Block 2 | Renewable:Solar PV | DEF | DEF
Solar 3rdParty Block 3 | Renewable:Solar PV | DEF | DEF
Solar 3rdParty Block 4 | Renewable:Solar PV | DEF | DEF
Solar DEF Bay Ranch | Renewable:Solar PV | DEF | DEF | 415.33 | 633 | 647 | 662 | 682 | 750 | 768 | 786 | 804 | 828 | 843 | 862 | 883 | 946 | 929 | 946 | 968 | 991 | 1015 | 1044 | 1064 | 1089 | 1115 | 1142 | 1175 | 1198 | 1227 | 1257 | 1288 | 1288 | 1288 | 1288 | 1288 | 1288 | 1288
Solar DEF Bay Trail | Renewable:Solar PV | DEF | DEF | 623 | 637 | 652 | 672 | 739 | 756 | 774 | 792 | 816 | 830 | 850 | 869 | 932 | 916 | 932 | 954 | 976 | 1000 | 1028 | 1048 | 1073 | 1098 | 1125 | 1157 | 1180 | 1208 | 1238 | 1268 | 1304 | 1304 | 1304 | 1304 | 1304 | 1304 | 1304
Solar DEF Charlie Creek | Renewable:Solar PV | DEF | DEF | 530 | 541 | 551 | 567 | 630 | 643 | 656 | 670 | 689 | 698 | 712 | 727 | 784 | 761 | 772 | 788 | 804 | 820 | 842 | 854 | 872 | 890 | 909 | 933 | 947 | 967 | 988 | 1009 | 1035 | 1035 | 1035 | 1035 | 1035 | 1035 | 1035
Solar DEF Columbia | Renewable:Solar PV | DEF | DEF | 827.78 | 847.53 | 938.7 | 950.02 | 973.2 | 1008.71 | 1021.11 | 1045.88 | 1083.54 | 1097.21 | 1176.9 | 1163.92 | 1179.14 | 1207.91 | 1250.78 | 1267.84 | 1299.08 | 1345.07 | 1364.27 | 1398.27 | 1447.68 | 1469.26 | 1506.31 | 1559.42 | 1583.64 | 1623.99 | 1681.09 | 1726.99 | 1726.99 | 1726.99 | 1726.99 | 1726.99 | 1726.99 | 1726.99 | 1726.99
Solar DEF County Line | Renewable:Solar PV | DEF | DEF |  |  | 589.65 | 658.25 | 673.5 | 694 | 761.5 | 779.75 | 798.25 | 817 | 841.25 | 856 | 876 | 896.75 | 960.25 | 944.25 | 961.5 | 984.25 | 1007.5 | 1031.25 | 1060.75 | 1081 | 1106.75 | 1133.5 | 1160.75 | 1193.75 | 1217.75 | 1247.25 | 1277.75 | 1309.69 | 1342.44 | 1376 | 1410.4 | 1445.66 | 1481.8
Solar DEF Debary | Renewable:Solar PV | DEF | DEF | 930.78 | 955.65 | 981.84 | 1003.3 | 1026.52 | 1054.16 | 1081.16 | 1103.45 | 1131.65 | 1156.58 | 1221.39 | 1231.17 | 1242.82 | 1270.27 | 1304.14 | 1333.28 | 1368.12 | 1402.17 | 1432.61 | 1466.38 | 1505.88 | 1544.12 | 1578.33 | 1619.79 | 1657.32 | 1697.2 | 1743.37 | 1755.3 | 1755.3 | 1755.3 | 1755.3 | 1755.3 | 1755.3 | 1755.3 | 1755.3
Solar DEF Duette | Renewable:Solar PV | DEF | DEF | 634 | 649 | 664 | 685 | 752 | 770 | 788 | 807 | 831 | 845 | 865 | 886 | 949 | 933 | 950 | 972 | 995 | 1019 | 1048 | 1068 | 1094 | 1120 | 1147 | 1180 | 1204 | 1233 | 1263 | 1294 | 1331 | 1331 | 1331 | 1331 | 1331 | 1331 | 1331
Solar DEF Falmouth | Renewable:Solar PV | DEF | DEF |  | 704.44 | 661.12 | 658.25 | 673.5 | 694 | 761.5 | 779.75 | 798.25 | 817 | 841.25 | 856 | 876 | 896.75 | 960.25 | 944.25 | 961.5 | 984.25 | 1007.5 | 1031.25 | 1060.75 | 1081 | 1106.75 | 1133.5 | 1160.75 | 1193.75 | 1217.75 | 1247.25 | 1277.75 | 1309.69 | 1342.44 | 1376 | 1410.4 | 1445.66 | 1481.8
Solar DEF Fort Green | Renewable:Solar PV | DEF | DEF | 623 | 637 | 652 | 672 | 739 | 756 | 774 | 792 | 816 | 830 | 850 | 869 | 932 | 916 | 932 | 954 | 976 | 1000 | 1028 | 1048 | 1073 | 1098 | 1125 | 1157 | 1180 | 1208 | 1238 | 1268 | 1304 | 1304 | 1304 | 1304 | 1304 | 1304 | 1304
Solar DEF Hamilton | Renewable:Solar PV | DEF | DEF | 1178.75 | 1266.34 | 1294.41 | 1323.06 | 1352.31 | 1382.19 | 1412.71 | 1443.91 | 1475.81 | 1561.54 | 1541.88 | 1576.12 | 1611.21 | 1647.18 | 1684.07 | 1721.92 | 1760.76 | 1800.61 | 1841.53 | 1883.52 | 1926.63 | 1970.87 | 2016.29 | 2062.9 | 2110.74 | 2226.95 | 2269.66 | 2269.66 | 2269.66 | 2269.66 | 2269.66 | 2269.66 | 2269.66 | 2269.66 | 2269.66
Solar DEF Hardeetown | Renewable:Solar PV | DEF | DEF | 415.33 | 633 | 647 | 662 | 682 | 750 | 768 | 786 | 804 | 828 | 843 | 862 | 883 | 946 | 929 | 946 | 968 | 991 | 1015 | 1044 | 1064 | 1089 | 1115 | 1142 | 1175 | 1198 | 1227 | 1257 | 1288 | 1288 | 1288 | 1288 | 1288 | 1288 | 1288
Solar DEF High Spring | Renewable:Solar PV | DEF | DEF | 311.5 | 633 | 647 | 662 | 682 | 750 | 768 | 786 | 804 | 828 | 843 | 862 | 883 | 946 | 929 | 946 | 968 | 991 | 1015 | 1044 | 1064 | 1089 | 1115 | 1142 | 1175 | 1198 | 1227 | 1257 | 1288 | 1288 | 1288 | 1288 | 1288 | 1288 | 1288
Solar DEF Hildreth | Renewable:Solar PV | DEF | DEF | 415.33 | 633 | 647 | 662 | 682 | 750 | 768 | 786 | 804 | 828 | 843 | 862 | 883 | 946 | 929 | 946 | 968 | 991 | 1015 | 1044 | 1064 | 1089 | 1115 | 1142 | 1175 | 1198 | 1227 | 1257 | 1288 | 1288 | 1288 | 1288 | 1288 | 1288 | 1288
Solar DEF Lake Placid | Renewable:Solar PV | DEF | DEF | 610 | 629 | 677 | 693 | 710 | 726 | 748 | 761 | 779 | 797 | 856 | 840 | 854 | 874 | 895 | 916 | 942 | 960 | 982 | 1006 | 1030 | 1060 | 1080 | 1106 | 1133 | 1160 | 1194 | 1194 | 1194 | 1194 | 1194 | 1194 | 1194 | 1194 | 1194
Solar DEF Mule Creek | Renewable:Solar PV | DEF | DEF |  | 915.78 | 661.12 | 658.25 | 673.5 | 694 | 761.5 | 779.75 | 798.25 | 817 | 841.25 | 856 | 876 | 896.75 | 960.25 | 944.25 | 961.5 | 984.25 | 1007.5 | 1031.25 | 1060.75 | 1081 | 1106.75 | 1133.5 | 1160.75 | 1193.75 | 1217.75 | 1247.25 | 1277.75 | 1309.69 | 1342.44 | 1376 | 1410.4 | 1445.66 | 1481.8
Solar DEF Osc Perry Suw | Renewable:Solar PV | DEF | DEF
Solar DEF Sandy Creek | Renewable:Solar PV | DEF | DEF | 640 | 653 | 669 | 688 | 712 | 734 | 757 | 781 | 809 | 832 | 857 | 883 | 938 | 953 | 964 | 988 | 1014 | 1040 | 1069 | 1094 | 1119 | 1146 | 1174 | 1206 | 1232 | 1260 | 1289 | 1319 | 1319 | 1319 | 1319 | 1319 | 1319 | 1319 | 1319
Solar DEF Santa Fe | Renewable:Solar PV | DEF | DEF | 1073 | 1095 | 1125 | 1209 | 1234 | 1263 | 1297 | 1328 | 1354 | 1390 | 1419 | 1503 | 1496 | 1521 | 1557 | 1598 | 1632 | 1676 | 1715 | 1751 | 1793 | 1841 | 1885 | 1926 | 1977 | 2020 | 2069 | 2130 | 2130 | 2130 | 2130 | 2130 | 2130 | 2130 | 2130
Solar DEF St Pete Pier | Renewable:Solar PV | DEF | DEF
Solar DEF Trenton | Renewable:Solar PV | DEF | DEF | 1075 | 1105 | 1189 | 1213 | 1242 | 1275 | 1306 | 1332 | 1367 | 1395 | 1479 | 1471 | 1497 | 1532 | 1573 | 1606 | 1649 | 1688 | 1723 | 1765 | 1812 | 1856 | 1896 | 1947 | 1989 | 2038 | 2098 | 2098 | 2098 | 2098 | 2098 | 2098 | 2098 | 2098 | 2098
Solar DEF Twin Rivers | Renewable:Solar PV | DEF | DEF | 982.72 | 1002.09 | 1030.69 | 1110.98 | 1133.81 | 1160.99 | 1192.72 | 1222.16 | 1246.19 | 1279.99 | 1306.27 | 1388.35 | 1378.54 | 1401.96 | 1435.49 | 1474.32 | 1505.19 | 1546.44 | 1583.28 | 1616.9 | 1656.17 | 1701.32 | 1742.96 | 1780.54 | 1829.27 | 1869.19 | 1915.33 | 1972.92 | 1972.92 | 1972.92 | 1972.92 | 1972.92 | 1972.92 | 1972.92 | 1972.92
Solar DEF Winquepin | Renewable:Solar PV | DEF | DEF |  | 915.78 | 661.12 | 658.25 | 673.5 | 694 | 761.5 | 779.75 | 798.25 | 817 | 841.25 | 856 | 876 | 896.75 | 960.25 | 944.25 | 961.5 | 984.25 | 1007.5 | 1031.25 | 1060.75 | 1081 | 1106.75 | 1133.5 | 1160.75 | 1193.75 | 1217.75 | 1247.25 | 1277.75 | 1309.69 | 1342.44 | 1376 | 1410.4 | 1445.66 | 1481.8
Solar+Storage DEF NEW 1 | Renewable:Solar PV | DEF | DEF | 2039: 874.59; 2040: 11649.41; 2041: 22907.31; 2042: 33722.78; 2043: 34393.02; 2044: 35076.58; 2045: 35773.73; 2046: 36484.74; 2047: 37209.87; 2048: 37949.42; 2049: 38703.67; 2050: 39472.9; 2051: 40257.43; 2052: 41057.55; 2053: 41873.56; 2054: 42705.8; 2055: 43554.57; 2056: 44420.22; 2057: 45303.08
Solar+Storage DEF NEW 1 PTC + ITC | Renewable:Solar PV | DEF | DEF | 2029: 748.95; 2030: 9799.35; 2031: 18815.02; 2032: 27698.36; 2033: 28248.86; 2034: 28810.31; 2035: 29382.92; 2036: 29966.9; 2037: 30562.5; 2038: 31169.92; 2039: 30914.83; 2040: 20771.83; 2041: 10158.3
Standby | Demand:Demand Response | DEF | DEF
SUWANNEE_P 1 | Gas/Oil:Combustion Turbine | DEF | DEF
SUWANNEE_P 2 | Gas/Oil:Combustion Turbine | DEF | DEF
SUWANNEE_P 3 | Gas/Oil:Combustion Turbine | DEF | DEF
Tigerbay 1 | Gas/Oil:Combined Cycle | DEF | DEF
U OF FL 1 | Gas/Oil:Combustion Turbine | DEF | DEF
Voltage Red | Demand:Demand Response | DEF | DEF
WaterHtr_PP | Demand:Demand Response | DEF | DEF
Total |  |  |  | 458876.85 | 310821.96 | 144783.62 | 54699.96 | 32083.93 | 22725.03 | 25872.74 | 37923.09 | 49322.52 | 71103.14 | 97714.07 | 138421.97 | 174404.49 | 187080.49 | 189928.08 | 311402.24 | 411476.28 | 549792.24 | 652846.6 | 794635.38 | 940380.77 | 1196991.31 | 1391582.38 | 1655436.09 | 1875487.36 | 2148570.4 | 2398043.13 | 3586292.5 | 2939696.18 | 3011993.17 | 3086093.79 | 3153565.46 | 3225177.44 | 3304781.38 | 3386371.62
Group Totals
Resource | Type | BA | Area | 2023 | 2024 | 2025 | 2026 | 2027 | 2028 | 2029 | 2030 | 2031 | 2032 | 2033 | 2034 | 2035 | 2036 | 2037 | 2038 | 2039 | 2040 | 2041 | 2042 | 2043 | 2044 | 2045 | 2046 | 2047 | 2048 | 2049 | 2050 | 2051 | 2052 | 2053 | 2054 | 2055 | 2056 | 2057
Total | Coal:Conventional | DEF | DEF
Total | Demand:Demand Response | DEF | DEF
Total | Gas/Oil:Combined Cycle | DEF | DEF | 2023: 277212.83; 2024: 138835.04; 2025: 90565.37; 2050: 411269.96
Total | Gas/Oil:Combustion Turbine | DEF | DEF | 65527.96 | 45370.48 | 38632.6 | 38632.6 | 12299.36 | 2339.06 | 4110.07 | 6670.3 | 8636.29 | 8852.19 | 9073.5 | 20150.72 | 28598.53 | 29313.49 | 30046.32 | 30797.48 | 31567.42 | 32356.61 | 33165.52 | 33994.66 | 58577.65 | 77418.13 | 85587.24 | 92290.84 | 120795.03 | 142994.81 | 194735.17 | 700536.43 | 240739.26 | 246757.75 | 252926.69 | 259249.83 | 265731.04 | 272374.34 | 279183.68
Total | Gas/Oil:Steam Turbine | DEF | DEF
Total | Nuclear:Nuclear | DEF | DEF | 2038: 118745.27; 2039: 208652.37; 2040: 338625.42; 2041: 438430.78; 2042: 580464.1; 2043: 690939.52; 2044: 914775.03; 2045: 1088877.38; 2046: 1333118.68; 2047: 1525335.75; 2048: 1791474.97; 2049: 2003194.69; 2050: 2292822.93; 2051: 2525527.22; 2052: 2588665.22; 2053: 2653381.97; 2054: 2719716.52; 2055: 2787709.5; 2056: 2857401.81; 2057: 2928837.09
Total | Renewable:Biomass | DEF | DEF | 2023: 104850.54; 2024: 111530.83
Total | Renewable:Solar PV | DEF | DEF | 11285.52 | 15085.61 | 15585.65 | 16067.36 | 16665.84 | 17305.05 | 18674.65 | 28140.75 | 37622.21 | 46990.68 | 48120.3 | 49089.87 | 50212.63 | 51271.22 | 52368.98 | 53304.28 | 54428.57 | 55619.53 | 56812.3 | 58022.85 | 59294.38 | 60551.15 | 61845.62 | 63221.39 | 64575.84 | 66027.75 | 67469.12 | 68794.77 | 69960.3 | 70888.18 | 71835.19 | 72801.67 | 73788.04 | 74794.73 | 75822.15
Total | Renewable:Wind | DEF | DEF | 2043: 5157.83; 2044: 14349.81; 2045: 23998.16; 2046: 34119.97; 2047: 44732.86; 2048: 55855.09; 2049: 67505.45; 2050: 73572.39; 2051: 75411.7; 2052: 77297; 2053: 79229.42; 2054: 81210.15; 2055: 83240.41; 2056: 85321.41; 2057: 87454.44
Total | Storage:Battery | DEF | DEF |  |  |  |  | 3118.73 | 3080.92 | 3088.02 | 3112.04 | 3064.02 | 15260.27 | 40520.27 | 69181.38 | 95593.33 | 106495.78 | 107512.78 | 108555.21 | 116827.92 | 123190.68 | 124438 | 122153.77 | 126411.39 | 129897.19 | 131273.98 | 132685.21 | 120047.88 | 92217.78 | 65138.7 | 39296.02 | 28057.7 | 28385.02 | 28720.52 | 20587.29 | 14708.45 | 14889.09 | 15074.26
Solar 5
Resource | Type | BA | Area | 2023 | 2024 | 2025 | 2026 | 2027 | 2028 | 2029 | 2030 | 2031 | 2032 | 2033 | 2034 | 2035 | 2036 | 2037 | 2038 | 2039 | 2040 | 2041 | 2042 | 2043 | 2044 | 2045 | 2046 | 2047 | 2048 | 2049 | 2050 | 2051 | 2052 | 2053 | 2054 | 2055 | 2056 | 2057
AC | Demand:Demand Response | DEF | DEF
Anclote 1 | Gas/Oil:Steam Turbine | DEF | DEF
Anclote 2 | Gas/Oil:Steam Turbine | DEF | DEF
As Avail | Gas/Oil:Combined Cycle | DEF | DEF
As Avail PCS | Renewable:Biomass | DEF | DEF
Bartow CC 1 0 | Gas/Oil:Combined Cycle | DEF | DEF
Bartow CC 1 PAG | Gas/Oil:Combined Cycle | DEF | DEF
BARTOW_P 1 | Gas/Oil:Combustion Turbine | DEF | DEF
BARTOW_P 2 | Gas/Oil:Combustion Turbine | DEF | DEF
BARTOW_P 3 | Gas/Oil:Combustion Turbine | DEF | DEF
BARTOW_P 4 | Gas/Oil:Combustion Turbine | DEF | DEF
Battery 2 Hours | Storage:Battery | DEF | DEF | 2027: 3118.73; 2028: 3080.92; 2029: 3088.02; 2030: 3112.04; 2031: 3064.02; 2032: 3103.97; 2033: 3144.92; 2034: 3186.89; 2035: 3229.91; 2036: 3274.01; 2037: 3319.21; 2038: 3365.54; 2039: 3413.03; 2040: 3461.71; 2041: 3511.6
Battery 4 Hours | Storage:Battery | DEF | DEF | [8 empty] | 1339.05 | 11770.38 | 33676.75 | 61280.6 | 87606.51 | 98420.75 | 99347.37 | 100297.13 | 108474.85 | 114740.27 | 115887.8 | 117064.02 | 118269.63 | 119505.41 | 122303.6 | 123176.11 | 112447.08 | 88375.37 | 59196.22 | 30974.51 | 19640.39 | 19869.51 | 20104.36 | 11867.97 | 7599.36 | 10670.52 | 12059.41
BAYBORO_P 1 | Gas/Oil:Combustion Turbine | DEF | DEF
BAYBORO_P 2 | Gas/Oil:Combustion Turbine | DEF | DEF
BAYBORO_P 3 | Gas/Oil:Combustion Turbine | DEF | DEF
BAYBORO_P 4 | Gas/Oil:Combustion Turbine | DEF | DEF
Citrus CC 1 | Gas/Oil:Combined Cycle | DEF | DEF | 2050: 205634.98
Citrus CC 1 Duct | Gas/Oil:Combined Cycle | DEF | DEF
Citrus CC 2 | Gas/Oil:Combined Cycle | DEF | DEF | 2050: 205634.98
Citrus CC 2 Duct | Gas/Oil:Combined Cycle | DEF | DEF
Crystal 4 | Coal:Conventional | DEF | DEF
Crystal 5 | Coal:Conventional | DEF | DEF
DEBARY 10 | Gas/Oil:Combustion Turbine | DEF | DEF
DEBARY 2 | Gas/Oil:Combustion Turbine | DEF | DEF
DEBARY 3 | Gas/Oil:Combustion Turbine | DEF | DEF
DEBARY 4 | Gas/Oil:Combustion Turbine | DEF | DEF
DEBARY 5 | Gas/Oil:Combustion Turbine | DEF | DEF
DEBARY 6 | Gas/Oil:Combustion Turbine | DEF | DEF
DEBARY 7 | Gas/Oil:Combustion Turbine | DEF | DEF
DEBARY 8 | Gas/Oil:Combustion Turbine | DEF | DEF
DEBARY 9 | Gas/Oil:Combustion Turbine | DEF | DEF
DEF Nuclear Natrium | Nuclear:Nuclear | DEF | DEF | 2048: 152003.93; 2049: 267092.63; 2050: 433469.01; 2051: 561228.28; 2052: 743042.78; 2053: 884460.66; 2054: 1170989.06; 2055: 1393854.75; 2056: 1706503.86; 2057: 1952558.06
DEF Nuclear Natrium - Storage | Storage:Battery | DEF | DEF
DEF Nuclear Natrium - Storage PTC | Storage:Battery | DEF | DEF
DEF Nuclear Natrium PTC | Nuclear:Nuclear | DEF | DEF | 2038: 118745.27; 2039: 208652.37; 2040: 338625.42; 2041: 438430.78; 2042: 580464.1; 2043: 690939.52; 2044: 914775.03; 2045: 1088877.38; 2046: 1333118.68; 2047: 1525335.75; 2048: 1639471.04; 2049: 1736102.06; 2050: 1859353.92; 2051: 1964298.94; 2052: 1845622.44; 2053: 1768921.31; 2054: 1548727.46; 2055: 1393854.75; 2056: 1150897.95; 2057: 976279.03
Gen 190MW CT | Gas/Oil:Combustion Turbine | DEF | DEF | [6 empty] | 2397.54 | 4212.82 | 4318.14 | 4426.1 | 4536.75 | 18213.15 | 28598.53 | 29313.49 | 30046.32 | 30797.48 | 31567.42 | 32356.61 | 33165.52 | 33994.66 | 34844.52 | 35715.63 | 36608.53 | 37523.74 | 38461.83 | 39423.37 | 40408.95 | 507088.03 | 42454.66 | 43516.02 | 44603.92 | 45719.02 | 46861.99 | 48033.54 | 49234.38
Gen 190MW CT H2 | Gas/Oil:Combustion Turbine | DEF | DEF | 2043: 23733.13; 2044: 41702.5; 2045: 48978.71; 2046: 54767.1; 2047: 82333.2; 2048: 103571.44; 2049: 154326.22; 2050: 193448.4; 2051: 198284.6; 2052: 203241.73; 2053: 208322.77; 2054: 213530.81; 2055: 218869.05; 2056: 224340.8; 2057: 229949.3
HEAT | Demand:Demand Response | DEF | DEF
Hines CC 1 | Gas/Oil:Combined Cycle | DEF | DEF
Hines CC 2 | Gas/Oil:Combined Cycle | DEF | DEF
Hines CC 3 | Gas/Oil:Combined Cycle | DEF | DEF
Hines CC 4 | Gas/Oil:Combined Cycle | DEF | DEF
INT CITY 1 | Gas/Oil:Combustion Turbine | DEF | DEF
INT CITY 10 | Gas/Oil:Combustion Turbine | DEF | DEF
INT CITY 11 | Gas/Oil:Combustion Turbine | DEF | DEF
INT CITY 12 | Gas/Oil:Combustion Turbine | DEF | DEF
INT CITY 13 | Gas/Oil:Combustion Turbine | DEF | DEF
INT CITY 14 | Gas/Oil:Combustion Turbine | DEF | DEF
INT CITY 2 | Gas/Oil:Combustion Turbine | DEF | DEF
INT CITY 3 | Gas/Oil:Combustion Turbine | DEF | DEF
INT CITY 4 | Gas/Oil:Combustion Turbine | DEF | DEF
INT CITY 5 | Gas/Oil:Combustion Turbine | DEF | DEF
INT CITY 6 | Gas/Oil:Combustion Turbine | DEF | DEF
INT CITY 7 | Gas/Oil:Combustion Turbine | DEF | DEF
INT CITY 8 | Gas/Oil:Combustion Turbine | DEF | DEF
INT CITY 9 | Gas/Oil:Combustion Turbine | DEF | DEF
INTER | Demand:Demand Response | DEF | DEF
Mulberry | Gas/Oil:Combined Cycle | DEF | DEF | 2023: 112647.9; 2024: 52619.56
New DEF OnShore Wind | Renewable:Wind | DEF | DEF | 2048: 5835.61; 2049: 16235.49; 2050: 21020.68; 2051: 21546.2; 2052: 22084.86; 2053: 29239.43; 2054: 41571.86; 2055: 54502.65; 2056: 68053.98; 2057: 82248.82
New DEF OnShore Wind PTC | Renewable:Wind | DEF | DEF | 2043: 5157.83; 2044: 14349.81; 2045: 23998.16; 2046: 34119.97; 2047: 44732.86; 2048: 50019.48; 2049: 51269.96; 2050: 52551.71; 2051: 53865.5; 2052: 55212.14; 2053: 49989.99; 2054: 39638.29; 2055: 28737.76; 2056: 17267.43; 2057: 5205.62
NSG Vand CT 1 | Gas/Oil:Combustion Turbine | DEF | DEF | 2023: 9658.15; 2024: 9658.15; 2025: 9658.15; 2026: 9658.15; 2027: 3074.84
NSG Vand CT 2 | Gas/Oil:Combustion Turbine | DEF | DEF | 2023: 9658.15; 2024: 9658.15; 2025: 9658.15; 2026: 9658.15; 2027: 3074.84
NSG Vand CT 3 | Gas/Oil:Combustion Turbine | DEF | DEF | 2023: 9658.15; 2024: 9658.15; 2025: 9658.15; 2026: 9658.15; 2027: 3074.84
NSG Vand CT 4 | Gas/Oil:Combustion Turbine | DEF | DEF | 2023: 9658.15; 2024: 9658.15; 2025: 9658.15; 2026: 9658.15; 2027: 3074.84
Orange Cogen | Gas/Oil:Combined Cycle | DEF | DEF | 2023: 82037.98; 2024: 86215.48; 2025: 90565.37
Orlando Cogen | Gas/Oil:Combined Cycle | DEF | DEF | 2023: 82526.95
Osprey 1 0 | Gas/Oil:Combined Cycle | DEF | DEF
Osprey 1 1 | Gas/Oil:Combined Cycle | DEF | DEF
Osprey 1 2 | Gas/Oil:Combined Cycle | DEF | DEF
OspreyAcq | Gas/Oil:Combined Cycle | DEF | DEF
OspreyAcqDF | Gas/Oil:Combined Cycle | DEF | DEF
Pasco County | Renewable:Biomass | DEF | DEF | 2023: 31016.88; 2024: 32993.04
Pinellas County | Renewable:Biomass | DEF | DEF | 2023: 73833.66; 2024: 78537.79
Shady Hills 1 | Gas/Oil:Combustion Turbine | DEF | DEF | 2023: 8965.12; 2024: 2245.96
Shady Hills 2 | Gas/Oil:Combustion Turbine | DEF | DEF | 2023: 8965.12; 2024: 2245.96
Shady Hills 3 | Gas/Oil:Combustion Turbine | DEF | DEF | 2023: 8965.12; 2024: 2245.96
Solar 3rdParty Block 1 | Renewable:Solar PV | DEF | DEF
Solar 3rdParty Block 2 | Renewable:Solar PV | DEF | DEF
Solar 3rdParty Block 3 | Renewable:Solar PV | DEF | DEF
Solar 3rdParty Block 4 | Renewable:Solar PV | DEF | DEF
Solar DEF Bay Ranch | Renewable:Solar PV | DEF | DEF | 415.33 | 633 | 647 | 662 | 682 | 750 | 768 | 786 | 804 | 828 | 843 | 862 | 883 | 946 | 929 | 946 | 968 | 991 | 1015 | 1044 | 1064 | 1089 | 1115 | 1142 | 1175 | 1198 | 1227 | 1257 | 1288 | 1288 | 1288 | 1288 | 1288 | 1288 | 1288
Solar DEF Bay Trail | Renewable:Solar PV | DEF | DEF | 623 | 637 | 652 | 672 | 739 | 756 | 774 | 792 | 816 | 830 | 850 | 869 | 932 | 916 | 932 | 954 | 976 | 1000 | 1028 | 1048 | 1073 | 1098 | 1125 | 1157 | 1180 | 1208 | 1238 | 1268 | 1304 | 1304 | 1304 | 1304 | 1304 | 1304 | 1304
Solar DEF Charlie Creek | Renewable:Solar PV | DEF | DEF | 530 | 541 | 551 | 567 | 630 | 643 | 656 | 670 | 689 | 698 | 712 | 727 | 784 | 761 | 772 | 788 | 804 | 820 | 842 | 854 | 872 | 890 | 909 | 933 | 947 | 967 | 988 | 1009 | 1035 | 1035 | 1035 | 1035 | 1035 | 1035 | 1035
Solar DEF Columbia | Renewable:Solar PV | DEF | DEF | 827.78 | 847.53 | 938.7 | 950.02 | 973.2 | 1008.71 | 1021.11 | 1045.88 | 1083.54 | 1097.21 | 1176.9 | 1163.92 | 1179.14 | 1207.91 | 1250.78 | 1267.84 | 1299.08 | 1345.07 | 1364.27 | 1398.27 | 1447.68 | 1469.26 | 1506.31 | 1559.42 | 1583.64 | 1623.99 | 1681.09 | 1726.99 | 1726.99 | 1726.99 | 1726.99 | 1726.99 | 1726.99 | 1726.99 | 1726.99
Solar DEF County Line | Renewable:Solar PV | DEF | DEF |  |  | 589.65 | 658.25 | 673.5 | 694 | 761.5 | 779.75 | 798.25 | 817 | 841.25 | 856 | 876 | 896.75 | 960.25 | 944.25 | 961.5 | 984.25 | 1007.5 | 1031.25 | 1060.75 | 1081 | 1106.75 | 1133.5 | 1160.75 | 1193.75 | 1217.75 | 1247.25 | 1277.75 | 1309.69 | 1342.44 | 1376 | 1410.4 | 1445.66 | 1481.8
Solar DEF Debary | Renewable:Solar PV | DEF | DEF | 930.78 | 955.65 | 981.84 | 1003.3 | 1026.52 | 1054.16 | 1081.16 | 1103.45 | 1131.65 | 1156.58 | 1221.39 | 1231.17 | 1242.82 | 1270.27 | 1304.14 | 1333.28 | 1368.12 | 1402.17 | 1432.61 | 1466.38 | 1505.88 | 1544.12 | 1578.33 | 1619.79 | 1657.32 | 1697.2 | 1743.37 | 1755.3 | 1755.3 | 1755.3 | 1755.3 | 1755.3 | 1755.3 | 1755.3 | 1755.3
Solar DEF Duette | Renewable:Solar PV | DEF | DEF | 634 | 649 | 664 | 685 | 752 | 770 | 788 | 807 | 831 | 845 | 865 | 886 | 949 | 933 | 950 | 972 | 995 | 1019 | 1048 | 1068 | 1094 | 1120 | 1147 | 1180 | 1204 | 1233 | 1263 | 1294 | 1331 | 1331 | 1331 | 1331 | 1331 | 1331 | 1331
Solar DEF Falmouth | Renewable:Solar PV | DEF | DEF |  | 704.44 | 661.12 | 658.25 | 673.5 | 694 | 761.5 | 779.75 | 798.25 | 817 | 841.25 | 856 | 876 | 896.75 | 960.25 | 944.25 | 961.5 | 984.25 | 1007.5 | 1031.25 | 1060.75 | 1081 | 1106.75 | 1133.5 | 1160.75 | 1193.75 | 1217.75 | 1247.25 | 1277.75 | 1309.69 | 1342.44 | 1376 | 1410.4 | 1445.66 | 1481.8
Solar DEF Fort Green | Renewable:Solar PV | DEF | DEF | 623 | 637 | 652 | 672 | 739 | 756 | 774 | 792 | 816 | 830 | 850 | 869 | 932 | 916 | 932 | 954 | 976 | 1000 | 1028 | 1048 | 1073 | 1098 | 1125 | 1157 | 1180 | 1208 | 1238 | 1268 | 1304 | 1304 | 1304 | 1304 | 1304 | 1304 | 1304
Solar DEF Hamilton | Renewable:Solar PV | DEF | DEF | 1178.75 | 1266.34 | 1294.41 | 1323.06 | 1352.31 | 1382.19 | 1412.71 | 1443.91 | 1475.81 | 1561.54 | 1541.88 | 1576.12 | 1611.21 | 1647.18 | 1684.07 | 1721.92 | 1760.76 | 1800.61 | 1841.53 | 1883.52 | 1926.63 | 1970.87 | 2016.29 | 2062.9 | 2110.74 | 2226.95 | 2269.66 | 2269.66 | 2269.66 | 2269.66 | 2269.66 | 2269.66 | 2269.66 | 2269.66 | 2269.66
Solar DEF Hardeetown | Renewable:Solar PV | DEF | DEF | 415.33 | 633 | 647 | 662 | 682 | 750 | 768 | 786 | 804 | 828 | 843 | 862 | 883 | 946 | 929 | 946 | 968 | 991 | 1015 | 1044 | 1064 | 1089 | 1115 | 1142 | 1175 | 1198 | 1227 | 1257 | 1288 | 1288 | 1288 | 1288 | 1288 | 1288 | 1288
Solar DEF High Spring | Renewable:Solar PV | DEF | DEF | 311.5 | 633 | 647 | 662 | 682 | 750 | 768 | 786 | 804 | 828 | 843 | 862 | 883 | 946 | 929 | 946 | 968 | 991 | 1015 | 1044 | 1064 | 1089 | 1115 | 1142 | 1175 | 1198 | 1227 | 1257 | 1288 | 1288 | 1288 | 1288 | 1288 | 1288 | 1288
Solar DEF Hildreth | Renewable:Solar PV | DEF | DEF | 415.33 | 633 | 647 | 662 | 682 | 750 | 768 | 786 | 804 | 828 | 843 | 862 | 883 | 946 | 929 | 946 | 968 | 991 | 1015 | 1044 | 1064 | 1089 | 1115 | 1142 | 1175 | 1198 | 1227 | 1257 | 1288 | 1288 | 1288 | 1288 | 1288 | 1288 | 1288
Solar DEF Lake Placid | Renewable:Solar PV | DEF | DEF | 610 | 629 | 677 | 693 | 710 | 726 | 748 | 761 | 779 | 797 | 856 | 840 | 854 | 874 | 895 | 916 | 942 | 960 | 982 | 1006 | 1030 | 1060 | 1080 | 1106 | 1133 | 1160 | 1194 | 1194 | 1194 | 1194 | 1194 | 1194 | 1194 | 1194 | 1194
Solar DEF Mule Creek | Renewable:Solar PV | DEF | DEF |  | 915.78 | 661.12 | 658.25 | 673.5 | 694 | 761.5 | 779.75 | 798.25 | 817 | 841.25 | 856 | 876 | 896.75 | 960.25 | 944.25 | 961.5 | 984.25 | 1007.5 | 1031.25 | 1060.75 | 1081 | 1106.75 | 1133.5 | 1160.75 | 1193.75 | 1217.75 | 1247.25 | 1277.75 | 1309.69 | 1342.44 | 1376 | 1410.4 | 1445.66 | 1481.8
Solar DEF NEW 1 | Renewable:Solar PV | DEF | DEF | [12 empty] | 2094.59 | 2578.13 | 2642.2 | 2707.85 | 2775.14 | 2844.11 | 2914.78 | 2987.22 | 3061.45 | 3137.52 | 3215.49 | 3295.4 | 3377.29 | 3461.21 | 3547.22 | 3635.37 | 3725.71 | 3818.29 | 3913.18 | 4010.42 | 687.88
Solar DEF NEW 1 PTC | Renewable:Solar PV | DEF | DEF | 2025: 1638.69; 2026: 2016.98; 2027: 2067.1; 2028: 2118.47; 2029: 2171.12; 2030: 2225.07; 2031: 2280.36; 2032: 2337.03; 2033: 2395.1; 2034: 2454.62; 2035: 421.02
Solar DEF NEW 2 | Renewable:Solar PV | DEF | DEF | [12 empty] | 209.46 | 2587.84 | 2652.15 | 2718.05 | 2785.6 | 2854.82 | 2925.76 | 2998.46 | 3072.98 | 3149.34 | 3227.6 | 3307.81 | 3390.01 | 3474.25 | 3560.58 | 3649.06 | 3739.74 | 3832.67 | 3927.92 | 4025.52 | 3783.34
Solar DEF NEW 2 PTC | Renewable:Solar PV | DEF | DEF | 2025: 163.87; 2026: 2024.58; 2027: 2074.89; 2028: 2126.45; 2029: 2179.29; 2030: 2233.45; 2031: 2288.95; 2032: 2345.83; 2033: 2404.12; 2034: 2463.86; 2035: 2315.63
Solar DEF NEW 5 | Renewable:Solar PV | DEF | DEF | [13 empty] | 755.1 | 1329.4 | 1362.44 | 1396.3 | 1430.99 | 1466.55 | 1503 | 1540.35 | 1578.62 | 1617.85 | 1658.06 | 1699.26 | 1741.49 | 1784.76 | 1829.11 | 1874.57 | 1921.15 | 1968.89 | 2017.82 | 2067.96 | 885.64
Solar DEF NEW 5 PTC | Renewable:Solar PV | DEF | DEF | 2026: 590.75; 2027: 1040.05; 2028: 1065.89; 2029: 1092.38; 2030: 1119.53; 2031: 1147.35; 2032: 1175.86; 2033: 1205.08; 2034: 1235.03; 2035: 1265.72; 2036: 542.07
Solar DEF Osc Perry Suw | Renewable:Solar PV | DEF | DEF
Solar DEF Sandy Creek | Renewable:Solar PV | DEF | DEF | 640 | 653 | 669 | 688 | 712 | 734 | 757 | 781 | 809 | 832 | 857 | 883 | 938 | 953 | 964 | 988 | 1014 | 1040 | 1069 | 1094 | 1119 | 1146 | 1174 | 1206 | 1232 | 1260 | 1289 | 1319 | 1319 | 1319 | 1319 | 1319 | 1319 | 1319 | 1319
Solar DEF Santa Fe | Renewable:Solar PV | DEF | DEF | 1073 | 1095 | 1125 | 1209 | 1234 | 1263 | 1297 | 1328 | 1354 | 1390 | 1419 | 1503 | 1496 | 1521 | 1557 | 1598 | 1632 | 1676 | 1715 | 1751 | 1793 | 1841 | 1885 | 1926 | 1977 | 2020 | 2069 | 2130 | 2130 | 2130 | 2130 | 2130 | 2130 | 2130 | 2130
Solar DEF St Pete Pier | Renewable:Solar PV | DEF | DEF
Solar DEF Trenton | Renewable:Solar PV | DEF | DEF | 1075 | 1105 | 1189 | 1213 | 1242 | 1275 | 1306 | 1332 | 1367 | 1395 | 1479 | 1471 | 1497 | 1532 | 1573 | 1606 | 1649 | 1688 | 1723 | 1765 | 1812 | 1856 | 1896 | 1947 | 1989 | 2038 | 2098 | 2098 | 2098 | 2098 | 2098 | 2098 | 2098 | 2098 | 2098
Solar DEF Twin Rivers | Renewable:Solar PV | DEF | DEF | 982.72 | 1002.09 | 1030.69 | 1110.98 | 1133.81 | 1160.99 | 1192.72 | 1222.16 | 1246.19 | 1279.99 | 1306.27 | 1388.35 | 1378.54 | 1401.96 | 1435.49 | 1474.32 | 1505.19 | 1546.44 | 1583.28 | 1616.9 | 1656.17 | 1701.32 | 1742.96 | 1780.54 | 1829.27 | 1869.19 | 1915.33 | 1972.92 | 1972.92 | 1972.92 | 1972.92 | 1972.92 | 1972.92 | 1972.92 | 1972.92
Solar DEF Winquepin | Renewable:Solar PV | DEF | DEF |  | 915.78 | 661.12 | 658.25 | 673.5 | 694 | 761.5 | 779.75 | 798.25 | 817 | 841.25 | 856 | 876 | 896.75 | 960.25 | 944.25 | 961.5 | 984.25 | 1007.5 | 1031.25 | 1060.75 | 1081 | 1106.75 | 1133.5 | 1160.75 | 1193.75 | 1217.75 | 1247.25 | 1277.75 | 1309.69 | 1342.44 | 1376 | 1410.4 | 1445.66 | 1481.8
Solar+Storage DEF NEW 1 | Renewable:Solar PV | DEF | DEF | 2039: 874.59; 2040: 11649.41; 2041: 22907.31; 2042: 33722.78; 2043: 34393.02; 2044: 35076.59; 2045: 35773.73; 2046: 36484.74; 2047: 37209.87; 2048: 37949.42; 2049: 38703.67; 2050: 39472.91; 2051: 40257.44; 2052: 41057.55; 2053: 41873.57; 2054: 42705.81; 2055: 43554.58; 2056: 44420.23; 2057: 45303.09
Solar+Storage DEF NEW 1 PTC + ITC | Renewable:Solar PV | DEF | DEF | 2029: 748.95; 2030: 9799.35; 2031: 18815.02; 2032: 27698.36; 2033: 28248.86; 2034: 28810.31; 2035: 29382.92; 2036: 29966.9; 2037: 30562.5; 2038: 31169.92; 2039: 30914.83; 2040: 20771.83; 2041: 10158.3
Standby | Demand:Demand Response | DEF | DEF
SUWANNEE_P 1 | Gas/Oil:Combustion Turbine | DEF | DEF
SUWANNEE_P 2 | Gas/Oil:Combustion Turbine | DEF | DEF
SUWANNEE_P 3 | Gas/Oil:Combustion Turbine | DEF | DEF
Tigerbay 1 | Gas/Oil:Combined Cycle | DEF | DEF
U OF FL 1 | Gas/Oil:Combustion Turbine | DEF | DEF
Voltage Red | Demand:Demand Response | DEF | DEF
WaterHtr_PP | Demand:Demand Response | DEF | DEF
Total |  |  |  | 458876.85 | 310821.96 | 146586.18 | 59332.27 | 37265.97 | 25696.78 | 29603 | 41043.66 | 52060.08 | 72149.85 | 95483.02 | 137924.02 | 175954 | 188742.61 | 191705.63 | 313298.04 | 413493.28 | 551933.46 | 655115.09 | 797034.31 | 939913.79 | 1194465.02 | 1390672.94 | 1654188.26 | 1876353.12 | 2153404.94 | 2400993.21 | 3587084.54 | 2940618.9 | 3013049.77 | 3087287.63 | 3154899.91 | 3224607.54 | 3301448.46 | 3383356.78
Group Totals
Resource | Type | BA | Area | 2023 | 2024 | 2025 | 2026 | 2027 | 2028 | 2029 | 2030 | 2031 | 2032 | 2033 | 2034 | 2035 | 2036 | 2037 | 2038 | 2039 | 2040 | 2041 | 2042 | 2043 | 2044 | 2045 | 2046 | 2047 | 2048 | 2049 | 2050 | 2051 | 2052 | 2053 | 2054 | 2055 | 2056 | 2057
Total | Coal:Conventional | DEF | DEF
Total | Demand:Demand Response | DEF | DEF
Total | Gas/Oil:Combined Cycle | DEF | DEF | 2023: 277212.83; 2024: 138835.04; 2025: 90565.37; 2050: 411269.96
Total | Gas/Oil:Combustion Turbine | DEF | DEF | 65527.96 | 45370.48 | 38632.6 | 38632.6 | 12299.36 |  | 2397.54 | 4212.82 | 4318.14 | 4426.1 | 4536.75 | 18213.15 | 28598.53 | 29313.49 | 30046.32 | 30797.48 | 31567.42 | 32356.61 | 33165.52 | 33994.66 | 58577.65 | 77418.13 | 85587.24 | 92290.84 | 120795.03 | 142994.81 | 194735.17 | 700536.43 | 240739.26 | 246757.75 | 252926.69 | 259249.83 | 265731.04 | 272374.34 | 279183.68
Total | Gas/Oil:Steam Turbine | DEF | DEF
Total | Nuclear:Nuclear | DEF | DEF | 2038: 118745.27; 2039: 208652.37; 2040: 338625.42; 2041: 438430.78; 2042: 580464.1; 2043: 690939.52; 2044: 914775.03; 2045: 1088877.38; 2046: 1333118.68; 2047: 1525335.75; 2048: 1791474.97; 2049: 2003194.69; 2050: 2292822.93; 2051: 2525527.22; 2052: 2588665.22; 2053: 2653381.97; 2054: 2719716.52; 2055: 2787709.5; 2056: 2857401.81; 2057: 2928837.09
Total | Renewable:Biomass | DEF | DEF | 2023: 104850.54; 2024: 111530.83
Total | Renewable:Solar PV | DEF | DEF | 11285.52 | 15085.61 | 17388.21 | 20699.67 | 21847.88 | 22615.86 | 24117.44 | 33718.8 | 43338.87 | 52849.4 | 54124.6 | 55243.38 | 56519.05 | 57734.36 | 58992.73 | 60092.62 | 61385.61 | 62749.45 | 64119.39 | 65511.53 | 66969.16 | 68416.64 | 69906.56 | 71482.66 | 73042.4 | 74704.7 | 76361.68 | 77908.32 | 79300.33 | 80460.29 | 81645.19 | 82855.44 | 80327.23 | 75680.38 | 75822.16
Total | Renewable:Wind | DEF | DEF | 2043: 5157.83; 2044: 14349.81; 2045: 23998.16; 2046: 34119.97; 2047: 44732.86; 2048: 55855.09; 2049: 67505.45; 2050: 73572.39; 2051: 75411.7; 2052: 77297; 2053: 79229.42; 2054: 81210.15; 2055: 83240.41; 2056: 85321.41; 2057: 87454.44
Total | Storage:Battery | DEF | DEF |  |  |  |  | 3118.73 | 3080.92 | 3088.02 | 3112.04 | 4403.07 | 14874.35 | 36821.67 | 64467.49 | 90836.42 | 101694.76 | 102666.58 | 103662.67 | 111887.88 | 118201.98 | 119399.4 | 117064.02 | 118269.63 | 119505.41 | 122303.6 | 123176.11 | 112447.08 | 88375.37 | 59196.22 | 30974.51 | 19640.39 | 19869.51 | 20104.36 | 11867.97 | 7599.36 | 10670.52 | 12059.41
Solar 14
Resource | Type | BA | Area | 2023 | 2024 | 2025 | 2026 | 2027 | 2028 | 2029 | 2030 | 2031 | 2032 | 2033 | 2034 | 2035 | 2036 | 2037 | 2038 | 2039 | 2040 | 2041 | 2042 | 2043 | 2044 | 2045 | 2046 | 2047 | 2048 | 2049 | 2050 | 2051 | 2052 | 2053 | 2054 | 2055 | 2056 | 2057
AC | Demand:Demand Response | DEF | DEF
Anclote 1 | Gas/Oil:Steam Turbine | DEF | DEF
Anclote 2 | Gas/Oil:Steam Turbine | DEF | DEF
As Avail | Gas/Oil:Combined Cycle | DEF | DEF
As Avail PCS | Renewable:Biomass | DEF | DEF
Bartow CC 1 0 | Gas/Oil:Combined Cycle | DEF | DEF
Bartow CC 1 PAG | Gas/Oil:Combined Cycle | DEF | DEF
BARTOW_P 1 | Gas/Oil:Combustion Turbine | DEF | DEF
BARTOW_P 2 | Gas/Oil:Combustion Turbine | DEF | DEF
BARTOW_P 3 | Gas/Oil:Combustion Turbine | DEF | DEF
BARTOW_P 4 | Gas/Oil:Combustion Turbine | DEF | DEF
Battery 2 Hours | Storage:Battery | DEF | DEF | 2027: 3118.73; 2028: 3080.92; 2029: 3088.02; 2030: 3112.04; 2031: 3064.02; 2032: 3103.97; 2033: 3144.92; 2034: 3186.89; 2035: 3229.91; 2036: 3274.01; 2037: 3319.21; 2038: 3365.54; 2039: 3413.03; 2040: 3461.71; 2041: 3511.6
Battery 4 Hours | Storage:Battery | DEF | DEF | [9 empty] | 5402.8 | 25695.56 | 54209.76 | 80471.13 | 91219.24 | 92078.04 | 92958.31 | 101064.81 | 107257.2 | 108329.89 | 109429.42 | 110556.41 | 111711.57 | 115958.69 | 119416.69 | 114459.06 | 92217.78 | 60339.01 | 30974.51 | 19640.39 | 19869.51 | 20104.36 | 11867.97 | 5883.38 | 7692.7 | 9044.56
BAYBORO_P 1 | Gas/Oil:Combustion Turbine | DEF | DEF
BAYBORO_P 2 | Gas/Oil:Combustion Turbine | DEF | DEF
BAYBORO_P 3 | Gas/Oil:Combustion Turbine | DEF | DEF
BAYBORO_P 4 | Gas/Oil:Combustion Turbine | DEF | DEF
Citrus CC 1 | Gas/Oil:Combined Cycle | DEF | DEF | 2050: 205634.98
Citrus CC 1 Duct | Gas/Oil:Combined Cycle | DEF | DEF
Citrus CC 2 | Gas/Oil:Combined Cycle | DEF | DEF | 2050: 205634.98
Citrus CC 2 Duct | Gas/Oil:Combined Cycle | DEF | DEF
Crystal 4 | Coal:Conventional | DEF | DEF
Crystal 5 | Coal:Conventional | DEF | DEF
DEBARY 10 | Gas/Oil:Combustion Turbine | DEF | DEF
DEBARY 2 | Gas/Oil:Combustion Turbine | DEF | DEF
DEBARY 3 | Gas/Oil:Combustion Turbine | DEF | DEF
DEBARY 4 | Gas/Oil:Combustion Turbine | DEF | DEF
DEBARY 5 | Gas/Oil:Combustion Turbine | DEF | DEF
DEBARY 6 | Gas/Oil:Combustion Turbine | DEF | DEF
DEBARY 7 | Gas/Oil:Combustion Turbine | DEF | DEF
DEBARY 8 | Gas/Oil:Combustion Turbine | DEF | DEF
DEBARY 9 | Gas/Oil:Combustion Turbine | DEF | DEF
DEF Nuclear Natrium | Nuclear:Nuclear | DEF | DEF | 2048: 152003.93; 2049: 267092.63; 2050: 433469.01; 2051: 561228.28; 2052: 743042.78; 2053: 884460.66; 2054: 1170989.06; 2055: 1393854.75; 2056: 1706503.86; 2057: 1952558.06
DEF Nuclear Natrium - Storage | Storage:Battery | DEF | DEF
DEF Nuclear Natrium - Storage PTC | Storage:Battery | DEF | DEF
DEF Nuclear Natrium PTC | Nuclear:Nuclear | DEF | DEF | 2038: 118745.27; 2039: 208652.37; 2040: 338625.42; 2041: 438430.78; 2042: 580464.1; 2043: 690939.52; 2044: 914775.03; 2045: 1088877.38; 2046: 1333118.68; 2047: 1525335.75; 2048: 1639471.04; 2049: 1736102.06; 2050: 1859353.92; 2051: 1964298.94; 2052: 1845622.44; 2053: 1768921.31; 2054: 1548727.46; 2055: 1393854.75; 2056: 1150897.95; 2057: 976279.03
Gen 190MW CT | Gas/Oil:Combustion Turbine | DEF | DEF | [6 empty] | 2397.54 | 4212.82 | 4318.14 | 4426.1 | 4536.75 | 18213.15 | 28598.53 | 29313.49 | 30046.32 | 30797.48 | 31567.42 | 32356.61 | 33165.52 | 33994.66 | 34844.52 | 35715.63 | 36608.53 | 37523.74 | 38461.83 | 39423.37 | 40408.95 | 507088.03 | 42454.66 | 43516.02 | 44603.92 | 45719.02 | 46861.99 | 48033.54 | 49234.38
Gen 190MW CT H2 | Gas/Oil:Combustion Turbine | DEF | DEF | 2043: 23733.13; 2044: 41702.5; 2045: 48978.71; 2046: 54767.1; 2047: 82333.2; 2048: 103571.44; 2049: 154326.22; 2050: 193448.4; 2051: 198284.6; 2052: 203241.73; 2053: 208322.77; 2054: 213530.81; 2055: 218869.05; 2056: 224340.8; 2057: 229949.3
HEAT | Demand:Demand Response | DEF | DEF
Hines CC 1 | Gas/Oil:Combined Cycle | DEF | DEF
Hines CC 2 | Gas/Oil:Combined Cycle | DEF | DEF
Hines CC 3 | Gas/Oil:Combined Cycle | DEF | DEF
Hines CC 4 | Gas/Oil:Combined Cycle | DEF | DEF
INT CITY 1 | Gas/Oil:Combustion Turbine | DEF | DEF
INT CITY 10 | Gas/Oil:Combustion Turbine | DEF | DEF
INT CITY 11 | Gas/Oil:Combustion Turbine | DEF | DEF
INT CITY 12 | Gas/Oil:Combustion Turbine | DEF | DEF
INT CITY 13 | Gas/Oil:Combustion Turbine | DEF | DEF
INT CITY 14 | Gas/Oil:Combustion Turbine | DEF | DEF
INT CITY 2 | Gas/Oil:Combustion Turbine | DEF | DEF
INT CITY 3 | Gas/Oil:Combustion Turbine | DEF | DEF
INT CITY 4 | Gas/Oil:Combustion Turbine | DEF | DEF
INT CITY 5 | Gas/Oil:Combustion Turbine | DEF | DEF
INT CITY 6 | Gas/Oil:Combustion Turbine | DEF | DEF
INT CITY 7 | Gas/Oil:Combustion Turbine | DEF | DEF
INT CITY 8 | Gas/Oil:Combustion Turbine | DEF | DEF
INT CITY 9 | Gas/Oil:Combustion Turbine | DEF | DEF
INTER | Demand:Demand Response | DEF | DEF
Mulberry | Gas/Oil:Combined Cycle | DEF | DEF | 2023: 112647.9; 2024: 52619.56
New DEF OnShore Wind | Renewable:Wind | DEF | DEF | 2048: 5835.61; 2049: 16235.49; 2050: 21020.68; 2051: 21546.2; 2052: 22084.86; 2053: 29239.43; 2054: 41571.86; 2055: 54502.65; 2056: 68053.98; 2057: 82248.82
New DEF OnShore Wind PTC | Renewable:Wind | DEF | DEF | 2043: 5157.83; 2044: 14349.81; 2045: 23998.16; 2046: 34119.97; 2047: 44732.86; 2048: 50019.48; 2049: 51269.96; 2050: 52551.71; 2051: 53865.5; 2052: 55212.14; 2053: 49989.99; 2054: 39638.29; 2055: 28737.76; 2056: 17267.43; 2057: 5205.62
NSG Vand CT 1 | Gas/Oil:Combustion Turbine | DEF | DEF | 2023: 9658.15; 2024: 9658.15; 2025: 9658.15; 2026: 9658.15; 2027: 3074.84
NSG Vand CT 2 | Gas/Oil:Combustion Turbine | DEF | DEF | 2023: 9658.15; 2024: 9658.15; 2025: 9658.15; 2026: 9658.15; 2027: 3074.84
NSG Vand CT 3 | Gas/Oil:Combustion Turbine | DEF | DEF | 2023: 9658.15; 2024: 9658.15; 2025: 9658.15; 2026: 9658.15; 2027: 3074.84
NSG Vand CT 4 | Gas/Oil:Combustion Turbine | DEF | DEF | 2023: 9658.15; 2024: 9658.15; 2025: 9658.15; 2026: 9658.15; 2027: 3074.84
Orange Cogen | Gas/Oil:Combined Cycle | DEF | DEF | 2023: 82037.98; 2024: 86215.48; 2025: 90565.37
Orlando Cogen | Gas/Oil:Combined Cycle | DEF | DEF | 2023: 82526.95
Osprey 1 0 | Gas/Oil:Combined Cycle | DEF | DEF
Osprey 1 1 | Gas/Oil:Combined Cycle | DEF | DEF
Osprey 1 2 | Gas/Oil:Combined Cycle | DEF | DEF
OspreyAcq | Gas/Oil:Combined Cycle | DEF | DEF
OspreyAcqDF | Gas/Oil:Combined Cycle | DEF | DEF
Pasco County | Renewable:Biomass | DEF | DEF | 2023: 31016.88; 2024: 32993.04
Pinellas County | Renewable:Biomass | DEF | DEF | 2023: 73833.66; 2024: 78537.79
Shady Hills 1 | Gas/Oil:Combustion Turbine | DEF | DEF | 2023: 8965.12; 2024: 2245.96
Shady Hills 2 | Gas/Oil:Combustion Turbine | DEF | DEF | 2023: 8965.12; 2024: 2245.96
Shady Hills 3 | Gas/Oil:Combustion Turbine | DEF | DEF | 2023: 8965.12; 2024: 2245.96
Solar 3rdParty Block 1 | Renewable:Solar PV | DEF | DEF
Solar 3rdParty Block 2 | Renewable:Solar PV | DEF | DEF
Solar 3rdParty Block 3 | Renewable:Solar PV | DEF | DEF
Solar 3rdParty Block 4 | Renewable:Solar PV | DEF | DEF
Solar DEF Bay Ranch | Renewable:Solar PV | DEF | DEF | 415.33 | 633 | 647 | 662 | 682 | 750 | 768 | 786 | 804 | 828 | 843 | 862 | 883 | 946 | 929 | 946 | 968 | 991 | 1015 | 1044 | 1064 | 1089 | 1115 | 1142 | 1175 | 1198 | 1227 | 1257 | 1288 | 1288 | 1288 | 1288 | 1288 | 1288 | 1288
Solar DEF Bay Trail | Renewable:Solar PV | DEF | DEF | 623 | 637 | 652 | 672 | 739 | 756 | 774 | 792 | 816 | 830 | 850 | 869 | 932 | 916 | 932 | 954 | 976 | 1000 | 1028 | 1048 | 1073 | 1098 | 1125 | 1157 | 1180 | 1208 | 1238 | 1268 | 1304 | 1304 | 1304 | 1304 | 1304 | 1304 | 1304
Solar DEF Charlie Creek | Renewable:Solar PV | DEF | DEF | 530 | 541 | 551 | 567 | 630 | 643 | 656 | 670 | 689 | 698 | 712 | 727 | 784 | 761 | 772 | 788 | 804 | 820 | 842 | 854 | 872 | 890 | 909 | 933 | 947 | 967 | 988 | 1009 | 1035 | 1035 | 1035 | 1035 | 1035 | 1035 | 1035
Solar DEF Columbia | Renewable:Solar PV | DEF | DEF | 827.78 | 847.53 | 938.7 | 950.02 | 973.2 | 1008.71 | 1021.11 | 1045.88 | 1083.54 | 1097.21 | 1176.9 | 1163.92 | 1179.14 | 1207.91 | 1250.78 | 1267.84 | 1299.08 | 1345.07 | 1364.27 | 1398.27 | 1447.68 | 1469.26 | 1506.31 | 1559.42 | 1583.64 | 1623.99 | 1681.09 | 1726.99 | 1726.99 | 1726.99 | 1726.99 | 1726.99 | 1726.99 | 1726.99 | 1726.99
Solar DEF County Line | Renewable:Solar PV | DEF | DEF |  |  | 589.65 | 658.25 | 673.5 | 694 | 761.5 | 779.75 | 798.25 | 817 | 841.25 | 856 | 876 | 896.75 | 960.25 | 944.25 | 961.5 | 984.25 | 1007.5 | 1031.25 | 1060.75 | 1081 | 1106.75 | 1133.5 | 1160.75 | 1193.75 | 1217.75 | 1247.25 | 1277.75 | 1309.69 | 1342.44 | 1376 | 1410.4 | 1445.66 | 1481.8
Solar DEF Debary | Renewable:Solar PV | DEF | DEF | 930.78 | 955.65 | 981.84 | 1003.3 | 1026.52 | 1054.16 | 1081.16 | 1103.45 | 1131.65 | 1156.58 | 1221.39 | 1231.17 | 1242.82 | 1270.27 | 1304.14 | 1333.28 | 1368.12 | 1402.17 | 1432.61 | 1466.38 | 1505.88 | 1544.12 | 1578.33 | 1619.79 | 1657.32 | 1697.2 | 1743.37 | 1755.3 | 1755.3 | 1755.3 | 1755.3 | 1755.3 | 1755.3 | 1755.3 | 1755.3
Solar DEF Duette | Renewable:Solar PV | DEF | DEF | 634 | 649 | 664 | 685 | 752 | 770 | 788 | 807 | 831 | 845 | 865 | 886 | 949 | 933 | 950 | 972 | 995 | 1019 | 1048 | 1068 | 1094 | 1120 | 1147 | 1180 | 1204 | 1233 | 1263 | 1294 | 1331 | 1331 | 1331 | 1331 | 1331 | 1331 | 1331
Solar DEF Falmouth | Renewable:Solar PV | DEF | DEF |  | 704.44 | 661.12 | 658.25 | 673.5 | 694 | 761.5 | 779.75 | 798.25 | 817 | 841.25 | 856 | 876 | 896.75 | 960.25 | 944.25 | 961.5 | 984.25 | 1007.5 | 1031.25 | 1060.75 | 1081 | 1106.75 | 1133.5 | 1160.75 | 1193.75 | 1217.75 | 1247.25 | 1277.75 | 1309.69 | 1342.44 | 1376 | 1410.4 | 1445.66 | 1481.8
Solar DEF Fort Green | Renewable:Solar PV | DEF | DEF | 623 | 637 | 652 | 672 | 739 | 756 | 774 | 792 | 816 | 830 | 850 | 869 | 932 | 916 | 932 | 954 | 976 | 1000 | 1028 | 1048 | 1073 | 1098 | 1125 | 1157 | 1180 | 1208 | 1238 | 1268 | 1304 | 1304 | 1304 | 1304 | 1304 | 1304 | 1304
Solar DEF Hamilton | Renewable:Solar PV | DEF | DEF | 1178.75 | 1266.34 | 1294.41 | 1323.06 | 1352.31 | 1382.19 | 1412.71 | 1443.91 | 1475.81 | 1561.54 | 1541.88 | 1576.12 | 1611.21 | 1647.18 | 1684.07 | 1721.92 | 1760.76 | 1800.61 | 1841.53 | 1883.52 | 1926.63 | 1970.87 | 2016.29 | 2062.9 | 2110.74 | 2226.95 | 2269.66 | 2269.66 | 2269.66 | 2269.66 | 2269.66 | 2269.66 | 2269.66 | 2269.66 | 2269.66
Solar DEF Hardeetown | Renewable:Solar PV | DEF | DEF | 415.33 | 633 | 647 | 662 | 682 | 750 | 768 | 786 | 804 | 828 | 843 | 862 | 883 | 946 | 929 | 946 | 968 | 991 | 1015 | 1044 | 1064 | 1089 | 1115 | 1142 | 1175 | 1198 | 1227 | 1257 | 1288 | 1288 | 1288 | 1288 | 1288 | 1288 | 1288
Solar DEF High Spring | Renewable:Solar PV | DEF | DEF | 311.5 | 633 | 647 | 662 | 682 | 750 | 768 | 786 | 804 | 828 | 843 | 862 | 883 | 946 | 929 | 946 | 968 | 991 | 1015 | 1044 | 1064 | 1089 | 1115 | 1142 | 1175 | 1198 | 1227 | 1257 | 1288 | 1288 | 1288 | 1288 | 1288 | 1288 | 1288
Solar DEF Hildreth | Renewable:Solar PV | DEF | DEF | 415.33 | 633 | 647 | 662 | 682 | 750 | 768 | 786 | 804 | 828 | 843 | 862 | 883 | 946 | 929 | 946 | 968 | 991 | 1015 | 1044 | 1064 | 1089 | 1115 | 1142 | 1175 | 1198 | 1227 | 1257 | 1288 | 1288 | 1288 | 1288 | 1288 | 1288 | 1288
Solar DEF Lake Placid | Renewable:Solar PV | DEF | DEF | 610 | 629 | 677 | 693 | 710 | 726 | 748 | 761 | 779 | 797 | 856 | 840 | 854 | 874 | 895 | 916 | 942 | 960 | 982 | 1006 | 1030 | 1060 | 1080 | 1106 | 1133 | 1160 | 1194 | 1194 | 1194 | 1194 | 1194 | 1194 | 1194 | 1194 | 1194
Solar DEF Mule Creek | Renewable:Solar PV | DEF | DEF |  | 915.78 | 661.12 | 658.25 | 673.5 | 694 | 761.5 | 779.75 | 798.25 | 817 | 841.25 | 856 | 876 | 896.75 | 960.25 | 944.25 | 961.5 | 984.25 | 1007.5 | 1031.25 | 1060.75 | 1081 | 1106.75 | 1133.5 | 1160.75 | 1193.75 | 1217.75 | 1247.25 | 1277.75 | 1309.69 | 1342.44 | 1376 | 1410.4 | 1445.66 | 1481.8
Solar DEF NEW 1 | Renewable:Solar PV | DEF | DEF | [12 empty] | 2094.59 | 2578.13 | 2642.2 | 2707.85 | 2775.14 | 2844.11 | 2914.78 | 2987.22 | 3061.45 | 3137.52 | 3215.49 | 3295.4 | 3377.29 | 3461.21 | 3547.22 | 3635.37 | 3725.71 | 3818.29 | 3913.18 | 4010.42 | 687.88
Solar DEF NEW 1 PTC | Renewable:Solar PV | DEF | DEF | 2025: 1638.69; 2026: 2016.98; 2027: 2067.1; 2028: 2118.47; 2029: 2171.12; 2030: 2225.07; 2031: 2280.36; 2032: 2337.03; 2033: 2395.1; 2034: 2454.62; 2035: 421.02
Solar DEF NEW 2 | Renewable:Solar PV | DEF | DEF | [12 empty] | 418.92 | 5175.68 | 5304.29 | 5436.1 | 5571.19 | 5709.64 | 5851.52 | 5996.93 | 6145.95 | 6298.68 | 6455.2 | 6615.61 | 6780.01 | 6948.49 | 7121.16 | 7298.12 | 7479.48 | 7665.35 | 7855.83 | 8051.05 | 7566.68
Solar DEF NEW 2 PTC | Renewable:Solar PV | DEF | DEF | 2025: 327.74; 2026: 4049.15; 2027: 4149.77; 2028: 4252.9; 2029: 4358.58; 2030: 4466.89; 2031: 4577.9; 2032: 4691.66; 2033: 4808.24; 2034: 4927.73; 2035: 4631.26
Solar DEF NEW 3 | Renewable:Solar PV | DEF | DEF | [14 empty] | 3111.02 | 5477.14 | 5613.25 | 5752.74 | 5895.69 | 6042.2 | 6192.35 | 6346.23 | 6503.93 | 6665.56 | 6831.19 | 7000.95 | 7174.92 | 7353.22 | 7535.95 | 7723.21 | 7915.14 | 8111.83 | 8313.41 | 8519.99 | 3648.86
Solar DEF NEW 3 PTC | Renewable:Solar PV | DEF | DEF | 2027: 2433.88; 2028: 4285; 2029: 4391.49; 2030: 4500.61; 2031: 4612.46; 2032: 4727.08; 2033: 4844.54; 2034: 4964.93; 2035: 5088.31; 2036: 5214.75; 2037: 2233.32
Solar DEF NEW 4 | Renewable:Solar PV | DEF | DEF | [13 empty] | 2265.3 | 3988.21 | 4087.32 | 4188.89 | 4292.98 | 4399.66 | 4508.99 | 4621.04 | 4735.87 | 4853.56 | 4974.17 | 5097.78 | 5224.46 | 5354.29 | 5487.34 | 5623.7 | 5763.45 | 5906.67 | 6053.45 | 6203.88 | 2656.93
Solar DEF NEW 4 PTC | Renewable:Solar PV | DEF | DEF | 2026: 1772.24; 2027: 3120.15; 2028: 3197.68; 2029: 3277.15; 2030: 3358.58; 2031: 3442.05; 2032: 3527.58; 2033: 3615.24; 2034: 3705.08; 2035: 3797.15; 2036: 1626.2
Solar DEF NEW 5 | Renewable:Solar PV | DEF | DEF | [13 empty] | 755.1 | 1329.4 | 1362.44 | 1396.3 | 1430.99 | 1466.55 | 1503 | 1540.35 | 1578.62 | 1617.85 | 1658.06 | 1699.26 | 1741.49 | 1784.76 | 1829.11 | 1874.57 | 1921.15 | 1968.89 | 2017.82 | 2067.96 | 885.64
Solar DEF NEW 5 PTC | Renewable:Solar PV | DEF | DEF | 2026: 590.75; 2027: 1040.05; 2028: 1065.89; 2029: 1092.38; 2030: 1119.53; 2031: 1147.35; 2032: 1175.86; 2033: 1205.08; 2034: 1235.03; 2035: 1265.72; 2036: 542.07
Solar DEF Osc Perry Suw | Renewable:Solar PV | DEF | DEF
Solar DEF Sandy Creek | Renewable:Solar PV | DEF | DEF | 640 | 653 | 669 | 688 | 712 | 734 | 757 | 781 | 809 | 832 | 857 | 883 | 938 | 953 | 964 | 988 | 1014 | 1040 | 1069 | 1094 | 1119 | 1146 | 1174 | 1206 | 1232 | 1260 | 1289 | 1319 | 1319 | 1319 | 1319 | 1319 | 1319 | 1319 | 1319
Solar DEF Santa Fe | Renewable:Solar PV | DEF | DEF | 1073 | 1095 | 1125 | 1209 | 1234 | 1263 | 1297 | 1328 | 1354 | 1390 | 1419 | 1503 | 1496 | 1521 | 1557 | 1598 | 1632 | 1676 | 1715 | 1751 | 1793 | 1841 | 1885 | 1926 | 1977 | 2020 | 2069 | 2130 | 2130 | 2130 | 2130 | 2130 | 2130 | 2130 | 2130
Solar DEF St Pete Pier | Renewable:Solar PV | DEF | DEF
Solar DEF Trenton | Renewable:Solar PV | DEF | DEF | 1075 | 1105 | 1189 | 1213 | 1242 | 1275 | 1306 | 1332 | 1367 | 1395 | 1479 | 1471 | 1497 | 1532 | 1573 | 1606 | 1649 | 1688 | 1723 | 1765 | 1812 | 1856 | 1896 | 1947 | 1989 | 2038 | 2098 | 2098 | 2098 | 2098 | 2098 | 2098 | 2098 | 2098 | 2098
Solar DEF Twin Rivers | Renewable:Solar PV | DEF | DEF | 982.72 | 1002.09 | 1030.69 | 1110.98 | 1133.81 | 1160.99 | 1192.72 | 1222.16 | 1246.19 | 1279.99 | 1306.27 | 1388.35 | 1378.54 | 1401.96 | 1435.49 | 1474.32 | 1505.19 | 1546.44 | 1583.28 | 1616.9 | 1656.17 | 1701.32 | 1742.96 | 1780.54 | 1829.27 | 1869.19 | 1915.33 | 1972.92 | 1972.92 | 1972.92 | 1972.92 | 1972.92 | 1972.92 | 1972.92 | 1972.92
Solar DEF Winquepin | Renewable:Solar PV | DEF | DEF |  | 915.78 | 661.12 | 658.25 | 673.5 | 694 | 761.5 | 779.75 | 798.25 | 817 | 841.25 | 856 | 876 | 896.75 | 960.25 | 944.25 | 961.5 | 984.25 | 1007.5 | 1031.25 | 1060.75 | 1081 | 1106.75 | 1133.5 | 1160.75 | 1193.75 | 1217.75 | 1247.25 | 1277.75 | 1309.69 | 1342.44 | 1376 | 1410.4 | 1445.66 | 1481.8
Solar+Storage DEF NEW 1 | Renewable:Solar PV | DEF | DEF | 2039: 874.59; 2040: 11649.41; 2041: 22907.31; 2042: 33722.78; 2043: 34393.02; 2044: 35076.59; 2045: 35773.73; 2046: 36484.74; 2047: 37209.87; 2048: 37949.42; 2049: 38703.67; 2050: 39472.91; 2051: 40257.44; 2052: 41057.55; 2053: 41873.57; 2054: 42705.81; 2055: 43554.58; 2056: 44420.23; 2057: 45303.09
Solar+Storage DEF NEW 1 PTC + ITC | Renewable:Solar PV | DEF | DEF | 2029: 748.95; 2030: 9799.35; 2031: 18815.02; 2032: 27698.36; 2033: 28248.86; 2034: 28810.31; 2035: 29382.92; 2036: 29966.9; 2037: 30562.5; 2038: 31169.92; 2039: 30914.83; 2040: 20771.83; 2041: 10158.3
Standby | Demand:Demand Response | DEF | DEF
SUWANNEE_P 1 | Gas/Oil:Combustion Turbine | DEF | DEF
SUWANNEE_P 2 | Gas/Oil:Combustion Turbine | DEF | DEF
SUWANNEE_P 3 | Gas/Oil:Combustion Turbine | DEF | DEF
Tigerbay 1 | Gas/Oil:Combined Cycle | DEF | DEF
U OF FL 1 | Gas/Oil:Combustion Turbine | DEF | DEF
Voltage Red | Demand:Demand Response | DEF | DEF
WaterHtr_PP | Demand:Demand Response | DEF | DEF
Total |  |  |  | 458876.85 | 310821.96 | 146750.05 | 63129.08 | 44894.88 | 35305.91 | 39450.93 | 51136.29 | 61064.49 | 76382.76 | 98365.73 | 141987.06 | 180229.17 | 193235.19 | 196420.99 | 318241.73 | 418670.97 | 557350.93 | 660778.29 | 802949.37 | 946086.93 | 1200902.62 | 1398913.12 | 1665376.37 | 1893684.07 | 2172947 | 2418225.79 | 3603574.16 | 2957518.29 | 3030369.11 | 3105037.35 | 3173090.72 | 3241192.19 | 3309647.56 | 3383990.79
Group Totals
Resource | Type | BA | Area | 2023 | 2024 | 2025 | 2026 | 2027 | 2028 | 2029 | 2030 | 2031 | 2032 | 2033 | 2034 | 2035 | 2036 | 2037 | 2038 | 2039 | 2040 | 2041 | 2042 | 2043 | 2044 | 2045 | 2046 | 2047 | 2048 | 2049 | 2050 | 2051 | 2052 | 2053 | 2054 | 2055 | 2056 | 2057
Total | Coal:Conventional | DEF | DEF
Total | Demand:Demand Response | DEF | DEF
Total | Gas/Oil:Combined Cycle | DEF | DEF | 2023: 277212.83; 2024: 138835.04; 2025: 90565.37; 2050: 411269.96
Total | Gas/Oil:Combustion Turbine | DEF | DEF | 65527.96 | 45370.48 | 38632.6 | 38632.6 | 12299.36 |  | 2397.54 | 4212.82 | 4318.14 | 4426.1 | 4536.75 | 18213.15 | 28598.53 | 29313.49 | 30046.32 | 30797.48 | 31567.42 | 32356.61 | 33165.52 | 33994.66 | 58577.65 | 77418.13 | 85587.24 | 92290.84 | 120795.03 | 142994.81 | 194735.17 | 700536.43 | 240739.26 | 246757.75 | 252926.69 | 259249.83 | 265731.04 | 272374.34 | 279183.68
Total | Gas/Oil:Steam Turbine | DEF | DEF
Total | Nuclear:Nuclear | DEF | DEF | 2038: 118745.27; 2039: 208652.37; 2040: 338625.42; 2041: 438430.78; 2042: 580464.1; 2043: 690939.52; 2044: 914775.03; 2045: 1088877.38; 2046: 1333118.68; 2047: 1525335.75; 2048: 1791474.97; 2049: 2003194.69; 2050: 2292822.93; 2051: 2525527.22; 2052: 2588665.22; 2053: 2653381.97; 2054: 2719716.52; 2055: 2787709.5; 2056: 2857401.81; 2057: 2928837.09
Total | Renewable:Biomass | DEF | DEF | 2023: 104850.54; 2024: 111530.83
Total | Renewable:Solar PV | DEF | DEF | 11285.52 | 15085.61 | 17552.08 | 24496.48 | 29476.79 | 32224.99 | 33965.37 | 43811.43 | 53682.33 | 63449.89 | 64988.5 | 66377.26 | 67929.6 | 69428.45 | 70977.42 | 72375.13 | 73973.34 | 75649.99 | 77340.5 | 79061.19 | 80855.52 | 82648.08 | 84491.65 | 86430.19 | 88361.37 | 90404.35 | 92451.47 | 94397.94 | 96199.72 | 97779.63 | 99394.91 | 101046.25 | 98627.86 | 86857.3 | 79471.02
Total | Renewable:Wind | DEF | DEF | 2043: 5157.83; 2044: 14349.81; 2045: 23998.16; 2046: 34119.97; 2047: 44732.86; 2048: 55855.09; 2049: 67505.45; 2050: 73572.39; 2051: 75411.7; 2052: 77297; 2053: 79229.42; 2054: 81210.15; 2055: 83240.41; 2056: 85321.41; 2057: 87454.44
Total | Storage:Battery | DEF | DEF |  |  |  |  | 3118.73 | 3080.92 | 3088.02 | 3112.04 | 3064.02 | 8506.77 | 28840.48 | 57396.65 | 83701.04 | 94493.25 | 95397.25 | 96323.85 | 104477.84 | 110718.91 | 111841.49 | 109429.42 | 110556.41 | 111711.57 | 115958.69 | 119416.69 | 114459.06 | 92217.78 | 60339.01 | 30974.51 | 19640.39 | 19869.51 | 20104.36 | 11867.97 | 5883.38 | 7692.7 | 9044.56

## VOM Cost
VOM ($000)
Base
Resource | Type | BA | Area | 2023 | 2024 | 2025 | 2026 | 2027 | 2028 | 2029 | 2030 | 2031 | 2032 | 2033 | 2034 | 2035 | 2036 | 2037 | 2038 | 2039 | 2040 | 2041 | 2042 | 2043 | 2044 | 2045 | 2046 | 2047 | 2048 | 2049 | 2050 | 2051 | 2052 | 2053 | 2054 | 2055 | 2056 | 2057
AC | Demand:Demand Response | DEF | DEF
Anclote 1 | Gas/Oil:Steam Turbine | DEF | DEF | 2023: 2281.62; 2024: 2731.93; 2025: 1514.85; 2026: 2393.5; 2027: 2304.01; 2028: 2480.16; 2029: 2092.23; 2030: 1999.32; 2031: 1233.14; 2032: 1129.8; 2033: 933.12; 2034: 2224.61; 2035: 2678.99; 2036: 2850.95; 2037: 3843.08; 2038: 1954.13; 2039: 2547.64; 2040: 1991.24; 2041: 1812.66; 2042: 500.94
Anclote 2 | Gas/Oil:Steam Turbine | DEF | DEF | 2023: 1523.31; 2024: 1645.94; 2025: 1025.18; 2026: 1490.8; 2027: 1563.92; 2028: 1697.18; 2029: 1339.88; 2030: 1138.24; 2031: 1075.94; 2032: 1000.47; 2033: 1182.98; 2034: 1443.34; 2035: 1957.76; 2036: 1770.92; 2037: 2867.79; 2038: 982.29; 2039: 1509.53; 2040: 1498.27; 2041: 1195.85; 2042: 274.55
As Avail | Gas/Oil:Combined Cycle | DEF | DEF | 100.84 | 84.11 | 75.17 | 75.29 | 74.76 | 83.43 | 79.41 | 75.93 | 75.18 | 71.81 | 74.48 | 84.57 | 93.71 | 93.38 | 108.96 | 90.77 | 98.85 | 104.93 | 102.63 | 105.58 | 107.66 | 111.06 | 158.37 | 122.91 | 114.46 | 95.55 | 138.51 | 308.29 | 203.11 | 276.47 | 234.76 | 194.8 | 219.9 | 242.05 | 185.56
As Avail PCS | Renewable:Biomass | DEF | DEF | 2023: 6507.7; 2024: 5471.36; 2025: 5023.39; 2026: 5123.85; 2027: 5246.98; 2028: 5496.44; 2029: 5100.66; 2030: 4883.98; 2031: 5042.07; 2032: 4792.75; 2033: 5056.3; 2034: 5478.18; 2035: 5963.82; 2036: 6347.25; 2037: 6921.78; 2038: 6514.08; 2039: 6766.95; 2040: 6884.17; 2041: 6764.92; 2042: 6895.82
Bartow CC 1 0 | Gas/Oil:Combined Cycle | DEF | DEF | 17769.89 | 17337.22 | 19558.39 | 19804.19 | 19358.88 | 20226.52 | 21981.35 | 22528.08 | 23090.88 | 23669.76 | 23250.67 | 24867.71 | 25418.73 | 26130 | 24223.03 | 27448.55 | 28139.99 | 28925.56 | 28327.6 | 30302.74 | 31058.52 | 31933.42 | 29517.04 | 33446.38 | 34282.55 | 35247.74 | 15375.36
Bartow CC 1 PAG | Gas/Oil:Combined Cycle | DEF | DEF | 703.9 | 697.11 | 603.08 | 603.17 | 611.82 | 700.79 | 626.29 | 439.49 | 327.38 | 324.02 | 245.08 | 593.82 | 757.46 | 826.08 | 946.76 | 661.44 | 956.35 | 773.53 | 564.92 | 430 | 724.89 | 550.98 | 1109.08 | 448.57 | 797.07 | 226.4 | 20.82
BARTOW_P 1 | Gas/Oil:Combustion Turbine | DEF | DEF | 2026: 0
BARTOW_P 2 | Gas/Oil:Combustion Turbine | DEF | DEF | 2023: 0; 2024: 0; 2025: 0; 2026: 0; 2027: 0; 2028: 0; 2029: 0; 2030: 0; 2031: 0; 2032: 0; 2033: 0; 2034: 0
BARTOW_P 3 | Gas/Oil:Combustion Turbine | DEF | DEF | 2024: 0; 2026: 0
BARTOW_P 4 | Gas/Oil:Combustion Turbine | DEF | DEF | 2023: 0; 2024: 0; 2025: 0; 2026: 0; 2027: 0; 2028: 0; 2029: 0; 2030: 0; 2031: 0; 2032: 0; 2033: 0; 2034: 0
Battery 2 Hours | Storage:Battery | DEF | DEF
Battery 4 Hours | Storage:Battery | DEF | DEF
BAYBORO_P 1 | Gas/Oil:Combustion Turbine | DEF | DEF | 2024: 7.73; 2025: 2.16
BAYBORO_P 2 | Gas/Oil:Combustion Turbine | DEF | DEF | 2024: 1.41
BAYBORO_P 3 | Gas/Oil:Combustion Turbine | DEF | DEF | 2024: 2.81; 2025: 0.72
BAYBORO_P 4 | Gas/Oil:Combustion Turbine | DEF | DEF | 2024: 2.11
Citrus CC 1 | Gas/Oil:Combined Cycle | DEF | DEF | 7954.85 | 8224.7 | 7843.2 | 8622.04 | 8833.3 | 8051.56 | 9051.55 | 9274.43 | 8932.58 | 9813.77 | 9990.29 | 10274.35 | 10529.15 | 10794.96 | 10369.32 | 11285.43 | 11629.46 | 10835.16 | 11781.67 | 11600.32 | 11245.96 | 10950.54 | 9523.49 | 8099.04 | 8744.95 | 7229.44 | 8285.33 | 6222.15 | 6013.69 | 6084.35 | 6311.4 | 6489.25 | 6527.59 | 6785.09 | 7018.68
Citrus CC 1 Duct | Gas/Oil:Combined Cycle | DEF | DEF | 0 | 0 | 0 | 0 | 0 | 0 | 0 | 0 | 0 | 0 | 0 | 0 | 0 | 0 | 0 | 0 | 0 | 0 | 0 | 0 | 0 | 0 | 0 | 0 | 0 | 0 | 0 | 0 | 0 | 0 | 0 | 0 | 0 | 0 | 0
Citrus CC 2 | Gas/Oil:Combined Cycle | DEF | DEF | 7807.54 | 8199.55 | 8353.82 | 7987.3 | 8779.1 | 8024.95 | 9023.08 | 9244.03 | 8911.4 | 9753.7 | 9958.87 | 10209.94 | 10427.33 | 10761.12 | 10291.29 | 11266.16 | 11555.04 | 10799.35 | 11990.75 | 11633.03 | 11235.9 | 10521.03 | 11030.9 | 9806.57 | 7122.5 | 7199.11 | 7678.8 | 6150.39 | 5215.27 | 5565.29 | 5665.45 | 5946.09 | 6342.76 | 5661.95 | 6123.28
Citrus CC 2 Duct | Gas/Oil:Combined Cycle | DEF | DEF | 0 | 0 | 0 | 0 | 0 | 0 | 0 | 0 | 0 | 0 | 0 | 0 | 0 | 0 | 0 | 0 | 0 | 0 | 0 | 0 | 0 | 0 | 0 | 0 | 0 | 0 | 0 | 0 | 0 | 0 | 0 | 0 | 0 | 0 | 0
Crystal 4 | Coal:Conventional | DEF | DEF | 2023: 2708.85; 2024: 2553.14; 2025: 3383.17; 2026: 2520.88; 2027: 3328.45; 2028: 4396.81; 2029: 4796.16; 2030: 5828.93; 2031: 10788.23; 2032: 7465.68; 2033: 9807.31; 2034: 4326.24
Crystal 5 | Coal:Conventional | DEF | DEF | 2023: 1776.79; 2024: 2945.56; 2025: 2893.45; 2026: 2824.16; 2027: 2862.7; 2028: 4080.62; 2029: 4249; 2030: 5635.26; 2031: 7364.28; 2032: 9220.46; 2033: 7158.96; 2034: 1947.29
DEBARY 10 | Gas/Oil:Combustion Turbine | DEF | DEF | 2024: 0; 2025: 0; 2026: 0; 2027: 0; 2028: 0; 2029: 0; 2030: 0; 2031: 0; 2032: 0; 2033: 0; 2034: 0; 2035: 0
DEBARY 2 | Gas/Oil:Combustion Turbine | DEF | DEF | 2024: 0; 2026: 0; 2027: 0
DEBARY 3 | Gas/Oil:Combustion Turbine | DEF | DEF | 2024: 0; 2026: 0
DEBARY 4 | Gas/Oil:Combustion Turbine | DEF | DEF | 2024: 0; 2025: 0; 2026: 0; 2027: 0
DEBARY 5 | Gas/Oil:Combustion Turbine | DEF | DEF | 2024: 0; 2026: 0
DEBARY 6 | Gas/Oil:Combustion Turbine | DEF | DEF | 2024: 0; 2025: 0; 2026: 0
DEBARY 7 | Gas/Oil:Combustion Turbine | DEF | DEF | 2023: 0; 2024: 0; 2025: 0; 2026: 0; 2027: 0; 2028: 0; 2029: 0; 2030: 0; 2031: 0; 2032: 0; 2033: 0; 2034: 0; 2035: 0; 2036: 0
DEBARY 8 | Gas/Oil:Combustion Turbine | DEF | DEF | 2023: 0; 2024: 0; 2025: 0; 2026: 0; 2027: 0; 2028: 0; 2029: 0; 2030: 0; 2031: 0; 2032: 0; 2033: 0; 2034: 0; 2035: 0; 2036: 0
DEBARY 9 | Gas/Oil:Combustion Turbine | DEF | DEF | 2023: 0; 2024: 0; 2025: 0; 2026: 0; 2027: 0; 2028: 0; 2029: 0; 2030: 0; 2031: 0; 2032: 0; 2033: 0; 2034: 0; 2035: 0; 2036: 0
DEF Nuclear Natrium | Nuclear:Nuclear | DEF | DEF | 2048: 2067.15; 2049: 3451.6; 2050: 5422.93; 2051: 6628.61; 2052: 8964.01; 2053: 10591.89; 2054: 14839.74; 2055: 17888.04; 2056: 22687.33; 2057: 26359.39
DEF Nuclear Natrium - Storage | Storage:Battery | DEF | DEF
DEF Nuclear Natrium - Storage PTC | Storage:Battery | DEF | DEF
DEF Nuclear Natrium PTC | Nuclear:Nuclear | DEF | DEF | 2038: 1810.34; 2039: 3107.67; 2040: 5076.58; 2041: 6513.48; 2042: 8696.89; 2043: 10279.68; 2044: 13748.42; 2045: 16199.34; 2046: 19891.32; 2047: 22629.12; 2048: 24423.63; 2049: 25701.68; 2050: 27596.02; 2051: 29017.79; 2052: 27287.22; 2053: 26205.31; 2054: 22757.16; 2055: 20741.76; 2056: 16966.88; 2057: 14507.84
Gen 190MW CT | Gas/Oil:Combustion Turbine | DEF | DEF | [5 empty] | 10.97 |  | 32.63 | 52.44 |  |  | 357.55 | 815.44 | 969.81 | 1099.82 | 497.27 | 879.76 | 107.62 | 202.1 | 263.93 | 1052.11 | 428.15 | 2576.61 | 991.51 | 1938.91 | 781.44 | 3778.05 | 1584.59 | 1240.08 | 1367.63 | 1177.71 | 1108.14 | 1217.77 | 1353.11 | 1632.66
Gen 190MW CT H2 | Gas/Oil:Combustion Turbine | DEF | DEF | 2043: 15.94; 2044: 1.52; 2045: 109.24; 2046: 36.76; 2047: 138.77; 2048: 11.12; 2049: 306.82; 2050: 3025.8; 2051: 1439.3; 2052: 2007.49; 2053: 1992.26; 2054: 2274.39; 2055: 2156.52; 2056: 2180.52; 2057: 1880.78
HEAT | Demand:Demand Response | DEF | DEF
Hines CC 1 | Gas/Oil:Combined Cycle | DEF | DEF | 2023: 9505.48; 2024: 9450.22; 2025: 10675.26; 2026: 8556.29; 2027: 10187.07; 2028: 9904.2; 2029: 10949.19; 2030: 9604.09; 2031: 7445.92; 2032: 5797.71; 2033: 5558.2; 2034: 6682.58; 2035: 9961.16; 2036: 10401.46; 2037: 12860.46; 2038: 10134.03; 2039: 2231.31
Hines CC 2 | Gas/Oil:Combined Cycle | DEF | DEF | 8517.15 | 9083.28 | 8550.77 | 9975.06 | 9462.93 | 10616.68 | 9286.08 | 10227.05 | 8726.17 | 8700.72 | 8556.76 | 9317.76 | 10474.84 | 10590.91 | 12286.16 | 11237.52 | 10266.34 | 10209.06 | 8990.76 | 6167.74 | 953.67
Hines CC 3 | Gas/Oil:Combined Cycle | DEF | DEF | 9769.13 | 9816.14 | 10640.95 | 9395.22 | 11529.5 | 11582.56 | 12222.64 | 10323.73 | 12104.6 | 11150.37 | 11812.89 | 11459.52 | 13831.93 | 13759.09 | 15659.81 | 13217.75 | 13395.59 | 12833.88 | 12155.34 | 9710.1 | 10998.22 | 8939.58 | 1921.54
Hines CC 4 | Gas/Oil:Combined Cycle | DEF | DEF | 4747.9 | 5652.39 | 4826.15 | 5889.89 | 5645.51 | 6211.54 | 5930.01 | 6469.2 | 5606.3 | 6691.06 | 6415.58 | 7130.96 | 6642.86 | 7623.29 | 7266.37 | 7926.92 | 7540.91 | 8130.95 | 7469.82 | 8165.77 | 7880.35 | 8210.76 | 7436.71 | 6388.18 | 1361.78
INT CITY 1 | Gas/Oil:Combustion Turbine | DEF | DEF | 2023: 1.37; 2024: 0.7; 2026: 2.21; 2027: 3.78; 2028: 4.66; 2029: 2.39; 2030: 8.97; 2031: 14.21; 2032: 4.28; 2033: 0.88
INT CITY 10 | Gas/Oil:Combustion Turbine | DEF | DEF | 2023: 0; 2024: 0; 2025: 0; 2026: 0; 2027: 0; 2028: 0; 2029: 0; 2030: 0; 2031: 0; 2032: 0; 2033: 0; 2034: 0; 2035: 0; 2036: 0; 2037: 0; 2038: 0
INT CITY 11 | Gas/Oil:Combustion Turbine | DEF | DEF | 2024: 0; 2025: 0; 2026: 0; 2027: 0; 2028: 0; 2029: 0; 2030: 0; 2031: 0; 2032: 0; 2034: 0; 2035: 0; 2036: 0; 2037: 0; 2038: 0; 2039: 0; 2040: 0; 2041: 0; 2042: 0; 2043: 0; 2044: 0
INT CITY 12 | Gas/Oil:Combustion Turbine | DEF | DEF | 0 | 0 | 0 | 0 | 0 | 0 | 0 | 0 | 0 | 0 | 0 | 0 | 0 | 0 | 0 | 0 | 0 | 0 | 0 | 0 | 0 | 0 | 0
INT CITY 13 | Gas/Oil:Combustion Turbine | DEF | DEF | 0 | 0 | 0 | 0 | 0 | 0 | 0 | 0 | 0 | 0 | 0 | 0 | 0 | 0 | 0 | 0 | 0 | 0 | 0 | 0 | 0 | 0 | 0
INT CITY 14 | Gas/Oil:Combustion Turbine | DEF | DEF | 0 | 0 | 0 | 0 | 0 | 0 | 0 | 0 | 0 | 0 | 0 | 0 | 0 | 0 | 0 | 0 | 0 | 0 | 0 | 0 | 0 | 0 | 0
INT CITY 2 | Gas/Oil:Combustion Turbine | DEF | DEF | 2026: 1.48; 2027: 0.76; 2028: 0.78; 2029: 0.8; 2030: 2.45; 2031: 10.87; 2032: 0.86
INT CITY 3 | Gas/Oil:Combustion Turbine | DEF | DEF | 2024: 2.11; 2025: 0.72; 2026: 1.48; 2027: 3.03; 2028: 3.88; 2029: 2.39; 2030: 6.52; 2031: 15.05; 2032: 4.28
INT CITY 4 | Gas/Oil:Combustion Turbine | DEF | DEF | 2023: 1.37; 2024: 2.81; 2025: 1.44; 2026: 1.48; 2027: 6.06; 2028: 3.1; 2029: 3.18; 2030: 5.7; 2031: 4.18; 2032: 4.28
INT CITY 5 | Gas/Oil:Combustion Turbine | DEF | DEF | 2026: 2.21; 2027: 1.51; 2028: 3.1; 2029: 1.59; 2030: 2.44; 2031: 10.03; 2032: 1.71
INT CITY 6 | Gas/Oil:Combustion Turbine | DEF | DEF | 2023: 0.69; 2024: 7.73; 2025: 0.72; 2026: 2.95; 2027: 9.08; 2028: 9.31; 2029: 2.39; 2030: 9.78; 2031: 20.06; 2032: 5.14; 2033: 2.63
INT CITY 7 | Gas/Oil:Combustion Turbine | DEF | DEF | 2023: 0; 2024: 0; 2025: 0; 2026: 0; 2027: 0; 2028: 0; 2029: 0; 2030: 0; 2031: 0; 2032: 0; 2033: 0; 2034: 0; 2035: 0; 2036: 0; 2037: 0; 2038: 0
INT CITY 8 | Gas/Oil:Combustion Turbine | DEF | DEF | 2023: 0; 2024: 0; 2025: 0; 2026: 0; 2027: 0; 2028: 0; 2029: 0; 2030: 0; 2031: 0; 2032: 0; 2033: 0; 2034: 0; 2035: 0; 2036: 0; 2037: 0; 2038: 0
INT CITY 9 | Gas/Oil:Combustion Turbine | DEF | DEF | 2023: 0; 2024: 0; 2025: 0; 2026: 0; 2027: 0; 2028: 0; 2029: 0; 2030: 0; 2031: 0; 2032: 0; 2033: 0; 2034: 0; 2035: 0; 2036: 0; 2037: 0; 2038: 0
INTER | Demand:Demand Response | DEF | DEF
Mulberry | Gas/Oil:Combined Cycle | DEF | DEF | 2023: 37135.62; 2024: 14569.01
New DEF OnShore Wind | Renewable:Wind | DEF | DEF | 2048: 103.43; 2049: 309.6; 2050: 359.78; 2051: 256.29; 2052: 238.86; 2053: 338.55; 2054: 503.67; 2055: 602.41; 2056: 753.66; 2057: 914.7
New DEF OnShore Wind PTC | Renewable:Wind | DEF | DEF | 2043: 163.5; 2044: 491.55; 2045: 814.58; 2046: 1152.99; 2047: 1450.47; 2048: 1607.06; 2049: 1565.38; 2050: 1464.24; 2051: 1487.49; 2052: 1532.49; 2053: 1429.82; 2054: 1116.1; 2055: 811.23; 2056: 493.48; 2057: 163.03
NSG Vand CT 1 | Gas/Oil:Combustion Turbine | DEF | DEF | 2023: 29.49; 2024: 32.6; 2025: 18.87; 2026: 16.53; 2027: 3.25
NSG Vand CT 2 | Gas/Oil:Combustion Turbine | DEF | DEF | 2023: 29.83; 2024: 35.22; 2025: 21.38; 2026: 19.09; 2027: 4.26
NSG Vand CT 3 | Gas/Oil:Combustion Turbine | DEF | DEF | 2023: 36.68; 2024: 38.92; 2025: 24.05; 2026: 19.24; 2027: 3.91
NSG Vand CT 4 | Gas/Oil:Combustion Turbine | DEF | DEF | 2023: 40.04; 2024: 41.12; 2025: 27.29; 2026: 29.2; 2027: 4.37
Orange Cogen | Gas/Oil:Combined Cycle | DEF | DEF | 2023: 43680.35; 2024: 26869.11; 2025: 27597.61
Orlando Cogen | Gas/Oil:Combined Cycle | DEF | DEF | 2023: 97553.89
Osprey 1 0 | Gas/Oil:Combined Cycle | DEF | DEF | 2023: 5997.24; 2024: 5869.43
Osprey 1 1 | Gas/Oil:Combined Cycle | DEF | DEF | 2023: 2624.4; 2024: 2596.57
Osprey 1 2 | Gas/Oil:Combined Cycle | DEF | DEF | 2023: 0; 2024: 0
OspreyAcq | Gas/Oil:Combined Cycle | DEF | DEF |  | 1323.68 | 7551.32 | 7719.48 | 7767.45 | 8229.31 | 7849.56 | 8298.67 | 8132.9 | 8470.08 | 8863.5 | 9046.12 | 9295.38 | 9389.38 | 10397.73 | 10113.52 | 9707.54 | 10079.38 | 8964.11 | 8721.64 | 8880.18 | 2934.34
OspreyAcqDF | Gas/Oil:Combined Cycle | DEF | DEF |  | 0 | 0 | 0 | 0 | 0 | 0 | 0 | 0 | 0 | 0 | 0 | 0 | 0 | 0 | 0 | 0 | 0 | 0 | 0 | 0 | 0
Pasco County | Renewable:Biomass | DEF | DEF | 2023: 5040.08; 2024: 5233.05; 2025: 7169.06; 2026: 3466.63; 2027: 3690; 2028: 3600.55; 2029: 3566.52; 2030: 3377.36; 2031: 3531.16; 2032: 3355.91; 2033: 3355.85; 2034: 3781.26; 2035: 4037.6; 2036: 4605.54; 2037: 4706.71; 2038: 4343.18; 2039: 4727.71; 2040: 4527; 2041: 4930.52; 2042: 4708.88
Pinellas County | Renewable:Biomass | DEF | DEF | 2023: 10546.83; 2024: 11158.49; 2025: 15516.17; 2026: 8421.96; 2027: 8214.18; 2028: 8637.77; 2029: 8622.98; 2030: 8308.65; 2031: 8376.76; 2032: 7804.55; 2033: 8173.13; 2034: 8727.85; 2035: 9469.47; 2036: 9560; 2037: 10701.45; 2038: 10098.37; 2039: 11857.29; 2040: 11007.85; 2041: 11680.3; 2042: 11423.87
Shady Hills 1 | Gas/Oil:Combustion Turbine | DEF | DEF | 2023: 20.98; 2024: 0.14
Shady Hills 2 | Gas/Oil:Combustion Turbine | DEF | DEF | 2023: 14.06; 2024: 0.43
Shady Hills 3 | Gas/Oil:Combustion Turbine | DEF | DEF | 2023: 19.22; 2024: 0.5
Solar 3rdParty Block 1 | Renewable:Solar PV | DEF | DEF |  | 3604.7 | 5260.69 | 9071.98 | 12317.23 | 16888.7 | 18461.98 | 20895.83 | 23443.17 | 22174.46 | 22850.38 | 25341.66 | 26453.11 | 28574.87 | 29785.81 | 27432.5 | 30616.86 | 29848.68 | 30538.82 | 30157.66 | 32447.55 | 32847.97 | 40600.2 | 34561.18 | 38317.18 | 29106.85 | 27875.87 | 86980.39 | 56819.84 | 56919.29 | 59757.06 | 64403.41 | 59042.43 | 63577.61 | 53595.42
Solar 3rdParty Block 2 | Renewable:Solar PV | DEF | DEF | [9 empty] | 3561.99 | 6160.62 | 11092.97 | 14335.76 | 20349.83 | 24334.92 | 26993.25 | 33520.42 | 32679.43 | 33435.01 | 33017.7 | 35524.8 | 35963.2 | 44450.64 | 37838.87 | 41951.05 | 31867.27 | 30519.53 | 95229.36 | 62208.6 | 62317.27 | 65424.19 | 70511.14 | 64641.78 | 69606.96 | 58678.29
Solar 3rdParty Block 3 | Renewable:Solar PV | DEF | DEF | 2040: 4908.22; 2041: 8570.35; 2042: 13431.29; 2043: 18303.85; 2044: 24137.93; 2045: 34527.45; 2046: 35218.58; 2047: 43667.42; 2048: 33171.08; 2049: 31768.21; 2050: 99125.59; 2051: 64753.82; 2052: 64867.06; 2053: 68101; 2054: 73396.06; 2055: 67286.71; 2056: 72455.01; 2057: 61079.21
Solar 3rdParty Block 4 | Renewable:Solar PV | DEF | DEF | 2048: 4791.67; 2049: 8143.11; 2050: 40221.92; 2051: 33363.85; 2052: 33422.09; 2053: 35088.31; 2054: 37816.57; 2055: 34668.82; 2056: 37331.76; 2057: 31470.46
Solar DEF Bay Ranch | Renewable:Solar PV | DEF | DEF | 2023: 0; 2024: 0; 2025: 0; 2026: 0; 2027: 0; 2028: 0; 2029: 0; 2030: 0; 2031: 0; 2032: 0; 2033: 0
Solar DEF Bay Trail | Renewable:Solar PV | DEF | DEF | 2023: 0; 2024: 0; 2025: 0; 2026: 0; 2027: 0; 2028: 0; 2029: 0; 2030: 0; 2031: 0; 2032: 0
Solar DEF Charlie Creek | Renewable:Solar PV | DEF | DEF | 2023: 0; 2024: 0; 2025: 0; 2026: 0; 2027: 0; 2028: 0; 2029: 0; 2030: 0; 2031: 0; 2032: 0
Solar DEF Columbia | Renewable:Solar PV | DEF | DEF
Solar DEF County Line | Renewable:Solar PV | DEF | DEF | 2025: 0; 2026: 0; 2027: 0; 2028: 0; 2029: 0; 2030: 0; 2031: 0; 2032: 0; 2033: 0; 2034: 0; 2035: 0
Solar DEF Debary | Renewable:Solar PV | DEF | DEF
Solar DEF Duette | Renewable:Solar PV | DEF | DEF
Solar DEF Falmouth | Renewable:Solar PV | DEF | DEF | 2024: 0; 2025: 0; 2026: 0; 2027: 0; 2028: 0; 2029: 0; 2030: 0; 2031: 0; 2032: 0; 2033: 0; 2034: 0
Solar DEF Fort Green | Renewable:Solar PV | DEF | DEF | 2023: 0; 2024: 0; 2025: 0; 2026: 0; 2027: 0; 2028: 0; 2029: 0; 2030: 0; 2031: 0; 2032: 0
Solar DEF Hamilton | Renewable:Solar PV | DEF | DEF
Solar DEF Hardeetown | Renewable:Solar PV | DEF | DEF | 2023: 0; 2024: 0; 2025: 0; 2026: 0; 2027: 0; 2028: 0; 2029: 0; 2030: 0; 2031: 0; 2032: 0; 2033: 0
Solar DEF High Spring | Renewable:Solar PV | DEF | DEF | 2023: 0; 2024: 0; 2025: 0; 2026: 0; 2027: 0; 2028: 0; 2029: 0; 2030: 0; 2031: 0; 2032: 0; 2033: 0
Solar DEF Hildreth | Renewable:Solar PV | DEF | DEF | 2023: 0; 2024: 0; 2025: 0; 2026: 0; 2027: 0; 2028: 0; 2029: 0; 2030: 0; 2031: 0; 2032: 0; 2033: 0
Solar DEF Lake Placid | Renewable:Solar PV | DEF | DEF
Solar DEF Mule Creek | Renewable:Solar PV | DEF | DEF | 2024: 0; 2025: 0; 2026: 0; 2027: 0; 2028: 0; 2029: 0; 2030: 0; 2031: 0; 2032: 0; 2033: 0; 2034: 0
Solar DEF Osc Perry Suw | Renewable:Solar PV | DEF | DEF
Solar DEF Sandy Creek | Renewable:Solar PV | DEF | DEF | 2023: 0; 2024: 0; 2025: 0; 2026: 0; 2027: 0; 2028: 0; 2029: 0; 2030: 0; 2031: 0; 2032: 0
Solar DEF Santa Fe | Renewable:Solar PV | DEF | DEF
Solar DEF St Pete Pier | Renewable:Solar PV | DEF | DEF
Solar DEF Trenton | Renewable:Solar PV | DEF | DEF
Solar DEF Twin Rivers | Renewable:Solar PV | DEF | DEF
Solar DEF Winquepin | Renewable:Solar PV | DEF | DEF | 2024: 0; 2025: 0; 2026: 0; 2027: 0; 2028: 0; 2029: 0; 2030: 0; 2031: 0; 2032: 0; 2033: 0; 2034: 0
Solar+Storage DEF NEW 1 | Renewable:Solar PV | DEF | DEF
Solar+Storage DEF NEW 1 PTC + ITC | Renewable:Solar PV | DEF | DEF | 2029: 0; 2030: 0; 2031: 0; 2032: 0; 2033: 0; 2034: 0; 2035: 0; 2036: 0; 2037: 0; 2038: 0; 2039: 0; 2040: 0; 2041: 0
Standby | Demand:Demand Response | DEF | DEF
SUWANNEE_P 1 | Gas/Oil:Combustion Turbine | DEF | DEF | 2023: 100.84; 2024: 125.84; 2025: 136.8; 2026: 144.65; 2027: 127.18; 2028: 145.11; 2029: 144.69; 2030: 151.59; 2031: 178.9; 2032: 112.14; 2033: 74.63; 2034: 24.3
SUWANNEE_P 2 | Gas/Oil:Combustion Turbine | DEF | DEF | 2023: 99.47; 2024: 126.54; 2025: 121.68; 2026: 122.51; 2027: 95.38; 2028: 142.01; 2029: 144.69; 2030: 147.51; 2031: 156.33; 2032: 109.57; 2033: 62.34; 2034: 20.7
SUWANNEE_P 3 | Gas/Oil:Combustion Turbine | DEF | DEF | 2023: 153.66; 2024: 203.87; 2025: 209.52; 2026: 219.19; 2027: 177.14; 2028: 204.09; 2029: 201.93; 2030: 197.23; 2031: 223.21; 2032: 159.22; 2033: 88.68; 2034: 31.5
Tigerbay 1 | Gas/Oil:Combined Cycle | DEF | DEF | 2023: 3036.49; 2024: 3100.5; 2025: 2910.93; 2026: 3332.67; 2027: 2960.98; 2028: 3282.61; 2029: 2884.25; 2030: 2818.68; 2031: 2316.76; 2032: 2452.77; 2033: 2131.41; 2034: 2896.08; 2035: 1048.4
U OF FL 1 | Gas/Oil:Combustion Turbine | DEF | DEF | 2023: 1247.71; 2024: 1286.21; 2025: 1312.7; 2026: 1350.86; 2027: 1159.85
Voltage Red | Demand:Demand Response | DEF | DEF
WaterHtr_PP | Demand:Demand Response | DEF | DEF
Total |  |  |  | 289085.26 | 160135.99 | 152850.66 | 119207.44 | 126338.33 | 134719.39 | 138616.87 | 141935.77 | 147210.1 | 147803.32 | 151765.54 | 157360.86 | 164192.9 | 175398.84 | 188671.25 | 184007.5 | 191055.21 | 191220.86 | 195991.61 | 196208.45 | 180872.78 | 181770.45 | 199975.19 | 188002.86 | 202516.23 | 177928.94 | 164918.67 | 373691.45 | 268647.74 | 270849.52 | 282317.71 | 301356.52 | 282147.72 | 300095.41 | 263609.3
Group Totals
Resource | Type | BA | Area | 2023 | 2024 | 2025 | 2026 | 2027 | 2028 | 2029 | 2030 | 2031 | 2032 | 2033 | 2034 | 2035 | 2036 | 2037 | 2038 | 2039 | 2040 | 2041 | 2042 | 2043 | 2044 | 2045 | 2046 | 2047 | 2048 | 2049 | 2050 | 2051 | 2052 | 2053 | 2054 | 2055 | 2056 | 2057
Total | Coal:Conventional | DEF | DEF | 2023: 4485.64; 2024: 5498.7; 2025: 6276.62; 2026: 5345.04; 2027: 6191.15; 2028: 8477.43; 2029: 9045.16; 2030: 11464.19; 2031: 18152.51; 2032: 16686.14; 2033: 16966.27; 2034: 6273.53
Total | Demand:Demand Response | DEF | DEF
Total | Gas/Oil:Combined Cycle | DEF | DEF | 256904.67 | 122873.02 | 109186.65 | 81960.6 | 85211.3 | 86914.15 | 89883.41 | 89303.38 | 85670.07 | 86895.77 | 86857.73 | 92563.41 | 98480.95 | 100369.67 | 104409.89 | 103382.09 | 95521.38 | 92691.8 | 90347.6 | 86836.92 | 83085.35 | 74151.71 | 60697.13 | 58311.65 | 52423.31 | 49998.24 | 31498.82 | 12680.83 | 11432.07 | 11926.11 | 12211.61 | 12630.14 | 13090.25 | 12689.09 | 13327.52
Total | Gas/Oil:Combustion Turbine | DEF | DEF | 1795.41 | 1918.8 | 1878.05 | 1933.08 | 1599.56 | 527.01 | 504.05 | 564.82 | 685.28 | 401.48 | 229.16 | 434.05 | 815.44 | 969.81 | 1099.82 | 497.27 | 879.76 | 107.62 | 202.1 | 263.93 | 1068.05 | 429.67 | 2685.85 | 1028.27 | 2077.68 | 792.56 | 4084.87 | 4610.39 | 2679.38 | 3375.12 | 3169.97 | 3382.53 | 3374.29 | 3533.63 | 3513.44
Total | Gas/Oil:Steam Turbine | DEF | DEF | 2023: 3804.93; 2024: 4377.87; 2025: 2540.03; 2026: 3884.3; 2027: 3867.93; 2028: 4177.34; 2029: 3432.11; 2030: 3137.56; 2031: 2309.08; 2032: 2130.27; 2033: 2116.1; 2034: 3667.95; 2035: 4636.75; 2036: 4621.87; 2037: 6710.87; 2038: 2936.42; 2039: 4057.17; 2040: 3489.51; 2041: 3008.51; 2042: 775.49
Total | Nuclear:Nuclear | DEF | DEF | 2038: 1810.34; 2039: 3107.67; 2040: 5076.58; 2041: 6513.48; 2042: 8696.89; 2043: 10279.68; 2044: 13748.42; 2045: 16199.34; 2046: 19891.32; 2047: 22629.12; 2048: 26490.78; 2049: 29153.28; 2050: 33018.95; 2051: 35646.4; 2052: 36251.23; 2053: 36797.2; 2054: 37596.9; 2055: 38629.8; 2056: 39654.21; 2057: 40867.23
Total | Renewable:Biomass | DEF | DEF | 2023: 22094.61; 2024: 21862.9; 2025: 27708.62; 2026: 17012.44; 2027: 17151.16; 2028: 17734.76; 2029: 17290.16; 2030: 16569.99; 2031: 16949.99; 2032: 15953.21; 2033: 16585.28; 2034: 17987.29; 2035: 19470.89; 2036: 20512.79; 2037: 22329.94; 2038: 20955.63; 2039: 23351.95; 2040: 22419.02; 2041: 23375.74; 2042: 23028.57
Total | Renewable:Solar PV | DEF | DEF | 0 | 3604.7 | 5260.69 | 9071.98 | 12317.23 | 16888.7 | 18461.98 | 20895.83 | 23443.17 | 25736.45 | 29011 | 36434.63 | 40788.87 | 48924.7 | 54120.73 | 54425.75 | 64137.28 | 67436.33 | 72544.18 | 76606.65 | 86276.2 | 92949.1 | 119578.29 | 107618.63 | 123935.65 | 98936.87 | 98306.72 | 321557.26 | 217146.11 | 217525.71 | 228370.56 | 246127.18 | 225639.74 | 242971.34 | 204823.38
Total | Renewable:Wind | DEF | DEF | 2043: 163.5; 2044: 491.55; 2045: 814.58; 2046: 1152.99; 2047: 1450.47; 2048: 1710.49; 2049: 1874.98; 2050: 1824.02; 2051: 1743.78; 2052: 1771.35; 2053: 1768.37; 2054: 1619.77; 2055: 1413.64; 2056: 1247.14; 2057: 1077.73
Total | Storage:Battery | DEF | DEF
Solar 5
Resource | Type | BA | Area | 2023 | 2024 | 2025 | 2026 | 2027 | 2028 | 2029 | 2030 | 2031 | 2032 | 2033 | 2034 | 2035 | 2036 | 2037 | 2038 | 2039 | 2040 | 2041 | 2042 | 2043 | 2044 | 2045 | 2046 | 2047 | 2048 | 2049 | 2050 | 2051 | 2052 | 2053 | 2054 | 2055 | 2056 | 2057
AC | Demand:Demand Response | DEF | DEF
Anclote 1 | Gas/Oil:Steam Turbine | DEF | DEF | 2023: 2279.96; 2024: 2732.16; 2025: 1455.15; 2026: 2237.05; 2027: 2281.47; 2028: 2340.48; 2029: 2125.02; 2030: 1927.2; 2031: 1159.26; 2032: 1218.26; 2033: 958; 2034: 2165.49; 2035: 2327.49; 2036: 2620.97; 2037: 3086.68; 2038: 1763.05; 2039: 2331.59; 2040: 1899.22; 2041: 1484.26; 2042: 426.86
Anclote 2 | Gas/Oil:Steam Turbine | DEF | DEF | 2023: 1504.36; 2024: 1649.68; 2025: 1012.63; 2026: 1411.12; 2027: 1470.27; 2028: 1579.78; 2029: 1264.32; 2030: 1057.06; 2031: 1050.37; 2032: 993.23; 2033: 1051.09; 2034: 1400.9; 2035: 2003.63; 2036: 1679.31; 2037: 2715.53; 2038: 808.69; 2039: 1139.31; 2040: 1237.89; 2041: 954.32; 2042: 318.52
As Avail | Gas/Oil:Combined Cycle | DEF | DEF | 100.84 | 83.06 | 73.28 | 73.73 | 73.12 | 83.01 | 79.56 | 74.61 | 78.91 | 72.27 | 75.93 | 84.57 | 89.85 | 92.14 | 104.56 | 88.73 | 97.87 | 104.57 | 98.77 | 106.23 | 113.07 | 112.22 | 157.84 | 117.94 | 111.92 | 87.88 | 140.73 | 283.31 | 184.17 | 236.88 | 212.45 | 184.72 | 191.53 | 249.28 | 181.86
As Avail PCS | Renewable:Biomass | DEF | DEF | 2023: 6449.88; 2024: 5477.84; 2025: 4897.51; 2026: 5022.7; 2027: 5143.93; 2028: 5597.21; 2029: 5157.43; 2030: 4784.45; 2031: 5229.12; 2032: 4811; 2033: 5133.91; 2034: 5580.31; 2035: 5980.26; 2036: 6000.36; 2037: 6729.28; 2038: 6619.13; 2039: 6579.29; 2040: 6795.41; 2041: 6783.62; 2042: 6913.21
Bartow CC 1 0 | Gas/Oil:Combined Cycle | DEF | DEF | 17769.88 | 17337.21 | 19558.39 | 19804.19 | 19358.88 | 20226.52 | 21981.35 | 22528.07 | 23090.87 | 23669.76 | 23250.66 | 24867.71 | 25418.73 | 26129.98 | 24223.02 | 27448.55 | 28139.99 | 28925.57 | 28327.6 | 30302.76 | 31058.52 | 31933.43 | 29517.03 | 33446.39 | 34282.55 | 35247.74 | 15375.36
Bartow CC 1 PAG | Gas/Oil:Combined Cycle | DEF | DEF | 704.87 | 697.56 | 582.25 | 554.93 | 587.54 | 657.94 | 597.09 | 402.53 | 318.18 | 323.95 | 223.58 | 571.66 | 707.94 | 742.57 | 848.65 | 616.65 | 892.87 | 677.82 | 496.41 | 355.98 | 705.07 | 483.47 | 907.35 | 315.36 | 689.73 | 202.21 | 40.07
BARTOW_P 1 | Gas/Oil:Combustion Turbine | DEF | DEF | 2024: 0
BARTOW_P 2 | Gas/Oil:Combustion Turbine | DEF | DEF | 2023: 0; 2024: 0; 2025: 0; 2026: 0; 2027: 0; 2028: 0; 2029: 0; 2030: 0; 2031: 0; 2032: 0; 2033: 0; 2034: 0
BARTOW_P 3 | Gas/Oil:Combustion Turbine | DEF | DEF
BARTOW_P 4 | Gas/Oil:Combustion Turbine | DEF | DEF | 2023: 0; 2024: 0; 2025: 0; 2026: 0; 2027: 0; 2028: 0; 2029: 0; 2030: 0; 2031: 0; 2032: 0; 2033: 0; 2034: 0
Battery 2 Hours | Storage:Battery | DEF | DEF
Battery 4 Hours | Storage:Battery | DEF | DEF
BAYBORO_P 1 | Gas/Oil:Combustion Turbine | DEF | DEF | 2024: 9.14; 2025: 2.16
BAYBORO_P 2 | Gas/Oil:Combustion Turbine | DEF | DEF | 2024: 1.41; 2025: 0.72
BAYBORO_P 3 | Gas/Oil:Combustion Turbine | DEF | DEF | 2024: 3.52; 2025: 0.72
BAYBORO_P 4 | Gas/Oil:Combustion Turbine | DEF | DEF | 2024: 2.11; 2025: 0.72
Citrus CC 1 | Gas/Oil:Combined Cycle | DEF | DEF | 7954.85 | 8224.71 | 7843.2 | 8622.05 | 8833.3 | 8052.71 | 9051.55 | 9274.43 | 8936.32 | 9813.77 | 9990.29 | 10274.35 | 10526.4 | 10794.96 | 10369.32 | 11276.53 | 11629.46 | 10811.8 | 11756.14 | 11471.17 | 10800.15 | 10627.55 | 9164.25 | 8165.83 | 8360.16 | 7335.63 | 7919.86 | 5817.56 | 5621.62 | 5720.16 | 5892.92 | 6005.46 | 6527.59 | 6639.5 | 6670.46
Citrus CC 1 Duct | Gas/Oil:Combined Cycle | DEF | DEF | 0 | 0 | 0 | 0 | 0 | 0 | 0 | 0 | 0 | 0 | 0 | 0 | 0 | 0 | 0 | 0 | 0 | 0 | 0 | 0 | 0 | 0 | 0 | 0 | 0 | 0 | 0 | 0 | 0 | 0 | 0 | 0 | 0 | 0 | 0
Citrus CC 2 | Gas/Oil:Combined Cycle | DEF | DEF | 7807.54 | 8199.56 | 8353.82 | 7987.29 | 8779.1 | 8024.95 | 9023.09 | 9244.03 | 8911.39 | 9746.03 | 9958.86 | 10209.93 | 10425.95 | 10758.3 | 10299.96 | 11266.16 | 11527.69 | 10735.51 | 11950.85 | 11436.82 | 11049.87 | 10356.1 | 10775.57 | 9144.13 | 7233.5 | 6918.51 | 7443.58 | 5524.6 | 4868.13 | 5345.52 | 5766.3 | 5420.53 | 5914.5 | 5906.92 | 6203.82
Citrus CC 2 Duct | Gas/Oil:Combined Cycle | DEF | DEF | 0 | 0 | 0 | 0 | 0 | 0 | 0 | 0 | 0 | 0 | 0 | 0 | 0 | 0 | 0 | 0 | 0 | 0 | 0 | 0 | 0 | 0 | 0 | 0 | 0 | 0 | 0 | 0 | 0 | 0 | 0 | 0 | 0 | 0 | 0
Crystal 4 | Coal:Conventional | DEF | DEF | 2023: 2711.66; 2024: 2522.04; 2025: 3357.98; 2026: 2491.74; 2027: 3146.75; 2028: 4308.38; 2029: 4683.36; 2030: 5720.6; 2031: 10360.87; 2032: 7051.31; 2033: 10443.48; 2034: 4265.68
Crystal 5 | Coal:Conventional | DEF | DEF | 2023: 1784.92; 2024: 2955.89; 2025: 2884.02; 2026: 2792.5; 2027: 2827.32; 2028: 4120.26; 2029: 4056.63; 2030: 5783.25; 2031: 7275.59; 2032: 9178.83; 2033: 7424.94; 2034: 1918.16
DEBARY 10 | Gas/Oil:Combustion Turbine | DEF | DEF | 2024: 0; 2025: 0; 2026: 0; 2027: 0; 2028: 0; 2029: 0; 2030: 0; 2031: 0; 2032: 0; 2034: 0; 2035: 0; 2036: 0
DEBARY 2 | Gas/Oil:Combustion Turbine | DEF | DEF | 2024: 0; 2026: 0
DEBARY 3 | Gas/Oil:Combustion Turbine | DEF | DEF | 2024: 0; 2025: 0; 2026: 0
DEBARY 4 | Gas/Oil:Combustion Turbine | DEF | DEF | 2024: 0; 2026: 0
DEBARY 5 | Gas/Oil:Combustion Turbine | DEF | DEF | 2024: 0; 2026: 0
DEBARY 6 | Gas/Oil:Combustion Turbine | DEF | DEF | 2024: 0; 2025: 0; 2026: 0; 2027: 0
DEBARY 7 | Gas/Oil:Combustion Turbine | DEF | DEF | 2023: 0; 2024: 0; 2025: 0; 2026: 0; 2027: 0; 2028: 0; 2029: 0; 2030: 0; 2031: 0; 2032: 0; 2033: 0; 2034: 0; 2035: 0; 2036: 0
DEBARY 8 | Gas/Oil:Combustion Turbine | DEF | DEF | 2023: 0; 2024: 0; 2025: 0; 2026: 0; 2027: 0; 2028: 0; 2029: 0; 2030: 0; 2031: 0; 2032: 0; 2033: 0; 2034: 0; 2035: 0; 2036: 0
DEBARY 9 | Gas/Oil:Combustion Turbine | DEF | DEF | 2023: 0; 2024: 0; 2025: 0; 2026: 0; 2027: 0; 2028: 0; 2029: 0; 2030: 0; 2031: 0; 2032: 0; 2033: 0; 2034: 0; 2035: 0; 2036: 0
DEF Nuclear Natrium | Nuclear:Nuclear | DEF | DEF | 2048: 2026.66; 2049: 3414.62; 2050: 5366.42; 2051: 6472.85; 2052: 8923.25; 2053: 10487.6; 2054: 14628.59; 2055: 17681.27; 2056: 22725.58; 2057: 26334.3
DEF Nuclear Natrium - Storage | Storage:Battery | DEF | DEF
DEF Nuclear Natrium - Storage PTC | Storage:Battery | DEF | DEF
DEF Nuclear Natrium PTC | Nuclear:Nuclear | DEF | DEF | 2038: 1810.34; 2039: 3104.41; 2040: 5076.61; 2041: 6522.11; 2042: 8694.9; 2043: 10267.2; 2044: 13724.23; 2045: 16185.27; 2046: 19888.46; 2047: 22633.95; 2048: 24421.5; 2049: 25719.27; 2050: 27573.44; 2051: 29029.41; 2052: 27327.45; 2053: 26203.23; 2054: 22774.46; 2055: 20734.57; 2056: 16982.87; 2057: 14508.61
Gen 190MW CT | Gas/Oil:Combustion Turbine | DEF | DEF | [7 empty] | 20.83 | 26.57 |  | 11.3 | 296.34 | 745.84 | 877.49 | 1056.89 | 438.88 | 820.95 | 109.82 | 249.4 | 359.76 | 997.21 | 398.45 | 2508.31 | 783.14 | 1572.81 | 738.64 | 3360.24 | 1468.41 | 1199.72 | 1384.71 | 952.31 | 1023.17 | 1218.42 | 1400.51 | 1735.9
Gen 190MW CT H2 | Gas/Oil:Combustion Turbine | DEF | DEF | 2043: 16.32; 2044: 2.75; 2045: 114.52; 2046: 27.71; 2047: 132.59; 2048: 10.1; 2049: 332.26; 2050: 2828.12; 2051: 1313.03; 2052: 1326.2; 2053: 1895.54; 2054: 2204.61; 2055: 2098.86; 2056: 1927.59; 2057: 1949.98
HEAT | Demand:Demand Response | DEF | DEF
Hines CC 1 | Gas/Oil:Combined Cycle | DEF | DEF | 2023: 9563.7; 2024: 9506.97; 2025: 10564.85; 2026: 8437.02; 2027: 10058.57; 2028: 9422.4; 2029: 10779.65; 2030: 9668.2; 2031: 7359.42; 2032: 5558.35; 2033: 4713.3; 2034: 6313.71; 2035: 9472.46; 2036: 10233.15; 2037: 13634.78; 2038: 10417.76; 2039: 2016.4
Hines CC 2 | Gas/Oil:Combined Cycle | DEF | DEF | 8500.32 | 9165.18 | 8550.77 | 9745.54 | 9201.31 | 10488.22 | 9134.87 | 10168.7 | 8543.42 | 8581.65 | 8335.98 | 9130.08 | 10406.95 | 10362.81 | 11281.8 | 10831.33 | 9883.26 | 9788.66 | 8343.41 | 5802.3 | 992.74
Hines CC 3 | Gas/Oil:Combined Cycle | DEF | DEF | 9861.67 | 9804.65 | 10716.08 | 9561.32 | 11405.66 | 11393.83 | 12102.32 | 10475.43 | 11846.69 | 10835.19 | 11900.85 | 11332.56 | 13845.13 | 13830.62 | 15582.55 | 12990.27 | 13197.8 | 12801.87 | 12002.25 | 9315.51 | 10637.44 | 8261.34 | 2018.1
Hines CC 4 | Gas/Oil:Combined Cycle | DEF | DEF | 4792.57 | 5652.39 | 4825.35 | 5889.89 | 5646.34 | 6209.82 | 5935.28 | 6477.3 | 5597.99 | 6659.84 | 6461.17 | 7049.45 | 6595.99 | 7555.42 | 7279.21 | 7945.57 | 7485.84 | 8087.14 | 7465.1 | 8411.6 | 8014.38 | 8243.83 | 7413.24 | 5815.95 | 1261.77
INT CITY 1 | Gas/Oil:Combustion Turbine | DEF | DEF | 2023: 1.37; 2024: 0.7; 2025: 0.72; 2026: 2.21; 2027: 3.03; 2028: 6.21; 2030: 8.15; 2031: 19.23; 2032: 2.57; 2033: 0.88
INT CITY 10 | Gas/Oil:Combustion Turbine | DEF | DEF | 2023: 0; 2024: 0; 2025: 0; 2026: 0; 2027: 0; 2028: 0; 2029: 0; 2030: 0; 2031: 0; 2032: 0; 2033: 0; 2034: 0; 2035: 0; 2036: 0; 2037: 0; 2038: 0
INT CITY 11 | Gas/Oil:Combustion Turbine | DEF | DEF | 2024: 0; 2025: 0; 2026: 0; 2027: 0; 2028: 0; 2030: 0; 2031: 0; 2032: 0; 2033: 0; 2034: 0; 2035: 0; 2036: 0; 2037: 0; 2038: 0; 2039: 0; 2040: 0; 2041: 0; 2042: 0; 2043: 0; 2044: 0
INT CITY 12 | Gas/Oil:Combustion Turbine | DEF | DEF | 0 | 0 | 0 | 0 | 0 | 0 | 0 | 0 | 0 | 0 | 0 | 0 | 0 | 0 | 0 | 0 | 0 | 0 | 0 | 0 | 0 | 0 | 0
INT CITY 13 | Gas/Oil:Combustion Turbine | DEF | DEF | 0 | 0 | 0 | 0 | 0 | 0 | 0 | 0 | 0 | 0 | 0 | 0 | 0 | 0 | 0 | 0 | 0 | 0 | 0 | 0 | 0 | 0 | 0
INT CITY 14 | Gas/Oil:Combustion Turbine | DEF | DEF | 0 | 0 | 0 | 0 | 0 | 0 | 0 | 0 | 0 | 0 | 0 | 0 | 0 | 0 | 0 | 0 | 0 | 0 | 0 | 0 | 0 | 0 | 0
INT CITY 2 | Gas/Oil:Combustion Turbine | DEF | DEF | 2027: 0.76; 2028: 0.78; 2030: 3.26; 2031: 15.05; 2032: 0.86
INT CITY 3 | Gas/Oil:Combustion Turbine | DEF | DEF | 2024: 2.11; 2025: 1.44; 2026: 2.21; 2027: 2.27; 2028: 5.43; 2030: 5.71; 2031: 21.74; 2032: 3.42
INT CITY 4 | Gas/Oil:Combustion Turbine | DEF | DEF | 2023: 1.37; 2024: 4.22; 2025: 0.72; 2026: 0.74; 2027: 3.79; 2028: 3.88; 2030: 3.26; 2031: 4.18; 2032: 3.42
INT CITY 5 | Gas/Oil:Combustion Turbine | DEF | DEF | 2026: 0.74; 2027: 0.76; 2028: 4.66; 2030: 2.44; 2031: 15.05; 2032: 1.71
INT CITY 6 | Gas/Oil:Combustion Turbine | DEF | DEF | 2023: 0.69; 2024: 8.44; 2025: 2.16; 2026: 2.95; 2027: 5.3; 2028: 10.09; 2030: 8.96; 2031: 25.08; 2032: 5.14; 2033: 0.88
INT CITY 7 | Gas/Oil:Combustion Turbine | DEF | DEF | 2023: 0; 2024: 0; 2025: 0; 2026: 0; 2027: 0; 2028: 0; 2029: 0; 2030: 0; 2031: 0; 2032: 0; 2033: 0; 2034: 0; 2035: 0; 2036: 0; 2037: 0; 2038: 0
INT CITY 8 | Gas/Oil:Combustion Turbine | DEF | DEF | 2023: 0; 2024: 0; 2025: 0; 2026: 0; 2027: 0; 2028: 0; 2029: 0; 2030: 0; 2031: 0; 2032: 0; 2033: 0; 2034: 0; 2035: 0; 2036: 0; 2037: 0; 2038: 0
INT CITY 9 | Gas/Oil:Combustion Turbine | DEF | DEF | 2023: 0; 2024: 0; 2025: 0; 2026: 0; 2027: 0; 2028: 0; 2029: 0; 2030: 0; 2031: 0; 2032: 0; 2033: 0; 2034: 0; 2035: 0; 2036: 0; 2037: 0; 2038: 0
INTER | Demand:Demand Response | DEF | DEF
Mulberry | Gas/Oil:Combined Cycle | DEF | DEF | 2023: 37135.62; 2024: 14569.01
New DEF OnShore Wind | Renewable:Wind | DEF | DEF | 2048: 91.19; 2049: 301.98; 2050: 349.51; 2051: 228.63; 2052: 231.26; 2053: 321.38; 2054: 462.95; 2055: 552.44; 2056: 770.14; 2057: 933.07
New DEF OnShore Wind PTC | Renewable:Wind | DEF | DEF | 2043: 159.67; 2044: 486.25; 2045: 812.16; 2046: 1150.92; 2047: 1449.47; 2048: 1602.94; 2049: 1578.51; 2050: 1466.74; 2051: 1452.96; 2052: 1529.52; 2053: 1430.49; 2054: 1118.2; 2055: 819.46; 2056: 484.4; 2057: 160.01
NSG Vand CT 1 | Gas/Oil:Combustion Turbine | DEF | DEF | 2023: 28.52; 2024: 33.26; 2025: 16.3; 2026: 14.49; 2027: 2.93
NSG Vand CT 2 | Gas/Oil:Combustion Turbine | DEF | DEF | 2023: 28.92; 2024: 33.29; 2025: 19.82; 2026: 13.38; 2027: 3.18
NSG Vand CT 3 | Gas/Oil:Combustion Turbine | DEF | DEF | 2023: 38.43; 2024: 40.08; 2025: 23.02; 2026: 17.25; 2027: 3.88
NSG Vand CT 4 | Gas/Oil:Combustion Turbine | DEF | DEF | 2023: 41.07; 2024: 41.47; 2025: 27.1; 2026: 23.04; 2027: 2.98
Orange Cogen | Gas/Oil:Combined Cycle | DEF | DEF | 2023: 43680.35; 2024: 26869.11; 2025: 27597.61
Orlando Cogen | Gas/Oil:Combined Cycle | DEF | DEF | 2023: 97553.89
Osprey 1 0 | Gas/Oil:Combined Cycle | DEF | DEF | 2023: 5829.08; 2024: 5883.37
Osprey 1 1 | Gas/Oil:Combined Cycle | DEF | DEF | 2023: 2568.02; 2024: 2538.8
Osprey 1 2 | Gas/Oil:Combined Cycle | DEF | DEF | 2023: 0; 2024: 0
OspreyAcq | Gas/Oil:Combined Cycle | DEF | DEF |  | 1300.78 | 7514.56 | 7714.25 | 7690.19 | 8157.88 | 7904.78 | 8123.11 | 7942.27 | 8462.8 | 8649.53 | 8900.77 | 9189.51 | 9428.24 | 10298.88 | 10091 | 9671.49 | 9817.6 | 8917.11 | 8763.58 | 8534.71 | 2854.37
OspreyAcqDF | Gas/Oil:Combined Cycle | DEF | DEF |  | 0 | 0 | 0 | 0 | 0 | 0 | 0 | 0 | 0 | 0 | 0 | 0 | 0 | 0 | 0 | 0 | 0 | 0 | 0 | 0 | 0
Pasco County | Renewable:Biomass | DEF | DEF | 2023: 5040.08; 2024: 5233.05; 2025: 7016.84; 2026: 3374.98; 2027: 3571.15; 2028: 3510.94; 2029: 3493.5; 2030: 3283.86; 2031: 3514.15; 2032: 3325.56; 2033: 3335.94; 2034: 3737.64; 2035: 4010.21; 2036: 4257.13; 2037: 4640.8; 2038: 4458.96; 2039: 4645.91; 2040: 4482.38; 2041: 4882.1; 2042: 4632.21
Pinellas County | Renewable:Biomass | DEF | DEF | 2023: 10546.83; 2024: 11158.49; 2025: 15231.45; 2026: 8271.24; 2027: 8147.26; 2028: 8659.26; 2029: 8590.25; 2030: 8102.17; 2031: 7945.87; 2032: 7729.97; 2033: 8177.4; 2034: 8928.04; 2035: 9233.47; 2036: 8978.87; 2037: 10333.31; 2038: 10296.14; 2039: 11412.1; 2040: 10968.17; 2041: 11364.82; 2042: 11380.47
Shady Hills 1 | Gas/Oil:Combustion Turbine | DEF | DEF | 2023: 24.02; 2024: 0.91
Shady Hills 2 | Gas/Oil:Combustion Turbine | DEF | DEF | 2023: 18.46; 2024: 0.36
Shady Hills 3 | Gas/Oil:Combustion Turbine | DEF | DEF | 2023: 13.91; 2024: 0.5
Solar 3rdParty Block 1 | Renewable:Solar PV | DEF | DEF |  | 3627.98 | 5113.22 | 8719.33 | 11736.12 | 16123.23 | 17693.21 | 20148.57 | 23080.38 | 21820.76 | 22652.8 | 24564.48 | 25777.84 | 26817.37 | 28495.07 | 27031.06 | 29269.21 | 28955.75 | 29913.34 | 29876.33 | 32411.28 | 32690.11 | 39199.75 | 32804.82 | 34898.87 | 26363.79 | 25396.68 | 77803.03 | 48915.08 | 50149.52 | 51931.26 | 55449.57 | 49862.98 | 58664.89 | 54097.62
Solar 3rdParty Block 2 | Renewable:Solar PV | DEF | DEF | [9 empty] | 3490.84 | 6107.35 | 10728.16 | 13969.81 | 19090.77 | 23280.39 | 26596.09 | 32044.97 | 31701.8 | 32750.22 | 32709.68 | 35485.09 | 35790.37 | 42917.38 | 35915.95 | 38208.56 | 28864.06 | 27805.23 | 85181.65 | 53554.16 | 54905.48 | 56856.22 | 60708.17 | 54591.77 | 64228.34 | 59228.13
Solar 3rdParty Block 3 | Renewable:Solar PV | DEF | DEF | 2040: 4767.35; 2041: 8394.82; 2042: 13332.44; 2043: 18283.39; 2044: 24003.61; 2045: 33336.48; 2046: 33477.28; 2047: 39771.82; 2048: 30045.01; 2049: 28942.85; 2050: 88666.78; 2051: 55745.29; 2052: 57152.02; 2053: 59182.48; 2054: 63192.01; 2055: 56825.49; 2056: 66856.31; 2057: 61651.55
Solar 3rdParty Block 4 | Renewable:Solar PV | DEF | DEF | 2048: 4571.12; 2049: 7418.89; 2050: 36578.88; 2051: 28722.28; 2052: 29446.99; 2053: 30493.13; 2054: 32559.04; 2055: 29278.78; 2056: 34447.08; 2057: 31765.36
Solar DEF Bay Ranch | Renewable:Solar PV | DEF | DEF | 2023: 0; 2024: 0; 2025: 0; 2026: 0; 2027: 0; 2028: 0; 2029: 0; 2030: 0; 2031: 0; 2032: 0; 2033: 0
Solar DEF Bay Trail | Renewable:Solar PV | DEF | DEF | 2023: 0; 2024: 0; 2025: 0; 2026: 0; 2027: 0; 2028: 0; 2029: 0; 2030: 0; 2031: 0; 2032: 0
Solar DEF Charlie Creek | Renewable:Solar PV | DEF | DEF | 2023: 0; 2024: 0; 2025: 0; 2026: 0; 2027: 0; 2028: 0; 2029: 0; 2030: 0; 2031: 0; 2032: 0
Solar DEF Columbia | Renewable:Solar PV | DEF | DEF
Solar DEF County Line | Renewable:Solar PV | DEF | DEF | 2025: 0; 2026: 0; 2027: 0; 2028: 0; 2029: 0; 2030: 0; 2031: 0; 2032: 0; 2033: 0; 2034: 0; 2035: 0
Solar DEF Debary | Renewable:Solar PV | DEF | DEF
Solar DEF Duette | Renewable:Solar PV | DEF | DEF
Solar DEF Falmouth | Renewable:Solar PV | DEF | DEF | 2024: 0; 2025: 0; 2026: 0; 2027: 0; 2028: 0; 2029: 0; 2030: 0; 2031: 0; 2032: 0; 2033: 0; 2034: 0
Solar DEF Fort Green | Renewable:Solar PV | DEF | DEF | 2023: 0; 2024: 0; 2025: 0; 2026: 0; 2027: 0; 2028: 0; 2029: 0; 2030: 0; 2031: 0; 2032: 0
Solar DEF Hamilton | Renewable:Solar PV | DEF | DEF
Solar DEF Hardeetown | Renewable:Solar PV | DEF | DEF | 2023: 0; 2024: 0; 2025: 0; 2026: 0; 2027: 0; 2028: 0; 2029: 0; 2030: 0; 2031: 0; 2032: 0; 2033: 0
Solar DEF High Spring | Renewable:Solar PV | DEF | DEF | 2023: 0; 2024: 0; 2025: 0; 2026: 0; 2027: 0; 2028: 0; 2029: 0; 2030: 0; 2031: 0; 2032: 0; 2033: 0
Solar DEF Hildreth | Renewable:Solar PV | DEF | DEF | 2023: 0; 2024: 0; 2025: 0; 2026: 0; 2027: 0; 2028: 0; 2029: 0; 2030: 0; 2031: 0; 2032: 0; 2033: 0
Solar DEF Lake Placid | Renewable:Solar PV | DEF | DEF
Solar DEF Mule Creek | Renewable:Solar PV | DEF | DEF | 2024: 0; 2025: 0; 2026: 0; 2027: 0; 2028: 0; 2029: 0; 2030: 0; 2031: 0; 2032: 0; 2033: 0; 2034: 0
Solar DEF NEW 1 | Renewable:Solar PV | DEF | DEF
Solar DEF NEW 1 PTC | Renewable:Solar PV | DEF | DEF | 2025: 0; 2026: 0; 2027: 0; 2028: 0; 2029: 0; 2030: 0; 2031: 0; 2032: 0; 2033: 0; 2034: 0; 2035: 0
Solar DEF NEW 2 | Renewable:Solar PV | DEF | DEF
Solar DEF NEW 2 PTC | Renewable:Solar PV | DEF | DEF | 2025: 0; 2026: 0; 2027: 0; 2028: 0; 2029: 0; 2030: 0; 2031: 0; 2032: 0; 2033: 0; 2034: 0; 2035: 0
Solar DEF NEW 5 | Renewable:Solar PV | DEF | DEF
Solar DEF NEW 5 PTC | Renewable:Solar PV | DEF | DEF | 2026: 0; 2027: 0; 2028: 0; 2029: 0; 2030: 0; 2031: 0; 2032: 0; 2033: 0; 2034: 0; 2035: 0; 2036: 0
Solar DEF Osc Perry Suw | Renewable:Solar PV | DEF | DEF
Solar DEF Sandy Creek | Renewable:Solar PV | DEF | DEF | 2023: 0; 2024: 0; 2025: 0; 2026: 0; 2027: 0; 2028: 0; 2029: 0; 2030: 0; 2031: 0; 2032: 0
Solar DEF Santa Fe | Renewable:Solar PV | DEF | DEF
Solar DEF St Pete Pier | Renewable:Solar PV | DEF | DEF
Solar DEF Trenton | Renewable:Solar PV | DEF | DEF
Solar DEF Twin Rivers | Renewable:Solar PV | DEF | DEF
Solar DEF Winquepin | Renewable:Solar PV | DEF | DEF | 2024: 0; 2025: 0; 2026: 0; 2027: 0; 2028: 0; 2029: 0; 2030: 0; 2031: 0; 2032: 0; 2033: 0; 2034: 0
Solar+Storage DEF NEW 1 | Renewable:Solar PV | DEF | DEF
Solar+Storage DEF NEW 1 PTC + ITC | Renewable:Solar PV | DEF | DEF | 2029: 0; 2030: 0; 2031: 0; 2032: 0; 2033: 0; 2034: 0; 2035: 0; 2036: 0; 2037: 0; 2038: 0; 2039: 0; 2040: 0; 2041: 0
Standby | Demand:Demand Response | DEF | DEF
SUWANNEE_P 1 | Gas/Oil:Combustion Turbine | DEF | DEF | 2023: 109.07; 2024: 131.46; 2025: 133.2; 2026: 146.86; 2027: 115.82; 2028: 140.46; 2029: 122.43; 2030: 143.44; 2031: 165.53; 2032: 90.74; 2033: 87.8; 2034: 34.2
SUWANNEE_P 2 | Gas/Oil:Combustion Turbine | DEF | DEF | 2023: 101.53; 2024: 125.84; 2025: 115.2; 2026: 127.67; 2027: 93.11; 2028: 133.47; 2029: 120.04; 2030: 137.73; 2031: 142.96; 2032: 109.57; 2033: 71.12; 2034: 36
SUWANNEE_P 3 | Gas/Oil:Combustion Turbine | DEF | DEF | 2023: 150.92; 2024: 196.14; 2025: 197.28; 2026: 211.07; 2027: 173.35; 2028: 203.31; 2029: 183.64; 2030: 198.86; 2031: 184.76; 2032: 142.1; 2033: 107.99; 2034: 48.6
Tigerbay 1 | Gas/Oil:Combined Cycle | DEF | DEF | 2023: 3024.19; 2024: 3107.38; 2025: 2821.71; 2026: 3291.13; 2027: 2902.37; 2028: 3302.2; 2029: 2854.44; 2030: 2538.47; 2031: 2135.62; 2032: 2297.12; 2033: 2109.96; 2034: 2967.92; 2035: 1043.14
U OF FL 1 | Gas/Oil:Combustion Turbine | DEF | DEF | 2023: 1247.71; 2024: 1286.21; 2025: 1312.7; 2026: 1350.86; 2027: 1159.85
Voltage Red | Demand:Demand Response | DEF | DEF
WaterHtr_PP | Demand:Demand Response | DEF | DEF
Total |  |  |  | 288971.07 | 160218.04 | 151824.65 | 117915.47 | 124431.66 | 132767.31 | 136933.81 | 140314.68 | 144996.84 | 146000.02 | 151234.99 | 155406.71 | 161770.6 | 170250.46 | 184260.68 | 182794.89 | 185890.41 | 187744.94 | 192656.65 | 194610.33 | 179526.11 | 179968.08 | 195027.25 | 181053.88 | 190607.7 | 168526.98 | 155190.13 | 338908.45 | 237307.33 | 243678.96 | 251625.31 | 265731.48 | 246297.66 | 281283.41 | 265420.67
Group Totals
Resource | Type | BA | Area | 2023 | 2024 | 2025 | 2026 | 2027 | 2028 | 2029 | 2030 | 2031 | 2032 | 2033 | 2034 | 2035 | 2036 | 2037 | 2038 | 2039 | 2040 | 2041 | 2042 | 2043 | 2044 | 2045 | 2046 | 2047 | 2048 | 2049 | 2050 | 2051 | 2052 | 2053 | 2054 | 2055 | 2056 | 2057
Total | Coal:Conventional | DEF | DEF | 2023: 4496.58; 2024: 5477.93; 2025: 6242; 2026: 5284.24; 2027: 5974.07; 2028: 8428.64; 2029: 8739.99; 2030: 11503.85; 2031: 17636.46; 2032: 16230.14; 2033: 17868.42; 2034: 6183.84
Total | Demand:Demand Response | DEF | DEF
Total | Gas/Oil:Combined Cycle | DEF | DEF | 256847.39 | 122939.74 | 109001.87 | 81681.34 | 84536.38 | 86019.48 | 89443.98 | 88974.88 | 84761.08 | 86020.73 | 85670.11 | 91702.71 | 97722.05 | 99928.19 | 103922.73 | 102972.55 | 94542.67 | 91750.54 | 89357.64 | 85965.95 | 81905.95 | 72872.31 | 59953.38 | 57005.6 | 51939.63 | 49791.97 | 30919.6 | 11625.47 | 10673.92 | 11302.56 | 11871.67 | 11610.71 | 12633.62 | 12795.7 | 13056.14
Total | Gas/Oil:Combustion Turbine | DEF | DEF | 1805.99 | 1921.17 | 1853.98 | 1913.47 | 1571.01 | 508.29 | 426.11 | 532.64 | 620.15 | 359.53 | 279.97 | 415.14 | 745.84 | 877.49 | 1056.89 | 438.88 | 820.95 | 109.82 | 249.4 | 359.76 | 1013.53 | 401.2 | 2622.83 | 810.85 | 1705.4 | 748.74 | 3692.5 | 4296.53 | 2512.75 | 2710.91 | 2847.85 | 3227.78 | 3317.28 | 3328.1 | 3685.88
Total | Gas/Oil:Steam Turbine | DEF | DEF | 2023: 3784.32; 2024: 4381.84; 2025: 2467.78; 2026: 3648.17; 2027: 3751.74; 2028: 3920.26; 2029: 3389.34; 2030: 2984.26; 2031: 2209.63; 2032: 2211.49; 2033: 2009.09; 2034: 3566.39; 2035: 4331.12; 2036: 4300.28; 2037: 5802.21; 2038: 2571.74; 2039: 3470.9; 2040: 3137.11; 2041: 2438.58; 2042: 745.38
Total | Nuclear:Nuclear | DEF | DEF | 2038: 1810.34; 2039: 3104.41; 2040: 5076.61; 2041: 6522.11; 2042: 8694.9; 2043: 10267.2; 2044: 13724.23; 2045: 16185.27; 2046: 19888.46; 2047: 22633.95; 2048: 26448.16; 2049: 29133.89; 2050: 32939.86; 2051: 35502.26; 2052: 36250.7; 2053: 36690.83; 2054: 37403.05; 2055: 38415.84; 2056: 39708.45; 2057: 40842.91
Total | Renewable:Biomass | DEF | DEF | 2023: 22036.79; 2024: 21869.38; 2025: 27145.8; 2026: 16668.92; 2027: 16862.34; 2028: 17767.41; 2029: 17241.18; 2030: 16170.48; 2031: 16689.14; 2032: 15866.53; 2033: 16647.25; 2034: 18245.99; 2035: 19223.94; 2036: 19236.36; 2037: 21703.39; 2038: 21374.23; 2039: 22637.3; 2040: 22245.96; 2041: 23030.54; 2042: 22925.89
Total | Renewable:Solar PV | DEF | DEF | 0 | 3627.98 | 5113.22 | 8719.33 | 11736.12 | 16123.23 | 17693.21 | 20148.57 | 23080.38 | 25311.6 | 28760.15 | 35292.64 | 39747.65 | 45908.14 | 51775.46 | 53627.15 | 61314.18 | 65424.9 | 71058.38 | 75918.45 | 86179.76 | 92484.09 | 115453.61 | 102198.05 | 112879.25 | 89843.98 | 89563.65 | 288230.34 | 186936.81 | 191654.01 | 198463.09 | 211908.79 | 190559.02 | 224196.62 | 206742.66
Total | Renewable:Wind | DEF | DEF | 2043: 159.67; 2044: 486.25; 2045: 812.16; 2046: 1150.92; 2047: 1449.47; 2048: 1694.13; 2049: 1880.49; 2050: 1816.25; 2051: 1681.59; 2052: 1760.78; 2053: 1751.87; 2054: 1581.15; 2055: 1371.9; 2056: 1254.54; 2057: 1093.08
Total | Storage:Battery | DEF | DEF
Solar 14
Resource | Type | BA | Area | 2023 | 2024 | 2025 | 2026 | 2027 | 2028 | 2029 | 2030 | 2031 | 2032 | 2033 | 2034 | 2035 | 2036 | 2037 | 2038 | 2039 | 2040 | 2041 | 2042 | 2043 | 2044 | 2045 | 2046 | 2047 | 2048 | 2049 | 2050 | 2051 | 2052 | 2053 | 2054 | 2055 | 2056 | 2057
AC | Demand:Demand Response | DEF | DEF
Anclote 1 | Gas/Oil:Steam Turbine | DEF | DEF | 2023: 2269.04; 2024: 2732.16; 2025: 1450.4; 2026: 2245.45; 2027: 2045.99; 2028: 2325.99; 2029: 2029.82; 2030: 1924.34; 2031: 1122.4; 2032: 1458.81; 2033: 1112.56; 2034: 2008.04; 2035: 2287.51; 2036: 2205.35; 2037: 2940.98; 2038: 1653.72; 2039: 1945.02; 2040: 1710.06; 2041: 1512.51; 2042: 394.92
Anclote 2 | Gas/Oil:Steam Turbine | DEF | DEF | 2023: 1506.28; 2024: 1649.68; 2025: 1008.73; 2026: 1356.5; 2027: 1374.77; 2028: 1241.42; 2029: 1189.06; 2030: 1008.81; 2031: 1051.74; 2032: 981.85; 2033: 1102.57; 2034: 1349.82; 2035: 1753.4; 2036: 1634.82; 2037: 2569.83; 2038: 591.44; 2039: 984.89; 2040: 1023.37; 2041: 727.91; 2042: 278.17
As Avail | Gas/Oil:Combined Cycle | DEF | DEF | 102.27 | 83.06 | 72.75 | 72.47 | 72.9 | 78.73 | 76.97 | 72.79 | 74.34 | 71.72 | 74.72 | 81.13 | 91.65 | 92.11 | 100.26 | 87.51 | 95.77 | 99.73 | 95 | 100.16 | 103.95 | 107.36 | 147.23 | 115.28 | 103.83 | 77.35 | 133.14 | 248.74 | 161.62 | 196.37 | 191.23 | 146.73 | 180.88 | 229.81 | 191.15
As Avail PCS | Renewable:Biomass | DEF | DEF | 2023: 6552.82; 2024: 5477.84; 2025: 4907.84; 2026: 4994.32; 2027: 4982.4; 2028: 5313.87; 2029: 5039.04; 2030: 4784.31; 2031: 4956.46; 2032: 4779.39; 2033: 5029.24; 2034: 5519.04; 2035: 5791.14; 2036: 5990.91; 2037: 6758.31; 2038: 6245.84; 2039: 6526.67; 2040: 6555.81; 2041: 6903.37; 2042: 6751.79
Bartow CC 1 0 | Gas/Oil:Combined Cycle | DEF | DEF | 17769.88 | 17337.21 | 19558.39 | 19804.2 | 19358.88 | 20226.52 | 21981.36 | 22528.07 | 23090.88 | 23669.75 | 23250.66 | 24867.71 | 25418.73 | 26129.99 | 24223.02 | 27448.55 | 28139.99 | 28925.56 | 28327.61 | 30302.75 | 31058.51 | 31933.44 | 29517.03 | 33446.39 | 34282.56 | 35247.74 | 15375.36
Bartow CC 1 PAG | Gas/Oil:Combined Cycle | DEF | DEF | 700.89 | 697.56 | 584.02 | 521.3 | 527.48 | 607.49 | 568.19 | 404.12 | 330.08 | 342.3 | 282.46 | 544.81 | 681.1 | 658.43 | 756.87 | 530.12 | 753.95 | 556.89 | 427.28 | 322.2 | 561.22 | 441.05 | 755.06 | 211.85 | 543.7 | 211.53 | 26.5
BARTOW_P 1 | Gas/Oil:Combustion Turbine | DEF | DEF | 2024: 0
BARTOW_P 2 | Gas/Oil:Combustion Turbine | DEF | DEF | 2023: 0; 2024: 0; 2025: 0; 2026: 0; 2027: 0; 2028: 0; 2029: 0; 2030: 0; 2031: 0; 2032: 0; 2033: 0; 2034: 0
BARTOW_P 3 | Gas/Oil:Combustion Turbine | DEF | DEF
BARTOW_P 4 | Gas/Oil:Combustion Turbine | DEF | DEF | 2023: 0; 2024: 0; 2025: 0; 2026: 0; 2027: 0; 2028: 0; 2029: 0; 2030: 0; 2031: 0; 2032: 0; 2033: 0; 2034: 0
Battery 2 Hours | Storage:Battery | DEF | DEF
Battery 4 Hours | Storage:Battery | DEF | DEF
BAYBORO_P 1 | Gas/Oil:Combustion Turbine | DEF | DEF | 2024: 9.14; 2025: 2.16
BAYBORO_P 2 | Gas/Oil:Combustion Turbine | DEF | DEF | 2024: 1.41; 2025: 0.72
BAYBORO_P 3 | Gas/Oil:Combustion Turbine | DEF | DEF | 2024: 3.52; 2025: 1.44
BAYBORO_P 4 | Gas/Oil:Combustion Turbine | DEF | DEF | 2024: 2.11; 2025: 0.72
Citrus CC 1 | Gas/Oil:Combined Cycle | DEF | DEF | 7954.85 | 8224.71 | 7843.21 | 8622.05 | 8833.3 | 8048.09 | 9051.55 | 9274.43 | 8918.87 | 9815.04 | 9990.29 | 10223.35 | 10526.39 | 10794.96 | 10369.32 | 11260.23 | 11621.86 | 10772.88 | 11756.14 | 11243.9 | 10877.24 | 9263.46 | 8963.49 | 8043.08 | 7679.35 | 6577.22 | 7286.11 | 5476.77 | 5021.28 | 5341.34 | 5414.36 | 5264.4 | 5779.26 | 6119.53 | 6793.64
Citrus CC 1 Duct | Gas/Oil:Combined Cycle | DEF | DEF | 0 | 0 | 0 | 0 | 0 | 0 | 0 | 0 | 0 | 0 | 0 | 0 | 0 | 0 | 0 | 0 | 0 | 0 | 0 | 0 | 0 | 0 | 0 | 0 | 0 | 0 | 0 | 0 | 0 | 0 | 0 | 0 | 0 | 0 | 0
Citrus CC 2 | Gas/Oil:Combined Cycle | DEF | DEF | 7807.54 | 8199.56 | 8359.2 | 7987.29 | 8779.1 | 8024.95 | 9023.09 | 9244.03 | 8911.4 | 9746.03 | 9958.87 | 10209.94 | 10427.33 | 10752.66 | 10291.29 | 11275.06 | 11556.55 | 10799.35 | 11677.93 | 11783.45 | 11140.37 | 10701.42 | 10652.29 | 8402.28 | 7013.35 | 6577.22 | 7602.98 | 4978.51 | 4257.57 | 4370.19 | 4652.52 | 4963.15 | 5346.49 | 5222.86 | 6002.48
Citrus CC 2 Duct | Gas/Oil:Combined Cycle | DEF | DEF | 0 | 0 | 0 | 0 | 0 | 0 | 0 | 0 | 0 | 0 | 0 | 0 | 0 | 0 | 0 | 0 | 0 | 0 | 0 | 0 | 0 | 0 | 0 | 0 | 0 | 0 | 0 | 0 | 0 | 0 | 0 | 0 | 0 | 0 | 0
Crystal 4 | Coal:Conventional | DEF | DEF | 2023: 2715.81; 2024: 2522.04; 2025: 3356.22; 2026: 2477.51; 2027: 3059.06; 2028: 4680.5; 2029: 4220.59; 2030: 5502.59; 2031: 10119.12; 2032: 7272.73; 2033: 10119.53; 2034: 4234.53
Crystal 5 | Coal:Conventional | DEF | DEF | 2023: 1780.86; 2024: 2955.89; 2025: 2885.88; 2026: 2702.43; 2027: 2780.99; 2028: 4573.75; 2029: 3976.26; 2030: 5886.87; 2031: 6954.01; 2032: 8725.26; 2033: 6873.59; 2034: 1906.26
DEBARY 10 | Gas/Oil:Combustion Turbine | DEF | DEF | 2024: 0; 2025: 0; 2026: 0; 2027: 0; 2028: 0; 2029: 0; 2030: 0; 2031: 0; 2032: 0; 2034: 0; 2035: 0; 2036: 0
DEBARY 2 | Gas/Oil:Combustion Turbine | DEF | DEF | 2024: 0
DEBARY 3 | Gas/Oil:Combustion Turbine | DEF | DEF | 2024: 0; 2026: 0
DEBARY 4 | Gas/Oil:Combustion Turbine | DEF | DEF | 2024: 0; 2026: 0
DEBARY 5 | Gas/Oil:Combustion Turbine | DEF | DEF | 2024: 0
DEBARY 6 | Gas/Oil:Combustion Turbine | DEF | DEF | 2024: 0; 2025: 0
DEBARY 7 | Gas/Oil:Combustion Turbine | DEF | DEF | 2023: 0; 2024: 0; 2025: 0; 2026: 0; 2027: 0; 2028: 0; 2029: 0; 2030: 0; 2031: 0; 2032: 0; 2033: 0; 2034: 0; 2035: 0; 2036: 0
DEBARY 8 | Gas/Oil:Combustion Turbine | DEF | DEF | 2023: 0; 2024: 0; 2025: 0; 2026: 0; 2027: 0; 2028: 0; 2029: 0; 2030: 0; 2031: 0; 2032: 0; 2033: 0; 2034: 0; 2035: 0; 2036: 0
DEBARY 9 | Gas/Oil:Combustion Turbine | DEF | DEF | 2023: 0; 2024: 0; 2025: 0; 2026: 0; 2027: 0; 2028: 0; 2029: 0; 2030: 0; 2031: 0; 2032: 0; 2033: 0; 2034: 0; 2035: 0; 2036: 0
DEF Nuclear Natrium | Nuclear:Nuclear | DEF | DEF | 2048: 1989.03; 2049: 3283.54; 2050: 5199.94; 2051: 6182.88; 2052: 8637.25; 2053: 10144.15; 2054: 14257.09; 2055: 17218.78; 2056: 22390.17; 2057: 26083.66
DEF Nuclear Natrium - Storage | Storage:Battery | DEF | DEF
DEF Nuclear Natrium - Storage PTC | Storage:Battery | DEF | DEF
DEF Nuclear Natrium PTC | Nuclear:Nuclear | DEF | DEF | 2038: 1812.77; 2039: 3109.52; 2040: 5077.15; 2041: 6524.56; 2042: 8703; 2043: 10268.91; 2044: 13733.78; 2045: 16184.77; 2046: 19888.43; 2047: 22626.89; 2048: 24421.14; 2049: 25719.21; 2050: 27574.12; 2051: 29029.11; 2052: 27328.37; 2053: 26202.79; 2054: 22774.92; 2055: 20728.16; 2056: 16977.32; 2057: 14508.57
Gen 190MW CT | Gas/Oil:Combustion Turbine | DEF | DEF | [7 empty] | 6.84 | 23.03 | 5.82 |  | 222.25 | 522.92 | 673.45 | 766.67 | 373.01 | 712.74 | 45.61 | 117.92 | 186.82 | 826.41 | 271.76 | 2058.96 | 602.1 | 1208.83 | 620.75 | 3056.13 | 1228.79 | 1047.81 | 1174.27 | 825.8 | 760.85 | 984.72 | 1372.64 | 1601.11
Gen 190MW CT H2 | Gas/Oil:Combustion Turbine | DEF | DEF | 2043: 11.95; 2044: 5.55; 2045: 106.81; 2046: 15.4; 2047: 129.07; 2048: 10.74; 2049: 301.99; 2050: 2386.83; 2051: 981.16; 2052: 985.3; 2053: 1495.82; 2054: 1762.68; 2055: 1747.43; 2056: 1604.43; 2057: 1974.83
HEAT | Demand:Demand Response | DEF | DEF
Hines CC 1 | Gas/Oil:Combined Cycle | DEF | DEF | 2023: 9522.52; 2024: 9506.97; 2025: 10455.93; 2026: 8359.04; 2027: 9510.12; 2028: 8574.43; 2029: 9986.28; 2030: 8261.24; 2031: 6492.69; 2032: 5205.53; 2033: 4702.4; 2034: 5985.82; 2035: 9508.73; 2036: 10172.48; 2037: 12928.67; 2038: 10127.86; 2039: 2033.25
Hines CC 2 | Gas/Oil:Combined Cycle | DEF | DEF | 8533.97 | 9165.18 | 8599.37 | 9615.68 | 9198.22 | 9904.57 | 9154.38 | 9763.62 | 8522.92 | 8711.22 | 7959.03 | 9041.76 | 9937.34 | 10148.25 | 11184.73 | 10811.01 | 9618.84 | 9133.52 | 7877.58 | 5329.23 | 680.21
Hines CC 3 | Gas/Oil:Combined Cycle | DEF | DEF | 9850.45 | 9804.65 | 10777.94 | 9603.6 | 11297.3 | 11105.17 | 11918.58 | 10263.72 | 11365.03 | 10700.36 | 11495.18 | 11141.2 | 13639.55 | 13291.31 | 15332.94 | 12649.06 | 13031.24 | 11724.2 | 11529.87 | 9098.04 | 9959.53 | 7220.43 | 1841.88
Hines CC 4 | Gas/Oil:Combined Cycle | DEF | DEF | 4756.99 | 5652.39 | 4824.56 | 5889.89 | 5634.64 | 6209.82 | 5924.74 | 6427.8 | 5550.92 | 6609.7 | 6358.35 | 7091.19 | 6656.11 | 7538.72 | 7273.86 | 7872.07 | 7388.05 | 8037.57 | 7560.76 | 8154.87 | 7514.26 | 8542.75 | 6650.4 | 5520.47 | 1064.49
INT CITY 1 | Gas/Oil:Combustion Turbine | DEF | DEF | 2023: 1.37; 2024: 0.7; 2025: 0.72; 2026: 1.48; 2027: 1.51; 2028: 2.33; 2030: 6.52; 2031: 10.03; 2032: 5.14; 2033: 0.88; 2034: 0.9
INT CITY 10 | Gas/Oil:Combustion Turbine | DEF | DEF | 2023: 0; 2024: 0; 2025: 0; 2026: 0; 2027: 0; 2028: 0; 2029: 0; 2030: 0; 2031: 0; 2032: 0; 2033: 0; 2034: 0; 2035: 0; 2036: 0; 2037: 0; 2038: 0
INT CITY 11 | Gas/Oil:Combustion Turbine | DEF | DEF | 2024: 0; 2025: 0; 2026: 0; 2027: 0; 2028: 0; 2030: 0; 2031: 0; 2032: 0; 2033: 0; 2034: 0; 2035: 0; 2036: 0; 2037: 0; 2038: 0; 2039: 0; 2040: 0; 2041: 0; 2042: 0; 2043: 0; 2044: 0
INT CITY 12 | Gas/Oil:Combustion Turbine | DEF | DEF | 0 | 0 | 0 | 0 | 0 | 0 | 0 | 0 | 0 | 0 | 0 | 0 | 0 | 0 | 0 | 0 | 0 | 0 | 0 | 0 | 0 | 0 | 0
INT CITY 13 | Gas/Oil:Combustion Turbine | DEF | DEF | 0 | 0 | 0 | 0 | 0 | 0 | 0 | 0 | 0 | 0 | 0 | 0 | 0 | 0 | 0 | 0 | 0 | 0 | 0 | 0 | 0 | 0 | 0
INT CITY 14 | Gas/Oil:Combustion Turbine | DEF | DEF | 0 | 0 | 0 | 0 | 0 | 0 | 0 | 0 | 0 | 0 | 0 | 0 | 0 | 0 | 0 | 0 | 0 | 0 | 0 | 0 | 0 | 0 | 0
INT CITY 2 | Gas/Oil:Combustion Turbine | DEF | DEF | 2027: 0.76; 2030: 0.81; 2031: 8.36; 2032: 0.86
INT CITY 3 | Gas/Oil:Combustion Turbine | DEF | DEF | 2024: 2.11; 2025: 1.44; 2026: 1.48; 2027: 1.51; 2028: 2.33; 2030: 3.26; 2031: 10.87; 2032: 4.28; 2033: 0.88
INT CITY 4 | Gas/Oil:Combustion Turbine | DEF | DEF | 2023: 1.37; 2024: 4.22; 2025: 1.44; 2026: 1.48; 2027: 1.51; 2028: 0.78; 2030: 3.26; 2031: 4.18; 2032: 3.42; 2033: 0.88; 2034: 0.9
INT CITY 5 | Gas/Oil:Combustion Turbine | DEF | DEF | 2026: 0.74; 2027: 0.76; 2028: 0.78; 2030: 2.45; 2031: 8.36; 2032: 1.71; 2033: 0.88
INT CITY 6 | Gas/Oil:Combustion Turbine | DEF | DEF | 2024: 8.44; 2025: 1.44; 2026: 1.48; 2027: 2.27; 2028: 3.1; 2030: 5.7; 2031: 14.21; 2032: 7.7; 2033: 0.88
INT CITY 7 | Gas/Oil:Combustion Turbine | DEF | DEF | 2023: 0; 2024: 0; 2025: 0; 2026: 0; 2027: 0; 2028: 0; 2029: 0; 2030: 0; 2031: 0; 2032: 0; 2033: 0; 2034: 0; 2035: 0; 2036: 0; 2037: 0; 2038: 0
INT CITY 8 | Gas/Oil:Combustion Turbine | DEF | DEF | 2023: 0; 2024: 0; 2025: 0; 2026: 0; 2027: 0; 2028: 0; 2029: 0; 2030: 0; 2031: 0; 2032: 0; 2033: 0; 2034: 0; 2035: 0; 2036: 0; 2037: 0; 2038: 0
INT CITY 9 | Gas/Oil:Combustion Turbine | DEF | DEF | 2023: 0; 2024: 0; 2025: 0; 2026: 0; 2027: 0; 2028: 0; 2029: 0; 2030: 0; 2031: 0; 2032: 0; 2033: 0; 2034: 0; 2035: 0; 2036: 0; 2037: 0; 2038: 0
INTER | Demand:Demand Response | DEF | DEF
Mulberry | Gas/Oil:Combined Cycle | DEF | DEF | 2023: 37135.62; 2024: 14569.01
New DEF OnShore Wind | Renewable:Wind | DEF | DEF | 2048: 91.52; 2049: 270.3; 2050: 319.88; 2051: 197.53; 2052: 202.91; 2053: 284.42; 2054: 415.02; 2055: 490.73; 2056: 751.42; 2057: 937.23
New DEF OnShore Wind PTC | Renewable:Wind | DEF | DEF | 2043: 158.59; 2044: 490.35; 2045: 818.76; 2046: 1150.7; 2047: 1450.64; 2048: 1607.39; 2049: 1582.07; 2050: 1466.18; 2051: 1453.71; 2052: 1528.58; 2053: 1431.41; 2054: 1117.66; 2055: 819.55; 2056: 491.03; 2057: 165.26
NSG Vand CT 1 | Gas/Oil:Combustion Turbine | DEF | DEF | 2023: 29.96; 2024: 33.26; 2025: 15.48; 2026: 11.04; 2027: 2.56
NSG Vand CT 2 | Gas/Oil:Combustion Turbine | DEF | DEF | 2023: 29.72; 2024: 33.29; 2025: 20.1; 2026: 11.34; 2027: 2.8
NSG Vand CT 3 | Gas/Oil:Combustion Turbine | DEF | DEF | 2023: 37.42; 2024: 40.08; 2025: 24.37; 2026: 15.3; 2027: 3.29
NSG Vand CT 4 | Gas/Oil:Combustion Turbine | DEF | DEF | 2023: 39.8; 2024: 41.47; 2025: 26.94; 2026: 18.09; 2027: 2.71
Orange Cogen | Gas/Oil:Combined Cycle | DEF | DEF | 2023: 43680.35; 2024: 26869.11; 2025: 27597.61
Orlando Cogen | Gas/Oil:Combined Cycle | DEF | DEF | 2023: 97553.89
Osprey 1 0 | Gas/Oil:Combined Cycle | DEF | DEF | 2023: 6049.73; 2024: 5883.37
Osprey 1 1 | Gas/Oil:Combined Cycle | DEF | DEF | 2023: 2587.46; 2024: 2538.8
Osprey 1 2 | Gas/Oil:Combined Cycle | DEF | DEF | 2023: 0; 2024: 0
OspreyAcq | Gas/Oil:Combined Cycle | DEF | DEF |  | 1300.78 | 7476.78 | 7701.7 | 7495.98 | 8076.55 | 7815.74 | 7999.53 | 7964.77 | 8124.09 | 8618.43 | 8719.72 | 9091.5 | 9274.14 | 10300.24 | 9819.46 | 9473.94 | 9805.77 | 8717 | 8157.91 | 8380.29 | 2753.18
OspreyAcqDF | Gas/Oil:Combined Cycle | DEF | DEF |  | 0 | 0 | 0 | 0 | 0 | 0 | 0 | 0 | 0 | 0 | 0 | 0 | 0 | 0 | 0 | 0 | 0 | 0 | 0 | 0 | 0
Pasco County | Renewable:Biomass | DEF | DEF | 2023: 5040.08; 2024: 5233.05; 2025: 7015.73; 2026: 3294.4; 2027: 3465.66; 2028: 3439.68; 2029: 3428.41; 2030: 3298.91; 2031: 3458.75; 2032: 3256.89; 2033: 3295.82; 2034: 3697.23; 2035: 3911.59; 2036: 4180.89; 2037: 4482.95; 2038: 4384.55; 2039: 4683; 2040: 4514.13; 2041: 4888.61; 2042: 4469.99
Pinellas County | Renewable:Biomass | DEF | DEF | 2023: 10546.83; 2024: 11158.49; 2025: 15195.23; 2026: 8125.64; 2027: 7847.86; 2028: 8383.07; 2029: 8368.38; 2030: 7983.8; 2031: 8286.22; 2032: 7753.14; 2033: 8105.94; 2034: 8569.66; 2035: 9395.7; 2036: 9138.31; 2037: 10173.84; 2038: 10026.34; 2039: 11495.49; 2040: 10409.75; 2041: 11584.19; 2042: 11376.08
Shady Hills 1 | Gas/Oil:Combustion Turbine | DEF | DEF | 2023: 24.02; 2024: 0.91
Shady Hills 2 | Gas/Oil:Combustion Turbine | DEF | DEF | 2023: 18.2; 2024: 0.36
Shady Hills 3 | Gas/Oil:Combustion Turbine | DEF | DEF | 2023: 13.74; 2024: 0.5
Solar 3rdParty Block 1 | Renewable:Solar PV | DEF | DEF |  | 3627.98 | 5105.51 | 8309.32 | 10714.26 | 14504.72 | 16235.84 | 19226.43 | 21291.86 | 20404.49 | 21392.83 | 23377.02 | 24460.94 | 25658.58 | 26661.47 | 25734.97 | 27995.52 | 27749.84 | 29051.93 | 28816.93 | 30441.16 | 30687.08 | 35434.69 | 30087.12 | 29947.01 | 23162.09 | 20807.95 | 60746.17 | 35048.33 | 37516.63 | 37227.05 | 39493.02 | 39501.55 | 50634.66 | 54256.3
Solar 3rdParty Block 2 | Renewable:Solar PV | DEF | DEF | [9 empty] | 3375.85 | 5767.65 | 10150.54 | 13256.14 | 18226.67 | 21782.34 | 25260.85 | 30650.49 | 30381.54 | 31807.11 | 31549.82 | 33328.12 | 33597.38 | 38795.25 | 32940.5 | 32787.08 | 25358.72 | 22781.31 | 66507.17 | 38372.3 | 41074.54 | 40757.52 | 43238.37 | 43247.72 | 55436.57 | 59401.85
Solar 3rdParty Block 3 | Renewable:Solar PV | DEF | DEF | 2040: 4582.94; 2041: 8153.08; 2042: 12848.15; 2043: 17172.03; 2044: 22530.44; 2045: 30134.57; 2046: 30833.82; 2047: 34128.52; 2048: 26396.25; 2049: 23713.38; 2050: 69228.26; 2051: 39942.27; 2052: 42755.17; 2053: 42425.1; 2054: 45007.44; 2055: 45017.28; 2056: 57704.82; 2057: 61832.37
Solar 3rdParty Block 4 | Renewable:Solar PV | DEF | DEF | 2048: 4194.55; 2049: 6078.42; 2050: 28394.07; 2051: 20579.92; 2052: 22029.16; 2053: 21859.08; 2054: 23189.62; 2055: 23194.72; 2056: 29731.86; 2057: 31858.53
Solar DEF Bay Ranch | Renewable:Solar PV | DEF | DEF | 2023: 0; 2024: 0; 2025: 0; 2026: 0; 2027: 0; 2028: 0; 2029: 0; 2030: 0; 2031: 0; 2032: 0; 2033: 0
Solar DEF Bay Trail | Renewable:Solar PV | DEF | DEF | 2023: 0; 2024: 0; 2025: 0; 2026: 0; 2027: 0; 2028: 0; 2029: 0; 2030: 0; 2031: 0; 2032: 0
Solar DEF Charlie Creek | Renewable:Solar PV | DEF | DEF | 2023: 0; 2024: 0; 2025: 0; 2026: 0; 2027: 0; 2028: 0; 2029: 0; 2030: 0; 2031: 0; 2032: 0
Solar DEF Columbia | Renewable:Solar PV | DEF | DEF
Solar DEF County Line | Renewable:Solar PV | DEF | DEF | 2025: 0; 2026: 0; 2027: 0; 2028: 0; 2029: 0; 2030: 0; 2031: 0; 2032: 0; 2033: 0; 2034: 0; 2035: 0
Solar DEF Debary | Renewable:Solar PV | DEF | DEF
Solar DEF Duette | Renewable:Solar PV | DEF | DEF
Solar DEF Falmouth | Renewable:Solar PV | DEF | DEF | 2024: 0; 2025: 0; 2026: 0; 2027: 0; 2028: 0; 2029: 0; 2030: 0; 2031: 0; 2032: 0; 2033: 0; 2034: 0
Solar DEF Fort Green | Renewable:Solar PV | DEF | DEF | 2023: 0; 2024: 0; 2025: 0; 2026: 0; 2027: 0; 2028: 0; 2029: 0; 2030: 0; 2031: 0; 2032: 0
Solar DEF Hamilton | Renewable:Solar PV | DEF | DEF
Solar DEF Hardeetown | Renewable:Solar PV | DEF | DEF | 2023: 0; 2024: 0; 2025: 0; 2026: 0; 2027: 0; 2028: 0; 2029: 0; 2030: 0; 2031: 0; 2032: 0; 2033: 0
Solar DEF High Spring | Renewable:Solar PV | DEF | DEF | 2023: 0; 2024: 0; 2025: 0; 2026: 0; 2027: 0; 2028: 0; 2029: 0; 2030: 0; 2031: 0; 2032: 0; 2033: 0
Solar DEF Hildreth | Renewable:Solar PV | DEF | DEF | 2023: 0; 2024: 0; 2025: 0; 2026: 0; 2027: 0; 2028: 0; 2029: 0; 2030: 0; 2031: 0; 2032: 0; 2033: 0
Solar DEF Lake Placid | Renewable:Solar PV | DEF | DEF
Solar DEF Mule Creek | Renewable:Solar PV | DEF | DEF | 2024: 0; 2025: 0; 2026: 0; 2027: 0; 2028: 0; 2029: 0; 2030: 0; 2031: 0; 2032: 0; 2033: 0; 2034: 0
Solar DEF NEW 1 | Renewable:Solar PV | DEF | DEF
Solar DEF NEW 1 PTC | Renewable:Solar PV | DEF | DEF | 2025: 0; 2026: 0; 2027: 0; 2028: 0; 2029: 0; 2030: 0; 2031: 0; 2032: 0; 2033: 0; 2034: 0; 2035: 0
Solar DEF NEW 2 | Renewable:Solar PV | DEF | DEF
Solar DEF NEW 2 PTC | Renewable:Solar PV | DEF | DEF | 2025: 0; 2026: 0; 2027: 0; 2028: 0; 2029: 0; 2030: 0; 2031: 0; 2032: 0; 2033: 0; 2034: 0; 2035: 0
Solar DEF NEW 3 | Renewable:Solar PV | DEF | DEF
Solar DEF NEW 3 PTC | Renewable:Solar PV | DEF | DEF | 2027: 0; 2028: 0; 2029: 0; 2030: 0; 2031: 0; 2032: 0; 2033: 0; 2034: 0; 2035: 0; 2036: 0; 2037: 0
Solar DEF NEW 4 | Renewable:Solar PV | DEF | DEF
Solar DEF NEW 4 PTC | Renewable:Solar PV | DEF | DEF | 2026: 0; 2027: 0; 2028: 0; 2029: 0; 2030: 0; 2031: 0; 2032: 0; 2033: 0; 2034: 0; 2035: 0; 2036: 0
Solar DEF NEW 5 | Renewable:Solar PV | DEF | DEF
Solar DEF NEW 5 PTC | Renewable:Solar PV | DEF | DEF | 2026: 0; 2027: 0; 2028: 0; 2029: 0; 2030: 0; 2031: 0; 2032: 0; 2033: 0; 2034: 0; 2035: 0; 2036: 0
Solar DEF Osc Perry Suw | Renewable:Solar PV | DEF | DEF
Solar DEF Sandy Creek | Renewable:Solar PV | DEF | DEF | 2023: 0; 2024: 0; 2025: 0; 2026: 0; 2027: 0; 2028: 0; 2029: 0; 2030: 0; 2031: 0; 2032: 0
Solar DEF Santa Fe | Renewable:Solar PV | DEF | DEF
Solar DEF St Pete Pier | Renewable:Solar PV | DEF | DEF
Solar DEF Trenton | Renewable:Solar PV | DEF | DEF
Solar DEF Twin Rivers | Renewable:Solar PV | DEF | DEF
Solar DEF Winquepin | Renewable:Solar PV | DEF | DEF | 2024: 0; 2025: 0; 2026: 0; 2027: 0; 2028: 0; 2029: 0; 2030: 0; 2031: 0; 2032: 0; 2033: 0; 2034: 0
Solar+Storage DEF NEW 1 | Renewable:Solar PV | DEF | DEF
Solar+Storage DEF NEW 1 PTC + ITC | Renewable:Solar PV | DEF | DEF | 2029: 0; 2030: 0; 2031: 0; 2032: 0; 2033: 0; 2034: 0; 2035: 0; 2036: 0; 2037: 0; 2038: 0; 2039: 0; 2040: 0; 2041: 0
Standby | Demand:Demand Response | DEF | DEF
SUWANNEE_P 1 | Gas/Oil:Combustion Turbine | DEF | DEF | 2023: 102.9; 2024: 131.46; 2025: 133.2; 2026: 146.12; 2027: 112.79; 2028: 143.56; 2029: 116.07; 2030: 145.07; 2031: 168.87; 2032: 130.11; 2033: 102.73; 2034: 51.3
SUWANNEE_P 2 | Gas/Oil:Combustion Turbine | DEF | DEF | 2023: 100.16; 2024: 125.84; 2025: 110.88; 2026: 132.84; 2027: 95.38; 2028: 116.4; 2029: 126.4; 2030: 145.07; 2031: 163.02; 2032: 135.25; 2033: 95.7; 2034: 40.5
SUWANNEE_P 3 | Gas/Oil:Combustion Turbine | DEF | DEF | 2023: 153.66; 2024: 196.14; 2025: 195.84; 2026: 214.02; 2027: 169.57; 2028: 181.58; 2029: 165.36; 2030: 192.34; 2031: 219.87; 2032: 173.77; 2033: 129.94; 2034: 57.6
Tigerbay 1 | Gas/Oil:Combined Cycle | DEF | DEF | 2023: 3000.15; 2024: 3107.38; 2025: 2762.42; 2026: 3235.15; 2027: 2869.05; 2028: 2936.9; 2029: 2619.86; 2030: 2304.74; 2031: 2093.39; 2032: 2087.02; 2033: 1903.33; 2034: 2720.9; 2035: 894.44
U OF FL 1 | Gas/Oil:Combustion Turbine | DEF | DEF | 2023: 1247.71; 2024: 1286.21; 2025: 1312.7; 2026: 1350.86; 2027: 1159.85
Voltage Red | Demand:Demand Response | DEF | DEF
WaterHtr_PP | Demand:Demand Response | DEF | DEF
Total |  |  |  | 289218.31 | 160218.04 | 151687.31 | 116824.21 | 121405.23 | 128707.08 | 133015.97 | 136671.47 | 141186.65 | 143559.23 | 147726.22 | 151813.12 | 158252.21 | 166562.03 | 178897.59 | 177964.42 | 181816.78 | 181905.67 | 189240.36 | 189868.18 | 172482.75 | 172279.43 | 182061.19 | 171257.42 | 172965.32 | 156543.24 | 138018.39 | 273755.43 | 182275.49 | 193140.08 | 192911.25 | 202390.95 | 204257.27 | 248667.12 | 265606.98
Group Totals
Resource | Type | BA | Area | 2023 | 2024 | 2025 | 2026 | 2027 | 2028 | 2029 | 2030 | 2031 | 2032 | 2033 | 2034 | 2035 | 2036 | 2037 | 2038 | 2039 | 2040 | 2041 | 2042 | 2043 | 2044 | 2045 | 2046 | 2047 | 2048 | 2049 | 2050 | 2051 | 2052 | 2053 | 2054 | 2055 | 2056 | 2057
Total | Coal:Conventional | DEF | DEF | 2023: 4496.67; 2024: 5477.93; 2025: 6242.1; 2026: 5179.94; 2027: 5840.05; 2028: 9254.25; 2029: 8196.85; 2030: 11389.46; 2031: 17073.13; 2032: 15997.99; 2033: 16993.12; 2034: 6140.79
Total | Demand:Demand Response | DEF | DEF
Total | Gas/Oil:Combined Cycle | DEF | DEF | 257006.56 | 122939.74 | 108912.18 | 81412.37 | 83576.97 | 83793.22 | 88120.74 | 86544.09 | 83315.29 | 85082.76 | 84593.72 | 90627.53 | 96872.87 | 98853.05 | 102761.2 | 101880.93 | 93713.44 | 89855.47 | 87969.17 | 84492.51 | 80275.58 | 70963.09 | 58527.38 | 55739.35 | 50687.28 | 48691.06 | 30424.09 | 10704.02 | 9440.47 | 9907.9 | 10258.11 | 10374.28 | 11306.63 | 11572.2 | 12987.27
Total | Gas/Oil:Combustion Turbine | DEF | DEF | 1800.03 | 1921.17 | 1849.59 | 1906.27 | 1557.27 | 450.86 | 407.83 | 511.32 | 630.8 | 468.06 | 332.77 | 373.45 | 522.92 | 673.45 | 766.67 | 373.01 | 712.74 | 45.61 | 117.92 | 186.82 | 838.36 | 277.31 | 2165.77 | 617.5 | 1337.9 | 631.49 | 3358.12 | 3615.62 | 2028.97 | 2159.57 | 2321.62 | 2523.53 | 2732.15 | 2977.07 | 3575.94
Total | Gas/Oil:Steam Turbine | DEF | DEF | 2023: 3775.32; 2024: 4381.84; 2025: 2459.13; 2026: 3601.95; 2027: 3420.76; 2028: 3567.41; 2029: 3218.88; 2030: 2933.15; 2031: 2174.14; 2032: 2440.66; 2033: 2215.13; 2034: 3357.86; 2035: 4040.91; 2036: 3840.17; 2037: 5510.81; 2038: 2245.16; 2039: 2929.91; 2040: 2733.43; 2041: 2240.42; 2042: 673.09
Total | Nuclear:Nuclear | DEF | DEF | 2038: 1812.77; 2039: 3109.52; 2040: 5077.15; 2041: 6524.56; 2042: 8703; 2043: 10268.91; 2044: 13733.78; 2045: 16184.77; 2046: 19888.43; 2047: 22626.89; 2048: 26410.17; 2049: 29002.75; 2050: 32774.06; 2051: 35211.99; 2052: 35965.62; 2053: 36346.94; 2054: 37032.01; 2055: 37946.94; 2056: 39367.49; 2057: 40592.23
Total | Renewable:Biomass | DEF | DEF | 2023: 22139.73; 2024: 21869.38; 2025: 27118.8; 2026: 16414.36; 2027: 16295.92; 2028: 17136.62; 2029: 16835.83; 2030: 16067.02; 2031: 16701.43; 2032: 15789.42; 2033: 16431; 2034: 17785.93; 2035: 19098.43; 2036: 19310.11; 2037: 21415.1; 2038: 20656.73; 2039: 22705.16; 2040: 21479.69; 2041: 23376.17; 2042: 22597.86
Total | Renewable:Solar PV | DEF | DEF | 0 | 3627.98 | 5105.51 | 8309.32 | 10714.26 | 14504.72 | 16235.84 | 19226.43 | 21291.86 | 23780.34 | 27160.48 | 33527.56 | 37717.08 | 43885.25 | 48443.81 | 50995.82 | 58646.01 | 62714.32 | 69012.12 | 73214.9 | 80941.31 | 86814.9 | 104364.51 | 93861.44 | 96862.61 | 79111.61 | 73381.06 | 224875.67 | 133942.82 | 143375.5 | 142268.75 | 150928.45 | 150961.27 | 193507.91 | 207349.05
Total | Renewable:Wind | DEF | DEF | 2043: 158.59; 2044: 490.35; 2045: 818.76; 2046: 1150.7; 2047: 1450.64; 2048: 1698.91; 2049: 1852.37; 2050: 1786.06; 2051: 1651.24; 2052: 1731.49; 2053: 1715.83; 2054: 1532.68; 2055: 1310.28; 2056: 1242.45; 2057: 1102.49
Total | Storage:Battery | DEF | DEF

## Total Energy Cost
Total Energy Cost ($000)
Base
Resource | Type | BA | Area | 2023 | 2024 | 2025 | 2026 | 2027 | 2028 | 2029 | 2030 | 2031 | 2032 | 2033 | 2034 | 2035 | 2036 | 2037 | 2038 | 2039 | 2040 | 2041 | 2042 | 2043 | 2044 | 2045 | 2046 | 2047 | 2048 | 2049 | 2050 | 2051 | 2052 | 2053 | 2054 | 2055 | 2056 | 2057
AC | Demand:Demand Response | DEF | DEF
Anclote 1 | Gas/Oil:Steam Turbine | DEF | DEF | 2023: 70082.3306; 2024: 68916.4205; 2025: 34874.9518; 2026: 53380.9617; 2027: 50438.1271; 2028: 53652.9376; 2029: 42189.2596; 2030: 37115.9863; 2031: 23522.2952; 2032: 19549.0354; 2033: 15406.9577; 2034: 45603.2466; 2035: 55367.0442; 2036: 60076.752; 2037: 84568.1543; 2038: 43314.4698; 2039: 59497.0464; 2040: 45523.9597; 2041: 44205.9417; 2042: 12182.306
Anclote 2 | Gas/Oil:Steam Turbine | DEF | DEF | 2023: 46441.7714; 2024: 43278.7942; 2025: 24658.0696; 2026: 35231.7758; 2027: 36801.8214; 2028: 39453.6908; 2029: 27064.3498; 2030: 22590.7004; 2031: 20647.2527; 2032: 19003.2246; 2033: 22664.8187; 2034: 30128.8204; 2035: 42564.2094; 2036: 38197.1949; 2037: 66862.4611; 2038: 23546.0424; 2039: 37120.5; 2040: 36762.3265; 2041: 31358.1084; 2042: 7391.0225
As Avail | Gas/Oil:Combined Cycle | DEF | DEF | 100.8433 | 84.1111 | 75.1682 | 75.2858 | 74.7639 | 83.4345 | 79.4064 | 75.9308 | 75.1795 | 71.8128 | 74.4804 | 84.5686 | 93.7092 | 93.379 | 108.9609 | 90.7744 | 98.8462 | 104.9334 | 102.6333 | 105.5847 | 107.6574 | 111.0596 | 158.3719 | 122.913 | 114.4601 | 95.5512 | 138.511 | 308.2925 | 203.1101 | 276.468 | 234.7646 | 194.8001 | 219.8957 | 242.0483 | 185.5615
As Avail PCS | Renewable:Biomass | DEF | DEF | 2023: 6507.7034; 2024: 5471.3553; 2025: 5023.3852; 2026: 5123.8519; 2027: 5246.9835; 2028: 5496.4363; 2029: 5100.656; 2030: 4883.9801; 2031: 5042.0729; 2032: 4792.7521; 2033: 5056.3007; 2034: 5478.1777; 2035: 5963.8245; 2036: 6347.2464; 2037: 6921.7796; 2038: 6514.0804; 2039: 6766.9471; 2040: 6884.1701; 2041: 6764.9196; 2042: 6895.8203
Bartow CC 1 0 | Gas/Oil:Combined Cycle | DEF | DEF | 310693.7432 | 250816.0527 | 262297.7861 | 253831.3838 | 246816.8086 | 262165.4893 | 273775.0752 | 270970.5234 | 278406.8135 | 286316.3701 | 288375.3677 | 332378.3672 | 350212.9355 | 367979.707 | 342470.1328 | 378563.8535 | 408243.4902 | 424112.0723 | 411677.7539 | 432299.0605 | 466553.8145 | 473297.6289 | 457910.4785 | 464678.7832 | 486089.0977 | 440882.1543 | 152612.8535
Bartow CC 1 PAG | Gas/Oil:Combined Cycle | DEF | DEF | 9781.8069 | 8049.3975 | 6544.2291 | 6388.8173 | 6497.2614 | 7425.5126 | 6463.8666 | 4302.5694 | 3163.6214 | 3138.3383 | 2342.9756 | 5976.5658 | 7523.8494 | 8251.9407 | 9525.8555 | 6641.2657 | 9841.1273 | 8003.1969 | 6094.0237 | 4473.7724 | 7926.2138 | 5927.9386 | 12382.2828 | 5013.286 | 9238.859 | 2667.9402 | 239.4283
BARTOW_P 1 | Gas/Oil:Combustion Turbine | DEF | DEF | 2026: 32.3856
BARTOW_P 2 | Gas/Oil:Combustion Turbine | DEF | DEF | 2023: 38.7692; 2024: 159.6738; 2025: 222.2613; 2026: 132.8866; 2027: 182.9341; 2028: 250.9916; 2029: 154.6602; 2030: 231.2603; 2031: 295.618; 2032: 108.4091; 2033: 56.9413; 2034: 8.7917
BARTOW_P 3 | Gas/Oil:Combustion Turbine | DEF | DEF | 2024: 50.3389; 2026: 23.4464
BARTOW_P 4 | Gas/Oil:Combustion Turbine | DEF | DEF | 2023: 218.599; 2024: 308.3579; 2025: 414.5129; 2026: 228.1625; 2027: 319.7629; 2028: 247.9892; 2029: 345.7202; 2030: 353.3561; 2031: 404.9373; 2032: 151.739; 2033: 160.4584; 2034: 87.6659
Battery 2 Hours | Storage:Battery | DEF | DEF
Battery 4 Hours | Storage:Battery | DEF | DEF
BAYBORO_P 1 | Gas/Oil:Combustion Turbine | DEF | DEF | 2024: 116.2149; 2025: 33.1674
BAYBORO_P 2 | Gas/Oil:Combustion Turbine | DEF | DEF | 2024: 17.7783
BAYBORO_P 3 | Gas/Oil:Combustion Turbine | DEF | DEF | 2024: 41.7266; 2025: 12.7173
BAYBORO_P 4 | Gas/Oil:Combustion Turbine | DEF | DEF | 2024: 29.6547
Citrus CC 1 | Gas/Oil:Combined Cycle | DEF | DEF | 265073.2334 | 228110.1714 | 201633.9229 | 216040.1567 | 217185.1777 | 196454.1387 | 217605.4565 | 211419.6855 | 197425.8564 | 216935.5371 | 225480.5646 | 232910.085 | 240958.7295 | 249593.7812 | 236351.1113 | 274022.6363 | 280236.3564 | 269621.0962 | 291172.8262 | 290546.3076 | 287542.8574 | 280303.5596 | 242146.8223 | 205350.2139 | 224974.0801 | 184509.4928 | 218725.1147 | 304892.8843 | 303869.3491 | 296260.6746 | 306854.4742 | 295437.4133 | 295287.5465 | 304182.6428 | 293275.6125
Citrus CC 1 Duct | Gas/Oil:Combined Cycle | DEF | DEF | 10847.6131 | 9232.7328 | 6591.1895 | 7983.2519 | 7050.8641 | 7337.979 | 6852.6989 | 5067.5306 | 3742.3562 | 3547.0016 | 3405.2166 | 7391.4611 | 8647.7427 | 9943.2215 | 13153.7719 | 6903.7459 | 9621.068 | 7025.0364 | 6155.9289 | 2513.0936 | 7253.553 | 4670.4376 | 11262.0194 | 5116.4975 | 9405.7289 | 2214.3918 | 9476.2346 | 33473.5869 | 24490.6508 | 27559.4143 | 25940.9628 | 28669.1269 | 27960.2135 | 24552.0759 | 26556.8623
Citrus CC 2 | Gas/Oil:Combined Cycle | DEF | DEF | 266626.3789 | 228147.353 | 214213.0728 | 200555.751 | 219532.2759 | 197811.27 | 217929.1172 | 212976.1699 | 197898.2458 | 219990.8066 | 226819.9541 | 233420.8301 | 240164.0383 | 246889.144 | 236870.4915 | 272509.6934 | 283140.9014 | 264968.936 | 312720.9072 | 301425.6948 | 289002.0242 | 270507.7202 | 289872.4551 | 252629.4597 | 181937.2489 | 174789.5398 | 194139.5757 | 280512.6862 | 255571.7104 | 275711.6414 | 275625.0107 | 283584.762 | 285212.9093 | 257701.8318 | 264877.9116
Citrus CC 2 Duct | Gas/Oil:Combined Cycle | DEF | DEF | 10587.1941 | 9687.6792 | 7005.2149 | 6300.9262 | 6707.2338 | 7200.1701 | 6764.8627 | 4533.3262 | 2966.5 | 2945.6168 | 2937.7346 | 6568.254 | 8410.4442 | 9799.3186 | 11321.3908 | 6120.4832 | 8976.7311 | 8859.5739 | 5433.0495 | 2785.6209 | 6194.5161 | 4448.6332 | 10806.3921 | 5796.875 | 7707.5927 | 2831.069 | 8414.4201 | 29561.3041 | 19854.3093 | 27816.7629 | 25232.1911 | 26794.9274 | 25813.7254 | 19652.1382 | 27721.9256
Crystal 4 | Coal:Conventional | DEF | DEF | 2023: 68079.2222; 2024: 54179.6127; 2025: 61209.8324; 2026: 45125.9199; 2027: 60695.8834; 2028: 76048.1663; 2029: 77384.8152; 2030: 82039.8302; 2031: 129974.0107; 2032: 90843.1742; 2033: 122347.8701; 2034: 53037.875
Crystal 5 | Coal:Conventional | DEF | DEF | 2023: 42019.7639; 2024: 57190.1433; 2025: 48982.5783; 2026: 48963.1378; 2027: 48718.6495; 2028: 65588.8139; 2029: 65540.8165; 2030: 75299.0286; 2031: 85206.6189; 2032: 105492.915; 2033: 85378.8224; 2034: 23735.9744
DEBARY 10 | Gas/Oil:Combustion Turbine | DEF | DEF | 2024: 113.216; 2025: 73.7527; 2026: 37.1491; 2027: 163.8113; 2028: 197.2521; 2029: 187.6681; 2030: 135.507; 2031: 68.1766; 2032: 51.9936; 2033: 26.3699; 2034: 103.7519; 2035: 122.7357
DEBARY 2 | Gas/Oil:Combustion Turbine | DEF | DEF | 2024: 147.7008; 2026: 35.1305; 2027: 16.7414
DEBARY 3 | Gas/Oil:Combustion Turbine | DEF | DEF | 2024: 141.1359; 2026: 45.0574
DEBARY 4 | Gas/Oil:Combustion Turbine | DEF | DEF | 2024: 40.617; 2025: 31.7721; 2026: 31.2225; 2027: 9.9575
DEBARY 5 | Gas/Oil:Combustion Turbine | DEF | DEF | 2024: 131.3943; 2026: 64.5964
DEBARY 6 | Gas/Oil:Combustion Turbine | DEF | DEF | 2024: 154.2697; 2025: 53.73; 2026: 31.2225
DEBARY 7 | Gas/Oil:Combustion Turbine | DEF | DEF | 2023: 1439.2927; 2024: 1218.7236; 2025: 1360.2099; 2026: 1317.2117; 2027: 1228.1161; 2028: 1349.364; 2029: 1212.8318; 2030: 1198.766; 2031: 1253.5755; 2032: 923.1441; 2033: 666.7592; 2034: 1090.2225; 2035: 1112.7239; 2036: 316.6883
DEBARY 8 | Gas/Oil:Combustion Turbine | DEF | DEF | 2023: 2075.8482; 2024: 1464.6025; 2025: 1664.0432; 2026: 1470.4651; 2027: 1415.3682; 2028: 1583.5232; 2029: 1410.6062; 2030: 1292.3706; 2031: 1728.4489; 2032: 985.8912; 2033: 1027.7892; 2034: 1051.7485; 2035: 1342.8131; 2036: 483.7663
DEBARY 9 | Gas/Oil:Combustion Turbine | DEF | DEF | 2023: 2047.4085; 2024: 1929.3395; 2025: 1783.6166; 2026: 1718.4469; 2027: 1500.9453; 2028: 1836.4588; 2029: 1699.7283; 2030: 1676.7293; 2031: 1751.0711; 2032: 947.0423; 2033: 1020.4335; 2034: 1348.4263; 2035: 1363.515; 2036: 552.8423
DEF Nuclear Natrium | Nuclear:Nuclear | DEF | DEF | 2048: 31891.0046; 2049: 54561.4595; 2050: 89290.5276; 2051: 113115.4424; 2052: 149853.4844; 2053: 176592.8369; 2054: 235542.7539; 2055: 276784.125; 2056: 341125.0957; 2057: 385852.2109
DEF Nuclear Natrium - Storage | Storage:Battery | DEF | DEF
DEF Nuclear Natrium - Storage PTC | Storage:Battery | DEF | DEF
DEF Nuclear Natrium PTC | Nuclear:Nuclear | DEF | DEF | 2038: -147876.5898; 2039: -252734.4375; 2040: -412763.8496; 2041: -514809.0234; 2042: -687947.8281; 2043: -813248.2656; 2044: -1087066.9609; 2045: -1279298.8516; 2046: -1568067.5469; 2047: -1733548.5078; 2048: -1866612; 2049: -1957876.9219; 2050: -2094650.2266; 2051: -2194034.625; 2052: -2055738.4062; 2053: -1968720.1328; 2054: -1703709.3516; 2055: -1548342.3281; 2056: -1262170.0859; 2057: -1075491.4375
Gen 190MW CT | Gas/Oil:Combustion Turbine | DEF | DEF | [5 empty] | 1056.6255 |  | 2027.0415 | 3166.8252 |  |  | 20518.9045 | 44244.356 | 52102.1289 | 59678.7322 | 31698.501 | 54630.4984 | 7352.5151 | 14051.3467 | 18719.3486 | 69799.577 | 29603.7744 | 169894.9385 | 65493.1816 | 132648.1487 | 58133.9523 | 279395.2607 | 251791.1372 | 193904.6202 | 208985.767 | 175107.7881 | 164174.301 | 175439.552 | 190566.162 | 223400.4573
Gen 190MW CT H2 | Gas/Oil:Combustion Turbine | DEF | DEF | 2043: 2503.7184; 2044: 296.2447; 2045: 17119.1286; 2046: 5870.319; 2047: 21680.8773; 2048: 1877.1138; 2049: 51409.444; 2050: 469271.6509; 2051: 219645.7781; 2052: 296033.5305; 2053: 287548.3574; 2054: 322352.337; 2055: 299597.5353; 2056: 295944.9294; 2057: 249111.568
HEAT | Demand:Demand Response | DEF | DEF
Hines CC 1 | Gas/Oil:Combined Cycle | DEF | DEF | 2023: 133403.0376; 2024: 116622.0081; 2025: 115539.3237; 2026: 87950.4907; 2027: 103911.9888; 2028: 96503.3613; 2029: 107928.6152; 2030: 89476.0481; 2031: 71548.3628; 2032: 54272.4856; 2033: 58572.7339; 2034: 73714.6797; 2035: 112792.6562; 2036: 117885.1478; 2037: 147693.894; 2038: 113326.1472; 2039: 25741.6226
Hines CC 2 | Gas/Oil:Combined Cycle | DEF | DEF | 144409.0532 | 122681.7954 | 118933.7026 | 136482.4189 | 126590.9111 | 140825.1772 | 120641.5497 | 125936.084 | 107156.9419 | 107748.9224 | 112246.5005 | 123904.645 | 141140.0553 | 142988.1654 | 167787.6714 | 152574.532 | 142315.0947 | 143231.2922 | 128969.8124 | 88642.8639 | 13932.4037
Hines CC 3 | Gas/Oil:Combined Cycle | DEF | DEF | 154522.3964 | 124580.6982 | 119465.603 | 115706.1892 | 142752.333 | 141135.666 | 148697.248 | 121860.123 | 139558.5269 | 131376.511 | 143299.9541 | 144633.1897 | 175992.9438 | 176289.0107 | 201180.6172 | 168551.314 | 177766.7727 | 172605.4902 | 168977.7136 | 132112.1637 | 151090.2207 | 126890.7309 | 29426.0111
Hines CC 4 | Gas/Oil:Combined Cycle | DEF | DEF | 134584.7325 | 126878.96 | 96642.1517 | 110806.1429 | 101293.5245 | 134321.8916 | 120956.7202 | 125960.3281 | 103455.9186 | 127192.3076 | 130649.6516 | 153715.499 | 143290.7974 | 170854.8281 | 163363.0713 | 178302.8223 | 170634.7529 | 187710.9248 | 176871.7822 | 194601.5938 | 187384.9678 | 197243.0693 | 183450.7927 | 148243.2107 | 33305.4497
INT CITY 1 | Gas/Oil:Combustion Turbine | DEF | DEF | 2023: 35.0559; 2024: 12.4194; 2026: 39.4959; 2027: 65.9766; 2028: 76.901; 2029: 31.8861; 2030: 117.8101; 2031: 162.3885; 2032: 52.1697; 2033: 13.331
INT CITY 10 | Gas/Oil:Combustion Turbine | DEF | DEF | 2023: 326.3954; 2024: 956.1624; 2025: 749.5223; 2026: 434.5769; 2027: 840.9601; 2028: 817.6401; 2029: 696.4325; 2030: 686.2061; 2031: 1011.4012; 2032: 393.0718; 2033: 374.459; 2034: 952.7447; 2035: 894.3722; 2036: 1397.4323; 2037: 1594.7886; 2038: 359.6474
INT CITY 11 | Gas/Oil:Combustion Turbine | DEF | DEF | 2024: 528.7795; 2025: 243.3732; 2026: 144.2086; 2027: 430.5683; 2028: 316.9359; 2029: 126.4447; 2030: 337.3697; 2031: 625.835; 2032: 169.8154; 2034: 118.423; 2035: 409.1462; 2036: 1108.3353; 2037: 1464.5801; 2038: 924.118; 2039: 1443.5615; 2040: 181.2525; 2041: 103.2316; 2042: 383.9574; 2043: 483.7586; 2044: 114.6547
INT CITY 12 | Gas/Oil:Combustion Turbine | DEF | DEF | 222.2694 | 842.7062 | 553.4186 | 313.4905 | 752.6563 | 867.9402 | 492.693 | 648.1382 | 914.6816 | 272.8394 | 118.4954 | 507.5626 | 629.3801 | 931.861 | 1286.1341 | 1387.7016 | 1758.7091 | 938.072 | 1323.298 | 1756.9804 | 4068.6836 | 2978.502 | 859.0863
INT CITY 13 | Gas/Oil:Combustion Turbine | DEF | DEF | 814.9654 | 1388.6123 | 1021.3604 | 674.7797 | 967.3547 | 1097.5971 | 740.8137 | 898.9711 | 1217.7337 | 553.5689 | 355.7728 | 764.5983 | 957.0125 | 1193.2319 | 2275.5343 | 1632.2175 | 1955.9527 | 1691.2818 | 1924.7618 | 2030.826 | 4488.1275 | 4281.4213 | 1566.9326
INT CITY 14 | Gas/Oil:Combustion Turbine | DEF | DEF | 1107.7565 | 1416.3774 | 1199.5512 | 588.5754 | 1120.059 | 1118.8732 | 974.5654 | 969.1058 | 1173.837 | 655.8567 | 479.4563 | 781.2374 | 944.8021 | 1205.2192 | 2163.5164 | 2316.5436 | 2538.2998 | 1564.9396 | 2337.7757 | 2499.2313 | 5042.3331 | 4019.9378 | 1516.9511
INT CITY 2 | Gas/Oil:Combustion Turbine | DEF | DEF | 2026: 20.4299; 2027: 14.4208; 2028: 13.079; 2029: 9.6127; 2030: 30.7881; 2031: 127.7312; 2032: 8.7804
INT CITY 3 | Gas/Oil:Combustion Turbine | DEF | DEF | 2024: 30.0278; 2025: 10.4027; 2026: 19.9186; 2027: 51.3227; 2028: 60.858; 2029: 27.8668; 2030: 77.6389; 2031: 167.2863; 2032: 47.7929
INT CITY 4 | Gas/Oil:Combustion Turbine | DEF | DEF | 2023: 31.1254; 2024: 42.9842; 2025: 20.6419; 2026: 26.2475; 2027: 102.5885; 2028: 44.7503; 2029: 40.4934; 2030: 74.5693; 2031: 44.5525; 2032: 52.338
INT CITY 5 | Gas/Oil:Combustion Turbine | DEF | DEF | 2026: 35.055; 2027: 26.9344; 2028: 48.4393; 2029: 18.3664; 2030: 30.5752; 2031: 114.2663; 2032: 21.7252
INT CITY 6 | Gas/Oil:Combustion Turbine | DEF | DEF | 2023: 12.5907; 2024: 114.4302; 2025: 9.7445; 2026: 43.4592; 2027: 149.8281; 2028: 131.5983; 2029: 28.0177; 2030: 112.7071; 2031: 221.72; 2032: 54.9068; 2033: 25.9568
INT CITY 7 | Gas/Oil:Combustion Turbine | DEF | DEF | 2023: 2123.4303; 2024: 2495.0074; 2025: 1770.8339; 2026: 1695.0478; 2027: 1763.1605; 2028: 2230.8504; 2029: 1495.0236; 2030: 1508.246; 2031: 1520.6064; 2032: 952.1494; 2033: 884.079; 2034: 1977.172; 2035: 1973.4784; 2036: 2429.0693; 2037: 3239.3881; 2038: 788.6904
INT CITY 8 | Gas/Oil:Combustion Turbine | DEF | DEF | 2023: 1184.6721; 2024: 1892.0278; 2025: 1566.5896; 2026: 1131.2542; 2027: 1567.5747; 2028: 1589.1821; 2029: 1453.2625; 2030: 1304.7293; 2031: 1148.7462; 2032: 897.2251; 2033: 704.5573; 2034: 1712.3001; 2035: 1535.7379; 2036: 1895.1683; 2037: 2814.6948; 2038: 425.9188
INT CITY 9 | Gas/Oil:Combustion Turbine | DEF | DEF | 2023: 1165.7268; 2024: 1858.4143; 2025: 1387.8779; 2026: 1292.7197; 2027: 1191.2459; 2028: 1704.5764; 2029: 1410.98; 2030: 1312.9232; 2031: 1311.2103; 2032: 755.3937; 2033: 589.8297; 2034: 1777.8852; 2035: 1301.8135; 2036: 1965.7694; 2037: 2610.2217; 2038: 636.3118
INTER | Demand:Demand Response | DEF | DEF
Mulberry | Gas/Oil:Combined Cycle | DEF | DEF | 2023: 37135.6211; 2024: 14569.0098
New DEF OnShore Wind | Renewable:Wind | DEF | DEF | 2048: 103.4322; 2049: 309.5981; 2050: 359.7752; 2051: 256.2872; 2052: 238.8566; 2053: 338.5544; 2054: 503.6703; 2055: 602.4068; 2056: 753.6587; 2057: 914.7004
New DEF OnShore Wind PTC | Renewable:Wind | DEF | DEF | 2043: -6264.9426; 2044: -19295.5751; 2045: -32738.2948; 2046: -47418.7836; 2047: -59653.1382; 2048: -67597.624; 2049: -67309.6758; 2050: -64331.554; 2051: -66775.3787; 2052: -70291.78; 2053: -67008.1017; 2054: -53442.4382; 2055: -39687.9985; 2056: -24667.003; 2057: -8325.9105
NSG Vand CT 1 | Gas/Oil:Combustion Turbine | DEF | DEF | 2023: 11833.1541; 2024: 10493.7252; 2025: 5879.9351; 2026: 5190.9488; 2027: 1052.6587
NSG Vand CT 2 | Gas/Oil:Combustion Turbine | DEF | DEF | 2023: 11868.8507; 2024: 11379.4861; 2025: 6782.1524; 2026: 5999.9564; 2027: 1366.8917
NSG Vand CT 3 | Gas/Oil:Combustion Turbine | DEF | DEF | 2023: 14547.2805; 2024: 12467.5012; 2025: 7554.4057; 2026: 5975.5979; 2027: 1235.4373
NSG Vand CT 4 | Gas/Oil:Combustion Turbine | DEF | DEF | 2023: 15784.7056; 2024: 13330.101; 2025: 8477.2795; 2026: 9026.9128; 2027: 1448.3778
Orange Cogen | Gas/Oil:Combined Cycle | DEF | DEF | 2023: 43680.3491; 2024: 26869.1084; 2025: 27597.606
Orlando Cogen | Gas/Oil:Combined Cycle | DEF | DEF | 2023: 97553.8916
Osprey 1 0 | Gas/Oil:Combined Cycle | DEF | DEF | 2023: 75171.8784; 2024: 60341.0071
Osprey 1 1 | Gas/Oil:Combined Cycle | DEF | DEF | 2023: 39656.4812; 2024: 34014.5611
Osprey 1 2 | Gas/Oil:Combined Cycle | DEF | DEF | 2023: 2943.6557; 2024: 2478.614
OspreyAcq | Gas/Oil:Combined Cycle | DEF | DEF |  | 30015.4873 | 155307.9946 | 152868.5967 | 150808.8309 | 164020.5483 | 151239.2112 | 152215.5781 | 146478.0518 | 153323.2739 | 164956.1353 | 168190.0283 | 174129.3728 | 174135.0098 | 199454.2954 | 193161.4775 | 186181.6562 | 196299.0547 | 176980.7004 | 173258.4558 | 176859.2957 | 62533.563
OspreyAcqDF | Gas/Oil:Combined Cycle | DEF | DEF |  | 204.9397 | 4071.2794 | 4554.7394 | 4134.7792 | 4286.3428 | 4218.1236 | 4211.5939 | 2497.8996 | 2419.083 | 2759.3804 | 5493.3852 | 6985.1549 | 7973.7735 | 7673.1663 | 6780.2003 | 8347.2493 | 6931.8656 | 7376.4944 | 5073.2659 | 8089.6763 | 614.2529
Pasco County | Renewable:Biomass | DEF | DEF | 2023: 5040.0847; 2024: 5233.0478; 2025: 7169.063; 2026: 3466.6285; 2027: 3690.0012; 2028: 3600.5453; 2029: 3566.5166; 2030: 3377.357; 2031: 3531.1627; 2032: 3355.9072; 2033: 3355.8544; 2034: 3781.2612; 2035: 4037.6025; 2036: 4605.535; 2037: 4706.7061; 2038: 4343.1847; 2039: 4727.7083; 2040: 4527.0024; 2041: 4930.5153; 2042: 4708.8775
Pinellas County | Renewable:Biomass | DEF | DEF | 2023: 10546.8259; 2024: 11158.4885; 2025: 15516.1656; 2026: 8421.9578; 2027: 8214.1834; 2028: 8637.7728; 2029: 8622.9846; 2030: 8308.6526; 2031: 8376.7611; 2032: 7804.5479; 2033: 8173.126; 2034: 8727.8485; 2035: 9469.4731; 2036: 9559.9961; 2037: 10701.4458; 2038: 10098.3745; 2039: 11857.2878; 2040: 11007.8476; 2041: 11680.2993; 2042: 11423.8708
Shady Hills 1 | Gas/Oil:Combustion Turbine | DEF | DEF | 2023: 3955.5425; 2024: 45.004
Shady Hills 2 | Gas/Oil:Combustion Turbine | DEF | DEF | 2023: 2692.6142; 2024: 112.7743
Shady Hills 3 | Gas/Oil:Combustion Turbine | DEF | DEF | 2023: 3635.7233; 2024: 125.4991
Solar 3rdParty Block 1 | Renewable:Solar PV | DEF | DEF |  | 3604.7037 | 5260.691 | 9071.9774 | 12317.2296 | 16888.7029 | 18461.9846 | 20895.8253 | 23443.1692 | 22174.4602 | 22850.3771 | 25341.6577 | 26453.1124 | 28574.8727 | 29785.8135 | 27432.5032 | 30616.8566 | 29848.6833 | 30538.8174 | 30157.6633 | 32447.5525 | 32847.9705 | 40600.2002 | 34561.1764 | 38317.1781 | 29106.8504 | 27875.8658 | 86980.3901 | 56819.8402 | 56919.2894 | 59757.0625 | 64403.4053 | 59042.432 | 63577.611 | 53595.4154
Solar 3rdParty Block 2 | Renewable:Solar PV | DEF | DEF | [9 empty] | 3561.9882 | 6160.6158 | 11092.9698 | 14335.7642 | 20349.8307 | 24334.9237 | 26993.2483 | 33520.4237 | 32679.427 | 33435.0078 | 33017.7019 | 35524.7981 | 35963.2007 | 44450.6436 | 37838.8699 | 41951.0476 | 31867.2659 | 30519.5298 | 95229.3641 | 62208.5976 | 62317.267 | 65424.1938 | 70511.145 | 64641.7764 | 69606.9609 | 58678.2898
Solar 3rdParty Block 3 | Renewable:Solar PV | DEF | DEF | 2040: 4908.2206; 2041: 8570.3547; 2042: 13431.2877; 2043: 18303.8466; 2044: 24137.9308; 2045: 34527.4515; 2046: 35218.5785; 2047: 43667.4218; 2048: 33171.0845; 2049: 31768.2067; 2050: 99125.5883; 2051: 64753.819; 2052: 64867.0621; 2053: 68101.0013; 2054: 73396.0629; 2055: 67286.7069; 2056: 72455.0055; 2057: 61079.2072
Solar 3rdParty Block 4 | Renewable:Solar PV | DEF | DEF | 2048: 4791.6661; 2049: 8143.1054; 2050: 40221.92; 2051: 33363.8517; 2052: 33422.0934; 2053: 35088.308; 2054: 37816.5706; 2055: 34668.8248; 2056: 37331.7559; 2057: 31470.4647
Solar DEF Bay Ranch | Renewable:Solar PV | DEF | DEF | 2023: -4212.7273; 2024: -6795.3334; 2025: -6745.1013; 2026: -6711.3755; 2027: -6677.8184; 2028: -7400.494; 2029: -7957.9331; 2030: -7918.1451; 2031: -7878.5526; 2032: -8462.5211; 2033: -2733.8232
Solar DEF Bay Trail | Renewable:Solar PV | DEF | DEF | 2023: -6231.1826; 2024: -6779.9244; 2025: -6729.8496; 2026: -6696.1992; 2027: -6662.7197; 2028: -7383.7101; 2029: -7939.9391; 2030: -7900.2408; 2031: -7860.7393; 2032: -7378.4425
Solar DEF Charlie Creek | Renewable:Solar PV | DEF | DEF | 2023: -5916.1924; 2024: -6437.0744; 2025: -6389.6502; 2026: -6357.7008; 2027: -6325.9133; 2028: -7010.3297; 2029: -7538.5685; 2030: -7500.8756; 2031: -7463.3725; 2032: -5755.5386
Solar DEF Columbia | Renewable:Solar PV | DEF | DEF
Solar DEF County Line | Renewable:Solar PV | DEF | DEF | 2025: -6150.3925; 2026: -6770.1613; 2027: -6960.8543; 2028: -7714.0896; 2029: -7904.1371; 2030: -7864.616; 2031: -8069.8312; 2032: -8292.6666; 2033: -8231.4375; 2034: -8431.1699; 2035: -560.1469
Solar DEF Debary | Renewable:Solar PV | DEF | DEF
Solar DEF Duette | Renewable:Solar PV | DEF | DEF
Solar DEF Falmouth | Renewable:Solar PV | DEF | DEF | 2024: -5904.9991; 2025: -6772.4493; 2026: -6738.5878; 2027: -6704.8935; 2028: -7430.517; 2029: -7990.2009; 2030: -7950.2482; 2031: -7910.4981; 2032: -8496.8513; 2033: -8434.0213; 2034: -1111.4535
Solar DEF Fort Green | Renewable:Solar PV | DEF | DEF | 2023: -6220.3645; 2024: -6768.1829; 2025: -6718.1663; 2026: -6684.5746; 2027: -6651.1522; 2028: -7370.9215; 2029: -7926.1565; 2030: -7886.5241; 2031: -7847.0919; 2032: -4453.8056
Solar DEF Hamilton | Renewable:Solar PV | DEF | DEF
Solar DEF Hardeetown | Renewable:Solar PV | DEF | DEF | 2023: -4212.7273; 2024: -6795.3334; 2025: -6745.1013; 2026: -6711.3755; 2027: -6677.8184; 2028: -7400.494; 2029: -7957.9331; 2030: -7918.1451; 2031: -7878.5526; 2032: -8462.5211; 2033: -2733.8232
Solar DEF High Spring | Renewable:Solar PV | DEF | DEF | 2023: -2955.3062; 2024: -6802.1912; 2025: -6751.926; 2026: -6718.166; 2027: -6684.5744; 2028: -7407.963; 2029: -7965.9847; 2030: -7926.1563; 2031: -7886.5242; 2032: -8471.0615; 2033: -4433.5602
Solar DEF Hildreth | Renewable:Solar PV | DEF | DEF | 2023: -4212.7273; 2024: -6795.3334; 2025: -6745.1013; 2026: -6711.3755; 2027: -6677.8184; 2028: -7400.494; 2029: -7957.9331; 2030: -7918.1451; 2031: -7878.5526; 2032: -8462.5211; 2033: -2733.8232
Solar DEF Lake Placid | Renewable:Solar PV | DEF | DEF
Solar DEF Mule Creek | Renewable:Solar PV | DEF | DEF | 2024: -6378.8139; 2025: -6770.162; 2026: -6736.3118; 2027: -6702.6292; 2028: -7427.9236; 2029: -7987.5024; 2030: -7947.5626; 2031: -7907.8262; 2032: -8493.8866; 2033: -8431.1724; 2034: -544.5873
Solar DEF Osc Perry Suw | Renewable:Solar PV | DEF | DEF
Solar DEF Sandy Creek | Renewable:Solar PV | DEF | DEF | 2023: -5907.8996; 2024: -6428.0722; 2025: -6380.6924; 2026: -6348.7884; 2027: -6317.0455; 2028: -7000.5259; 2029: -7528.0012; 2030: -7490.3606; 2031: -7452.9098; 2032: -3513.3767
Solar DEF Santa Fe | Renewable:Solar PV | DEF | DEF
Solar DEF St Pete Pier | Renewable:Solar PV | DEF | DEF
Solar DEF Trenton | Renewable:Solar PV | DEF | DEF
Solar DEF Twin Rivers | Renewable:Solar PV | DEF | DEF
Solar DEF Winquepin | Renewable:Solar PV | DEF | DEF | 2024: -6378.8139; 2025: -6770.162; 2026: -6736.3118; 2027: -6702.6292; 2028: -7427.9236; 2029: -7987.5024; 2030: -7947.5626; 2031: -7907.8262; 2032: -8493.8866; 2033: -8431.1724; 2034: -544.5873
Solar+Storage DEF NEW 1 | Renewable:Solar PV | DEF | DEF
Solar+Storage DEF NEW 1 PTC + ITC | Renewable:Solar PV | DEF | DEF | 2029: -1079.2705; 2030: -20185.7565; 2031: -40430.9324; 2032: -60739.7925; 2033: -60302.9973; 2034: -61765.0405; 2035: -63210.4724; 2036: -64780.8855; 2037: -64317.6074; 2038: -65725.7773; 2039: -65863.189; 2040: -44591.7614; 2041: -21547.1285
Standby | Demand:Demand Response | DEF | DEF
SUWANNEE_P 1 | Gas/Oil:Combustion Turbine | DEF | DEF | 2023: 858.862; 2024: 873.3443; 2025: 881.5827; 2026: 907.2474; 2027: 790.4073; 2028: 923.0515; 2029: 872.7352; 2030: 877.6259; 2031: 983.6639; 2032: 635.2577; 2033: 410.5093; 2034: 126.0917
SUWANNEE_P 2 | Gas/Oil:Combustion Turbine | DEF | DEF | 2023: 866.6012; 2024: 832.9204; 2025: 761.8957; 2026: 740.9325; 2027: 592.115; 2028: 861.6756; 2029: 864.9935; 2030: 829.9534; 2031: 861.2002; 2032: 601.2583; 2033: 338.9348; 2034: 111.8399
SUWANNEE_P 3 | Gas/Oil:Combustion Turbine | DEF | DEF | 2023: 1331.9785; 2024: 1346.5471; 2025: 1312.8287; 2026: 1334.8029; 2027: 1094.0286; 2028: 1255.0515; 2029: 1198.9568; 2030: 1104.8448; 2031: 1218.3309; 2032: 883.1566; 2033: 489.8517; 2034: 167.6294
Tigerbay 1 | Gas/Oil:Combined Cycle | DEF | DEF | 2023: 58070.9838; 2024: 47277.7865; 2025: 43779.8579; 2026: 49889.8806; 2027: 43606.3567; 2028: 49977.4561; 2029: 42138.3076; 2030: 39443.8783; 2031: 31783.6517; 2032: 33279.1157; 2033: 29137.9404; 2034: 39231.6895; 2035: 15374.8004
U OF FL 1 | Gas/Oil:Combustion Turbine | DEF | DEF | 2023: 21428.101; 2024: 17924.211; 2025: 17014.8744; 2026: 16770.7839; 2027: 14204.306
Voltage Red | Demand:Demand Response | DEF | DEF
WaterHtr_PP | Demand:Demand Response | DEF | DEF
Total |  |  |  | 2105338.7873 | 1704003.7737 | 1565572.139 | 1535873.1379 | 1559006.6326 | 1610221.3216 | 1592994.9381 | 1526443.6246 | 1473021.9037 | 1479833.841 | 1583731.4862 | 1695351.2364 | 1776969.5275 | 1851188.4823 | 1977645.6974 | 1726358.1319 | 1638981.8339 | 1415987.5601 | 1347401.8517 | 1084488.5431 | 955086.3876 | 454429.6948 | 235913.8121 | -349552.9662 | -562164.4555 | -935277.1152 | -957457.9898 | -377962.6731 | -912752.6375 | -625767.8746 | -533882.7287 | -153770.5141 | 24527.3229 | 390854.827 | 592902.8393
Group Totals
Resource | Type | BA | Area | 2023 | 2024 | 2025 | 2026 | 2027 | 2028 | 2029 | 2030 | 2031 | 2032 | 2033 | 2034 | 2035 | 2036 | 2037 | 2038 | 2039 | 2040 | 2041 | 2042 | 2043 | 2044 | 2045 | 2046 | 2047 | 2048 | 2049 | 2050 | 2051 | 2052 | 2053 | 2054 | 2055 | 2056 | 2057
Total | Coal:Conventional | DEF | DEF | 2023: 110098.9861; 2024: 111369.756; 2025: 110192.4107; 2026: 94089.0576; 2027: 109414.533; 2028: 141636.9802; 2029: 142925.6317; 2030: 157338.8588; 2031: 215180.6296; 2032: 196336.0893; 2033: 207726.6925; 2034: 76773.8494
Total | Demand:Demand Response | DEF | DEF
Total | Gas/Oil:Combined Cycle | DEF | DEF | 1794842.8935 | 1440661.4733 | 1379698.1025 | 1349434.0311 | 1376963.1096 | 1409548.4376 | 1425290.2591 | 1368449.3694 | 1286157.926 | 1342557.1826 | 1391058.5896 | 1527613.2481 | 1625717.2297 | 1682676.4274 | 1736954.4304 | 1757548.9457 | 1711145.6691 | 1689473.4727 | 1692533.6258 | 1627837.4776 | 1601937.2005 | 1426548.5939 | 1237415.626 | 1086951.2389 | 952772.5171 | 807990.139 | 583746.1379 | 648748.7539 | 603989.1297 | 627624.9612 | 633887.4034 | 634681.0297 | 634494.2904 | 606330.7369 | 612617.8736
Total | Gas/Oil:Combustion Turbine | DEF | DEF | 101647.3189 | 86573.8068 | 62848.054 | 57573.8246 | 35666.5101 | 19681.2044 | 15494.3587 | 17837.2329 | 21493.8439 | 10175.5252 | 7743.9844 | 33206.9956 | 56831.8867 | 65581.5125 | 77127.5903 | 40169.6502 | 62327.0215 | 11728.0609 | 19740.4138 | 25390.3437 | 86386.1981 | 41294.535 | 190957.0372 | 71363.5005 | 154329.0259 | 60011.0662 | 330804.7047 | 721062.7881 | 413550.3984 | 505019.2975 | 462656.1454 | 486526.6381 | 475037.0873 | 486511.0914 | 472512.0253
Total | Gas/Oil:Steam Turbine | DEF | DEF | 2023: 116524.1019; 2024: 112195.2147; 2025: 59533.0214; 2026: 88612.7374; 2027: 87239.9486; 2028: 93106.6284; 2029: 69253.6094; 2030: 59706.6866; 2031: 44169.5479; 2032: 38552.26; 2033: 38071.7764; 2034: 75732.067; 2035: 97931.2536; 2036: 98273.947; 2037: 151430.6154; 2038: 66860.5122; 2039: 96617.5464; 2040: 82286.2863; 2041: 75564.05; 2042: 19573.3285
Total | Nuclear:Nuclear | DEF | DEF | 2038: -147876.5898; 2039: -252734.4375; 2040: -412763.8496; 2041: -514809.0234; 2042: -687947.8281; 2043: -813248.2656; 2044: -1087066.9609; 2045: -1279298.8516; 2046: -1568067.5469; 2047: -1733548.5078; 2048: -1834720.9954; 2049: -1903315.4624; 2050: -2005359.699; 2051: -2080919.1826; 2052: -1905884.9219; 2053: -1792127.2959; 2054: -1468166.5977; 2055: -1271558.2031; 2056: -921044.9902; 2057: -689639.2266
Total | Renewable:Biomass | DEF | DEF | 2023: 22094.614; 2024: 21862.8915; 2025: 27708.6138; 2026: 17012.4381; 2027: 17151.1681; 2028: 17734.7544; 2029: 17290.1573; 2030: 16569.9898; 2031: 16949.9967; 2032: 15953.2072; 2033: 16585.2811; 2034: 17987.2874; 2035: 19470.9002; 2036: 20512.7776; 2037: 22329.9315; 2038: 20955.6395; 2039: 23351.9431; 2040: 22419.0202; 2041: 23375.7341; 2042: 23028.5686
Total | Renewable:Solar PV | DEF | DEF | -39869.1271 | -68659.3685 | -74408.0634 | -70848.9509 | -67428.6367 | -71486.6833 | -77259.078 | -93458.5129 | -110930.0404 | -123740.4232 | -77454.838 | -35962.2111 | -22981.7427 | -15856.1821 | -10196.8702 | -11300.0259 | -1725.9087 | 22844.5696 | 50997.0514 | 76606.6529 | 86276.1971 | 92949.1019 | 119578.2953 | 107618.6248 | 123935.6475 | 98936.8669 | 98306.7076 | 321557.2626 | 217146.1085 | 217525.712 | 228370.5657 | 246127.1838 | 225639.74 | 242971.3332 | 204823.3771
Total | Renewable:Wind | DEF | DEF | 2043: -6264.9426; 2044: -19295.5751; 2045: -32738.2948; 2046: -47418.7836; 2047: -59653.1382; 2048: -67494.1919; 2049: -67000.0777; 2050: -63971.7787; 2051: -66519.0915; 2052: -70052.9234; 2053: -66669.5473; 2054: -52938.768; 2055: -39085.5917; 2056: -23913.3443; 2057: -7411.2101
Total | Storage:Battery | DEF | DEF
Solar 5
Resource | Type | BA | Area | 2023 | 2024 | 2025 | 2026 | 2027 | 2028 | 2029 | 2030 | 2031 | 2032 | 2033 | 2034 | 2035 | 2036 | 2037 | 2038 | 2039 | 2040 | 2041 | 2042 | 2043 | 2044 | 2045 | 2046 | 2047 | 2048 | 2049 | 2050 | 2051 | 2052 | 2053 | 2054 | 2055 | 2056 | 2057
AC | Demand:Demand Response | DEF | DEF
Anclote 1 | Gas/Oil:Steam Turbine | DEF | DEF | 2023: 69919.1954; 2024: 68916.3399; 2025: 33539.9093; 2026: 49566.1086; 2027: 48437.9475; 2028: 50402.6935; 2029: 42251.4023; 2030: 34986.3556; 2031: 21710.5772; 2032: 21315.5402; 2033: 16717.0329; 2034: 43670.0662; 2035: 47142.4397; 2036: 54365.3812; 2037: 69304.9027; 2038: 39117.7698; 2039: 53419.9462; 2040: 41788.2722; 2041: 36866.0387; 2042: 10676.2769
Anclote 2 | Gas/Oil:Steam Turbine | DEF | DEF | 2023: 45849.3076; 2024: 43362.574; 2025: 24246.2997; 2026: 32862.2839; 2027: 34249.2037; 2028: 36245.8116; 2029: 25181.0164; 2030: 20712.6372; 2031: 20337.6464; 2032: 18787.7724; 2033: 19518.3527; 2034: 28862.3724; 2035: 42757.7702; 2036: 35534.7046; 2037: 62792.1051; 2038: 19304.3479; 2039: 28164.7499; 2040: 30460.132; 2041: 24809.8215; 2042: 9116.3793
As Avail | Gas/Oil:Combined Cycle | DEF | DEF | 100.8447 | 83.0563 | 73.2763 | 73.7258 | 73.1249 | 83.0074 | 79.5557 | 74.6115 | 78.9089 | 72.2721 | 75.9297 | 84.569 | 89.8463 | 92.1419 | 104.5558 | 88.7276 | 97.8663 | 104.5726 | 98.7653 | 106.2315 | 113.0652 | 112.2183 | 157.8445 | 117.9418 | 111.9188 | 87.8806 | 140.7306 | 283.3095 | 184.166 | 236.875 | 212.4492 | 184.7196 | 191.5277 | 249.2814 | 181.8646
As Avail PCS | Renewable:Biomass | DEF | DEF | 2023: 6449.8768; 2024: 5477.8447; 2025: 4897.5143; 2026: 5022.699; 2027: 5143.926; 2028: 5597.2094; 2029: 5157.4342; 2030: 4784.4469; 2031: 5229.1212; 2032: 4810.9964; 2033: 5133.9085; 2034: 5580.3076; 2035: 5980.2589; 2036: 6000.3551; 2037: 6729.2787; 2038: 6619.1282; 2039: 6579.2893; 2040: 6795.4131; 2041: 6783.6195; 2042: 6913.2091
Bartow CC 1 0 | Gas/Oil:Combined Cycle | DEF | DEF | 310473.417 | 250595.9072 | 260885.4102 | 249404.3516 | 243833.8994 | 258090.9365 | 269499.5781 | 266962.2773 | 275439.4375 | 282224.875 | 281823.9817 | 326575.4023 | 342771.7031 | 357650.1133 | 336709.2266 | 367645.3652 | 405287.1328 | 414603.0449 | 401952.1621 | 414582.2539 | 457933.7773 | 462173.1719 | 444740.5 | 460952.5371 | 473730.4766 | 422878.1426 | 152137.2988
Bartow CC 1 PAG | Gas/Oil:Combined Cycle | DEF | DEF | 9799.7396 | 8051.3479 | 6318.4192 | 5878.7042 | 6233.1007 | 6969.4287 | 6141.1015 | 3935.3258 | 3060.1268 | 3140.9923 | 2154.2184 | 5716.3969 | 7016.7161 | 7420.0119 | 8544.4378 | 6144.0674 | 9173.561 | 7017.445 | 5335.7515 | 3728.1183 | 7673.5349 | 5228.8166 | 10171.4717 | 3541.2628 | 7991.4153 | 2376.7904 | 457.3564
BARTOW_P 1 | Gas/Oil:Combustion Turbine | DEF | DEF | 2024: 32.7607
BARTOW_P 2 | Gas/Oil:Combustion Turbine | DEF | DEF | 2023: 51.6705; 2024: 163.4986; 2025: 178.5538; 2026: 112.7315; 2027: 208.602; 2028: 162.9841; 2029: 113.1036; 2030: 203.1403; 2031: 332.8894; 2032: 96.4315; 2033: 79.731; 2034: 10.9261
BARTOW_P 3 | Gas/Oil:Combustion Turbine | DEF | DEF
BARTOW_P 4 | Gas/Oil:Combustion Turbine | DEF | DEF | 2023: 227.6304; 2024: 366.3436; 2025: 266.1716; 2026: 245.4612; 2027: 320.3159; 2028: 329.6435; 2029: 231.4085; 2030: 354.2119; 2031: 319.0379; 2032: 185.728; 2033: 146.4106; 2034: 49.9326
Battery 2 Hours | Storage:Battery | DEF | DEF
Battery 4 Hours | Storage:Battery | DEF | DEF
BAYBORO_P 1 | Gas/Oil:Combustion Turbine | DEF | DEF | 2024: 137.4133; 2025: 34.0988
BAYBORO_P 2 | Gas/Oil:Combustion Turbine | DEF | DEF | 2024: 17.7783; 2025: 7.9664
BAYBORO_P 3 | Gas/Oil:Combustion Turbine | DEF | DEF | 2024: 53.7986; 2025: 9.2594
BAYBORO_P 4 | Gas/Oil:Combustion Turbine | DEF | DEF | 2024: 29.6547; 2025: 9.2594
Citrus CC 1 | Gas/Oil:Combined Cycle | DEF | DEF | 265226.9131 | 228131.1245 | 201626.8682 | 215892.0474 | 216639.6606 | 196030.8018 | 216473.7041 | 209448.3936 | 196093.1748 | 215307.0452 | 223144.7737 | 231781.4092 | 240486.6426 | 249364.6826 | 236252.9785 | 271592.3322 | 278062.2998 | 268162.4585 | 285751.9932 | 285743.5039 | 273934.9824 | 268073.0928 | 229309.3203 | 207538.4307 | 209965.6852 | 180617.624 | 208389.2107 | 296158.3249 | 290512.4824 | 280266.6147 | 294563.7166 | 290348.1672 | 302207.3767 | 300203.631 | 289545.3967
Citrus CC 1 Duct | Gas/Oil:Combined Cycle | DEF | DEF | 10833.6688 | 9215.0771 | 6400.9786 | 7385.3751 | 6705.4604 | 6863.9648 | 6509.6311 | 4588.0617 | 3611.3591 | 3562.6502 | 3021.6261 | 6977.4118 | 8556.558 | 8799.0111 | 11960.8634 | 6063.5362 | 8634.9782 | 6135.9298 | 5505.3278 | 1975.3349 | 7283.5317 | 4907.0121 | 9440.4757 | 4021.6847 | 8256.4706 | 1792.0675 | 9594.3016 | 32471.2553 | 23047.4965 | 24783.5991 | 22459.7399 | 25804.9356 | 25351.8784 | 23150.4894 | 25750.6909
Citrus CC 2 | Gas/Oil:Combined Cycle | DEF | DEF | 266713.5938 | 228122.7007 | 214169.1177 | 200211.7764 | 219493.9868 | 197713.2798 | 217894.1484 | 212762.1221 | 196511.7654 | 218084.8564 | 225857.1846 | 233406.7041 | 240125.1692 | 246795.6509 | 237102.1438 | 272075.5156 | 282182.8467 | 263222.7778 | 310142.7783 | 292523.8291 | 282053.1719 | 266098.6433 | 277246.9209 | 235244.9236 | 183725.0328 | 162939.0579 | 177557.1296 | 271644.6854 | 245374.4663 | 263869.6658 | 267558.1272 | 264506.4471 | 272984.7687 | 261401.7329 | 266632.1077
Citrus CC 2 Duct | Gas/Oil:Combined Cycle | DEF | DEF | 10600.5883 | 9677.8316 | 6747.3972 | 5760.9874 | 6379.7785 | 6664.7845 | 6446.98 | 4097.9789 | 2920.2281 | 3050.8452 | 2622.7591 | 6221.0322 | 7823.4035 | 8544.1991 | 9847.427 | 5527.633 | 7789.8317 | 7416.2752 | 5232.0166 | 2158.738 | 6119.4871 | 4719.8186 | 9447.6935 | 4181.9262 | 6997.8559 | 2530.2198 | 8062.9397 | 28665.7105 | 17874.8487 | 24798.9362 | 20646.7965 | 22617.8751 | 21220.0999 | 18962.7744 | 27207.6903
Crystal 4 | Coal:Conventional | DEF | DEF | 2023: 68185.6296; 2024: 53479.1809; 2025: 60532.2526; 2026: 44325.8856; 2027: 56539.4234; 2028: 73896.5648; 2029: 75458.5016; 2030: 80047.9708; 2031: 124657.2109; 2032: 85842.4124; 2033: 129264.6505; 2034: 52223.0908
Crystal 5 | Coal:Conventional | DEF | DEF | 2023: 42287.0359; 2024: 57510.0117; 2025: 48719.685; 2026: 48079.5628; 2027: 47780.0076; 2028: 66011.5751; 2029: 62097.7804; 2030: 76740.3882; 2031: 83695.2957; 2032: 104796.6582; 2033: 87825.0895; 2034: 23260.4634
DEBARY 10 | Gas/Oil:Combustion Turbine | DEF | DEF | 2024: 106.023; 2025: 30.9846; 2026: 26.0588; 2027: 58.9561; 2028: 181.8848; 2029: 23.7474; 2030: 87.2839; 2031: 140.8315; 2032: 29.9317; 2034: 125.5957; 2035: 275.4187; 2036: 29.526
DEBARY 2 | Gas/Oil:Combustion Turbine | DEF | DEF | 2024: 140.3938; 2026: 24.4359
DEBARY 3 | Gas/Oil:Combustion Turbine | DEF | DEF | 2024: 150.4259; 2025: 9.515; 2026: 24.4359
DEBARY 4 | Gas/Oil:Combustion Turbine | DEF | DEF | 2024: 61.139; 2026: 24.8294
DEBARY 5 | Gas/Oil:Combustion Turbine | DEF | DEF | 2024: 153.2757; 2026: 53.9019
DEBARY 6 | Gas/Oil:Combustion Turbine | DEF | DEF | 2024: 175.8371; 2025: 34.2265; 2026: 35.9886; 2027: 10.1591
DEBARY 7 | Gas/Oil:Combustion Turbine | DEF | DEF | 2023: 1424.3958; 2024: 1269.186; 2025: 1225.1788; 2026: 1315.3988; 2027: 1246.2171; 2028: 1253.9247; 2029: 904.7536; 2030: 1079.4779; 2031: 1057.3962; 2032: 840.9065; 2033: 742.8441; 2034: 1099.5431; 2035: 928.2857; 2036: 323.2596
DEBARY 8 | Gas/Oil:Combustion Turbine | DEF | DEF | 2023: 2097.9549; 2024: 1414.4872; 2025: 1634.5927; 2026: 1442.9; 2027: 1392.6059; 2028: 1489.9732; 2029: 960.3086; 2030: 1093.5074; 2031: 1605.5357; 2032: 803.87; 2033: 953.5781; 2034: 1091.3968; 2035: 1200.4675; 2036: 468.6167
DEBARY 9 | Gas/Oil:Combustion Turbine | DEF | DEF | 2023: 1985.5836; 2024: 1949.2773; 2025: 1524.4078; 2026: 1535.449; 2027: 1499.8399; 2028: 1617.6284; 2029: 1287.5468; 2030: 1439.4228; 2031: 1710.6594; 2032: 912.3753; 2033: 1081.5867; 2034: 1544.399; 2035: 1256.5981; 2036: 640.9058
DEF Nuclear Natrium | Nuclear:Nuclear | DEF | DEF | 2048: 31837.833; 2049: 54643.3455; 2050: 89234.021; 2051: 112784.1572; 2052: 149916.9956; 2053: 176316.4346; 2054: 235631.6338; 2055: 276599.4316; 2056: 341362.1777; 2057: 385759.8418
DEF Nuclear Natrium - Storage | Storage:Battery | DEF | DEF
DEF Nuclear Natrium - Storage PTC | Storage:Battery | DEF | DEF
DEF Nuclear Natrium PTC | Nuclear:Nuclear | DEF | DEF | 2038: -147876.5781; 2039: -252469.0449; 2040: -412766.9492; 2041: -515490.7031; 2042: -687792.1992; 2043: -812258.7344; 2044: -1085153.3984; 2045: -1278179.7422; 2046: -1567838.5391; 2047: -1733864.1172; 2048: -1866442.0391; 2049: -1959374.5781; 2050: -2092871.7656; 2051: -2194691.7656; 2052: -2059245.625; 2053: -1968517.4297; 2054: -1705167.6328; 2055: -1547739.0156; 2056: -1263359.3516; 2057: -1075548.9844
Gen 190MW CT | Gas/Oil:Combustion Turbine | DEF | DEF | [7 empty] | 1256.2538 | 1742.8812 |  | 767.6 | 17218.293 | 40163.9384 | 47727.4304 | 57953.2461 | 28617.0137 | 51393.4038 | 7478.8933 | 16368.1826 | 24474.9141 | 67702.3479 | 28174.1517 | 166545.702 | 52808.5121 | 110496.5706 | 56084.3891 | 254254.12 | 236962.9397 | 190445.5847 | 213736.1404 | 143886.3647 | 151407.924 | 176805.9645 | 197907.8342 | 238489.491
Gen 190MW CT H2 | Gas/Oil:Combustion Turbine | DEF | DEF | 2043: 2618.3318; 2044: 574.4214; 2045: 17957.2244; 2046: 4407.9198; 2047: 20748.4844; 2048: 1758.6305; 2049: 57603.8586; 2050: 441755.3546; 2051: 202755.5239; 2052: 198237.3606; 2053: 277717.1105; 2054: 318477.8037; 2055: 295071.4882; 2056: 261940.7864; 2057: 259097.1895
HEAT | Demand:Demand Response | DEF | DEF
Hines CC 1 | Gas/Oil:Combined Cycle | DEF | DEF | 2023: 134407.8242; 2024: 117600.8243; 2025: 113254.8779; 2026: 84910.5032; 2027: 99673.9775; 2028: 91234.0469; 2029: 103939.9492; 2030: 87707.157; 2031: 70898.9049; 2032: 51236.5261; 2033: 48753.4568; 2034: 68012.183; 2035: 105034.5166; 2036: 115807.8404; 2037: 155515.8975; 2038: 113241.7689; 2039: 22006.5361
Hines CC 2 | Gas/Oil:Combined Cycle | DEF | DEF | 144063.7065 | 123670.1011 | 118044.7158 | 130161.5288 | 120056.7581 | 136319.0073 | 115194.8837 | 122378.3433 | 104956.7538 | 104649.2146 | 106499.1543 | 120110.366 | 140845.1239 | 139153.1152 | 153798.8145 | 146194.9188 | 136618.9194 | 136764.5535 | 118846.6271 | 81304.8732 | 13559.4967
Hines CC 3 | Gas/Oil:Combined Cycle | DEF | DEF | 156150.4857 | 124200.8022 | 119266.8755 | 116559.0688 | 139118.0371 | 137621.4453 | 145071.665 | 121675.1147 | 137349.6265 | 126832.1777 | 142742.6099 | 141220.113 | 173120.5977 | 173554.856 | 197631.3975 | 164239.189 | 174417.322 | 171773.2812 | 166928.0112 | 126718.4864 | 144948.2391 | 115793.9385 | 31289.5991
Hines CC 4 | Gas/Oil:Combined Cycle | DEF | DEF | 135830.2351 | 126853.3091 | 95946.3196 | 107876.0504 | 99797.4556 | 130693.9302 | 119006.2638 | 122815.9668 | 100535.8862 | 122902.8286 | 127136.1343 | 149113.2021 | 140458.7734 | 167448.1973 | 163113.7488 | 176102.7559 | 167527.5674 | 183141.7256 | 174985.4297 | 195802.957 | 188492.8477 | 196225.5049 | 182130.3594 | 132953.9829 | 29896.688
INT CITY 1 | Gas/Oil:Combustion Turbine | DEF | DEF | 2023: 35.0559; 2024: 12.4194; 2025: 10.5778; 2026: 38.2358; 2027: 52.5138; 2028: 101.1284; 2030: 108.0387; 2031: 224.6221; 2032: 36.5395; 2033: 9.2696
INT CITY 10 | Gas/Oil:Combustion Turbine | DEF | DEF | 2023: 338.3772; 2024: 998.7609; 2025: 761.7223; 2026: 423.8208; 2027: 810.5092; 2028: 546.2322; 2029: 372.5948; 2030: 569.0268; 2031: 903.2525; 2032: 344.3554; 2033: 459.1407; 2034: 931.8078; 2035: 945.5065; 2036: 1480.69; 2037: 2073.5575; 2038: 447.5404
INT CITY 11 | Gas/Oil:Combustion Turbine | DEF | DEF | 2024: 415.5087; 2025: 226.4753; 2026: 120.4854; 2027: 252.1361; 2028: 361.7273; 2030: 325.6707; 2031: 757.1511; 2032: 168.8904; 2033: 146.4701; 2034: 205.4801; 2035: 687.7671; 2036: 890.1368; 2037: 1199.175; 2038: 869.8748; 2039: 1436.5142; 2040: 168.0728; 2041: 192.5633; 2042: 769.4633; 2043: 594.1423; 2044: 299.9152
INT CITY 12 | Gas/Oil:Combustion Turbine | DEF | DEF | 214.1635 | 899.0985 | 500.4037 | 249.2543 | 689.4875 | 537.7239 | 235.3989 | 577.157 | 893.2852 | 226.7585 | 70.8827 | 621.6917 | 591.6845 | 929.9092 | 1529.5504 | 1375.3023 | 1626.8773 | 1086.0709 | 1237.6206 | 1506.1799 | 4424.6382 | 2585.5307 | 683.8421
INT CITY 13 | Gas/Oil:Combustion Turbine | DEF | DEF | 839.4569 | 1314.9259 | 951.9727 | 655.021 | 861.6213 | 732.5228 | 605.0861 | 783.9995 | 1004.4123 | 302.9462 | 323.342 | 746.7102 | 794.6159 | 1211.2626 | 2068.0852 | 1933.1364 | 1727.1925 | 1181.3826 | 2429.3566 | 2044.8646 | 4987.9241 | 4127.6731 | 944.1119
INT CITY 14 | Gas/Oil:Combustion Turbine | DEF | DEF | 993.9444 | 1412.2517 | 1172.0432 | 725.0732 | 996.9128 | 931.8059 | 662.2644 | 747.4537 | 654.5067 | 460.8768 | 333.1912 | 849.2704 | 1050.4738 | 1342.654 | 2673.2053 | 2323.4005 | 2464.2267 | 1946.5364 | 2797.4884 | 2166.2792 | 5672.6498 | 3900.1872 | 1184.4147
INT CITY 2 | Gas/Oil:Combustion Turbine | DEF | DEF | 2027: 14.4208; 2028: 10.455; 2030: 42.6165; 2031: 185.3121; 2032: 8.7804
INT CITY 3 | Gas/Oil:Combustion Turbine | DEF | DEF | 2024: 30.0278; 2025: 20.823; 2026: 30.8432; 2027: 38.0756; 2028: 86.3075; 2030: 67.9056; 2031: 249.5618; 2032: 41.4
INT CITY 4 | Gas/Oil:Combustion Turbine | DEF | DEF | 2023: 31.1254; 2024: 67.6159; 2025: 10.2035; 2026: 15.3039; 2027: 65.4499; 2028: 57.4579; 2030: 42.2057; 2031: 46.794; 2032: 45.9805
INT CITY 5 | Gas/Oil:Combustion Turbine | DEF | DEF | 2026: 15.0083; 2027: 13.7722; 2028: 71.4132; 2030: 31.7241; 2031: 176.7824; 2032: 23.7344
INT CITY 6 | Gas/Oil:Combustion Turbine | DEF | DEF | 2023: 12.5907; 2024: 124.8964; 2025: 32.0108; 2026: 42.5974; 2027: 93.1373; 2028: 149.43; 2030: 103.3207; 2031: 283.0677; 2032: 58.533; 2033: 8.6963
INT CITY 7 | Gas/Oil:Combustion Turbine | DEF | DEF | 2023: 2087.4602; 2024: 2421.6512; 2025: 1701.7189; 2026: 1820.4049; 2027: 1490.4314; 2028: 2001.6856; 2029: 1321.7715; 2030: 1367.9132; 2031: 1499.8585; 2032: 876.9035; 2033: 1115.0544; 2034: 1986.1231; 2035: 1967.7577; 2036: 2508.4847; 2037: 3821.2244; 2038: 892.096
INT CITY 8 | Gas/Oil:Combustion Turbine | DEF | DEF | 2023: 1231.6178; 2024: 1882.1421; 2025: 1445.1342; 2026: 1052.1225; 2027: 1416.4155; 2028: 1356.9768; 2029: 1135.8233; 2030: 1194.6746; 2031: 1216.0004; 2032: 723.7427; 2033: 949.1139; 2034: 1719.1327; 2035: 1551.7365; 2036: 1709.5451; 2037: 3295.2239; 2038: 646.2927
INT CITY 9 | Gas/Oil:Combustion Turbine | DEF | DEF | 2023: 1184.1995; 2024: 1780.2461; 2025: 1345.7391; 2026: 1157.2688; 2027: 972.9575; 2028: 1517.8906; 2029: 958.7805; 2030: 1100.3861; 2031: 1284.9001; 2032: 711.1551; 2033: 641.8155; 2034: 1759.5432; 2035: 1427.0309; 2036: 2030.4725; 2037: 2932.5849; 2038: 626.5413
INTER | Demand:Demand Response | DEF | DEF
Mulberry | Gas/Oil:Combined Cycle | DEF | DEF | 2023: 37135.6211; 2024: 14569.0098
New DEF OnShore Wind | Renewable:Wind | DEF | DEF | 2048: 91.1898; 2049: 301.9821; 2050: 349.5058; 2051: 228.6286; 2052: 231.2628; 2053: 321.3755; 2054: 462.9465; 2055: 552.4391; 2056: 770.1376; 2057: 933.072
New DEF OnShore Wind PTC | Renewable:Wind | DEF | DEF | 2043: -6118.1485; 2044: -19087.3199; 2045: -32641.3041; 2046: -47333.7577; 2047: -59612.1296; 2048: -67424.2725; 2049: -67874.4541; 2050: -64441.5837; 2051: -65225.1016; 2052: -70155.3201; 2053: -67039.7423; 2054: -53543.2292; 2055: -40090.6635; 2056: -24212.7859; 2057: -8171.8846
NSG Vand CT 1 | Gas/Oil:Combustion Turbine | DEF | DEF | 2023: 11366.9484; 2024: 10644.6939; 2025: 5123.5851; 2026: 4597.4047; 2027: 925.0732
NSG Vand CT 2 | Gas/Oil:Combustion Turbine | DEF | DEF | 2023: 11487.7574; 2024: 10733.5598; 2025: 6291.914; 2026: 4281.8962; 2027: 1034.5707
NSG Vand CT 3 | Gas/Oil:Combustion Turbine | DEF | DEF | 2023: 15358.5707; 2024: 12937.0936; 2025: 7255.8849; 2026: 5399.756; 2027: 1251.8516
NSG Vand CT 4 | Gas/Oil:Combustion Turbine | DEF | DEF | 2023: 16260.5647; 2024: 13376.3254; 2025: 8444.9194; 2026: 7221.4179; 2027: 994.8535
Orange Cogen | Gas/Oil:Combined Cycle | DEF | DEF | 2023: 43680.3491; 2024: 26869.1084; 2025: 27597.606
Orlando Cogen | Gas/Oil:Combined Cycle | DEF | DEF | 2023: 97553.8916
Osprey 1 0 | Gas/Oil:Combined Cycle | DEF | DEF | 2023: 72585.208; 2024: 60463.4604
Osprey 1 1 | Gas/Oil:Combined Cycle | DEF | DEF | 2023: 38697.9602; 2024: 33179.0965
Osprey 1 2 | Gas/Oil:Combined Cycle | DEF | DEF | 2023: 2925.0966; 2024: 2477.4796
OspreyAcq | Gas/Oil:Combined Cycle | DEF | DEF |  | 29563.5439 | 154521.1768 | 151355.3672 | 147030.2394 | 161500.2866 | 148602.6353 | 145937.4868 | 140719.3525 | 150501.3169 | 155006.0771 | 164099.8779 | 171088.0298 | 174151.439 | 194093.4326 | 192463.501 | 185213.0376 | 190515.6699 | 175615.1841 | 173074.4031 | 170752.9836 | 61150.1526
OspreyAcqDF | Gas/Oil:Combined Cycle | DEF | DEF |  | 202.5538 | 3942.8924 | 4242.0946 | 3869.6647 | 4026.8421 | 3997.8797 | 3917.8298 | 2372.1003 | 2371.0045 | 2404.903 | 4997.6725 | 6434.3041 | 7297.7493 | 7711.4596 | 6064.8026 | 7858.386 | 6306.6385 | 6376.9864 | 4373.9832 | 7243.0196 | 590.336
Pasco County | Renewable:Biomass | DEF | DEF | 2023: 5040.0847; 2024: 5233.0478; 2025: 7016.8369; 2026: 3374.977; 2027: 3571.1483; 2028: 3510.9367; 2029: 3493.4997; 2030: 3283.8568; 2031: 3514.152; 2032: 3325.5595; 2033: 3335.9438; 2034: 3737.6442; 2035: 4010.2088; 2036: 4257.1283; 2037: 4640.8003; 2038: 4458.9563; 2039: 4645.909; 2040: 4482.3781; 2041: 4882.1028; 2042: 4632.205
Pinellas County | Renewable:Biomass | DEF | DEF | 2023: 10546.8259; 2024: 11158.4885; 2025: 15231.4521; 2026: 8271.2438; 2027: 8147.2567; 2028: 8659.2582; 2029: 8590.2459; 2030: 8102.1704; 2031: 7945.8689; 2032: 7729.9743; 2033: 8177.3969; 2034: 8928.0406; 2035: 9233.4728; 2036: 8978.8744; 2037: 10333.3111; 2038: 10296.1421; 2039: 11412.1032; 2040: 10968.1735; 2041: 11364.8166; 2042: 11380.4709
Shady Hills 1 | Gas/Oil:Combustion Turbine | DEF | DEF | 2023: 4446.0256; 2024: 165.8216
Shady Hills 2 | Gas/Oil:Combustion Turbine | DEF | DEF | 2023: 3459.4871; 2024: 100.5954
Shady Hills 3 | Gas/Oil:Combustion Turbine | DEF | DEF | 2023: 2776.8286; 2024: 125.4005
Solar 3rdParty Block 1 | Renewable:Solar PV | DEF | DEF |  | 3627.9774 | 5113.218 | 8719.3276 | 11736.1213 | 16123.2337 | 17693.2142 | 20148.5657 | 23080.3848 | 21820.7629 | 22652.7952 | 24564.4825 | 25777.8401 | 26817.3693 | 28495.0732 | 27031.0563 | 29269.2094 | 28955.7461 | 29913.3418 | 29876.3259 | 32411.2822 | 32690.1113 | 39199.7549 | 32804.8235 | 34898.8722 | 26363.7877 | 25396.6834 | 77803.0276 | 48915.0815 | 50149.5189 | 51931.2596 | 55449.5738 | 49862.9757 | 58664.8861 | 54097.6241
Solar 3rdParty Block 2 | Renewable:Solar PV | DEF | DEF | [9 empty] | 3490.8424 | 6107.3463 | 10728.1619 | 13969.812 | 19090.7727 | 23280.3904 | 26596.0934 | 32044.9713 | 31701.8044 | 32750.2151 | 32709.6819 | 35485.0869 | 35790.3672 | 42917.3843 | 35915.9507 | 38208.5604 | 28864.0601 | 27805.2305 | 85181.6468 | 53554.1615 | 54905.4832 | 56856.2209 | 60708.1716 | 54591.7749 | 64228.3354 | 59228.1313
Solar 3rdParty Block 3 | Renewable:Solar PV | DEF | DEF | 2040: 4767.3541; 2041: 8394.8228; 2042: 13332.4421; 2043: 18283.3856; 2044: 24003.6055; 2045: 33336.4779; 2046: 33477.2798; 2047: 39771.8153; 2048: 30045.0085; 2049: 28942.8516; 2050: 88666.7754; 2051: 55745.2877; 2052: 57152.0191; 2053: 59182.4785; 2054: 63192.0103; 2055: 56825.4906; 2056: 66856.3125; 2057: 61651.5469
Solar 3rdParty Block 4 | Renewable:Solar PV | DEF | DEF | 2048: 4571.1225; 2049: 7418.8858; 2050: 36578.8751; 2051: 28722.2819; 2052: 29446.9933; 2053: 30493.1336; 2054: 32559.0359; 2055: 29278.7834; 2056: 34447.0826; 2057: 31765.3578
Solar DEF Bay Ranch | Renewable:Solar PV | DEF | DEF | 2023: -4212.7273; 2024: -6795.3334; 2025: -6745.1013; 2026: -6711.3755; 2027: -6677.8184; 2028: -7400.494; 2029: -7957.9331; 2030: -7918.1451; 2031: -7878.5526; 2032: -8462.5211; 2033: -2733.8232
Solar DEF Bay Trail | Renewable:Solar PV | DEF | DEF | 2023: -6231.1826; 2024: -6779.9244; 2025: -6729.8496; 2026: -6696.1992; 2027: -6662.7197; 2028: -7383.7101; 2029: -7939.9391; 2030: -7900.2408; 2031: -7860.7393; 2032: -7378.4425
Solar DEF Charlie Creek | Renewable:Solar PV | DEF | DEF | 2023: -5916.1924; 2024: -6437.0744; 2025: -6389.6502; 2026: -6357.7008; 2027: -6325.9133; 2028: -7010.3297; 2029: -7538.5685; 2030: -7500.8756; 2031: -7463.3725; 2032: -5755.5386
Solar DEF Columbia | Renewable:Solar PV | DEF | DEF
Solar DEF County Line | Renewable:Solar PV | DEF | DEF | 2025: -6150.3925; 2026: -6770.1613; 2027: -6960.8543; 2028: -7714.0896; 2029: -7904.1371; 2030: -7864.616; 2031: -8069.8312; 2032: -8292.6666; 2033: -8231.4375; 2034: -8431.1699; 2035: -560.1469
Solar DEF Debary | Renewable:Solar PV | DEF | DEF
Solar DEF Duette | Renewable:Solar PV | DEF | DEF
Solar DEF Falmouth | Renewable:Solar PV | DEF | DEF | 2024: -5904.9991; 2025: -6772.4493; 2026: -6738.5878; 2027: -6704.8935; 2028: -7430.517; 2029: -7990.2009; 2030: -7950.2482; 2031: -7910.4981; 2032: -8496.8513; 2033: -8434.0213; 2034: -1111.4535
Solar DEF Fort Green | Renewable:Solar PV | DEF | DEF | 2023: -6220.3645; 2024: -6768.1829; 2025: -6718.1663; 2026: -6684.5746; 2027: -6651.1522; 2028: -7370.9215; 2029: -7926.1565; 2030: -7886.5241; 2031: -7847.0919; 2032: -4453.8056
Solar DEF Hamilton | Renewable:Solar PV | DEF | DEF
Solar DEF Hardeetown | Renewable:Solar PV | DEF | DEF | 2023: -4212.7273; 2024: -6795.3334; 2025: -6745.1013; 2026: -6711.3755; 2027: -6677.8184; 2028: -7400.494; 2029: -7957.9331; 2030: -7918.1451; 2031: -7878.5526; 2032: -8462.5211; 2033: -2733.8232
Solar DEF High Spring | Renewable:Solar PV | DEF | DEF | 2023: -2955.3062; 2024: -6802.1912; 2025: -6751.926; 2026: -6718.166; 2027: -6684.5744; 2028: -7407.963; 2029: -7965.9847; 2030: -7926.1563; 2031: -7886.5242; 2032: -8471.0615; 2033: -4433.5602
Solar DEF Hildreth | Renewable:Solar PV | DEF | DEF | 2023: -4212.7273; 2024: -6795.3334; 2025: -6745.1013; 2026: -6711.3755; 2027: -6677.8184; 2028: -7400.494; 2029: -7957.9331; 2030: -7918.1451; 2031: -7878.5526; 2032: -8462.5211; 2033: -2733.8232
Solar DEF Lake Placid | Renewable:Solar PV | DEF | DEF
Solar DEF Mule Creek | Renewable:Solar PV | DEF | DEF | 2024: -6378.8139; 2025: -6770.162; 2026: -6736.3118; 2027: -6702.6292; 2028: -7427.9236; 2029: -7987.5024; 2030: -7947.5626; 2031: -7907.8262; 2032: -8493.8866; 2033: -8431.1724; 2034: -544.5873
Solar DEF NEW 1 | Renewable:Solar PV | DEF | DEF
Solar DEF NEW 1 PTC | Renewable:Solar PV | DEF | DEF | 2025: -10804.8477; 2026: -12784.01; 2027: -13144.0883; 2028: -14566.38; 2029: -14925.2838; 2030: -14850.6549; 2031: -15238.1673; 2032: -15658.9008; 2033: -15543.3182; 2034: -15920.4763; 2035: -2118.8451
Solar DEF NEW 2 | Renewable:Solar PV | DEF | DEF
Solar DEF NEW 2 PTC | Renewable:Solar PV | DEF | DEF | 2025: -700.9687; 2026: -12836.2676; 2027: -13197.8254; 2028: -14625.7839; 2029: -14986.2934; 2030: -14911.3691; 2031: -15300.4567; 2032: -15722.7642; 2033: -15606.8632; 2034: -15985.5549; 2035: -15440.495
Solar DEF NEW 5 | Renewable:Solar PV | DEF | DEF
Solar DEF NEW 5 PTC | Renewable:Solar PV | DEF | DEF | 2026: -3617.7034; 2027: -6615.2557; 2028: -7331.0465; 2029: -7511.7038; 2030: -7474.1482; 2031: -7669.1751; 2032: -7880.8966; 2033: -7822.7577; 2034: -8012.5717; 2035: -8200.2947; 2036: -3690.8073
Solar DEF Osc Perry Suw | Renewable:Solar PV | DEF | DEF
Solar DEF Sandy Creek | Renewable:Solar PV | DEF | DEF | 2023: -5907.8996; 2024: -6428.0722; 2025: -6380.6924; 2026: -6348.7884; 2027: -6317.0455; 2028: -7000.5259; 2029: -7528.0012; 2030: -7490.3606; 2031: -7452.9098; 2032: -3513.3767
Solar DEF Santa Fe | Renewable:Solar PV | DEF | DEF
Solar DEF St Pete Pier | Renewable:Solar PV | DEF | DEF
Solar DEF Trenton | Renewable:Solar PV | DEF | DEF
Solar DEF Twin Rivers | Renewable:Solar PV | DEF | DEF
Solar DEF Winquepin | Renewable:Solar PV | DEF | DEF | 2024: -6378.8139; 2025: -6770.162; 2026: -6736.3118; 2027: -6702.6292; 2028: -7427.9236; 2029: -7987.5024; 2030: -7947.5626; 2031: -7907.8262; 2032: -8493.8866; 2033: -8431.1724; 2034: -544.5873
Solar+Storage DEF NEW 1 | Renewable:Solar PV | DEF | DEF
Solar+Storage DEF NEW 1 PTC + ITC | Renewable:Solar PV | DEF | DEF | 2029: -1079.2705; 2030: -20185.7565; 2031: -40430.9324; 2032: -60739.7925; 2033: -60302.9973; 2034: -61765.0405; 2035: -63210.4724; 2036: -64780.8855; 2037: -64317.6074; 2038: -65725.7773; 2039: -65863.189; 2040: -44591.7614; 2041: -21547.1285
Standby | Demand:Demand Response | DEF | DEF
SUWANNEE_P 1 | Gas/Oil:Combustion Turbine | DEF | DEF | 2023: 934.5699; 2024: 911.9694; 2025: 849.4759; 2026: 930.5853; 2027: 726.704; 2028: 899.4241; 2029: 750.2413; 2030: 827.7726; 2031: 927.4865; 2032: 518.6522; 2033: 482.8955; 2034: 181.1392
SUWANNEE_P 2 | Gas/Oil:Combustion Turbine | DEF | DEF | 2023: 871.0427; 2024: 827.2821; 2025: 719.9936; 2026: 773.759; 2027: 580.8996; 2028: 813.2297; 2029: 716.5955; 2030: 776.0493; 2031: 808.1842; 2032: 602.3283; 2033: 382.006; 2034: 187.5679
SUWANNEE_P 3 | Gas/Oil:Combustion Turbine | DEF | DEF | 2023: 1280.8525; 2024: 1282.0298; 2025: 1238.1481; 2026: 1292.1698; 2027: 1065.4223; 2028: 1262.2409; 2029: 1087.9144; 2030: 1120.1046; 2031: 1024.0672; 2032: 786.1574; 2033: 597.5489; 2034: 255.6086
Tigerbay 1 | Gas/Oil:Combined Cycle | DEF | DEF | 2023: 57701.9893; 2024: 47306.3526; 2025: 42328.101; 2026: 49130.6221; 2027: 42664.0272; 2028: 50055.364; 2029: 41588.4801; 2030: 35295.0571; 2031: 28885.3908; 2032: 31189.5479; 2033: 28715.1525; 2034: 40268.1807; 2035: 15228.7329
U OF FL 1 | Gas/Oil:Combustion Turbine | DEF | DEF | 2023: 21427.7082; 2024: 17927.5647; 2025: 16996.926; 2026: 16743.6141; 2027: 14211.3674
Voltage Red | Demand:Demand Response | DEF | DEF
WaterHtr_PP | Demand:Demand Response | DEF | DEF
Total |  |  |  | 2105315.5437 | 1703947.2529 | 1539310.5158 | 1472333.0155 | 1487766.4489 | 1535889.5029 | 1518592.5462 | 1454110.9248 | 1400070.74 | 1407114.2155 | 1512542.8847 | 1618407.87 | 1711262.9469 | 1803944.7941 | 1931190.4899 | 1684996.45 | 1590722.4438 | 1369585.8917 | 1298523.192 | 1043899.2053 | 913911.0431 | 412977.9507 | 185882.051 | -407205.121 | -628676.401 | -981028.5077 | -1014543.1072 | -471557.9178 | -989772.7004 | -781669.4803 | -633411.9649 | -237359.6179 | -26285.6798 | 342573.3241 | 616619.1355
Group Totals
Resource | Type | BA | Area | 2023 | 2024 | 2025 | 2026 | 2027 | 2028 | 2029 | 2030 | 2031 | 2032 | 2033 | 2034 | 2035 | 2036 | 2037 | 2038 | 2039 | 2040 | 2041 | 2042 | 2043 | 2044 | 2045 | 2046 | 2047 | 2048 | 2049 | 2050 | 2051 | 2052 | 2053 | 2054 | 2055 | 2056 | 2057
Total | Coal:Conventional | DEF | DEF | 2023: 110472.6655; 2024: 110989.1926; 2025: 109251.9376; 2026: 92405.4484; 2027: 104319.431; 2028: 139908.14; 2029: 137556.282; 2030: 156788.359; 2031: 208352.5066; 2032: 190639.0706; 2033: 217089.7399; 2034: 75483.5542
Total | Demand:Demand Response | DEF | DEF
Total | Gas/Oil:Combined Cycle | DEF | DEF | 1794481.1326 | 1440832.6871 | 1371124.0322 | 1328842.2029 | 1351569.171 | 1383867.1259 | 1400446.4557 | 1341595.7263 | 1263433.0155 | 1315126.1528 | 1349957.9612 | 1498584.5208 | 1599080.1172 | 1656079.0078 | 1712386.3831 | 1727444.1135 | 1684870.285 | 1655164.3727 | 1656771.0334 | 1582092.7124 | 1560108.1371 | 1385072.7056 | 1193934.1851 | 1048552.6898 | 920675.543 | 773221.7827 | 556338.9675 | 629223.2857 | 576993.4598 | 593955.6908 | 605440.8293 | 603462.1446 | 621955.6514 | 603967.9091 | 609317.7502
Total | Gas/Oil:Combustion Turbine | DEF | DEF | 102425.5822 | 86613.1732 | 60063.8864 | 52427.6335 | 33295.2792 | 16473.6905 | 11367.3392 | 15299.3173 | 19048.4761 | 8806.9773 | 9291.1773 | 30584.161 | 52841.2814 | 61292.8935 | 77545.8527 | 37731.1981 | 58648.2145 | 11860.9561 | 23025.2115 | 30961.7011 | 86000.0341 | 39661.8795 | 187315.2951 | 57216.4319 | 131245.0549 | 57843.0196 | 311857.9786 | 678718.2943 | 393201.1086 | 411973.501 | 421603.4752 | 469885.7277 | 471877.4526 | 459848.6206 | 497586.6804
Total | Gas/Oil:Steam Turbine | DEF | DEF | 2023: 115768.5031; 2024: 112278.9139; 2025: 57786.209; 2026: 82428.3925; 2027: 82687.1512; 2028: 86648.5052; 2029: 67432.4187; 2030: 55698.9928; 2031: 42048.2236; 2032: 40103.3126; 2033: 36235.3856; 2034: 72532.4387; 2035: 89900.2099; 2036: 89900.0858; 2037: 132097.0078; 2038: 58422.1177; 2039: 81584.696; 2040: 72248.4042; 2041: 61675.8602; 2042: 19792.6561
Total | Nuclear:Nuclear | DEF | DEF | 2038: -147876.5781; 2039: -252469.0449; 2040: -412766.9492; 2041: -515490.7031; 2042: -687792.1992; 2043: -812258.7344; 2044: -1085153.3984; 2045: -1278179.7422; 2046: -1567838.5391; 2047: -1733864.1172; 2048: -1834604.2061; 2049: -1904731.2327; 2050: -2003637.7446; 2051: -2081907.6084; 2052: -1909328.6294; 2053: -1792200.9951; 2054: -1469535.999; 2055: -1271139.584; 2056: -921997.1738; 2057: -689789.1426
Total | Renewable:Biomass | DEF | DEF | 2023: 22036.7874; 2024: 21869.3809; 2025: 27145.8034; 2026: 16668.9198; 2027: 16862.3309; 2028: 17767.4042; 2029: 17241.1799; 2030: 16170.4741; 2031: 16689.1421; 2032: 15866.5302; 2033: 16647.2492; 2034: 18245.9924; 2035: 19223.9404; 2036: 19236.3578; 2037: 21703.3901; 2038: 21374.2266; 2039: 22637.3015; 2040: 22245.9647; 2041: 23030.5389; 2042: 22925.885
Total | Renewable:Solar PV | DEF | DEF | -39869.1271 | -68636.0948 | -86061.3528 | -100439.5817 | -100966.9144 | -108775.3628 | -115451.1293 | -131441.9448 | -149500.624 | -163427.8279 | -116678.6285 | -77022.7971 | -49782.602 | -22563.5508 | -12542.1438 | -12098.6277 | -4549.0083 | 20833.1433 | 49511.2511 | 75918.4499 | 86179.7548 | 92484.084 | 115453.6171 | 102198.054 | 112879.2479 | 89843.9788 | 89563.6513 | 288230.3248 | 186936.8125 | 191654.0145 | 198463.0926 | 211908.7916 | 190559.0245 | 224196.6167 | 206742.6601
Total | Renewable:Wind | DEF | DEF | 2043: -6118.1485; 2044: -19087.3199; 2045: -32641.3041; 2046: -47333.7577; 2047: -59612.1296; 2048: -67333.0826; 2049: -67572.472; 2050: -64092.078; 2051: -64996.473; 2052: -69924.0573; 2053: -66718.3668; 2054: -53080.2828; 2055: -39538.2243; 2056: -23442.6484; 2057: -7238.8126
Total | Storage:Battery | DEF | DEF
Solar 14
Resource | Type | BA | Area | 2023 | 2024 | 2025 | 2026 | 2027 | 2028 | 2029 | 2030 | 2031 | 2032 | 2033 | 2034 | 2035 | 2036 | 2037 | 2038 | 2039 | 2040 | 2041 | 2042 | 2043 | 2044 | 2045 | 2046 | 2047 | 2048 | 2049 | 2050 | 2051 | 2052 | 2053 | 2054 | 2055 | 2056 | 2057
AC | Demand:Demand Response | DEF | DEF
Anclote 1 | Gas/Oil:Steam Turbine | DEF | DEF | 2023: 69563.9753; 2024: 68916.3399; 2025: 33470.9094; 2026: 48458.9292; 2027: 43169.8156; 2028: 49314.1263; 2029: 39648.2726; 2030: 34192.7015; 2031: 21055.9885; 2032: 25407.6693; 2033: 19010.8808; 2034: 40112.3447; 2035: 45968.972; 2036: 44487.1778; 2037: 65081.7138; 2038: 35330.2832; 2039: 43367.4116; 2040: 37408.3787; 2041: 35581.3658; 2042: 9771.3739
Anclote 2 | Gas/Oil:Steam Turbine | DEF | DEF | 2023: 45932.7145; 2024: 43362.574; 2025: 24107.0539; 2026: 31111.452; 2027: 31348.8964; 2028: 28182.3376; 2029: 23325.6892; 2030: 19602.736; 2031: 20015.0881; 2032: 18028.3507; 2033: 20381.0239; 2034: 27486.4551; 2035: 37136.0765; 2036: 34809.2194; 2037: 58401.507; 2038: 14841.6822; 2039: 23520.8665; 2040: 24611.5179; 2041: 18642.3069; 2042: 7859.3602
As Avail | Gas/Oil:Combined Cycle | DEF | DEF | 102.268 | 83.0563 | 72.7482 | 72.4703 | 72.8996 | 78.7324 | 76.9661 | 72.7857 | 74.3358 | 71.719 | 74.7186 | 81.1279 | 91.654 | 92.1117 | 100.2624 | 87.5091 | 95.7747 | 99.7321 | 94.9952 | 100.1612 | 103.9495 | 107.3566 | 147.235 | 115.2838 | 103.83 | 77.3497 | 133.1433 | 248.7366 | 161.6181 | 196.3687 | 191.2281 | 146.7261 | 180.8788 | 229.8123 | 191.1454
As Avail PCS | Renewable:Biomass | DEF | DEF | 2023: 6552.8181; 2024: 5477.8447; 2025: 4907.8353; 2026: 4994.3219; 2027: 4982.4009; 2028: 5313.8719; 2029: 5039.04; 2030: 4784.3051; 2031: 4956.4588; 2032: 4779.3939; 2033: 5029.2412; 2034: 5519.0436; 2035: 5791.1385; 2036: 5990.9119; 2037: 6758.313; 2038: 6245.8366; 2039: 6526.668; 2040: 6555.8116; 2041: 6903.3738; 2042: 6751.792
Bartow CC 1 0 | Gas/Oil:Combined Cycle | DEF | DEF | 309828.6318 | 250595.9072 | 261019.9121 | 246580.3252 | 238569.1064 | 254048.3848 | 264883.5527 | 263657.3652 | 270850.5264 | 275012.8516 | 275861.9287 | 314393.8945 | 328660.1426 | 343505.0059 | 325834.2422 | 350591.8125 | 391375.9844 | 400128.0781 | 384327.3242 | 398188.0195 | 438490.3809 | 444801.207 | 429814.0391 | 436522.6914 | 445622.5977 | 402352.1699 | 140363.375
Bartow CC 1 PAG | Gas/Oil:Combined Cycle | DEF | DEF | 9744.8732 | 8051.3479 | 6337.1438 | 5505.5203 | 5585.0191 | 6410.0485 | 5822.4303 | 3924.9142 | 3162.8736 | 3293.7017 | 2706.8774 | 5419.2651 | 6710.4466 | 6518.1905 | 7595.4409 | 5250.6808 | 7722.2901 | 5711.4853 | 4589.1861 | 3348.3821 | 6088.0787 | 4707.6389 | 8446.3383 | 2364.8924 | 6317.8159 | 2455.9135 | 297.6661
BARTOW_P 1 | Gas/Oil:Combustion Turbine | DEF | DEF | 2024: 32.7607
BARTOW_P 2 | Gas/Oil:Combustion Turbine | DEF | DEF | 2023: 53.5258; 2024: 163.4986; 2025: 142.1866; 2026: 115.3972; 2027: 145.9808; 2028: 113.6286; 2029: 71.4295; 2030: 163.9345; 2031: 265.8451; 2032: 212.9607; 2033: 76.9004; 2034: 51.129
BARTOW_P 3 | Gas/Oil:Combustion Turbine | DEF | DEF
BARTOW_P 4 | Gas/Oil:Combustion Turbine | DEF | DEF | 2023: 318.361; 2024: 366.3436; 2025: 315.1687; 2026: 271.3421; 2027: 238.6365; 2028: 290.2632; 2029: 179.7393; 2030: 272.3747; 2031: 311.2671; 2032: 312.6236; 2033: 255.6329; 2034: 87.3007
Battery 2 Hours | Storage:Battery | DEF | DEF
Battery 4 Hours | Storage:Battery | DEF | DEF
BAYBORO_P 1 | Gas/Oil:Combustion Turbine | DEF | DEF | 2024: 137.4133; 2025: 34.0988
BAYBORO_P 2 | Gas/Oil:Combustion Turbine | DEF | DEF | 2024: 17.7783; 2025: 7.9664
BAYBORO_P 3 | Gas/Oil:Combustion Turbine | DEF | DEF | 2024: 53.7986; 2025: 20.7101
BAYBORO_P 4 | Gas/Oil:Combustion Turbine | DEF | DEF | 2024: 29.6547; 2025: 9.2594
Citrus CC 1 | Gas/Oil:Combined Cycle | DEF | DEF | 265063.3535 | 228131.1245 | 201624.6006 | 215412.7363 | 214491.7202 | 192814.9346 | 211493.3442 | 204074.6011 | 192991.0938 | 210742.9769 | 218327.6787 | 227258.7794 | 238013.459 | 247505.1318 | 235250.5195 | 267210.9161 | 271893.0283 | 265678.6982 | 280713.6162 | 272963.1733 | 269301.3418 | 232224.6719 | 225296.3044 | 201829.0122 | 196362.2421 | 152169.7715 | 185690.2393 | 290788.5658 | 281670.9666 | 281461.2012 | 291416.6978 | 284111.7543 | 286653.4352 | 298591.4542 | 297098.3843
Citrus CC 1 Duct | Gas/Oil:Combined Cycle | DEF | DEF | 10812.8198 | 9215.0771 | 6433.8831 | 6975.977 | 6051.6459 | 6214.7159 | 5989.7247 | 4473.4305 | 3477.7405 | 3548.9635 | 3568.0718 | 6447.9683 | 7806.281 | 7783.1488 | 10372.9825 | 5355.1284 | 7373.5378 | 4603.609 | 4394.0179 | 1834.8899 | 6003.4783 | 3655.5743 | 7598.1367 | 2935.5536 | 5925.234 | 1805.7173 | 9257.6633 | 27469.435 | 18470.1125 | 22958.2205 | 19665.1206 | 21930.4914 | 21693.0418 | 20708.6586 | 28318.7556
Citrus CC 2 | Gas/Oil:Combined Cycle | DEF | DEF | 266533.4629 | 228122.7007 | 214312.0894 | 199767.1396 | 218919.3447 | 195419.7056 | 216409.4941 | 210439.6216 | 190937.2712 | 211745.1162 | 219074.3359 | 231360.2529 | 239622.0422 | 246429.6289 | 236756.0716 | 270168.9873 | 279153.8311 | 260834.6079 | 295818.8086 | 293505.1938 | 278198.7332 | 267212.4331 | 265467.2959 | 209144.2966 | 177693.7714 | 148672.5544 | 168522.8289 | 282079.6093 | 227787.4137 | 236783.4014 | 240798.9862 | 258476.1453 | 265452.0812 | 254166.9456 | 264113.1643
Citrus CC 2 Duct | Gas/Oil:Combined Cycle | DEF | DEF | 10592.3553 | 9677.8316 | 6771.2259 | 5436.108 | 5693.5239 | 6022.3261 | 5840.5159 | 4026.4223 | 2828.6021 | 3144.476 | 3044.6625 | 5857.8471 | 7107.9635 | 7598.4606 | 8573.4838 | 4833.8561 | 6141.7782 | 6155.8961 | 3791.5605 | 1967.8539 | 4983.0278 | 3603.2949 | 7586.6442 | 3181.2965 | 5138.8132 | 2524.114 | 7608.0275 | 23723.2849 | 13554.1727 | 18824.7527 | 15916.7465 | 20270.5044 | 17806.6313 | 17711.2503 | 27707.0223
Crystal 4 | Coal:Conventional | DEF | DEF | 2023: 68342.1155; 2024: 53479.1809; 2025: 60484.4124; 2026: 43963.0153; 2027: 54400.9641; 2028: 79534.7915; 2029: 67043.9919; 2030: 76240.7109; 2031: 121677.895; 2032: 87629.2145; 2033: 123504.5296; 2034: 51704.1367
Crystal 5 | Coal:Conventional | DEF | DEF | 2023: 42176.1562; 2024: 57510.0117; 2025: 48784.0006; 2026: 46026.9346; 2027: 46522.0444; 2028: 72510.7005; 2029: 60480.662; 2030: 77565.5558; 2031: 79502.3916; 2032: 99362.7839; 2033: 80116.2206; 2034: 23073.9949
DEBARY 10 | Gas/Oil:Combustion Turbine | DEF | DEF | 2024: 106.023; 2025: 30.9846; 2026: 26.0588; 2027: 67.918; 2028: 86.339; 2029: 23.7474; 2030: 59.3197; 2031: 24.4356; 2032: 59.7166; 2034: 55.2584; 2035: 173.5843; 2036: 32.2346
DEBARY 2 | Gas/Oil:Combustion Turbine | DEF | DEF | 2024: 140.3938
DEBARY 3 | Gas/Oil:Combustion Turbine | DEF | DEF | 2024: 150.4259; 2026: 29.8597
DEBARY 4 | Gas/Oil:Combustion Turbine | DEF | DEF | 2024: 61.139; 2026: 23.3267
DEBARY 5 | Gas/Oil:Combustion Turbine | DEF | DEF | 2024: 153.2757
DEBARY 6 | Gas/Oil:Combustion Turbine | DEF | DEF | 2024: 175.8371; 2025: 34.2265
DEBARY 7 | Gas/Oil:Combustion Turbine | DEF | DEF | 2023: 1381.9485; 2024: 1269.186; 2025: 1388.2138; 2026: 1336.0379; 2027: 1162.0274; 2028: 1104.6911; 2029: 1028.2749; 2030: 1132.1465; 2031: 1272.7311; 2032: 716.0644; 2033: 854.4588; 2034: 1151.0332; 2035: 1191.0173; 2036: 311.737
DEBARY 8 | Gas/Oil:Combustion Turbine | DEF | DEF | 2023: 1946.5811; 2024: 1414.4872; 2025: 1684.0949; 2026: 1414.5872; 2027: 1270.2391; 2028: 1275.1439; 2029: 1201.142; 2030: 1167.9766; 2031: 1575.1421; 2032: 956.5059; 2033: 1029.7956; 2034: 1289.0227; 2035: 1459.2281; 2036: 675.474
DEBARY 9 | Gas/Oil:Combustion Turbine | DEF | DEF | 2023: 2047.6319; 2024: 1949.2773; 2025: 1473.6146; 2026: 1611.6833; 2027: 1312.0823; 2028: 1436.0447; 2029: 1410.5345; 2030: 1376.2355; 2031: 1765.365; 2032: 1043.4001; 2033: 1011.8285; 2034: 1634.0219; 2035: 1366.4559; 2036: 645.8499
DEF Nuclear Natrium | Nuclear:Nuclear | DEF | DEF | 2048: 31800.199; 2049: 54512.2737; 2050: 89067.532; 2051: 112494.1797; 2052: 149630.9985; 2053: 175972.9863; 2054: 235177.8975; 2055: 276053.0645; 2056: 341026.7676; 2057: 385474.7754
DEF Nuclear Natrium - Storage | Storage:Battery | DEF | DEF
DEF Nuclear Natrium - Storage PTC | Storage:Battery | DEF | DEF
DEF Nuclear Natrium PTC | Nuclear:Nuclear | DEF | DEF | 2038: -148075.5547; 2039: -252885.1328; 2040: -412810.8789; 2041: -515685.3477; 2042: -688432.625; 2043: -812397.0234; 2044: -1085907.9492; 2045: -1278172.9297; 2046: -1567838.5391; 2047: -1733313.3203; 2048: -1866410.9766; 2049: -1959367.0781; 2050: -2092931.7031; 2051: -2194664.9375; 2052: -2059324.25; 2053: -1968479.1484; 2054: -1705207.8047; 2055: -1547263.0391; 2056: -1262944.4844; 2057: -1075549.0469
Gen 190MW CT | Gas/Oil:Combustion Turbine | DEF | DEF | [7 empty] | 509.478 | 1422.1462 | 463.34 |  | 13387.34 | 29387.04 | 37961.3854 | 43318.5655 | 25053.1748 | 45937.57 | 3484.7721 | 7913.6333 | 13440.6144 | 58878.1379 | 20127.925 | 140908.0472 | 41595.7868 | 87219.3247 | 48460.4217 | 234917.3246 | 199770.4536 | 168400.6331 | 182934.0548 | 126470.0582 | 114899.0914 | 144430.812 | 196170.1731 | 221124.5801
Gen 190MW CT H2 | Gas/Oil:Combustion Turbine | DEF | DEF | 2043: 1847.3125; 2044: 893.7311; 2045: 16878.9879; 2046: 2510.1036; 2047: 20365.0353; 2048: 1895.2946; 2049: 53877.349; 2050: 375741.1969; 2051: 154149.6615; 2052: 150768.145; 2053: 222475.2357; 2054: 258063.9682; 2055: 250906.6195; 2056: 220472.4043; 2057: 263789.9866
HEAT | Demand:Demand Response | DEF | DEF
Hines CC 1 | Gas/Oil:Combined Cycle | DEF | DEF | 2023: 133882.6914; 2024: 117600.8243; 2025: 112022.3699; 2026: 82572.3748; 2027: 91450.8866; 2028: 80441.7981; 2029: 92900.8152; 2030: 73797.0271; 2031: 60504.165; 2032: 46201.0429; 2033: 45999.0165; 2034: 62009.8488; 2035: 102408.4534; 2036: 110528.3579; 2037: 142055.5571; 2038: 103420.9196; 2039: 20856.0461
Hines CC 2 | Gas/Oil:Combined Cycle | DEF | DEF | 144189.9355 | 123670.1011 | 118949.1731 | 126378.4551 | 117067.5742 | 124333.8682 | 111257.8074 | 114391.531 | 99313.8895 | 100203.6379 | 98405.9291 | 115912.0532 | 132137.498 | 134113.0309 | 149687.0115 | 143406.0823 | 130045.9268 | 124388.095 | 110675.7574 | 72210.7318 | 9130.1077
Hines CC 3 | Gas/Oil:Combined Cycle | DEF | DEF | 155676.3017 | 124200.8022 | 119855.6362 | 114930.8242 | 134502.9287 | 130536.9053 | 139389.5449 | 117219.0967 | 127851.6809 | 120890.3984 | 135988.7227 | 135669.9839 | 166708.7964 | 162868.9587 | 189552.0488 | 157539.4758 | 166502.389 | 153740.9856 | 158723.7999 | 122611.7741 | 134263.8246 | 100056.2924 | 28518.6946
Hines CC 4 | Gas/Oil:Combined Cycle | DEF | DEF | 134611.9861 | 126853.3091 | 95914.2714 | 105724.5955 | 95362.8762 | 125152.0747 | 113387.071 | 117712.7729 | 96657.4647 | 116373.9761 | 118955.1882 | 141302.6855 | 134639.6294 | 162891.1504 | 158524.3201 | 168046.042 | 159895.7183 | 174791.1855 | 171679.7544 | 182354.1963 | 169630.3633 | 193153.0437 | 158756.0955 | 119045.6582 | 24960.1237
INT CITY 1 | Gas/Oil:Combustion Turbine | DEF | DEF | 2023: 35.0559; 2024: 12.4194; 2025: 10.5778; 2026: 25.2786; 2027: 26.3157; 2028: 39.0595; 2030: 87.6432; 2031: 117.3779; 2032: 77.3315; 2033: 10.6873; 2034: 13.5567
INT CITY 10 | Gas/Oil:Combustion Turbine | DEF | DEF | 2023: 465.745; 2024: 998.7609; 2025: 809.0186; 2026: 410.9816; 2027: 651.1356; 2028: 452.8161; 2029: 568.0192; 2030: 588.2591; 2031: 833.901; 2032: 404.0863; 2033: 323.5319; 2034: 909.0134; 2035: 1224.0932; 2036: 1622.3293; 2037: 2372.2457; 2038: 564.1617
INT CITY 11 | Gas/Oil:Combustion Turbine | DEF | DEF | 2024: 415.5087; 2025: 226.647; 2026: 110.3585; 2027: 150.4318; 2028: 134.9721; 2030: 252.2377; 2031: 398.3447; 2032: 115.775; 2033: 50.4474; 2034: 226.9562; 2035: 468.6863; 2036: 891.0856; 2037: 1261.9023; 2038: 769.4893; 2039: 1485.5776; 2040: 451.4555; 2041: 685.3652; 2042: 779.7379; 2043: 485.0839; 2044: 529.1668
INT CITY 12 | Gas/Oil:Combustion Turbine | DEF | DEF | 311.38 | 899.0985 | 525.3043 | 242.9121 | 513.3536 | 379.989 | 219.9976 | 430.1987 | 766.1836 | 367.2645 | 229.6844 | 774.9264 | 640.6514 | 1189.3356 | 1645.4254 | 1661.2397 | 1941.6189 | 1026.9912 | 1084.8597 | 1578.8365 | 3851.55 | 2477.8388 | 726.5055
INT CITY 13 | Gas/Oil:Combustion Turbine | DEF | DEF | 900.65 | 1314.9259 | 933.1599 | 559.696 | 633.4081 | 533.0487 | 507.6666 | 672.9969 | 909.3156 | 433.8917 | 362.0254 | 1008.99 | 1102.1283 | 1717.9613 | 2321.6632 | 1939.6891 | 2126.2265 | 1298.5454 | 1804.3072 | 2129.748 | 4744.3771 | 3310.997 | 983.1355
INT CITY 14 | Gas/Oil:Combustion Turbine | DEF | DEF | 934.3211 | 1412.2517 | 1097.1788 | 661.7729 | 918.0069 | 638.6609 | 681.9447 | 745.7606 | 860.7112 | 622.3765 | 425.9046 | 1227.154 | 1168.2769 | 1772.6924 | 2999.1683 | 2355.8796 | 3223.677 | 1621.2989 | 2428.1923 | 2202.4389 | 5426.0252 | 3901.5234 | 1221.6073
INT CITY 2 | Gas/Oil:Combustion Turbine | DEF | DEF | 2027: 14.4208; 2030: 8.8053; 2031: 98.2405; 2032: 9.2183
INT CITY 3 | Gas/Oil:Combustion Turbine | DEF | DEF | 2024: 30.0278; 2025: 20.823; 2026: 21.1677; 2027: 27.1041; 2028: 40.6645; 2030: 40.441; 2031: 124.1155; 2032: 48.1566; 2033: 8.7639
INT CITY 4 | Gas/Oil:Combustion Turbine | DEF | DEF | 2023: 31.1254; 2024: 67.6159; 2025: 20.6419; 2026: 26.2475; 2027: 27.005; 2028: 10.4248; 2030: 42.0035; 2031: 49.2175; 2032: 40.0723; 2033: 9.524; 2034: 13.8805
INT CITY 5 | Gas/Oil:Combustion Turbine | DEF | DEF | 2026: 15.0083; 2027: 13.7722; 2028: 15.813; 2030: 32.116; 2031: 96.8147; 2032: 22.8398; 2033: 8.817
INT CITY 6 | Gas/Oil:Combustion Turbine | DEF | DEF | 2024: 124.8964; 2025: 19.5315; 2026: 21.7718; 2027: 41.1267; 2028: 51.4604; 2030: 66.6853; 2031: 160.973; 2032: 81.8973; 2033: 8.6963
INT CITY 7 | Gas/Oil:Combustion Turbine | DEF | DEF | 2023: 2069.2503; 2024: 2421.6512; 2025: 1761.7402; 2026: 1792.2864; 2027: 1453.9269; 2028: 1513.5211; 2029: 1243.3257; 2030: 1229.9456; 2031: 1501.8172; 2032: 1083.9431; 2033: 896.6043; 2034: 1787.2839; 2035: 2232.9981; 2036: 2641.3037; 2037: 3918.9451; 2038: 1324.3339
INT CITY 8 | Gas/Oil:Combustion Turbine | DEF | DEF | 2023: 1247.1509; 2024: 1882.1421; 2025: 1482.5875; 2026: 1167.3295; 2027: 1137.9483; 2028: 1148.4034; 2029: 1141.9387; 2030: 965.6453; 2031: 1108.9757; 2032: 808.1452; 2033: 750.6236; 2034: 1604.2562; 2035: 1715.6015; 2036: 2027.7342; 2037: 3523.0984; 2038: 795.5101
INT CITY 9 | Gas/Oil:Combustion Turbine | DEF | DEF | 2023: 1183.832; 2024: 1780.2461; 2025: 1262.8228; 2026: 1253.6559; 2027: 930.6719; 2028: 1034.8402; 2029: 1035.5377; 2030: 987.8403; 2031: 1324.0618; 2032: 715.3924; 2033: 575.0641; 2034: 1749.2408; 2035: 1587.3257; 2036: 2097.6965; 2037: 3447.2835; 2038: 931.3353
INTER | Demand:Demand Response | DEF | DEF
Mulberry | Gas/Oil:Combined Cycle | DEF | DEF | 2023: 37135.6211; 2024: 14569.0098
New DEF OnShore Wind | Renewable:Wind | DEF | DEF | 2048: 91.5189; 2049: 270.3012; 2050: 319.876; 2051: 197.5262; 2052: 202.9069; 2053: 284.4157; 2054: 415.0225; 2055: 490.7329; 2056: 751.4163; 2057: 937.2253
New DEF OnShore Wind PTC | Renewable:Wind | DEF | DEF | 2043: -6076.9155; 2044: -19248.3047; 2045: -32906.4823; 2046: -47324.5455; 2047: -59660.2905; 2048: -67611.4092; 2049: -68027.4624; 2050: -64416.9456; 2051: -65258.7656; 2052: -70112.5735; 2053: -67083.0538; 2054: -53516.9216; 2055: -40095.3466; 2056: -24544.372; 2057: -8439.7648
NSG Vand CT 1 | Gas/Oil:Combustion Turbine | DEF | DEF | 2023: 12037.2588; 2024: 10644.6939; 2025: 4875.3576; 2026: 3536.142; 2027: 832.0847
NSG Vand CT 2 | Gas/Oil:Combustion Turbine | DEF | DEF | 2023: 11920.4012; 2024: 10733.5598; 2025: 6344.6327; 2026: 3634.7893; 2027: 905.6483
NSG Vand CT 3 | Gas/Oil:Combustion Turbine | DEF | DEF | 2023: 14861.7181; 2024: 12937.0936; 2025: 7683.7001; 2026: 4888.3079; 2027: 1083.1885
NSG Vand CT 4 | Gas/Oil:Combustion Turbine | DEF | DEF | 2023: 15672.2257; 2024: 13376.3254; 2025: 8385.8813; 2026: 5674.0741; 2027: 918.8384
Orange Cogen | Gas/Oil:Combined Cycle | DEF | DEF | 2023: 43680.3491; 2024: 26869.1084; 2025: 27597.606
Orlando Cogen | Gas/Oil:Combined Cycle | DEF | DEF | 2023: 97553.8916
Osprey 1 0 | Gas/Oil:Combined Cycle | DEF | DEF | 2023: 75819.4512; 2024: 60463.4604
Osprey 1 1 | Gas/Oil:Combined Cycle | DEF | DEF | 2023: 39296.3621; 2024: 33179.0965
Osprey 1 2 | Gas/Oil:Combined Cycle | DEF | DEF | 2023: 2947.296; 2024: 2477.4796
OspreyAcq | Gas/Oil:Combined Cycle | DEF | DEF |  | 29563.5439 | 153818.7527 | 149413.6973 | 140860.6849 | 155072.3901 | 141985.1406 | 139480.6885 | 136217.6797 | 138984.085 | 154383.0864 | 157332.1226 | 165801.4275 | 169258.6284 | 190600.2603 | 186875.6753 | 180943.6792 | 190303.563 | 170728.9149 | 159994.7977 | 166180.5942 | 57177.9382
OspreyAcqDF | Gas/Oil:Combined Cycle | DEF | DEF |  | 202.5538 | 3945.1414 | 3995.5603 | 3465.644 | 3590.1413 | 3595.5952 | 3594.292 | 2252.9524 | 2203.1792 | 2431.0862 | 4532.0294 | 5529.09 | 6022.4187 | 6730.2944 | 4746.2385 | 6242.101 | 5071.7275 | 5298.1272 | 3658.0415 | 5652.646 | 645.8714
Pasco County | Renewable:Biomass | DEF | DEF | 2023: 5040.0847; 2024: 5233.0478; 2025: 7015.7294; 2026: 3294.4036; 2027: 3465.6559; 2028: 3439.683; 2029: 3428.412; 2030: 3298.914; 2031: 3458.7518; 2032: 3256.8899; 2033: 3295.8192; 2034: 3697.2347; 2035: 3911.5924; 2036: 4180.8873; 2037: 4482.9472; 2038: 4384.5545; 2039: 4682.9994; 2040: 4514.1322; 2041: 4888.6052; 2042: 4469.9917
Pinellas County | Renewable:Biomass | DEF | DEF | 2023: 10546.8259; 2024: 11158.4885; 2025: 15195.2336; 2026: 8125.6445; 2027: 7847.8589; 2028: 8383.0733; 2029: 8368.3808; 2030: 7983.7965; 2031: 8286.2169; 2032: 7753.1372; 2033: 8105.9405; 2034: 8569.6563; 2035: 9395.6973; 2036: 9138.3093; 2037: 10173.8352; 2038: 10026.3383; 2039: 11495.4935; 2040: 10409.7492; 2041: 11584.1926; 2042: 11376.0777
Shady Hills 1 | Gas/Oil:Combustion Turbine | DEF | DEF | 2023: 4409.4309; 2024: 165.8216
Shady Hills 2 | Gas/Oil:Combustion Turbine | DEF | DEF | 2023: 3397.3711; 2024: 100.5954
Shady Hills 3 | Gas/Oil:Combustion Turbine | DEF | DEF | 2023: 2657.5297; 2024: 125.4005
Solar 3rdParty Block 1 | Renewable:Solar PV | DEF | DEF |  | 3627.9774 | 5105.5135 | 8309.3248 | 10714.2589 | 14504.722 | 16235.8368 | 19226.4319 | 21291.8568 | 20404.4894 | 21392.8281 | 23377.0231 | 24460.9377 | 25658.5754 | 26661.473 | 25734.9736 | 27995.521 | 27749.8428 | 29051.9331 | 28816.9338 | 30441.1553 | 30687.0847 | 35434.6921 | 30087.1151 | 29947.0107 | 23162.0872 | 20807.9465 | 60746.1739 | 35048.3333 | 37516.6342 | 37227.0519 | 39493.0205 | 39501.5531 | 50634.6646 | 54256.2996
Solar 3rdParty Block 2 | Renewable:Solar PV | DEF | DEF | [9 empty] | 3375.8453 | 5767.6508 | 10150.5405 | 13256.141 | 18226.6715 | 21782.3434 | 25260.8502 | 30650.4908 | 30381.5366 | 31807.114 | 31549.8237 | 33328.1167 | 33597.3794 | 38795.2498 | 32940.5002 | 32787.0791 | 25358.7203 | 22781.3106 | 66507.1717 | 38372.3006 | 41074.5426 | 40757.524 | 43238.3657 | 43247.7186 | 55436.5705 | 59401.8526
Solar 3rdParty Block 3 | Renewable:Solar PV | DEF | DEF | 2040: 4582.9381; 2041: 8153.0787; 2042: 12848.1469; 2043: 17172.0258; 2044: 22530.4432; 2045: 30134.5726; 2046: 30833.8185; 2047: 34128.5179; 2048: 26396.2532; 2049: 23713.3835; 2050: 69228.2554; 2051: 39942.2707; 2052: 42755.1656; 2053: 42425.1045; 2054: 45007.4364; 2055: 45017.2753; 2056: 57704.8196; 2057: 61832.3743
Solar 3rdParty Block 4 | Renewable:Solar PV | DEF | DEF | 2048: 4194.5472; 2049: 6078.423; 2050: 28394.0729; 2051: 20579.915; 2052: 22029.1597; 2053: 21859.0776; 2054: 23189.6219; 2055: 23194.7161; 2056: 29731.8608; 2057: 31858.53
Solar DEF Bay Ranch | Renewable:Solar PV | DEF | DEF | 2023: -4212.7273; 2024: -6795.3334; 2025: -6745.1013; 2026: -6711.3755; 2027: -6677.8184; 2028: -7400.494; 2029: -7957.9331; 2030: -7918.1451; 2031: -7878.5526; 2032: -8462.5211; 2033: -2733.8232
Solar DEF Bay Trail | Renewable:Solar PV | DEF | DEF | 2023: -6231.1826; 2024: -6779.9244; 2025: -6729.8496; 2026: -6696.1992; 2027: -6662.7197; 2028: -7383.7101; 2029: -7939.9391; 2030: -7900.2408; 2031: -7860.7393; 2032: -7378.4425
Solar DEF Charlie Creek | Renewable:Solar PV | DEF | DEF | 2023: -5916.1924; 2024: -6437.0744; 2025: -6389.6502; 2026: -6357.7008; 2027: -6325.9133; 2028: -7010.3297; 2029: -7538.5685; 2030: -7500.8756; 2031: -7463.3725; 2032: -5755.5386
Solar DEF Columbia | Renewable:Solar PV | DEF | DEF
Solar DEF County Line | Renewable:Solar PV | DEF | DEF | 2025: -6150.3925; 2026: -6770.1613; 2027: -6960.8543; 2028: -7714.0896; 2029: -7904.1371; 2030: -7864.616; 2031: -8069.8312; 2032: -8292.6666; 2033: -8231.4375; 2034: -8431.1699; 2035: -560.1469
Solar DEF Debary | Renewable:Solar PV | DEF | DEF
Solar DEF Duette | Renewable:Solar PV | DEF | DEF
Solar DEF Falmouth | Renewable:Solar PV | DEF | DEF | 2024: -5904.9991; 2025: -6772.4493; 2026: -6738.5878; 2027: -6704.8935; 2028: -7430.517; 2029: -7990.2009; 2030: -7950.2482; 2031: -7910.4981; 2032: -8496.8513; 2033: -8434.0213; 2034: -1111.4535
Solar DEF Fort Green | Renewable:Solar PV | DEF | DEF | 2023: -6220.3645; 2024: -6768.1829; 2025: -6718.1663; 2026: -6684.5746; 2027: -6651.1522; 2028: -7370.9215; 2029: -7926.1565; 2030: -7886.5241; 2031: -7847.0919; 2032: -4453.8056
Solar DEF Hamilton | Renewable:Solar PV | DEF | DEF
Solar DEF Hardeetown | Renewable:Solar PV | DEF | DEF | 2023: -4212.7273; 2024: -6795.3334; 2025: -6745.1013; 2026: -6711.3755; 2027: -6677.8184; 2028: -7400.494; 2029: -7957.9331; 2030: -7918.1451; 2031: -7878.5526; 2032: -8462.5211; 2033: -2733.8232
Solar DEF High Spring | Renewable:Solar PV | DEF | DEF | 2023: -2955.3062; 2024: -6802.1912; 2025: -6751.926; 2026: -6718.166; 2027: -6684.5744; 2028: -7407.963; 2029: -7965.9847; 2030: -7926.1563; 2031: -7886.5242; 2032: -8471.0615; 2033: -4433.5602
Solar DEF Hildreth | Renewable:Solar PV | DEF | DEF | 2023: -4212.7273; 2024: -6795.3334; 2025: -6745.1013; 2026: -6711.3755; 2027: -6677.8184; 2028: -7400.494; 2029: -7957.9331; 2030: -7918.1451; 2031: -7878.5526; 2032: -8462.5211; 2033: -2733.8232
Solar DEF Lake Placid | Renewable:Solar PV | DEF | DEF
Solar DEF Mule Creek | Renewable:Solar PV | DEF | DEF | 2024: -6378.8139; 2025: -6770.162; 2026: -6736.3118; 2027: -6702.6292; 2028: -7427.9236; 2029: -7987.5024; 2030: -7947.5626; 2031: -7907.8262; 2032: -8493.8866; 2033: -8431.1724; 2034: -544.5873
Solar DEF NEW 1 | Renewable:Solar PV | DEF | DEF
Solar DEF NEW 1 PTC | Renewable:Solar PV | DEF | DEF | 2025: -10804.8477; 2026: -12784.01; 2027: -13144.0883; 2028: -14566.38; 2029: -14925.2838; 2030: -14850.6549; 2031: -15238.1673; 2032: -15658.9008; 2033: -15543.3182; 2034: -15920.4763; 2035: -2118.8451
Solar DEF NEW 2 | Renewable:Solar PV | DEF | DEF
Solar DEF NEW 2 PTC | Renewable:Solar PV | DEF | DEF | 2025: -1401.9377; 2026: -25672.5381; 2027: -26395.6436; 2028: -29251.5686; 2029: -29972.5883; 2030: -29822.7366; 2031: -30600.915; 2032: -31445.5298; 2033: -31213.724; 2034: -31971.1064; 2035: -30880.9893
Solar DEF NEW 3 | Renewable:Solar PV | DEF | DEF
Solar DEF NEW 3 PTC | Renewable:Solar PV | DEF | DEF | 2027: -14953.1752; 2028: -29471.5449; 2029: -30197.8026; 2030: -30046.8135; 2031: -30830.8557; 2032: -31682.0002; 2033: -31448.2708; 2034: -32211.3536; 2035: -32966.0093; 2036: -33793.0703; 2037: -14682.8955
Solar DEF NEW 4 | Renewable:Solar PV | DEF | DEF
Solar DEF NEW 4 PTC | Renewable:Solar PV | DEF | DEF | 2026: -10853.1104; 2027: -19845.7605; 2028: -21993.1416; 2029: -22535.1145; 2030: -22422.4427; 2031: -23007.5303; 2032: -23642.6943; 2033: -23468.2716; 2034: -24037.7146; 2035: -24600.8888; 2036: -11072.4279
Solar DEF NEW 5 | Renewable:Solar PV | DEF | DEF
Solar DEF NEW 5 PTC | Renewable:Solar PV | DEF | DEF | 2026: -3617.7034; 2027: -6615.2557; 2028: -7331.0465; 2029: -7511.7038; 2030: -7474.1482; 2031: -7669.1751; 2032: -7880.8966; 2033: -7822.7577; 2034: -8012.5717; 2035: -8200.2947; 2036: -3690.8073
Solar DEF Osc Perry Suw | Renewable:Solar PV | DEF | DEF
Solar DEF Sandy Creek | Renewable:Solar PV | DEF | DEF | 2023: -5907.8996; 2024: -6428.0722; 2025: -6380.6924; 2026: -6348.7884; 2027: -6317.0455; 2028: -7000.5259; 2029: -7528.0012; 2030: -7490.3606; 2031: -7452.9098; 2032: -3513.3767
Solar DEF Santa Fe | Renewable:Solar PV | DEF | DEF
Solar DEF St Pete Pier | Renewable:Solar PV | DEF | DEF
Solar DEF Trenton | Renewable:Solar PV | DEF | DEF
Solar DEF Twin Rivers | Renewable:Solar PV | DEF | DEF
Solar DEF Winquepin | Renewable:Solar PV | DEF | DEF | 2024: -6378.8139; 2025: -6770.162; 2026: -6736.3118; 2027: -6702.6292; 2028: -7427.9236; 2029: -7987.5024; 2030: -7947.5626; 2031: -7907.8262; 2032: -8493.8866; 2033: -8431.1724; 2034: -544.5873
Solar+Storage DEF NEW 1 | Renewable:Solar PV | DEF | DEF
Solar+Storage DEF NEW 1 PTC + ITC | Renewable:Solar PV | DEF | DEF | 2029: -1079.2705; 2030: -20185.7565; 2031: -40430.9324; 2032: -60739.7925; 2033: -60302.9973; 2034: -61765.0405; 2035: -63210.4724; 2036: -64780.8855; 2037: -64317.6074; 2038: -65725.7773; 2039: -65863.189; 2040: -44591.7614; 2041: -21547.1285
Standby | Demand:Demand Response | DEF | DEF
SUWANNEE_P 1 | Gas/Oil:Combustion Turbine | DEF | DEF | 2023: 885.3541; 2024: 911.9694; 2025: 855.6244; 2026: 921.1699; 2027: 708.8507; 2028: 929.4785; 2029: 713.3445; 2030: 848.4818; 2031: 956.8752; 2032: 739.1425; 2033: 569.8449; 2034: 287.8151
SUWANNEE_P 2 | Gas/Oil:Combustion Turbine | DEF | DEF | 2023: 870.3644; 2024: 827.2821; 2025: 691.869; 2026: 815.5004; 2027: 598.0509; 2028: 726.8746; 2029: 754.1234; 2030: 832.8429; 2031: 901.0615; 2032: 756.9972; 2033: 554.0751; 2034: 234.1453
SUWANNEE_P 3 | Gas/Oil:Combustion Turbine | DEF | DEF | 2023: 1327.9312; 2024: 1282.0298; 2025: 1231.1905; 2026: 1309.1016; 2027: 1051.9734; 2028: 1141.061; 2029: 987.8281; 2030: 1091.5515; 2031: 1233.15; 2032: 976.1237; 2033: 726.4998; 2034: 327.2367
Tigerbay 1 | Gas/Oil:Combined Cycle | DEF | DEF | 2023: 57285.4167; 2024: 47306.3526; 2025: 41497.671; 2026: 48132.9757; 2027: 41977.3055; 2028: 44384.2208; 2029: 37892.2081; 2030: 31988.5475; 2031: 28486.7652; 2032: 28052.9452; 2033: 26059.4134; 2034: 36737.3455; 2035: 12933.1132
U OF FL 1 | Gas/Oil:Combustion Turbine | DEF | DEF | 2023: 21422.4751; 2024: 17927.5647; 2025: 16999.3508; 2026: 16715.2051; 2027: 14146.6608
Voltage Red | Demand:Demand Response | DEF | DEF
WaterHtr_PP | Demand:Demand Response | DEF | DEF
Total |  |  |  | 2105431.2495 | 1703947.2529 | 1537745.5373 | 1420965.5454 | 1386804.0731 | 1407811.6827 | 1385399.5343 | 1326382.0341 | 1272209.9046 | 1281747.2152 | 1384262.088 | 1481275.1333 | 1569269.9928 | 1687855.6046 | 1840782.4223 | 1610951.3239 | 1512447.8839 | 1288201.9934 | 1214131.7143 | 957879.4659 | 825726.3712 | 320245.1578 | 85634.1697 | -502057.0756 | -726402.2151 | -1062605.7532 | -1098563.2852 | -643264.2847 | -1149094.5994 | -942301.2716 | -800101.9692 | -414304.6808 | -172729.8253 | 255847.9412 | 612115.2841
Group Totals
Resource | Type | BA | Area | 2023 | 2024 | 2025 | 2026 | 2027 | 2028 | 2029 | 2030 | 2031 | 2032 | 2033 | 2034 | 2035 | 2036 | 2037 | 2038 | 2039 | 2040 | 2041 | 2042 | 2043 | 2044 | 2045 | 2046 | 2047 | 2048 | 2049 | 2050 | 2051 | 2052 | 2053 | 2054 | 2055 | 2056 | 2057
Total | Coal:Conventional | DEF | DEF | 2023: 110518.2717; 2024: 110989.1926; 2025: 109268.413; 2026: 89989.9499; 2027: 100923.0086; 2028: 152045.492; 2029: 127524.6539; 2030: 153806.2667; 2031: 201180.2866; 2032: 186991.9984; 2033: 203620.7502; 2034: 74778.1316
Total | Demand:Demand Response | DEF | DEF
Total | Gas/Oil:Combined Cycle | DEF | DEF | 1794757.0671 | 1440832.6871 | 1370172.2247 | 1310898.7596 | 1314071.16 | 1324520.2462 | 1350924.2106 | 1288853.0963 | 1215607.0409 | 1260469.0696 | 1304880.7162 | 1444315.2042 | 1548169.9968 | 1605114.2234 | 1661632.4951 | 1667533.3237 | 1628242.0849 | 1591507.6634 | 1590835.8626 | 1512737.2154 | 1488026.5259 | 1307345.3223 | 1131630.7837 | 975138.6847 | 862124.428 | 710057.5904 | 511872.9433 | 624309.6316 | 541644.2837 | 560223.9445 | 567988.7792 | 584935.6214 | 591786.0682 | 591408.1209 | 617428.4719
Total | Gas/Oil:Combustion Turbine | DEF | DEF | 102388.6192 | 86613.1732 | 60378.1643 | 48631.0499 | 30980.8075 | 13097.1981 | 11768.594 | 13604.9203 | 18078.0691 | 11067.2649 | 8739.4102 | 27819.5609 | 43717.0869 | 53586.8195 | 64808.2975 | 35394.8136 | 54714.67 | 7883.0632 | 13916.3578 | 20131.3757 | 75232.4865 | 31241.1821 | 160718.2835 | 44105.8904 | 107584.36 | 50355.7163 | 288794.6736 | 575511.6505 | 322550.2945 | 333702.1998 | 348945.2939 | 372963.0596 | 395337.4315 | 416642.5774 | 484914.5667
Total | Gas/Oil:Steam Turbine | DEF | DEF | 2023: 115496.6898; 2024: 112278.9139; 2025: 57577.9633; 2026: 79570.3813; 2027: 74518.712; 2028: 77496.464; 2029: 62973.9618; 2030: 53795.4375; 2031: 41071.0766; 2032: 43436.02; 2033: 39391.9047; 2034: 67598.7997; 2035: 83105.0485; 2036: 79296.3972; 2037: 123483.2208; 2038: 50171.9654; 2039: 66888.278; 2040: 62019.8966; 2041: 54223.6727; 2042: 17630.7341
Total | Nuclear:Nuclear | DEF | DEF | 2038: -148075.5547; 2039: -252885.1328; 2040: -412810.8789; 2041: -515685.3477; 2042: -688432.625; 2043: -812397.0234; 2044: -1085907.9492; 2045: -1278172.9297; 2046: -1567838.5391; 2047: -1733313.3203; 2048: -1834610.7776; 2049: -1904854.8044; 2050: -2003864.1711; 2051: -2082170.7578; 2052: -1909693.2515; 2053: -1792506.1621; 2054: -1470029.9072; 2055: -1271209.9746; 2056: -921917.7168; 2057: -690074.2715
Total | Renewable:Biomass | DEF | DEF | 2023: 22139.7287; 2024: 21869.3809; 2025: 27118.7983; 2026: 16414.37; 2027: 16295.9157; 2028: 17136.6281; 2029: 16835.8328; 2030: 16067.0155; 2031: 16701.4276; 2032: 15789.421; 2033: 16431.0009; 2034: 17785.9346; 2035: 19098.4282; 2036: 19310.1086; 2037: 21415.0954; 2038: 20656.7294; 2039: 22705.1609; 2040: 21479.6929; 2041: 23376.1715; 2042: 22597.8614
Total | Renewable:Solar PV | DEF | DEF | -39869.1271 | -68636.0948 | -86770.0264 | -124538.9653 | -149985.5307 | -176484.3457 | -184627.7187 | -199744.7023 | -220427.9962 | -236006.5587 | -188801.6941 | -151022.4977 | -124820.5677 | -69451.944 | -30556.6865 | -14729.9535 | -7217.1771 | 18122.5562 | 47464.9973 | 73214.9044 | 80941.2977 | 86814.9073 | 104364.5145 | 93861.4338 | 96862.6077 | 79111.608 | 73381.0636 | 224875.6739 | 133942.8196 | 143375.5021 | 142268.758 | 150928.4445 | 150961.2632 | 193507.9154 | 207349.0565
Total | Renewable:Wind | DEF | DEF | 2043: -6076.9155; 2044: -19248.3047; 2045: -32906.4823; 2046: -47324.5455; 2047: -59660.2905; 2048: -67519.8903; 2049: -67757.1612; 2050: -64097.0696; 2051: -65061.2394; 2052: -69909.6666; 2053: -66798.6381; 2054: -53101.8991; 2055: -39604.6136; 2056: -23792.9557; 2057: -7502.5395
Total | Storage:Battery | DEF | DEF

## Total Cost
Total Cost ($000)
Base
Resource | Type | BA | Area | 2023 | 2024 | 2025 | 2026 | 2027 | 2028 | 2029 | 2030 | 2031 | 2032 | 2033 | 2034 | 2035 | 2036 | 2037 | 2038 | 2039 | 2040 | 2041 | 2042 | 2043 | 2044 | 2045 | 2046 | 2047 | 2048 | 2049 | 2050 | 2051 | 2052 | 2053 | 2054 | 2055 | 2056 | 2057
AC | Demand:Demand Response | DEF | DEF | 0 | 0 | 0 | 0 | 0 | 0 | 0 | 0 | 0 | 0 | 0 | 0 | 0 | 0 | 0 | 0 | 0 | 0 | 0 | 0 | 0 | 0 | 0 | 0 | 0 | 0 | 0 | 0 | 0 | 0 | 0 | 0 | 0 | 0 | 0
Anclote 1 | Gas/Oil:Steam Turbine | DEF | DEF | 2023: 70082.3306; 2024: 68916.4205; 2025: 34874.9518; 2026: 53380.9617; 2027: 50438.1271; 2028: 53652.9376; 2029: 42189.2596; 2030: 37115.9863; 2031: 23522.2952; 2032: 19549.0354; 2033: 15406.9577; 2034: 45603.2466; 2035: 55367.0442; 2036: 60076.752; 2037: 84568.1543; 2038: 43314.4698; 2039: 59497.0464; 2040: 45523.9597; 2041: 44205.9417; 2042: 12182.306
Anclote 2 | Gas/Oil:Steam Turbine | DEF | DEF | 2023: 46441.7714; 2024: 43278.7942; 2025: 24658.0696; 2026: 35231.7758; 2027: 36801.8214; 2028: 39453.6908; 2029: 27064.3498; 2030: 22590.7004; 2031: 20647.2527; 2032: 19003.2246; 2033: 22664.8187; 2034: 30128.8204; 2035: 42564.2094; 2036: 38197.1949; 2037: 66862.4611; 2038: 23546.0424; 2039: 37120.5; 2040: 36762.3265; 2041: 31358.1084; 2042: 7391.0225
As Avail | Gas/Oil:Combined Cycle | DEF | DEF | 100.8433 | 84.1111 | 75.1682 | 75.2858 | 74.7639 | 83.4345 | 79.4064 | 75.9308 | 75.1795 | 71.8128 | 74.4804 | 84.5686 | 93.7092 | 93.379 | 108.9609 | 90.7744 | 98.8462 | 104.9334 | 102.6333 | 105.5847 | 107.6574 | 111.0596 | 158.3719 | 122.913 | 114.4601 | 95.5512 | 138.511 | 308.2925 | 203.1101 | 276.468 | 234.7646 | 194.8001 | 219.8957 | 242.0483 | 185.5615
As Avail PCS | Renewable:Biomass | DEF | DEF | 2023: 6507.7034; 2024: 5471.3553; 2025: 5023.3852; 2026: 5123.8519; 2027: 5246.9835; 2028: 5496.4363; 2029: 5100.656; 2030: 4883.9801; 2031: 5042.0729; 2032: 4792.7521; 2033: 5056.3007; 2034: 5478.1777; 2035: 5963.8245; 2036: 6347.2464; 2037: 6921.7796; 2038: 6514.0804; 2039: 6766.9471; 2040: 6884.1701; 2041: 6764.9196; 2042: 6895.8203
Bartow CC 1 0 | Gas/Oil:Combined Cycle | DEF | DEF | 310693.7432 | 250816.0527 | 262297.7861 | 253831.3838 | 246816.8086 | 262165.4893 | 273775.0752 | 270970.5234 | 278406.8135 | 286316.3701 | 288375.3677 | 332378.3672 | 350212.9355 | 367979.707 | 342470.1328 | 378563.8535 | 408243.4902 | 424112.0723 | 411677.7539 | 432299.0605 | 466553.8145 | 473297.6289 | 457910.4785 | 464678.7832 | 486089.0977 | 440882.1543 | 152612.8535
Bartow CC 1 PAG | Gas/Oil:Combined Cycle | DEF | DEF | 9781.8069 | 8049.3975 | 6544.2291 | 6388.8173 | 6497.2614 | 7425.5126 | 6463.8666 | 4302.5694 | 3163.6214 | 3138.3383 | 2342.9756 | 5976.5658 | 7523.8494 | 8251.9407 | 9525.8555 | 6641.2657 | 9841.1273 | 8003.1969 | 6094.0237 | 4473.7724 | 7926.2138 | 5927.9386 | 12382.2828 | 5013.286 | 9238.859 | 2667.9402 | 239.4283
BARTOW_P 1 | Gas/Oil:Combustion Turbine | DEF | DEF | 2023: 0; 2024: 0; 2025: 0; 2026: 32.3856; 2027: 0
BARTOW_P 2 | Gas/Oil:Combustion Turbine | DEF | DEF | 2023: 38.7692; 2024: 159.6738; 2025: 222.2613; 2026: 132.8866; 2027: 182.9341; 2028: 250.9916; 2029: 154.6602; 2030: 231.2603; 2031: 295.618; 2032: 108.4091; 2033: 56.9413; 2034: 8.7917
BARTOW_P 3 | Gas/Oil:Combustion Turbine | DEF | DEF | 2023: 0; 2024: 50.3389; 2025: 0; 2026: 23.4464; 2027: 0
BARTOW_P 4 | Gas/Oil:Combustion Turbine | DEF | DEF | 2023: 218.599; 2024: 308.3579; 2025: 414.5129; 2026: 228.1625; 2027: 319.7629; 2028: 247.9892; 2029: 345.7202; 2030: 353.3561; 2031: 404.9373; 2032: 151.739; 2033: 160.4584; 2034: 87.6659
Battery 2 Hours | Storage:Battery | DEF | DEF | 2027: 3118.7271; 2028: 3080.9202; 2029: 3088.0184; 2030: 3112.0437; 2031: 3064.0197; 2032: 3103.9702; 2033: 3144.9192; 2034: 3186.8921; 2035: 3229.9146; 2036: 3274.0122; 2037: 3319.2125; 2038: 3365.543; 2039: 3413.0314; 2040: 3461.707; 2041: 3511.5996
Battery 4 Hours | Storage:Battery | DEF | DEF | [9 empty] | 12156.2972 | 37375.3547 | 65994.4932 | 92363.4194 | 103221.7734 | 104193.5742 | 105189.668 | 113414.8926 | 119728.9688 | 120926.4023 | 122153.7656 | 126411.3926 | 129897.1875 | 131273.9766 | 132685.207 | 120047.877 | 92217.7808 | 65138.7026 | 39296.0188 | 28057.7021 | 28385.0156 | 28720.5176 | 20587.2864 | 14708.4463 | 14889.0923 | 15074.2588
BAYBORO_P 1 | Gas/Oil:Combustion Turbine | DEF | DEF | 2023: 0; 2024: 116.2149; 2025: 33.1674
BAYBORO_P 2 | Gas/Oil:Combustion Turbine | DEF | DEF | 2023: 0; 2024: 17.7783; 2025: 0
BAYBORO_P 3 | Gas/Oil:Combustion Turbine | DEF | DEF | 2023: 0; 2024: 41.7266; 2025: 12.7173
BAYBORO_P 4 | Gas/Oil:Combustion Turbine | DEF | DEF | 2023: 0; 2024: 29.6547; 2025: 0
Citrus CC 1 | Gas/Oil:Combined Cycle | DEF | DEF | 265073.2334 | 228110.1714 | 201633.9229 | 216040.1567 | 217185.1777 | 196454.1387 | 217605.4565 | 211419.6855 | 197425.8564 | 216935.5371 | 225480.5646 | 232910.085 | 240958.7295 | 249593.7812 | 236351.1113 | 274022.6363 | 280236.3564 | 269621.0962 | 291172.8262 | 290546.3076 | 287542.8574 | 280303.5596 | 242146.8223 | 205350.2139 | 224974.0801 | 184509.4928 | 218725.1147 | 510527.8609 | 303869.3491 | 296260.6746 | 306854.4742 | 295437.4133 | 295287.5465 | 304182.6428 | 293275.6125
Citrus CC 1 Duct | Gas/Oil:Combined Cycle | DEF | DEF | 10847.6131 | 9232.7328 | 6591.1895 | 7983.2519 | 7050.8641 | 7337.979 | 6852.6989 | 5067.5306 | 3742.3562 | 3547.0016 | 3405.2166 | 7391.4611 | 8647.7427 | 9943.2215 | 13153.7719 | 6903.7459 | 9621.068 | 7025.0364 | 6155.9289 | 2513.0936 | 7253.553 | 4670.4376 | 11262.0194 | 5116.4975 | 9405.7289 | 2214.3918 | 9476.2346 | 33473.5869 | 24490.6508 | 27559.4143 | 25940.9628 | 28669.1269 | 27960.2135 | 24552.0759 | 26556.8623
Citrus CC 2 | Gas/Oil:Combined Cycle | DEF | DEF | 266626.3789 | 228147.353 | 214213.0728 | 200555.751 | 219532.2759 | 197811.27 | 217929.1172 | 212976.1699 | 197898.2458 | 219990.8066 | 226819.9541 | 233420.8301 | 240164.0383 | 246889.144 | 236870.4915 | 272509.6934 | 283140.9014 | 264968.936 | 312720.9072 | 301425.6948 | 289002.0242 | 270507.7202 | 289872.4551 | 252629.4597 | 181937.2489 | 174789.5398 | 194139.5757 | 486147.6627 | 255571.7104 | 275711.6414 | 275625.0107 | 283584.762 | 285212.9093 | 257701.8318 | 264877.9116
Citrus CC 2 Duct | Gas/Oil:Combined Cycle | DEF | DEF | 10587.1941 | 9687.6792 | 7005.2149 | 6300.9262 | 6707.2338 | 7200.1701 | 6764.8627 | 4533.3262 | 2966.5 | 2945.6168 | 2937.7346 | 6568.254 | 8410.4442 | 9799.3186 | 11321.3908 | 6120.4832 | 8976.7311 | 8859.5739 | 5433.0495 | 2785.6209 | 6194.5161 | 4448.6332 | 10806.3921 | 5796.875 | 7707.5927 | 2831.069 | 8414.4201 | 29561.3041 | 19854.3093 | 27816.7629 | 25232.1911 | 26794.9274 | 25813.7254 | 19652.1382 | 27721.9256
Crystal 4 | Coal:Conventional | DEF | DEF | 2023: 68079.2222; 2024: 54179.6127; 2025: 61209.8324; 2026: 45125.9199; 2027: 60695.8834; 2028: 76048.1663; 2029: 77384.8152; 2030: 82039.8302; 2031: 129974.0107; 2032: 90843.1742; 2033: 122347.8701; 2034: 53037.875
Crystal 5 | Coal:Conventional | DEF | DEF | 2023: 42019.7639; 2024: 57190.1433; 2025: 48982.5783; 2026: 48963.1378; 2027: 48718.6495; 2028: 65588.8139; 2029: 65540.8165; 2030: 75299.0286; 2031: 85206.6189; 2032: 105492.915; 2033: 85378.8224; 2034: 23735.9744
DEBARY 10 | Gas/Oil:Combustion Turbine | DEF | DEF | 2023: 0; 2024: 113.216; 2025: 73.7527; 2026: 37.1491; 2027: 163.8113; 2028: 197.2521; 2029: 187.6681; 2030: 135.507; 2031: 68.1766; 2032: 51.9936; 2033: 26.3699; 2034: 103.7519; 2035: 122.7357; 2036: 0
DEBARY 2 | Gas/Oil:Combustion Turbine | DEF | DEF | 2023: 0; 2024: 147.7008; 2025: 0; 2026: 35.1305; 2027: 16.7414
DEBARY 3 | Gas/Oil:Combustion Turbine | DEF | DEF | 2023: 0; 2024: 141.1359; 2025: 0; 2026: 45.0574; 2027: 0
DEBARY 4 | Gas/Oil:Combustion Turbine | DEF | DEF | 2023: 0; 2024: 40.617; 2025: 31.7721; 2026: 31.2225; 2027: 9.9575
DEBARY 5 | Gas/Oil:Combustion Turbine | DEF | DEF | 2023: 0; 2024: 131.3943; 2025: 0; 2026: 64.5964; 2027: 0
DEBARY 6 | Gas/Oil:Combustion Turbine | DEF | DEF | 2023: 0; 2024: 154.2697; 2025: 53.73; 2026: 31.2225; 2027: 0
DEBARY 7 | Gas/Oil:Combustion Turbine | DEF | DEF | 2023: 1439.2927; 2024: 1218.7236; 2025: 1360.2099; 2026: 1317.2117; 2027: 1228.1161; 2028: 1349.364; 2029: 1212.8318; 2030: 1198.766; 2031: 1253.5755; 2032: 923.1441; 2033: 666.7592; 2034: 1090.2225; 2035: 1112.7239; 2036: 316.6883
DEBARY 8 | Gas/Oil:Combustion Turbine | DEF | DEF | 2023: 2075.8482; 2024: 1464.6025; 2025: 1664.0432; 2026: 1470.4651; 2027: 1415.3682; 2028: 1583.5232; 2029: 1410.6062; 2030: 1292.3706; 2031: 1728.4489; 2032: 985.8912; 2033: 1027.7892; 2034: 1051.7485; 2035: 1342.8131; 2036: 483.7663
DEBARY 9 | Gas/Oil:Combustion Turbine | DEF | DEF | 2023: 2047.4085; 2024: 1929.3395; 2025: 1783.6166; 2026: 1718.4469; 2027: 1500.9453; 2028: 1836.4588; 2029: 1699.7283; 2030: 1676.7293; 2031: 1751.0711; 2032: 947.0423; 2033: 1020.4335; 2034: 1348.4263; 2035: 1363.515; 2036: 552.8423
DEF Nuclear Natrium | Nuclear:Nuclear | DEF | DEF | 2048: 183894.9382; 2049: 321654.0845; 2050: 522759.5334; 2051: 674343.7236; 2052: 892896.2656; 2053: 1061053.4932; 2054: 1406531.8164; 2055: 1670638.875; 2056: 2047628.9551; 2057: 2338410.2734
DEF Nuclear Natrium - Storage | Storage:Battery | DEF | DEF | 2048: 0; 2049: 0; 2050: 0; 2051: 0; 2052: 0; 2053: 0; 2054: 0; 2055: 0; 2056: 0; 2057: 0
DEF Nuclear Natrium - Storage PTC | Storage:Battery | DEF | DEF | 2038: 0; 2039: 0; 2040: 0; 2041: 0; 2042: 0; 2043: 0; 2044: 0; 2045: 0; 2046: 0; 2047: 0; 2048: 0; 2049: 0; 2050: 0; 2051: 0; 2052: 0; 2053: 0; 2054: 0; 2055: 0; 2056: 0; 2057: 0
DEF Nuclear Natrium PTC | Nuclear:Nuclear | DEF | DEF | 2038: -29131.3242; 2039: -44082.0703; 2040: -74138.4277; 2041: -76378.2422; 2042: -107483.7266; 2043: -122308.75; 2044: -172291.9297; 2045: -190421.4766; 2046: -234948.8672; 2047: -208212.7578; 2048: -227140.9609; 2049: -221774.8594; 2050: -235296.3047; 2051: -229735.6875; 2052: -210115.9688; 2053: -199798.8203; 2054: -154981.8906; 2055: -154487.5781; 2056: -111272.1406; 2057: -99212.4062
Gen 190MW CT | Gas/Oil:Combustion Turbine | DEF | DEF | [5 empty] | 3395.6902 | 4110.0699 | 8697.3438 | 11803.1104 | 8852.1907 | 9073.4971 | 40669.6282 | 72842.8814 | 81415.6182 | 89725.0564 | 62495.9854 | 86197.9193 | 39709.1205 | 47216.8653 | 52714.0068 | 104644.0995 | 65319.4072 | 206503.4639 | 103016.9179 | 171109.9797 | 97557.3244 | 319804.2119 | 758879.1685 | 236359.2755 | 252501.7865 | 219711.709 | 209893.3196 | 222301.5442 | 238599.701 | 272634.8401
Gen 190MW CT H2 | Gas/Oil:Combustion Turbine | DEF | DEF | 2043: 26236.8475; 2044: 41998.7408; 2045: 66097.8371; 2046: 60637.4166; 2047: 104014.0818; 2048: 105448.5513; 2049: 205735.6608; 2050: 662720.0532; 2051: 417930.3797; 2052: 499275.2571; 2053: 495871.123; 2054: 535883.1495; 2055: 518466.59; 2056: 520285.7263; 2057: 479060.8649
HEAT | Demand:Demand Response | DEF | DEF | 0 | 0 | 0 | 0 | 0 | 0 | 0 | 0 | 0 | 0 | 0 | 0 | 0 | 0 | 0 | 0 | 0 | 0 | 0 | 0 | 0 | 0 | 0 | 0 | 0 | 0 | 0 | 0 | 0 | 0 | 0 | 0 | 0 | 0 | 0
Hines CC 1 | Gas/Oil:Combined Cycle | DEF | DEF | 2023: 133403.0376; 2024: 116622.0081; 2025: 115539.3237; 2026: 87950.4907; 2027: 103911.9888; 2028: 96503.3613; 2029: 107928.6152; 2030: 89476.0481; 2031: 71548.3628; 2032: 54272.4856; 2033: 58572.7339; 2034: 73714.6797; 2035: 112792.6562; 2036: 117885.1478; 2037: 147693.894; 2038: 113326.1472; 2039: 25741.6226
Hines CC 2 | Gas/Oil:Combined Cycle | DEF | DEF | 144409.0532 | 122681.7954 | 118933.7026 | 136482.4189 | 126590.9111 | 140825.1772 | 120641.5497 | 125936.084 | 107156.9419 | 107748.9224 | 112246.5005 | 123904.645 | 141140.0553 | 142988.1654 | 167787.6714 | 152574.532 | 142315.0947 | 143231.2922 | 128969.8124 | 88642.8639 | 13932.4037
Hines CC 3 | Gas/Oil:Combined Cycle | DEF | DEF | 154522.3964 | 124580.6982 | 119465.603 | 115706.1892 | 142752.333 | 141135.666 | 148697.248 | 121860.123 | 139558.5269 | 131376.511 | 143299.9541 | 144633.1897 | 175992.9438 | 176289.0107 | 201180.6172 | 168551.314 | 177766.7727 | 172605.4902 | 168977.7136 | 132112.1637 | 151090.2207 | 126890.7309 | 29426.0111
Hines CC 4 | Gas/Oil:Combined Cycle | DEF | DEF | 134584.7325 | 126878.96 | 96642.1517 | 110806.1429 | 101293.5245 | 134321.8916 | 120956.7202 | 125960.3281 | 103455.9186 | 127192.3076 | 130649.6516 | 153715.499 | 143290.7974 | 170854.8281 | 163363.0713 | 178302.8223 | 170634.7529 | 187710.9248 | 176871.7822 | 194601.5938 | 187384.9678 | 197243.0693 | 183450.7927 | 148243.2107 | 33305.4497
INT CITY 1 | Gas/Oil:Combustion Turbine | DEF | DEF | 2023: 35.0559; 2024: 12.4194; 2025: 0; 2026: 39.4959; 2027: 65.9766; 2028: 76.901; 2029: 31.8861; 2030: 117.8101; 2031: 162.3885; 2032: 52.1697; 2033: 13.331; 2034: 0
INT CITY 10 | Gas/Oil:Combustion Turbine | DEF | DEF | 2023: 326.3954; 2024: 956.1624; 2025: 749.5223; 2026: 434.5769; 2027: 840.9601; 2028: 817.6401; 2029: 696.4325; 2030: 686.2061; 2031: 1011.4012; 2032: 393.0718; 2033: 374.459; 2034: 952.7447; 2035: 894.3722; 2036: 1397.4323; 2037: 1594.7886; 2038: 359.6474
INT CITY 11 | Gas/Oil:Combustion Turbine | DEF | DEF | 0 | 528.7795 | 243.3732 | 144.2086 | 430.5683 | 316.9359 | 126.4447 | 337.3697 | 625.835 | 169.8154 | 0 | 118.423 | 409.1462 | 1108.3353 | 1464.5801 | 924.118 | 1443.5615 | 181.2525 | 103.2316 | 383.9574 | 483.7586 | 114.6547
INT CITY 12 | Gas/Oil:Combustion Turbine | DEF | DEF | 222.2694 | 842.7062 | 553.4186 | 313.4905 | 752.6563 | 867.9402 | 492.693 | 648.1382 | 914.6816 | 272.8394 | 118.4954 | 507.5626 | 629.3801 | 931.861 | 1286.1341 | 1387.7016 | 1758.7091 | 938.072 | 1323.298 | 1756.9804 | 4068.6836 | 2978.502 | 859.0863
INT CITY 13 | Gas/Oil:Combustion Turbine | DEF | DEF | 814.9654 | 1388.6123 | 1021.3604 | 674.7797 | 967.3547 | 1097.5971 | 740.8137 | 898.9711 | 1217.7337 | 553.5689 | 355.7728 | 764.5983 | 957.0125 | 1193.2319 | 2275.5343 | 1632.2175 | 1955.9527 | 1691.2818 | 1924.7618 | 2030.826 | 4488.1275 | 4281.4213 | 1566.9326
INT CITY 14 | Gas/Oil:Combustion Turbine | DEF | DEF | 1107.7565 | 1416.3774 | 1199.5512 | 588.5754 | 1120.059 | 1118.8732 | 974.5654 | 969.1058 | 1173.837 | 655.8567 | 479.4563 | 781.2374 | 944.8021 | 1205.2192 | 2163.5164 | 2316.5436 | 2538.2998 | 1564.9396 | 2337.7757 | 2499.2313 | 5042.3331 | 4019.9378 | 1516.9511
INT CITY 2 | Gas/Oil:Combustion Turbine | DEF | DEF | 2023: 0; 2024: 0; 2025: 0; 2026: 20.4299; 2027: 14.4208; 2028: 13.079; 2029: 9.6127; 2030: 30.7881; 2031: 127.7312; 2032: 8.7804; 2033: 0; 2034: 0
INT CITY 3 | Gas/Oil:Combustion Turbine | DEF | DEF | 2023: 0; 2024: 30.0278; 2025: 10.4027; 2026: 19.9186; 2027: 51.3227; 2028: 60.858; 2029: 27.8668; 2030: 77.6389; 2031: 167.2863; 2032: 47.7929; 2033: 0; 2034: 0
INT CITY 4 | Gas/Oil:Combustion Turbine | DEF | DEF | 2023: 31.1254; 2024: 42.9842; 2025: 20.6419; 2026: 26.2475; 2027: 102.5885; 2028: 44.7503; 2029: 40.4934; 2030: 74.5693; 2031: 44.5525; 2032: 52.338; 2033: 0; 2034: 0
INT CITY 5 | Gas/Oil:Combustion Turbine | DEF | DEF | 2023: 0; 2024: 0; 2025: 0; 2026: 35.055; 2027: 26.9344; 2028: 48.4393; 2029: 18.3664; 2030: 30.5752; 2031: 114.2663; 2032: 21.7252; 2033: 0; 2034: 0
INT CITY 6 | Gas/Oil:Combustion Turbine | DEF | DEF | 2023: 12.5907; 2024: 114.4302; 2025: 9.7445; 2026: 43.4592; 2027: 149.8281; 2028: 131.5983; 2029: 28.0177; 2030: 112.7071; 2031: 221.72; 2032: 54.9068; 2033: 25.9568; 2034: 0
INT CITY 7 | Gas/Oil:Combustion Turbine | DEF | DEF | 2023: 2123.4303; 2024: 2495.0074; 2025: 1770.8339; 2026: 1695.0478; 2027: 1763.1605; 2028: 2230.8504; 2029: 1495.0236; 2030: 1508.246; 2031: 1520.6064; 2032: 952.1494; 2033: 884.079; 2034: 1977.172; 2035: 1973.4784; 2036: 2429.0693; 2037: 3239.3881; 2038: 788.6904
INT CITY 8 | Gas/Oil:Combustion Turbine | DEF | DEF | 2023: 1184.6721; 2024: 1892.0278; 2025: 1566.5896; 2026: 1131.2542; 2027: 1567.5747; 2028: 1589.1821; 2029: 1453.2625; 2030: 1304.7293; 2031: 1148.7462; 2032: 897.2251; 2033: 704.5573; 2034: 1712.3001; 2035: 1535.7379; 2036: 1895.1683; 2037: 2814.6948; 2038: 425.9188
INT CITY 9 | Gas/Oil:Combustion Turbine | DEF | DEF | 2023: 1165.7268; 2024: 1858.4143; 2025: 1387.8779; 2026: 1292.7197; 2027: 1191.2459; 2028: 1704.5764; 2029: 1410.98; 2030: 1312.9232; 2031: 1311.2103; 2032: 755.3937; 2033: 589.8297; 2034: 1777.8852; 2035: 1301.8135; 2036: 1965.7694; 2037: 2610.2217; 2038: 636.3118
INTER | Demand:Demand Response | DEF | DEF | 0 | 0 | 0 | 0 | 0 | 0 | 0 | 0 | 0 | 0 | 0 | 0 | 0 | 0 | 0 | 0 | 0 | 0 | 0 | 0 | 0 | 0 | 0 | 0 | 0 | 0 | 0 | 0 | 0 | 0 | 0 | 0 | 0 | 0 | 0
Mulberry | Gas/Oil:Combined Cycle | DEF | DEF | 2023: 149783.5234; 2024: 67188.5723
New DEF OnShore Wind | Renewable:Wind | DEF | DEF | 2048: 5939.0383; 2049: 16545.0853; 2050: 21380.4588; 2051: 21802.4893; 2052: 22323.7126; 2053: 29577.9823; 2054: 42075.5323; 2055: 55105.054; 2056: 68807.6362; 2057: 83163.5217
New DEF OnShore Wind PTC | Renewable:Wind | DEF | DEF | 2043: -1107.1167; 2044: -4945.7682; 2045: -8740.1299; 2046: -13298.8114; 2047: -14920.2734; 2048: -17578.1436; 2049: -16039.7168; 2050: -11779.845; 2051: -12909.8748; 2052: -15079.6394; 2053: -17018.1132; 2054: -13804.1509; 2055: -10950.2396; 2056: -7399.5757; 2057: -3120.2892
NSG Vand CT 1 | Gas/Oil:Combustion Turbine | DEF | DEF | 2023: 21491.3045; 2024: 20151.8756; 2025: 15538.0855; 2026: 14849.0993; 2027: 4127.4938
NSG Vand CT 2 | Gas/Oil:Combustion Turbine | DEF | DEF | 2023: 21527.0012; 2024: 21037.6365; 2025: 16440.3028; 2026: 15658.1069; 2027: 4441.7268
NSG Vand CT 3 | Gas/Oil:Combustion Turbine | DEF | DEF | 2023: 24205.4309; 2024: 22125.6516; 2025: 17212.5562; 2026: 15633.7484; 2027: 4310.2724
NSG Vand CT 4 | Gas/Oil:Combustion Turbine | DEF | DEF | 2023: 25442.856; 2024: 22988.2514; 2025: 18135.43; 2026: 18685.0632; 2027: 4523.2129
Orange Cogen | Gas/Oil:Combined Cycle | DEF | DEF | 2023: 125718.3315; 2024: 113084.5908; 2025: 118162.9771
Orlando Cogen | Gas/Oil:Combined Cycle | DEF | DEF | 2023: 180080.8389
Osprey 1 0 | Gas/Oil:Combined Cycle | DEF | DEF | 2023: 75171.8784; 2024: 60341.0071
Osprey 1 1 | Gas/Oil:Combined Cycle | DEF | DEF | 2023: 39656.4812; 2024: 34014.5611
Osprey 1 2 | Gas/Oil:Combined Cycle | DEF | DEF | 2023: 2943.6557; 2024: 2478.614
OspreyAcq | Gas/Oil:Combined Cycle | DEF | DEF |  | 30015.4873 | 155307.9946 | 152868.5967 | 150808.8309 | 164020.5483 | 151239.2112 | 152215.5781 | 146478.0518 | 153323.2739 | 164956.1353 | 168190.0283 | 174129.3728 | 174135.0098 | 199454.2954 | 193161.4775 | 186181.6562 | 196299.0547 | 176980.7004 | 173258.4558 | 176859.2957 | 62533.563
OspreyAcqDF | Gas/Oil:Combined Cycle | DEF | DEF |  | 204.9397 | 4071.2794 | 4554.7394 | 4134.7792 | 4286.3428 | 4218.1236 | 4211.5939 | 2497.8996 | 2419.083 | 2759.3804 | 5493.3852 | 6985.1549 | 7973.7735 | 7673.1663 | 6780.2003 | 8347.2493 | 6931.8656 | 7376.4944 | 5073.2659 | 8089.6763 | 614.2529
Pasco County | Renewable:Biomass | DEF | DEF | 2023: 36056.9646; 2024: 38226.0868; 2025: 7169.063; 2026: 3466.6285; 2027: 3690.0012; 2028: 3600.5453; 2029: 3566.5166; 2030: 3377.357; 2031: 3531.1627; 2032: 3355.9072; 2033: 3355.8544; 2034: 3781.2612; 2035: 4037.6025; 2036: 4605.535; 2037: 4706.7061; 2038: 4343.1847; 2039: 4727.7083; 2040: 4527.0024; 2041: 4930.5153; 2042: 4708.8775
Pinellas County | Renewable:Biomass | DEF | DEF | 2023: 84380.4822; 2024: 89696.2736; 2025: 15516.1656; 2026: 8421.9578; 2027: 8214.1834; 2028: 8637.7728; 2029: 8622.9846; 2030: 8308.6526; 2031: 8376.7611; 2032: 7804.5479; 2033: 8173.126; 2034: 8727.8485; 2035: 9469.4731; 2036: 9559.9961; 2037: 10701.4458; 2038: 10098.3745; 2039: 11857.2878; 2040: 11007.8476; 2041: 11680.2993; 2042: 11423.8708
Shady Hills 1 | Gas/Oil:Combustion Turbine | DEF | DEF | 2023: 12920.6626; 2024: 2290.969
Shady Hills 2 | Gas/Oil:Combustion Turbine | DEF | DEF | 2023: 11657.7344; 2024: 2358.7393
Shady Hills 3 | Gas/Oil:Combustion Turbine | DEF | DEF | 2023: 12600.8434; 2024: 2371.464
Solar 3rdParty Block 1 | Renewable:Solar PV | DEF | DEF |  | 3604.7037 | 5260.691 | 9071.9774 | 12317.2296 | 16888.7029 | 18461.9846 | 20895.8253 | 23443.1692 | 22174.4602 | 22850.3771 | 25341.6577 | 26453.1124 | 28574.8727 | 29785.8135 | 27432.5032 | 30616.8566 | 29848.6833 | 30538.8174 | 30157.6633 | 32447.5525 | 32847.9705 | 40600.2002 | 34561.1764 | 38317.1781 | 29106.8504 | 27875.8658 | 86980.3901 | 56819.8402 | 56919.2894 | 59757.0625 | 64403.4053 | 59042.432 | 63577.611 | 53595.4154
Solar 3rdParty Block 2 | Renewable:Solar PV | DEF | DEF | [9 empty] | 3561.9882 | 6160.6158 | 11092.9698 | 14335.7642 | 20349.8307 | 24334.9237 | 26993.2483 | 33520.4237 | 32679.427 | 33435.0078 | 33017.7019 | 35524.7981 | 35963.2007 | 44450.6436 | 37838.8699 | 41951.0476 | 31867.2659 | 30519.5298 | 95229.3641 | 62208.5976 | 62317.267 | 65424.1938 | 70511.145 | 64641.7764 | 69606.9609 | 58678.2898
Solar 3rdParty Block 3 | Renewable:Solar PV | DEF | DEF | 2040: 4908.2206; 2041: 8570.3547; 2042: 13431.2877; 2043: 18303.8466; 2044: 24137.9308; 2045: 34527.4515; 2046: 35218.5785; 2047: 43667.4218; 2048: 33171.0845; 2049: 31768.2067; 2050: 99125.5883; 2051: 64753.819; 2052: 64867.0621; 2053: 68101.0013; 2054: 73396.0629; 2055: 67286.7069; 2056: 72455.0055; 2057: 61079.2072
Solar 3rdParty Block 4 | Renewable:Solar PV | DEF | DEF | 2048: 4791.6661; 2049: 8143.1054; 2050: 40221.92; 2051: 33363.8517; 2052: 33422.0934; 2053: 35088.308; 2054: 37816.5706; 2055: 34668.8248; 2056: 37331.7559; 2057: 31470.4647
Solar DEF Bay Ranch | Renewable:Solar PV | DEF | DEF | -3797.394 | -6162.3334 | -6098.1013 | -6049.3755 | -5995.8184 | -6650.494 | -7189.9331 | -7132.1451 | -7074.5526 | -7634.5211 | -1890.8232 | 862 | 883 | 946 | 929 | 946 | 968 | 991 | 1015 | 1044 | 1064 | 1089 | 1115 | 1142 | 1175 | 1198 | 1227 | 1257 | 1288 | 1288 | 1288 | 1288 | 1288 | 1288 | 1288
Solar DEF Bay Trail | Renewable:Solar PV | DEF | DEF | -5608.1826 | -6142.9244 | -6077.8497 | -6024.1992 | -5923.7197 | -6627.7101 | -7165.9391 | -7108.2408 | -7044.7393 | -6548.4425 | 850 | 869 | 932 | 916 | 932 | 954 | 976 | 1000 | 1028 | 1048 | 1073 | 1098 | 1125 | 1157 | 1180 | 1208 | 1238 | 1268 | 1304 | 1304 | 1304 | 1304 | 1304 | 1304 | 1304
Solar DEF Charlie Creek | Renewable:Solar PV | DEF | DEF | -5386.1924 | -5896.0744 | -5838.6502 | -5790.7008 | -5695.9133 | -6367.3297 | -6882.5685 | -6830.8756 | -6774.3725 | -5057.5386 | 712 | 727 | 783.9999 | 761 | 771.9999 | 788 | 804 | 820 | 842 | 854 | 872 | 890 | 909 | 933 | 947 | 967 | 988 | 1009 | 1035 | 1035 | 1035 | 1035 | 1035 | 1035 | 1035
Solar DEF Columbia | Renewable:Solar PV | DEF | DEF | 827.7773 | 847.5346 | 938.6952 | 950.0155 | 973.1956 | 1008.7103 | 1021.1056 | 1045.8802 | 1083.5396 | 1097.2077 | 1176.8997 | 1163.9227 | 1179.1386 | 1207.9071 | 1250.7807 | 1267.845 | 1299.0836 | 1345.0675 | 1364.2653 | 1398.2714 | 1447.6754 | 1469.2642 | 1506.3094 | 1559.4218 | 1583.6409 | 1623.9853 | 1681.0911 | 1726.9887 | 1726.9887 | 1726.9887 | 1726.9887 | 1726.9887 | 1726.9887 | 1726.9887 | 1726.9887
Solar DEF County Line | Renewable:Solar PV | DEF | DEF |  |  | -5560.7467 | -6111.9113 | -6287.3543 | -7020.0896 | -7142.6371 | -7084.8659 | -7271.5812 | -7475.6666 | -7390.1875 | -7575.1699 | 315.8531 | 896.75 | 960.25 | 944.25 | 961.5 | 984.25 | 1007.5 | 1031.25 | 1060.75 | 1081 | 1106.75 | 1133.5 | 1160.75 | 1193.75 | 1217.75 | 1247.25 | 1277.75 | 1309.6938 | 1342.436 | 1375.9969 | 1410.3969 | 1445.6568 | 1481.7981
Solar DEF Debary | Renewable:Solar PV | DEF | DEF | 930.7841 | 955.6468 | 981.8351 | 1003.2983 | 1026.5172 | 1054.1579 | 1081.1587 | 1103.4543 | 1131.6465 | 1156.577 | 1221.3925 | 1231.1715 | 1242.8178 | 1270.2655 | 1304.1395 | 1333.279 | 1368.1249 | 1402.1723 | 1432.6057 | 1466.3816 | 1505.8819 | 1544.1198 | 1578.3298 | 1619.788 | 1657.3209 | 1697.205 | 1743.3671 | 1755.3036 | 1755.3036 | 1755.3036 | 1755.3036 | 1755.3036 | 1755.3036 | 1755.3036 | 1755.3036
Solar DEF Duette | Renewable:Solar PV | DEF | DEF | 634 | 649 | 664 | 685 | 752 | 770.0001 | 788 | 807 | 831 | 845 | 865 | 886 | 949 | 933 | 950 | 972 | 995 | 1019 | 1048 | 1068 | 1094 | 1120 | 1147 | 1180 | 1204 | 1233 | 1263 | 1294 | 1331 | 1331 | 1331 | 1331 | 1331 | 1331 | 1331
Solar DEF Falmouth | Renewable:Solar PV | DEF | DEF |  | -5200.5575 | -6111.3293 | -6080.3378 | -6031.3935 | -6736.517 | -7228.7009 | -7170.4981 | -7112.2481 | -7679.8513 | -7592.7713 | -255.4535 | 876 | 896.75 | 960.25 | 944.25 | 961.5 | 984.25 | 1007.5 | 1031.25 | 1060.75 | 1081 | 1106.75 | 1133.5 | 1160.75 | 1193.75 | 1217.75 | 1247.25 | 1277.75 | 1309.6938 | 1342.436 | 1375.9969 | 1410.3969 | 1445.6568 | 1481.7981
Solar DEF Fort Green | Renewable:Solar PV | DEF | DEF | -5597.3645 | -6131.1829 | -6066.1663 | -6012.5746 | -5912.1522 | -6614.9215 | -7152.1565 | -7094.5241 | -7031.0919 | -3623.8056 | 850 | 869 | 932 | 916 | 932 | 954 | 976 | 1000 | 1028 | 1048 | 1073 | 1098 | 1125 | 1157 | 1180 | 1208 | 1238 | 1268 | 1304 | 1304 | 1304 | 1304 | 1304 | 1304 | 1304
Solar DEF Hamilton | Renewable:Solar PV | DEF | DEF | 1178.7455 | 1266.3386 | 1294.4073 | 1323.0602 | 1352.3138 | 1382.1891 | 1412.7112 | 1443.9089 | 1475.8141 | 1561.5353 | 1541.8835 | 1576.1195 | 1611.2053 | 1647.1767 | 1684.0693 | 1721.9176 | 1760.7554 | 1800.6141 | 1841.5254 | 1883.5193 | 1926.6257 | 1970.8724 | 2016.2888 | 2062.903 | 2110.7435 | 2226.9534 | 2269.662 | 2269.662 | 2269.662 | 2269.662 | 2269.662 | 2269.662 | 2269.662 | 2269.662 | 2269.662
Solar DEF Hardeetown | Renewable:Solar PV | DEF | DEF | -3797.394 | -6162.3334 | -6098.1013 | -6049.3755 | -5995.8184 | -6650.494 | -7189.9331 | -7132.1451 | -7074.5526 | -7634.5211 | -1890.8232 | 862 | 883 | 946 | 929 | 946 | 968 | 991 | 1015 | 1044 | 1064 | 1089 | 1115 | 1142 | 1175 | 1198 | 1227 | 1257 | 1288 | 1288 | 1288 | 1288 | 1288 | 1288 | 1288
Solar DEF High Spring | Renewable:Solar PV | DEF | DEF | -2643.8061 | -6169.1912 | -6104.926 | -6056.166 | -6002.5744 | -6657.963 | -7197.9847 | -7140.1563 | -7082.5242 | -7643.0615 | -3590.5602 | 862 | 883 | 946 | 929 | 946 | 968 | 991 | 1015 | 1044 | 1064 | 1089 | 1115 | 1142 | 1175 | 1198 | 1227 | 1257 | 1288 | 1288 | 1288 | 1288 | 1288 | 1288 | 1288
Solar DEF Hildreth | Renewable:Solar PV | DEF | DEF | -3797.394 | -6162.3334 | -6098.1013 | -6049.3755 | -5995.8184 | -6650.494 | -7189.9331 | -7132.1451 | -7074.5526 | -7634.5211 | -1890.8232 | 862 | 883 | 946 | 929 | 946 | 968 | 991 | 1015 | 1044 | 1064 | 1089 | 1115 | 1142 | 1175 | 1198 | 1227 | 1257 | 1288 | 1288 | 1288 | 1288 | 1288 | 1288 | 1288
Solar DEF Lake Placid | Renewable:Solar PV | DEF | DEF | 610 | 629 | 677 | 693 | 710 | 726 | 748 | 761 | 779.0001 | 797 | 856 | 840 | 854 | 874 | 895 | 916 | 942 | 960 | 982 | 1006 | 1030 | 1060 | 1080 | 1106 | 1133 | 1160 | 1194 | 1194 | 1194 | 1194 | 1194 | 1194 | 1194 | 1194 | 1194
Solar DEF Mule Creek | Renewable:Solar PV | DEF | DEF |  | -5463.0363 | -6109.042 | -6078.0618 | -6029.1292 | -6733.9237 | -7226.0025 | -7167.8125 | -7109.5762 | -7676.8865 | -7589.9224 | 311.4127 | 876 | 896.75 | 960.25 | 944.25 | 961.5 | 984.25 | 1007.5 | 1031.25 | 1060.75 | 1081 | 1106.75 | 1133.5 | 1160.75 | 1193.75 | 1217.75 | 1247.25 | 1277.75 | 1309.6938 | 1342.436 | 1375.9969 | 1410.3969 | 1445.6568 | 1481.7981
Solar DEF Osc Perry Suw | Renewable:Solar PV | DEF | DEF | 0 | 0 | 0 | 0 | 0 | 0 | 0 | 0 | 0 | 0 | 0 | 0 | 0 | 0 | 0 | 0 | 0 | 0 | 0 | 0 | 0 | 0 | 0 | 0 | 0
Solar DEF Sandy Creek | Renewable:Solar PV | DEF | DEF | -5267.8996 | -5775.0722 | -5711.6924 | -5660.7884 | -5605.0455 | -6266.5259 | -6771.0012 | -6709.3606 | -6643.9098 | -2681.3767 | 857 | 883 | 938 | 953 | 964 | 988 | 1014 | 1040 | 1069 | 1094 | 1119 | 1146 | 1174 | 1206 | 1232 | 1260 | 1289 | 1319 | 1319 | 1319 | 1319 | 1319 | 1319 | 1319 | 1319
Solar DEF Santa Fe | Renewable:Solar PV | DEF | DEF | 1073 | 1095 | 1125 | 1209 | 1234 | 1263 | 1297 | 1328 | 1354 | 1390 | 1419 | 1503 | 1496 | 1521 | 1557 | 1598.0001 | 1632 | 1676.0001 | 1715.0001 | 1751.0001 | 1793.0001 | 1841.0001 | 1884.9999 | 1926 | 1977 | 2019.9999 | 2069.0001 | 2130 | 2130 | 2130 | 2130 | 2130 | 2130 | 2130 | 2130
Solar DEF St Pete Pier | Renewable:Solar PV | DEF | DEF | 0 | 0 | 0 | 0 | 0 | 0 | 0 | 0 | 0 | 0 | 0 | 0 | 0 | 0 | 0 | 0 | 0 | 0 | 0 | 0 | 0 | 0 | 0 | 0 | 0 | 0 | 0
Solar DEF Trenton | Renewable:Solar PV | DEF | DEF | 1075 | 1105 | 1189 | 1213 | 1242 | 1275 | 1306 | 1332 | 1367 | 1395 | 1479 | 1471 | 1497 | 1532 | 1572.9999 | 1605.9999 | 1649.0001 | 1688.0001 | 1722.9999 | 1764.9999 | 1812 | 1856.0001 | 1896 | 1947 | 1989 | 2037.9999 | 2097.9999 | 2097.9999 | 2097.9999 | 2097.9999 | 2097.9999 | 2097.9999 | 2097.9999 | 2097.9999 | 2097.9999
Solar DEF Twin Rivers | Renewable:Solar PV | DEF | DEF | 982.72 | 1002.0865 | 1030.6936 | 1110.9782 | 1133.8051 | 1160.9943 | 1192.7153 | 1222.1645 | 1246.1922 | 1279.9856 | 1306.2741 | 1388.3456 | 1378.5449 | 1401.9644 | 1435.4877 | 1474.3234 | 1505.1901 | 1546.4388 | 1583.282 | 1616.8982 | 1656.1727 | 1701.3223 | 1742.963 | 1780.5383 | 1829.2711 | 1869.1941 | 1915.3332 | 1972.9204 | 1972.9204 | 1972.9204 | 1972.9204 | 1972.9204 | 1972.9204 | 1972.9204 | 1972.9204
Solar DEF Winquepin | Renewable:Solar PV | DEF | DEF |  | -5463.0363 | -6109.042 | -6078.0618 | -6029.1292 | -6733.9237 | -7226.0025 | -7167.8125 | -7109.5762 | -7676.8865 | -7589.9224 | 311.4127 | 876 | 896.75 | 960.25 | 944.25 | 961.5 | 984.25 | 1007.5 | 1031.25 | 1060.75 | 1081 | 1106.75 | 1133.5 | 1160.75 | 1193.75 | 1217.75 | 1247.25 | 1277.75 | 1309.6938 | 1342.436 | 1375.9969 | 1410.3969 | 1445.6568 | 1481.7981
Solar+Storage DEF NEW 1 | Renewable:Solar PV | DEF | DEF | 2039: 874.5881; 2040: 11649.405; 2041: 22907.3053; 2042: 33722.7798; 2043: 34393.021; 2044: 35076.5837; 2045: 35773.7263; 2046: 36484.74; 2047: 37209.8723; 2048: 37949.4158; 2049: 38703.6687; 2050: 39472.9038; 2051: 40257.4312; 2052: 41057.5466; 2053: 41873.5642; 2054: 42705.7991; 2055: 43554.5713; 2056: 44420.2234; 2057: 45303.0793
Solar+Storage DEF NEW 1 PTC + ITC | Renewable:Solar PV | DEF | DEF | 2029: -330.3156; 2030: -10386.4113; 2031: -21615.9167; 2032: -33041.4368; 2033: -32054.1365; 2034: -32954.7283; 2035: -33827.5569; 2036: -34813.9817; 2037: -33755.1094; 2038: -34555.8562; 2039: -34948.3564; 2040: -23819.9333; 2041: -11388.8306
Standby | Demand:Demand Response | DEF | DEF | 0 | 0 | 0 | 0 | 0 | 0 | 0 | 0 | 0 | 0 | 0 | 0 | 0 | 0 | 0 | 0 | 0 | 0 | 0 | 0 | 0 | 0 | 0 | 0 | 0 | 0 | 0 | 0 | 0 | 0 | 0 | 0 | 0 | 0 | 0
SUWANNEE_P 1 | Gas/Oil:Combustion Turbine | DEF | DEF | 2023: 858.862; 2024: 873.3443; 2025: 881.5827; 2026: 907.2474; 2027: 790.4073; 2028: 923.0515; 2029: 872.7352; 2030: 877.6259; 2031: 983.6639; 2032: 635.2577; 2033: 410.5093; 2034: 126.0917
SUWANNEE_P 2 | Gas/Oil:Combustion Turbine | DEF | DEF | 2023: 866.6012; 2024: 832.9204; 2025: 761.8957; 2026: 740.9325; 2027: 592.115; 2028: 861.6756; 2029: 864.9935; 2030: 829.9534; 2031: 861.2002; 2032: 601.2583; 2033: 338.9348; 2034: 111.8399
SUWANNEE_P 3 | Gas/Oil:Combustion Turbine | DEF | DEF | 2023: 1331.9785; 2024: 1346.5471; 2025: 1312.8287; 2026: 1334.8029; 2027: 1094.0286; 2028: 1255.0515; 2029: 1198.9568; 2030: 1104.8448; 2031: 1218.3309; 2032: 883.1566; 2033: 489.8517; 2034: 167.6294
Tigerbay 1 | Gas/Oil:Combined Cycle | DEF | DEF | 2023: 58070.9838; 2024: 47277.7865; 2025: 43779.8579; 2026: 49889.8806; 2027: 43606.3567; 2028: 49977.4561; 2029: 42138.3076; 2030: 39443.8783; 2031: 31783.6517; 2032: 33279.1157; 2033: 29137.9404; 2034: 39231.6895; 2035: 15374.8004
U OF FL 1 | Gas/Oil:Combustion Turbine | DEF | DEF | 2023: 21428.101; 2024: 17924.211; 2025: 17014.8744; 2026: 16770.7839; 2027: 14204.306
Voltage Red | Demand:Demand Response | DEF | DEF | 0 | 0 | 0 | 0 | 0 | 0 | 0 | 0 | 0 | 0 | 0 | 0 | 0 | 0 | 0 | 0 | 0 | 0 | 0 | 0 | 0 | 0 | 0 | 0 | 0 | 0 | 0 | 0 | 0 | 0 | 0 | 0 | 0 | 0 | 0
WaterHtr_PP | Demand:Demand Response | DEF | DEF | 0 | 0 | 0 | 0 | 0 | 0 | 0 | 0 | 0 | 0 | 0 | 0 | 0 | 0 | 0 | 0 | 0 | 0 | 0 | 0 | 0 | 0 | 0 | 0 | 0 | 0 | 0 | 0 | 0 | 0 | 0 | 0 | 0 | 0 | 0
Total |  |  |  | 2564215.6445 | 2014825.7427 | 1710355.749 | 1590573.0922 | 1591090.5316 | 1632946.3581 | 1618867.6722 | 1564366.7239 | 1522344.4168 | 1550936.9606 | 1681445.5678 | 1833773.2171 | 1951374.0089 | 2038268.9748 | 2167573.7835 | 2037760.3791 | 2050458.1205 | 1965779.7894 | 2000248.4354 | 1879123.9188 | 1895467.1499 | 1651421.0119 | 1627496.1795 | 1305883.1176 | 1313322.9204 | 1213293.2877 | 1440585.1365 | 3208329.8312 | 2026943.552 | 2386225.2991 | 2552211.0435 | 2999794.9377 | 3249704.7557 | 3695636.19 | 3979274.4607
Group Totals
Resource | Type | BA | Area | 2023 | 2024 | 2025 | 2026 | 2027 | 2028 | 2029 | 2030 | 2031 | 2032 | 2033 | 2034 | 2035 | 2036 | 2037 | 2038 | 2039 | 2040 | 2041 | 2042 | 2043 | 2044 | 2045 | 2046 | 2047 | 2048 | 2049 | 2050 | 2051 | 2052 | 2053 | 2054 | 2055 | 2056 | 2057
Total | Coal:Conventional | DEF | DEF | 2023: 110098.9861; 2024: 111369.756; 2025: 110192.4107; 2026: 94089.0576; 2027: 109414.533; 2028: 141636.9802; 2029: 142925.6317; 2030: 157338.8588; 2031: 215180.6296; 2032: 196336.0893; 2033: 207726.6925; 2034: 76773.8494
Total | Demand:Demand Response | DEF | DEF | 0 | 0 | 0 | 0 | 0 | 0 | 0 | 0 | 0 | 0 | 0 | 0 | 0 | 0 | 0 | 0 | 0 | 0 | 0 | 0 | 0 | 0 | 0 | 0 | 0 | 0 | 0 | 0 | 0 | 0 | 0 | 0 | 0 | 0 | 0
Total | Gas/Oil:Combined Cycle | DEF | DEF | 2072055.7256 | 1579496.5182 | 1470263.4736 | 1349434.0311 | 1376963.1096 | 1409548.4376 | 1425290.2591 | 1368449.3694 | 1286157.926 | 1342557.1826 | 1391058.5896 | 1527613.2481 | 1625717.2297 | 1682676.4274 | 1736954.4304 | 1757548.9457 | 1711145.6691 | 1689473.4727 | 1692533.6258 | 1627837.4776 | 1601937.2005 | 1426548.5939 | 1237415.626 | 1086951.2389 | 952772.5171 | 807990.139 | 583746.1379 | 1060018.707 | 603989.1297 | 627624.9612 | 633887.4034 | 634681.0297 | 634494.2904 | 606330.7369 | 612617.8736
Total | Gas/Oil:Combustion Turbine | DEF | DEF | 167175.2811 | 131944.3035 | 101480.6558 | 96206.4264 | 47965.8504 | 22020.2691 | 19604.4286 | 24507.5352 | 30130.129 | 19027.7159 | 16817.4815 | 53357.7193 | 85430.4121 | 94895.0017 | 107173.9145 | 70967.1346 | 93894.4424 | 44084.6664 | 52905.9323 | 59385.0019 | 144963.8497 | 118712.6639 | 276544.2711 | 163654.3345 | 275124.0616 | 203005.8757 | 525539.8727 | 1421599.2217 | 654289.6552 | 751777.0436 | 715582.832 | 745776.4691 | 740768.1342 | 758885.4274 | 751695.705
Total | Gas/Oil:Steam Turbine | DEF | DEF | 2023: 116524.1019; 2024: 112195.2147; 2025: 59533.0214; 2026: 88612.7374; 2027: 87239.9486; 2028: 93106.6284; 2029: 69253.6094; 2030: 59706.6866; 2031: 44169.5479; 2032: 38552.26; 2033: 38071.7764; 2034: 75732.067; 2035: 97931.2536; 2036: 98273.947; 2037: 151430.6154; 2038: 66860.5122; 2039: 96617.5464; 2040: 82286.2863; 2041: 75564.05; 2042: 19573.3285
Total | Nuclear:Nuclear | DEF | DEF | 2038: -29131.3242; 2039: -44082.0703; 2040: -74138.4277; 2041: -76378.2422; 2042: -107483.7266; 2043: -122308.75; 2044: -172291.9297; 2045: -190421.4766; 2046: -234948.8672; 2047: -208212.7578; 2048: -43246.0227; 2049: 99879.2251; 2050: 287463.2288; 2051: 444608.0361; 2052: 682780.2969; 2053: 861254.6729; 2054: 1251549.9258; 2055: 1516151.2969; 2056: 1936356.8145; 2057: 2239197.8672
Total | Renewable:Biomass | DEF | DEF | 2023: 126945.1501; 2024: 133393.7157; 2025: 27708.6138; 2026: 17012.4381; 2027: 17151.1681; 2028: 17734.7544; 2029: 17290.1573; 2030: 16569.9898; 2031: 16949.9967; 2032: 15953.2072; 2033: 16585.2811; 2034: 17987.2874; 2035: 19470.9002; 2036: 20512.7776; 2037: 22329.9315; 2038: 20955.6395; 2039: 23351.9431; 2040: 22419.0202; 2041: 23375.7341; 2042: 23028.5686
Total | Renewable:Solar PV | DEF | DEF | -28583.6003 | -53573.7654 | -58822.4263 | -54781.5984 | -50762.8051 | -54181.6317 | -58584.4323 | -65317.7596 | -73307.8322 | -76749.7618 | -29334.5273 | 13127.6608 | 27230.8794 | 35415.0356 | 42172.1049 | 42004.2604 | 52702.6659 | 78464.0958 | 107809.3333 | 134629.5032 | 145570.5738 | 153500.2646 | 181423.9123 | 170840.0157 | 188511.496 | 164964.6201 | 165775.8297 | 390352.041 | 287106.4142 | 288413.9086 | 300205.7486 | 318928.8453 | 299427.7736 | 317766.0584 | 280645.5236
Total | Renewable:Wind | DEF | DEF | 2043: -1107.1167; 2044: -4945.7682; 2045: -8740.1299; 2046: -13298.8114; 2047: -14920.2734; 2048: -11639.1053; 2049: 505.3685; 2050: 9600.6139; 2051: 8892.6146; 2052: 7244.0732; 2053: 12559.8691; 2054: 28271.3814; 2055: 44154.8144; 2056: 61408.0606; 2057: 80043.2325
Total | Storage:Battery | DEF | DEF |  |  |  |  | 3118.7271 | 3080.9202 | 3088.0184 | 3112.0437 | 3064.0197 | 15260.2675 | 40520.2739 | 69181.3853 | 95593.334 | 106495.7856 | 107512.7867 | 108555.2109 | 116827.924 | 123190.6758 | 124438.002 | 122153.7656 | 126411.3926 | 129897.1875 | 131273.9766 | 132685.207 | 120047.877 | 92217.7808 | 65138.7026 | 39296.0188 | 28057.7021 | 28385.0156 | 28720.5176 | 20587.2864 | 14708.4463 | 14889.0923 | 15074.2588
Solar 5
Resource | Type | BA | Area | 2023 | 2024 | 2025 | 2026 | 2027 | 2028 | 2029 | 2030 | 2031 | 2032 | 2033 | 2034 | 2035 | 2036 | 2037 | 2038 | 2039 | 2040 | 2041 | 2042 | 2043 | 2044 | 2045 | 2046 | 2047 | 2048 | 2049 | 2050 | 2051 | 2052 | 2053 | 2054 | 2055 | 2056 | 2057
AC | Demand:Demand Response | DEF | DEF | 0 | 0 | 0 | 0 | 0 | 0 | 0 | 0 | 0 | 0 | 0 | 0 | 0 | 0 | 0 | 0 | 0 | 0 | 0 | 0 | 0 | 0 | 0 | 0 | 0 | 0 | 0 | 0 | 0 | 0 | 0 | 0 | 0 | 0 | 0
Anclote 1 | Gas/Oil:Steam Turbine | DEF | DEF | 2023: 69919.1954; 2024: 68916.3399; 2025: 33539.9093; 2026: 49566.1086; 2027: 48437.9475; 2028: 50402.6935; 2029: 42251.4023; 2030: 34986.3556; 2031: 21710.5772; 2032: 21315.5402; 2033: 16717.0329; 2034: 43670.0662; 2035: 47142.4397; 2036: 54365.3812; 2037: 69304.9027; 2038: 39117.7698; 2039: 53419.9462; 2040: 41788.2722; 2041: 36866.0387; 2042: 10676.2769
Anclote 2 | Gas/Oil:Steam Turbine | DEF | DEF | 2023: 45849.3076; 2024: 43362.574; 2025: 24246.2997; 2026: 32862.2839; 2027: 34249.2037; 2028: 36245.8116; 2029: 25181.0164; 2030: 20712.6372; 2031: 20337.6464; 2032: 18787.7724; 2033: 19518.3527; 2034: 28862.3724; 2035: 42757.7702; 2036: 35534.7046; 2037: 62792.1051; 2038: 19304.3479; 2039: 28164.7499; 2040: 30460.132; 2041: 24809.8215; 2042: 9116.3793
As Avail | Gas/Oil:Combined Cycle | DEF | DEF | 100.8447 | 83.0563 | 73.2763 | 73.7258 | 73.1249 | 83.0074 | 79.5557 | 74.6115 | 78.9089 | 72.2721 | 75.9297 | 84.569 | 89.8463 | 92.1419 | 104.5558 | 88.7276 | 97.8663 | 104.5726 | 98.7653 | 106.2315 | 113.0652 | 112.2183 | 157.8445 | 117.9418 | 111.9188 | 87.8806 | 140.7306 | 283.3095 | 184.166 | 236.875 | 212.4492 | 184.7196 | 191.5277 | 249.2814 | 181.8646
As Avail PCS | Renewable:Biomass | DEF | DEF | 2023: 6449.8768; 2024: 5477.8447; 2025: 4897.5143; 2026: 5022.699; 2027: 5143.926; 2028: 5597.2094; 2029: 5157.4342; 2030: 4784.4469; 2031: 5229.1212; 2032: 4810.9964; 2033: 5133.9085; 2034: 5580.3076; 2035: 5980.2589; 2036: 6000.3551; 2037: 6729.2787; 2038: 6619.1282; 2039: 6579.2893; 2040: 6795.4131; 2041: 6783.6195; 2042: 6913.2091
Bartow CC 1 0 | Gas/Oil:Combined Cycle | DEF | DEF | 310473.417 | 250595.9072 | 260885.4102 | 249404.3516 | 243833.8994 | 258090.9365 | 269499.5781 | 266962.2773 | 275439.4375 | 282224.875 | 281823.9817 | 326575.4023 | 342771.7031 | 357650.1133 | 336709.2266 | 367645.3652 | 405287.1328 | 414603.0449 | 401952.1621 | 414582.2539 | 457933.7773 | 462173.1719 | 444740.5 | 460952.5371 | 473730.4766 | 422878.1426 | 152137.2988
Bartow CC 1 PAG | Gas/Oil:Combined Cycle | DEF | DEF | 9799.7396 | 8051.3479 | 6318.4192 | 5878.7042 | 6233.1007 | 6969.4287 | 6141.1015 | 3935.3258 | 3060.1268 | 3140.9923 | 2154.2184 | 5716.3969 | 7016.7161 | 7420.0119 | 8544.4378 | 6144.0674 | 9173.561 | 7017.445 | 5335.7515 | 3728.1183 | 7673.5349 | 5228.8166 | 10171.4717 | 3541.2628 | 7991.4153 | 2376.7904 | 457.3564
BARTOW_P 1 | Gas/Oil:Combustion Turbine | DEF | DEF | 2023: 0; 2024: 32.7607; 2025: 0; 2026: 0; 2027: 0
BARTOW_P 2 | Gas/Oil:Combustion Turbine | DEF | DEF | 2023: 51.6705; 2024: 163.4986; 2025: 178.5538; 2026: 112.7315; 2027: 208.602; 2028: 162.9841; 2029: 113.1036; 2030: 203.1403; 2031: 332.8894; 2032: 96.4315; 2033: 79.731; 2034: 10.9261
BARTOW_P 3 | Gas/Oil:Combustion Turbine | DEF | DEF | 2023: 0; 2024: 0; 2025: 0; 2026: 0; 2027: 0
BARTOW_P 4 | Gas/Oil:Combustion Turbine | DEF | DEF | 2023: 227.6304; 2024: 366.3436; 2025: 266.1716; 2026: 245.4612; 2027: 320.3159; 2028: 329.6435; 2029: 231.4085; 2030: 354.2119; 2031: 319.0379; 2032: 185.728; 2033: 146.4106; 2034: 49.9326
Battery 2 Hours | Storage:Battery | DEF | DEF | 2027: 3118.7271; 2028: 3080.9202; 2029: 3088.0184; 2030: 3112.0437; 2031: 3064.0197; 2032: 3103.9702; 2033: 3144.9192; 2034: 3186.8921; 2035: 3229.9146; 2036: 3274.0122; 2037: 3319.2125; 2038: 3365.543; 2039: 3413.0314; 2040: 3461.707; 2041: 3511.5996
Battery 4 Hours | Storage:Battery | DEF | DEF | [8 empty] | 1339.0474 | 11770.3826 | 33676.7538 | 61280.6025 | 87606.5068 | 98420.7539 | 99347.3672 | 100297.125 | 108474.8467 | 114740.2734 | 115887.7969 | 117064.0195 | 118269.6328 | 119505.4102 | 122303.5967 | 123176.1064 | 112447.0771 | 88375.3691 | 59196.2207 | 30974.511 | 19640.3906 | 19869.5127 | 20104.3638 | 11867.9651 | 7599.3637 | 10670.5174 | 12059.4067
BAYBORO_P 1 | Gas/Oil:Combustion Turbine | DEF | DEF | 2023: 0; 2024: 137.4133; 2025: 34.0988
BAYBORO_P 2 | Gas/Oil:Combustion Turbine | DEF | DEF | 2023: 0; 2024: 17.7783; 2025: 7.9664
BAYBORO_P 3 | Gas/Oil:Combustion Turbine | DEF | DEF | 2023: 0; 2024: 53.7986; 2025: 9.2594
BAYBORO_P 4 | Gas/Oil:Combustion Turbine | DEF | DEF | 2023: 0; 2024: 29.6547; 2025: 9.2594
Citrus CC 1 | Gas/Oil:Combined Cycle | DEF | DEF | 265226.9131 | 228131.1245 | 201626.8682 | 215892.0474 | 216639.6606 | 196030.8018 | 216473.7041 | 209448.3936 | 196093.1748 | 215307.0452 | 223144.7737 | 231781.4092 | 240486.6426 | 249364.6826 | 236252.9785 | 271592.3322 | 278062.2998 | 268162.4585 | 285751.9932 | 285743.5039 | 273934.9824 | 268073.0928 | 229309.3203 | 207538.4307 | 209965.6852 | 180617.624 | 208389.2107 | 501793.3015 | 290512.4824 | 280266.6147 | 294563.7166 | 290348.1672 | 302207.3767 | 300203.631 | 289545.3967
Citrus CC 1 Duct | Gas/Oil:Combined Cycle | DEF | DEF | 10833.6688 | 9215.0771 | 6400.9786 | 7385.3751 | 6705.4604 | 6863.9648 | 6509.6311 | 4588.0617 | 3611.3591 | 3562.6502 | 3021.6261 | 6977.4118 | 8556.558 | 8799.0111 | 11960.8634 | 6063.5362 | 8634.9782 | 6135.9298 | 5505.3278 | 1975.3349 | 7283.5317 | 4907.0121 | 9440.4757 | 4021.6847 | 8256.4706 | 1792.0675 | 9594.3016 | 32471.2553 | 23047.4965 | 24783.5991 | 22459.7399 | 25804.9356 | 25351.8784 | 23150.4894 | 25750.6909
Citrus CC 2 | Gas/Oil:Combined Cycle | DEF | DEF | 266713.5938 | 228122.7007 | 214169.1177 | 200211.7764 | 219493.9868 | 197713.2798 | 217894.1484 | 212762.1221 | 196511.7654 | 218084.8564 | 225857.1846 | 233406.7041 | 240125.1692 | 246795.6509 | 237102.1438 | 272075.5156 | 282182.8467 | 263222.7778 | 310142.7783 | 292523.8291 | 282053.1719 | 266098.6433 | 277246.9209 | 235244.9236 | 183725.0328 | 162939.0579 | 177557.1296 | 477279.662 | 245374.4663 | 263869.6658 | 267558.1272 | 264506.4471 | 272984.7687 | 261401.7329 | 266632.1077
Citrus CC 2 Duct | Gas/Oil:Combined Cycle | DEF | DEF | 10600.5883 | 9677.8316 | 6747.3972 | 5760.9874 | 6379.7785 | 6664.7845 | 6446.98 | 4097.9789 | 2920.2281 | 3050.8452 | 2622.7591 | 6221.0322 | 7823.4035 | 8544.1991 | 9847.427 | 5527.633 | 7789.8317 | 7416.2752 | 5232.0166 | 2158.738 | 6119.4871 | 4719.8186 | 9447.6935 | 4181.9262 | 6997.8559 | 2530.2198 | 8062.9397 | 28665.7105 | 17874.8487 | 24798.9362 | 20646.7965 | 22617.8751 | 21220.0999 | 18962.7744 | 27207.6903
Crystal 4 | Coal:Conventional | DEF | DEF | 2023: 68185.6296; 2024: 53479.1809; 2025: 60532.2526; 2026: 44325.8856; 2027: 56539.4234; 2028: 73896.5648; 2029: 75458.5016; 2030: 80047.9708; 2031: 124657.2109; 2032: 85842.4124; 2033: 129264.6505; 2034: 52223.0908
Crystal 5 | Coal:Conventional | DEF | DEF | 2023: 42287.0359; 2024: 57510.0117; 2025: 48719.685; 2026: 48079.5628; 2027: 47780.0076; 2028: 66011.5751; 2029: 62097.7804; 2030: 76740.3882; 2031: 83695.2957; 2032: 104796.6582; 2033: 87825.0895; 2034: 23260.4634
DEBARY 10 | Gas/Oil:Combustion Turbine | DEF | DEF | 2023: 0; 2024: 106.023; 2025: 30.9846; 2026: 26.0588; 2027: 58.9561; 2028: 181.8848; 2029: 23.7474; 2030: 87.2839; 2031: 140.8315; 2032: 29.9317; 2033: 0; 2034: 125.5957; 2035: 275.4187; 2036: 29.526
DEBARY 2 | Gas/Oil:Combustion Turbine | DEF | DEF | 2023: 0; 2024: 140.3938; 2025: 0; 2026: 24.4359; 2027: 0
DEBARY 3 | Gas/Oil:Combustion Turbine | DEF | DEF | 2023: 0; 2024: 150.4259; 2025: 9.515; 2026: 24.4359; 2027: 0
DEBARY 4 | Gas/Oil:Combustion Turbine | DEF | DEF | 2023: 0; 2024: 61.139; 2025: 0; 2026: 24.8294; 2027: 0
DEBARY 5 | Gas/Oil:Combustion Turbine | DEF | DEF | 2023: 0; 2024: 153.2757; 2025: 0; 2026: 53.9019; 2027: 0
DEBARY 6 | Gas/Oil:Combustion Turbine | DEF | DEF | 2023: 0; 2024: 175.8371; 2025: 34.2265; 2026: 35.9886; 2027: 10.1591
DEBARY 7 | Gas/Oil:Combustion Turbine | DEF | DEF | 2023: 1424.3958; 2024: 1269.186; 2025: 1225.1788; 2026: 1315.3988; 2027: 1246.2171; 2028: 1253.9247; 2029: 904.7536; 2030: 1079.4779; 2031: 1057.3962; 2032: 840.9065; 2033: 742.8441; 2034: 1099.5431; 2035: 928.2857; 2036: 323.2596
DEBARY 8 | Gas/Oil:Combustion Turbine | DEF | DEF | 2023: 2097.9549; 2024: 1414.4872; 2025: 1634.5927; 2026: 1442.9; 2027: 1392.6059; 2028: 1489.9732; 2029: 960.3086; 2030: 1093.5074; 2031: 1605.5357; 2032: 803.87; 2033: 953.5781; 2034: 1091.3968; 2035: 1200.4675; 2036: 468.6167
DEBARY 9 | Gas/Oil:Combustion Turbine | DEF | DEF | 2023: 1985.5836; 2024: 1949.2773; 2025: 1524.4078; 2026: 1535.449; 2027: 1499.8399; 2028: 1617.6284; 2029: 1287.5468; 2030: 1439.4228; 2031: 1710.6594; 2032: 912.3753; 2033: 1081.5867; 2034: 1544.399; 2035: 1256.5981; 2036: 640.9058
DEF Nuclear Natrium | Nuclear:Nuclear | DEF | DEF | 2048: 183841.7666; 2049: 321735.9705; 2050: 522703.0269; 2051: 674012.4385; 2052: 892959.7769; 2053: 1060777.0908; 2054: 1406620.6963; 2055: 1670454.1816; 2056: 2047866.0371; 2057: 2338317.9043
DEF Nuclear Natrium - Storage | Storage:Battery | DEF | DEF | 2048: 0; 2049: 0; 2050: 0; 2051: 0; 2052: 0; 2053: 0; 2054: 0; 2055: 0; 2056: 0; 2057: 0
DEF Nuclear Natrium - Storage PTC | Storage:Battery | DEF | DEF | 2038: 0; 2039: 0; 2040: 0; 2041: 0; 2042: 0; 2043: 0; 2044: 0; 2045: 0; 2046: 0; 2047: 0; 2048: 0; 2049: 0; 2050: 0; 2051: 0; 2052: 0; 2053: 0; 2054: 0; 2055: 0; 2056: 0; 2057: 0
DEF Nuclear Natrium PTC | Nuclear:Nuclear | DEF | DEF | 2038: -29131.3125; 2039: -43816.6777; 2040: -74141.5273; 2041: -77059.9219; 2042: -107328.0977; 2043: -121319.2188; 2044: -170378.3672; 2045: -189302.3672; 2046: -234719.8594; 2047: -208528.3672; 2048: -226971; 2049: -223272.5156; 2050: -233517.8438; 2051: -230392.8281; 2052: -213623.1875; 2053: -199596.1172; 2054: -156440.1719; 2055: -153884.2656; 2056: -112461.4062; 2057: -99269.9531
Gen 190MW CT | Gas/Oil:Combustion Turbine | DEF | DEF | [6 empty] | 2397.5408 | 5469.0763 | 6061.0238 | 4426.0953 | 5304.3485 | 35431.447 | 68762.4638 | 77040.9196 | 87999.5703 | 59414.4981 | 82960.8247 | 39835.4988 | 49533.7012 | 58469.5723 | 102546.8704 | 63889.7845 | 203154.2274 | 90332.2484 | 148958.4016 | 95507.7612 | 294663.0712 | 744050.9709 | 232900.24 | 257252.1599 | 188490.2856 | 197126.9426 | 223667.9567 | 245941.3733 | 287723.8738
Gen 190MW CT H2 | Gas/Oil:Combustion Turbine | DEF | DEF | 2043: 26351.4609; 2044: 42276.9175; 2045: 66935.9329; 2046: 59175.0175; 2047: 103081.6889; 2048: 105330.068; 2049: 211930.0754; 2050: 635203.757; 2051: 401040.1255; 2052: 401479.0872; 2053: 486039.8761; 2054: 532008.6162; 2055: 513940.5428; 2056: 486281.5833; 2057: 489046.4863
HEAT | Demand:Demand Response | DEF | DEF | 0 | 0 | 0 | 0 | 0 | 0 | 0 | 0 | 0 | 0 | 0 | 0 | 0 | 0 | 0 | 0 | 0 | 0 | 0 | 0 | 0 | 0 | 0 | 0 | 0 | 0 | 0 | 0 | 0 | 0 | 0 | 0 | 0 | 0 | 0
Hines CC 1 | Gas/Oil:Combined Cycle | DEF | DEF | 2023: 134407.8242; 2024: 117600.8243; 2025: 113254.8779; 2026: 84910.5032; 2027: 99673.9775; 2028: 91234.0469; 2029: 103939.9492; 2030: 87707.157; 2031: 70898.9049; 2032: 51236.5261; 2033: 48753.4568; 2034: 68012.183; 2035: 105034.5166; 2036: 115807.8404; 2037: 155515.8975; 2038: 113241.7689; 2039: 22006.5361
Hines CC 2 | Gas/Oil:Combined Cycle | DEF | DEF | 144063.7065 | 123670.1011 | 118044.7158 | 130161.5288 | 120056.7581 | 136319.0073 | 115194.8837 | 122378.3433 | 104956.7538 | 104649.2146 | 106499.1543 | 120110.366 | 140845.1239 | 139153.1152 | 153798.8145 | 146194.9188 | 136618.9194 | 136764.5535 | 118846.6271 | 81304.8732 | 13559.4967
Hines CC 3 | Gas/Oil:Combined Cycle | DEF | DEF | 156150.4857 | 124200.8022 | 119266.8755 | 116559.0688 | 139118.0371 | 137621.4453 | 145071.665 | 121675.1147 | 137349.6265 | 126832.1777 | 142742.6099 | 141220.113 | 173120.5977 | 173554.856 | 197631.3975 | 164239.189 | 174417.322 | 171773.2812 | 166928.0112 | 126718.4864 | 144948.2391 | 115793.9385 | 31289.5991
Hines CC 4 | Gas/Oil:Combined Cycle | DEF | DEF | 135830.2351 | 126853.3091 | 95946.3196 | 107876.0504 | 99797.4556 | 130693.9302 | 119006.2638 | 122815.9668 | 100535.8862 | 122902.8286 | 127136.1343 | 149113.2021 | 140458.7734 | 167448.1973 | 163113.7488 | 176102.7559 | 167527.5674 | 183141.7256 | 174985.4297 | 195802.957 | 188492.8477 | 196225.5049 | 182130.3594 | 132953.9829 | 29896.688
INT CITY 1 | Gas/Oil:Combustion Turbine | DEF | DEF | 2023: 35.0559; 2024: 12.4194; 2025: 10.5778; 2026: 38.2358; 2027: 52.5138; 2028: 101.1284; 2029: 0; 2030: 108.0387; 2031: 224.6221; 2032: 36.5395; 2033: 9.2696; 2034: 0
INT CITY 10 | Gas/Oil:Combustion Turbine | DEF | DEF | 2023: 338.3772; 2024: 998.7609; 2025: 761.7223; 2026: 423.8208; 2027: 810.5092; 2028: 546.2322; 2029: 372.5948; 2030: 569.0268; 2031: 903.2525; 2032: 344.3554; 2033: 459.1407; 2034: 931.8078; 2035: 945.5065; 2036: 1480.69; 2037: 2073.5575; 2038: 447.5404
INT CITY 11 | Gas/Oil:Combustion Turbine | DEF | DEF | 0 | 415.5087 | 226.4753 | 120.4854 | 252.1361 | 361.7273 | 0 | 325.6707 | 757.1511 | 168.8904 | 146.4701 | 205.4801 | 687.7671 | 890.1368 | 1199.175 | 869.8748 | 1436.5142 | 168.0728 | 192.5633 | 769.4633 | 594.1423 | 299.9152
INT CITY 12 | Gas/Oil:Combustion Turbine | DEF | DEF | 214.1635 | 899.0985 | 500.4037 | 249.2543 | 689.4875 | 537.7239 | 235.3989 | 577.157 | 893.2852 | 226.7585 | 70.8827 | 621.6917 | 591.6845 | 929.9092 | 1529.5504 | 1375.3023 | 1626.8773 | 1086.0709 | 1237.6206 | 1506.1799 | 4424.6382 | 2585.5307 | 683.8421
INT CITY 13 | Gas/Oil:Combustion Turbine | DEF | DEF | 839.4569 | 1314.9259 | 951.9727 | 655.021 | 861.6213 | 732.5228 | 605.0861 | 783.9995 | 1004.4123 | 302.9462 | 323.342 | 746.7102 | 794.6159 | 1211.2626 | 2068.0852 | 1933.1364 | 1727.1925 | 1181.3826 | 2429.3566 | 2044.8646 | 4987.9241 | 4127.6731 | 944.1119
INT CITY 14 | Gas/Oil:Combustion Turbine | DEF | DEF | 993.9444 | 1412.2517 | 1172.0432 | 725.0732 | 996.9128 | 931.8059 | 662.2644 | 747.4537 | 654.5067 | 460.8768 | 333.1912 | 849.2704 | 1050.4738 | 1342.654 | 2673.2053 | 2323.4005 | 2464.2267 | 1946.5364 | 2797.4884 | 2166.2792 | 5672.6498 | 3900.1872 | 1184.4147
INT CITY 2 | Gas/Oil:Combustion Turbine | DEF | DEF | 2023: 0; 2024: 0; 2025: 0; 2026: 0; 2027: 14.4208; 2028: 10.455; 2029: 0; 2030: 42.6165; 2031: 185.3121; 2032: 8.7804; 2033: 0; 2034: 0
INT CITY 3 | Gas/Oil:Combustion Turbine | DEF | DEF | 2023: 0; 2024: 30.0278; 2025: 20.823; 2026: 30.8432; 2027: 38.0756; 2028: 86.3075; 2029: 0; 2030: 67.9056; 2031: 249.5618; 2032: 41.4; 2033: 0; 2034: 0
INT CITY 4 | Gas/Oil:Combustion Turbine | DEF | DEF | 2023: 31.1254; 2024: 67.6159; 2025: 10.2035; 2026: 15.3039; 2027: 65.4499; 2028: 57.4579; 2029: 0; 2030: 42.2057; 2031: 46.794; 2032: 45.9805; 2033: 0; 2034: 0
INT CITY 5 | Gas/Oil:Combustion Turbine | DEF | DEF | 2023: 0; 2024: 0; 2025: 0; 2026: 15.0083; 2027: 13.7722; 2028: 71.4132; 2029: 0; 2030: 31.7241; 2031: 176.7824; 2032: 23.7344; 2033: 0; 2034: 0
INT CITY 6 | Gas/Oil:Combustion Turbine | DEF | DEF | 2023: 12.5907; 2024: 124.8964; 2025: 32.0108; 2026: 42.5974; 2027: 93.1373; 2028: 149.43; 2029: 0; 2030: 103.3207; 2031: 283.0677; 2032: 58.533; 2033: 8.6963; 2034: 0
INT CITY 7 | Gas/Oil:Combustion Turbine | DEF | DEF | 2023: 2087.4602; 2024: 2421.6512; 2025: 1701.7189; 2026: 1820.4049; 2027: 1490.4314; 2028: 2001.6856; 2029: 1321.7715; 2030: 1367.9132; 2031: 1499.8585; 2032: 876.9035; 2033: 1115.0544; 2034: 1986.1231; 2035: 1967.7577; 2036: 2508.4847; 2037: 3821.2244; 2038: 892.096
INT CITY 8 | Gas/Oil:Combustion Turbine | DEF | DEF | 2023: 1231.6178; 2024: 1882.1421; 2025: 1445.1342; 2026: 1052.1225; 2027: 1416.4155; 2028: 1356.9768; 2029: 1135.8233; 2030: 1194.6746; 2031: 1216.0004; 2032: 723.7427; 2033: 949.1139; 2034: 1719.1327; 2035: 1551.7365; 2036: 1709.5451; 2037: 3295.2239; 2038: 646.2927
INT CITY 9 | Gas/Oil:Combustion Turbine | DEF | DEF | 2023: 1184.1995; 2024: 1780.2461; 2025: 1345.7391; 2026: 1157.2688; 2027: 972.9575; 2028: 1517.8906; 2029: 958.7805; 2030: 1100.3861; 2031: 1284.9001; 2032: 711.1551; 2033: 641.8155; 2034: 1759.5432; 2035: 1427.0309; 2036: 2030.4725; 2037: 2932.5849; 2038: 626.5413
INTER | Demand:Demand Response | DEF | DEF | 0 | 0 | 0 | 0 | 0 | 0 | 0 | 0 | 0 | 0 | 0 | 0 | 0 | 0 | 0 | 0 | 0 | 0 | 0 | 0 | 0 | 0 | 0 | 0 | 0 | 0 | 0 | 0 | 0 | 0 | 0 | 0 | 0 | 0 | 0
Mulberry | Gas/Oil:Combined Cycle | DEF | DEF | 2023: 149783.5234; 2024: 67188.5723
New DEF OnShore Wind | Renewable:Wind | DEF | DEF | 2048: 5926.796; 2049: 16537.4694; 2050: 21370.1894; 2051: 21774.8307; 2052: 22316.1187; 2053: 29560.8034; 2054: 42034.8085; 2055: 55055.0863; 2056: 68824.1151; 2057: 83181.8933
New DEF OnShore Wind PTC | Renewable:Wind | DEF | DEF | 2043: -960.3226; 2044: -4737.5131; 2045: -8643.1392; 2046: -13213.7855; 2047: -14879.2649; 2048: -17404.792; 2049: -16604.4951; 2050: -11889.8748; 2051: -11359.5977; 2052: -14943.1794; 2053: -17049.7538; 2054: -13904.9419; 2055: -11352.9045; 2056: -6945.3586; 2057: -2966.2633
NSG Vand CT 1 | Gas/Oil:Combustion Turbine | DEF | DEF | 2023: 21025.0988; 2024: 20302.8443; 2025: 14781.7356; 2026: 14255.5551; 2027: 3999.9082
NSG Vand CT 2 | Gas/Oil:Combustion Turbine | DEF | DEF | 2023: 21145.9078; 2024: 20391.7103; 2025: 15950.0645; 2026: 13940.0466; 2027: 4109.4057
NSG Vand CT 3 | Gas/Oil:Combustion Turbine | DEF | DEF | 2023: 25016.7211; 2024: 22595.2441; 2025: 16914.0354; 2026: 15057.9064; 2027: 4326.6867
NSG Vand CT 4 | Gas/Oil:Combustion Turbine | DEF | DEF | 2023: 25918.7151; 2024: 23034.4758; 2025: 18103.0699; 2026: 16879.5684; 2027: 4069.6885
Orange Cogen | Gas/Oil:Combined Cycle | DEF | DEF | 2023: 125718.3315; 2024: 113084.5908; 2025: 118162.9771
Orlando Cogen | Gas/Oil:Combined Cycle | DEF | DEF | 2023: 180080.8389
Osprey 1 0 | Gas/Oil:Combined Cycle | DEF | DEF | 2023: 72585.208; 2024: 60463.4604
Osprey 1 1 | Gas/Oil:Combined Cycle | DEF | DEF | 2023: 38697.9602; 2024: 33179.0965
Osprey 1 2 | Gas/Oil:Combined Cycle | DEF | DEF | 2023: 2925.0966; 2024: 2477.4796
OspreyAcq | Gas/Oil:Combined Cycle | DEF | DEF |  | 29563.5439 | 154521.1768 | 151355.3672 | 147030.2394 | 161500.2866 | 148602.6353 | 145937.4868 | 140719.3525 | 150501.3169 | 155006.0771 | 164099.8779 | 171088.0298 | 174151.439 | 194093.4326 | 192463.501 | 185213.0376 | 190515.6699 | 175615.1841 | 173074.4031 | 170752.9836 | 61150.1526
OspreyAcqDF | Gas/Oil:Combined Cycle | DEF | DEF |  | 202.5538 | 3942.8924 | 4242.0946 | 3869.6647 | 4026.8421 | 3997.8797 | 3917.8298 | 2372.1003 | 2371.0045 | 2404.903 | 4997.6725 | 6434.3041 | 7297.7493 | 7711.4596 | 6064.8026 | 7858.386 | 6306.6385 | 6376.9864 | 4373.9832 | 7243.0196 | 590.336
Pasco County | Renewable:Biomass | DEF | DEF | 2023: 36056.9646; 2024: 38226.0868; 2025: 7016.8369; 2026: 3374.977; 2027: 3571.1483; 2028: 3510.9367; 2029: 3493.4997; 2030: 3283.8568; 2031: 3514.152; 2032: 3325.5595; 2033: 3335.9438; 2034: 3737.6442; 2035: 4010.2088; 2036: 4257.1283; 2037: 4640.8003; 2038: 4458.9563; 2039: 4645.909; 2040: 4482.3781; 2041: 4882.1028; 2042: 4632.205
Pinellas County | Renewable:Biomass | DEF | DEF | 2023: 84380.4822; 2024: 89696.2736; 2025: 15231.4521; 2026: 8271.2438; 2027: 8147.2567; 2028: 8659.2582; 2029: 8590.2459; 2030: 8102.1704; 2031: 7945.8689; 2032: 7729.9743; 2033: 8177.3969; 2034: 8928.0406; 2035: 9233.4728; 2036: 8978.8744; 2037: 10333.3111; 2038: 10296.1421; 2039: 11412.1032; 2040: 10968.1735; 2041: 11364.8166; 2042: 11380.4709
Shady Hills 1 | Gas/Oil:Combustion Turbine | DEF | DEF | 2023: 13411.1457; 2024: 2411.7866
Shady Hills 2 | Gas/Oil:Combustion Turbine | DEF | DEF | 2023: 12424.6072; 2024: 2346.5603
Shady Hills 3 | Gas/Oil:Combustion Turbine | DEF | DEF | 2023: 11741.9487; 2024: 2371.3654
Solar 3rdParty Block 1 | Renewable:Solar PV | DEF | DEF |  | 3627.9774 | 5113.218 | 8719.3276 | 11736.1213 | 16123.2337 | 17693.2142 | 20148.5657 | 23080.3848 | 21820.7629 | 22652.7952 | 24564.4825 | 25777.8401 | 26817.3693 | 28495.0732 | 27031.0563 | 29269.2094 | 28955.7461 | 29913.3418 | 29876.3259 | 32411.2822 | 32690.1113 | 39199.7549 | 32804.8235 | 34898.8722 | 26363.7877 | 25396.6834 | 77803.0276 | 48915.0815 | 50149.5189 | 51931.2596 | 55449.5738 | 49862.9757 | 58664.8861 | 54097.6241
Solar 3rdParty Block 2 | Renewable:Solar PV | DEF | DEF | [9 empty] | 3490.8424 | 6107.3463 | 10728.1619 | 13969.812 | 19090.7727 | 23280.3904 | 26596.0934 | 32044.9713 | 31701.8044 | 32750.2151 | 32709.6819 | 35485.0869 | 35790.3672 | 42917.3843 | 35915.9507 | 38208.5604 | 28864.0601 | 27805.2305 | 85181.6468 | 53554.1615 | 54905.4832 | 56856.2209 | 60708.1716 | 54591.7749 | 64228.3354 | 59228.1313
Solar 3rdParty Block 3 | Renewable:Solar PV | DEF | DEF | 2040: 4767.3541; 2041: 8394.8228; 2042: 13332.4421; 2043: 18283.3856; 2044: 24003.6055; 2045: 33336.4779; 2046: 33477.2798; 2047: 39771.8153; 2048: 30045.0085; 2049: 28942.8516; 2050: 88666.7754; 2051: 55745.2877; 2052: 57152.0191; 2053: 59182.4785; 2054: 63192.0103; 2055: 56825.4906; 2056: 66856.3125; 2057: 61651.5469
Solar 3rdParty Block 4 | Renewable:Solar PV | DEF | DEF | 2048: 4571.1225; 2049: 7418.8858; 2050: 36578.8751; 2051: 28722.2819; 2052: 29446.9933; 2053: 30493.1336; 2054: 32559.0359; 2055: 29278.7834; 2056: 34447.0826; 2057: 31765.3578
Solar DEF Bay Ranch | Renewable:Solar PV | DEF | DEF | -3797.394 | -6162.3334 | -6098.1013 | -6049.3755 | -5995.8184 | -6650.494 | -7189.9331 | -7132.1451 | -7074.5526 | -7634.5211 | -1890.8232 | 862 | 883 | 946 | 929 | 946 | 968 | 991 | 1015 | 1044 | 1064 | 1089 | 1115 | 1142 | 1175 | 1198 | 1227 | 1257 | 1288 | 1288 | 1288 | 1288 | 1288 | 1288 | 1288
Solar DEF Bay Trail | Renewable:Solar PV | DEF | DEF | -5608.1826 | -6142.9244 | -6077.8497 | -6024.1992 | -5923.7197 | -6627.7101 | -7165.9391 | -7108.2408 | -7044.7393 | -6548.4425 | 850 | 869 | 932 | 916 | 932 | 954 | 976 | 1000 | 1028 | 1048 | 1073 | 1098 | 1125 | 1157 | 1180 | 1208 | 1238 | 1268 | 1304 | 1304 | 1304 | 1304 | 1304 | 1304 | 1304
Solar DEF Charlie Creek | Renewable:Solar PV | DEF | DEF | -5386.1924 | -5896.0744 | -5838.6502 | -5790.7008 | -5695.9133 | -6367.3297 | -6882.5685 | -6830.8756 | -6774.3725 | -5057.5386 | 712 | 727 | 783.9999 | 761 | 771.9999 | 788 | 804 | 820 | 842 | 854 | 872 | 890 | 909 | 933 | 947 | 967 | 988 | 1009 | 1035 | 1035 | 1035 | 1035 | 1035 | 1035 | 1035
Solar DEF Columbia | Renewable:Solar PV | DEF | DEF | 827.7773 | 847.5346 | 938.6952 | 950.0155 | 973.1956 | 1008.7103 | 1021.1056 | 1045.8802 | 1083.5396 | 1097.2077 | 1176.8997 | 1163.9227 | 1179.1386 | 1207.9071 | 1250.7807 | 1267.845 | 1299.0836 | 1345.0675 | 1364.2653 | 1398.2714 | 1447.6754 | 1469.2642 | 1506.3094 | 1559.4218 | 1583.6409 | 1623.9853 | 1681.0911 | 1726.9887 | 1726.9887 | 1726.9887 | 1726.9887 | 1726.9887 | 1726.9887 | 1726.9887 | 1726.9887
Solar DEF County Line | Renewable:Solar PV | DEF | DEF |  |  | -5560.7467 | -6111.9113 | -6287.3543 | -7020.0896 | -7142.6371 | -7084.8659 | -7271.5812 | -7475.6666 | -7390.1875 | -7575.1699 | 315.8531 | 896.75 | 960.25 | 944.25 | 961.5 | 984.25 | 1007.5 | 1031.25 | 1060.75 | 1081 | 1106.75 | 1133.5 | 1160.75 | 1193.75 | 1217.75 | 1247.25 | 1277.75 | 1309.6938 | 1342.436 | 1375.9969 | 1410.3969 | 1445.6568 | 1481.7981
Solar DEF Debary | Renewable:Solar PV | DEF | DEF | 930.7841 | 955.6468 | 981.8351 | 1003.2983 | 1026.5172 | 1054.1579 | 1081.1587 | 1103.4543 | 1131.6465 | 1156.577 | 1221.3925 | 1231.1715 | 1242.8178 | 1270.2655 | 1304.1395 | 1333.279 | 1368.1249 | 1402.1723 | 1432.6057 | 1466.3816 | 1505.8819 | 1544.1198 | 1578.3298 | 1619.788 | 1657.3209 | 1697.205 | 1743.3671 | 1755.3036 | 1755.3036 | 1755.3036 | 1755.3036 | 1755.3036 | 1755.3036 | 1755.3036 | 1755.3036
Solar DEF Duette | Renewable:Solar PV | DEF | DEF | 634 | 649 | 664 | 685 | 752 | 770.0001 | 788 | 807 | 831 | 845 | 865 | 886 | 949 | 933 | 950 | 972 | 995 | 1019 | 1048 | 1068 | 1094 | 1120 | 1147 | 1180 | 1204 | 1233 | 1263 | 1294 | 1331 | 1331 | 1331 | 1331 | 1331 | 1331 | 1331
Solar DEF Falmouth | Renewable:Solar PV | DEF | DEF |  | -5200.5575 | -6111.3293 | -6080.3378 | -6031.3935 | -6736.517 | -7228.7009 | -7170.4981 | -7112.2481 | -7679.8513 | -7592.7713 | -255.4535 | 876 | 896.75 | 960.25 | 944.25 | 961.5 | 984.25 | 1007.5 | 1031.25 | 1060.75 | 1081 | 1106.75 | 1133.5 | 1160.75 | 1193.75 | 1217.75 | 1247.25 | 1277.75 | 1309.6938 | 1342.436 | 1375.9969 | 1410.3969 | 1445.6568 | 1481.7981
Solar DEF Fort Green | Renewable:Solar PV | DEF | DEF | -5597.3645 | -6131.1829 | -6066.1663 | -6012.5746 | -5912.1522 | -6614.9215 | -7152.1565 | -7094.5241 | -7031.0919 | -3623.8056 | 850 | 869 | 932 | 916 | 932 | 954 | 976 | 1000 | 1028 | 1048 | 1073 | 1098 | 1125 | 1157 | 1180 | 1208 | 1238 | 1268 | 1304 | 1304 | 1304 | 1304 | 1304 | 1304 | 1304
Solar DEF Hamilton | Renewable:Solar PV | DEF | DEF | 1178.7455 | 1266.3386 | 1294.4073 | 1323.0602 | 1352.3138 | 1382.1891 | 1412.7112 | 1443.9089 | 1475.8141 | 1561.5353 | 1541.8835 | 1576.1195 | 1611.2053 | 1647.1767 | 1684.0693 | 1721.9176 | 1760.7554 | 1800.6141 | 1841.5254 | 1883.5193 | 1926.6257 | 1970.8724 | 2016.2888 | 2062.903 | 2110.7435 | 2226.9534 | 2269.662 | 2269.662 | 2269.662 | 2269.662 | 2269.662 | 2269.662 | 2269.662 | 2269.662 | 2269.662
Solar DEF Hardeetown | Renewable:Solar PV | DEF | DEF | -3797.394 | -6162.3334 | -6098.1013 | -6049.3755 | -5995.8184 | -6650.494 | -7189.9331 | -7132.1451 | -7074.5526 | -7634.5211 | -1890.8232 | 862 | 883 | 946 | 929 | 946 | 968 | 991 | 1015 | 1044 | 1064 | 1089 | 1115 | 1142 | 1175 | 1198 | 1227 | 1257 | 1288 | 1288 | 1288 | 1288 | 1288 | 1288 | 1288
Solar DEF High Spring | Renewable:Solar PV | DEF | DEF | -2643.8061 | -6169.1912 | -6104.926 | -6056.166 | -6002.5744 | -6657.963 | -7197.9847 | -7140.1563 | -7082.5242 | -7643.0615 | -3590.5602 | 862 | 883 | 946 | 929 | 946 | 968 | 991 | 1015 | 1044 | 1064 | 1089 | 1115 | 1142 | 1175 | 1198 | 1227 | 1257 | 1288 | 1288 | 1288 | 1288 | 1288 | 1288 | 1288
Solar DEF Hildreth | Renewable:Solar PV | DEF | DEF | -3797.394 | -6162.3334 | -6098.1013 | -6049.3755 | -5995.8184 | -6650.494 | -7189.9331 | -7132.1451 | -7074.5526 | -7634.5211 | -1890.8232 | 862 | 883 | 946 | 929 | 946 | 968 | 991 | 1015 | 1044 | 1064 | 1089 | 1115 | 1142 | 1175 | 1198 | 1227 | 1257 | 1288 | 1288 | 1288 | 1288 | 1288 | 1288 | 1288
Solar DEF Lake Placid | Renewable:Solar PV | DEF | DEF | 610 | 629 | 677 | 693 | 710 | 726 | 748 | 761 | 779.0001 | 797 | 856 | 840 | 854 | 874 | 895 | 916 | 942 | 960 | 982 | 1006 | 1030 | 1060 | 1080 | 1106 | 1133 | 1160 | 1194 | 1194 | 1194 | 1194 | 1194 | 1194 | 1194 | 1194 | 1194
Solar DEF Mule Creek | Renewable:Solar PV | DEF | DEF |  | -5463.0363 | -6109.042 | -6078.0618 | -6029.1292 | -6733.9237 | -7226.0025 | -7167.8125 | -7109.5762 | -7676.8865 | -7589.9224 | 311.4127 | 876 | 896.75 | 960.25 | 944.25 | 961.5 | 984.25 | 1007.5 | 1031.25 | 1060.75 | 1081 | 1106.75 | 1133.5 | 1160.75 | 1193.75 | 1217.75 | 1247.25 | 1277.75 | 1309.6938 | 1342.436 | 1375.9969 | 1410.3969 | 1445.6568 | 1481.7981
Solar DEF NEW 1 | Renewable:Solar PV | DEF | DEF | [12 empty] | 2094.5934 | 2578.1299 | 2642.1964 | 2707.8549 | 2775.145 | 2844.1075 | 2914.7832 | 2987.2156 | 3061.4477 | 3137.5245 | 3215.4923 | 3295.3972 | 3377.2875 | 3461.213 | 3547.2238 | 3635.3724 | 3725.7112 | 3818.2947 | 3913.1795 | 4010.4218 | 687.8796
Solar DEF NEW 1 PTC | Renewable:Solar PV | DEF | DEF | 2025: -9166.1577; 2026: -10767.0284; 2027: -11076.9849; 2028: -12447.909; 2029: -12754.168; 2030: -12625.5872; 2031: -12957.8064; 2032: -13321.8732; 2033: -13148.2162; 2034: -13465.8553; 2035: -1697.8211
Solar DEF NEW 2 | Renewable:Solar PV | DEF | DEF | [12 empty] | 209.4593 | 2587.8383 | 2652.146 | 2718.052 | 2785.5953 | 2854.8175 | 2925.7593 | 2998.4645 | 3072.976 | 3149.3394 | 3227.6009 | 3307.8065 | 3390.0052 | 3474.2466 | 3560.5815 | 3649.0622 | 3739.7411 | 3832.6734 | 3927.9152 | 4025.5236 | 3783.3377
Solar DEF NEW 2 PTC | Renewable:Solar PV | DEF | DEF | 2025: -537.0997; 2026: -10811.6907; 2027: -11122.938; 2028: -12499.3355; 2029: -12807.0023; 2030: -12677.9221; 2031: -13011.5092; 2032: -13376.9357; 2033: -13202.7412; 2034: -13521.6915; 2035: -13124.8631
Solar DEF NEW 5 | Renewable:Solar PV | DEF | DEF | [13 empty] | 755.1008 | 1329.4035 | 1362.4392 | 1396.2957 | 1430.9937 | 1466.5537 | 1502.9976 | 1540.3469 | 1578.6245 | 1617.8535 | 1658.057 | 1699.2596 | 1741.4862 | 1784.762 | 1829.1134 | 1874.5667 | 1921.1496 | 1968.8902 | 2017.8168 | 2067.9596 | 885.645
Solar DEF NEW 5 PTC | Renewable:Solar PV | DEF | DEF | 2026: -3026.9557; 2027: -5575.2064; 2028: -6265.152; 2029: -6419.3217; 2030: -6354.6202; 2031: -6521.8269; 2032: -6705.0367; 2033: -6617.6777; 2034: -6777.5457; 2035: -6934.5784; 2036: -3148.7389
Solar DEF Osc Perry Suw | Renewable:Solar PV | DEF | DEF | 0 | 0 | 0 | 0 | 0 | 0 | 0 | 0 | 0 | 0 | 0 | 0 | 0 | 0 | 0 | 0 | 0 | 0 | 0 | 0 | 0 | 0 | 0 | 0 | 0
Solar DEF Sandy Creek | Renewable:Solar PV | DEF | DEF | -5267.8996 | -5775.0722 | -5711.6924 | -5660.7884 | -5605.0455 | -6266.5259 | -6771.0012 | -6709.3606 | -6643.9098 | -2681.3767 | 857 | 883 | 938 | 953 | 964 | 988 | 1014 | 1040 | 1069 | 1094 | 1119 | 1146 | 1174 | 1206 | 1232 | 1260 | 1289 | 1319 | 1319 | 1319 | 1319 | 1319 | 1319 | 1319 | 1319
Solar DEF Santa Fe | Renewable:Solar PV | DEF | DEF | 1073 | 1095 | 1125 | 1209 | 1234 | 1263 | 1297 | 1328 | 1354 | 1390 | 1419 | 1503 | 1496 | 1521 | 1557 | 1598.0001 | 1632 | 1676.0001 | 1715.0001 | 1751.0001 | 1793.0001 | 1841.0001 | 1884.9999 | 1926 | 1977 | 2019.9999 | 2069.0001 | 2130 | 2130 | 2130 | 2130 | 2130 | 2130 | 2130 | 2130
Solar DEF St Pete Pier | Renewable:Solar PV | DEF | DEF | 0 | 0 | 0 | 0 | 0 | 0 | 0 | 0 | 0 | 0 | 0 | 0 | 0 | 0 | 0 | 0 | 0 | 0 | 0 | 0 | 0 | 0 | 0 | 0 | 0 | 0 | 0
Solar DEF Trenton | Renewable:Solar PV | DEF | DEF | 1075 | 1105 | 1189 | 1213 | 1242 | 1275 | 1306 | 1332 | 1367 | 1395 | 1479 | 1471 | 1497 | 1532 | 1572.9999 | 1605.9999 | 1649.0001 | 1688.0001 | 1722.9999 | 1764.9999 | 1812 | 1856.0001 | 1896 | 1947 | 1989 | 2037.9999 | 2097.9999 | 2097.9999 | 2097.9999 | 2097.9999 | 2097.9999 | 2097.9999 | 2097.9999 | 2097.9999 | 2097.9999
Solar DEF Twin Rivers | Renewable:Solar PV | DEF | DEF | 982.72 | 1002.0865 | 1030.6936 | 1110.9782 | 1133.8051 | 1160.9943 | 1192.7153 | 1222.1645 | 1246.1922 | 1279.9856 | 1306.2741 | 1388.3456 | 1378.5449 | 1401.9644 | 1435.4877 | 1474.3234 | 1505.1901 | 1546.4388 | 1583.282 | 1616.8982 | 1656.1727 | 1701.3223 | 1742.963 | 1780.5383 | 1829.2711 | 1869.1941 | 1915.3332 | 1972.9204 | 1972.9204 | 1972.9204 | 1972.9204 | 1972.9204 | 1972.9204 | 1972.9204 | 1972.9204
Solar DEF Winquepin | Renewable:Solar PV | DEF | DEF |  | -5463.0363 | -6109.042 | -6078.0618 | -6029.1292 | -6733.9237 | -7226.0025 | -7167.8125 | -7109.5762 | -7676.8865 | -7589.9224 | 311.4127 | 876 | 896.75 | 960.25 | 944.25 | 961.5 | 984.25 | 1007.5 | 1031.25 | 1060.75 | 1081 | 1106.75 | 1133.5 | 1160.75 | 1193.75 | 1217.75 | 1247.25 | 1277.75 | 1309.6938 | 1342.436 | 1375.9969 | 1410.3969 | 1445.6568 | 1481.7981
Solar+Storage DEF NEW 1 | Renewable:Solar PV | DEF | DEF | 2039: 874.5881; 2040: 11649.405; 2041: 22907.3053; 2042: 33722.78; 2043: 34393.0242; 2044: 35076.5894; 2045: 35773.729; 2046: 36484.74; 2047: 37209.8728; 2048: 37949.4187; 2049: 38703.6719; 2050: 39472.9124; 2051: 40257.437; 2052: 41057.5527; 2053: 41873.5728; 2054: 42705.8076; 2055: 43554.5798; 2056: 44420.2319; 2057: 45303.0881
Solar+Storage DEF NEW 1 PTC + ITC | Renewable:Solar PV | DEF | DEF | 2029: -330.3156; 2030: -10386.4113; 2031: -21615.9167; 2032: -33041.4368; 2033: -32054.1365; 2034: -32954.7283; 2035: -33827.5569; 2036: -34813.9817; 2037: -33755.1094; 2038: -34555.8562; 2039: -34948.3564; 2040: -23819.9333; 2041: -11388.8306
Standby | Demand:Demand Response | DEF | DEF | 0 | 0 | 0 | 0 | 0 | 0 | 0 | 0 | 0 | 0 | 0 | 0 | 0 | 0 | 0 | 0 | 0 | 0 | 0 | 0 | 0 | 0 | 0 | 0 | 0 | 0 | 0 | 0 | 0 | 0 | 0 | 0 | 0 | 0 | 0
SUWANNEE_P 1 | Gas/Oil:Combustion Turbine | DEF | DEF | 2023: 934.5699; 2024: 911.9694; 2025: 849.4759; 2026: 930.5853; 2027: 726.704; 2028: 899.4241; 2029: 750.2413; 2030: 827.7726; 2031: 927.4865; 2032: 518.6522; 2033: 482.8955; 2034: 181.1392
SUWANNEE_P 2 | Gas/Oil:Combustion Turbine | DEF | DEF | 2023: 871.0427; 2024: 827.2821; 2025: 719.9936; 2026: 773.759; 2027: 580.8996; 2028: 813.2297; 2029: 716.5955; 2030: 776.0493; 2031: 808.1842; 2032: 602.3283; 2033: 382.006; 2034: 187.5679
SUWANNEE_P 3 | Gas/Oil:Combustion Turbine | DEF | DEF | 2023: 1280.8525; 2024: 1282.0298; 2025: 1238.1481; 2026: 1292.1698; 2027: 1065.4223; 2028: 1262.2409; 2029: 1087.9144; 2030: 1120.1046; 2031: 1024.0672; 2032: 786.1574; 2033: 597.5489; 2034: 255.6086
Tigerbay 1 | Gas/Oil:Combined Cycle | DEF | DEF | 2023: 57701.9893; 2024: 47306.3526; 2025: 42328.101; 2026: 49130.6221; 2027: 42664.0272; 2028: 50055.364; 2029: 41588.4801; 2030: 35295.0571; 2031: 28885.3908; 2032: 31189.5479; 2033: 28715.1525; 2034: 40268.1807; 2035: 15228.7329
U OF FL 1 | Gas/Oil:Combustion Turbine | DEF | DEF | 2023: 21427.7082; 2024: 17927.5647; 2025: 16996.926; 2026: 16743.6141; 2027: 14211.3674
Voltage Red | Demand:Demand Response | DEF | DEF | 0 | 0 | 0 | 0 | 0 | 0 | 0 | 0 | 0 | 0 | 0 | 0 | 0 | 0 | 0 | 0 | 0 | 0 | 0 | 0 | 0 | 0 | 0 | 0 | 0 | 0 | 0 | 0 | 0 | 0 | 0 | 0 | 0 | 0 | 0
WaterHtr_PP | Demand:Demand Response | DEF | DEF | 0 | 0 | 0 | 0 | 0 | 0 | 0 | 0 | 0 | 0 | 0 | 0 | 0 | 0 | 0 | 0 | 0 | 0 | 0 | 0 | 0 | 0 | 0 | 0 | 0 | 0 | 0 | 0 | 0 | 0 | 0 | 0 | 0 | 0 | 0
Total |  |  |  | 2564192.4008 | 2014769.2218 | 1685896.6848 | 1531665.2759 | 1525032.388 | 1561586.2885 | 1548195.54 | 1495154.587 | 1452130.8145 | 1479264.0413 | 1608025.9209 | 1756331.9009 | 1887216.9407 | 1992687.4045 | 2122896.1149 | 1998294.5005 | 2004215.7205 | 1921519.3444 | 1953638.2663 | 1840933.5128 | 1853824.8195 | 1607442.9846 | 1576554.9878 | 1246983.1228 | 1247676.7279 | 1172376.4323 | 1386450.1076 | 3115526.6352 | 1950846.2025 | 2231380.3142 | 2453875.6469 | 2917540.2834 | 3198321.8558 | 3644021.7657 | 3999975.9136
Group Totals
Resource | Type | BA | Area | 2023 | 2024 | 2025 | 2026 | 2027 | 2028 | 2029 | 2030 | 2031 | 2032 | 2033 | 2034 | 2035 | 2036 | 2037 | 2038 | 2039 | 2040 | 2041 | 2042 | 2043 | 2044 | 2045 | 2046 | 2047 | 2048 | 2049 | 2050 | 2051 | 2052 | 2053 | 2054 | 2055 | 2056 | 2057
Total | Coal:Conventional | DEF | DEF | 2023: 110472.6655; 2024: 110989.1926; 2025: 109251.9376; 2026: 92405.4484; 2027: 104319.431; 2028: 139908.14; 2029: 137556.282; 2030: 156788.359; 2031: 208352.5066; 2032: 190639.0706; 2033: 217089.7399; 2034: 75483.5542
Total | Demand:Demand Response | DEF | DEF | 0 | 0 | 0 | 0 | 0 | 0 | 0 | 0 | 0 | 0 | 0 | 0 | 0 | 0 | 0 | 0 | 0 | 0 | 0 | 0 | 0 | 0 | 0 | 0 | 0 | 0 | 0 | 0 | 0 | 0 | 0 | 0 | 0 | 0 | 0
Total | Gas/Oil:Combined Cycle | DEF | DEF | 2071693.9647 | 1579667.732 | 1461689.4033 | 1328842.2029 | 1351569.171 | 1383867.1259 | 1400446.4557 | 1341595.7263 | 1263433.0155 | 1315126.1528 | 1349957.9612 | 1498584.5208 | 1599080.1172 | 1656079.0078 | 1712386.3831 | 1727444.1135 | 1684870.285 | 1655164.3727 | 1656771.0334 | 1582092.7124 | 1560108.1371 | 1385072.7056 | 1193934.1851 | 1048552.6898 | 920675.543 | 773221.7827 | 556338.9675 | 1040493.2388 | 576993.4598 | 593955.6908 | 605440.8293 | 603462.1446 | 621955.6514 | 603967.9091 | 609317.7502
Total | Gas/Oil:Combustion Turbine | DEF | DEF | 167953.5444 | 131983.6699 | 98696.4883 | 91060.2353 | 45594.6196 | 16473.6905 | 13764.88 | 19512.1399 | 23366.6187 | 13233.0727 | 13827.9258 | 48797.315 | 81439.8068 | 90606.3828 | 107592.1769 | 68528.6825 | 90215.6354 | 44217.5615 | 56190.73 | 64956.3593 | 144577.6857 | 117080.0084 | 272902.529 | 149507.2659 | 252040.0906 | 200837.8291 | 506593.1466 | 1379254.7279 | 633940.3655 | 658731.2471 | 674530.1617 | 729135.5588 | 737608.4995 | 732222.9565 | 776770.3601
Total | Gas/Oil:Steam Turbine | DEF | DEF | 2023: 115768.5031; 2024: 112278.9139; 2025: 57786.209; 2026: 82428.3925; 2027: 82687.1512; 2028: 86648.5052; 2029: 67432.4187; 2030: 55698.9928; 2031: 42048.2236; 2032: 40103.3126; 2033: 36235.3856; 2034: 72532.4387; 2035: 89900.2099; 2036: 89900.0858; 2037: 132097.0078; 2038: 58422.1177; 2039: 81584.696; 2040: 72248.4042; 2041: 61675.8602; 2042: 19792.6561
Total | Nuclear:Nuclear | DEF | DEF | 2038: -29131.3125; 2039: -43816.6777; 2040: -74141.5273; 2041: -77059.9219; 2042: -107328.0977; 2043: -121319.2188; 2044: -170378.3672; 2045: -189302.3672; 2046: -234719.8594; 2047: -208528.3672; 2048: -43129.2334; 2049: 98463.4548; 2050: 289185.1831; 2051: 443619.6104; 2052: 679336.5894; 2053: 861180.9736; 2054: 1250180.5244; 2055: 1516569.916; 2056: 1935404.6309; 2057: 2239047.9512
Total | Renewable:Biomass | DEF | DEF | 2023: 126887.3235; 2024: 133400.2052; 2025: 27145.8034; 2026: 16668.9198; 2027: 16862.3309; 2028: 17767.4042; 2029: 17241.1799; 2030: 16170.4741; 2031: 16689.1421; 2032: 15866.5302; 2033: 16647.2492; 2034: 18245.9924; 2035: 19223.9404; 2036: 19236.3578; 2037: 21703.3901; 2038: 21374.2266; 2039: 22637.3015; 2040: 22245.9647; 2041: 23030.5389; 2042: 22925.885
Total | Renewable:Solar PV | DEF | DEF | -28583.6003 | -53550.4917 | -68673.1567 | -79739.923 | -79119.0428 | -86159.4974 | -91333.6947 | -97723.1488 | -106161.7591 | -110578.4504 | -62554.0139 | -21779.4148 | 6736.445 | 35170.8042 | 46450.5773 | 47994.0048 | 56836.6023 | 83582.5883 | 113630.6292 | 141429.9781 | 153148.9052 | 160900.7407 | 185360.1834 | 173680.7055 | 185921.6492 | 164548.6808 | 165925.3438 | 366138.6598 | 266237.1432 | 272114.335 | 280108.2689 | 294764.2238 | 270886.2434 | 299876.9954 | 282564.8155
Total | Renewable:Wind | DEF | DEF | 2043: -960.3226; 2044: -4737.5131; 2045: -8643.1392; 2046: -13213.7855; 2047: -14879.2649; 2048: -11477.996; 2049: -67.0257; 2050: 9480.3146; 2051: 10415.2331; 2052: 7372.9393; 2053: 12511.0496; 2054: 28129.8666; 2055: 43702.1818; 2056: 61878.7565; 2057: 80215.63
Total | Storage:Battery | DEF | DEF |  |  |  |  | 3118.7271 | 3080.9202 | 3088.0184 | 3112.0437 | 4403.0671 | 14874.3528 | 36821.673 | 64467.4946 | 90836.4214 | 101694.7661 | 102666.5797 | 103662.668 | 111887.8781 | 118201.9805 | 119399.3965 | 117064.0195 | 118269.6328 | 119505.4102 | 122303.5967 | 123176.1064 | 112447.0771 | 88375.3691 | 59196.2207 | 30974.511 | 19640.3906 | 19869.5127 | 20104.3638 | 11867.9651 | 7599.3637 | 10670.5174 | 12059.4067
Solar 14
Resource | Type | BA | Area | 2023 | 2024 | 2025 | 2026 | 2027 | 2028 | 2029 | 2030 | 2031 | 2032 | 2033 | 2034 | 2035 | 2036 | 2037 | 2038 | 2039 | 2040 | 2041 | 2042 | 2043 | 2044 | 2045 | 2046 | 2047 | 2048 | 2049 | 2050 | 2051 | 2052 | 2053 | 2054 | 2055 | 2056 | 2057
AC | Demand:Demand Response | DEF | DEF | 0 | 0 | 0 | 0 | 0 | 0 | 0 | 0 | 0 | 0 | 0 | 0 | 0 | 0 | 0 | 0 | 0 | 0 | 0 | 0 | 0 | 0 | 0 | 0 | 0 | 0 | 0 | 0 | 0 | 0 | 0 | 0 | 0 | 0 | 0
Anclote 1 | Gas/Oil:Steam Turbine | DEF | DEF | 2023: 69563.9753; 2024: 68916.3399; 2025: 33470.9094; 2026: 48458.9292; 2027: 43169.8156; 2028: 49314.1263; 2029: 39648.2726; 2030: 34192.7015; 2031: 21055.9885; 2032: 25407.6693; 2033: 19010.8808; 2034: 40112.3447; 2035: 45968.972; 2036: 44487.1778; 2037: 65081.7138; 2038: 35330.2832; 2039: 43367.4116; 2040: 37408.3787; 2041: 35581.3658; 2042: 9771.3739
Anclote 2 | Gas/Oil:Steam Turbine | DEF | DEF | 2023: 45932.7145; 2024: 43362.574; 2025: 24107.0539; 2026: 31111.452; 2027: 31348.8964; 2028: 28182.3376; 2029: 23325.6892; 2030: 19602.736; 2031: 20015.0881; 2032: 18028.3507; 2033: 20381.0239; 2034: 27486.4551; 2035: 37136.0765; 2036: 34809.2194; 2037: 58401.507; 2038: 14841.6822; 2039: 23520.8665; 2040: 24611.5179; 2041: 18642.3069; 2042: 7859.3602
As Avail | Gas/Oil:Combined Cycle | DEF | DEF | 102.268 | 83.0563 | 72.7482 | 72.4703 | 72.8996 | 78.7324 | 76.9661 | 72.7857 | 74.3358 | 71.719 | 74.7186 | 81.1279 | 91.654 | 92.1117 | 100.2624 | 87.5091 | 95.7747 | 99.7321 | 94.9952 | 100.1612 | 103.9495 | 107.3566 | 147.235 | 115.2838 | 103.83 | 77.3497 | 133.1433 | 248.7366 | 161.6181 | 196.3687 | 191.2281 | 146.7261 | 180.8788 | 229.8123 | 191.1454
As Avail PCS | Renewable:Biomass | DEF | DEF | 2023: 6552.8181; 2024: 5477.8447; 2025: 4907.8353; 2026: 4994.3219; 2027: 4982.4009; 2028: 5313.8719; 2029: 5039.04; 2030: 4784.3051; 2031: 4956.4588; 2032: 4779.3939; 2033: 5029.2412; 2034: 5519.0436; 2035: 5791.1385; 2036: 5990.9119; 2037: 6758.313; 2038: 6245.8366; 2039: 6526.668; 2040: 6555.8116; 2041: 6903.3738; 2042: 6751.792
Bartow CC 1 0 | Gas/Oil:Combined Cycle | DEF | DEF | 309828.6318 | 250595.9072 | 261019.9121 | 246580.3252 | 238569.1064 | 254048.3848 | 264883.5527 | 263657.3652 | 270850.5264 | 275012.8516 | 275861.9287 | 314393.8945 | 328660.1426 | 343505.0059 | 325834.2422 | 350591.8125 | 391375.9844 | 400128.0781 | 384327.3242 | 398188.0195 | 438490.3809 | 444801.207 | 429814.0391 | 436522.6914 | 445622.5977 | 402352.1699 | 140363.375
Bartow CC 1 PAG | Gas/Oil:Combined Cycle | DEF | DEF | 9744.8732 | 8051.3479 | 6337.1438 | 5505.5203 | 5585.0191 | 6410.0485 | 5822.4303 | 3924.9142 | 3162.8736 | 3293.7017 | 2706.8774 | 5419.2651 | 6710.4466 | 6518.1905 | 7595.4409 | 5250.6808 | 7722.2901 | 5711.4853 | 4589.1861 | 3348.3821 | 6088.0787 | 4707.6389 | 8446.3383 | 2364.8924 | 6317.8159 | 2455.9135 | 297.6661
BARTOW_P 1 | Gas/Oil:Combustion Turbine | DEF | DEF | 2023: 0; 2024: 32.7607; 2025: 0; 2026: 0; 2027: 0
BARTOW_P 2 | Gas/Oil:Combustion Turbine | DEF | DEF | 2023: 53.5258; 2024: 163.4986; 2025: 142.1866; 2026: 115.3972; 2027: 145.9808; 2028: 113.6286; 2029: 71.4295; 2030: 163.9345; 2031: 265.8451; 2032: 212.9607; 2033: 76.9004; 2034: 51.129
BARTOW_P 3 | Gas/Oil:Combustion Turbine | DEF | DEF | 2023: 0; 2024: 0; 2025: 0; 2026: 0; 2027: 0
BARTOW_P 4 | Gas/Oil:Combustion Turbine | DEF | DEF | 2023: 318.361; 2024: 366.3436; 2025: 315.1687; 2026: 271.3421; 2027: 238.6365; 2028: 290.2632; 2029: 179.7393; 2030: 272.3747; 2031: 311.2671; 2032: 312.6236; 2033: 255.6329; 2034: 87.3007
Battery 2 Hours | Storage:Battery | DEF | DEF | 2027: 3118.7271; 2028: 3080.9202; 2029: 3088.0184; 2030: 3112.0437; 2031: 3064.0197; 2032: 3103.9702; 2033: 3144.9192; 2034: 3186.8921; 2035: 3229.9146; 2036: 3274.0122; 2037: 3319.2125; 2038: 3365.543; 2039: 3413.0314; 2040: 3461.707; 2041: 3511.5996
Battery 4 Hours | Storage:Battery | DEF | DEF | [9 empty] | 5402.7986 | 25695.5576 | 54209.762 | 80471.1323 | 91219.2363 | 92078.0391 | 92958.3105 | 101064.8091 | 107257.1953 | 108329.8945 | 109429.418 | 110556.4102 | 111711.5742 | 115958.6855 | 119416.6875 | 114459.0586 | 92217.7808 | 60339.0063 | 30974.511 | 19640.3906 | 19869.5127 | 20104.3638 | 11867.9651 | 5883.3783 | 7692.6986 | 9044.5554
BAYBORO_P 1 | Gas/Oil:Combustion Turbine | DEF | DEF | 2023: 0; 2024: 137.4133; 2025: 34.0988
BAYBORO_P 2 | Gas/Oil:Combustion Turbine | DEF | DEF | 2023: 0; 2024: 17.7783; 2025: 7.9664
BAYBORO_P 3 | Gas/Oil:Combustion Turbine | DEF | DEF | 2023: 0; 2024: 53.7986; 2025: 20.7101
BAYBORO_P 4 | Gas/Oil:Combustion Turbine | DEF | DEF | 2023: 0; 2024: 29.6547; 2025: 9.2594
Citrus CC 1 | Gas/Oil:Combined Cycle | DEF | DEF | 265063.3535 | 228131.1245 | 201624.6006 | 215412.7363 | 214491.7202 | 192814.9346 | 211493.3442 | 204074.6011 | 192991.0938 | 210742.9769 | 218327.6787 | 227258.7794 | 238013.459 | 247505.1318 | 235250.5195 | 267210.9161 | 271893.0283 | 265678.6982 | 280713.6162 | 272963.1733 | 269301.3418 | 232224.6719 | 225296.3044 | 201829.0122 | 196362.2421 | 152169.7715 | 185690.2393 | 496423.5424 | 281670.9666 | 281461.2012 | 291416.6978 | 284111.7543 | 286653.4352 | 298591.4542 | 297098.3843
Citrus CC 1 Duct | Gas/Oil:Combined Cycle | DEF | DEF | 10812.8198 | 9215.0771 | 6433.8831 | 6975.977 | 6051.6459 | 6214.7159 | 5989.7247 | 4473.4305 | 3477.7405 | 3548.9635 | 3568.0718 | 6447.9683 | 7806.281 | 7783.1488 | 10372.9825 | 5355.1284 | 7373.5378 | 4603.609 | 4394.0179 | 1834.8899 | 6003.4783 | 3655.5743 | 7598.1367 | 2935.5536 | 5925.234 | 1805.7173 | 9257.6633 | 27469.435 | 18470.1125 | 22958.2205 | 19665.1206 | 21930.4914 | 21693.0418 | 20708.6586 | 28318.7556
Citrus CC 2 | Gas/Oil:Combined Cycle | DEF | DEF | 266533.4629 | 228122.7007 | 214312.0894 | 199767.1396 | 218919.3447 | 195419.7056 | 216409.4941 | 210439.6216 | 190937.2712 | 211745.1162 | 219074.3359 | 231360.2529 | 239622.0422 | 246429.6289 | 236756.0716 | 270168.9873 | 279153.8311 | 260834.6079 | 295818.8086 | 293505.1938 | 278198.7332 | 267212.4331 | 265467.2959 | 209144.2966 | 177693.7714 | 148672.5544 | 168522.8289 | 487714.5858 | 227787.4137 | 236783.4014 | 240798.9862 | 258476.1453 | 265452.0812 | 254166.9456 | 264113.1643
Citrus CC 2 Duct | Gas/Oil:Combined Cycle | DEF | DEF | 10592.3553 | 9677.8316 | 6771.2259 | 5436.108 | 5693.5239 | 6022.3261 | 5840.5159 | 4026.4223 | 2828.6021 | 3144.476 | 3044.6625 | 5857.8471 | 7107.9635 | 7598.4606 | 8573.4838 | 4833.8561 | 6141.7782 | 6155.8961 | 3791.5605 | 1967.8539 | 4983.0278 | 3603.2949 | 7586.6442 | 3181.2965 | 5138.8132 | 2524.114 | 7608.0275 | 23723.2849 | 13554.1727 | 18824.7527 | 15916.7465 | 20270.5044 | 17806.6313 | 17711.2503 | 27707.0223
Crystal 4 | Coal:Conventional | DEF | DEF | 2023: 68342.1155; 2024: 53479.1809; 2025: 60484.4124; 2026: 43963.0153; 2027: 54400.9641; 2028: 79534.7915; 2029: 67043.9919; 2030: 76240.7109; 2031: 121677.895; 2032: 87629.2145; 2033: 123504.5296; 2034: 51704.1367
Crystal 5 | Coal:Conventional | DEF | DEF | 2023: 42176.1562; 2024: 57510.0117; 2025: 48784.0006; 2026: 46026.9346; 2027: 46522.0444; 2028: 72510.7005; 2029: 60480.662; 2030: 77565.5558; 2031: 79502.3916; 2032: 99362.7839; 2033: 80116.2206; 2034: 23073.9949
DEBARY 10 | Gas/Oil:Combustion Turbine | DEF | DEF | 2023: 0; 2024: 106.023; 2025: 30.9846; 2026: 26.0588; 2027: 67.918; 2028: 86.339; 2029: 23.7474; 2030: 59.3197; 2031: 24.4356; 2032: 59.7166; 2033: 0; 2034: 55.2584; 2035: 173.5843; 2036: 32.2346
DEBARY 2 | Gas/Oil:Combustion Turbine | DEF | DEF | 2023: 0; 2024: 140.3938; 2025: 0; 2026: 0; 2027: 0
DEBARY 3 | Gas/Oil:Combustion Turbine | DEF | DEF | 2023: 0; 2024: 150.4259; 2025: 0; 2026: 29.8597; 2027: 0
DEBARY 4 | Gas/Oil:Combustion Turbine | DEF | DEF | 2023: 0; 2024: 61.139; 2025: 0; 2026: 23.3267; 2027: 0
DEBARY 5 | Gas/Oil:Combustion Turbine | DEF | DEF | 2023: 0; 2024: 153.2757; 2025: 0; 2026: 0; 2027: 0
DEBARY 6 | Gas/Oil:Combustion Turbine | DEF | DEF | 2023: 0; 2024: 175.8371; 2025: 34.2265; 2026: 0; 2027: 0
DEBARY 7 | Gas/Oil:Combustion Turbine | DEF | DEF | 2023: 1381.9485; 2024: 1269.186; 2025: 1388.2138; 2026: 1336.0379; 2027: 1162.0274; 2028: 1104.6911; 2029: 1028.2749; 2030: 1132.1465; 2031: 1272.7311; 2032: 716.0644; 2033: 854.4588; 2034: 1151.0332; 2035: 1191.0173; 2036: 311.737
DEBARY 8 | Gas/Oil:Combustion Turbine | DEF | DEF | 2023: 1946.5811; 2024: 1414.4872; 2025: 1684.0949; 2026: 1414.5872; 2027: 1270.2391; 2028: 1275.1439; 2029: 1201.142; 2030: 1167.9766; 2031: 1575.1421; 2032: 956.5059; 2033: 1029.7956; 2034: 1289.0227; 2035: 1459.2281; 2036: 675.474
DEBARY 9 | Gas/Oil:Combustion Turbine | DEF | DEF | 2023: 2047.6319; 2024: 1949.2773; 2025: 1473.6146; 2026: 1611.6833; 2027: 1312.0823; 2028: 1436.0447; 2029: 1410.5345; 2030: 1376.2355; 2031: 1765.365; 2032: 1043.4001; 2033: 1011.8285; 2034: 1634.0219; 2035: 1366.4559; 2036: 645.8499
DEF Nuclear Natrium | Nuclear:Nuclear | DEF | DEF | 2048: 183804.1326; 2049: 321604.8987; 2050: 522536.5378; 2051: 673722.4609; 2052: 892673.7798; 2053: 1060433.6426; 2054: 1406166.96; 2055: 1669907.8145; 2056: 2047530.627; 2057: 2338032.8379
DEF Nuclear Natrium - Storage | Storage:Battery | DEF | DEF | 2048: 0; 2049: 0; 2050: 0; 2051: 0; 2052: 0; 2053: 0; 2054: 0; 2055: 0; 2056: 0; 2057: 0
DEF Nuclear Natrium - Storage PTC | Storage:Battery | DEF | DEF | 2038: 0; 2039: 0; 2040: 0; 2041: 0; 2042: 0; 2043: 0; 2044: 0; 2045: 0; 2046: 0; 2047: 0; 2048: 0; 2049: 0; 2050: 0; 2051: 0; 2052: 0; 2053: 0; 2054: 0; 2055: 0; 2056: 0; 2057: 0
DEF Nuclear Natrium PTC | Nuclear:Nuclear | DEF | DEF | 2038: -29330.2891; 2039: -44232.7656; 2040: -74185.457; 2041: -77254.5664; 2042: -107968.5234; 2043: -121457.5078; 2044: -171132.918; 2045: -189295.5547; 2046: -234719.8594; 2047: -207977.5703; 2048: -226939.9375; 2049: -223265.0156; 2050: -233577.7812; 2051: -230366; 2052: -213701.8125; 2053: -199557.8359; 2054: -156480.3438; 2055: -153408.2891; 2056: -112046.5391; 2057: -99270.0156
Gen 190MW CT | Gas/Oil:Combustion Turbine | DEF | DEF | [6 empty] | 2397.5408 | 4722.3005 | 5740.2888 | 4889.4354 | 4536.7485 | 31600.494 | 57985.5654 | 67274.8746 | 73364.8897 | 55850.6591 | 77504.9909 | 35841.3776 | 41079.1519 | 47435.2726 | 93722.6604 | 55843.5578 | 177516.5726 | 79119.5232 | 125681.1557 | 87883.7938 | 275326.2758 | 706858.4849 | 210855.2883 | 226450.0743 | 171073.9791 | 160618.11 | 191292.8042 | 244203.7121 | 270358.9629
Gen 190MW CT H2 | Gas/Oil:Combustion Turbine | DEF | DEF | 2043: 25580.4416; 2044: 42596.2272; 2045: 65857.6964; 2046: 57277.2013; 2047: 102698.2399; 2048: 105466.7321; 2049: 208203.5658; 2050: 569189.5992; 2051: 352434.263; 2052: 354009.8716; 2053: 430798.0013; 2054: 471594.7807; 2055: 469775.6742; 2056: 444813.2012; 2057: 493739.2834
HEAT | Demand:Demand Response | DEF | DEF | 0 | 0 | 0 | 0 | 0 | 0 | 0 | 0 | 0 | 0 | 0 | 0 | 0 | 0 | 0 | 0 | 0 | 0 | 0 | 0 | 0 | 0 | 0 | 0 | 0 | 0 | 0 | 0 | 0 | 0 | 0 | 0 | 0 | 0 | 0
Hines CC 1 | Gas/Oil:Combined Cycle | DEF | DEF | 2023: 133882.6914; 2024: 117600.8243; 2025: 112022.3699; 2026: 82572.3748; 2027: 91450.8866; 2028: 80441.7981; 2029: 92900.8152; 2030: 73797.0271; 2031: 60504.165; 2032: 46201.0429; 2033: 45999.0165; 2034: 62009.8488; 2035: 102408.4534; 2036: 110528.3579; 2037: 142055.5571; 2038: 103420.9196; 2039: 20856.0461
Hines CC 2 | Gas/Oil:Combined Cycle | DEF | DEF | 144189.9355 | 123670.1011 | 118949.1731 | 126378.4551 | 117067.5742 | 124333.8682 | 111257.8074 | 114391.531 | 99313.8895 | 100203.6379 | 98405.9291 | 115912.0532 | 132137.498 | 134113.0309 | 149687.0115 | 143406.0823 | 130045.9268 | 124388.095 | 110675.7574 | 72210.7318 | 9130.1077
Hines CC 3 | Gas/Oil:Combined Cycle | DEF | DEF | 155676.3017 | 124200.8022 | 119855.6362 | 114930.8242 | 134502.9287 | 130536.9053 | 139389.5449 | 117219.0967 | 127851.6809 | 120890.3984 | 135988.7227 | 135669.9839 | 166708.7964 | 162868.9587 | 189552.0488 | 157539.4758 | 166502.389 | 153740.9856 | 158723.7999 | 122611.7741 | 134263.8246 | 100056.2924 | 28518.6946
Hines CC 4 | Gas/Oil:Combined Cycle | DEF | DEF | 134611.9861 | 126853.3091 | 95914.2714 | 105724.5955 | 95362.8762 | 125152.0747 | 113387.071 | 117712.7729 | 96657.4647 | 116373.9761 | 118955.1882 | 141302.6855 | 134639.6294 | 162891.1504 | 158524.3201 | 168046.042 | 159895.7183 | 174791.1855 | 171679.7544 | 182354.1963 | 169630.3633 | 193153.0437 | 158756.0955 | 119045.6582 | 24960.1237
INT CITY 1 | Gas/Oil:Combustion Turbine | DEF | DEF | 2023: 35.0559; 2024: 12.4194; 2025: 10.5778; 2026: 25.2786; 2027: 26.3157; 2028: 39.0595; 2029: 0; 2030: 87.6432; 2031: 117.3779; 2032: 77.3315; 2033: 10.6873; 2034: 13.5567
INT CITY 10 | Gas/Oil:Combustion Turbine | DEF | DEF | 2023: 465.745; 2024: 998.7609; 2025: 809.0186; 2026: 410.9816; 2027: 651.1356; 2028: 452.8161; 2029: 568.0192; 2030: 588.2591; 2031: 833.901; 2032: 404.0863; 2033: 323.5319; 2034: 909.0134; 2035: 1224.0932; 2036: 1622.3293; 2037: 2372.2457; 2038: 564.1617
INT CITY 11 | Gas/Oil:Combustion Turbine | DEF | DEF | 0 | 415.5087 | 226.647 | 110.3585 | 150.4318 | 134.9721 | 0 | 252.2377 | 398.3447 | 115.775 | 50.4474 | 226.9562 | 468.6863 | 891.0856 | 1261.9023 | 769.4893 | 1485.5776 | 451.4555 | 685.3652 | 779.7379 | 485.0839 | 529.1668
INT CITY 12 | Gas/Oil:Combustion Turbine | DEF | DEF | 311.38 | 899.0985 | 525.3043 | 242.9121 | 513.3536 | 379.989 | 219.9976 | 430.1987 | 766.1836 | 367.2645 | 229.6844 | 774.9264 | 640.6514 | 1189.3356 | 1645.4254 | 1661.2397 | 1941.6189 | 1026.9912 | 1084.8597 | 1578.8365 | 3851.55 | 2477.8388 | 726.5055
INT CITY 13 | Gas/Oil:Combustion Turbine | DEF | DEF | 900.65 | 1314.9259 | 933.1599 | 559.696 | 633.4081 | 533.0487 | 507.6666 | 672.9969 | 909.3156 | 433.8917 | 362.0254 | 1008.99 | 1102.1283 | 1717.9613 | 2321.6632 | 1939.6891 | 2126.2265 | 1298.5454 | 1804.3072 | 2129.748 | 4744.3771 | 3310.997 | 983.1355
INT CITY 14 | Gas/Oil:Combustion Turbine | DEF | DEF | 934.3211 | 1412.2517 | 1097.1788 | 661.7729 | 918.0069 | 638.6609 | 681.9447 | 745.7606 | 860.7112 | 622.3765 | 425.9046 | 1227.154 | 1168.2769 | 1772.6924 | 2999.1683 | 2355.8796 | 3223.677 | 1621.2989 | 2428.1923 | 2202.4389 | 5426.0252 | 3901.5234 | 1221.6073
INT CITY 2 | Gas/Oil:Combustion Turbine | DEF | DEF | 2023: 0; 2024: 0; 2025: 0; 2026: 0; 2027: 14.4208; 2028: 0; 2029: 0; 2030: 8.8053; 2031: 98.2405; 2032: 9.2183; 2033: 0; 2034: 0
INT CITY 3 | Gas/Oil:Combustion Turbine | DEF | DEF | 2023: 0; 2024: 30.0278; 2025: 20.823; 2026: 21.1677; 2027: 27.1041; 2028: 40.6645; 2029: 0; 2030: 40.441; 2031: 124.1155; 2032: 48.1566; 2033: 8.7639; 2034: 0
INT CITY 4 | Gas/Oil:Combustion Turbine | DEF | DEF | 2023: 31.1254; 2024: 67.6159; 2025: 20.6419; 2026: 26.2475; 2027: 27.005; 2028: 10.4248; 2029: 0; 2030: 42.0035; 2031: 49.2175; 2032: 40.0723; 2033: 9.524; 2034: 13.8805
INT CITY 5 | Gas/Oil:Combustion Turbine | DEF | DEF | 2023: 0; 2024: 0; 2025: 0; 2026: 15.0083; 2027: 13.7722; 2028: 15.813; 2029: 0; 2030: 32.116; 2031: 96.8147; 2032: 22.8398; 2033: 8.817; 2034: 0
INT CITY 6 | Gas/Oil:Combustion Turbine | DEF | DEF | 2023: 0; 2024: 124.8964; 2025: 19.5315; 2026: 21.7718; 2027: 41.1267; 2028: 51.4604; 2029: 0; 2030: 66.6853; 2031: 160.973; 2032: 81.8973; 2033: 8.6963; 2034: 0
INT CITY 7 | Gas/Oil:Combustion Turbine | DEF | DEF | 2023: 2069.2503; 2024: 2421.6512; 2025: 1761.7402; 2026: 1792.2864; 2027: 1453.9269; 2028: 1513.5211; 2029: 1243.3257; 2030: 1229.9456; 2031: 1501.8172; 2032: 1083.9431; 2033: 896.6043; 2034: 1787.2839; 2035: 2232.9981; 2036: 2641.3037; 2037: 3918.9451; 2038: 1324.3339
INT CITY 8 | Gas/Oil:Combustion Turbine | DEF | DEF | 2023: 1247.1509; 2024: 1882.1421; 2025: 1482.5875; 2026: 1167.3295; 2027: 1137.9483; 2028: 1148.4034; 2029: 1141.9387; 2030: 965.6453; 2031: 1108.9757; 2032: 808.1452; 2033: 750.6236; 2034: 1604.2562; 2035: 1715.6015; 2036: 2027.7342; 2037: 3523.0984; 2038: 795.5101
INT CITY 9 | Gas/Oil:Combustion Turbine | DEF | DEF | 2023: 1183.832; 2024: 1780.2461; 2025: 1262.8228; 2026: 1253.6559; 2027: 930.6719; 2028: 1034.8402; 2029: 1035.5377; 2030: 987.8403; 2031: 1324.0618; 2032: 715.3924; 2033: 575.0641; 2034: 1749.2408; 2035: 1587.3257; 2036: 2097.6965; 2037: 3447.2835; 2038: 931.3353
INTER | Demand:Demand Response | DEF | DEF | 0 | 0 | 0 | 0 | 0 | 0 | 0 | 0 | 0 | 0 | 0 | 0 | 0 | 0 | 0 | 0 | 0 | 0 | 0 | 0 | 0 | 0 | 0 | 0 | 0 | 0 | 0 | 0 | 0 | 0 | 0 | 0 | 0 | 0 | 0
Mulberry | Gas/Oil:Combined Cycle | DEF | DEF | 2023: 149783.5234; 2024: 67188.5723
New DEF OnShore Wind | Renewable:Wind | DEF | DEF | 2048: 5927.125; 2049: 16505.7884; 2050: 21340.5596; 2051: 21743.7284; 2052: 22287.7628; 2053: 29523.8435; 2054: 41986.8846; 2055: 54993.3801; 2056: 68805.3939; 2057: 83186.0466
New DEF OnShore Wind PTC | Renewable:Wind | DEF | DEF | 2043: -919.0896; 2044: -4898.4979; 2045: -8908.3174; 2046: -13204.5734; 2047: -14927.4258; 2048: -17591.9287; 2049: -16757.5034; 2050: -11865.2366; 2051: -11393.2617; 2052: -14900.4329; 2053: -17093.0653; 2054: -13878.6343; 2055: -11357.5876; 2056: -7276.9447; 2057: -3234.1434
NSG Vand CT 1 | Gas/Oil:Combustion Turbine | DEF | DEF | 2023: 21695.4092; 2024: 20302.8443; 2025: 14533.5081; 2026: 13194.2924; 2027: 3906.9198
NSG Vand CT 2 | Gas/Oil:Combustion Turbine | DEF | DEF | 2023: 21578.5516; 2024: 20391.7103; 2025: 16002.7832; 2026: 13292.9398; 2027: 3980.4834
NSG Vand CT 3 | Gas/Oil:Combustion Turbine | DEF | DEF | 2023: 24519.8686; 2024: 22595.2441; 2025: 17341.8505; 2026: 14546.4583; 2027: 4158.0236
NSG Vand CT 4 | Gas/Oil:Combustion Turbine | DEF | DEF | 2023: 25330.3761; 2024: 23034.4758; 2025: 18044.0317; 2026: 15332.2245; 2027: 3993.6735
Orange Cogen | Gas/Oil:Combined Cycle | DEF | DEF | 2023: 125718.3315; 2024: 113084.5908; 2025: 118162.9771
Orlando Cogen | Gas/Oil:Combined Cycle | DEF | DEF | 2023: 180080.8389
Osprey 1 0 | Gas/Oil:Combined Cycle | DEF | DEF | 2023: 75819.4512; 2024: 60463.4604
Osprey 1 1 | Gas/Oil:Combined Cycle | DEF | DEF | 2023: 39296.3621; 2024: 33179.0965
Osprey 1 2 | Gas/Oil:Combined Cycle | DEF | DEF | 2023: 2947.296; 2024: 2477.4796
OspreyAcq | Gas/Oil:Combined Cycle | DEF | DEF |  | 29563.5439 | 153818.7527 | 149413.6973 | 140860.6849 | 155072.3901 | 141985.1406 | 139480.6885 | 136217.6797 | 138984.085 | 154383.0864 | 157332.1226 | 165801.4275 | 169258.6284 | 190600.2603 | 186875.6753 | 180943.6792 | 190303.563 | 170728.9149 | 159994.7977 | 166180.5942 | 57177.9382
OspreyAcqDF | Gas/Oil:Combined Cycle | DEF | DEF |  | 202.5538 | 3945.1414 | 3995.5603 | 3465.644 | 3590.1413 | 3595.5952 | 3594.292 | 2252.9524 | 2203.1792 | 2431.0862 | 4532.0294 | 5529.09 | 6022.4187 | 6730.2944 | 4746.2385 | 6242.101 | 5071.7275 | 5298.1272 | 3658.0415 | 5652.646 | 645.8714
Pasco County | Renewable:Biomass | DEF | DEF | 2023: 36056.9646; 2024: 38226.0868; 2025: 7015.7294; 2026: 3294.4036; 2027: 3465.6559; 2028: 3439.683; 2029: 3428.412; 2030: 3298.914; 2031: 3458.7518; 2032: 3256.8899; 2033: 3295.8192; 2034: 3697.2347; 2035: 3911.5924; 2036: 4180.8873; 2037: 4482.9472; 2038: 4384.5545; 2039: 4682.9994; 2040: 4514.1322; 2041: 4888.6052; 2042: 4469.9917
Pinellas County | Renewable:Biomass | DEF | DEF | 2023: 84380.4822; 2024: 89696.2736; 2025: 15195.2336; 2026: 8125.6445; 2027: 7847.8589; 2028: 8383.0733; 2029: 8368.3808; 2030: 7983.7965; 2031: 8286.2169; 2032: 7753.1372; 2033: 8105.9405; 2034: 8569.6563; 2035: 9395.6973; 2036: 9138.3093; 2037: 10173.8352; 2038: 10026.3383; 2039: 11495.4935; 2040: 10409.7492; 2041: 11584.1926; 2042: 11376.0777
Shady Hills 1 | Gas/Oil:Combustion Turbine | DEF | DEF | 2023: 13374.551; 2024: 2411.7866
Shady Hills 2 | Gas/Oil:Combustion Turbine | DEF | DEF | 2023: 12362.4912; 2024: 2346.5603
Shady Hills 3 | Gas/Oil:Combustion Turbine | DEF | DEF | 2023: 11622.6498; 2024: 2371.3654
Solar 3rdParty Block 1 | Renewable:Solar PV | DEF | DEF |  | 3627.9774 | 5105.5135 | 8309.3248 | 10714.2589 | 14504.722 | 16235.8368 | 19226.4319 | 21291.8568 | 20404.4894 | 21392.8281 | 23377.0231 | 24460.9377 | 25658.5754 | 26661.473 | 25734.9736 | 27995.521 | 27749.8428 | 29051.9331 | 28816.9338 | 30441.1553 | 30687.0847 | 35434.6921 | 30087.1151 | 29947.0107 | 23162.0872 | 20807.9465 | 60746.1739 | 35048.3333 | 37516.6342 | 37227.0519 | 39493.0205 | 39501.5531 | 50634.6646 | 54256.2996
Solar 3rdParty Block 2 | Renewable:Solar PV | DEF | DEF | [9 empty] | 3375.8453 | 5767.6508 | 10150.5405 | 13256.141 | 18226.6715 | 21782.3434 | 25260.8502 | 30650.4908 | 30381.5366 | 31807.114 | 31549.8237 | 33328.1167 | 33597.3794 | 38795.2498 | 32940.5002 | 32787.0791 | 25358.7203 | 22781.3106 | 66507.1717 | 38372.3006 | 41074.5426 | 40757.524 | 43238.3657 | 43247.7186 | 55436.5705 | 59401.8526
Solar 3rdParty Block 3 | Renewable:Solar PV | DEF | DEF | 2040: 4582.9381; 2041: 8153.0787; 2042: 12848.1469; 2043: 17172.0258; 2044: 22530.4432; 2045: 30134.5726; 2046: 30833.8185; 2047: 34128.5179; 2048: 26396.2532; 2049: 23713.3835; 2050: 69228.2554; 2051: 39942.2707; 2052: 42755.1656; 2053: 42425.1045; 2054: 45007.4364; 2055: 45017.2753; 2056: 57704.8196; 2057: 61832.3743
Solar 3rdParty Block 4 | Renewable:Solar PV | DEF | DEF | 2048: 4194.5472; 2049: 6078.423; 2050: 28394.0729; 2051: 20579.915; 2052: 22029.1597; 2053: 21859.0776; 2054: 23189.6219; 2055: 23194.7161; 2056: 29731.8608; 2057: 31858.53
Solar DEF Bay Ranch | Renewable:Solar PV | DEF | DEF | -3797.394 | -6162.3334 | -6098.1013 | -6049.3755 | -5995.8184 | -6650.494 | -7189.9331 | -7132.1451 | -7074.5526 | -7634.5211 | -1890.8232 | 862 | 883 | 946 | 929 | 946 | 968 | 991 | 1015 | 1044 | 1064 | 1089 | 1115 | 1142 | 1175 | 1198 | 1227 | 1257 | 1288 | 1288 | 1288 | 1288 | 1288 | 1288 | 1288
Solar DEF Bay Trail | Renewable:Solar PV | DEF | DEF | -5608.1826 | -6142.9244 | -6077.8497 | -6024.1992 | -5923.7197 | -6627.7101 | -7165.9391 | -7108.2408 | -7044.7393 | -6548.4425 | 850 | 869 | 932 | 916 | 932 | 954 | 976 | 1000 | 1028 | 1048 | 1073 | 1098 | 1125 | 1157 | 1180 | 1208 | 1238 | 1268 | 1304 | 1304 | 1304 | 1304 | 1304 | 1304 | 1304
Solar DEF Charlie Creek | Renewable:Solar PV | DEF | DEF | -5386.1924 | -5896.0744 | -5838.6502 | -5790.7008 | -5695.9133 | -6367.3297 | -6882.5685 | -6830.8756 | -6774.3725 | -5057.5386 | 712 | 727 | 783.9999 | 761 | 771.9999 | 788 | 804 | 820 | 842 | 854 | 872 | 890 | 909 | 933 | 947 | 967 | 988 | 1009 | 1035 | 1035 | 1035 | 1035 | 1035 | 1035 | 1035
Solar DEF Columbia | Renewable:Solar PV | DEF | DEF | 827.7773 | 847.5346 | 938.6952 | 950.0155 | 973.1956 | 1008.7103 | 1021.1056 | 1045.8802 | 1083.5396 | 1097.2077 | 1176.8997 | 1163.9227 | 1179.1386 | 1207.9071 | 1250.7807 | 1267.845 | 1299.0836 | 1345.0675 | 1364.2653 | 1398.2714 | 1447.6754 | 1469.2642 | 1506.3094 | 1559.4218 | 1583.6409 | 1623.9853 | 1681.0911 | 1726.9887 | 1726.9887 | 1726.9887 | 1726.9887 | 1726.9887 | 1726.9887 | 1726.9887 | 1726.9887
Solar DEF County Line | Renewable:Solar PV | DEF | DEF |  |  | -5560.7467 | -6111.9113 | -6287.3543 | -7020.0896 | -7142.6371 | -7084.8659 | -7271.5812 | -7475.6666 | -7390.1875 | -7575.1699 | 315.8531 | 896.75 | 960.25 | 944.25 | 961.5 | 984.25 | 1007.5 | 1031.25 | 1060.75 | 1081 | 1106.75 | 1133.5 | 1160.75 | 1193.75 | 1217.75 | 1247.25 | 1277.75 | 1309.6938 | 1342.436 | 1375.9969 | 1410.3969 | 1445.6568 | 1481.7981
Solar DEF Debary | Renewable:Solar PV | DEF | DEF | 930.7841 | 955.6468 | 981.8351 | 1003.2983 | 1026.5172 | 1054.1579 | 1081.1587 | 1103.4543 | 1131.6465 | 1156.577 | 1221.3925 | 1231.1715 | 1242.8178 | 1270.2655 | 1304.1395 | 1333.279 | 1368.1249 | 1402.1723 | 1432.6057 | 1466.3816 | 1505.8819 | 1544.1198 | 1578.3298 | 1619.788 | 1657.3209 | 1697.205 | 1743.3671 | 1755.3036 | 1755.3036 | 1755.3036 | 1755.3036 | 1755.3036 | 1755.3036 | 1755.3036 | 1755.3036
Solar DEF Duette | Renewable:Solar PV | DEF | DEF | 634 | 649 | 664 | 685 | 752 | 770.0001 | 788 | 807 | 831 | 845 | 865 | 886 | 949 | 933 | 950 | 972 | 995 | 1019 | 1048 | 1068 | 1094 | 1120 | 1147 | 1180 | 1204 | 1233 | 1263 | 1294 | 1331 | 1331 | 1331 | 1331 | 1331 | 1331 | 1331
Solar DEF Falmouth | Renewable:Solar PV | DEF | DEF |  | -5200.5575 | -6111.3293 | -6080.3378 | -6031.3935 | -6736.517 | -7228.7009 | -7170.4981 | -7112.2481 | -7679.8513 | -7592.7713 | -255.4535 | 876 | 896.75 | 960.25 | 944.25 | 961.5 | 984.25 | 1007.5 | 1031.25 | 1060.75 | 1081 | 1106.75 | 1133.5 | 1160.75 | 1193.75 | 1217.75 | 1247.25 | 1277.75 | 1309.6938 | 1342.436 | 1375.9969 | 1410.3969 | 1445.6568 | 1481.7981
Solar DEF Fort Green | Renewable:Solar PV | DEF | DEF | -5597.3645 | -6131.1829 | -6066.1663 | -6012.5746 | -5912.1522 | -6614.9215 | -7152.1565 | -7094.5241 | -7031.0919 | -3623.8056 | 850 | 869 | 932 | 916 | 932 | 954 | 976 | 1000 | 1028 | 1048 | 1073 | 1098 | 1125 | 1157 | 1180 | 1208 | 1238 | 1268 | 1304 | 1304 | 1304 | 1304 | 1304 | 1304 | 1304
Solar DEF Hamilton | Renewable:Solar PV | DEF | DEF | 1178.7455 | 1266.3386 | 1294.4073 | 1323.0602 | 1352.3138 | 1382.1891 | 1412.7112 | 1443.9089 | 1475.8141 | 1561.5353 | 1541.8835 | 1576.1195 | 1611.2053 | 1647.1767 | 1684.0693 | 1721.9176 | 1760.7554 | 1800.6141 | 1841.5254 | 1883.5193 | 1926.6257 | 1970.8724 | 2016.2888 | 2062.903 | 2110.7435 | 2226.9534 | 2269.662 | 2269.662 | 2269.662 | 2269.662 | 2269.662 | 2269.662 | 2269.662 | 2269.662 | 2269.662
Solar DEF Hardeetown | Renewable:Solar PV | DEF | DEF | -3797.394 | -6162.3334 | -6098.1013 | -6049.3755 | -5995.8184 | -6650.494 | -7189.9331 | -7132.1451 | -7074.5526 | -7634.5211 | -1890.8232 | 862 | 883 | 946 | 929 | 946 | 968 | 991 | 1015 | 1044 | 1064 | 1089 | 1115 | 1142 | 1175 | 1198 | 1227 | 1257 | 1288 | 1288 | 1288 | 1288 | 1288 | 1288 | 1288
Solar DEF High Spring | Renewable:Solar PV | DEF | DEF | -2643.8061 | -6169.1912 | -6104.926 | -6056.166 | -6002.5744 | -6657.963 | -7197.9847 | -7140.1563 | -7082.5242 | -7643.0615 | -3590.5602 | 862 | 883 | 946 | 929 | 946 | 968 | 991 | 1015 | 1044 | 1064 | 1089 | 1115 | 1142 | 1175 | 1198 | 1227 | 1257 | 1288 | 1288 | 1288 | 1288 | 1288 | 1288 | 1288
Solar DEF Hildreth | Renewable:Solar PV | DEF | DEF | -3797.394 | -6162.3334 | -6098.1013 | -6049.3755 | -5995.8184 | -6650.494 | -7189.9331 | -7132.1451 | -7074.5526 | -7634.5211 | -1890.8232 | 862 | 883 | 946 | 929 | 946 | 968 | 991 | 1015 | 1044 | 1064 | 1089 | 1115 | 1142 | 1175 | 1198 | 1227 | 1257 | 1288 | 1288 | 1288 | 1288 | 1288 | 1288 | 1288
Solar DEF Lake Placid | Renewable:Solar PV | DEF | DEF | 610 | 629 | 677 | 693 | 710 | 726 | 748 | 761 | 779.0001 | 797 | 856 | 840 | 854 | 874 | 895 | 916 | 942 | 960 | 982 | 1006 | 1030 | 1060 | 1080 | 1106 | 1133 | 1160 | 1194 | 1194 | 1194 | 1194 | 1194 | 1194 | 1194 | 1194 | 1194
Solar DEF Mule Creek | Renewable:Solar PV | DEF | DEF |  | -5463.0363 | -6109.042 | -6078.0618 | -6029.1292 | -6733.9237 | -7226.0025 | -7167.8125 | -7109.5762 | -7676.8865 | -7589.9224 | 311.4127 | 876 | 896.75 | 960.25 | 944.25 | 961.5 | 984.25 | 1007.5 | 1031.25 | 1060.75 | 1081 | 1106.75 | 1133.5 | 1160.75 | 1193.75 | 1217.75 | 1247.25 | 1277.75 | 1309.6938 | 1342.436 | 1375.9969 | 1410.3969 | 1445.6568 | 1481.7981
Solar DEF NEW 1 | Renewable:Solar PV | DEF | DEF | [12 empty] | 2094.5934 | 2578.1299 | 2642.1964 | 2707.8549 | 2775.145 | 2844.1075 | 2914.7832 | 2987.2156 | 3061.4477 | 3137.5245 | 3215.4923 | 3295.3972 | 3377.2875 | 3461.213 | 3547.2238 | 3635.3724 | 3725.7112 | 3818.2947 | 3913.1795 | 4010.4218 | 687.8796
Solar DEF NEW 1 PTC | Renewable:Solar PV | DEF | DEF | 2025: -9166.1577; 2026: -10767.0284; 2027: -11076.9849; 2028: -12447.909; 2029: -12754.168; 2030: -12625.5872; 2031: -12957.8064; 2032: -13321.8732; 2033: -13148.2162; 2034: -13465.8553; 2035: -1697.8211
Solar DEF NEW 2 | Renewable:Solar PV | DEF | DEF | [12 empty] | 418.9187 | 5175.6767 | 5304.292 | 5436.1041 | 5571.1906 | 5709.635 | 5851.5185 | 5996.929 | 6145.9521 | 6298.6789 | 6455.2018 | 6615.613 | 6780.0105 | 6948.4933 | 7121.163 | 7298.1243 | 7479.4821 | 7665.3467 | 7855.8304 | 8051.0471 | 7566.6754
Solar DEF NEW 2 PTC | Renewable:Solar PV | DEF | DEF | 2025: -1074.1997; 2026: -21623.3844; 2027: -22245.8688; 2028: -24998.6719; 2029: -25614.0061; 2030: -25355.8427; 2031: -26023.02; 2032: -26753.8727; 2033: -26405.48; 2034: -27043.3795; 2035: -26249.7254
Solar DEF NEW 3 | Renewable:Solar PV | DEF | DEF | [14 empty] | 3111.0153 | 5477.1427 | 5613.2489 | 5752.7384 | 5895.6932 | 6042.2013 | 6192.3497 | 6346.2291 | 6503.9335 | 6665.5557 | 6831.194 | 7000.9498 | 7174.9229 | 7353.2198 | 7535.9468 | 7723.2147 | 7915.1367 | 8111.8269 | 8313.4052 | 8519.9937 | 3648.8571
Solar DEF NEW 3 PTC | Renewable:Solar PV | DEF | DEF | 2027: -12519.2947; 2028: -25186.5419; 2029: -25806.3172; 2030: -25546.1994; 2031: -26218.4004; 2032: -26954.925; 2033: -26603.7279; 2034: -27246.424; 2035: -27877.7032; 2036: -28578.3194; 2037: -12449.574
Solar DEF NEW 4 | Renewable:Solar PV | DEF | DEF | [13 empty] | 2265.3024 | 3988.2103 | 4087.3176 | 4188.8872 | 4292.9809 | 4399.6609 | 4508.9926 | 4621.0409 | 4735.8733 | 4853.5598 | 4974.1703 | 5097.778 | 5224.4579 | 5354.2851 | 5487.3396 | 5623.6997 | 5763.4487 | 5906.6703 | 6053.4504 | 6203.8779 | 2656.9348
Solar DEF NEW 4 PTC | Renewable:Solar PV | DEF | DEF | 2026: -9080.8672; 2027: -16725.6125; 2028: -18795.4579; 2029: -19257.9681; 2030: -19063.8584; 2031: -19565.4853; 2032: -20115.1143; 2033: -19853.0313; 2034: -20332.6369; 2035: -20803.7397; 2036: -9446.2229
Solar DEF NEW 5 | Renewable:Solar PV | DEF | DEF | [13 empty] | 755.1008 | 1329.4035 | 1362.4392 | 1396.2957 | 1430.9937 | 1466.5537 | 1502.9976 | 1540.3469 | 1578.6245 | 1617.8535 | 1658.057 | 1699.2596 | 1741.4862 | 1784.762 | 1829.1134 | 1874.5667 | 1921.1496 | 1968.8902 | 2017.8168 | 2067.9596 | 885.645
Solar DEF NEW 5 PTC | Renewable:Solar PV | DEF | DEF | 2026: -3026.9557; 2027: -5575.2064; 2028: -6265.152; 2029: -6419.3217; 2030: -6354.6202; 2031: -6521.8269; 2032: -6705.0367; 2033: -6617.6777; 2034: -6777.5457; 2035: -6934.5784; 2036: -3148.7389
Solar DEF Osc Perry Suw | Renewable:Solar PV | DEF | DEF | 0 | 0 | 0 | 0 | 0 | 0 | 0 | 0 | 0 | 0 | 0 | 0 | 0 | 0 | 0 | 0 | 0 | 0 | 0 | 0 | 0 | 0 | 0 | 0 | 0
Solar DEF Sandy Creek | Renewable:Solar PV | DEF | DEF | -5267.8996 | -5775.0722 | -5711.6924 | -5660.7884 | -5605.0455 | -6266.5259 | -6771.0012 | -6709.3606 | -6643.9098 | -2681.3767 | 857 | 883 | 938 | 953 | 964 | 988 | 1014 | 1040 | 1069 | 1094 | 1119 | 1146 | 1174 | 1206 | 1232 | 1260 | 1289 | 1319 | 1319 | 1319 | 1319 | 1319 | 1319 | 1319 | 1319
Solar DEF Santa Fe | Renewable:Solar PV | DEF | DEF | 1073 | 1095 | 1125 | 1209 | 1234 | 1263 | 1297 | 1328 | 1354 | 1390 | 1419 | 1503 | 1496 | 1521 | 1557 | 1598.0001 | 1632 | 1676.0001 | 1715.0001 | 1751.0001 | 1793.0001 | 1841.0001 | 1884.9999 | 1926 | 1977 | 2019.9999 | 2069.0001 | 2130 | 2130 | 2130 | 2130 | 2130 | 2130 | 2130 | 2130
Solar DEF St Pete Pier | Renewable:Solar PV | DEF | DEF | 0 | 0 | 0 | 0 | 0 | 0 | 0 | 0 | 0 | 0 | 0 | 0 | 0 | 0 | 0 | 0 | 0 | 0 | 0 | 0 | 0 | 0 | 0 | 0 | 0 | 0 | 0
Solar DEF Trenton | Renewable:Solar PV | DEF | DEF | 1075 | 1105 | 1189 | 1213 | 1242 | 1275 | 1306 | 1332 | 1367 | 1395 | 1479 | 1471 | 1497 | 1532 | 1572.9999 | 1605.9999 | 1649.0001 | 1688.0001 | 1722.9999 | 1764.9999 | 1812 | 1856.0001 | 1896 | 1947 | 1989 | 2037.9999 | 2097.9999 | 2097.9999 | 2097.9999 | 2097.9999 | 2097.9999 | 2097.9999 | 2097.9999 | 2097.9999 | 2097.9999
Solar DEF Twin Rivers | Renewable:Solar PV | DEF | DEF | 982.72 | 1002.0865 | 1030.6936 | 1110.9782 | 1133.8051 | 1160.9943 | 1192.7153 | 1222.1645 | 1246.1922 | 1279.9856 | 1306.2741 | 1388.3456 | 1378.5449 | 1401.9644 | 1435.4877 | 1474.3234 | 1505.1901 | 1546.4388 | 1583.282 | 1616.8982 | 1656.1727 | 1701.3223 | 1742.963 | 1780.5383 | 1829.2711 | 1869.1941 | 1915.3332 | 1972.9204 | 1972.9204 | 1972.9204 | 1972.9204 | 1972.9204 | 1972.9204 | 1972.9204 | 1972.9204
Solar DEF Winquepin | Renewable:Solar PV | DEF | DEF |  | -5463.0363 | -6109.042 | -6078.0618 | -6029.1292 | -6733.9237 | -7226.0025 | -7167.8125 | -7109.5762 | -7676.8865 | -7589.9224 | 311.4127 | 876 | 896.75 | 960.25 | 944.25 | 961.5 | 984.25 | 1007.5 | 1031.25 | 1060.75 | 1081 | 1106.75 | 1133.5 | 1160.75 | 1193.75 | 1217.75 | 1247.25 | 1277.75 | 1309.6938 | 1342.436 | 1375.9969 | 1410.3969 | 1445.6568 | 1481.7981
Solar+Storage DEF NEW 1 | Renewable:Solar PV | DEF | DEF | 2039: 874.5881; 2040: 11649.405; 2041: 22907.3053; 2042: 33722.78; 2043: 34393.0242; 2044: 35076.5894; 2045: 35773.729; 2046: 36484.74; 2047: 37209.8728; 2048: 37949.4187; 2049: 38703.6719; 2050: 39472.9124; 2051: 40257.437; 2052: 41057.5527; 2053: 41873.5728; 2054: 42705.8076; 2055: 43554.5798; 2056: 44420.2319; 2057: 45303.0881
Solar+Storage DEF NEW 1 PTC + ITC | Renewable:Solar PV | DEF | DEF | 2029: -330.3156; 2030: -10386.4113; 2031: -21615.9167; 2032: -33041.4368; 2033: -32054.1365; 2034: -32954.7283; 2035: -33827.5569; 2036: -34813.9817; 2037: -33755.1094; 2038: -34555.8562; 2039: -34948.3564; 2040: -23819.9333; 2041: -11388.8306
Standby | Demand:Demand Response | DEF | DEF | 0 | 0 | 0 | 0 | 0 | 0 | 0 | 0 | 0 | 0 | 0 | 0 | 0 | 0 | 0 | 0 | 0 | 0 | 0 | 0 | 0 | 0 | 0 | 0 | 0 | 0 | 0 | 0 | 0 | 0 | 0 | 0 | 0 | 0 | 0
SUWANNEE_P 1 | Gas/Oil:Combustion Turbine | DEF | DEF | 2023: 885.3541; 2024: 911.9694; 2025: 855.6244; 2026: 921.1699; 2027: 708.8507; 2028: 929.4785; 2029: 713.3445; 2030: 848.4818; 2031: 956.8752; 2032: 739.1425; 2033: 569.8449; 2034: 287.8151
SUWANNEE_P 2 | Gas/Oil:Combustion Turbine | DEF | DEF | 2023: 870.3644; 2024: 827.2821; 2025: 691.869; 2026: 815.5004; 2027: 598.0509; 2028: 726.8746; 2029: 754.1234; 2030: 832.8429; 2031: 901.0615; 2032: 756.9972; 2033: 554.0751; 2034: 234.1453
SUWANNEE_P 3 | Gas/Oil:Combustion Turbine | DEF | DEF | 2023: 1327.9312; 2024: 1282.0298; 2025: 1231.1905; 2026: 1309.1016; 2027: 1051.9734; 2028: 1141.061; 2029: 987.8281; 2030: 1091.5515; 2031: 1233.15; 2032: 976.1237; 2033: 726.4998; 2034: 327.2367
Tigerbay 1 | Gas/Oil:Combined Cycle | DEF | DEF | 2023: 57285.4167; 2024: 47306.3526; 2025: 41497.671; 2026: 48132.9757; 2027: 41977.3055; 2028: 44384.2208; 2029: 37892.2081; 2030: 31988.5475; 2031: 28486.7652; 2032: 28052.9452; 2033: 26059.4134; 2034: 36737.3455; 2035: 12933.1132
U OF FL 1 | Gas/Oil:Combustion Turbine | DEF | DEF | 2023: 21422.4751; 2024: 17927.5647; 2025: 16999.3508; 2026: 16715.2051; 2027: 14146.6608
Voltage Red | Demand:Demand Response | DEF | DEF | 0 | 0 | 0 | 0 | 0 | 0 | 0 | 0 | 0 | 0 | 0 | 0 | 0 | 0 | 0 | 0 | 0 | 0 | 0 | 0 | 0 | 0 | 0 | 0 | 0 | 0 | 0 | 0 | 0 | 0 | 0 | 0 | 0 | 0 | 0
WaterHtr_PP | Demand:Demand Response | DEF | DEF | 0 | 0 | 0 | 0 | 0 | 0 | 0 | 0 | 0 | 0 | 0 | 0 | 0 | 0 | 0 | 0 | 0 | 0 | 0 | 0 | 0 | 0 | 0 | 0 | 0 | 0 | 0 | 0 | 0 | 0 | 0 | 0 | 0 | 0 | 0
Total |  |  |  | 2564308.1066 | 2014769.2218 | 1684495.5753 | 1484094.6259 | 1431698.9279 | 1443117.6033 | 1424850.4511 | 1377518.3417 | 1333274.3797 | 1358129.9407 | 1482627.8329 | 1623262.1945 | 1749499.1584 | 1881090.794 | 2037203.4123 | 1929193.0722 | 1931118.8544 | 1845552.9048 | 1874909.9998 | 1760828.8302 | 1771813.2915 | 1521147.7976 | 1484547.2896 | 1163319.2818 | 1167281.8724 | 1110341.2527 | 1319662.5047 | 2960309.8899 | 1808423.691 | 2088067.8597 | 2304935.3649 | 2758786.0213 | 3068462.3456 | 3565495.4925 | 3996106.068
Group Totals
Resource | Type | BA | Area | 2023 | 2024 | 2025 | 2026 | 2027 | 2028 | 2029 | 2030 | 2031 | 2032 | 2033 | 2034 | 2035 | 2036 | 2037 | 2038 | 2039 | 2040 | 2041 | 2042 | 2043 | 2044 | 2045 | 2046 | 2047 | 2048 | 2049 | 2050 | 2051 | 2052 | 2053 | 2054 | 2055 | 2056 | 2057
Total | Coal:Conventional | DEF | DEF | 2023: 110518.2717; 2024: 110989.1926; 2025: 109268.413; 2026: 89989.9499; 2027: 100923.0086; 2028: 152045.492; 2029: 127524.6539; 2030: 153806.2667; 2031: 201180.2866; 2032: 186991.9984; 2033: 203620.7502; 2034: 74778.1316
Total | Demand:Demand Response | DEF | DEF | 0 | 0 | 0 | 0 | 0 | 0 | 0 | 0 | 0 | 0 | 0 | 0 | 0 | 0 | 0 | 0 | 0 | 0 | 0 | 0 | 0 | 0 | 0 | 0 | 0 | 0 | 0 | 0 | 0 | 0 | 0 | 0 | 0 | 0 | 0
Total | Gas/Oil:Combined Cycle | DEF | DEF | 2071969.8991 | 1579667.732 | 1460737.5958 | 1310898.7596 | 1314071.16 | 1324520.2462 | 1350924.2106 | 1288853.0963 | 1215607.0409 | 1260469.0696 | 1304880.7162 | 1444315.2042 | 1548169.9968 | 1605114.2234 | 1661632.4951 | 1667533.3237 | 1628242.0849 | 1591507.6634 | 1590835.8626 | 1512737.2154 | 1488026.5259 | 1307345.3223 | 1131630.7837 | 975138.6847 | 862124.428 | 710057.5904 | 511872.9433 | 1035579.5847 | 541644.2837 | 560223.9445 | 567988.7792 | 584935.6214 | 591786.0682 | 591408.1209 | 617428.4719
Total | Gas/Oil:Combustion Turbine | DEF | DEF | 167916.5814 | 131983.6699 | 99010.7661 | 87263.6518 | 43280.1479 | 13097.1981 | 14166.1348 | 17817.7428 | 22396.2117 | 15493.3602 | 13276.1587 | 46032.715 | 72315.6123 | 82900.3088 | 94854.6217 | 66192.298 | 86282.0909 | 40239.6687 | 47081.8763 | 54126.0339 | 133810.1381 | 108659.311 | 246305.5173 | 136396.7244 | 228379.3956 | 193350.5259 | 483529.8415 | 1276048.0841 | 563289.5514 | 580459.9459 | 601871.9804 | 632212.8907 | 661068.4784 | 689016.9133 | 764098.2463
Total | Gas/Oil:Steam Turbine | DEF | DEF | 2023: 115496.6898; 2024: 112278.9139; 2025: 57577.9633; 2026: 79570.3813; 2027: 74518.712; 2028: 77496.464; 2029: 62973.9618; 2030: 53795.4375; 2031: 41071.0766; 2032: 43436.02; 2033: 39391.9047; 2034: 67598.7997; 2035: 83105.0485; 2036: 79296.3972; 2037: 123483.2208; 2038: 50171.9654; 2039: 66888.278; 2040: 62019.8966; 2041: 54223.6727; 2042: 17630.7341
Total | Nuclear:Nuclear | DEF | DEF | 2038: -29330.2891; 2039: -44232.7656; 2040: -74185.457; 2041: -77254.5664; 2042: -107968.5234; 2043: -121457.5078; 2044: -171132.918; 2045: -189295.5547; 2046: -234719.8594; 2047: -207977.5703; 2048: -43135.8049; 2049: 98339.8831; 2050: 288958.7566; 2051: 443356.4609; 2052: 678971.9673; 2053: 860875.8066; 2054: 1249686.6162; 2055: 1516499.5254; 2056: 1935484.0879; 2057: 2238762.8223
Total | Renewable:Biomass | DEF | DEF | 2023: 126990.2649; 2024: 133400.2052; 2025: 27118.7983; 2026: 16414.37; 2027: 16295.9157; 2028: 17136.6281; 2029: 16835.8328; 2030: 16067.0155; 2031: 16701.4276; 2032: 15789.421; 2033: 16431.0009; 2034: 17785.9346; 2035: 19098.4282; 2036: 19310.1086; 2037: 21415.0954; 2038: 20656.7294; 2039: 22705.1609; 2040: 21479.6929; 2041: 23376.1715; 2042: 22597.8614
Total | Renewable:Solar PV | DEF | DEF | -28583.6003 | -53550.4917 | -69217.9613 | -100042.4866 | -120508.7432 | -144259.3453 | -150662.3612 | -155933.2609 | -166745.6835 | -172556.6974 | -123813.1744 | -84645.2446 | -56890.9743 | -23.4923 | 40420.7277 | 57645.1914 | 66756.1648 | 93772.5379 | 124805.4888 | 152276.091 | 161796.8148 | 169463.0059 | 188856.1751 | 180291.6179 | 185223.9863 | 169515.9643 | 165832.5455 | 319273.6304 | 230142.5377 | 241155.1594 | 241663.6566 | 251974.6777 | 249589.1029 | 280365.2226 | 286820.069
Total | Renewable:Wind | DEF | DEF | 2043: -919.0896; 2044: -4898.4979; 2045: -8908.3174; 2046: -13204.5734; 2047: -14927.4258; 2048: -11664.8037; 2049: -251.715; 2050: 9475.323; 2051: 10350.4667; 2052: 7387.33; 2053: 12430.7782; 2054: 28108.2503; 2055: 43635.7925; 2056: 61528.4492; 2057: 79951.9031
Total | Storage:Battery | DEF | DEF |  |  |  |  | 3118.7271 | 3080.9202 | 3088.0184 | 3112.0437 | 3064.0197 | 8506.7688 | 28840.4767 | 57396.6541 | 83701.0469 | 94493.2485 | 95397.2516 | 96323.8535 | 104477.8405 | 110718.9023 | 111841.4941 | 109429.418 | 110556.4102 | 111711.5742 | 115958.6855 | 119416.6875 | 114459.0586 | 92217.7808 | 60339.0063 | 30974.511 | 19640.3906 | 19869.5127 | 20104.3638 | 11867.9651 | 5883.3783 | 7692.6986 | 9044.5554

## VOM Rate
VOM Rate ($/MWh)
Base
Resource | Type | BA | Area | 2023 | 2024 | 2025 | 2026 | 2027 | 2028 | 2029 | 2030 | 2031 | 2032 | 2033 | 2034 | 2035 | 2036 | 2037 | 2038 | 2039 | 2040 | 2041 | 2042 | 2043 | 2044 | 2045 | 2046 | 2047 | 2048 | 2049 | 2050 | 2051 | 2052 | 2053 | 2054 | 2055 | 2056 | 2057
AC | Demand:Demand Response | DEF | DEF
Anclote 1 | Gas/Oil:Steam Turbine | DEF | DEF | 2023: 2.3632; 2024: 2.3592; 2025: 2.6649; 2026: 2.6849; 2027: 2.7821; 2028: 2.939; 2029: 3.2392; 2030: 3.5601; 2031: 3.7236; 2032: 4.4898; 2033: 4.8894; 2034: 3.3147; 2035: 3.2915; 2036: 3.2711; 2037: 3.1955; 2038: 3.3231; 2039: 3.1734; 2040: 3.5073; 2041: 3.3; 2042: 3.4973
Anclote 2 | Gas/Oil:Steam Turbine | DEF | DEF | 2023: 2.5062; 2024: 2.4593; 2025: 2.8286; 2026: 2.7567; 2027: 2.8946; 2028: 3.0274; 2029: 3.8028; 2030: 4.1008; 2031: 4.0214; 2032: 4.6183; 2033: 4.6083; 2034: 3.6739; 2035: 3.4711; 2036: 3.5759; 2037: 3.2908; 2038: 3.3516; 2039: 3.3448; 2040: 3.4293; 2041: 3.3009; 2042: 3.0479
As Avail | Gas/Oil:Combined Cycle | DEF | DEF | 57.5691 | 48.008 | 42.9053 | 42.9737 | 42.6712 | 47.6199 | 45.3253 | 43.341 | 42.911 | 40.9874 | 42.5114 | 48.2705 | 53.4874 | 53.2991 | 62.1918 | 51.8094 | 56.4212 | 59.0822 | 58.5788 | 60.2626 | 61.4498 | 63.3904 | 90.3938 | 70.1541 | 65.3311 | 53.8007 | 79.0582 | 175.9646 | 115.9304 | 157.8025 | 133.9954 | 111.1872 | 125.5137 | 136.2894 | 105.9132
As Avail PCS | Renewable:Biomass | DEF | DEF | 2023: 55.1161; 2024: 46.3342; 2025: 42.5405; 2026: 43.3913; 2027: 44.434; 2028: 46.5465; 2029: 43.1949; 2030: 41.3609; 2031: 42.6987; 2032: 40.3112; 2033: 42.8192; 2034: 46.3919; 2035: 50.5045; 2036: 53.7516; 2037: 58.617; 2038: 55.1644; 2039: 57.3058; 2040: 58.2985; 2041: 57.2886; 2042: 58.3972
Bartow CC 1 0 | Gas/Oil:Combined Cycle | DEF | DEF | 2.8387 | 2.8783 | 2.9493 | 3.0527 | 3.1316 | 3.1478 | 3.2883 | 3.329 | 3.3249 | 3.4154 | 3.4137 | 3.2376 | 3.1695 | 3.1607 | 3.2776 | 3.4623 | 3.4273 | 3.546 | 3.7375 | 3.934 | 3.8566 | 4.0863 | 4.061 | 4.7704 | 4.8771 | 5.9172 | 8.0304
Bartow CC 1 PAG | Gas/Oil:Combined Cycle | DEF | DEF | 4.1827 | 4.2918 | 4.4124 | 4.5076 | 4.6156 | 4.737 | 4.8663 | 4.9969 | 5.1242 | 5.2498 | 5.3839 | 5.4572 | 5.598 | 5.7248 | 5.877 | 6.0236 | 6.1763 | 6.3424 | 6.4626 | 6.6813 | 6.7812 | 6.9965 | 7.1497 | 7.3305 | 7.4905 | 7.7079 | 7.9711
BARTOW_P 1 | Gas/Oil:Combustion Turbine | DEF | DEF | 2026: 0
BARTOW_P 2 | Gas/Oil:Combustion Turbine | DEF | DEF | 2023: 0; 2024: 0; 2025: 0; 2026: 0; 2027: 0; 2028: 0; 2029: 0; 2030: 0; 2031: 0; 2032: 0; 2033: 0; 2034: 0
BARTOW_P 3 | Gas/Oil:Combustion Turbine | DEF | DEF | 2024: 0; 2026: 0
BARTOW_P 4 | Gas/Oil:Combustion Turbine | DEF | DEF | 2023: 0; 2024: 0; 2025: 0; 2026: 0; 2027: 0; 2028: 0; 2029: 0; 2030: 0; 2031: 0; 2032: 0; 2033: 0; 2034: 0
Battery 2 Hours | Storage:Battery | DEF | DEF
Battery 4 Hours | Storage:Battery | DEF | DEF
BAYBORO_P 1 | Gas/Oil:Combustion Turbine | DEF | DEF | 2024: 19.325; 2025: 17.7649
BAYBORO_P 2 | Gas/Oil:Combustion Turbine | DEF | DEF | 2024: 28.3383
BAYBORO_P 3 | Gas/Oil:Combustion Turbine | DEF | DEF | 2024: 19.2466; 2025: 16.6767
BAYBORO_P 4 | Gas/Oil:Combustion Turbine | DEF | DEF | 2024: 20.4854
Citrus CC 1 | Gas/Oil:Combined Cycle | DEF | DEF | 1.3273 | 1.337 | 1.3695 | 1.3663 | 1.3983 | 1.4406 | 1.4638 | 1.5147 | 1.5732 | 1.6162 | 1.6318 | 1.6623 | 1.6938 | 1.7305 | 1.79 | 1.8339 | 1.8911 | 1.9418 | 2.0688 | 2.1346 | 2.1722 | 2.2579 | 2.3399 | 2.4161 | 2.4946 | 2.6594 | 2.724 | 3.5884 | 3.5488 | 3.7128 | 3.7231 | 3.9302 | 3.9924 | 4.102 | 4.3916
Citrus CC 1 Duct | Gas/Oil:Combined Cycle | DEF | DEF | 0 | 0 | 0 | 0 | 0 | 0 | 0 | 0 | 0 | 0 | 0 | 0 | 0 | 0 | 0 | 0 | 0 | 0 | 0 | 0 | 0 | 0 | 0 | 0 | 0 | 0 | 0 | 0 | 0 | 0 | 0 | 0 | 0 | 0 | 0
Citrus CC 2 | Gas/Oil:Combined Cycle | DEF | DEF | 1.3093 | 1.3305 | 1.3722 | 1.3639 | 1.3758 | 1.4242 | 1.4554 | 1.4957 | 1.5472 | 1.5774 | 1.6069 | 1.6514 | 1.6947 | 1.741 | 1.792 | 1.8302 | 1.8713 | 1.9249 | 1.9849 | 2.0506 | 2.1421 | 2.2289 | 2.251 | 2.3915 | 2.514 | 2.8272 | 2.8805 | 3.9321 | 3.6655 | 3.5924 | 3.6633 | 3.7931 | 4.0465 | 4.058 | 4.1633
Citrus CC 2 Duct | Gas/Oil:Combined Cycle | DEF | DEF | 0 | 0 | 0 | 0 | 0 | 0 | 0 | 0 | 0 | 0 | 0 | 0 | 0 | 0 | 0 | 0 | 0 | 0 | 0 | 0 | 0 | 0 | 0 | 0 | 0 | 0 | 0 | 0 | 0 | 0 | 0 | 0 | 0 | 0 | 0
Crystal 4 | Coal:Conventional | DEF | DEF | 2023: 3.6975; 2024: 3.7159; 2025: 3.8259; 2026: 4.167; 2027: 4.1023; 2028: 4.0585; 2029: 3.9118; 2030: 3.835; 2031: 3.9662; 2032: 3.9941; 2033: 3.8789; 2034: 4.0293
Crystal 5 | Coal:Conventional | DEF | DEF | 2023: 3.8522; 2024: 3.9426; 2025: 4.0548; 2026: 4.0476; 2027: 4.2244; 2028: 4.2195; 2029: 4.0095; 2030: 3.9689; 2031: 4.054; 2032: 4.2026; 2033: 4.0926; 2034: 4.2008
DEBARY 10 | Gas/Oil:Combustion Turbine | DEF | DEF | 2024: 0; 2025: 0; 2026: 0; 2027: 0; 2028: 0; 2029: 0; 2030: 0; 2031: 0; 2032: 0; 2033: 0; 2034: 0; 2035: 0
DEBARY 2 | Gas/Oil:Combustion Turbine | DEF | DEF | 2024: 0; 2026: 0; 2027: 0
DEBARY 3 | Gas/Oil:Combustion Turbine | DEF | DEF | 2024: 0; 2026: 0
DEBARY 4 | Gas/Oil:Combustion Turbine | DEF | DEF | 2024: 0; 2025: 0; 2026: 0; 2027: 0
DEBARY 5 | Gas/Oil:Combustion Turbine | DEF | DEF | 2024: 0; 2026: 0
DEBARY 6 | Gas/Oil:Combustion Turbine | DEF | DEF | 2024: 0; 2025: 0; 2026: 0
DEBARY 7 | Gas/Oil:Combustion Turbine | DEF | DEF | 2023: 0; 2024: 0; 2025: 0; 2026: 0; 2027: 0; 2028: 0; 2029: 0; 2030: 0; 2031: 0; 2032: 0; 2033: 0; 2034: 0; 2035: 0; 2036: 0
DEBARY 8 | Gas/Oil:Combustion Turbine | DEF | DEF | 2023: 0; 2024: 0; 2025: 0; 2026: 0; 2027: 0; 2028: 0; 2029: 0; 2030: 0; 2031: 0; 2032: 0; 2033: 0; 2034: 0; 2035: 0; 2036: 0
DEBARY 9 | Gas/Oil:Combustion Turbine | DEF | DEF | 2023: 0; 2024: 0; 2025: 0; 2026: 0; 2027: 0; 2028: 0; 2029: 0; 2030: 0; 2031: 0; 2032: 0; 2033: 0; 2034: 0; 2035: 0; 2036: 0
DEF Nuclear Natrium | Nuclear:Nuclear | DEF | DEF | 2048: 0.68173; 2049: 0.69877; 2050: 0.71624; 2051: 0.73415; 2052: 0.7525; 2053: 0.77131; 2054: 0.7906; 2055: 0.81036; 2056: 0.83062; 2057: 0.85139
DEF Nuclear Natrium - Storage | Storage:Battery | DEF | DEF
DEF Nuclear Natrium - Storage PTC | Storage:Battery | DEF | DEF
DEF Nuclear Natrium PTC | Nuclear:Nuclear | DEF | DEF | 2038: 0.53256; 2039: 0.54588; 2040: 0.55953; 2041: 0.57352; 2042: 0.58785; 2043: 0.60255; 2044: 0.61761; 2045: 0.63305; 2046: 0.64888; 2047: 0.6651; 2048: 0.68173; 2049: 0.69877; 2050: 0.71624; 2051: 0.73415; 2052: 0.7525; 2053: 0.77131; 2054: 0.7906; 2055: 0.81036; 2056: 0.83062; 2057: 0.85139
Gen 190MW CT | Gas/Oil:Combustion Turbine | DEF | DEF | [5 empty] | 1.0436 |  | 1.0964 | 1.124 |  |  | 1.2104 | 1.2407 | 1.2717 | 1.3035 | 1.3361 | 1.3695 | 1.4038 | 1.4388 | 1.4747 | 1.5116 | 1.5494 | 1.5881 | 1.6279 | 1.6685 | 1.7103 | 1.753 | 1.7968 | 1.8418 | 1.8878 | 1.935 | 1.9834 | 2.033 | 2.0838 | 2.1359
Gen 190MW CT H2 | Gas/Oil:Combustion Turbine | DEF | DEF | 2043: 1.5112; 2044: 1.5517; 2045: 1.5882; 2046: 1.6279; 2047: 1.6686; 2048: 1.7104; 2049: 1.753; 2050: 1.7968; 2051: 1.8418; 2052: 1.8878; 2053: 1.935; 2054: 1.9834; 2055: 2.033; 2056: 2.0838; 2057: 2.1359
HEAT | Demand:Demand Response | DEF | DEF
Hines CC 1 | Gas/Oil:Combined Cycle | DEF | DEF | 2023: 3.5244; 2024: 3.5098; 2025: 3.7905; 2026: 4.0596; 2027: 4.098; 2028: 4.4241; 2029: 4.3718; 2030: 4.5614; 2031: 4.498; 2032: 4.7201; 2033: 4.2202; 2034: 4.1134; 2035: 4.0438; 2036: 4.1033; 2037: 4.1931; 2038: 4.4391; 2039: 4.4348
Hines CC 2 | Gas/Oil:Combined Cycle | DEF | DEF | 2.9944 | 3.1294 | 2.8437 | 2.8882 | 3.0166 | 3.1339 | 3.1855 | 3.3421 | 3.38 | 3.3986 | 3.271 | 3.2912 | 3.3066 | 3.377 | 3.451 | 3.563 | 3.6599 | 3.7452 | 3.8624 | 3.9493 | 4.0648
Hines CC 3 | Gas/Oil:Combined Cycle | DEF | DEF | 3.1475 | 3.2515 | 3.6045 | 3.1407 | 3.1832 | 3.3028 | 3.341 | 3.3616 | 3.4888 | 3.4803 | 3.4656 | 3.4056 | 3.4208 | 3.4763 | 3.5919 | 3.7213 | 3.7394 | 3.8375 | 3.8763 | 4.0436 | 4.1388 | 4.2223 | 4.1119
Hines CC 4 | Gas/Oil:Combined Cycle | DEF | DEF | 1.726 | 1.8003 | 1.9401 | 2.0357 | 2.1899 | 1.7901 | 1.9154 | 1.9552 | 2.0687 | 2.0741 | 1.9907 | 1.9176 | 1.9258 | 1.8987 | 1.9628 | 2.0128 | 2.1008 | 2.1508 | 2.1875 | 2.2265 | 2.343 | 2.3913 | 2.4611 | 2.6675 | 2.6406
INT CITY 1 | Gas/Oil:Combustion Turbine | DEF | DEF | 2023: 12.014; 2024: 15.5556; 2026: 14.6358; 2027: 16.8; 2028: 16.2937; 2029: 19.5902; 2030: 17.4514; 2031: 20.2348; 2032: 19.8519; 2033: 14.4262
INT CITY 10 | Gas/Oil:Combustion Turbine | DEF | DEF | 2023: 0; 2024: 0; 2025: 0; 2026: 0; 2027: 0; 2028: 0; 2029: 0; 2030: 0; 2031: 0; 2032: 0; 2033: 0; 2034: 0; 2035: 0; 2036: 0; 2037: 0; 2038: 0
INT CITY 11 | Gas/Oil:Combustion Turbine | DEF | DEF | 2024: 0; 2025: 0; 2026: 0; 2027: 0; 2028: 0; 2029: 0; 2030: 0; 2031: 0; 2032: 0; 2034: 0; 2035: 0; 2036: 0; 2037: 0; 2038: 0; 2039: 0; 2040: 0; 2041: 0; 2042: 0; 2043: 0; 2044: 0
INT CITY 12 | Gas/Oil:Combustion Turbine | DEF | DEF | 0 | 0 | 0 | 0 | 0 | 0 | 0 | 0 | 0 | 0 | 0 | 0 | 0 | 0 | 0 | 0 | 0 | 0 | 0 | 0 | 0 | 0 | 0
INT CITY 13 | Gas/Oil:Combustion Turbine | DEF | DEF | 0 | 0 | 0 | 0 | 0 | 0 | 0 | 0 | 0 | 0 | 0 | 0 | 0 | 0 | 0 | 0 | 0 | 0 | 0 | 0 | 0 | 0 | 0
INT CITY 14 | Gas/Oil:Combustion Turbine | DEF | DEF | 0 | 0 | 0 | 0 | 0 | 0 | 0 | 0 | 0 | 0 | 0 | 0 | 0 | 0 | 0 | 0 | 0 | 0 | 0 | 0 | 0 | 0 | 0
INT CITY 2 | Gas/Oil:Combustion Turbine | DEF | DEF | 2026: 23.125; 2027: 16.5217; 2028: 17.5123; 2029: 25; 2030: 19.7581; 2031: 20.5871; 2032: 26.875
INT CITY 3 | Gas/Oil:Combustion Turbine | DEF | DEF | 2024: 21.9792; 2025: 22.5; 2026: 23.125; 2027: 17.8235; 2028: 17.8802; 2029: 24.8958; 2030: 20.4582; 2031: 21.4387; 2032: 22.6455
INT CITY 4 | Gas/Oil:Combustion Turbine | DEF | DEF | 2023: 14.5745; 2024: 19.7887; 2025: 22.5; 2026: 15.7447; 2027: 17.9825; 2028: 19.8718; 2029: 21.655; 2030: 17.9168; 2031: 24.202; 2032: 19.4765
INT CITY 5 | Gas/Oil:Combustion Turbine | DEF | DEF | 2026: 17.9675; 2027: 16.7778; 2028: 18.4524; 2029: 24.8437; 2030: 19.0889; 2031: 20.5533; 2032: 18.7912
INT CITY 6 | Gas/Oil:Combustion Turbine | DEF | DEF | 2023: 20.2168; 2024: 20.5025; 2025: 22.5; 2026: 20.3914; 2027: 18.5685; 2028: 20.7; 2029: 24.0755; 2030: 21.0715; 2031: 21.4219; 2032: 23.3636; 2033: 27.3958
INT CITY 7 | Gas/Oil:Combustion Turbine | DEF | DEF | 2023: 0; 2024: 0; 2025: 0; 2026: 0; 2027: 0; 2028: 0; 2029: 0; 2030: 0; 2031: 0; 2032: 0; 2033: 0; 2034: 0; 2035: 0; 2036: 0; 2037: 0; 2038: 0
INT CITY 8 | Gas/Oil:Combustion Turbine | DEF | DEF | 2023: 0; 2024: 0; 2025: 0; 2026: 0; 2027: 0; 2028: 0; 2029: 0; 2030: 0; 2031: 0; 2032: 0; 2033: 0; 2034: 0; 2035: 0; 2036: 0; 2037: 0; 2038: 0
INT CITY 9 | Gas/Oil:Combustion Turbine | DEF | DEF | 2023: 0; 2024: 0; 2025: 0; 2026: 0; 2027: 0; 2028: 0; 2029: 0; 2030: 0; 2031: 0; 2032: 0; 2033: 0; 2034: 0; 2035: 0; 2036: 0; 2037: 0; 2038: 0
INTER | Demand:Demand Response | DEF | DEF
Mulberry | Gas/Oil:Combined Cycle | DEF | DEF | 2023: 71.05; 2024: 43.58
New DEF OnShore Wind | Renewable:Wind | DEF | DEF | 2048: 1.4308; 2049: 1.4309; 2050: 1.4309; 2051: 1.4309; 2052: 1.4309; 2053: 1.4308; 2054: 1.4309; 2055: 1.4309; 2056: 1.4309; 2057: 1.4309
New DEF OnShore Wind PTC | Renewable:Wind | DEF | DEF | 2043: 1.4309; 2044: 1.4309; 2045: 1.4309; 2046: 1.4309; 2047: 1.4309; 2048: 1.4309; 2049: 1.4309; 2050: 1.4309; 2051: 1.4309; 2052: 1.4309; 2053: 1.4309; 2054: 1.4309; 2055: 1.4309; 2056: 1.4308; 2057: 1.4309
NSG Vand CT 1 | Gas/Oil:Combustion Turbine | DEF | DEF | 2023: 0.18593; 2024: 0.18966; 2025: 0.19349; 2026: 0.19732; 2027: 0.20128
NSG Vand CT 2 | Gas/Oil:Combustion Turbine | DEF | DEF | 2023: 0.18592; 2024: 0.18967; 2025: 0.19346; 2026: 0.19731; 2027: 0.20116
NSG Vand CT 3 | Gas/Oil:Combustion Turbine | DEF | DEF | 2023: 0.18594; 2024: 0.18965; 2025: 0.19347; 2026: 0.19733; 2027: 0.20147
NSG Vand CT 4 | Gas/Oil:Combustion Turbine | DEF | DEF | 2023: 0.18592; 2024: 0.18965; 2025: 0.19348; 2026: 0.19734; 2027: 0.20119
Orange Cogen | Gas/Oil:Combined Cycle | DEF | DEF | 2023: 87.21; 2024: 53.49; 2025: 55.1
Orlando Cogen | Gas/Oil:Combined Cycle | DEF | DEF | 2023: 107.1333
Osprey 1 0 | Gas/Oil:Combined Cycle | DEF | DEF | 2023: 3.9673; 2024: 4.0653
Osprey 1 1 | Gas/Oil:Combined Cycle | DEF | DEF | 2023: 3.2099; 2024: 3.111
Osprey 1 2 | Gas/Oil:Combined Cycle | DEF | DEF | 2023: 0; 2024: 0
OspreyAcq | Gas/Oil:Combined Cycle | DEF | DEF |  | 1.7662 | 1.8576 | 1.8849 | 1.9583 | 1.9471 | 2.0285 | 2.0865 | 2.1349 | 2.1959 | 2.1936 | 2.238 | 2.2646 | 2.3155 | 2.3341 | 2.4274 | 2.4946 | 2.5561 | 2.6465 | 2.7245 | 2.7971 | 2.713
OspreyAcqDF | Gas/Oil:Combined Cycle | DEF | DEF |  | 0 | 0 | 0 | 0 | 0 | 0 | 0 | 0 | 0 | 0 | 0 | 0 | 0 | 0 | 0 | 0 | 0 | 0 | 0 | 0 | 0
Pasco County | Renewable:Biomass | DEF | DEF | 2023: 29.84; 2024: 30.88; 2025: 42.7218; 2026: 43.0146; 2027: 45.7862; 2028: 44.3724; 2029: 44.254; 2030: 41.9078; 2031: 43.8153; 2032: 41.6407; 2033: 41.64; 2034: 46.9186; 2035: 50.0993; 2036: 56.7576; 2037: 58.4017; 2038: 53.891; 2039: 58.6623; 2040: 55.7897; 2041: 61.1788; 2042: 58.4286
Pinellas County | Renewable:Biomass | DEF | DEF | 2023: 29.84; 2024: 30.88; 2025: 43.254; 2026: 43.9; 2027: 42.817; 2028: 44.7187; 2029: 44.9479; 2030: 43.3104; 2031: 43.6644; 2032: 40.405; 2033: 42.603; 2034: 45.4945; 2035: 49.3603; 2036: 49.8322; 2037: 55.782; 2038: 52.6384; 2039: 61.8069; 2040: 57.3792; 2041: 60.8844; 2042: 59.5477
Shady Hills 1 | Gas/Oil:Combustion Turbine | DEF | DEF | 2023: 0.4074; 2024: 0.40141
Shady Hills 2 | Gas/Oil:Combustion Turbine | DEF | DEF | 2023: 0.4083; 2024: 0.41097
Shady Hills 3 | Gas/Oil:Combustion Turbine | DEF | DEF | 2023: 0.40823; 2024: 0.40961
Solar 3rdParty Block 1 | Renewable:Solar PV | DEF | DEF |  | 51.4767 | 42.6077 | 43.1211 | 44.5355 | 46.4711 | 43.1205 | 40.6898 | 40.5442 | 38.4445 | 39.9172 | 44.4916 | 46.6764 | 50.5444 | 53.0865 | 49.1379 | 55.1174 | 53.867 | 55.5309 | 55.1134 | 59.5962 | 60.4803 | 75.3214 | 64.44 | 71.8021 | 54.6774 | 52.7626 | 165.4611 | 108.6306 | 109.0306 | 115.3969 | 124.9944 | 115.1657 | 106.4864 | 105.5943
Solar 3rdParty Block 2 | Renewable:Solar PV | DEF | DEF | [9 empty] | 40.6934 | 39.9172 | 46.0106 | 46.6764 | 51.6614 | 53.0865 | 49.6526 | 55.1174 | 53.867 | 55.5309 | 55.1134 | 59.5962 | 60.4803 | 75.3214 | 64.44 | 71.8021 | 54.6774 | 52.7625 | 165.4611 | 108.6306 | 109.0305 | 115.3969 | 124.9943 | 115.1657 | 106.4864 | 105.5945
Solar 3rdParty Block 3 | Renewable:Solar PV | DEF | DEF | 2040: 56.0732; 2041: 55.5308; 2042: 55.7093; 2043: 59.5962; 2044: 61.2781; 2045: 75.3214; 2046: 64.7827; 2047: 71.8021; 2048: 54.6774; 2049: 52.7625; 2050: 165.4611; 2051: 108.6306; 2052: 109.0305; 2053: 115.3968; 2054: 124.9943; 2055: 115.1658; 2056: 106.4864; 2057: 105.5945
Solar 3rdParty Block 4 | Renewable:Solar PV | DEF | DEF | 2048: 54.7417; 2049: 52.7626; 2050: 166.8296; 2051: 108.6307; 2052: 109.0304; 2053: 115.3968; 2054: 124.9944; 2055: 115.1658; 2056: 106.4864; 2057: 105.5944
Solar DEF Bay Ranch | Renewable:Solar PV | DEF | DEF | 2023: 0; 2024: 0; 2025: 0; 2026: 0; 2027: 0; 2028: 0; 2029: 0; 2030: 0; 2031: 0; 2032: 0; 2033: 0
Solar DEF Bay Trail | Renewable:Solar PV | DEF | DEF | 2023: 0; 2024: 0; 2025: 0; 2026: 0; 2027: 0; 2028: 0; 2029: 0; 2030: 0; 2031: 0; 2032: 0
Solar DEF Charlie Creek | Renewable:Solar PV | DEF | DEF | 2023: 0; 2024: 0; 2025: 0; 2026: 0; 2027: 0; 2028: 0; 2029: 0; 2030: 0; 2031: 0; 2032: 0
Solar DEF Columbia | Renewable:Solar PV | DEF | DEF
Solar DEF County Line | Renewable:Solar PV | DEF | DEF | 2025: 0; 2026: 0; 2027: 0; 2028: 0; 2029: 0; 2030: 0; 2031: 0; 2032: 0; 2033: 0; 2034: 0; 2035: 0
Solar DEF Debary | Renewable:Solar PV | DEF | DEF
Solar DEF Duette | Renewable:Solar PV | DEF | DEF
Solar DEF Falmouth | Renewable:Solar PV | DEF | DEF | 2024: 0; 2025: 0; 2026: 0; 2027: 0; 2028: 0; 2029: 0; 2030: 0; 2031: 0; 2032: 0; 2033: 0; 2034: 0
Solar DEF Fort Green | Renewable:Solar PV | DEF | DEF | 2023: 0; 2024: 0; 2025: 0; 2026: 0; 2027: 0; 2028: 0; 2029: 0; 2030: 0; 2031: 0; 2032: 0
Solar DEF Hamilton | Renewable:Solar PV | DEF | DEF
Solar DEF Hardeetown | Renewable:Solar PV | DEF | DEF | 2023: 0; 2024: 0; 2025: 0; 2026: 0; 2027: 0; 2028: 0; 2029: 0; 2030: 0; 2031: 0; 2032: 0; 2033: 0
Solar DEF High Spring | Renewable:Solar PV | DEF | DEF | 2023: 0; 2024: 0; 2025: 0; 2026: 0; 2027: 0; 2028: 0; 2029: 0; 2030: 0; 2031: 0; 2032: 0; 2033: 0
Solar DEF Hildreth | Renewable:Solar PV | DEF | DEF | 2023: 0; 2024: 0; 2025: 0; 2026: 0; 2027: 0; 2028: 0; 2029: 0; 2030: 0; 2031: 0; 2032: 0; 2033: 0
Solar DEF Lake Placid | Renewable:Solar PV | DEF | DEF
Solar DEF Mule Creek | Renewable:Solar PV | DEF | DEF | 2024: 0; 2025: 0; 2026: 0; 2027: 0; 2028: 0; 2029: 0; 2030: 0; 2031: 0; 2032: 0; 2033: 0; 2034: 0
Solar DEF Osc Perry Suw | Renewable:Solar PV | DEF | DEF
Solar DEF Sandy Creek | Renewable:Solar PV | DEF | DEF | 2023: 0; 2024: 0; 2025: 0; 2026: 0; 2027: 0; 2028: 0; 2029: 0; 2030: 0; 2031: 0; 2032: 0
Solar DEF Santa Fe | Renewable:Solar PV | DEF | DEF
Solar DEF St Pete Pier | Renewable:Solar PV | DEF | DEF
Solar DEF Trenton | Renewable:Solar PV | DEF | DEF
Solar DEF Twin Rivers | Renewable:Solar PV | DEF | DEF
Solar DEF Winquepin | Renewable:Solar PV | DEF | DEF | 2024: 0; 2025: 0; 2026: 0; 2027: 0; 2028: 0; 2029: 0; 2030: 0; 2031: 0; 2032: 0; 2033: 0; 2034: 0
Solar+Storage DEF NEW 1 | Renewable:Solar PV | DEF | DEF
Solar+Storage DEF NEW 1 PTC + ITC | Renewable:Solar PV | DEF | DEF | 2029: 0; 2030: 0; 2031: 0; 2032: 0; 2033: 0; 2034: 0; 2035: 0; 2036: 0; 2037: 0; 2038: 0; 2039: 0; 2040: 0; 2041: 0
Standby | Demand:Demand Response | DEF | DEF
SUWANNEE_P 1 | Gas/Oil:Combustion Turbine | DEF | DEF | 2023: 11.5504; 2024: 12.5476; 2025: 12.7172; 2026: 12.8555; 2027: 13.3426; 2028: 13.1973; 2029: 14.2467; 2030: 14.598; 2031: 15.8776; 2032: 15.695; 2033: 16.76; 2034: 18.9105
SUWANNEE_P 2 | Gas/Oil:Combustion Turbine | DEF | DEF | 2023: 11.7656; 2024: 13.006; 2025: 13.31; 2026: 13.6356; 2027: 13.3436; 2028: 14.066; 2029: 14.3767; 2030: 15.2011; 2031: 15.7937; 2032: 16.5287; 2033: 17.1704; 2034: 17.6923
SUWANNEE_P 3 | Gas/Oil:Combustion Turbine | DEF | DEF | 2023: 11.7393; 2024: 12.8526; 2025: 13.1132; 2026: 13.3096; 2027: 13.2635; 2028: 13.7438; 2029: 14.3916; 2030: 15.1437; 2031: 15.8684; 2032: 16.0606; 2033: 16.5685; 2034: 18.236
Tigerbay 1 | Gas/Oil:Combined Cycle | DEF | DEF | 2023: 2.6814; 2024: 2.7809; 2025: 2.6482; 2026: 2.654; 2027: 2.7302; 2028: 2.751; 2029: 2.8494; 2030: 2.9439; 2031: 3.005; 2032: 3.1156; 2033: 3.1826; 2034: 3.2693; 2035: 3.1568
U OF FL 1 | Gas/Oil:Combustion Turbine | DEF | DEF | 2023: 3.882; 2024: 3.9981; 2025: 4.1233; 2026: 4.2405; 2027: 4.3441
Voltage Red | Demand:Demand Response | DEF | DEF
WaterHtr_PP | Demand:Demand Response | DEF | DEF
Group Totals
Resource | Type | BA | Area | 2023 | 2024 | 2025 | 2026 | 2027 | 2028 | 2029 | 2030 | 2031 | 2032 | 2033 | 2034 | 2035 | 2036 | 2037 | 2038 | 2039 | 2040 | 2041 | 2042 | 2043 | 2044 | 2045 | 2046 | 2047 | 2048 | 2049 | 2050 | 2051 | 2052 | 2053 | 2054 | 2055 | 2056 | 2057
Total | Coal:Conventional | DEF | DEF | 2023: 3.7573; 2024: 3.834; 2025: 3.9281; 2026: 4.103; 2027: 4.1579; 2028: 4.1344; 2029: 3.9571; 2030: 3.8997; 2031: 4.0014; 2032: 4.1067; 2033: 3.9663; 2034: 4.081
Total | Demand:Demand Response | DEF | DEF | 0 | 0 | 0 | 0 | 0 | 0 | 0 | 0 | 0 | 0 | 0 | 0 | 0 | 0 | 0 | 0 | 0 | 0 | 0 | 0 | 0 | 0 | 0 | 0 | 0 | 0 | 0 | 0 | 0 | 0 | 0 | 0 | 0 | 0 | 0
Total | Gas/Oil:Combined Cycle | DEF | DEF | 7.2178 | 3.4441 | 3.042 | 2.2768 | 2.3491 | 2.3999 | 2.4539 | 2.4848 | 2.5466 | 2.5336 | 2.5076 | 2.5013 | 2.5547 | 2.5701 | 2.6903 | 2.7361 | 2.69 | 2.7565 | 2.8273 | 2.9077 | 2.9339 | 3.0618 | 3.0131 | 3.4208 | 3.6975 | 4.423 | 4.038 | 3.572 | 3.4694 | 3.4979 | 3.5431 | 3.6709 | 3.8302 | 3.9327 | 4.0557
Total | Gas/Oil:Combustion Turbine | DEF | DEF | 1.3382 | 1.4229 | 1.865 | 2.0965 | 2.9377 | 2.2454 | 2.7908 | 2.6728 | 2.7025 | 3.5067 | 2.4923 | 0.95953 | 1.0071 | 1.0534 | 1.0532 | 1.0729 | 1.2231 | 0.87677 | 1.0169 | 1.0824 | 1.2676 | 1.1137 | 1.5552 | 1.6279 | 1.6685 | 1.7103 | 1.753 | 1.7968 | 1.8418 | 1.8878 | 1.935 | 1.9834 | 2.033 | 2.0838 | 2.1359
Total | Gas/Oil:Steam Turbine | DEF | DEF | 2023: 2.4184; 2024: 2.3959; 2025: 2.7287; 2026: 2.712; 2027: 2.8265; 2028: 2.9743; 2029: 3.4381; 2030: 3.7389; 2031: 3.8567; 2032: 4.5493; 2033: 4.7282; 2034: 3.4473; 2035: 3.365; 2036: 3.3816; 2037: 3.2356; 2038: 3.3325; 2039: 3.2351; 2040: 3.4734; 2041: 3.3003; 2042: 3.3238
Total | Nuclear:Nuclear | DEF | DEF | 2038: 0.53256; 2039: 0.54588; 2040: 0.55953; 2041: 0.57352; 2042: 0.58785; 2043: 0.60255; 2044: 0.61761; 2045: 0.63305; 2046: 0.64888; 2047: 0.6651; 2048: 0.68173; 2049: 0.69877; 2050: 0.71624; 2051: 0.73415; 2052: 0.7525; 2053: 0.77131; 2054: 0.7906; 2055: 0.81036; 2056: 0.83062; 2057: 0.85139
Total | Renewable:Biomass | DEF | DEF | 2023: 34.5001; 2024: 33.6923; 2025: 42.9848; 2026: 43.5635; 2027: 43.9187; 2028: 45.1971; 2029: 44.2746; 2030: 42.4314; 2031: 43.4035; 2032: 40.6303; 2033: 42.4696; 2034: 46.0597; 2035: 49.8588; 2036: 52.4526; 2037: 57.1799; 2038: 53.6607; 2039: 59.7969; 2040: 57.327; 2041: 59.8579; 2042: 58.9689
Total | Renewable:Solar PV | DEF | DEF | 0 | 1.0554 | 1.4336 | 2.4186 | 3.2419 | 4.356 | 4.6845 | 4.6907 | 4.74 | 4.7293 | 5.3043 | 6.5891 | 7.3242 | 8.6717 | 9.5488 | 9.5033 | 11.1242 | 11.5512 | 12.3741 | 12.9381 | 14.4841 | 15.413 | 19.8093 | 17.7443 | 20.7962 | 16.6394 | 16.5928 | 55.1359 | 37.0513 | 36.858 | 36.4293 | 38.5628 | 34.3537 | 35.0328 | 31.054
Total | Renewable:Wind | DEF | DEF | 2043: 1.4309; 2044: 1.4309; 2045: 1.4309; 2046: 1.4309; 2047: 1.4309; 2048: 1.4309; 2049: 1.4309; 2050: 1.4309; 2051: 1.4309; 2052: 1.4309; 2053: 1.4309; 2054: 1.4309; 2055: 1.4309; 2056: 1.4309; 2057: 1.4309
Total | Storage:Battery | DEF | DEF |  |  |  |  | 0 | 0 | 0 | 0 | 0 | 0 | 0 | 0 | 0 | 0 | 0 | 0 | 0 | 0 | 0 | 0 | 0 | 0 | 0 | 0 | 0 | 0 | 0 | 0 | 0 | 0 | 0 | 0 | 0 | 0 | 0
Solar 5
Resource | Type | BA | Area | 2023 | 2024 | 2025 | 2026 | 2027 | 2028 | 2029 | 2030 | 2031 | 2032 | 2033 | 2034 | 2035 | 2036 | 2037 | 2038 | 2039 | 2040 | 2041 | 2042 | 2043 | 2044 | 2045 | 2046 | 2047 | 2048 | 2049 | 2050 | 2051 | 2052 | 2053 | 2054 | 2055 | 2056 | 2057
AC | Demand:Demand Response | DEF | DEF
Anclote 1 | Gas/Oil:Steam Turbine | DEF | DEF | 2023: 2.3666; 2024: 2.3594; 2025: 2.6858; 2026: 2.7397; 2027: 2.9068; 2028: 2.9826; 2029: 3.3334; 2030: 3.7069; 2031: 3.8362; 2032: 4.4212; 2033: 4.5741; 2034: 3.4044; 2035: 3.4079; 2036: 3.3844; 2037: 3.132; 2038: 3.3965; 2039: 3.2965; 2040: 3.7366; 2041: 3.2676; 2042: 3.4962
Anclote 2 | Gas/Oil:Steam Turbine | DEF | DEF | 2023: 2.5094; 2024: 2.4603; 2025: 2.8565; 2026: 2.8425; 2027: 2.9747; 2028: 3.1006; 2029: 4.0066; 2030: 4.2918; 2031: 4.0406; 2032: 4.6688; 2033: 4.8493; 2034: 3.775; 2035: 3.5688; 2036: 3.7184; 2037: 3.353; 2038: 3.3653; 2039: 3.4254; 2040: 3.4309; 2041: 3.413; 2042: 3.0129
As Avail | Gas/Oil:Combined Cycle | DEF | DEF | 57.5691 | 47.4087 | 41.8265 | 42.0833 | 41.7352 | 46.7399 | 45.411 | 42.5875 | 45.04 | 41.25 | 43.339 | 48.2705 | 51.2842 | 52.5913 | 59.6804 | 50.645 | 55.8619 | 58.8795 | 56.3756 | 60.6336 | 64.5377 | 64.0525 | 90.0913 | 67.3174 | 63.8813 | 49.482 | 80.3253 | 161.7066 | 105.1199 | 135.2055 | 121.2614 | 105.4338 | 109.3208 | 140.3604 | 103.8014
As Avail PCS | Renewable:Biomass | DEF | DEF | 2023: 54.6264; 2024: 46.389; 2025: 41.4745; 2026: 42.5347; 2027: 43.5613; 2028: 47.3999; 2029: 43.6756; 2030: 40.518; 2031: 44.2827; 2032: 40.4647; 2033: 43.4765; 2034: 47.2568; 2035: 50.6438; 2036: 50.814; 2037: 56.9868; 2038: 56.054; 2039: 55.7166; 2040: 57.5469; 2041: 57.447; 2042: 58.5444
Bartow CC 1 0 | Gas/Oil:Combined Cycle | DEF | DEF | 2.8406 | 2.8806 | 2.9677 | 3.1138 | 3.1764 | 3.2019 | 3.3422 | 3.3848 | 3.364 | 3.4696 | 3.5048 | 3.3013 | 3.2425 | 3.2623 | 3.341 | 3.5753 | 3.4541 | 3.6352 | 3.8379 | 4.1194 | 3.9358 | 4.1939 | 4.1957 | 4.8213 | 5.0244 | 6.2141 | 8.09
Bartow CC 1 PAG | Gas/Oil:Combined Cycle | DEF | DEF | 4.1828 | 4.2919 | 4.4135 | 4.5105 | 4.6193 | 4.7373 | 4.8694 | 4.9998 | 5.131 | 5.2478 | 5.3783 | 5.4664 | 5.5976 | 5.7254 | 5.8777 | 6.0368 | 6.1766 | 6.3436 | 6.4757 | 6.68 | 6.7862 | 6.9804 | 7.1507 | 7.3292 | 7.4944 | 7.7232 | 7.9728
BARTOW_P 1 | Gas/Oil:Combustion Turbine | DEF | DEF | 2024: 0
BARTOW_P 2 | Gas/Oil:Combustion Turbine | DEF | DEF | 2023: 0; 2024: 0; 2025: 0; 2026: 0; 2027: 0; 2028: 0; 2029: 0; 2030: 0; 2031: 0; 2032: 0; 2033: 0; 2034: 0
BARTOW_P 3 | Gas/Oil:Combustion Turbine | DEF | DEF
BARTOW_P 4 | Gas/Oil:Combustion Turbine | DEF | DEF | 2023: 0; 2024: 0; 2025: 0; 2026: 0; 2027: 0; 2028: 0; 2029: 0; 2030: 0; 2031: 0; 2032: 0; 2033: 0; 2034: 0
Battery 2 Hours | Storage:Battery | DEF | DEF
Battery 4 Hours | Storage:Battery | DEF | DEF
BAYBORO_P 1 | Gas/Oil:Combustion Turbine | DEF | DEF | 2024: 19.2827; 2025: 18.3051
BAYBORO_P 2 | Gas/Oil:Combustion Turbine | DEF | DEF | 2024: 28.3383; 2025: 32.7273
BAYBORO_P 3 | Gas/Oil:Combustion Turbine | DEF | DEF | 2024: 18.6243; 2025: 24
BAYBORO_P 4 | Gas/Oil:Combustion Turbine | DEF | DEF | 2024: 20.4854; 2025: 24
Citrus CC 1 | Gas/Oil:Combined Cycle | DEF | DEF | 1.3267 | 1.3369 | 1.3696 | 1.3673 | 1.4019 | 1.4439 | 1.472 | 1.5298 | 1.5853 | 1.6294 | 1.6505 | 1.6714 | 1.6972 | 1.7324 | 1.7907 | 1.8507 | 1.9075 | 1.9492 | 2.1059 | 2.1465 | 2.185 | 2.2892 | 2.3648 | 2.417 | 2.5505 | 2.7738 | 2.7482 | 3.5049 | 3.529 | 3.7456 | 3.6616 | 3.783 | 3.9245 | 4.0813 | 4.2115
Citrus CC 1 Duct | Gas/Oil:Combined Cycle | DEF | DEF | 0 | 0 | 0 | 0 | 0 | 0 | 0 | 0 | 0 | 0 | 0 | 0 | 0 | 0 | 0 | 0 | 0 | 0 | 0 | 0 | 0 | 0 | 0 | 0 | 0 | 0 | 0 | 0 | 0 | 0 | 0 | 0 | 0 | 0 | 0
Citrus CC 2 | Gas/Oil:Combined Cycle | DEF | DEF | 1.3089 | 1.3307 | 1.3725 | 1.3663 | 1.376 | 1.4249 | 1.4556 | 1.4973 | 1.5591 | 1.5911 | 1.6145 | 1.6516 | 1.6948 | 1.7412 | 1.7918 | 1.8334 | 1.8733 | 1.9262 | 1.995 | 2.0798 | 2.1611 | 2.2354 | 2.3086 | 2.401 | 2.5429 | 2.9186 | 3.0755 | 3.6846 | 3.6177 | 3.6778 | 3.9198 | 3.75 | 3.9856 | 4.2011 | 4.2126
Citrus CC 2 Duct | Gas/Oil:Combined Cycle | DEF | DEF | 0 | 0 | 0 | 0 | 0 | 0 | 0 | 0 | 0 | 0 | 0 | 0 | 0 | 0 | 0 | 0 | 0 | 0 | 0 | 0 | 0 | 0 | 0 | 0 | 0 | 0 | 0 | 0 | 0 | 0 | 0 | 0 | 0 | 0 | 0
Crystal 4 | Coal:Conventional | DEF | DEF | 2023: 3.6941; 2024: 3.7234; 2025: 3.8507; 2026: 4.2168; 2027: 4.1601; 2028: 4.1214; 2029: 3.9657; 2030: 3.8764; 2031: 3.9901; 2032: 4.0143; 2033: 3.9254; 2034: 4.0389
Crystal 5 | Coal:Conventional | DEF | DEF | 2023: 3.8412; 2024: 3.9306; 2025: 4.0677; 2026: 4.0902; 2027: 4.2708; 2028: 4.2622; 2029: 4.0613; 2030: 4.0058; 2031: 4.0878; 2032: 4.2159; 2033: 4.134; 2034: 4.2372
DEBARY 10 | Gas/Oil:Combustion Turbine | DEF | DEF | 2024: 0; 2025: 0; 2026: 0; 2027: 0; 2028: 0; 2029: 0; 2030: 0; 2031: 0; 2032: 0; 2034: 0; 2035: 0; 2036: 0
DEBARY 2 | Gas/Oil:Combustion Turbine | DEF | DEF | 2024: 0; 2026: 0
DEBARY 3 | Gas/Oil:Combustion Turbine | DEF | DEF | 2024: 0; 2025: 0; 2026: 0
DEBARY 4 | Gas/Oil:Combustion Turbine | DEF | DEF | 2024: 0; 2026: 0
DEBARY 5 | Gas/Oil:Combustion Turbine | DEF | DEF | 2024: 0; 2026: 0
DEBARY 6 | Gas/Oil:Combustion Turbine | DEF | DEF | 2024: 0; 2025: 0; 2026: 0; 2027: 0
DEBARY 7 | Gas/Oil:Combustion Turbine | DEF | DEF | 2023: 0; 2024: 0; 2025: 0; 2026: 0; 2027: 0; 2028: 0; 2029: 0; 2030: 0; 2031: 0; 2032: 0; 2033: 0; 2034: 0; 2035: 0; 2036: 0
DEBARY 8 | Gas/Oil:Combustion Turbine | DEF | DEF | 2023: 0; 2024: 0; 2025: 0; 2026: 0; 2027: 0; 2028: 0; 2029: 0; 2030: 0; 2031: 0; 2032: 0; 2033: 0; 2034: 0; 2035: 0; 2036: 0
DEBARY 9 | Gas/Oil:Combustion Turbine | DEF | DEF | 2023: 0; 2024: 0; 2025: 0; 2026: 0; 2027: 0; 2028: 0; 2029: 0; 2030: 0; 2031: 0; 2032: 0; 2033: 0; 2034: 0; 2035: 0; 2036: 0
DEF Nuclear Natrium | Nuclear:Nuclear | DEF | DEF | 2048: 0.68173; 2049: 0.69877; 2050: 0.71624; 2051: 0.73415; 2052: 0.7525; 2053: 0.77131; 2054: 0.7906; 2055: 0.81036; 2056: 0.83062; 2057: 0.85139
DEF Nuclear Natrium - Storage | Storage:Battery | DEF | DEF
DEF Nuclear Natrium - Storage PTC | Storage:Battery | DEF | DEF
DEF Nuclear Natrium PTC | Nuclear:Nuclear | DEF | DEF | 2038: 0.53256; 2039: 0.54588; 2040: 0.55953; 2041: 0.57352; 2042: 0.58785; 2043: 0.60255; 2044: 0.61761; 2045: 0.63305; 2046: 0.64888; 2047: 0.6651; 2048: 0.68173; 2049: 0.69877; 2050: 0.71624; 2051: 0.73415; 2052: 0.7525; 2053: 0.77132; 2054: 0.7906; 2055: 0.81036; 2056: 0.83062; 2057: 0.85139
Gen 190MW CT | Gas/Oil:Combustion Turbine | DEF | DEF | [7 empty] | 1.0966 | 1.1242 |  | 1.1811 | 1.2104 | 1.2407 | 1.2717 | 1.3035 | 1.336 | 1.3695 | 1.4037 | 1.4388 | 1.4748 | 1.5116 | 1.5494 | 1.5881 | 1.6279 | 1.6685 | 1.7103 | 1.753 | 1.7968 | 1.8418 | 1.8878 | 1.935 | 1.9834 | 2.033 | 2.0838 | 2.1359
Gen 190MW CT H2 | Gas/Oil:Combustion Turbine | DEF | DEF | 2043: 1.5119; 2044: 1.5474; 2045: 1.5881; 2046: 1.6278; 2047: 1.6686; 2048: 1.7104; 2049: 1.753; 2050: 1.7968; 2051: 1.8418; 2052: 1.8878; 2053: 1.935; 2054: 1.9834; 2055: 2.033; 2056: 2.0838; 2057: 2.1359
HEAT | Demand:Demand Response | DEF | DEF
Hines CC 1 | Gas/Oil:Combined Cycle | DEF | DEF | 2023: 3.5135; 2024: 3.504; 2025: 3.8344; 2026: 4.1508; 2027: 4.2419; 2028: 4.4848; 2029: 4.4909; 2030: 4.7122; 2031: 4.4822; 2032: 4.8128; 2033: 4.3325; 2034: 4.2303; 2035: 4.144; 2036: 4.1163; 2037: 4.2277; 2038: 4.5748; 2039: 4.7482
Hines CC 2 | Gas/Oil:Combined Cycle | DEF | DEF | 2.9933 | 3.1384 | 2.8715 | 2.9627 | 3.1027 | 3.2188 | 3.2989 | 3.4346 | 3.3852 | 3.4678 | 3.3934 | 3.3377 | 3.3007 | 3.3977 | 3.4572 | 3.5964 | 3.6771 | 3.7632 | 3.8883 | 4.0688 | 4.3564
Hines CC 3 | Gas/Oil:Combined Cycle | DEF | DEF | 3.1527 | 3.2564 | 3.6422 | 3.1959 | 3.2365 | 3.3407 | 3.3957 | 3.4256 | 3.479 | 3.5106 | 3.5243 | 3.4557 | 3.4942 | 3.5594 | 3.6452 | 3.7615 | 3.7609 | 3.8507 | 3.8806 | 4.0567 | 4.1636 | 4.2754 | 4.0702
Hines CC 4 | Gas/Oil:Combined Cycle | DEF | DEF | 1.7293 | 1.8 | 1.9547 | 2.0961 | 2.2264 | 1.8429 | 1.9591 | 2.0125 | 2.1314 | 2.1423 | 2.058 | 1.9579 | 1.9545 | 1.922 | 1.9803 | 2.0439 | 2.1281 | 2.1957 | 2.2099 | 2.2863 | 2.3746 | 2.415 | 2.4737 | 2.7098 | 2.7788
INT CITY 1 | Gas/Oil:Combustion Turbine | DEF | DEF | 2023: 12.014; 2024: 15.5556; 2025: 22.5; 2026: 15.7114; 2027: 16.8333; 2028: 16.516; 2030: 17.3774; 2031: 19.2151; 2032: 15.3892; 2033: 27.5
INT CITY 10 | Gas/Oil:Combustion Turbine | DEF | DEF | 2023: 0; 2024: 0; 2025: 0; 2026: 0; 2027: 0; 2028: 0; 2029: 0; 2030: 0; 2031: 0; 2032: 0; 2033: 0; 2034: 0; 2035: 0; 2036: 0; 2037: 0; 2038: 0
INT CITY 11 | Gas/Oil:Combustion Turbine | DEF | DEF | 2024: 0; 2025: 0; 2026: 0; 2027: 0; 2028: 0; 2030: 0; 2031: 0; 2032: 0; 2033: 0; 2034: 0; 2035: 0; 2036: 0; 2037: 0; 2038: 0; 2039: 0; 2040: 0; 2041: 0; 2042: 0; 2043: 0; 2044: 0
INT CITY 12 | Gas/Oil:Combustion Turbine | DEF | DEF | 0 | 0 | 0 | 0 | 0 | 0 | 0 | 0 | 0 | 0 | 0 | 0 | 0 | 0 | 0 | 0 | 0 | 0 | 0 | 0 | 0 | 0 | 0
INT CITY 13 | Gas/Oil:Combustion Turbine | DEF | DEF | 0 | 0 | 0 | 0 | 0 | 0 | 0 | 0 | 0 | 0 | 0 | 0 | 0 | 0 | 0 | 0 | 0 | 0 | 0 | 0 | 0 | 0 | 0
INT CITY 14 | Gas/Oil:Combustion Turbine | DEF | DEF | 0 | 0 | 0 | 0 | 0 | 0 | 0 | 0 | 0 | 0 | 0 | 0 | 0 | 0 | 0 | 0 | 0 | 0 | 0 | 0 | 0 | 0 | 0
INT CITY 2 | Gas/Oil:Combustion Turbine | DEF | DEF | 2027: 16.5217; 2028: 24.375; 2030: 19.1765; 2031: 19.1476; 2032: 26.875
INT CITY 3 | Gas/Oil:Combustion Turbine | DEF | DEF | 2024: 21.9792; 2025: 22.5; 2026: 23.0208; 2027: 18.3065; 2028: 17.5728; 2030: 20.3929; 2031: 20.1065; 2032: 20
INT CITY 4 | Gas/Oil:Combustion Turbine | DEF | DEF | 2023: 14.5745; 2024: 17.8814; 2025: 22.5; 2026: 11.9355; 2027: 17.5463; 2028: 19.2079; 2030: 18.8641; 2031: 22.234; 2032: 16.9307
INT CITY 5 | Gas/Oil:Combustion Turbine | DEF | DEF | 2026: 12.5424; 2027: 16.8889; 2028: 18.804; 2030: 18.0741; 2031: 19.5201; 2032: 16.497
INT CITY 6 | Gas/Oil:Combustion Turbine | DEF | DEF | 2023: 20.2168; 2024: 20.4345; 2025: 19.4595; 2026: 21.1244; 2027: 16.879; 2028: 18.8951; 2030: 20.8528; 2031: 20.3902; 2032: 21.5515; 2033: 27.5
INT CITY 7 | Gas/Oil:Combustion Turbine | DEF | DEF | 2023: 0; 2024: 0; 2025: 0; 2026: 0; 2027: 0; 2028: 0; 2029: 0; 2030: 0; 2031: 0; 2032: 0; 2033: 0; 2034: 0; 2035: 0; 2036: 0; 2037: 0; 2038: 0
INT CITY 8 | Gas/Oil:Combustion Turbine | DEF | DEF | 2023: 0; 2024: 0; 2025: 0; 2026: 0; 2027: 0; 2028: 0; 2029: 0; 2030: 0; 2031: 0; 2032: 0; 2033: 0; 2034: 0; 2035: 0; 2036: 0; 2037: 0; 2038: 0
INT CITY 9 | Gas/Oil:Combustion Turbine | DEF | DEF | 2023: 0; 2024: 0; 2025: 0; 2026: 0; 2027: 0; 2028: 0; 2029: 0; 2030: 0; 2031: 0; 2032: 0; 2033: 0; 2034: 0; 2035: 0; 2036: 0; 2037: 0; 2038: 0
INTER | Demand:Demand Response | DEF | DEF
Mulberry | Gas/Oil:Combined Cycle | DEF | DEF | 2023: 71.05; 2024: 43.58
New DEF OnShore Wind | Renewable:Wind | DEF | DEF | 2048: 1.4309; 2049: 1.4308; 2050: 1.4309; 2051: 1.4309; 2052: 1.4308; 2053: 1.4309; 2054: 1.4309; 2055: 1.4309; 2056: 1.4309; 2057: 1.4309
New DEF OnShore Wind PTC | Renewable:Wind | DEF | DEF | 2043: 1.4309; 2044: 1.4309; 2045: 1.4309; 2046: 1.4309; 2047: 1.4309; 2048: 1.4309; 2049: 1.4309; 2050: 1.4309; 2051: 1.4309; 2052: 1.4309; 2053: 1.4309; 2054: 1.4309; 2055: 1.4309; 2056: 1.4309; 2057: 1.4308
NSG Vand CT 1 | Gas/Oil:Combustion Turbine | DEF | DEF | 2023: 0.18593; 2024: 0.18965; 2025: 0.19342; 2026: 0.19737; 2027: 0.20097
NSG Vand CT 2 | Gas/Oil:Combustion Turbine | DEF | DEF | 2023: 0.18596; 2024: 0.18964; 2025: 0.19345; 2026: 0.19738; 2027: 0.20129
NSG Vand CT 3 | Gas/Oil:Combustion Turbine | DEF | DEF | 2023: 0.18593; 2024: 0.18965; 2025: 0.19347; 2026: 0.19727; 2027: 0.20128
NSG Vand CT 4 | Gas/Oil:Combustion Turbine | DEF | DEF | 2023: 0.18596; 2024: 0.18966; 2025: 0.19345; 2026: 0.1973; 2027: 0.201
Orange Cogen | Gas/Oil:Combined Cycle | DEF | DEF | 2023: 87.21; 2024: 53.49; 2025: 55.1
Orlando Cogen | Gas/Oil:Combined Cycle | DEF | DEF | 2023: 107.1333
Osprey 1 0 | Gas/Oil:Combined Cycle | DEF | DEF | 2023: 3.9675; 2024: 4.0653
Osprey 1 1 | Gas/Oil:Combined Cycle | DEF | DEF | 2023: 3.2228; 2024: 3.1126
Osprey 1 2 | Gas/Oil:Combined Cycle | DEF | DEF | 2023: 0; 2024: 0
OspreyAcq | Gas/Oil:Combined Cycle | DEF | DEF |  | 1.7625 | 1.8574 | 1.9052 | 1.9916 | 1.963 | 2.0843 | 2.1348 | 2.1774 | 2.2411 | 2.2749 | 2.2591 | 2.2805 | 2.3251 | 2.3648 | 2.4283 | 2.4955 | 2.5636 | 2.6551 | 2.7331 | 2.7912 | 2.7141
OspreyAcqDF | Gas/Oil:Combined Cycle | DEF | DEF |  | 0 | 0 | 0 | 0 | 0 | 0 | 0 | 0 | 0 | 0 | 0 | 0 | 0 | 0 | 0 | 0 | 0 | 0 | 0 | 0 | 0
Pasco County | Renewable:Biomass | DEF | DEF | 2023: 29.84; 2024: 30.88; 2025: 41.8147; 2026: 41.8774; 2027: 44.3115; 2028: 43.268; 2029: 43.348; 2030: 40.7476; 2031: 43.6042; 2032: 41.2641; 2033: 41.3929; 2034: 46.3773; 2035: 49.7594; 2036: 52.4639; 2037: 57.5839; 2038: 55.3276; 2039: 57.6473; 2040: 55.2398; 2041: 60.578; 2042: 57.4773
Pinellas County | Renewable:Biomass | DEF | DEF | 2023: 29.84; 2024: 30.88; 2025: 42.4603; 2026: 43.1144; 2027: 42.4682; 2028: 44.8299; 2029: 44.7773; 2030: 42.2341; 2031: 41.4184; 2032: 40.0189; 2033: 42.6253; 2034: 46.538; 2035: 48.1301; 2036: 46.803; 2037: 53.8631; 2038: 53.6693; 2039: 59.4864; 2040: 57.1723; 2041: 59.2399; 2042: 59.3215
Shady Hills 1 | Gas/Oil:Combustion Turbine | DEF | DEF | 2023: 0.40734; 2024: 0.41085
Shady Hills 2 | Gas/Oil:Combustion Turbine | DEF | DEF | 2023: 0.4087; 2024: 0.41288
Shady Hills 3 | Gas/Oil:Combustion Turbine | DEF | DEF | 2023: 0.40803; 2024: 0.40961
Solar 3rdParty Block 1 | Renewable:Solar PV | DEF | DEF |  | 51.8091 | 41.4133 | 41.4449 | 42.4343 | 44.3648 | 41.325 | 39.2347 | 39.9168 | 37.8313 | 39.572 | 43.1272 | 45.4848 | 47.4357 | 50.786 | 48.4188 | 52.6913 | 52.2556 | 54.3935 | 54.5992 | 59.5296 | 60.1897 | 72.7233 | 61.1653 | 65.3965 | 49.5246 | 48.07 | 148.0032 | 93.5179 | 96.0629 | 100.2845 | 107.6167 | 97.2606 | 98.2581 | 106.5838
Solar 3rdParty Block 2 | Renewable:Solar PV | DEF | DEF | [9 empty] | 39.8805 | 39.572 | 44.4975 | 45.4848 | 48.465 | 50.786 | 48.9221 | 52.6913 | 52.2555 | 54.3935 | 54.5992 | 59.5296 | 60.1897 | 72.7233 | 61.1653 | 65.3965 | 49.5246 | 48.07 | 148.0032 | 93.518 | 96.0628 | 100.2845 | 107.6167 | 97.2606 | 98.2581 | 106.5839
Solar 3rdParty Block 3 | Renewable:Solar PV | DEF | DEF | 2040: 54.4638; 2041: 54.3935; 2042: 55.2993; 2043: 59.5296; 2044: 60.9371; 2045: 72.7233; 2046: 61.5796; 2047: 65.3965; 2048: 49.5246; 2049: 48.07; 2050: 148.0032; 2051: 93.518; 2052: 96.0629; 2053: 100.2844; 2054: 107.6167; 2055: 97.2607; 2056: 98.258; 2057: 106.584
Solar 3rdParty Block 4 | Renewable:Solar PV | DEF | DEF | 2048: 52.222; 2049: 48.07; 2050: 151.7192; 2051: 93.518; 2052: 96.0627; 2053: 100.2844; 2054: 107.6168; 2055: 97.2607; 2056: 98.258; 2057: 106.5839
Solar DEF Bay Ranch | Renewable:Solar PV | DEF | DEF | 2023: 0; 2024: 0; 2025: 0; 2026: 0; 2027: 0; 2028: 0; 2029: 0; 2030: 0; 2031: 0; 2032: 0; 2033: 0
Solar DEF Bay Trail | Renewable:Solar PV | DEF | DEF | 2023: 0; 2024: 0; 2025: 0; 2026: 0; 2027: 0; 2028: 0; 2029: 0; 2030: 0; 2031: 0; 2032: 0
Solar DEF Charlie Creek | Renewable:Solar PV | DEF | DEF | 2023: 0; 2024: 0; 2025: 0; 2026: 0; 2027: 0; 2028: 0; 2029: 0; 2030: 0; 2031: 0; 2032: 0
Solar DEF Columbia | Renewable:Solar PV | DEF | DEF
Solar DEF County Line | Renewable:Solar PV | DEF | DEF | 2025: 0; 2026: 0; 2027: 0; 2028: 0; 2029: 0; 2030: 0; 2031: 0; 2032: 0; 2033: 0; 2034: 0; 2035: 0
Solar DEF Debary | Renewable:Solar PV | DEF | DEF
Solar DEF Duette | Renewable:Solar PV | DEF | DEF
Solar DEF Falmouth | Renewable:Solar PV | DEF | DEF | 2024: 0; 2025: 0; 2026: 0; 2027: 0; 2028: 0; 2029: 0; 2030: 0; 2031: 0; 2032: 0; 2033: 0; 2034: 0
Solar DEF Fort Green | Renewable:Solar PV | DEF | DEF | 2023: 0; 2024: 0; 2025: 0; 2026: 0; 2027: 0; 2028: 0; 2029: 0; 2030: 0; 2031: 0; 2032: 0
Solar DEF Hamilton | Renewable:Solar PV | DEF | DEF
Solar DEF Hardeetown | Renewable:Solar PV | DEF | DEF | 2023: 0; 2024: 0; 2025: 0; 2026: 0; 2027: 0; 2028: 0; 2029: 0; 2030: 0; 2031: 0; 2032: 0; 2033: 0
Solar DEF High Spring | Renewable:Solar PV | DEF | DEF | 2023: 0; 2024: 0; 2025: 0; 2026: 0; 2027: 0; 2028: 0; 2029: 0; 2030: 0; 2031: 0; 2032: 0; 2033: 0
Solar DEF Hildreth | Renewable:Solar PV | DEF | DEF | 2023: 0; 2024: 0; 2025: 0; 2026: 0; 2027: 0; 2028: 0; 2029: 0; 2030: 0; 2031: 0; 2032: 0; 2033: 0
Solar DEF Lake Placid | Renewable:Solar PV | DEF | DEF
Solar DEF Mule Creek | Renewable:Solar PV | DEF | DEF | 2024: 0; 2025: 0; 2026: 0; 2027: 0; 2028: 0; 2029: 0; 2030: 0; 2031: 0; 2032: 0; 2033: 0; 2034: 0
Solar DEF NEW 1 | Renewable:Solar PV | DEF | DEF
Solar DEF NEW 1 PTC | Renewable:Solar PV | DEF | DEF | 2025: 0; 2026: 0; 2027: 0; 2028: 0; 2029: 0; 2030: 0; 2031: 0; 2032: 0; 2033: 0; 2034: 0; 2035: 0
Solar DEF NEW 2 | Renewable:Solar PV | DEF | DEF
Solar DEF NEW 2 PTC | Renewable:Solar PV | DEF | DEF | 2025: 0; 2026: 0; 2027: 0; 2028: 0; 2029: 0; 2030: 0; 2031: 0; 2032: 0; 2033: 0; 2034: 0; 2035: 0
Solar DEF NEW 5 | Renewable:Solar PV | DEF | DEF
Solar DEF NEW 5 PTC | Renewable:Solar PV | DEF | DEF | 2026: 0; 2027: 0; 2028: 0; 2029: 0; 2030: 0; 2031: 0; 2032: 0; 2033: 0; 2034: 0; 2035: 0; 2036: 0
Solar DEF Osc Perry Suw | Renewable:Solar PV | DEF | DEF
Solar DEF Sandy Creek | Renewable:Solar PV | DEF | DEF | 2023: 0; 2024: 0; 2025: 0; 2026: 0; 2027: 0; 2028: 0; 2029: 0; 2030: 0; 2031: 0; 2032: 0
Solar DEF Santa Fe | Renewable:Solar PV | DEF | DEF
Solar DEF St Pete Pier | Renewable:Solar PV | DEF | DEF
Solar DEF Trenton | Renewable:Solar PV | DEF | DEF
Solar DEF Twin Rivers | Renewable:Solar PV | DEF | DEF
Solar DEF Winquepin | Renewable:Solar PV | DEF | DEF | 2024: 0; 2025: 0; 2026: 0; 2027: 0; 2028: 0; 2029: 0; 2030: 0; 2031: 0; 2032: 0; 2033: 0; 2034: 0
Solar+Storage DEF NEW 1 | Renewable:Solar PV | DEF | DEF
Solar+Storage DEF NEW 1 PTC + ITC | Renewable:Solar PV | DEF | DEF | 2029: 0; 2030: 0; 2031: 0; 2032: 0; 2033: 0; 2034: 0; 2035: 0; 2036: 0; 2037: 0; 2038: 0; 2039: 0; 2040: 0; 2041: 0
Standby | Demand:Demand Response | DEF | DEF
SUWANNEE_P 1 | Gas/Oil:Combustion Turbine | DEF | DEF | 2023: 11.5178; 2024: 12.5376; 2025: 12.8572; 2026: 12.5969; 2027: 13.1348; 2028: 13.0883; 2029: 13.9423; 2030: 14.6736; 2031: 15.389; 2032: 15.5497; 2033: 16.6573; 2034: 17.9832
SUWANNEE_P 2 | Gas/Oil:Combustion Turbine | DEF | DEF | 2023: 11.8149; 2024: 13.0224; 2025: 13.3235; 2026: 13.5094; 2027: 13.256; 2028: 13.9991; 2029: 14.3409; 2030: 15.1358; 2031: 15.0726; 2032: 16.4867; 2033: 17.4411; 2034: 18.6176
SUWANNEE_P 3 | Gas/Oil:Combustion Turbine | DEF | DEF | 2023: 11.7989; 2024: 12.8924; 2025: 13.081; 2026: 13.1769; 2027: 13.3574; 2028: 13.5779; 2029: 14.4353; 2030: 14.9807; 2031: 15.5758; 2032: 16.151; 2033: 16.541; 2034: 18.5628
Tigerbay 1 | Gas/Oil:Combined Cycle | DEF | DEF | 2023: 2.6839; 2024: 2.7799; 2025: 2.6538; 2026: 2.6645; 2027: 2.746; 2028: 2.7618; 2029: 2.866; 2030: 2.971; 2031: 3.0382; 2032: 3.1118; 2033: 3.1869; 2034: 3.2687; 2035: 3.1682
U OF FL 1 | Gas/Oil:Combustion Turbine | DEF | DEF | 2023: 3.8817; 2024: 3.9972; 2025: 4.1283; 2026: 4.2491; 2027: 4.3432
Voltage Red | Demand:Demand Response | DEF | DEF
WaterHtr_PP | Demand:Demand Response | DEF | DEF
Group Totals
Resource | Type | BA | Area | 2023 | 2024 | 2025 | 2026 | 2027 | 2028 | 2029 | 2030 | 2031 | 2032 | 2033 | 2034 | 2035 | 2036 | 2037 | 2038 | 2039 | 2040 | 2041 | 2042 | 2043 | 2044 | 2045 | 2046 | 2047 | 2048 | 2049 | 2050 | 2051 | 2052 | 2053 | 2054 | 2055 | 2056 | 2057
Total | Coal:Conventional | DEF | DEF | 2023: 3.7512; 2024: 3.8324; 2025: 3.948; 2026: 4.149; 2027: 4.2118; 2028: 4.1891; 2029: 4.0095; 2030: 3.9403; 2031: 4.0298; 2032: 4.1259; 2033: 4.0094; 2034: 4.0984
Total | Demand:Demand Response | DEF | DEF | 0 | 0 | 0 | 0 | 0 | 0 | 0 | 0 | 0 | 0 | 0 | 0 | 0 | 0 | 0 | 0 | 0 | 0 | 0 | 0 | 0 | 0 | 0 | 0 | 0 | 0 | 0 | 0 | 0 | 0 | 0 | 0 | 0 | 0 | 0
Total | Gas/Oil:Combined Cycle | DEF | DEF | 7.2169 | 3.4458 | 3.0568 | 2.3058 | 2.3757 | 2.4214 | 2.4876 | 2.528 | 2.5672 | 2.5632 | 2.5507 | 2.5274 | 2.5788 | 2.6008 | 2.7162 | 2.7748 | 2.7041 | 2.7853 | 2.8582 | 2.9653 | 2.9721 | 3.1029 | 3.0871 | 3.474 | 3.8026 | 4.6278 | 4.1888 | 3.4156 | 3.4401 | 3.5552 | 3.6491 | 3.5981 | 3.7895 | 3.9965 | 3.9946
Total | Gas/Oil:Combustion Turbine | DEF | DEF | 1.337 | 1.4225 | 1.9238 | 2.2873 | 3.0594 | 2.6096 | 3.2343 | 2.9573 | 2.8835 | 3.7045 | 2.5669 | 1.0233 | 0.99318 | 1.0321 | 1.0185 | 1.0267 | 1.2232 | 0.88355 | 1.0334 | 1.1823 | 1.2363 | 1.1074 | 1.5639 | 1.6279 | 1.6685 | 1.7103 | 1.753 | 1.7968 | 1.8418 | 1.8878 | 1.935 | 1.9834 | 2.033 | 2.0838 | 2.1359
Total | Gas/Oil:Steam Turbine | DEF | DEF | 2023: 2.4214; 2024: 2.3964; 2025: 2.7533; 2026: 2.7785; 2027: 2.9331; 2028: 3.029; 2029: 3.5563; 2030: 3.8949; 2031: 3.9307; 2032: 4.5291; 2033: 4.7141; 2034: 3.541; 2035: 3.4805; 2036: 3.5074; 2037: 3.2317; 2038: 3.3866; 2039: 3.3377; 2040: 3.6097; 2041: 3.323; 2042: 3.2719
Total | Nuclear:Nuclear | DEF | DEF | 2038: 0.53256; 2039: 0.54588; 2040: 0.55953; 2041: 0.57352; 2042: 0.58785; 2043: 0.60255; 2044: 0.61761; 2045: 0.63305; 2046: 0.64888; 2047: 0.6651; 2048: 0.68173; 2049: 0.69877; 2050: 0.71624; 2051: 0.73415; 2052: 0.7525; 2053: 0.77132; 2054: 0.7906; 2055: 0.81036; 2056: 0.83062; 2057: 0.85139
Total | Renewable:Biomass | DEF | DEF | 2023: 34.4098; 2024: 33.7023; 2025: 42.1117; 2026: 42.6838; 2027: 43.1791; 2028: 45.2803; 2029: 44.1492; 2030: 41.4084; 2031: 42.7356; 2032: 40.4095; 2033: 42.6283; 2034: 46.7222; 2035: 49.2264; 2036: 49.1887; 2037: 55.5755; 2038: 54.7326; 2039: 57.9669; 2040: 56.8844; 2041: 58.9739; 2042: 58.7059
Total | Renewable:Solar PV | DEF | DEF | 0 | 1.0622 | 1.2787 | 1.9124 | 2.507 | 3.3896 | 3.6753 | 3.7849 | 3.9724 | 4.0151 | 4.547 | 5.5309 | 6.1948 | 7.0771 | 7.9574 | 8.1729 | 9.2958 | 9.8143 | 10.63 | 11.2655 | 12.7289 | 13.5164 | 16.8686 | 14.896 | 16.7904 | 13.6044 | 13.606 | 44.814 | 29.1767 | 29.6414 | 28.7004 | 30.0692 | 27.2678 | 32.1477 | 31.3446
Total | Renewable:Wind | DEF | DEF | 2043: 1.4309; 2044: 1.4309; 2045: 1.4309; 2046: 1.4309; 2047: 1.4309; 2048: 1.4309; 2049: 1.4309; 2050: 1.4309; 2051: 1.4309; 2052: 1.4309; 2053: 1.4309; 2054: 1.4309; 2055: 1.4309; 2056: 1.4309; 2057: 1.4308
Total | Storage:Battery | DEF | DEF |  |  |  |  | 0 | 0 | 0 | 0 | 0 | 0 | 0 | 0 | 0 | 0 | 0 | 0 | 0 | 0 | 0 | 0 | 0 | 0 | 0 | 0 | 0 | 0 | 0 | 0 | 0 | 0 | 0 | 0 | 0 | 0 | 0
Solar 14
Resource | Type | BA | Area | 2023 | 2024 | 2025 | 2026 | 2027 | 2028 | 2029 | 2030 | 2031 | 2032 | 2033 | 2034 | 2035 | 2036 | 2037 | 2038 | 2039 | 2040 | 2041 | 2042 | 2043 | 2044 | 2045 | 2046 | 2047 | 2048 | 2049 | 2050 | 2051 | 2052 | 2053 | 2054 | 2055 | 2056 | 2057
AC | Demand:Demand Response | DEF | DEF
Anclote 1 | Gas/Oil:Steam Turbine | DEF | DEF | 2023: 2.3679; 2024: 2.3594; 2025: 2.6828; 2026: 2.8382; 2027: 2.9647; 2028: 3.0585; 2029: 3.4373; 2030: 3.838; 2031: 3.8806; 2032: 4.2644; 2033: 4.6656; 2034: 3.4898; 2035: 3.4724; 2036: 3.5412; 2037: 3.2083; 2038: 3.5915; 2039: 3.4506; 2040: 3.8051; 2041: 3.4908; 2042: 3.5838
Anclote 2 | Gas/Oil:Steam Turbine | DEF | DEF | 2023: 2.5068; 2024: 2.4603; 2025: 2.8657; 2026: 2.9334; 2027: 3.1212; 2028: 3.2063; 2029: 4.135; 2030: 4.4174; 2031: 4.1001; 2032: 4.9786; 2033: 4.8707; 2034: 3.8813; 2035: 3.6705; 2036: 3.7337; 2037: 3.4761; 2038: 3.223; 2039: 3.6824; 2040: 3.6693; 2041: 3.4411; 2042: 3.1232
As Avail | Gas/Oil:Combined Cycle | DEF | DEF | 58.3855 | 47.4087 | 41.524 | 41.3642 | 41.6096 | 44.33 | 43.9326 | 41.5487 | 42.4315 | 40.3829 | 42.6484 | 46.3071 | 52.3116 | 52.5742 | 57.226 | 49.9486 | 54.6632 | 56.1543 | 54.2237 | 57.1689 | 59.3322 | 61.2785 | 84.0354 | 65.7991 | 59.2637 | 43.5529 | 75.9932 | 141.9749 | 92.2489 | 112.0833 | 109.1495 | 83.75 | 103.242 | 129.3975 | 109.1039
As Avail PCS | Renewable:Biomass | DEF | DEF | 2023: 55.4983; 2024: 46.389; 2025: 41.562; 2026: 42.2943; 2027: 42.1934; 2028: 45.0005; 2029: 42.6731; 2030: 40.5168; 2031: 41.9737; 2032: 40.1989; 2033: 42.5901; 2034: 46.7379; 2035: 49.0422; 2036: 50.734; 2037: 57.2327; 2038: 52.8928; 2039: 55.271; 2040: 55.5178; 2041: 58.4611; 2042: 57.1775
Bartow CC 1 0 | Gas/Oil:Combined Cycle | DEF | DEF | 2.8458 | 2.8806 | 2.966 | 3.1536 | 3.2534 | 3.2596 | 3.407 | 3.4311 | 3.4282 | 3.572 | 3.5875 | 3.4419 | 3.3948 | 3.4105 | 3.4624 | 3.768 | 3.5888 | 3.781 | 4.0317 | 4.3057 | 4.1296 | 4.376 | 4.3589 | 5.1297 | 5.3792 | 6.5946 | 8.9589
Bartow CC 1 PAG | Gas/Oil:Combined Cycle | DEF | DEF | 4.1821 | 4.2919 | 4.4136 | 4.5141 | 4.621 | 4.745 | 4.8754 | 5.0087 | 5.1306 | 5.2552 | 5.3851 | 5.4721 | 5.6066 | 5.7385 | 5.8862 | 6.0459 | 6.1803 | 6.3558 | 6.4693 | 6.6846 | 6.7974 | 7.0181 | 7.1514 | 7.3456 | 7.4904 | 7.7334 | 8.0342
BARTOW_P 1 | Gas/Oil:Combustion Turbine | DEF | DEF | 2024: 0
BARTOW_P 2 | Gas/Oil:Combustion Turbine | DEF | DEF | 2023: 0; 2024: 0; 2025: 0; 2026: 0; 2027: 0; 2028: 0; 2029: 0; 2030: 0; 2031: 0; 2032: 0; 2033: 0; 2034: 0
BARTOW_P 3 | Gas/Oil:Combustion Turbine | DEF | DEF
BARTOW_P 4 | Gas/Oil:Combustion Turbine | DEF | DEF | 2023: 0; 2024: 0; 2025: 0; 2026: 0; 2027: 0; 2028: 0; 2029: 0; 2030: 0; 2031: 0; 2032: 0; 2033: 0; 2034: 0
Battery 2 Hours | Storage:Battery | DEF | DEF
Battery 4 Hours | Storage:Battery | DEF | DEF
BAYBORO_P 1 | Gas/Oil:Combustion Turbine | DEF | DEF | 2024: 19.2827; 2025: 18.3051
BAYBORO_P 2 | Gas/Oil:Combustion Turbine | DEF | DEF | 2024: 28.3383; 2025: 32.7273
BAYBORO_P 3 | Gas/Oil:Combustion Turbine | DEF | DEF | 2024: 18.6243; 2025: 19.726
BAYBORO_P 4 | Gas/Oil:Combustion Turbine | DEF | DEF | 2024: 20.4854; 2025: 24
Citrus CC 1 | Gas/Oil:Combined Cycle | DEF | DEF | 1.3274 | 1.3369 | 1.3696 | 1.3707 | 1.4166 | 1.4611 | 1.5085 | 1.5724 | 1.6096 | 1.6676 | 1.6897 | 1.6978 | 1.7168 | 1.7471 | 1.7994 | 1.8816 | 1.9528 | 1.9611 | 2.1484 | 2.2101 | 2.2437 | 2.2995 | 2.3628 | 2.45 | 2.517 | 2.9899 | 2.8578 | 3.4506 | 3.3336 | 3.5544 | 3.5081 | 3.5088 | 3.8031 | 3.83 | 4.2008
Citrus CC 1 Duct | Gas/Oil:Combined Cycle | DEF | DEF | 0 | 0 | 0 | 0 | 0 | 0 | 0 | 0 | 0 | 0 | 0 | 0 | 0 | 0 | 0 | 0 | 0 | 0 | 0 | 0 | 0 | 0 | 0 | 0 | 0 | 0 | 0 | 0 | 0 | 0 | 0 | 0 | 0 | 0 | 0
Citrus CC 2 | Gas/Oil:Combined Cycle | DEF | DEF | 1.3097 | 1.3307 | 1.3726 | 1.3695 | 1.3799 | 1.4445 | 1.4664 | 1.5151 | 1.6089 | 1.643 | 1.6696 | 1.6679 | 1.6992 | 1.7429 | 1.7929 | 1.8501 | 1.9018 | 1.959 | 2.0479 | 2.1409 | 2.2159 | 2.3101 | 2.392 | 2.496 | 2.5668 | 3.0674 | 3.3712 | 3.3363 | 3.5191 | 3.4605 | 3.6577 | 3.6425 | 3.831 | 3.8922 | 4.1135
Citrus CC 2 Duct | Gas/Oil:Combined Cycle | DEF | DEF | 0 | 0 | 0 | 0 | 0 | 0 | 0 | 0 | 0 | 0 | 0 | 0 | 0 | 0 | 0 | 0 | 0 | 0 | 0 | 0 | 0 | 0 | 0 | 0 | 0 | 0 | 0 | 0 | 0 | 0 | 0 | 0 | 0 | 0 | 0
Crystal 4 | Coal:Conventional | DEF | DEF | 2023: 3.6891; 2024: 3.7234; 2025: 3.8525; 2026: 4.2377; 2027: 4.2435; 2028: 4.1452; 2029: 4.0377; 2030: 3.926; 2031: 4.0123; 2032: 4.0667; 2033: 4.0208; 2034: 4.0579
Crystal 5 | Coal:Conventional | DEF | DEF | 2023: 3.8437; 2024: 3.9306; 2025: 4.0638; 2026: 4.1293; 2027: 4.3382; 2028: 4.3663; 2029: 4.1015; 2030: 4.0391; 2031: 4.1266; 2032: 4.2548; 2033: 4.2368; 2034: 4.2522
DEBARY 10 | Gas/Oil:Combustion Turbine | DEF | DEF | 2024: 0; 2025: 0; 2026: 0; 2027: 0; 2028: 0; 2029: 0; 2030: 0; 2031: 0; 2032: 0; 2034: 0; 2035: 0; 2036: 0
DEBARY 2 | Gas/Oil:Combustion Turbine | DEF | DEF | 2024: 0
DEBARY 3 | Gas/Oil:Combustion Turbine | DEF | DEF | 2024: 0; 2026: 0
DEBARY 4 | Gas/Oil:Combustion Turbine | DEF | DEF | 2024: 0; 2026: 0
DEBARY 5 | Gas/Oil:Combustion Turbine | DEF | DEF | 2024: 0
DEBARY 6 | Gas/Oil:Combustion Turbine | DEF | DEF | 2024: 0; 2025: 0
DEBARY 7 | Gas/Oil:Combustion Turbine | DEF | DEF | 2023: 0; 2024: 0; 2025: 0; 2026: 0; 2027: 0; 2028: 0; 2029: 0; 2030: 0; 2031: 0; 2032: 0; 2033: 0; 2034: 0; 2035: 0; 2036: 0
DEBARY 8 | Gas/Oil:Combustion Turbine | DEF | DEF | 2023: 0; 2024: 0; 2025: 0; 2026: 0; 2027: 0; 2028: 0; 2029: 0; 2030: 0; 2031: 0; 2032: 0; 2033: 0; 2034: 0; 2035: 0; 2036: 0
DEBARY 9 | Gas/Oil:Combustion Turbine | DEF | DEF | 2023: 0; 2024: 0; 2025: 0; 2026: 0; 2027: 0; 2028: 0; 2029: 0; 2030: 0; 2031: 0; 2032: 0; 2033: 0; 2034: 0; 2035: 0; 2036: 0
DEF Nuclear Natrium | Nuclear:Nuclear | DEF | DEF | 2048: 0.68173; 2049: 0.69877; 2050: 0.71624; 2051: 0.73415; 2052: 0.7525; 2053: 0.77131; 2054: 0.7906; 2055: 0.81036; 2056: 0.83062; 2057: 0.85139
DEF Nuclear Natrium - Storage | Storage:Battery | DEF | DEF
DEF Nuclear Natrium - Storage PTC | Storage:Battery | DEF | DEF
DEF Nuclear Natrium PTC | Nuclear:Nuclear | DEF | DEF | 2038: 0.53256; 2039: 0.54588; 2040: 0.55953; 2041: 0.57352; 2042: 0.58785; 2043: 0.60255; 2044: 0.61761; 2045: 0.63305; 2046: 0.64888; 2047: 0.6651; 2048: 0.68173; 2049: 0.69877; 2050: 0.71624; 2051: 0.73415; 2052: 0.7525; 2053: 0.77132; 2054: 0.7906; 2055: 0.81036; 2056: 0.83062; 2057: 0.85138
Gen 190MW CT | Gas/Oil:Combustion Turbine | DEF | DEF | [7 empty] | 1.0959 | 1.1242 | 1.1529 |  | 1.2104 | 1.2406 | 1.2717 | 1.3035 | 1.3361 | 1.3695 | 1.4036 | 1.4388 | 1.4747 | 1.5116 | 1.5494 | 1.5881 | 1.6278 | 1.6685 | 1.7103 | 1.753 | 1.7968 | 1.8418 | 1.8878 | 1.935 | 1.9834 | 2.033 | 2.0838 | 2.1359
Gen 190MW CT H2 | Gas/Oil:Combustion Turbine | DEF | DEF | 2043: 1.5121; 2044: 1.5506; 2045: 1.5882; 2046: 1.6284; 2047: 1.6686; 2048: 1.7095; 2049: 1.753; 2050: 1.7968; 2051: 1.8418; 2052: 1.8878; 2053: 1.935; 2054: 1.9834; 2055: 2.033; 2056: 2.0838; 2057: 2.1359
HEAT | Demand:Demand Response | DEF | DEF
Hines CC 1 | Gas/Oil:Combined Cycle | DEF | DEF | 2023: 3.5181; 2024: 3.504; 2025: 3.8321; 2026: 4.2552; 2027: 4.403; 2028: 4.6599; 2029: 4.7006; 2030: 4.8455; 2031: 4.697; 2032: 5.1009; 2033: 4.6418; 2034: 4.4581; 2035: 4.3035; 2036: 4.3256; 2037: 4.4343; 2038: 4.9357; 2039: 5.1512
Hines CC 2 | Gas/Oil:Combined Cycle | DEF | DEF | 2.9987 | 3.1384 | 2.8646 | 3.0236 | 3.21 | 3.3863 | 3.4509 | 3.5689 | 3.6305 | 3.7376 | 3.5368 | 3.4646 | 3.3669 | 3.4549 | 3.5307 | 3.6791 | 3.7823 | 3.8879 | 3.9521 | 4.2427 | 4.5196
Hines CC 3 | Gas/Oil:Combined Cycle | DEF | DEF | 3.1587 | 3.2564 | 3.6473 | 3.2563 | 3.3339 | 3.4576 | 3.502 | 3.4985 | 3.6211 | 3.6787 | 3.5946 | 3.5543 | 3.5847 | 3.6596 | 3.7579 | 3.8349 | 3.9021 | 3.9514 | 3.9292 | 4.1032 | 4.2321 | 4.3525 | 4.0657
Hines CC 4 | Gas/Oil:Combined Cycle | DEF | DEF | 1.7289 | 1.8 | 1.9547 | 2.141 | 2.3322 | 1.9319 | 2.0603 | 2.0903 | 2.2046 | 2.2598 | 2.1872 | 2.0903 | 2.0667 | 1.9748 | 2.0406 | 2.1267 | 2.2053 | 2.2935 | 2.2895 | 2.3855 | 2.4802 | 2.5527 | 2.558 | 2.8928 | 2.8378
INT CITY 1 | Gas/Oil:Combustion Turbine | DEF | DEF | 2023: 12.014; 2024: 15.5556; 2025: 22.5; 2026: 15.8826; 2027: 16.7778; 2028: 16.8841; 2030: 16.9275; 2031: 19.2565; 2032: 14.0437; 2033: 19.5556; 2034: 14.7541
INT CITY 10 | Gas/Oil:Combustion Turbine | DEF | DEF | 2023: 0; 2024: 0; 2025: 0; 2026: 0; 2027: 0; 2028: 0; 2029: 0; 2030: 0; 2031: 0; 2032: 0; 2033: 0; 2034: 0; 2035: 0; 2036: 0; 2037: 0; 2038: 0
INT CITY 11 | Gas/Oil:Combustion Turbine | DEF | DEF | 2024: 0; 2025: 0; 2026: 0; 2027: 0; 2028: 0; 2030: 0; 2031: 0; 2032: 0; 2033: 0; 2034: 0; 2035: 0; 2036: 0; 2037: 0; 2038: 0; 2039: 0; 2040: 0; 2041: 0; 2042: 0; 2043: 0; 2044: 0
INT CITY 12 | Gas/Oil:Combustion Turbine | DEF | DEF | 0 | 0 | 0 | 0 | 0 | 0 | 0 | 0 | 0 | 0 | 0 | 0 | 0 | 0 | 0 | 0 | 0 | 0 | 0 | 0 | 0 | 0 | 0
INT CITY 13 | Gas/Oil:Combustion Turbine | DEF | DEF | 0 | 0 | 0 | 0 | 0 | 0 | 0 | 0 | 0 | 0 | 0 | 0 | 0 | 0 | 0 | 0 | 0 | 0 | 0 | 0 | 0 | 0 | 0
INT CITY 14 | Gas/Oil:Combustion Turbine | DEF | DEF | 0 | 0 | 0 | 0 | 0 | 0 | 0 | 0 | 0 | 0 | 0 | 0 | 0 | 0 | 0 | 0 | 0 | 0 | 0 | 0 | 0 | 0 | 0
INT CITY 2 | Gas/Oil:Combustion Turbine | DEF | DEF | 2027: 16.5217; 2030: 25.3125; 2031: 20.4057; 2032: 26.875
INT CITY 3 | Gas/Oil:Combustion Turbine | DEF | DEF | 2024: 21.9792; 2025: 22.5; 2026: 23.125; 2027: 16.413; 2028: 16.024; 2030: 19.1765; 2031: 20.5871; 2032: 22.6455; 2033: 27.5
INT CITY 4 | Gas/Oil:Combustion Turbine | DEF | DEF | 2023: 14.5745; 2024: 17.8814; 2025: 22.5; 2026: 15.7447; 2027: 16.413; 2028: 24.375; 2030: 18.9535; 2031: 21.135; 2032: 21.0253; 2033: 23.8308; 2034: 14.5161
INT CITY 5 | Gas/Oil:Combustion Turbine | DEF | DEF | 2026: 12.5424; 2027: 16.8889; 2028: 13.2203; 2030: 18.1481; 2031: 20.0287; 2032: 18.0736; 2033: 27.5
INT CITY 6 | Gas/Oil:Combustion Turbine | DEF | DEF | 2024: 20.4345; 2025: 22.5; 2026: 20.2354; 2027: 16.0993; 2028: 16.6667; 2030: 21.1896; 2031: 20.486; 2032: 24.1871; 2033: 27.5
INT CITY 7 | Gas/Oil:Combustion Turbine | DEF | DEF | 2023: 0; 2024: 0; 2025: 0; 2026: 0; 2027: 0; 2028: 0; 2029: 0; 2030: 0; 2031: 0; 2032: 0; 2033: 0; 2034: 0; 2035: 0; 2036: 0; 2037: 0; 2038: 0
INT CITY 8 | Gas/Oil:Combustion Turbine | DEF | DEF | 2023: 0; 2024: 0; 2025: 0; 2026: 0; 2027: 0; 2028: 0; 2029: 0; 2030: 0; 2031: 0; 2032: 0; 2033: 0; 2034: 0; 2035: 0; 2036: 0; 2037: 0; 2038: 0
INT CITY 9 | Gas/Oil:Combustion Turbine | DEF | DEF | 2023: 0; 2024: 0; 2025: 0; 2026: 0; 2027: 0; 2028: 0; 2029: 0; 2030: 0; 2031: 0; 2032: 0; 2033: 0; 2034: 0; 2035: 0; 2036: 0; 2037: 0; 2038: 0
INTER | Demand:Demand Response | DEF | DEF
Mulberry | Gas/Oil:Combined Cycle | DEF | DEF | 2023: 71.05; 2024: 43.58
New DEF OnShore Wind | Renewable:Wind | DEF | DEF | 2048: 1.4309; 2049: 1.4308; 2050: 1.4309; 2051: 1.4309; 2052: 1.4309; 2053: 1.4309; 2054: 1.4308; 2055: 1.4308; 2056: 1.4309; 2057: 1.4309
New DEF OnShore Wind PTC | Renewable:Wind | DEF | DEF | 2043: 1.4309; 2044: 1.4309; 2045: 1.4309; 2046: 1.4309; 2047: 1.4309; 2048: 1.4309; 2049: 1.4309; 2050: 1.4309; 2051: 1.4309; 2052: 1.4309; 2053: 1.4309; 2054: 1.4309; 2055: 1.4308; 2056: 1.4309; 2057: 1.4309
NSG Vand CT 1 | Gas/Oil:Combustion Turbine | DEF | DEF | 2023: 0.18591; 2024: 0.18965; 2025: 0.1935; 2026: 0.19726; 2027: 0.20162
NSG Vand CT 2 | Gas/Oil:Combustion Turbine | DEF | DEF | 2023: 0.18594; 2024: 0.18964; 2025: 0.19346; 2026: 0.1973; 2027: 0.20131
NSG Vand CT 3 | Gas/Oil:Combustion Turbine | DEF | DEF | 2023: 0.18593; 2024: 0.18965; 2025: 0.19342; 2026: 0.19738; 2027: 0.20134
NSG Vand CT 4 | Gas/Oil:Combustion Turbine | DEF | DEF | 2023: 0.18595; 2024: 0.18966; 2025: 0.19346; 2026: 0.19736; 2027: 0.20131
Orange Cogen | Gas/Oil:Combined Cycle | DEF | DEF | 2023: 87.21; 2024: 53.49; 2025: 55.1
Orlando Cogen | Gas/Oil:Combined Cycle | DEF | DEF | 2023: 107.1333
Osprey 1 0 | Gas/Oil:Combined Cycle | DEF | DEF | 2023: 3.9673; 2024: 4.0653
Osprey 1 1 | Gas/Oil:Combined Cycle | DEF | DEF | 2023: 3.1925; 2024: 3.1126
Osprey 1 2 | Gas/Oil:Combined Cycle | DEF | DEF | 2023: 0; 2024: 0
OspreyAcq | Gas/Oil:Combined Cycle | DEF | DEF |  | 1.7625 | 1.8562 | 1.929 | 2.0383 | 2.0306 | 2.1694 | 2.2157 | 2.2736 | 2.353 | 2.3007 | 2.3175 | 2.3388 | 2.3589 | 2.4151 | 2.4315 | 2.503 | 2.5628 | 2.6684 | 2.7583 | 2.8228 | 2.8206
OspreyAcqDF | Gas/Oil:Combined Cycle | DEF | DEF |  | 0 | 0 | 0 | 0 | 0 | 0 | 0 | 0 | 0 | 0 | 0 | 0 | 0 | 0 | 0 | 0 | 0 | 0 | 0 | 0 | 0
Pasco County | Renewable:Biomass | DEF | DEF | 2023: 29.84; 2024: 30.88; 2025: 41.8081; 2026: 40.8775; 2027: 43.0025; 2028: 42.3898; 2029: 42.5403; 2030: 40.9344; 2031: 42.9168; 2032: 40.4121; 2033: 40.8951; 2034: 45.8759; 2035: 48.5357; 2036: 51.5243; 2037: 55.6252; 2038: 54.4043; 2039: 58.1075; 2040: 55.6311; 2041: 60.6588; 2042: 55.4644
Pinellas County | Renewable:Biomass | DEF | DEF | 2023: 29.84; 2024: 30.88; 2025: 42.3593; 2026: 42.3555; 2027: 40.9075; 2028: 43.4001; 2029: 43.6208; 2030: 41.617; 2031: 43.1925; 2032: 40.1388; 2033: 42.2528; 2034: 44.6699; 2035: 48.9757; 2036: 47.6341; 2037: 53.0318; 2038: 52.263; 2039: 59.921; 2040: 54.2615; 2041: 60.3834; 2042: 59.2986
Shady Hills 1 | Gas/Oil:Combustion Turbine | DEF | DEF | 2023: 0.40772; 2024: 0.41085
Shady Hills 2 | Gas/Oil:Combustion Turbine | DEF | DEF | 2023: 0.40864; 2024: 0.41288
Shady Hills 3 | Gas/Oil:Combustion Turbine | DEF | DEF | 2023: 0.40809; 2024: 0.40961
Solar 3rdParty Block 1 | Renewable:Solar PV | DEF | DEF |  | 51.8091 | 41.3509 | 39.496 | 38.7396 | 39.9113 | 37.9211 | 37.4391 | 36.8236 | 35.3759 | 37.371 | 41.0424 | 43.1612 | 45.386 | 47.518 | 46.0973 | 50.3984 | 50.0793 | 52.8271 | 52.6632 | 55.9111 | 56.5016 | 65.7384 | 56.0981 | 56.1173 | 43.5102 | 39.3846 | 115.5563 | 67.0069 | 71.8642 | 71.8892 | 76.6482 | 77.0501 | 84.8082 | 106.8964
Solar 3rdParty Block 2 | Renewable:Solar PV | DEF | DEF | [9 empty] | 38.5669 | 37.371 | 42.1017 | 43.1612 | 46.2714 | 47.518 | 46.466 | 50.3984 | 50.0793 | 52.8271 | 52.6632 | 55.9111 | 56.5017 | 65.7384 | 56.0981 | 56.1173 | 43.5102 | 39.3846 | 115.5563 | 67.0069 | 71.8641 | 71.8892 | 76.6482 | 77.0501 | 84.8082 | 106.8965
Solar 3rdParty Block 3 | Renewable:Solar PV | DEF | DEF | 2040: 52.3571; 2041: 52.8272; 2042: 53.2906; 2043: 55.9111; 2044: 57.1972; 2045: 65.7384; 2046: 56.7171; 2047: 56.1173; 2048: 43.5102; 2049: 39.3846; 2050: 115.5563; 2051: 67.0069; 2052: 71.8642; 2053: 71.8891; 2054: 76.6482; 2055: 77.0501; 2056: 84.8082; 2057: 106.8966
Solar 3rdParty Block 4 | Renewable:Solar PV | DEF | DEF | 2048: 47.92; 2049: 39.3846; 2050: 117.7709; 2051: 67.007; 2052: 71.8641; 2053: 71.8891; 2054: 76.6482; 2055: 77.0502; 2056: 84.8082; 2057: 106.8966
Solar DEF Bay Ranch | Renewable:Solar PV | DEF | DEF | 2023: 0; 2024: 0; 2025: 0; 2026: 0; 2027: 0; 2028: 0; 2029: 0; 2030: 0; 2031: 0; 2032: 0; 2033: 0
Solar DEF Bay Trail | Renewable:Solar PV | DEF | DEF | 2023: 0; 2024: 0; 2025: 0; 2026: 0; 2027: 0; 2028: 0; 2029: 0; 2030: 0; 2031: 0; 2032: 0
Solar DEF Charlie Creek | Renewable:Solar PV | DEF | DEF | 2023: 0; 2024: 0; 2025: 0; 2026: 0; 2027: 0; 2028: 0; 2029: 0; 2030: 0; 2031: 0; 2032: 0
Solar DEF Columbia | Renewable:Solar PV | DEF | DEF
Solar DEF County Line | Renewable:Solar PV | DEF | DEF | 2025: 0; 2026: 0; 2027: 0; 2028: 0; 2029: 0; 2030: 0; 2031: 0; 2032: 0; 2033: 0; 2034: 0; 2035: 0
Solar DEF Debary | Renewable:Solar PV | DEF | DEF
Solar DEF Duette | Renewable:Solar PV | DEF | DEF
Solar DEF Falmouth | Renewable:Solar PV | DEF | DEF | 2024: 0; 2025: 0; 2026: 0; 2027: 0; 2028: 0; 2029: 0; 2030: 0; 2031: 0; 2032: 0; 2033: 0; 2034: 0
Solar DEF Fort Green | Renewable:Solar PV | DEF | DEF | 2023: 0; 2024: 0; 2025: 0; 2026: 0; 2027: 0; 2028: 0; 2029: 0; 2030: 0; 2031: 0; 2032: 0
Solar DEF Hamilton | Renewable:Solar PV | DEF | DEF
Solar DEF Hardeetown | Renewable:Solar PV | DEF | DEF | 2023: 0; 2024: 0; 2025: 0; 2026: 0; 2027: 0; 2028: 0; 2029: 0; 2030: 0; 2031: 0; 2032: 0; 2033: 0
Solar DEF High Spring | Renewable:Solar PV | DEF | DEF | 2023: 0; 2024: 0; 2025: 0; 2026: 0; 2027: 0; 2028: 0; 2029: 0; 2030: 0; 2031: 0; 2032: 0; 2033: 0
Solar DEF Hildreth | Renewable:Solar PV | DEF | DEF | 2023: 0; 2024: 0; 2025: 0; 2026: 0; 2027: 0; 2028: 0; 2029: 0; 2030: 0; 2031: 0; 2032: 0; 2033: 0
Solar DEF Lake Placid | Renewable:Solar PV | DEF | DEF
Solar DEF Mule Creek | Renewable:Solar PV | DEF | DEF | 2024: 0; 2025: 0; 2026: 0; 2027: 0; 2028: 0; 2029: 0; 2030: 0; 2031: 0; 2032: 0; 2033: 0; 2034: 0
Solar DEF NEW 1 | Renewable:Solar PV | DEF | DEF
Solar DEF NEW 1 PTC | Renewable:Solar PV | DEF | DEF | 2025: 0; 2026: 0; 2027: 0; 2028: 0; 2029: 0; 2030: 0; 2031: 0; 2032: 0; 2033: 0; 2034: 0; 2035: 0
Solar DEF NEW 2 | Renewable:Solar PV | DEF | DEF
Solar DEF NEW 2 PTC | Renewable:Solar PV | DEF | DEF | 2025: 0; 2026: 0; 2027: 0; 2028: 0; 2029: 0; 2030: 0; 2031: 0; 2032: 0; 2033: 0; 2034: 0; 2035: 0
Solar DEF NEW 3 | Renewable:Solar PV | DEF | DEF
Solar DEF NEW 3 PTC | Renewable:Solar PV | DEF | DEF | 2027: 0; 2028: 0; 2029: 0; 2030: 0; 2031: 0; 2032: 0; 2033: 0; 2034: 0; 2035: 0; 2036: 0; 2037: 0
Solar DEF NEW 4 | Renewable:Solar PV | DEF | DEF
Solar DEF NEW 4 PTC | Renewable:Solar PV | DEF | DEF | 2026: 0; 2027: 0; 2028: 0; 2029: 0; 2030: 0; 2031: 0; 2032: 0; 2033: 0; 2034: 0; 2035: 0; 2036: 0
Solar DEF NEW 5 | Renewable:Solar PV | DEF | DEF
Solar DEF NEW 5 PTC | Renewable:Solar PV | DEF | DEF | 2026: 0; 2027: 0; 2028: 0; 2029: 0; 2030: 0; 2031: 0; 2032: 0; 2033: 0; 2034: 0; 2035: 0; 2036: 0
Solar DEF Osc Perry Suw | Renewable:Solar PV | DEF | DEF
Solar DEF Sandy Creek | Renewable:Solar PV | DEF | DEF | 2023: 0; 2024: 0; 2025: 0; 2026: 0; 2027: 0; 2028: 0; 2029: 0; 2030: 0; 2031: 0; 2032: 0
Solar DEF Santa Fe | Renewable:Solar PV | DEF | DEF
Solar DEF St Pete Pier | Renewable:Solar PV | DEF | DEF
Solar DEF Trenton | Renewable:Solar PV | DEF | DEF
Solar DEF Twin Rivers | Renewable:Solar PV | DEF | DEF
Solar DEF Winquepin | Renewable:Solar PV | DEF | DEF | 2024: 0; 2025: 0; 2026: 0; 2027: 0; 2028: 0; 2029: 0; 2030: 0; 2031: 0; 2032: 0; 2033: 0; 2034: 0
Solar+Storage DEF NEW 1 | Renewable:Solar PV | DEF | DEF
Solar+Storage DEF NEW 1 PTC + ITC | Renewable:Solar PV | DEF | DEF | 2029: 0; 2030: 0; 2031: 0; 2032: 0; 2033: 0; 2034: 0; 2035: 0; 2036: 0; 2037: 0; 2038: 0; 2039: 0; 2040: 0; 2041: 0
Standby | Demand:Demand Response | DEF | DEF
SUWANNEE_P 1 | Gas/Oil:Combustion Turbine | DEF | DEF | 2023: 11.3524; 2024: 12.5376; 2025: 12.7936; 2026: 12.6927; 2027: 13.2109; 2028: 12.8388; 2029: 13.9021; 2030: 14.353; 2031: 14.9907; 2032: 15.6674; 2033: 16.5518; 2034: 16.359
SUWANNEE_P 2 | Gas/Oil:Combustion Turbine | DEF | DEF | 2023: 11.6818; 2024: 13.0224; 2025: 13.3681; 2026: 13.4453; 2027: 13.2178; 2028: 13.5475; 2029: 14.3857; 2030: 14.6736; 2031: 15.5784; 2032: 15.7831; 2033: 15.4071; 2034: 15.7349
SUWANNEE_P 3 | Gas/Oil:Combustion Turbine | DEF | DEF | 2023: 11.7537; 2024: 12.8924; 2025: 13.0348; 2026: 13.254; 2027: 13.2091; 2028: 13.3648; 2029: 14.2639; 2030: 14.7722; 2031: 15.1249; 2032: 15.5143; 2033: 16.3168; 2034: 16.2335
Tigerbay 1 | Gas/Oil:Combined Cycle | DEF | DEF | 2023: 2.6827; 2024: 2.7799; 2025: 2.6546; 2026: 2.6747; 2027: 2.7637; 2028: 2.7819; 2029: 2.8942; 2030: 2.973; 2031: 3.0366; 2032: 3.1365; 2033: 3.1882; 2034: 3.2818; 2035: 3.2338
U OF FL 1 | Gas/Oil:Combustion Turbine | DEF | DEF | 2023: 3.8832; 2024: 3.9972; 2025: 4.1276; 2026: 4.2573; 2027: 4.3648
Voltage Red | Demand:Demand Response | DEF | DEF
WaterHtr_PP | Demand:Demand Response | DEF | DEF
Group Totals
Resource | Type | BA | Area | 2023 | 2024 | 2025 | 2026 | 2027 | 2028 | 2029 | 2030 | 2031 | 2032 | 2033 | 2034 | 2035 | 2036 | 2037 | 2038 | 2039 | 2040 | 2041 | 2042 | 2043 | 2044 | 2045 | 2046 | 2047 | 2048 | 2049 | 2050 | 2051 | 2052 | 2053 | 2054 | 2055 | 2056 | 2057
Total | Coal:Conventional | DEF | DEF | 2023: 3.7488; 2024: 3.8324; 2025: 3.9474; 2026: 4.1804; 2027: 4.2881; 2028: 4.2516; 2029: 4.0684; 2030: 3.9837; 2031: 4.0581; 2032: 4.1672; 2033: 4.1055; 2034: 4.1163
Total | Demand:Demand Response | DEF | DEF | 0 | 0 | 0 | 0 | 0 | 0 | 0 | 0 | 0 | 0 | 0 | 0 | 0 | 0 | 0 | 0 | 0 | 0 | 0 | 0 | 0 | 0 | 0 | 0 | 0 | 0 | 0 | 0 | 0 | 0 | 0 | 0 | 0 | 0 | 0
Total | Gas/Oil:Combined Cycle | DEF | DEF | 7.2208 | 3.4458 | 3.0562 | 2.3311 | 2.42 | 2.4678 | 2.5461 | 2.5647 | 2.6331 | 2.659 | 2.6185 | 2.5988 | 2.6453 | 2.6575 | 2.771 | 2.8508 | 2.7781 | 2.8395 | 2.9354 | 3.0568 | 3.0621 | 3.2106 | 3.1883 | 3.6723 | 3.9831 | 4.9877 | 4.5474 | 3.2591 | 3.3183 | 3.3779 | 3.4675 | 3.4214 | 3.6785 | 3.7403 | 3.9349
Total | Gas/Oil:Combustion Turbine | DEF | DEF | 1.3325 | 1.4225 | 1.9093 | 2.4619 | 3.2388 | 2.875 | 2.9654 | 3.2442 | 2.9811 | 3.773 | 3.3228 | 1.0568 | 0.88181 | 0.94511 | 0.921 | 0.95149 | 1.1728 | 0.59357 | 0.84625 | 0.98808 | 1.2118 | 1.0145 | 1.5579 | 1.6279 | 1.6686 | 1.7103 | 1.753 | 1.7968 | 1.8418 | 1.8878 | 1.935 | 1.9834 | 2.033 | 2.0838 | 2.1359
Total | Gas/Oil:Steam Turbine | DEF | DEF | 2023: 2.4214; 2024: 2.3964; 2025: 2.7549; 2026: 2.8733; 2027: 3.0257; 2028: 3.1083; 2029: 3.6658; 2030: 4.0193; 2031: 3.9838; 2032: 4.5256; 2033: 4.7655; 2034: 3.6373; 2035: 3.5557; 2036: 3.6207; 2037: 3.3278; 2038: 3.4865; 2039: 3.5252; 2040: 3.7531; 2041: 3.4745; 2042: 3.3779
Total | Nuclear:Nuclear | DEF | DEF | 2038: 0.53256; 2039: 0.54588; 2040: 0.55953; 2041: 0.57352; 2042: 0.58785; 2043: 0.60255; 2044: 0.61761; 2045: 0.63305; 2046: 0.64888; 2047: 0.6651; 2048: 0.68173; 2049: 0.69877; 2050: 0.71624; 2051: 0.73415; 2052: 0.7525; 2053: 0.77132; 2054: 0.7906; 2055: 0.81036; 2056: 0.83062; 2057: 0.85139
Total | Renewable:Biomass | DEF | DEF | 2023: 34.5705; 2024: 33.7023; 2025: 42.0698; 2026: 42.032; 2027: 41.7287; 2028: 43.6728; 2029: 43.1112; 2030: 41.1435; 2031: 42.7671; 2032: 40.2131; 2033: 42.0746; 2034: 45.5441; 2035: 48.905; 2036: 49.3773; 2037: 54.8373; 2038: 52.8953; 2039: 58.1407; 2040: 54.925; 2041: 59.859; 2042: 57.866
Total | Renewable:Solar PV | DEF | DEF | 0 | 1.0622 | 1.2704 | 1.5935 | 1.796 | 2.2848 | 2.5392 | 2.7883 | 2.8885 | 3.0282 | 3.4517 | 4.2324 | 4.7447 | 5.4748 | 6.0371 | 6.3178 | 7.2415 | 7.6809 | 8.4447 | 8.9078 | 9.8193 | 10.4459 | 12.6081 | 11.3774 | 12.1376 | 10.1815 | 9.5222 | 30.0285 | 18.1015 | 19.244 | 17.7886 | 18.4599 | 18.3445 | 25.0858 | 30.2539
Total | Renewable:Wind | DEF | DEF | 2043: 1.4309; 2044: 1.4309; 2045: 1.4309; 2046: 1.4309; 2047: 1.4309; 2048: 1.4309; 2049: 1.4309; 2050: 1.4309; 2051: 1.4309; 2052: 1.4309; 2053: 1.4309; 2054: 1.4309; 2055: 1.4308; 2056: 1.4309; 2057: 1.4309
Total | Storage:Battery | DEF | DEF |  |  |  |  | 0 | 0 | 0 | 0 | 0 | 0 | 0 | 0 | 0 | 0 | 0 | 0 | 0 | 0 | 0 | 0 | 0 | 0 | 0 | 0 | 0 | 0 | 0 | 0 | 0 | 0 | 0 | 0 | 0 | 0 | 0

## Heat Rate
Heat Rate (MMBtu/MWh)
Base
Resource | Type | BA | Area | 2023 | 2024 | 2025 | 2026 | 2027 | 2028 | 2029 | 2030 | 2031 | 2032 | 2033 | 2034 | 2035 | 2036 | 2037 | 2038 | 2039 | 2040 | 2041 | 2042 | 2043 | 2044 | 2045 | 2046 | 2047 | 2048 | 2049 | 2050 | 2051 | 2052 | 2053 | 2054 | 2055 | 2056 | 2057
AC | Demand:Demand Response | DEF | DEF
Anclote 1 | Gas/Oil:Steam Turbine | DEF | DEF | 2023: 10.898; 2024: 10.827; 2025: 11.1154; 2026: 11.0564; 2027: 11.0963; 2028: 11.1861; 2029: 11.4385; 2030: 11.6898; 2031: 11.7622; 2032: 12.43; 2033: 12.7079; 2034: 11.1138; 2035: 11.0023; 2036: 10.9169; 2037: 10.7676; 2038: 10.8137; 2039: 10.6229; 2040: 10.8158; 2041: 10.6028; 2042: 10.6347
Anclote 2 | Gas/Oil:Steam Turbine | DEF | DEF | 2023: 11.9314; 2024: 11.7364; 2025: 12.2688; 2026: 12.0177; 2027: 12.1511; 2028: 12.2248; 2029: 13.3952; 2030: 13.7845; 2031: 13.4647; 2032: 14.23; 2033: 14.0211; 2034: 12.5405; 2035: 12.0707; 2036: 12.1576; 2037: 11.518; 2038: 11.5544; 2039: 11.4509; 2040: 11.3807; 2041: 11.2047; 2042: 10.4962
As Avail | Gas/Oil:Combined Cycle | DEF | DEF
As Avail PCS | Renewable:Biomass | DEF | DEF
Bartow CC 1 0 | Gas/Oil:Combined Cycle | DEF | DEF | 7.1456 | 7.125 | 7.0658 | 7.0676 | 7.0768 | 7.0731 | 7.0709 | 7.0613 | 7.0567 | 7.0632 | 7.0602 | 7.0495 | 7.046 | 7.0418 | 7.0534 | 7.0456 | 7.0466 | 7.0436 | 7.0485 | 7.0542 | 7.0442 | 7.0509 | 7.0631 | 7.0815 | 7.1088 | 7.1736 | 7.336
Bartow CC 1 PAG | Gas/Oil:Combined Cycle | DEF | DEF | 8.6897 | 8.6893 | 8.592 | 8.6746 | 8.723 | 8.6576 | 8.6467 | 8.5726 | 8.562 | 8.5921 | 8.4957 | 8.8749 | 8.8646 | 8.9081 | 8.8975 | 8.8443 | 8.9063 | 8.8027 | 8.9851 | 8.674 | 9.0149 | 8.7894 | 8.9336 | 8.8806 | 8.9896 | 8.8514 | 8.5291
BARTOW_P 1 | Gas/Oil:Combustion Turbine | DEF | DEF | 2026: 17.6054
BARTOW_P 2 | Gas/Oil:Combustion Turbine | DEF | DEF | 2023: 15.5283; 2024: 14.0346; 2025: 14.5957; 2026: 14.217; 2027: 14.6307; 2028: 13.7729; 2029: 13.7927; 2030: 14.4468; 2031: 13.9115; 2032: 14.2708; 2033: 14.3654; 2034: 17.7904
BARTOW_P 3 | Gas/Oil:Combustion Turbine | DEF | DEF | 2024: 13.8478; 2026: 13.384
BARTOW_P 4 | Gas/Oil:Combustion Turbine | DEF | DEF | 2023: 13.0809; 2024: 13.4641; 2025: 13.4446; 2026: 13.2604; 2027: 13.4011; 2028: 13.3911; 2029: 13.3581; 2030: 13.737; 2031: 13.6701; 2032: 13.6948; 2033: 13.4038; 2034: 14.9391
Battery 2 Hours | Storage:Battery | DEF | DEF
Battery 4 Hours | Storage:Battery | DEF | DEF
BAYBORO_P 1 | Gas/Oil:Combustion Turbine | DEF | DEF | 2024: 13.7508; 2025: 13.3251
BAYBORO_P 2 | Gas/Oil:Combustion Turbine | DEF | DEF | 2024: 15.9525
BAYBORO_P 3 | Gas/Oil:Combustion Turbine | DEF | DEF | 2024: 13.7221; 2025: 14.3896
BAYBORO_P 4 | Gas/Oil:Combustion Turbine | DEF | DEF | 2024: 13.9864
Citrus CC 1 | Gas/Oil:Combined Cycle | DEF | DEF | 6.4896 | 6.4843 | 6.4788 | 6.4182 | 6.4169 | 6.4211 | 6.417 | 6.4202 | 6.425 | 6.4239 | 6.4204 | 6.4186 | 6.4167 | 6.4154 | 6.4197 | 6.4177 | 6.4197 | 6.4213 | 6.4318 | 6.4335 | 6.4336 | 6.438 | 6.4446 | 6.4507 | 6.4519 | 6.4641 | 6.4641 | 6.5484 | 6.5357 | 6.5428 | 6.5325 | 6.5457 | 6.5425 | 6.5423 | 6.559
Citrus CC 1 Duct | Gas/Oil:Combined Cycle | DEF | DEF | 9.6863 | 9.6884 | 9.6884 | 9.6878 | 9.6868 | 9.6882 | 9.6883 | 9.6883 | 9.6885 | 9.6885 | 9.6876 | 9.6917 | 9.6909 | 9.6912 | 9.6882 | 9.6905 | 9.6901 | 9.6907 | 9.6914 | 9.6887 | 9.6921 | 9.6882 | 9.6929 | 9.6928 | 9.6929 | 9.6876 | 9.6914 | 9.6932 | 9.6932 | 9.693 | 9.6918 | 9.6932 | 9.6932 | 9.6925 | 9.693
Citrus CC 2 | Gas/Oil:Combined Cycle | DEF | DEF | 6.4883 | 6.486 | 6.4873 | 6.4332 | 6.4126 | 6.4175 | 6.4161 | 6.4167 | 6.4209 | 6.4175 | 6.4161 | 6.4172 | 6.4178 | 6.4189 | 6.421 | 6.419 | 6.4176 | 6.4192 | 6.4207 | 6.4246 | 6.4306 | 6.4363 | 6.4293 | 6.4409 | 6.4564 | 6.4766 | 6.48 | 6.5826 | 6.5475 | 6.533 | 6.5316 | 6.53 | 6.5452 | 6.5383 | 6.5407
Citrus CC 2 Duct | Gas/Oil:Combined Cycle | DEF | DEF | 9.6882 | 9.6898 | 9.6884 | 9.6885 | 9.6873 | 9.6871 | 9.6885 | 9.6882 | 9.6896 | 9.6884 | 9.6881 | 9.692 | 9.6896 | 9.6918 | 9.691 | 9.6931 | 9.6903 | 9.6866 | 9.6916 | 9.6907 | 9.6923 | 9.6893 | 9.6893 | 9.6876 | 9.6929 | 9.6801 | 9.6911 | 9.6923 | 9.6924 | 9.6929 | 9.6932 | 9.69 | 9.6907 | 9.6922 | 9.6926
Crystal 4 | Coal:Conventional | DEF | DEF | 2023: 11.3686; 2024: 11.3349; 2025: 11.3073; 2026: 11.611; 2027: 11.4179; 2028: 11.2194; 2029: 11.0042; 2030: 10.8146; 2031: 10.8018; 2032: 10.7899; 2033: 10.5424; 2034: 10.5166
Crystal 5 | Coal:Conventional | DEF | DEF | 2023: 10.9466; 2024: 10.9637; 2025: 10.9983; 2026: 10.8962; 2027: 10.9774; 2028: 10.8556; 2029: 10.6724; 2030: 10.5901; 2031: 10.6006; 2032: 10.5499; 2033: 10.4946; 2034: 10.3483
DEBARY 10 | Gas/Oil:Combustion Turbine | DEF | DEF | 2024: 13.1876; 2025: 13.7262; 2026: 14.613; 2027: 13.0106; 2028: 13.9709; 2029: 14.613; 2030: 13.6572; 2031: 14.4751; 2032: 13.6946; 2033: 14.0398; 2034: 12.7881; 2035: 13.2108
DEBARY 2 | Gas/Oil:Combustion Turbine | DEF | DEF | 2024: 12.5915; 2026: 12.5258; 2027: 16.8478
DEBARY 3 | Gas/Oil:Combustion Turbine | DEF | DEF | 2024: 12.3518; 2026: 12.9962
DEBARY 4 | Gas/Oil:Combustion Turbine | DEF | DEF | 2024: 13.8351; 2025: 14.71; 2026: 13.2591; 2027: 16.8478
DEBARY 5 | Gas/Oil:Combustion Turbine | DEF | DEF | 2024: 12.8787; 2026: 12.151
DEBARY 6 | Gas/Oil:Combustion Turbine | DEF | DEF | 2024: 12.7641; 2025: 12.9072; 2026: 13.2591
DEBARY 7 | Gas/Oil:Combustion Turbine | DEF | DEF | 2023: 12.8922; 2024: 12.688; 2025: 12.5694; 2026: 12.5158; 2027: 12.4595; 2028: 12.341; 2029: 12.4895; 2030: 12.746; 2031: 12.7034; 2032: 12.6472; 2033: 12.5836; 2034: 12.617; 2035: 12.5397; 2036: 12.3257
DEBARY 8 | Gas/Oil:Combustion Turbine | DEF | DEF | 2023: 13.5439; 2024: 12.9888; 2025: 12.933; 2026: 12.8162; 2027: 12.6158; 2028: 12.5505; 2029: 12.8508; 2030: 13.0925; 2031: 13.0898; 2032: 12.9657; 2033: 12.7851; 2034: 12.6789; 2035: 12.6136; 2036: 12.4252
DEBARY 9 | Gas/Oil:Combustion Turbine | DEF | DEF | 2023: 13.5061; 2024: 12.8669; 2025: 12.8868; 2026: 12.8596; 2027: 12.6078; 2028: 12.5691; 2029: 12.7853; 2030: 13.0911; 2031: 13.0903; 2032: 13.1195; 2033: 12.7462; 2034: 12.6518; 2035: 12.6284; 2036: 12.5467
DEF Nuclear Natrium | Nuclear:Nuclear | DEF | DEF | 2048: 8.9506; 2049: 9.2315; 2050: 9.6888; 2051: 10.1136; 2052: 9.9434; 2053: 9.9636; 2054: 9.5014; 2055: 9.2916; 2056: 9.0551; 2057: 8.8416
DEF Nuclear Natrium - Storage | Storage:Battery | DEF | DEF
DEF Nuclear Natrium - Storage PTC | Storage:Battery | DEF | DEF
DEF Nuclear Natrium PTC | Nuclear:Nuclear | DEF | DEF | 2038: 8.025; 2039: 8.025; 2040: 8.025; 2041: 8.025; 2042: 8.025; 2043: 8.025; 2044: 8.025; 2045: 8.0261; 2046: 8.025; 2047: 8.0391; 2048: 8.0382; 2049: 8.0536; 2050: 8.0592; 2051: 8.0786; 2052: 8.0853; 2053: 8.0528; 2054: 8.0535; 2055: 8.0254; 2056: 8.025; 2057: 8.025
Gen 190MW CT | Gas/Oil:Combustion Turbine | DEF | DEF | [5 empty] | 10.6855 |  | 10.9154 | 11.2854 |  |  | 10.6063 | 10.5493 | 10.6421 | 10.5209 | 10.5257 | 10.9643 | 10.5562 | 10.7109 | 11.0592 | 10.7597 | 10.5367 | 10.7004 | 10.4425 | 10.7193 | 10.6249 | 11.3342 | 10.3994 | 10.4613 | 10.4537 | 10.4358 | 10.4533 | 10.4545 | 10.4794 | 10.506
Gen 190MW CT H2 | Gas/Oil:Combustion Turbine | DEF | DEF | 2043: 10.7713; 2044: 11.362; 2045: 10.6816; 2046: 10.6295; 2047: 10.4919; 2048: 10.5893; 2049: 10.7066; 2050: 10.3976; 2051: 10.4205; 2052: 10.4125; 2053: 10.3859; 2054: 10.3899; 2055: 10.4101; 2056: 10.4006; 2057: 10.4101
HEAT | Demand:Demand Response | DEF | DEF
Hines CC 1 | Gas/Oil:Combined Cycle | DEF | DEF | 2023: 7.2473; 2024: 7.1933; 2025: 7.2087; 2026: 7.2849; 2027: 7.2212; 2028: 7.2834; 2029: 7.2333; 2030: 7.2471; 2031: 7.2037; 2032: 7.2769; 2033: 7.1829; 2034: 7.2448; 2035: 7.1357; 2036: 7.1745; 2037: 7.1257; 2038: 7.1826; 2039: 6.9938
Hines CC 2 | Gas/Oil:Combined Cycle | DEF | DEF | 7.2991 | 7.3336 | 7.2037 | 7.1714 | 7.1831 | 7.1835 | 7.1959 | 7.1888 | 7.171 | 7.1727 | 7.1314 | 7.1385 | 7.1271 | 7.1332 | 7.126 | 7.1134 | 7.1312 | 7.1206 | 7.1376 | 7.1112 | 7.0854
Hines CC 3 | Gas/Oil:Combined Cycle | DEF | DEF | 7.0896 | 7.0966 | 7.1065 | 6.9797 | 6.9605 | 6.9657 | 6.9584 | 6.9511 | 6.9554 | 6.9443 | 6.9339 | 6.921 | 6.9109 | 6.9097 | 6.9157 | 6.9156 | 6.9137 | 6.9064 | 6.9025 | 6.9178 | 6.9194 | 6.9183 | 6.886
Hines CC 4 | Gas/Oil:Combined Cycle | DEF | DEF | 7.0327 | 7.0123 | 7.0126 | 7.0507 | 7.0616 | 6.8905 | 6.913 | 6.8974 | 6.9078 | 6.8969 | 6.8776 | 6.8697 | 6.8765 | 6.8376 | 6.8622 | 6.852 | 6.8683 | 6.8619 | 6.8516 | 6.8154 | 6.8523 | 6.8453 | 6.8825 | 6.8704 | 6.7709
INT CITY 1 | Gas/Oil:Combustion Turbine | DEF | DEF | 2023: 12.7645; 2024: 13.2202; 2026: 12.9347; 2027: 13.2202; 2028: 13.0695; 2029: 13.6297; 2030: 13.1497; 2031: 13.652; 2032: 13.7649; 2033: 12.5136
INT CITY 10 | Gas/Oil:Combustion Turbine | DEF | DEF | 2023: 12.4379; 2024: 12.6767; 2025: 12.595; 2026: 12.62; 2027: 12.5202; 2028: 12.5848; 2029: 12.5158; 2030: 12.7652; 2031: 12.675; 2032: 12.6649; 2033: 12.6022; 2034: 12.6682; 2035: 12.6668; 2036: 12.6536; 2037: 12.6474; 2038: 12.3824
INT CITY 11 | Gas/Oil:Combustion Turbine | DEF | DEF | 2024: 11.9879; 2025: 11.8422; 2026: 11.8312; 2027: 11.9039; 2028: 11.9136; 2029: 12.0685; 2030: 11.8454; 2031: 11.9823; 2032: 11.4219; 2034: 13.7808; 2035: 11.7776; 2036: 11.583; 2037: 11.4149; 2038: 11.7657; 2039: 11.483; 2040: 13.9867; 2041: 11.3216; 2042: 12.4438; 2043: 11.4568; 2044: 10.9943
INT CITY 12 | Gas/Oil:Combustion Turbine | DEF | DEF | 12.0958 | 12.4979 | 12.4029 | 12.3512 | 12.439 | 12.3932 | 12.2933 | 12.4751 | 12.4305 | 12.508 | 12.4732 | 12.5756 | 12.3135 | 12.4866 | 12.4748 | 12.398 | 12.4466 | 12.4859 | 12.436 | 12.4999 | 12.5749 | 12.4559 | 12.2329
INT CITY 13 | Gas/Oil:Combustion Turbine | DEF | DEF | 12.1151 | 12.42 | 12.3437 | 12.2526 | 12.4248 | 12.3254 | 12.2565 | 12.4584 | 12.3913 | 12.3534 | 12.3373 | 12.4953 | 12.3823 | 12.4513 | 12.3388 | 12.6224 | 12.4005 | 12.3368 | 12.4015 | 12.458 | 12.563 | 12.4023 | 12.1777
INT CITY 14 | Gas/Oil:Combustion Turbine | DEF | DEF | 12.1568 | 12.4062 | 12.3259 | 12.3071 | 12.3729 | 12.396 | 12.2629 | 12.4417 | 12.4064 | 12.4034 | 12.4157 | 12.5048 | 12.4089 | 12.5227 | 12.4435 | 12.4578 | 12.4579 | 12.4983 | 12.4539 | 12.5007 | 12.5673 | 12.431 | 12.2156
INT CITY 2 | Gas/Oil:Combustion Turbine | DEF | DEF | 2026: 15.1839; 2027: 13.9571; 2028: 14.049; 2029: 15.1839; 2030: 14.2737; 2031: 14.3829; 2032: 15.1839
INT CITY 3 | Gas/Oil:Combustion Turbine | DEF | DEF | 2024: 14.7617; 2025: 15.5017; 2026: 14.7617; 2027: 13.6192; 2028: 13.5908; 2029: 15.0084; 2030: 13.916; 2031: 13.9992; 2032: 14.353
INT CITY 4 | Gas/Oil:Combustion Turbine | DEF | DEF | 2023: 13.624; 2024: 14.4479; 2025: 15.5324; 2026: 13.624; 2027: 13.6017; 2028: 13.8873; 2029: 14.3022; 2030: 13.4378; 2031: 14.6817; 2032: 13.6909
INT CITY 5 | Gas/Oil:Combustion Turbine | DEF | DEF | 2026: 13.9726; 2027: 13.5583; 2028: 13.8616; 2029: 14.8675; 2030: 13.7393; 2031: 13.9017; 2032: 13.6579
INT CITY 6 | Gas/Oil:Combustion Turbine | DEF | DEF | 2023: 14.945; 2024: 14.3815; 2025: 14.6273; 2026: 14.3452; 2027: 13.6471; 2028: 14.1142; 2029: 14.4769; 2030: 13.8804; 2031: 13.8451; 2032: 14.1823; 2033: 14.852
INT CITY 7 | Gas/Oil:Combustion Turbine | DEF | DEF | 2023: 13.0925; 2024: 12.9315; 2025: 12.8759; 2026: 12.8261; 2027: 12.6481; 2028: 12.6991; 2029: 13.3418; 2030: 13.3501; 2031: 13.3561; 2032: 13.1272; 2033: 12.8992; 2034: 12.8588; 2035: 12.8763; 2036: 12.817; 2037: 12.6451; 2038: 12.8087
INT CITY 8 | Gas/Oil:Combustion Turbine | DEF | DEF | 2023: 12.745; 2024: 12.7802; 2025: 12.7286; 2026: 12.6446; 2027: 12.5874; 2028: 12.625; 2029: 12.9487; 2030: 13.1962; 2031: 13.0988; 2032: 12.9166; 2033: 12.7206; 2034: 12.74; 2035: 12.7788; 2036: 12.6721; 2037: 12.6335; 2038: 12.2907
INT CITY 9 | Gas/Oil:Combustion Turbine | DEF | DEF | 2023: 12.8561; 2024: 12.8092; 2025: 12.6438; 2026: 12.818; 2027: 12.6018; 2028: 12.5955; 2029: 13.0149; 2030: 13.146; 2031: 13.0321; 2032: 12.9218; 2033: 12.6936; 2034: 12.7163; 2035: 12.8673; 2036: 12.7271; 2037: 12.6481; 2038: 12.3715
INTER | Demand:Demand Response | DEF | DEF
Mulberry | Gas/Oil:Combined Cycle | DEF | DEF
New DEF OnShore Wind | Renewable:Wind | DEF | DEF
New DEF OnShore Wind PTC | Renewable:Wind | DEF | DEF
NSG Vand CT 1 | Gas/Oil:Combustion Turbine | DEF | DEF | 2023: 10.3438; 2024: 10.3604; 2025: 10.3467; 2026: 10.3576; 2027: 10.3026
NSG Vand CT 2 | Gas/Oil:Combustion Turbine | DEF | DEF | 2023: 10.3304; 2024: 10.3512; 2025: 10.336; 2026: 10.3579; 2027: 10.3056
NSG Vand CT 3 | Gas/Oil:Combustion Turbine | DEF | DEF | 2023: 10.3379; 2024: 10.3497; 2025: 10.3368; 2026: 10.3437; 2027: 10.2996
NSG Vand CT 4 | Gas/Oil:Combustion Turbine | DEF | DEF | 2023: 10.3448; 2024: 10.3429; 2025: 10.3521; 2026: 10.3529; 2027: 10.3172
Orange Cogen | Gas/Oil:Combined Cycle | DEF | DEF
Orlando Cogen | Gas/Oil:Combined Cycle | DEF | DEF
Osprey 1 0 | Gas/Oil:Combined Cycle | DEF | DEF | 2023: 7.0068; 2024: 7.0289
Osprey 1 1 | Gas/Oil:Combined Cycle | DEF | DEF | 2023: 6.9039; 2024: 6.8928
Osprey 1 2 | Gas/Oil:Combined Cycle | DEF | DEF | 2023: 8.26; 2024: 8.1721
OspreyAcq | Gas/Oil:Combined Cycle | DEF | DEF |  | 6.9256 | 6.9622 | 6.9571 | 6.966 | 6.9451 | 6.9567 | 6.9595 | 6.9581 | 6.9595 | 6.9433 | 6.9413 | 6.9324 | 6.9312 | 6.9174 | 6.9302 | 6.9326 | 6.9317 | 6.9405 | 6.9448 | 6.9458 | 6.8974
OspreyAcqDF | Gas/Oil:Combined Cycle | DEF | DEF |  | 8.3747 | 8.1821 | 8.1821 | 8.1783 | 8.1843 | 8.1803 | 8.1766 | 8.1775 | 8.179 | 8.1782 | 8.1665 | 8.171 | 8.1662 | 8.1773 | 8.1703 | 8.1694 | 8.1783 | 8.1663 | 8.1709 | 8.1627 | 8.2416
Pasco County | Renewable:Biomass | DEF | DEF
Pinellas County | Renewable:Biomass | DEF | DEF
Shady Hills 1 | Gas/Oil:Combustion Turbine | DEF | DEF | 2023: 10.4664; 2024: 10.3768
Shady Hills 2 | Gas/Oil:Combustion Turbine | DEF | DEF | 2023: 10.4474; 2024: 10.3768
Shady Hills 3 | Gas/Oil:Combustion Turbine | DEF | DEF | 2023: 10.4672; 2024: 10.3768
Solar 3rdParty Block 1 | Renewable:Solar PV | DEF | DEF
Solar 3rdParty Block 2 | Renewable:Solar PV | DEF | DEF
Solar 3rdParty Block 3 | Renewable:Solar PV | DEF | DEF
Solar 3rdParty Block 4 | Renewable:Solar PV | DEF | DEF
Solar DEF Bay Ranch | Renewable:Solar PV | DEF | DEF
Solar DEF Bay Trail | Renewable:Solar PV | DEF | DEF
Solar DEF Charlie Creek | Renewable:Solar PV | DEF | DEF
Solar DEF Columbia | Renewable:Solar PV | DEF | DEF
Solar DEF County Line | Renewable:Solar PV | DEF | DEF
Solar DEF Debary | Renewable:Solar PV | DEF | DEF
Solar DEF Duette | Renewable:Solar PV | DEF | DEF
Solar DEF Falmouth | Renewable:Solar PV | DEF | DEF
Solar DEF Fort Green | Renewable:Solar PV | DEF | DEF
Solar DEF Hamilton | Renewable:Solar PV | DEF | DEF
Solar DEF Hardeetown | Renewable:Solar PV | DEF | DEF
Solar DEF High Spring | Renewable:Solar PV | DEF | DEF
Solar DEF Hildreth | Renewable:Solar PV | DEF | DEF
Solar DEF Lake Placid | Renewable:Solar PV | DEF | DEF
Solar DEF Mule Creek | Renewable:Solar PV | DEF | DEF
Solar DEF Osc Perry Suw | Renewable:Solar PV | DEF | DEF
Solar DEF Sandy Creek | Renewable:Solar PV | DEF | DEF
Solar DEF Santa Fe | Renewable:Solar PV | DEF | DEF
Solar DEF St Pete Pier | Renewable:Solar PV | DEF | DEF
Solar DEF Trenton | Renewable:Solar PV | DEF | DEF
Solar DEF Twin Rivers | Renewable:Solar PV | DEF | DEF
Solar DEF Winquepin | Renewable:Solar PV | DEF | DEF
Solar+Storage DEF NEW 1 | Renewable:Solar PV | DEF | DEF
Solar+Storage DEF NEW 1 PTC + ITC | Renewable:Solar PV | DEF | DEF
Standby | Demand:Demand Response | DEF | DEF
SUWANNEE_P 1 | Gas/Oil:Combustion Turbine | DEF | DEF | 2023: 12.452; 2024: 12.6613; 2025: 12.624; 2026: 12.5711; 2027: 12.6163; 2028: 12.4922; 2029: 12.675; 2030: 12.6706; 2031: 12.8804; 2032: 12.7491; 2033: 12.8941; 2034: 13.2586
SUWANNEE_P 2 | Gas/Oil:Combustion Turbine | DEF | DEF | 2023: 12.51; 2024: 12.7911; 2025: 12.7871; 2026: 12.7859; 2027: 12.6092; 2028: 12.7162; 2029: 12.7042; 2030: 12.8165; 2031: 12.8608; 2032: 12.9351; 2033: 12.9864; 2034: 12.9872
SUWANNEE_P 3 | Gas/Oil:Combustion Turbine | DEF | DEF | 2023: 12.5134; 2024: 12.7533; 2025: 12.7403; 2026: 12.7015; 2027: 12.6001; 2028: 12.6403; 2029: 12.7169; 2030: 12.8119; 2031: 12.8884; 2032: 12.8371; 2033: 12.862; 2034: 13.1105
Tigerbay 1 | Gas/Oil:Combined Cycle | DEF | DEF | 2023: 7.4617; 2024: 7.4462; 2025: 7.3367; 2026: 7.3202; 2027: 7.3191; 2028: 7.3269; 2029: 7.3129; 2030: 7.3223; 2031: 7.3023; 2032: 7.3185; 2033: 7.2847; 2034: 7.2841; 2035: 7.3378
U OF FL 1 | Gas/Oil:Combustion Turbine | DEF | DEF | 2023: 9.3799; 2024: 9.3779; 2025: 9.3831; 2026: 9.3825; 2027: 9.3814
Voltage Red | Demand:Demand Response | DEF | DEF
WaterHtr_PP | Demand:Demand Response | DEF | DEF
Group Totals
Resource | Type | BA | Area | 2023 | 2024 | 2025 | 2026 | 2027 | 2028 | 2029 | 2030 | 2031 | 2032 | 2033 | 2034 | 2035 | 2036 | 2037 | 2038 | 2039 | 2040 | 2041 | 2042 | 2043 | 2044 | 2045 | 2046 | 2047 | 2048 | 2049 | 2050 | 2051 | 2052 | 2053 | 2054 | 2055 | 2056 | 2057
Total | Coal:Conventional | DEF | DEF | 2023: 11.2482; 2024: 11.1888; 2025: 11.1985; 2026: 11.2704; 2027: 11.2658; 2028: 11.0788; 2029: 10.8838; 2030: 10.7307; 2031: 10.7315; 2032: 10.6738; 2033: 10.5367; 2034: 10.4879
Total | Demand:Demand Response | DEF | DEF | 0 | 0 | 0 | 0 | 0 | 0 | 0 | 0 | 0 | 0 | 0 | 0 | 0 | 0 | 0 | 0 | 0 | 0 | 0 | 0 | 0 | 0 | 0 | 0 | 0 | 0 | 0 | 0 | 0 | 0 | 0 | 0 | 0 | 0 | 0
Total | Gas/Oil:Combined Cycle | DEF | DEF | 6.5935 | 6.7984 | 6.8429 | 6.913 | 6.8982 | 6.9092 | 6.8891 | 6.8806 | 6.8723 | 6.8566 | 6.8383 | 6.8619 | 6.8626 | 6.8605 | 6.8801 | 6.8469 | 6.8396 | 6.8355 | 6.8147 | 6.8002 | 6.8173 | 6.7963 | 6.8208 | 6.8159 | 6.8702 | 6.8921 | 6.801 | 6.8788 | 6.8909 | 6.9197 | 6.9089 | 6.9251 | 6.9585 | 7.025 | 6.977
Total | Gas/Oil:Combustion Turbine | DEF | DEF | 10.5735 | 10.6998 | 10.6923 | 10.6237 | 10.8182 | 12.7338 | 13.0702 | 12.917 | 12.8343 | 13.1524 | 12.9753 | 11.3836 | 10.9639 | 10.9956 | 10.9215 | 10.9321 | 11.1288 | 11.3151 | 11.2481 | 11.4719 | 11.0696 | 11.0972 | 10.7411 | 10.4613 | 10.7157 | 10.6411 | 11.3019 | 10.4545 | 10.5074 | 10.4864 | 10.4636 | 10.4838 | 10.5003 | 10.5063 | 10.5269
Total | Gas/Oil:Steam Turbine | DEF | DEF | 2023: 11.3502; 2024: 11.2003; 2025: 11.6381; 2026: 11.4776; 2027: 11.588; 2028: 11.674; 2029: 12.2028; 2030: 12.4936; 2031: 12.6458; 2032: 13.4615; 2033: 13.6254; 2034: 11.7097; 2035: 11.5036; 2036: 11.4238; 2037: 11.1349; 2038: 11.1268; 2039: 10.9951; 2040: 11.1493; 2041: 10.8904; 2042: 10.6442
Total | Nuclear:Nuclear | DEF | DEF | 2038: 8.025; 2039: 8.025; 2040: 8.025; 2041: 8.025; 2042: 8.025; 2043: 8.025; 2044: 8.025; 2045: 8.0261; 2046: 8.025; 2047: 8.0391; 2048: 8.1094; 2049: 8.1931; 2050: 8.3268; 2051: 8.457; 2052: 8.5447; 2053: 8.6028; 2054: 8.625; 2055: 8.6117; 2056: 8.6144; 2057: 8.5517
Total | Renewable:Biomass | DEF | DEF | 2023: 0; 2024: 0; 2025: 0; 2026: 0; 2027: 0; 2028: 0; 2029: 0; 2030: 0; 2031: 0; 2032: 0; 2033: 0; 2034: 0; 2035: 0; 2036: 0; 2037: 0; 2038: 0; 2039: 0; 2040: 0; 2041: 0; 2042: 0
Total | Renewable:Solar PV | DEF | DEF | 0 | 0 | 0 | 0 | 0 | 0 | 0 | 0 | 0 | 0 | 0 | 0 | 0 | 0 | 0 | 0 | 0 | 0 | 0 | 0 | 0 | 0 | 0 | 0 | 0 | 0 | 0 | 0 | 0 | 0 | 0 | 0 | 0 | 0 | 0
Total | Renewable:Wind | DEF | DEF | 2043: 0; 2044: 0; 2045: 0; 2046: 0; 2047: 0; 2048: 0; 2049: 0; 2050: 0; 2051: 0; 2052: 0; 2053: 0; 2054: 0; 2055: 0; 2056: 0; 2057: 0
Total | Storage:Battery | DEF | DEF |  |  |  |  | 0 | 0 | 0 | 0 | 0 | 0 | 0 | 0 | 0 | 0 | 0 | 0 | 0 | 0 | 0 | 0 | 0 | 0 | 0 | 0 | 0 | 0 | 0 | 0 | 0 | 0 | 0 | 0 | 0 | 0 | 0
Solar 5
Resource | Type | BA | Area | 2023 | 2024 | 2025 | 2026 | 2027 | 2028 | 2029 | 2030 | 2031 | 2032 | 2033 | 2034 | 2035 | 2036 | 2037 | 2038 | 2039 | 2040 | 2041 | 2042 | 2043 | 2044 | 2045 | 2046 | 2047 | 2048 | 2049 | 2050 | 2051 | 2052 | 2053 | 2054 | 2055 | 2056 | 2057
AC | Demand:Demand Response | DEF | DEF
Anclote 1 | Gas/Oil:Steam Turbine | DEF | DEF | 2023: 10.9025; 2024: 10.8271; 2025: 11.1396; 2026: 11.1209; 2027: 11.2355; 2028: 11.234; 2029: 11.5406; 2030: 11.8434; 2031: 11.8768; 2032: 12.36; 2033: 12.4062; 2034: 11.1993; 2035: 11.1106; 2036: 11.0192; 2037: 10.7104; 2038: 10.8767; 2039: 10.7245; 2040: 11.0048; 2041: 10.5767; 2042: 10.6348
Anclote 2 | Gas/Oil:Steam Turbine | DEF | DEF | 2023: 11.9381; 2024: 11.7386; 2025: 12.3196; 2026: 12.1714; 2027: 12.2863; 2028: 12.3465; 2029: 13.7485; 2030: 14.0879; 2031: 13.489; 2032: 14.306; 2033: 14.4095; 2034: 12.6894; 2035: 12.1957; 2036: 12.3571; 2037: 11.6137; 2038: 11.5552; 2039: 11.5683; 2040: 11.3625; 2041: 11.3438; 2042: 10.4555
As Avail | Gas/Oil:Combined Cycle | DEF | DEF
As Avail PCS | Renewable:Biomass | DEF | DEF
Bartow CC 1 0 | Gas/Oil:Combined Cycle | DEF | DEF | 7.1459 | 7.125 | 7.0667 | 7.0702 | 7.0786 | 7.0758 | 7.0697 | 7.0635 | 7.0578 | 7.0652 | 7.0641 | 7.0509 | 7.0503 | 7.0466 | 7.0552 | 7.0484 | 7.0477 | 7.046 | 7.0505 | 7.0583 | 7.0463 | 7.0547 | 7.067 | 7.0905 | 7.1226 | 7.2023 | 7.3465
Bartow CC 1 PAG | Gas/Oil:Combined Cycle | DEF | DEF | 8.6891 | 8.6887 | 8.5856 | 8.6612 | 8.6932 | 8.6534 | 8.6175 | 8.5518 | 8.5165 | 8.5998 | 8.5161 | 8.8223 | 8.8546 | 8.9056 | 8.8984 | 8.7885 | 8.9029 | 8.8013 | 8.9419 | 8.6937 | 8.9896 | 8.865 | 8.9297 | 8.8877 | 8.9779 | 8.7961 | 8.5259
BARTOW_P 1 | Gas/Oil:Combustion Turbine | DEF | DEF | 2024: 15.936
BARTOW_P 2 | Gas/Oil:Combustion Turbine | DEF | DEF | 2023: 16.2222; 2024: 14.26; 2025: 14.9319; 2026: 14.75; 2027: 14.267; 2028: 13.5885; 2029: 14.5721; 2030: 13.8905; 2031: 14.0721; 2032: 13.9967; 2033: 14.7921; 2034: 12.9675
BARTOW_P 3 | Gas/Oil:Combustion Turbine | DEF | DEF
BARTOW_P 4 | Gas/Oil:Combustion Turbine | DEF | DEF | 2023: 13.1108; 2024: 13.5161; 2025: 13.165; 2026: 13.1234; 2027: 13.3505; 2028: 13.1935; 2029: 13.2297; 2030: 13.6008; 2031: 13.7026; 2032: 14.061; 2033: 13.8163; 2034: 14.9388
Battery 2 Hours | Storage:Battery | DEF | DEF
Battery 4 Hours | Storage:Battery | DEF | DEF
BAYBORO_P 1 | Gas/Oil:Combustion Turbine | DEF | DEF | 2024: 13.7397; 2025: 14.1106
BAYBORO_P 2 | Gas/Oil:Combustion Turbine | DEF | DEF | 2024: 15.9525; 2025: 16.8599
BAYBORO_P 3 | Gas/Oil:Combustion Turbine | DEF | DEF | 2024: 13.5781; 2025: 14.6294
BAYBORO_P 4 | Gas/Oil:Combustion Turbine | DEF | DEF | 2024: 13.9864; 2025: 14.6294
Citrus CC 1 | Gas/Oil:Combined Cycle | DEF | DEF | 6.4895 | 6.4843 | 6.4788 | 6.4184 | 6.4176 | 6.4217 | 6.4184 | 6.4229 | 6.4271 | 6.4261 | 6.4235 | 6.4201 | 6.4173 | 6.4157 | 6.4198 | 6.4202 | 6.4221 | 6.4224 | 6.4369 | 6.4354 | 6.4362 | 6.4426 | 6.4491 | 6.4512 | 6.4596 | 6.4769 | 6.4669 | 6.5398 | 6.5336 | 6.5458 | 6.5267 | 6.532 | 6.5364 | 6.5404 | 6.5435
Citrus CC 1 Duct | Gas/Oil:Combined Cycle | DEF | DEF | 9.6863 | 9.6885 | 9.6882 | 9.6877 | 9.6863 | 9.6881 | 9.6883 | 9.688 | 9.6883 | 9.6886 | 9.6884 | 9.6911 | 9.6909 | 9.6917 | 9.6881 | 9.6894 | 9.6901 | 9.6906 | 9.6917 | 9.6895 | 9.6924 | 9.6881 | 9.693 | 9.6921 | 9.6927 | 9.6875 | 9.6911 | 9.6932 | 9.6931 | 9.6931 | 9.6915 | 9.6931 | 9.6932 | 9.6924 | 9.693
Citrus CC 2 | Gas/Oil:Combined Cycle | DEF | DEF | 6.4883 | 6.486 | 6.4874 | 6.4336 | 6.4127 | 6.4177 | 6.4161 | 6.417 | 6.4229 | 6.4198 | 6.4174 | 6.4173 | 6.4178 | 6.4189 | 6.421 | 6.4194 | 6.418 | 6.4195 | 6.4221 | 6.4287 | 6.4335 | 6.4364 | 6.4368 | 6.442 | 6.4585 | 6.4862 | 6.5006 | 6.5583 | 6.541 | 6.5392 | 6.5531 | 6.5252 | 6.5385 | 6.5503 | 6.5447
Citrus CC 2 Duct | Gas/Oil:Combined Cycle | DEF | DEF | 9.6882 | 9.6898 | 9.6883 | 9.6885 | 9.6868 | 9.6871 | 9.6885 | 9.6879 | 9.6889 | 9.6881 | 9.6883 | 9.6916 | 9.6895 | 9.692 | 9.6908 | 9.693 | 9.6904 | 9.6864 | 9.6906 | 9.6916 | 9.6925 | 9.6893 | 9.6895 | 9.6877 | 9.6929 | 9.6802 | 9.6914 | 9.6928 | 9.6912 | 9.692 | 9.6921 | 9.6894 | 9.6897 | 9.692 | 9.6926
Crystal 4 | Coal:Conventional | DEF | DEF | 2023: 11.3647; 2024: 11.343; 2025: 11.3349; 2026: 11.6653; 2027: 11.4762; 2028: 11.2837; 2029: 11.0512; 2030: 10.8545; 2031: 10.8186; 2032: 10.804; 2033: 10.5863; 2034: 10.5238
Crystal 5 | Coal:Conventional | DEF | DEF | 2023: 10.9382; 2024: 10.9564; 2025: 11.0066; 2026: 10.9232; 2027: 11.0076; 2028: 10.8844; 2029: 10.7008; 2030: 10.6139; 2031: 10.6189; 2032: 10.5573; 2033: 10.5127; 2034: 10.365
DEBARY 10 | Gas/Oil:Combustion Turbine | DEF | DEF | 2024: 13.5449; 2025: 13.3828; 2026: 14.613; 2027: 12.7538; 2028: 13.5813; 2029: 14.613; 2030: 13.4879; 2031: 13.6413; 2032: 13.1206; 2034: 12.6994; 2035: 13.227; 2036: 13.6269
DEBARY 2 | Gas/Oil:Combustion Turbine | DEF | DEF | 2024: 12.3679; 2026: 12.5258
DEBARY 3 | Gas/Oil:Combustion Turbine | DEF | DEF | 2024: 12.5047; 2025: 17.7038; 2026: 12.5258
DEBARY 4 | Gas/Oil:Combustion Turbine | DEF | DEF | 2024: 13.8244; 2026: 12.4789
DEBARY 5 | Gas/Oil:Combustion Turbine | DEF | DEF | 2024: 12.8239; 2026: 12.0691
DEBARY 6 | Gas/Oil:Combustion Turbine | DEF | DEF | 2024: 12.8338; 2025: 12.4789; 2026: 14.1622; 2027: 17.7038
DEBARY 7 | Gas/Oil:Combustion Turbine | DEF | DEF | 2023: 12.9619; 2024: 12.7017; 2025: 12.4735; 2026: 12.5011; 2027: 12.4073; 2028: 12.3347; 2029: 12.4816; 2030: 12.6193; 2031: 12.6504; 2032: 12.7256; 2033: 12.5781; 2034: 12.6626; 2035: 12.5909; 2036: 12.322
DEBARY 8 | Gas/Oil:Combustion Turbine | DEF | DEF | 2023: 13.4969; 2024: 12.9708; 2025: 12.9459; 2026: 12.8012; 2027: 12.6022; 2028: 12.5223; 2029: 12.8585; 2030: 13.0117; 2031: 12.9318; 2032: 13.0251; 2033: 12.9359; 2034: 12.8569; 2035: 12.6112; 2036: 12.4113
DEBARY 9 | Gas/Oil:Combustion Turbine | DEF | DEF | 2023: 13.4997; 2024: 12.8522; 2025: 12.8927; 2026: 12.8265; 2027: 12.5354; 2028: 12.5005; 2029: 12.859; 2030: 12.9704; 2031: 12.962; 2032: 13.1792; 2033: 12.7968; 2034: 12.9283; 2035: 12.606; 2036: 12.4593
DEF Nuclear Natrium | Nuclear:Nuclear | DEF | DEF | 2048: 9.1256; 2049: 9.3532; 2050: 9.7908; 2051: 10.3399; 2052: 9.9962; 2053: 10.0523; 2054: 9.6516; 2055: 9.4011; 2056: 9.0455; 2057: 8.8484
DEF Nuclear Natrium - Storage | Storage:Battery | DEF | DEF
DEF Nuclear Natrium - Storage PTC | Storage:Battery | DEF | DEF
DEF Nuclear Natrium PTC | Nuclear:Nuclear | DEF | DEF | 2038: 8.025; 2039: 8.025; 2040: 8.025; 2041: 8.025; 2042: 8.025; 2043: 8.025; 2044: 8.025; 2045: 8.0264; 2046: 8.025; 2047: 8.0406; 2048: 8.0382; 2049: 8.0499; 2050: 8.0606; 2051: 8.0833; 2052: 8.0742; 2053: 8.0538; 2054: 8.0491; 2055: 8.0275; 2056: 8.025; 2057: 8.025
Gen 190MW CT | Gas/Oil:Combustion Turbine | DEF | DEF | [7 empty] | 10.9617 | 11.1788 |  | 11.2725 | 10.6022 | 10.5536 | 10.7269 | 10.5441 | 10.571 | 11.0328 | 10.5939 | 10.5163 | 10.8369 | 10.9383 | 10.7142 | 10.8095 | 10.5537 | 10.797 | 10.8568 | 11.5453 | 10.4317 | 10.5061 | 10.4653 | 10.4842 | 10.4612 | 10.4824 | 10.4752 | 10.5002
Gen 190MW CT H2 | Gas/Oil:Combustion Turbine | DEF | DEF | 2043: 10.87; 2044: 12.0549; 2045: 10.6775; 2046: 10.5837; 2047: 10.4879; 2048: 10.6901; 2049: 10.8409; 2050: 10.3828; 2051: 10.4069; 2052: 10.4204; 2053: 10.3988; 2054: 10.4032; 2055: 10.4219; 2056: 10.3712; 2057: 10.4126
HEAT | Demand:Demand Response | DEF | DEF
Hines CC 1 | Gas/Oil:Combined Cycle | DEF | DEF | 2023: 7.2437; 2024: 7.1908; 2025: 7.2133; 2026: 7.2912; 2027: 7.2337; 2028: 7.2835; 2029: 7.249; 2030: 7.2525; 2031: 7.1902; 2032: 7.2857; 2033: 7.1926; 2034: 7.259; 2035: 7.1457; 2036: 7.1723; 2037: 7.1123; 2038: 7.1862; 2039: 7.0134
Hines CC 2 | Gas/Oil:Combined Cycle | DEF | DEF | 7.299 | 7.3352 | 7.2084 | 7.1844 | 7.1983 | 7.1972 | 7.2154 | 7.2015 | 7.1725 | 7.1818 | 7.148 | 7.1441 | 7.1238 | 7.1343 | 7.1228 | 7.1197 | 7.1326 | 7.1202 | 7.1403 | 7.1258 | 7.134
Hines CC 3 | Gas/Oil:Combined Cycle | DEF | DEF | 7.0904 | 7.0972 | 7.111 | 6.9887 | 6.9667 | 6.9709 | 6.9651 | 6.9583 | 6.9547 | 6.9475 | 6.9408 | 6.9281 | 6.9218 | 6.9182 | 6.9212 | 6.9235 | 6.9139 | 6.9071 | 6.9034 | 6.9158 | 6.9253 | 6.9265 | 6.8768
Hines CC 4 | Gas/Oil:Combined Cycle | DEF | DEF | 7.0324 | 7.0123 | 7.013 | 7.0543 | 7.0592 | 6.8949 | 6.9138 | 6.9009 | 6.9156 | 6.9042 | 6.8829 | 6.8711 | 6.8829 | 6.8399 | 6.8596 | 6.8526 | 6.8709 | 6.8617 | 6.851 | 6.8135 | 6.8507 | 6.8415 | 6.875 | 6.8786 | 6.7808
INT CITY 1 | Gas/Oil:Combustion Turbine | DEF | DEF | 2023: 12.7645; 2024: 13.2202; 2025: 15.7685; 2026: 13.4122; 2027: 13.2202; 2028: 13.1056; 2030: 13.2103; 2031: 13.3832; 2032: 12.704; 2033: 15.7685
INT CITY 10 | Gas/Oil:Combustion Turbine | DEF | DEF | 2023: 12.538; 2024: 12.6782; 2025: 12.5476; 2026: 12.589; 2027: 12.4872; 2028: 12.5723; 2029: 12.5661; 2030: 12.6137; 2031: 12.6435; 2032: 12.6555; 2033: 12.6159; 2034: 12.7049; 2035: 12.7155; 2036: 12.6323; 2037: 12.6239; 2038: 12.5804
INT CITY 11 | Gas/Oil:Combustion Turbine | DEF | DEF | 2024: 11.9657; 2025: 12.1041; 2026: 12.5985; 2027: 11.3943; 2028: 11.7015; 2030: 11.7551; 2031: 11.6692; 2032: 11.4383; 2033: 11.5808; 2034: 12.0593; 2035: 11.9999; 2036: 11.4723; 2037: 11.7882; 2038: 11.0891; 2039: 11.5068; 2040: 12.1623; 2041: 11.5139; 2042: 12.1605; 2043: 11.5562; 2044: 10.9455
INT CITY 12 | Gas/Oil:Combustion Turbine | DEF | DEF | 12.0958 | 12.5003 | 12.3417 | 12.2576 | 12.402 | 12.3906 | 12.3689 | 12.478 | 12.4215 | 12.4113 | 12.0958 | 12.4952 | 12.4141 | 12.4784 | 12.3841 | 12.417 | 12.4369 | 12.474 | 12.4918 | 12.5098 | 12.5743 | 12.5007 | 12.0958
INT CITY 13 | Gas/Oil:Combustion Turbine | DEF | DEF | 12.1194 | 12.4285 | 12.3193 | 12.2247 | 12.404 | 12.3511 | 12.2823 | 12.4091 | 12.3989 | 12.3683 | 12.3109 | 12.4977 | 12.354 | 12.4668 | 12.3874 | 12.5503 | 12.4185 | 12.4925 | 12.3922 | 12.4386 | 12.569 | 12.483 | 12.081
INT CITY 14 | Gas/Oil:Combustion Turbine | DEF | DEF | 12.1645 | 12.4055 | 12.3174 | 12.2323 | 12.3669 | 12.3435 | 12.2978 | 12.4366 | 12.3464 | 12.3468 | 12.3624 | 12.4687 | 12.4306 | 12.533 | 12.4018 | 12.4916 | 12.4703 | 12.4702 | 12.4603 | 12.4596 | 12.5685 | 12.4561 | 12.0868
INT CITY 2 | Gas/Oil:Combustion Turbine | DEF | DEF | 2027: 13.9571; 2028: 15.1839; 2030: 14.3557; 2031: 14.1432; 2032: 15.1839
INT CITY 3 | Gas/Oil:Combustion Turbine | DEF | DEF | 2024: 14.7617; 2025: 15.5017; 2026: 15.0084; 2027: 13.7175; 2028: 13.5204; 2030: 13.8369; 2031: 13.7395; 2032: 13.9314
INT CITY 4 | Gas/Oil:Combustion Turbine | DEF | DEF | 2023: 13.624; 2024: 14.0109; 2025: 15.5324; 2026: 12.6391; 2027: 13.5129; 2028: 13.7539; 2030: 13.7237; 2031: 14.4406; 2032: 13.1211
INT CITY 5 | Gas/Oil:Combustion Turbine | DEF | DEF | 2026: 13.0019; 2027: 13.5583; 2028: 13.8963; 2030: 13.5583; 2031: 13.7213; 2032: 13.2523
INT CITY 6 | Gas/Oil:Combustion Turbine | DEF | DEF | 2023: 14.945; 2024: 14.411; 2025: 14.0104; 2026: 14.5161; 2027: 13.3189; 2028: 13.6342; 2030: 13.8021; 2031: 13.6604; 2032: 13.9463; 2033: 14.6273
INT CITY 7 | Gas/Oil:Combustion Turbine | DEF | DEF | 2023: 13.1087; 2024: 12.9312; 2025: 12.8219; 2026: 12.7976; 2027: 12.5912; 2028: 12.6563; 2029: 13.2799; 2030: 13.3749; 2031: 13.1915; 2032: 13.001; 2033: 12.9128; 2034: 12.9213; 2035: 12.7553; 2036: 12.824; 2037: 12.7085; 2038: 12.8053
INT CITY 8 | Gas/Oil:Combustion Turbine | DEF | DEF | 2023: 12.6921; 2024: 12.7565; 2025: 12.6661; 2026: 12.6185; 2027: 12.5384; 2028: 12.5931; 2029: 12.9716; 2030: 13.0551; 2031: 12.9627; 2032: 12.8766; 2033: 12.6476; 2034: 12.7911; 2035: 12.707; 2036: 12.7438; 2037: 12.633; 2038: 12.4743
INT CITY 9 | Gas/Oil:Combustion Turbine | DEF | DEF | 2023: 12.8176; 2024: 12.8356; 2025: 12.6225; 2026: 12.7628; 2027: 12.5983; 2028: 12.5621; 2029: 12.9282; 2030: 13.0004; 2031: 12.8803; 2032: 12.9909; 2033: 12.6136; 2034: 12.7773; 2035: 12.7109; 2036: 12.734; 2037: 12.6645; 2038: 12.6528
INTER | Demand:Demand Response | DEF | DEF
Mulberry | Gas/Oil:Combined Cycle | DEF | DEF
New DEF OnShore Wind | Renewable:Wind | DEF | DEF
New DEF OnShore Wind PTC | Renewable:Wind | DEF | DEF
NSG Vand CT 1 | Gas/Oil:Combustion Turbine | DEF | DEF | 2023: 10.3366; 2024: 10.3666; 2025: 10.3411; 2026: 10.3485; 2027: 10.2975
NSG Vand CT 2 | Gas/Oil:Combustion Turbine | DEF | DEF | 2023: 10.3377; 2024: 10.3515; 2025: 10.3369; 2026: 10.3651; 2027: 10.2999
NSG Vand CT 3 | Gas/Oil:Combustion Turbine | DEF | DEF | 2023: 10.3409; 2024: 10.3471; 2025: 10.3378; 2026: 10.3584; 2027: 10.3019
NSG Vand CT 4 | Gas/Oil:Combustion Turbine | DEF | DEF | 2023: 10.3442; 2024: 10.3491; 2025: 10.3508; 2026: 10.345; 2027: 10.3062
Orange Cogen | Gas/Oil:Combined Cycle | DEF | DEF
Orlando Cogen | Gas/Oil:Combined Cycle | DEF | DEF
Osprey 1 0 | Gas/Oil:Combined Cycle | DEF | DEF | 2023: 7.0122; 2024: 7.0285
Osprey 1 1 | Gas/Oil:Combined Cycle | DEF | DEF | 2023: 6.9033; 2024: 6.8911
Osprey 1 2 | Gas/Oil:Combined Cycle | DEF | DEF | 2023: 8.2591; 2024: 8.1721
OspreyAcq | Gas/Oil:Combined Cycle | DEF | DEF |  | 6.9242 | 6.9622 | 6.9641 | 6.9773 | 6.9505 | 6.9742 | 6.9749 | 6.9713 | 6.9726 | 6.9672 | 6.9476 | 6.937 | 6.9337 | 6.9277 | 6.9305 | 6.9329 | 6.934 | 6.9433 | 6.9475 | 6.9438 | 6.8979
OspreyAcqDF | Gas/Oil:Combined Cycle | DEF | DEF |  | 8.3747 | 8.1829 | 8.1821 | 8.18 | 8.1851 | 8.1806 | 8.1765 | 8.1793 | 8.18 | 8.1756 | 8.1683 | 8.1708 | 8.1658 | 8.1764 | 8.1713 | 8.1686 | 8.1784 | 8.1632 | 8.1679 | 8.1652 | 8.2045
Pasco County | Renewable:Biomass | DEF | DEF
Pinellas County | Renewable:Biomass | DEF | DEF
Shady Hills 1 | Gas/Oil:Combustion Turbine | DEF | DEF | 2023: 10.4917; 2024: 10.4176
Shady Hills 2 | Gas/Oil:Combustion Turbine | DEF | DEF | 2023: 10.4686; 2024: 10.3768
Shady Hills 3 | Gas/Oil:Combustion Turbine | DEF | DEF | 2023: 10.3987; 2024: 10.3768
Solar 3rdParty Block 1 | Renewable:Solar PV | DEF | DEF
Solar 3rdParty Block 2 | Renewable:Solar PV | DEF | DEF
Solar 3rdParty Block 3 | Renewable:Solar PV | DEF | DEF
Solar 3rdParty Block 4 | Renewable:Solar PV | DEF | DEF
Solar DEF Bay Ranch | Renewable:Solar PV | DEF | DEF
Solar DEF Bay Trail | Renewable:Solar PV | DEF | DEF
Solar DEF Charlie Creek | Renewable:Solar PV | DEF | DEF
Solar DEF Columbia | Renewable:Solar PV | DEF | DEF
Solar DEF County Line | Renewable:Solar PV | DEF | DEF
Solar DEF Debary | Renewable:Solar PV | DEF | DEF
Solar DEF Duette | Renewable:Solar PV | DEF | DEF
Solar DEF Falmouth | Renewable:Solar PV | DEF | DEF
Solar DEF Fort Green | Renewable:Solar PV | DEF | DEF
Solar DEF Hamilton | Renewable:Solar PV | DEF | DEF
Solar DEF Hardeetown | Renewable:Solar PV | DEF | DEF
Solar DEF High Spring | Renewable:Solar PV | DEF | DEF
Solar DEF Hildreth | Renewable:Solar PV | DEF | DEF
Solar DEF Lake Placid | Renewable:Solar PV | DEF | DEF
Solar DEF Mule Creek | Renewable:Solar PV | DEF | DEF
Solar DEF NEW 1 | Renewable:Solar PV | DEF | DEF
Solar DEF NEW 1 PTC | Renewable:Solar PV | DEF | DEF
Solar DEF NEW 2 | Renewable:Solar PV | DEF | DEF
Solar DEF NEW 2 PTC | Renewable:Solar PV | DEF | DEF
Solar DEF NEW 5 | Renewable:Solar PV | DEF | DEF
Solar DEF NEW 5 PTC | Renewable:Solar PV | DEF | DEF
Solar DEF Osc Perry Suw | Renewable:Solar PV | DEF | DEF
Solar DEF Sandy Creek | Renewable:Solar PV | DEF | DEF
Solar DEF Santa Fe | Renewable:Solar PV | DEF | DEF
Solar DEF St Pete Pier | Renewable:Solar PV | DEF | DEF
Solar DEF Trenton | Renewable:Solar PV | DEF | DEF
Solar DEF Twin Rivers | Renewable:Solar PV | DEF | DEF
Solar DEF Winquepin | Renewable:Solar PV | DEF | DEF
Solar+Storage DEF NEW 1 | Renewable:Solar PV | DEF | DEF
Solar+Storage DEF NEW 1 PTC + ITC | Renewable:Solar PV | DEF | DEF
Standby | Demand:Demand Response | DEF | DEF
SUWANNEE_P 1 | Gas/Oil:Combustion Turbine | DEF | DEF | 2023: 12.4418; 2024: 12.6585; 2025: 12.6639; 2026: 12.5031; 2027: 12.5631; 2028: 12.4622; 2029: 12.5991; 2030: 12.6875; 2031: 12.7659; 2032: 12.7137; 2033: 12.869; 2034: 13.0588
SUWANNEE_P 2 | Gas/Oil:Combustion Turbine | DEF | DEF | 2023: 12.524; 2024: 12.795; 2025: 12.7917; 2026: 12.7521; 2027: 12.5873; 2028: 12.6969; 2029: 12.6953; 2030: 12.8013; 2031: 12.6879; 2032: 12.9273; 2033: 13.0466; 2034: 13.1873
SUWANNEE_P 3 | Gas/Oil:Combustion Turbine | DEF | DEF | 2023: 12.5306; 2024: 12.7657; 2025: 12.7302; 2026: 12.6662; 2027: 12.6236; 2028: 12.595; 2029: 12.7288; 2030: 12.7731; 2031: 12.8164; 2032: 12.8604; 2033: 12.8535; 2034: 13.1798
Tigerbay 1 | Gas/Oil:Combined Cycle | DEF | DEF | 2023: 7.4621; 2024: 7.4463; 2025: 7.3299; 2026: 7.3261; 2027: 7.3247; 2028: 7.3297; 2029: 7.3067; 2030: 7.3197; 2031: 7.287; 2032: 7.3137; 2033: 7.2927; 2034: 7.2832; 2035: 7.3396
U OF FL 1 | Gas/Oil:Combustion Turbine | DEF | DEF | 2023: 9.3799; 2024: 9.3779; 2025: 9.3838; 2026: 9.3837; 2027: 9.3823
Voltage Red | Demand:Demand Response | DEF | DEF
WaterHtr_PP | Demand:Demand Response | DEF | DEF
Group Totals
Resource | Type | BA | Area | 2023 | 2024 | 2025 | 2026 | 2027 | 2028 | 2029 | 2030 | 2031 | 2032 | 2033 | 2034 | 2035 | 2036 | 2037 | 2038 | 2039 | 2040 | 2041 | 2042 | 2043 | 2044 | 2045 | 2046 | 2047 | 2048 | 2049 | 2050 | 2051 | 2052 | 2053 | 2054 | 2055 | 2056 | 2057
Total | Coal:Conventional | DEF | DEF | 2023: 11.2418; 2024: 11.187; 2025: 11.2172; 2026: 11.3108; 2027: 11.3023; 2028: 11.1256; 2029: 10.9295; 2030: 10.7602; 2031: 10.749; 2032: 10.6826; 2033: 10.5699; 2034: 10.4986
Total | Demand:Demand Response | DEF | DEF | 0 | 0 | 0 | 0 | 0 | 0 | 0 | 0 | 0 | 0 | 0 | 0 | 0 | 0 | 0 | 0 | 0 | 0 | 0 | 0 | 0 | 0 | 0 | 0 | 0 | 0 | 0 | 0 | 0 | 0 | 0 | 0 | 0 | 0 | 0
Total | Gas/Oil:Combined Cycle | DEF | DEF | 6.5931 | 6.7986 | 6.8416 | 6.913 | 6.8984 | 6.9113 | 6.8905 | 6.8811 | 6.8748 | 6.8597 | 6.84 | 6.8617 | 6.8626 | 6.8574 | 6.876 | 6.8451 | 6.8373 | 6.8312 | 6.8133 | 6.7997 | 6.8217 | 6.8004 | 6.8193 | 6.8205 | 6.8784 | 6.9131 | 6.8376 | 6.9542 | 6.9804 | 7.0091 | 6.9765 | 7.009 | 6.9859 | 7.0464 | 6.9776
Total | Gas/Oil:Combustion Turbine | DEF | DEF | 10.5735 | 10.6996 | 10.6573 | 10.6182 | 10.7527 | 12.8111 | 13.1171 | 12.9493 | 12.8971 | 13.2093 | 12.8535 | 11.5258 | 10.9868 | 11.1011 | 11.0037 | 11.0427 | 11.1912 | 11.3394 | 11.0859 | 11.1843 | 11.2583 | 11.2504 | 10.8333 | 10.5677 | 10.7873 | 10.8719 | 11.5036 | 10.473 | 10.5438 | 10.5246 | 10.5066 | 10.5127 | 10.5323 | 10.4983 | 10.532
Total | Gas/Oil:Steam Turbine | DEF | DEF | 2023: 11.353; 2024: 11.2016; 2025: 11.6883; 2026: 11.5853; 2027: 11.7143; 2028: 11.7515; 2029: 12.3591; 2030: 12.6864; 2031: 12.7531; 2032: 13.4085; 2033: 13.586; 2034: 11.8213; 2035: 11.6671; 2036: 11.58; 2037: 11.1779; 2038: 11.1753; 2039: 11.0839; 2040: 11.2492; 2041: 10.9357; 2042: 10.6377
Total | Nuclear:Nuclear | DEF | DEF | 2038: 8.025; 2039: 8.025; 2040: 8.025; 2041: 8.025; 2042: 8.025; 2043: 8.025; 2044: 8.025; 2045: 8.0264; 2046: 8.025; 2047: 8.0406; 2048: 8.1216; 2049: 8.2026; 2050: 8.3425; 2051: 8.4948; 2052: 8.5473; 2053: 8.6251; 2054: 8.6759; 2055: 8.6597; 2056: 8.609; 2057: 8.5559
Total | Renewable:Biomass | DEF | DEF | 2023: 0; 2024: 0; 2025: 0; 2026: 0; 2027: 0; 2028: 0; 2029: 0; 2030: 0; 2031: 0; 2032: 0; 2033: 0; 2034: 0; 2035: 0; 2036: 0; 2037: 0; 2038: 0; 2039: 0; 2040: 0; 2041: 0; 2042: 0
Total | Renewable:Solar PV | DEF | DEF | 0 | 0 | 0 | 0 | 0 | 0 | 0 | 0 | 0 | 0 | 0 | 0 | 0 | 0 | 0 | 0 | 0 | 0 | 0 | 0 | 0 | 0 | 0 | 0 | 0 | 0 | 0 | 0 | 0 | 0 | 0 | 0 | 0 | 0 | 0
Total | Renewable:Wind | DEF | DEF | 2043: 0; 2044: 0; 2045: 0; 2046: 0; 2047: 0; 2048: 0; 2049: 0; 2050: 0; 2051: 0; 2052: 0; 2053: 0; 2054: 0; 2055: 0; 2056: 0; 2057: 0
Total | Storage:Battery | DEF | DEF |  |  |  |  | 0 | 0 | 0 | 0 | 0 | 0 | 0 | 0 | 0 | 0 | 0 | 0 | 0 | 0 | 0 | 0 | 0 | 0 | 0 | 0 | 0 | 0 | 0 | 0 | 0 | 0 | 0 | 0 | 0 | 0 | 0
Solar 14
Resource | Type | BA | Area | 2023 | 2024 | 2025 | 2026 | 2027 | 2028 | 2029 | 2030 | 2031 | 2032 | 2033 | 2034 | 2035 | 2036 | 2037 | 2038 | 2039 | 2040 | 2041 | 2042 | 2043 | 2044 | 2045 | 2046 | 2047 | 2048 | 2049 | 2050 | 2051 | 2052 | 2053 | 2054 | 2055 | 2056 | 2057
AC | Demand:Demand Response | DEF | DEF
Anclote 1 | Gas/Oil:Steam Turbine | DEF | DEF | 2023: 10.9043; 2024: 10.8271; 2025: 11.1361; 2026: 11.2328; 2027: 11.3013; 2028: 11.3139; 2029: 11.6517; 2030: 11.9788; 2031: 11.9214; 2032: 12.2026; 2033: 12.4871; 2034: 11.28; 2035: 11.1704; 2036: 11.159; 2037: 10.7772; 2038: 11.0425; 2039: 10.8545; 2040: 11.0592; 2041: 10.756; 2042: 10.7038
Anclote 2 | Gas/Oil:Steam Turbine | DEF | DEF | 2023: 11.9337; 2024: 11.7386; 2025: 12.338; 2026: 12.3311; 2027: 12.5389; 2028: 12.5498; 2029: 13.9553; 2030: 14.2926; 2031: 13.5853; 2032: 14.7781; 2033: 14.4327; 2034: 12.8441; 2035: 12.3331; 2036: 12.3788; 2037: 11.7796; 2038: 11.3468; 2039: 11.8959; 2040: 11.6488; 2041: 11.3581; 2042: 10.5839
As Avail | Gas/Oil:Combined Cycle | DEF | DEF
As Avail PCS | Renewable:Biomass | DEF | DEF
Bartow CC 1 0 | Gas/Oil:Combined Cycle | DEF | DEF | 7.1461 | 7.125 | 7.0665 | 7.0715 | 7.0821 | 7.0783 | 7.0724 | 7.0657 | 7.0648 | 7.0737 | 7.07 | 7.0562 | 7.0556 | 7.0503 | 7.0582 | 7.0532 | 7.0518 | 7.0486 | 7.057 | 7.0626 | 7.0533 | 7.0632 | 7.0762 | 7.111 | 7.1526 | 7.2423 | 7.4313
Bartow CC 1 PAG | Gas/Oil:Combined Cycle | DEF | DEF | 8.6926 | 8.6887 | 8.5852 | 8.6377 | 8.6859 | 8.606 | 8.5846 | 8.5102 | 8.5171 | 8.5534 | 8.4902 | 8.7884 | 8.8066 | 8.835 | 8.8617 | 8.7459 | 8.8766 | 8.7321 | 8.9588 | 8.6547 | 8.9421 | 8.7051 | 8.921 | 8.8111 | 8.99 | 8.735 | 8.2559
BARTOW_P 1 | Gas/Oil:Combustion Turbine | DEF | DEF | 2024: 15.936
BARTOW_P 2 | Gas/Oil:Combustion Turbine | DEF | DEF | 2023: 16.1197; 2024: 14.26; 2025: 14.8869; 2026: 14.645; 2027: 14.458; 2028: 13.5689; 2029: 14.5363; 2030: 13.8709; 2031: 13.812; 2032: 13.853; 2033: 13.9018; 2034: 15.0138
BARTOW_P 3 | Gas/Oil:Combustion Turbine | DEF | DEF
BARTOW_P 4 | Gas/Oil:Combustion Turbine | DEF | DEF | 2023: 13.167; 2024: 13.5161; 2025: 13.4201; 2026: 13.1779; 2027: 13.2231; 2028: 12.9841; 2029: 13.4112; 2030: 13.4327; 2031: 13.4915; 2032: 13.6253; 2033: 13.3221; 2034: 13.6968
Battery 2 Hours | Storage:Battery | DEF | DEF
Battery 4 Hours | Storage:Battery | DEF | DEF
BAYBORO_P 1 | Gas/Oil:Combustion Turbine | DEF | DEF | 2024: 13.7397; 2025: 14.1106
BAYBORO_P 2 | Gas/Oil:Combustion Turbine | DEF | DEF | 2024: 15.9525; 2025: 16.8599
BAYBORO_P 3 | Gas/Oil:Combustion Turbine | DEF | DEF | 2024: 13.5781; 2025: 13.7221
BAYBORO_P 4 | Gas/Oil:Combustion Turbine | DEF | DEF | 2024: 13.9864; 2025: 14.6294
Citrus CC 1 | Gas/Oil:Combined Cycle | DEF | DEF | 6.4897 | 6.4843 | 6.4788 | 6.4191 | 6.4204 | 6.4242 | 6.4251 | 6.4304 | 6.4313 | 6.4325 | 6.4299 | 6.4244 | 6.4203 | 6.4179 | 6.4211 | 6.4246 | 6.4285 | 6.4241 | 6.4426 | 6.4442 | 6.4436 | 6.4461 | 6.4498 | 6.4555 | 6.456 | 6.4995 | 6.4787 | 6.5335 | 6.5125 | 6.5273 | 6.5119 | 6.5054 | 6.5246 | 6.5183 | 6.5426
Citrus CC 1 Duct | Gas/Oil:Combined Cycle | DEF | DEF | 9.6863 | 9.6885 | 9.6882 | 9.6875 | 9.6861 | 9.6873 | 9.6876 | 9.6876 | 9.6879 | 9.6873 | 9.687 | 9.6908 | 9.69 | 9.6905 | 9.6878 | 9.6887 | 9.6893 | 9.6899 | 9.6907 | 9.6905 | 9.6919 | 9.687 | 9.6929 | 9.6913 | 9.6928 | 9.6855 | 9.6913 | 9.6929 | 9.6922 | 9.6931 | 9.6912 | 9.6923 | 9.6928 | 9.6923 | 9.6931
Citrus CC 2 | Gas/Oil:Combined Cycle | DEF | DEF | 6.4884 | 6.486 | 6.4874 | 6.4341 | 6.4134 | 6.4235 | 6.418 | 6.42 | 6.4314 | 6.4283 | 6.4263 | 6.4199 | 6.4184 | 6.4192 | 6.4211 | 6.4218 | 6.4219 | 6.4238 | 6.4296 | 6.4357 | 6.4399 | 6.4446 | 6.4467 | 6.4529 | 6.4613 | 6.5023 | 6.5309 | 6.5195 | 6.5308 | 6.5163 | 6.5273 | 6.5148 | 6.5237 | 6.5222 | 6.5362
Citrus CC 2 Duct | Gas/Oil:Combined Cycle | DEF | DEF | 9.6882 | 9.6898 | 9.6883 | 9.6882 | 9.6868 | 9.6881 | 9.688 | 9.6872 | 9.6884 | 9.6871 | 9.6871 | 9.691 | 9.6897 | 9.6914 | 9.6904 | 9.6922 | 9.6908 | 9.6849 | 9.6909 | 9.6907 | 9.692 | 9.6878 | 9.6894 | 9.6861 | 9.6919 | 9.6794 | 9.691 | 9.6919 | 9.6914 | 9.6915 | 9.6914 | 9.689 | 9.6898 | 9.6914 | 9.6926
Crystal 4 | Coal:Conventional | DEF | DEF | 2023: 11.3588; 2024: 11.343; 2025: 11.3368; 2026: 11.6886; 2027: 11.564; 2028: 11.304; 2029: 11.1208; 2030: 10.8995; 2031: 10.8417; 2032: 10.8537; 2033: 10.6716; 2034: 10.5412
Crystal 5 | Coal:Conventional | DEF | DEF | 2023: 10.9402; 2024: 10.9564; 2025: 11.0044; 2026: 10.9468; 2027: 11.0499; 2028: 10.929; 2029: 10.7223; 2030: 10.624; 2031: 10.6395; 2032: 10.5808; 2033: 10.5779; 2034: 10.3752
DEBARY 10 | Gas/Oil:Combustion Turbine | DEF | DEF | 2024: 13.5449; 2025: 13.3828; 2026: 14.613; 2027: 13.4528; 2028: 14.4705; 2029: 14.613; 2030: 12.9984; 2031: 14.2839; 2032: 13.1334; 2034: 14.613; 2035: 13.4759; 2036: 13.1206
DEBARY 2 | Gas/Oil:Combustion Turbine | DEF | DEF | 2024: 12.3679
DEBARY 3 | Gas/Oil:Combustion Turbine | DEF | DEF | 2024: 12.5047; 2026: 11.688
DEBARY 4 | Gas/Oil:Combustion Turbine | DEF | DEF | 2024: 13.8244; 2026: 12.8293
DEBARY 5 | Gas/Oil:Combustion Turbine | DEF | DEF | 2024: 12.8239
DEBARY 6 | Gas/Oil:Combustion Turbine | DEF | DEF | 2024: 12.8338; 2025: 12.4789
DEBARY 7 | Gas/Oil:Combustion Turbine | DEF | DEF | 2023: 12.9834; 2024: 12.7017; 2025: 12.5247; 2026: 12.4341; 2027: 12.381; 2028: 12.2731; 2029: 12.4246; 2030: 12.6225; 2031: 12.586; 2032: 12.5101; 2033: 12.6761; 2034: 12.5964; 2035: 12.5969; 2036: 12.4312
DEBARY 8 | Gas/Oil:Combustion Turbine | DEF | DEF | 2023: 13.5463; 2024: 12.9708; 2025: 12.892; 2026: 12.7881; 2027: 12.5962; 2028: 12.3923; 2029: 12.7308; 2030: 12.9908; 2031: 12.8926; 2032: 12.7462; 2033: 12.7981; 2034: 12.7944; 2035: 12.6424; 2036: 12.4589
DEBARY 9 | Gas/Oil:Combustion Turbine | DEF | DEF | 2023: 13.4982; 2024: 12.8522; 2025: 12.9453; 2026: 12.824; 2027: 12.5959; 2028: 12.3852; 2029: 12.5917; 2030: 12.9593; 2031: 12.9304; 2032: 12.8805; 2033: 12.9099; 2034: 12.7666; 2035: 12.7098; 2036: 12.4845
DEF Nuclear Natrium | Nuclear:Nuclear | DEF | DEF | 2048: 9.2983; 2049: 9.7265; 2050: 10.1043; 2051: 10.8249; 2052: 10.3272; 2053: 10.3926; 2054: 9.8994; 2055: 9.6505; 2056: 9.181; 2057: 8.9325
DEF Nuclear Natrium - Storage | Storage:Battery | DEF | DEF
DEF Nuclear Natrium - Storage PTC | Storage:Battery | DEF | DEF
DEF Nuclear Natrium PTC | Nuclear:Nuclear | DEF | DEF | 2038: 8.025; 2039: 8.025; 2040: 8.025; 2041: 8.025; 2042: 8.025; 2043: 8.025; 2044: 8.025; 2045: 8.0252; 2046: 8.025; 2047: 8.0409; 2048: 8.0384; 2049: 8.0499; 2050: 8.0604; 2051: 8.0834; 2052: 8.0739; 2053: 8.054; 2054: 8.0489; 2055: 8.0275; 2056: 8.025; 2057: 8.025
Gen 190MW CT | Gas/Oil:Combustion Turbine | DEF | DEF | [7 empty] | 10.7901 | 11.4128 | 10.872 |  | 10.675 | 10.6492 | 10.9497 | 10.7168 | 10.6466 | 11.2128 | 10.59 | 10.5153 | 10.6851 | 11.138 | 10.7453 | 10.9413 | 10.6585 | 11.0197 | 10.9202 | 11.623 | 10.4609 | 10.532 | 10.487 | 10.4999 | 10.4687 | 10.5114 | 10.4971 | 10.4983
Gen 190MW CT H2 | Gas/Oil:Combustion Turbine | DEF | DEF | 2043: 10.5952; 2044: 10.651; 2045: 10.6848; 2046: 10.6577; 2047: 10.5084; 2048: 10.8442; 2049: 10.9505; 2050: 10.3787; 2051: 10.4347; 2052: 10.4395; 2053: 10.4153; 2054: 10.4189; 2055: 10.4496; 2056: 10.3676; 2057: 10.4193
HEAT | Demand:Demand Response | DEF | DEF
Hines CC 1 | Gas/Oil:Combined Cycle | DEF | DEF | 2023: 7.2456; 2024: 7.1908; 2025: 7.2149; 2026: 7.2989; 2027: 7.2458; 2028: 7.2848; 2029: 7.2722; 2030: 7.2814; 2031: 7.2197; 2032: 7.3061; 2033: 7.2162; 2034: 7.2727; 2035: 7.1512; 2036: 7.1905; 2037: 7.1354; 2038: 7.2103; 2039: 7.0417
Hines CC 2 | Gas/Oil:Combined Cycle | DEF | DEF | 7.3001 | 7.3352 | 7.2064 | 7.1924 | 7.2109 | 7.2243 | 7.2335 | 7.2223 | 7.2102 | 7.2197 | 7.1722 | 7.1627 | 7.1315 | 7.1389 | 7.1304 | 7.1261 | 7.1411 | 7.1332 | 7.1457 | 7.1396 | 7.1788
Hines CC 3 | Gas/Oil:Combined Cycle | DEF | DEF | 7.0914 | 7.0972 | 7.1118 | 6.9972 | 6.979 | 6.9832 | 6.9774 | 6.9655 | 6.9694 | 6.9646 | 6.9463 | 6.9344 | 6.9295 | 6.9299 | 6.9337 | 6.9303 | 6.9294 | 6.9207 | 6.9114 | 6.9236 | 6.933 | 6.928 | 6.8747
Hines CC 4 | Gas/Oil:Combined Cycle | DEF | DEF | 7.0332 | 7.0123 | 7.013 | 7.0537 | 7.0658 | 6.901 | 6.9225 | 6.9087 | 6.9224 | 6.9143 | 6.9011 | 6.8904 | 6.8965 | 6.843 | 6.8631 | 6.8569 | 6.8732 | 6.8668 | 6.8535 | 6.8216 | 6.863 | 6.8507 | 6.8856 | 6.8928 | 6.8067
INT CITY 1 | Gas/Oil:Combustion Turbine | DEF | DEF | 2023: 12.7645; 2024: 13.2202; 2025: 15.7685; 2026: 13.6243; 2027: 13.2202; 2028: 13.4988; 2030: 13.0726; 2031: 13.422; 2032: 12.5136; 2033: 13.2202; 2034: 12.5136
INT CITY 10 | Gas/Oil:Combustion Turbine | DEF | DEF | 2023: 12.4518; 2024: 12.6782; 2025: 12.5363; 2026: 12.5634; 2027: 12.4535; 2028: 12.4578; 2029: 12.6005; 2030: 12.7142; 2031: 12.542; 2032: 12.6001; 2033: 12.5642; 2034: 12.7464; 2035: 12.6655; 2036: 12.769; 2037: 12.7457; 2038: 12.5141
INT CITY 11 | Gas/Oil:Combustion Turbine | DEF | DEF | 2024: 11.9657; 2025: 12.1011; 2026: 12.1644; 2027: 11.3443; 2028: 11.3886; 2030: 11.7459; 2031: 11.815; 2032: 11.9717; 2033: 12.0593; 2034: 13.1968; 2035: 11.9032; 2036: 11.6306; 2037: 11.7048; 2038: 11.3274; 2039: 11.5886; 2040: 11.8231; 2041: 11.885; 2042: 11.8714; 2043: 12.1413; 2044: 11.0869
INT CITY 12 | Gas/Oil:Combustion Turbine | DEF | DEF | 12.0958 | 12.5003 | 12.3352 | 12.2123 | 12.3517 | 12.271 | 12.2697 | 12.4667 | 12.3548 | 12.3965 | 12.335 | 12.5274 | 12.382 | 12.4674 | 12.4142 | 12.4348 | 12.4451 | 12.3977 | 12.4336 | 12.4797 | 12.5757 | 12.432 | 12.0958
INT CITY 13 | Gas/Oil:Combustion Turbine | DEF | DEF | 12.1164 | 12.4285 | 12.3162 | 12.2008 | 12.3322 | 12.2416 | 12.2611 | 12.3935 | 12.3235 | 12.3135 | 12.2129 | 12.5131 | 12.3895 | 12.4508 | 12.4059 | 12.4527 | 12.4389 | 12.3214 | 12.4051 | 12.408 | 12.56 | 12.4036 | 12.08
INT CITY 14 | Gas/Oil:Combustion Turbine | DEF | DEF | 12.1688 | 12.4055 | 12.3107 | 12.2172 | 12.3336 | 12.2615 | 12.2552 | 12.4342 | 12.3678 | 12.2964 | 12.3148 | 12.4901 | 12.4401 | 12.5126 | 12.4009 | 12.4361 | 12.4837 | 12.4704 | 12.5005 | 12.4472 | 12.5698 | 12.4268 | 12.0868
INT CITY 2 | Gas/Oil:Combustion Turbine | DEF | DEF | 2027: 13.9571; 2030: 15.1839; 2031: 14.3015; 2032: 16.0747
INT CITY 3 | Gas/Oil:Combustion Turbine | DEF | DEF | 2024: 14.7617; 2025: 15.5017; 2026: 15.1317; 2027: 13.3543; 2028: 13.3971; 2030: 13.6192; 2031: 13.8705; 2032: 14.4783; 2033: 14.7617
INT CITY 4 | Gas/Oil:Combustion Turbine | DEF | DEF | 2023: 13.624; 2024: 14.0109; 2025: 15.5324; 2026: 13.624; 2027: 13.3013; 2028: 15.5324; 2030: 13.7434; 2031: 14.3903; 2032: 14.1142; 2033: 14.1035; 2034: 12.6391
INT CITY 5 | Gas/Oil:Combustion Turbine | DEF | DEF | 2026: 13.0019; 2027: 13.5583; 2028: 13.0019; 2030: 13.5583; 2031: 13.81; 2032: 13.9033; 2033: 14.8675
INT CITY 6 | Gas/Oil:Combustion Turbine | DEF | DEF | 2024: 14.411; 2025: 14.6273; 2026: 14.2929; 2027: 13.1705; 2028: 13.3647; 2030: 13.9439; 2031: 13.6425; 2032: 14.4181; 2033: 14.6273
INT CITY 7 | Gas/Oil:Combustion Turbine | DEF | DEF | 2023: 13.1331; 2024: 12.9312; 2025: 12.8092; 2026: 12.7534; 2027: 12.5534; 2028: 12.5811; 2029: 13.231; 2030: 13.215; 2031: 13.0821; 2032: 12.916; 2033: 12.7889; 2034: 13.1605; 2035: 12.8652; 2036: 12.9772; 2037: 12.7957; 2038: 12.6718
INT CITY 8 | Gas/Oil:Combustion Turbine | DEF | DEF | 2023: 12.7568; 2024: 12.7565; 2025: 12.6754; 2026: 12.6031; 2027: 12.4962; 2028: 12.517; 2029: 12.8218; 2030: 12.9261; 2031: 12.8781; 2032: 12.8421; 2033: 12.7084; 2034: 12.9326; 2035: 12.7441; 2036: 12.8208; 2037: 12.736; 2038: 12.4384
INT CITY 9 | Gas/Oil:Combustion Turbine | DEF | DEF | 2023: 12.878; 2024: 12.8356; 2025: 12.6226; 2026: 12.7275; 2027: 12.5475; 2028: 12.5755; 2029: 12.9171; 2030: 12.9783; 2031: 12.8699; 2032: 12.8895; 2033: 12.6944; 2034: 12.9104; 2035: 12.7954; 2036: 12.8338; 2037: 12.777; 2038: 12.4951
INTER | Demand:Demand Response | DEF | DEF
Mulberry | Gas/Oil:Combined Cycle | DEF | DEF
New DEF OnShore Wind | Renewable:Wind | DEF | DEF
New DEF OnShore Wind PTC | Renewable:Wind | DEF | DEF
NSG Vand CT 1 | Gas/Oil:Combustion Turbine | DEF | DEF | 2023: 10.3403; 2024: 10.3666; 2025: 10.3424; 2026: 10.3501; 2027: 10.2976
NSG Vand CT 2 | Gas/Oil:Combustion Turbine | DEF | DEF | 2023: 10.3358; 2024: 10.3515; 2025: 10.3405; 2026: 10.3458; 2027: 10.3001
NSG Vand CT 3 | Gas/Oil:Combustion Turbine | DEF | DEF | 2023: 10.3406; 2024: 10.3471; 2025: 10.3409; 2026: 10.3449; 2027: 10.302
NSG Vand CT 4 | Gas/Oil:Combustion Turbine | DEF | DEF | 2023: 10.3412; 2024: 10.3491; 2025: 10.3559; 2026: 10.3505; 2027: 10.3022
Orange Cogen | Gas/Oil:Combined Cycle | DEF | DEF
Orlando Cogen | Gas/Oil:Combined Cycle | DEF | DEF
Osprey 1 0 | Gas/Oil:Combined Cycle | DEF | DEF | 2023: 7.0052; 2024: 7.0285
Osprey 1 1 | Gas/Oil:Combined Cycle | DEF | DEF | 2023: 6.904; 2024: 6.8911
Osprey 1 2 | Gas/Oil:Combined Cycle | DEF | DEF | 2023: 8.26; 2024: 8.1721
OspreyAcq | Gas/Oil:Combined Cycle | DEF | DEF |  | 6.9242 | 6.9619 | 6.9722 | 6.9932 | 6.9723 | 7.0012 | 6.9999 | 6.9994 | 7.0055 | 6.9741 | 6.9643 | 6.9532 | 6.943 | 6.9407 | 6.9316 | 6.9352 | 6.9338 | 6.9462 | 6.9547 | 6.9513 | 6.9213
OspreyAcqDF | Gas/Oil:Combined Cycle | DEF | DEF |  | 8.3747 | 8.1826 | 8.1831 | 8.1806 | 8.1861 | 8.1824 | 8.1783 | 8.1802 | 8.1826 | 8.1813 | 8.169 | 8.1718 | 8.1678 | 8.1786 | 8.1756 | 8.1697 | 8.1835 | 8.1669 | 8.1682 | 8.1662 | 8.209
Pasco County | Renewable:Biomass | DEF | DEF
Pinellas County | Renewable:Biomass | DEF | DEF
Shady Hills 1 | Gas/Oil:Combustion Turbine | DEF | DEF | 2023: 10.4954; 2024: 10.4176
Shady Hills 2 | Gas/Oil:Combustion Turbine | DEF | DEF | 2023: 10.4914; 2024: 10.3768
Shady Hills 3 | Gas/Oil:Combustion Turbine | DEF | DEF | 2023: 10.45; 2024: 10.3768
Solar 3rdParty Block 1 | Renewable:Solar PV | DEF | DEF
Solar 3rdParty Block 2 | Renewable:Solar PV | DEF | DEF
Solar 3rdParty Block 3 | Renewable:Solar PV | DEF | DEF
Solar 3rdParty Block 4 | Renewable:Solar PV | DEF | DEF
Solar DEF Bay Ranch | Renewable:Solar PV | DEF | DEF
Solar DEF Bay Trail | Renewable:Solar PV | DEF | DEF
Solar DEF Charlie Creek | Renewable:Solar PV | DEF | DEF
Solar DEF Columbia | Renewable:Solar PV | DEF | DEF
Solar DEF County Line | Renewable:Solar PV | DEF | DEF
Solar DEF Debary | Renewable:Solar PV | DEF | DEF
Solar DEF Duette | Renewable:Solar PV | DEF | DEF
Solar DEF Falmouth | Renewable:Solar PV | DEF | DEF
Solar DEF Fort Green | Renewable:Solar PV | DEF | DEF
Solar DEF Hamilton | Renewable:Solar PV | DEF | DEF
Solar DEF Hardeetown | Renewable:Solar PV | DEF | DEF
Solar DEF High Spring | Renewable:Solar PV | DEF | DEF
Solar DEF Hildreth | Renewable:Solar PV | DEF | DEF
Solar DEF Lake Placid | Renewable:Solar PV | DEF | DEF
Solar DEF Mule Creek | Renewable:Solar PV | DEF | DEF
Solar DEF NEW 1 | Renewable:Solar PV | DEF | DEF
Solar DEF NEW 1 PTC | Renewable:Solar PV | DEF | DEF
Solar DEF NEW 2 | Renewable:Solar PV | DEF | DEF
Solar DEF NEW 2 PTC | Renewable:Solar PV | DEF | DEF
Solar DEF NEW 3 | Renewable:Solar PV | DEF | DEF
Solar DEF NEW 3 PTC | Renewable:Solar PV | DEF | DEF
Solar DEF NEW 4 | Renewable:Solar PV | DEF | DEF
Solar DEF NEW 4 PTC | Renewable:Solar PV | DEF | DEF
Solar DEF NEW 5 | Renewable:Solar PV | DEF | DEF
Solar DEF NEW 5 PTC | Renewable:Solar PV | DEF | DEF
Solar DEF Osc Perry Suw | Renewable:Solar PV | DEF | DEF
Solar DEF Sandy Creek | Renewable:Solar PV | DEF | DEF
Solar DEF Santa Fe | Renewable:Solar PV | DEF | DEF
Solar DEF St Pete Pier | Renewable:Solar PV | DEF | DEF
Solar DEF Trenton | Renewable:Solar PV | DEF | DEF
Solar DEF Twin Rivers | Renewable:Solar PV | DEF | DEF
Solar DEF Winquepin | Renewable:Solar PV | DEF | DEF
Solar+Storage DEF NEW 1 | Renewable:Solar PV | DEF | DEF
Solar+Storage DEF NEW 1 PTC + ITC | Renewable:Solar PV | DEF | DEF
Standby | Demand:Demand Response | DEF | DEF
SUWANNEE_P 1 | Gas/Oil:Combustion Turbine | DEF | DEF | 2023: 12.3949; 2024: 12.6585; 2025: 12.646; 2026: 12.5284; 2027: 12.5809; 2028: 12.3963; 2029: 12.5894; 2030: 12.608; 2031: 12.6672; 2032: 12.7428; 2033: 12.8408; 2034: 12.7063
SUWANNEE_P 2 | Gas/Oil:Combustion Turbine | DEF | DEF | 2023: 12.485; 2024: 12.795; 2025: 12.8045; 2026: 12.7326; 2027: 12.5768; 2028: 12.5761; 2029: 12.7072; 2030: 12.685; 2031: 12.8118; 2032: 12.769; 2033: 12.5824; 2034: 12.5643
SUWANNEE_P 3 | Gas/Oil:Combustion Turbine | DEF | DEF | 2023: 12.5178; 2024: 12.7657; 2025: 12.718; 2026: 12.6863; 2027: 12.5846; 2028: 12.5384; 2029: 12.6862; 2030: 12.7195; 2031: 12.7114; 2032: 12.7167; 2033: 12.8004; 2034: 12.6794
Tigerbay 1 | Gas/Oil:Combined Cycle | DEF | DEF | 2023: 7.4601; 2024: 7.4463; 2025: 7.331; 2026: 7.3272; 2027: 7.3309; 2028: 7.3388; 2029: 7.311; 2030: 7.3301; 2031: 7.2956; 2032: 7.303; 2033: 7.2998; 2034: 7.2819; 2035: 7.3705
U OF FL 1 | Gas/Oil:Combustion Turbine | DEF | DEF | 2023: 9.3799; 2024: 9.3779; 2025: 9.3837; 2026: 9.3848; 2027: 9.3846
Voltage Red | Demand:Demand Response | DEF | DEF
WaterHtr_PP | Demand:Demand Response | DEF | DEF
Group Totals
Resource | Type | BA | Area | 2023 | 2024 | 2025 | 2026 | 2027 | 2028 | 2029 | 2030 | 2031 | 2032 | 2033 | 2034 | 2035 | 2036 | 2037 | 2038 | 2039 | 2040 | 2041 | 2042 | 2043 | 2044 | 2045 | 2046 | 2047 | 2048 | 2049 | 2050 | 2051 | 2052 | 2053 | 2054 | 2055 | 2056 | 2057
Total | Coal:Conventional | DEF | DEF | 2023: 11.2395; 2024: 11.187; 2025: 11.217; 2026: 11.3379; 2027: 11.3687; 2028: 11.1586; 2029: 10.9669; 2030: 10.7828; 2031: 10.7738; 2032: 10.7245; 2033: 10.6492; 2034: 10.514
Total | Demand:Demand Response | DEF | DEF | 0 | 0 | 0 | 0 | 0 | 0 | 0 | 0 | 0 | 0 | 0 | 0 | 0 | 0 | 0 | 0 | 0 | 0 | 0 | 0 | 0 | 0 | 0 | 0 | 0 | 0 | 0 | 0 | 0 | 0 | 0 | 0 | 0 | 0 | 0
Total | Gas/Oil:Combined Cycle | DEF | DEF | 6.593 | 6.7986 | 6.8414 | 6.9125 | 6.9011 | 6.914 | 6.8959 | 6.89 | 6.89 | 6.8777 | 6.8564 | 6.8684 | 6.8638 | 6.8555 | 6.8748 | 6.8457 | 6.8351 | 6.8269 | 6.8153 | 6.8031 | 6.8214 | 6.8086 | 6.8213 | 6.8375 | 6.8839 | 6.9678 | 6.9034 | 7.129 | 7.1281 | 7.1499 | 7.1747 | 7.2069 | 7.184 | 7.1332 | 7.0016
Total | Gas/Oil:Combustion Turbine | DEF | DEF | 10.5782 | 10.6996 | 10.6616 | 10.626 | 10.663 | 12.7402 | 13.0263 | 13.0446 | 12.8978 | 12.9947 | 13.0107 | 11.78 | 11.2653 | 11.4209 | 11.3063 | 11.2043 | 11.4056 | 11.693 | 11.35 | 11.299 | 11.4461 | 11.3542 | 10.9636 | 10.6729 | 10.9877 | 10.9397 | 11.5886 | 10.4924 | 10.5975 | 10.5719 | 10.5474 | 10.5483 | 10.5839 | 10.5292 | 10.5396
Total | Gas/Oil:Steam Turbine | DEF | DEF | 2023: 11.3545; 2024: 11.2016; 2025: 11.6924; 2026: 11.7044; 2027: 11.8745; 2028: 11.8077; 2029: 12.4954; 2030: 12.8305; 2031: 12.8381; 2032: 13.308; 2033: 13.6033; 2034: 11.9541; 2035: 11.7368; 2036: 11.7411; 2037: 11.2898; 2038: 11.2205; 2039: 11.2957; 2040: 11.4061; 2041: 11.0067; 2042: 10.7486
Total | Nuclear:Nuclear | DEF | DEF | 2038: 8.025; 2039: 8.025; 2040: 8.025; 2041: 8.025; 2042: 8.025; 2043: 8.025; 2044: 8.025; 2045: 8.0252; 2046: 8.025; 2047: 8.0409; 2048: 8.1332; 2049: 8.2397; 2050: 8.3847; 2051: 8.5648; 2052: 8.615; 2053: 8.7067; 2054: 8.7614; 2055: 8.7639; 2056: 8.6825; 2057: 8.6082
Total | Renewable:Biomass | DEF | DEF | 2023: 0; 2024: 0; 2025: 0; 2026: 0; 2027: 0; 2028: 0; 2029: 0; 2030: 0; 2031: 0; 2032: 0; 2033: 0; 2034: 0; 2035: 0; 2036: 0; 2037: 0; 2038: 0; 2039: 0; 2040: 0; 2041: 0; 2042: 0
Total | Renewable:Solar PV | DEF | DEF | 0 | 0 | 0 | 0 | 0 | 0 | 0 | 0 | 0 | 0 | 0 | 0 | 0 | 0 | 0 | 0 | 0 | 0 | 0 | 0 | 0 | 0 | 0 | 0 | 0 | 0 | 0 | 0 | 0 | 0 | 0 | 0 | 0 | 0 | 0
Total | Renewable:Wind | DEF | DEF | 2043: 0; 2044: 0; 2045: 0; 2046: 0; 2047: 0; 2048: 0; 2049: 0; 2050: 0; 2051: 0; 2052: 0; 2053: 0; 2054: 0; 2055: 0; 2056: 0; 2057: 0
Total | Storage:Battery | DEF | DEF |  |  |  |  | 0 | 0 | 0 | 0 | 0 | 0 | 0 | 0 | 0 | 0 | 0 | 0 | 0 | 0 | 0 | 0 | 0 | 0 | 0 | 0 | 0 | 0 | 0 | 0 | 0 | 0 | 0 | 0 | 0 | 0 | 0

## Dispatch Price
Dispatch Price ($/MWh)
Base
Resource | Type | BA | Area | 2023 | 2024 | 2025 | 2026 | 2027 | 2028 | 2029 | 2030 | 2031 | 2032 | 2033 | 2034 | 2035 | 2036 | 2037 | 2038 | 2039 | 2040 | 2041 | 2042 | 2043 | 2044 | 2045 | 2046 | 2047 | 2048 | 2049 | 2050 | 2051 | 2052 | 2053 | 2054 | 2055 | 2056 | 2057
AC | Demand:Demand Response | DEF | DEF
Anclote 1 | Gas/Oil:Steam Turbine | DEF | DEF | 2023: 72.587; 2024: 59.5151; 2025: 61.3517; 2026: 59.8791; 2027: 60.904; 2028: 63.5788; 2029: 65.3183; 2030: 66.0904; 2031: 71.0284; 2032: 77.688; 2033: 80.7302; 2034: 67.9498; 2035: 68.0252; 2036: 68.9308; 2037: 70.3185; 2038: 73.6575; 2039: 74.1105; 2040: 80.1835; 2041: 80.4772; 2042: 85.05
Anclote 2 | Gas/Oil:Steam Turbine | DEF | DEF | 2023: 76.4062; 2024: 64.6656; 2025: 68.0357; 2026: 65.1478; 2027: 68.1144; 2028: 70.3761; 2029: 76.813; 2030: 81.3892; 2031: 77.1707; 2032: 87.7207; 2033: 88.2912; 2034: 76.6894; 2035: 75.4667; 2036: 77.13; 2037: 76.7251; 2038: 80.3391; 2039: 82.251; 2040: 84.1432; 2041: 86.5586; 2042: 82.0505
As Avail | Gas/Oil:Combined Cycle | DEF | DEF | 57.571 | 48.0086 | 42.9042 | 42.9713 | 42.6734 | 47.6225 | 45.3233 | 43.3414 | 42.9107 | 40.989 | 42.5116 | 48.2698 | 53.487 | 53.2985 | 62.1923 | 51.8119 | 56.419 | 59.0841 | 58.5806 | 60.2652 | 61.4483 | 63.3902 | 90.3949 | 70.1558 | 65.3311 | 53.8014 | 79.0588 | 175.966 | 115.9304 | 157.8014 | 133.998 | 111.1873 | 125.5112 | 136.2885 | 105.9141
As Avail PCS | Renewable:Biomass | DEF | DEF | 2023: 55.1162; 2024: 46.3341; 2025: 42.5405; 2026: 43.3913; 2027: 44.434; 2028: 46.5465; 2029: 43.1948; 2030: 41.3609; 2031: 42.6987; 2032: 40.3113; 2033: 42.8192; 2034: 46.3919; 2035: 50.5046; 2036: 53.7516; 2037: 58.617; 2038: 55.1644; 2039: 57.3058; 2040: 58.2985; 2041: 57.2886; 2042: 58.3972
Bartow CC 1 0 | Gas/Oil:Combined Cycle | DEF | DEF | 49.6332 | 41.64 | 39.5528 | 39.1266 | 39.926 | 40.8005 | 40.955 | 40.0411 | 40.0878 | 41.3133 | 42.3397 | 43.2738 | 43.6688 | 44.5107 | 46.3392 | 47.7516 | 49.7212 | 51.9926 | 54.3155 | 56.1229 | 57.9335 | 60.5646 | 63 | 66.2769 | 69.1515 | 74.0125 | 79.7082
Bartow CC 1 PAG | Gas/Oil:Combined Cycle | DEF | DEF | 58.1246 | 49.5563 | 47.8806 | 47.7451 | 49.0153 | 50.1923 | 50.2243 | 48.9189 | 49.5173 | 50.8478 | 51.4699 | 54.9245 | 55.6052 | 57.1862 | 59.1313 | 60.4807 | 63.5559 | 65.6201 | 69.7149 | 69.5134 | 74.1486 | 75.2742 | 79.8223 | 81.9272 | 86.8228 | 90.8316 | 91.6668
BARTOW_P 1 | Gas/Oil:Combustion Turbine | DEF | DEF | 2026: 404.8198
BARTOW_P 2 | Gas/Oil:Combustion Turbine | DEF | DEF | 2023: 171.5451; 2024: 85.9635; 2025: 97.2013; 2026: 95.2563; 2027: 98.2593; 2028: 90.7864; 2029: 94.6302; 2030: 99.7659; 2031: 91.9034; 2032: 100.1095; 2033: 100.6029; 2034: 146.5279
BARTOW_P 3 | Gas/Oil:Combustion Turbine | DEF | DEF | 2024: 273.581; 2026: 285.9314
BARTOW_P 4 | Gas/Oil:Combustion Turbine | DEF | DEF | 2023: 108.477; 2024: 85.5599; 2025: 86.2139; 2026: 84.9791; 2027: 85.9346; 2028: 89.0693; 2029: 88.2897; 2030: 90.3877; 2031: 92.1164; 2032: 94.3756; 2033: 89.8022; 2034: 113.6561
Battery 2 Hours | Storage:Battery | DEF | DEF
Battery 4 Hours | Storage:Battery | DEF | DEF
BAYBORO_P 1 | Gas/Oil:Combustion Turbine | DEF | DEF | 2024: 290.5373; 2025: 272.7853
BAYBORO_P 2 | Gas/Oil:Combustion Turbine | DEF | DEF | 2024: 357.3089
BAYBORO_P 3 | Gas/Oil:Combustion Turbine | DEF | DEF | 2024: 285.7987; 2025: 294.5588
BAYBORO_P 4 | Gas/Oil:Combustion Turbine | DEF | DEF | 2024: 287.9094
Citrus CC 1 | Gas/Oil:Combined Cycle | DEF | DEF | 44.2272 | 37.0816 | 35.2076 | 34.2342 | 34.3803 | 35.149 | 35.1918 | 34.53 | 34.7703 | 35.7272 | 36.8294 | 37.6839 | 38.7633 | 40.0107 | 40.7999 | 44.5287 | 45.5698 | 48.3206 | 51.1287 | 53.464 | 55.54 | 57.797 | 59.495 | 61.2599 | 64.1758 | 67.8733 | 71.9109 | 175.8342 | 179.3176 | 180.7845 | 181.0123 | 178.929 | 180.605 | 183.895 | 183.5019
Citrus CC 1 Duct | Gas/Oil:Combined Cycle | DEF | DEF | 59.7969 | 50.4411 | 48.7069 | 48.0086 | 48.4413 | 49.6623 | 49.6407 | 48.7011 | 49.6271 | 50.5338 | 51.8981 | 52.9973 | 54.8846 | 56.1152 | 58.3886 | 62.9999 | 64.8903 | 67.5666 | 73.7547 | 75.8858 | 78.3578 | 82.111 | 84.6313 | 87.4482 | 92.0368 | 98.9631 | 102.6004 | 251.9701 | 251.9737 | 251.9731 | 251.9444 | 251.9848 | 251.9887 | 251.9738 | 251.9908
Citrus CC 2 | Gas/Oil:Combined Cycle | DEF | DEF | 44.7109 | 37.0209 | 35.1856 | 34.2477 | 34.4028 | 35.1058 | 35.1503 | 34.4596 | 34.3587 | 35.5785 | 36.5979 | 37.7556 | 39.0332 | 39.9429 | 41.2447 | 44.2691 | 45.8526 | 47.2294 | 51.7656 | 53.1331 | 55.098 | 57.3078 | 59.1514 | 61.6077 | 64.2186 | 68.6415 | 72.8265 | 179.3369 | 179.6273 | 177.9707 | 178.2197 | 180.9018 | 181.956 | 184.6964 | 180.0941
Citrus CC 2 Duct | Gas/Oil:Combined Cycle | DEF | DEF | 60.1353 | 49.8358 | 48.5728 | 47.6781 | 48.2654 | 49.681 | 49.5907 | 48.6765 | 49.1524 | 50.3588 | 51.7931 | 52.9259 | 55.213 | 56.1718 | 58.4773 | 62.5795 | 64.9587 | 67.4175 | 73.9796 | 76.0845 | 78.2153 | 81.5901 | 85.1799 | 87.4188 | 92.0011 | 97.5223 | 102.7282 | 251.9474 | 251.9525 | 251.9702 | 251.981 | 251.9029 | 251.9236 | 251.9661 | 251.9808
Crystal 4 | Coal:Conventional | DEF | DEF | 2023: 92.927; 2024: 78.8551; 2025: 69.2196; 2026: 74.5929; 2027: 74.8068; 2028: 70.1959; 2029: 63.1157; 2030: 53.9764; 2031: 47.7842; 2032: 48.6004; 2033: 48.3898; 2034: 49.3976
Crystal 5 | Coal:Conventional | DEF | DEF | 2023: 91.101; 2024: 76.5481; 2025: 68.6426; 2026: 70.1734; 2027: 71.8929; 2028: 67.8211; 2029: 61.8461; 2030: 53.0333; 2031: 46.9064; 2032: 48.083; 2033: 48.8093; 2034: 51.2045
DEBARY 10 | Gas/Oil:Combustion Turbine | DEF | DEF | 2024: 267.0188; 2025: 279.2183; 2026: 309.5758; 2027: 285.6881; 2028: 297.775; 2029: 293.2313; 2030: 239.6034; 2031: 264.2505; 2032: 249.9692; 2033: 262.3608; 2034: 213.4869; 2035: 250.7092
DEBARY 2 | Gas/Oil:Combustion Turbine | DEF | DEF | 2024: 258.0517; 2026: 260.2259; 2027: 418.535
DEBARY 3 | Gas/Oil:Combustion Turbine | DEF | DEF | 2024: 248.4787; 2026: 280.7681
DEBARY 4 | Gas/Oil:Combustion Turbine | DEF | DEF | 2024: 303.8145; 2025: 369.4436; 2026: 278.7727; 2027: 497.8774
DEBARY 5 | Gas/Oil:Combustion Turbine | DEF | DEF | 2024: 268.1517; 2026: 257.3562
DEBARY 6 | Gas/Oil:Combustion Turbine | DEF | DEF | 2024: 260.5907; 2025: 263.3823; 2026: 278.7727
DEBARY 7 | Gas/Oil:Combustion Turbine | DEF | DEF | 2023: 102.5406; 2024: 80.8575; 2025: 76.9301; 2026: 78.6635; 2027: 80.1273; 2028: 79.9537; 2029: 82.1916; 2030: 84.5254; 2031: 84.3321; 2032: 86.5275; 2033: 84.9977; 2034: 80.81; 2035: 81.3; 2036: 81.5997
DEBARY 8 | Gas/Oil:Combustion Turbine | DEF | DEF | 2023: 109.3214; 2024: 84.7429; 2025: 79.249; 2026: 80.5867; 2027: 78.4044; 2028: 80.74; 2029: 86.0426; 2030: 86.9219; 2031: 87.7675; 2032: 90.7796; 2033: 83.458; 2034: 81.5033; 2035: 80.4169; 2036: 81.0601
DEBARY 9 | Gas/Oil:Combustion Turbine | DEF | DEF | 2023: 108.6287; 2024: 81.7848; 2025: 78.7693; 2026: 80.1612; 2027: 81.1715; 2028: 80.5701; 2029: 83.267; 2030: 87.1524; 2031: 86.5243; 2032: 90.0151; 2033: 83.3487; 2034: 80.0176; 2035: 79.2807; 2036: 80.5423
DEF Nuclear Natrium | Nuclear:Nuclear | DEF | DEF | 2048: 10.5174; 2049: 11.0459; 2050: 11.7932; 2051: 12.5281; 2052: 12.5798; 2053: 12.8597; 2054: 12.5487; 2055: 12.5388; 2056: 12.4892; 2057: 12.4627
DEF Nuclear Natrium - Storage | Storage:Battery | DEF | DEF
DEF Nuclear Natrium - Storage PTC | Storage:Battery | DEF | DEF
DEF Nuclear Natrium PTC | Nuclear:Nuclear | DEF | DEF | 2038: -43.5022; 2039: -44.3945; 2040: -45.4938; 2041: -45.3292; 2042: -46.5009; 2043: -47.6691; 2044: -48.8337; 2045: -49.9937; 2046: -51.1523; 2047: -50.9514; 2048: -52.1021; 2049: -53.2305; 2050: -54.3657; 2051: -55.5089; 2052: -56.6913; 2053: -57.9463; 2054: -59.188; 2055: -60.4925; 2056: -61.79; 2057: -63.1148
Gen 190MW CT | Gas/Oil:Combustion Turbine | DEF | DEF | [5 empty] | 100.5179 |  | 68.1126 | 67.8772 |  |  | 69.4611 | 67.3157 | 68.3195 | 70.7293 | 85.1677 | 85.0391 | 95.9033 | 100.0338 | 104.596 | 100.2846 | 107.1313 | 104.7181 | 107.5265 | 114.1516 | 127.2324 | 129.6398 | 285.5175 | 287.9878 | 288.4711 | 287.7062 | 293.8454 | 292.8812 | 293.4721 | 292.2577
Gen 190MW CT H2 | Gas/Oil:Combustion Turbine | DEF | DEF | 2043: 237.3626; 2044: 302.4284; 2045: 248.8818; 2046: 259.9577; 2047: 260.691; 2048: 288.7315; 2049: 293.7272; 2050: 278.6733; 2051: 281.0641; 2052: 278.3858; 2053: 279.2858; 2054: 281.1081; 2055: 282.4321; 2056: 282.8172; 2057: 282.9016
HEAT | Demand:Demand Response | DEF | DEF
Hines CC 1 | Gas/Oil:Combined Cycle | DEF | DEF | 2023: 49.4626; 2024: 43.3136; 2025: 41.0247; 2026: 41.7293; 2027: 41.8012; 2028: 43.1067; 2029: 43.0936; 2030: 42.4956; 2031: 43.222; 2032: 44.185; 2033: 44.4728; 2034: 45.3739; 2035: 45.7886; 2036: 46.5044; 2037: 48.155; 2038: 49.6408; 2039: 51.1628
Hines CC 2 | Gas/Oil:Combined Cycle | DEF | DEF | 50.7699 | 42.2672 | 39.5537 | 39.518 | 40.3542 | 41.5701 | 41.3854 | 41.1546 | 41.5062 | 42.0882 | 42.909 | 43.7657 | 44.5539 | 45.5926 | 47.1293 | 48.3756 | 50.7347 | 52.5449 | 55.4043 | 56.7601 | 59.3843
Hines CC 3 | Gas/Oil:Combined Cycle | DEF | DEF | 49.7856 | 41.2665 | 40.4677 | 38.6791 | 39.4121 | 40.2448 | 40.6455 | 39.6795 | 40.2237 | 41.0063 | 42.0411 | 42.9825 | 43.5246 | 44.5402 | 46.1444 | 47.4531 | 49.6238 | 51.6116 | 53.8868 | 55.016 | 56.8573 | 59.933 | 62.9686
Hines CC 4 | Gas/Oil:Combined Cycle | DEF | DEF | 48.9258 | 40.4108 | 38.8489 | 38.2978 | 39.291 | 38.7092 | 39.0682 | 38.0689 | 38.1756 | 39.4276 | 40.5387 | 41.3365 | 41.5408 | 42.5546 | 44.1279 | 45.2754 | 47.5359 | 49.6529 | 51.7958 | 53.0614 | 55.7129 | 57.4452 | 60.7122 | 61.9026 | 64.5816
INT CITY 1 | Gas/Oil:Combustion Turbine | DEF | DEF | 2023: 307.4163; 2024: 275.9859; 2026: 261.5624; 2027: 293.2295; 2028: 268.8847; 2029: 261.3613; 2030: 229.2026; 2031: 231.2384; 2032: 241.9788; 2033: 218.5414
INT CITY 10 | Gas/Oil:Combustion Turbine | DEF | DEF | 2023: 102.2089; 2024: 77.6676; 2025: 76.8387; 2026: 81.2689; 2027: 78.6679; 2028: 83.026; 2029: 82.5943; 2030: 84.2967; 2031: 83.3581; 2032: 84.4472; 2033: 82.1182; 2034: 78.5186; 2035: 80.2652; 2036: 81.8993; 2037: 83.8215; 2038: 86.6008
INT CITY 11 | Gas/Oil:Combustion Turbine | DEF | DEF | 2024: 258.0841; 2025: 247.6738; 2026: 267.0149; 2027: 269.7626; 2028: 271.8634; 2029: 253.7842; 2030: 222.2489; 2031: 217.6448; 2032: 224.0799; 2034: 246.7146; 2035: 228.085; 2036: 214.664; 2037: 200.7586; 2038: 222.5859; 2039: 219.8769; 2040: 302.0874; 2041: 245.7895; 2042: 268.813; 2043: 247.2476; 2044: 255.6854
INT CITY 12 | Gas/Oil:Combustion Turbine | DEF | DEF | 96.0542 | 74.2472 | 72.7321 | 78.3334 | 73.7031 | 76.0217 | 76.1386 | 76.5126 | 75.5436 | 77.008 | 81.6646 | 77.5497 | 79.8604 | 81.7565 | 81.406 | 85.7135 | 89.4062 | 92.7957 | 97.0729 | 99.0797 | 101.123 | 104.158 | 111.223
INT CITY 13 | Gas/Oil:Combustion Turbine | DEF | DEF | 94.8517 | 73.3009 | 72.2167 | 73.6418 | 71.9865 | 75.2862 | 75.447 | 75.2592 | 75.3398 | 77.2817 | 78.3986 | 78.0601 | 79.1836 | 81.689 | 81.4465 | 87.3758 | 88.5207 | 91.5196 | 96.0652 | 99.4284 | 101.5138 | 104.561 | 109.8985
INT CITY 14 | Gas/Oil:Combustion Turbine | DEF | DEF | 94.7935 | 74.2258 | 72.1274 | 74.212 | 73.6832 | 76.2903 | 76.9799 | 75.8536 | 75.8832 | 76.5383 | 78.5736 | 77.7428 | 78.7204 | 80.3051 | 83.7145 | 85.2509 | 88.9227 | 92.6493 | 96.6143 | 98.8591 | 101.6948 | 104.3896 | 109.4955
INT CITY 2 | Gas/Oil:Combustion Turbine | DEF | DEF | 2026: 319.2164; 2027: 313.4966; 2028: 293.6472; 2029: 300.3968; 2030: 248.2915; 2031: 241.9152; 2032: 274.3885
INT CITY 3 | Gas/Oil:Combustion Turbine | DEF | DEF | 2024: 312.7898; 2025: 325.0859; 2026: 311.2284; 2027: 301.8982; 2028: 280.4514; 2029: 290.2792; 2030: 243.6127; 2031: 238.2995; 2032: 252.8724
INT CITY 4 | Gas/Oil:Combustion Turbine | DEF | DEF | 2023: 331.1208; 2024: 302.7057; 2025: 322.5303; 2026: 279.2291; 2027: 304.4222; 2028: 286.8609; 2029: 275.7505; 2030: 234.3937; 2031: 257.9569; 2032: 238.1683
INT CITY 5 | Gas/Oil:Combustion Turbine | DEF | DEF | 2026: 284.9998; 2027: 299.2711; 2028: 288.3289; 2029: 286.9757; 2030: 239.1997; 2031: 234.1522; 2032: 238.7382
INT CITY 6 | Gas/Oil:Combustion Turbine | DEF | DEF | 2023: 368.9036; 2024: 303.5068; 2025: 304.5142; 2026: 300.4045; 2027: 306.3969; 2028: 292.5975; 2029: 282.2341; 2030: 242.8331; 2031: 236.7728; 2032: 249.5763; 2033: 270.3831
INT CITY 7 | Gas/Oil:Combustion Turbine | DEF | DEF | 2023: 98.15; 2024: 79.8414; 2025: 78.0393; 2026: 80.3995; 2027: 78.1719; 2028: 79.799; 2029: 88.1669; 2030: 86.1344; 2031: 87.3641; 2032: 88.4931; 2033: 82.7996; 2034: 79.7798; 2035: 81.3742; 2036: 80.8653; 2037: 82.8438; 2038: 90.4497
INT CITY 8 | Gas/Oil:Combustion Turbine | DEF | DEF | 2023: 98.7718; 2024: 78.192; 2025: 77.015; 2026: 79.5166; 2027: 76.8707; 2028: 79.0896; 2029: 85.7795; 2030: 84.319; 2031: 85.3862; 2032: 84.9375; 2033: 80.2497; 2034: 78.9542; 2035: 79.9467; 2036: 79.956; 2037: 82.8388; 2038: 86.1835
INT CITY 9 | Gas/Oil:Combustion Turbine | DEF | DEF | 2023: 100.8833; 2024: 77.4463; 2025: 77.4127; 2026: 79.433; 2027: 76.9591; 2028: 78.5151; 2029: 86.7391; 2030: 83.802; 2031: 82.5798; 2032: 85.1179; 2033: 79.8227; 2034: 78.1979; 2035: 81.411; 2036: 80.7216; 2037: 82.8046; 2038: 87.3095
INTER | Demand:Demand Response | DEF | DEF
Mulberry | Gas/Oil:Combined Cycle | DEF | DEF | 2023: 71.05; 2024: 43.58
New DEF OnShore Wind | Renewable:Wind | DEF | DEF | 2048: 1.4309; 2049: 1.4309; 2050: 1.4309; 2051: 1.4309; 2052: 1.4309; 2053: 1.4309; 2054: 1.4309; 2055: 1.4309; 2056: 1.4309; 2057: 1.4309
New DEF OnShore Wind PTC | Renewable:Wind | DEF | DEF | 2043: -54.8279; 2044: -56.1674; 2045: -57.5069; 2046: -58.8464; 2047: -58.8464; 2048: -60.1859; 2049: -61.5254; 2050: -62.8649; 2051: -64.2329; 2052: -65.63; 2053: -67.0568; 2054: -68.514; 2055: -70.0022; 2056: -71.5221; 2057: -73.0743
NSG Vand CT 1 | Gas/Oil:Combustion Turbine | DEF | DEF | 2023: 74.6079; 2024: 61.0501; 2025: 60.2932; 2026: 61.9637; 2027: 65.1942
NSG Vand CT 2 | Gas/Oil:Combustion Turbine | DEF | DEF | 2023: 73.9751; 2024: 61.2817; 2025: 61.3704; 2026: 62.0141; 2027: 64.5463
NSG Vand CT 3 | Gas/Oil:Combustion Turbine | DEF | DEF | 2023: 73.7435; 2024: 60.751; 2025: 60.7727; 2026: 61.2865; 2027: 63.6582
NSG Vand CT 4 | Gas/Oil:Combustion Turbine | DEF | DEF | 2023: 73.2956; 2024: 61.4805; 2025: 60.102; 2026: 61.0057; 2027: 66.6832
Orange Cogen | Gas/Oil:Combined Cycle | DEF | DEF | 2023: 87.21; 2024: 53.49; 2025: 55.1
Orlando Cogen | Gas/Oil:Combined Cycle | DEF | DEF | 2023: 107.1333
Osprey 1 0 | Gas/Oil:Combined Cycle | DEF | DEF | 2023: 49.7283; 2024: 41.7936
Osprey 1 1 | Gas/Oil:Combined Cycle | DEF | DEF | 2023: 48.5034; 2024: 40.7532
Osprey 1 2 | Gas/Oil:Combined Cycle | DEF | DEF | 2023: 51.345; 2024: 41.5389
OspreyAcq | Gas/Oil:Combined Cycle | DEF | DEF |  | 40.0505 | 38.2059 | 37.3266 | 38.0207 | 38.8081 | 39.0845 | 38.27 | 38.451 | 39.75 | 40.8247 | 41.6095 | 42.4232 | 42.944 | 44.7739 | 46.3612 | 47.8447 | 49.7816 | 52.2506 | 54.1223 | 55.7071 | 57.8176
OspreyAcqDF | Gas/Oil:Combined Cycle | DEF | DEF |  | 46.2056 | 40.7218 | 40.3702 | 41.0753 | 42.3365 | 42.4062 | 41.4257 | 41.917 | 42.8288 | 44.2623 | 45.206 | 46.0126 | 46.9412 | 48.7642 | 50.4906 | 52.236 | 54.6964 | 57.3595 | 58.7435 | 60.8959 | 63.9178
Pasco County | Renewable:Biomass | DEF | DEF | 2023: 29.84; 2024: 30.88; 2025: 42.7218; 2026: 43.0145; 2027: 45.7862; 2028: 44.3723; 2029: 44.254; 2030: 41.9078; 2031: 43.8153; 2032: 41.6407; 2033: 41.64; 2034: 46.9186; 2035: 50.0993; 2036: 56.7576; 2037: 58.4017; 2038: 53.891; 2039: 58.6623; 2040: 55.7897; 2041: 61.1787; 2042: 58.4286
Pinellas County | Renewable:Biomass | DEF | DEF | 2023: 29.84; 2024: 30.88; 2025: 43.254; 2026: 43.9; 2027: 42.817; 2028: 44.7187; 2029: 44.9479; 2030: 43.3104; 2031: 43.6644; 2032: 40.405; 2033: 42.603; 2034: 45.4945; 2035: 49.3603; 2036: 49.8321; 2037: 55.782; 2038: 52.6385; 2039: 61.8069; 2040: 57.3792; 2041: 60.8844; 2042: 59.5477
Shady Hills 1 | Gas/Oil:Combustion Turbine | DEF | DEF | 2023: 76.811; 2024: 129.0372
Shady Hills 2 | Gas/Oil:Combustion Turbine | DEF | DEF | 2023: 78.1926; 2024: 107.7835
Shady Hills 3 | Gas/Oil:Combustion Turbine | DEF | DEF | 2023: 77.2215; 2024: 102.8101
Solar 3rdParty Block 1 | Renewable:Solar PV | DEF | DEF |  | 51.4767 | 42.6077 | 43.1211 | 44.5355 | 46.4711 | 43.1205 | 40.6898 | 40.5442 | 38.4445 | 39.9172 | 44.4916 | 46.6764 | 50.5445 | 53.0865 | 49.1379 | 55.1174 | 53.867 | 55.5309 | 55.1134 | 59.5962 | 60.4803 | 75.3214 | 64.44 | 71.8021 | 54.6774 | 52.7626 | 165.4611 | 108.6306 | 109.0306 | 115.3969 | 124.9944 | 115.1657 | 106.4864 | 105.5943
Solar 3rdParty Block 2 | Renewable:Solar PV | DEF | DEF | [9 empty] | 40.6934 | 39.9172 | 46.0106 | 46.6764 | 51.6614 | 53.0865 | 49.6526 | 55.1174 | 53.867 | 55.5309 | 55.1134 | 59.5962 | 60.4803 | 75.3214 | 64.44 | 71.8021 | 54.6774 | 52.7625 | 165.4611 | 108.6306 | 109.0305 | 115.3969 | 124.9943 | 115.1657 | 106.4864 | 105.5945
Solar 3rdParty Block 3 | Renewable:Solar PV | DEF | DEF | 2040: 56.0732; 2041: 55.5309; 2042: 55.7093; 2043: 59.5962; 2044: 61.2781; 2045: 75.3214; 2046: 64.7827; 2047: 71.8021; 2048: 54.6774; 2049: 52.7625; 2050: 165.4611; 2051: 108.6306; 2052: 109.0305; 2053: 115.3968; 2054: 124.9943; 2055: 115.1658; 2056: 106.4864; 2057: 105.5945
Solar 3rdParty Block 4 | Renewable:Solar PV | DEF | DEF | 2048: 54.7416; 2049: 52.7625; 2050: 166.8296; 2051: 108.6307; 2052: 109.0304; 2053: 115.3968; 2054: 124.9944; 2055: 115.1658; 2056: 106.4864; 2057: 105.5945
Solar DEF Bay Ranch | Renewable:Solar PV | DEF | DEF | 2023: -33.1525; 2024: -36.1664; 2025: -36.1664; 2026: -36.1664; 2027: -36.1664; 2028: -40.1849; 2029: -43.5336; 2030: -43.5336; 2031: -43.5336; 2032: -46.8823; 2033: -15.2582
Solar DEF Bay Trail | Renewable:Solar PV | DEF | DEF | 2023: -33.1525; 2024: -36.1664; 2025: -36.1664; 2026: -36.1664; 2027: -36.1664; 2028: -40.1849; 2029: -43.5336; 2030: -43.5336; 2031: -43.5336; 2032: -40.9695
Solar DEF Charlie Creek | Renewable:Solar PV | DEF | DEF | 2023: -33.1525; 2024: -36.1664; 2025: -36.1664; 2026: -36.1664; 2027: -36.1664; 2028: -40.1849; 2029: -43.5336; 2030: -43.5336; 2031: -43.5336; 2032: -33.6603
Solar DEF Columbia | Renewable:Solar PV | DEF | DEF
Solar DEF County Line | Renewable:Solar PV | DEF | DEF | 2025: -34.9608; 2026: -36.1664; 2027: -37.3719; 2028: -41.5243; 2029: -42.8638; 2030: -42.8638; 2031: -44.2033; 2032: -45.5428; 2033: -45.5428; 2034: -46.8823; 2035: -3.1304
Solar DEF Debary | Renewable:Solar PV | DEF | DEF
Solar DEF Duette | Renewable:Solar PV | DEF | DEF
Solar DEF Falmouth | Renewable:Solar PV | DEF | DEF | 2024: -36.1664; 2025: -36.1664; 2026: -36.1664; 2027: -36.1664; 2028: -40.1849; 2029: -43.5336; 2030: -43.5336; 2031: -43.5336; 2032: -46.8823; 2033: -46.8823; 2034: -6.2093
Solar DEF Fort Green | Renewable:Solar PV | DEF | DEF | 2023: -33.1525; 2024: -36.1664; 2025: -36.1664; 2026: -36.1664; 2027: -36.1664; 2028: -40.1849; 2029: -43.5336; 2030: -43.5336; 2031: -43.5336; 2032: -24.7731
Solar DEF Hamilton | Renewable:Solar PV | DEF | DEF
Solar DEF Hardeetown | Renewable:Solar PV | DEF | DEF | 2023: -33.1525; 2024: -36.1664; 2025: -36.1664; 2026: -36.1664; 2027: -36.1664; 2028: -40.1849; 2029: -43.5336; 2030: -43.5336; 2031: -43.5336; 2032: -46.8823; 2033: -15.2582
Solar DEF High Spring | Renewable:Solar PV | DEF | DEF | 2023: -33.1525; 2024: -36.1664; 2025: -36.1664; 2026: -36.1664; 2027: -36.1664; 2028: -40.1849; 2029: -43.5336; 2030: -43.5336; 2031: -43.5336; 2032: -46.8823; 2033: -24.7198
Solar DEF Hildreth | Renewable:Solar PV | DEF | DEF | 2023: -33.1525; 2024: -36.1664; 2025: -36.1664; 2026: -36.1664; 2027: -36.1664; 2028: -40.1849; 2029: -43.5336; 2030: -43.5336; 2031: -43.5336; 2032: -46.8823; 2033: -15.2582
Solar DEF Lake Placid | Renewable:Solar PV | DEF | DEF
Solar DEF Mule Creek | Renewable:Solar PV | DEF | DEF | 2024: -36.1664; 2025: -36.1664; 2026: -36.1664; 2027: -36.1664; 2028: -40.1849; 2029: -43.5336; 2030: -43.5336; 2031: -43.5336; 2032: -46.8823; 2033: -46.8823; 2034: -3.0434
Solar DEF Osc Perry Suw | Renewable:Solar PV | DEF | DEF
Solar DEF Sandy Creek | Renewable:Solar PV | DEF | DEF | 2023: -33.1525; 2024: -36.1664; 2025: -36.1664; 2026: -36.1664; 2027: -36.1664; 2028: -40.1849; 2029: -43.5336; 2030: -43.5336; 2031: -43.5336; 2032: -20.5762
Solar DEF Santa Fe | Renewable:Solar PV | DEF | DEF
Solar DEF St Pete Pier | Renewable:Solar PV | DEF | DEF
Solar DEF Trenton | Renewable:Solar PV | DEF | DEF
Solar DEF Twin Rivers | Renewable:Solar PV | DEF | DEF
Solar DEF Winquepin | Renewable:Solar PV | DEF | DEF | 2024: -36.1664; 2025: -36.1664; 2026: -36.1664; 2027: -36.1664; 2028: -40.1849; 2029: -43.5336; 2030: -43.5336; 2031: -43.5336; 2032: -46.8823; 2033: -46.8823; 2034: -3.0434
Solar+Storage DEF NEW 1 | Renewable:Solar PV | DEF | DEF
Solar+Storage DEF NEW 1 PTC + ITC | Renewable:Solar PV | DEF | DEF | 2029: -42.8638; 2030: -42.8638; 2031: -44.2033; 2032: -45.5428; 2033: -45.5428; 2034: -46.8823; 2035: -48.2218; 2036: -49.5613; 2037: -49.5613; 2038: -50.9008; 2039: -52.2403; 2040: -53.5798; 2041: -53.5798
Standby | Demand:Demand Response | DEF | DEF
SUWANNEE_P 1 | Gas/Oil:Combustion Turbine | DEF | DEF | 2023: 98.3757; 2024: 87.0819; 2025: 81.9539; 2026: 80.6301; 2027: 82.9228; 2028: 83.9484; 2029: 85.9325; 2030: 84.5146; 2031: 87.3015; 2032: 88.9102; 2033: 92.1898; 2034: 98.1258
SUWANNEE_P 2 | Gas/Oil:Combustion Turbine | DEF | DEF | 2023: 102.5041; 2024: 85.6093; 2025: 83.3402; 2026: 82.4671; 2027: 82.8365; 2028: 85.3482; 2029: 85.9477; 2030: 85.5279; 2031: 87.0055; 2032: 90.7; 2033: 93.3531; 2034: 95.5896
SUWANNEE_P 3 | Gas/Oil:Combustion Turbine | DEF | DEF | 2023: 101.7603; 2024: 84.8903; 2025: 82.1656; 2026: 81.0515; 2027: 81.9162; 2028: 84.5176; 2029: 85.4498; 2030: 84.8322; 2031: 86.6131; 2032: 89.0847; 2033: 91.5211; 2034: 97.044
Tigerbay 1 | Gas/Oil:Combined Cycle | DEF | DEF | 2023: 51.2798; 2024: 42.4051; 2025: 39.8278; 2026: 39.7307; 2027: 40.207; 2028: 41.8833; 2029: 41.6289; 2030: 41.1955; 2031: 41.2256; 2032: 42.2728; 2033: 43.5082; 2034: 44.287; 2035: 46.2944
U OF FL 1 | Gas/Oil:Combustion Turbine | DEF | DEF | 2023: 66.6685; 2024: 55.7158; 2025: 53.4451; 2026: 52.6459; 2027: 53.2003
Voltage Red | Demand:Demand Response | DEF | DEF
WaterHtr_PP | Demand:Demand Response | DEF | DEF
Group Totals
Resource | Type | BA | Area | 2023 | 2024 | 2025 | 2026 | 2027 | 2028 | 2029 | 2030 | 2031 | 2032 | 2033 | 2034 | 2035 | 2036 | 2037 | 2038 | 2039 | 2040 | 2041 | 2042 | 2043 | 2044 | 2045 | 2046 | 2047 | 2048 | 2049 | 2050 | 2051 | 2052 | 2053 | 2054 | 2055 | 2056 | 2057
Total | Coal:Conventional | DEF | DEF | 2023: 92.2216; 2024: 77.6533; 2025: 68.9619; 2026: 72.2258; 2027: 73.4807; 2028: 69.0758; 2029: 62.5271; 2030: 53.5209; 2031: 47.4327; 2032: 48.321; 2033: 48.5613; 2034: 49.9425
Total | Demand:Demand Response | DEF | DEF | 0 | 0 | 0 | 0 | 0 | 0 | 0 | 0 | 0 | 0 | 0 | 0 | 0 | 0 | 0 | 0 | 0 | 0 | 0 | 0 | 0 | 0 | 0 | 0 | 0 | 0 | 0 | 0 | 0 | 0 | 0 | 0 | 0 | 0 | 0
Total | Gas/Oil:Combined Cycle | DEF | DEF | 50.4266 | 40.3812 | 38.4395 | 37.4862 | 37.9604 | 38.9205 | 38.9123 | 38.0765 | 38.2321 | 39.1452 | 40.1604 | 41.2793 | 42.1736 | 43.087 | 44.7561 | 46.5156 | 48.1882 | 50.2416 | 52.9652 | 54.5081 | 56.5672 | 58.9028 | 61.4262 | 63.7641 | 67.2014 | 71.4766 | 74.8328 | 182.7422 | 183.2978 | 184.0828 | 183.9162 | 184.4651 | 185.6522 | 187.9167 | 186.4244
Total | Gas/Oil:Combustion Turbine | DEF | DEF | 75.7601 | 64.2014 | 62.4129 | 62.4425 | 65.5045 | 83.8556 | 85.7887 | 84.4075 | 84.7652 | 88.8779 | 84.2234 | 73.4088 | 70.1891 | 71.2324 | 73.858 | 86.6683 | 86.6503 | 95.5475 | 99.3223 | 104.1291 | 102.5295 | 107.033 | 110.5701 | 112.9758 | 123.9389 | 129.4981 | 141.9647 | 281.0256 | 284.2686 | 282.4725 | 282.4142 | 285.2809 | 286.2032 | 286.8973 | 287.2493
Total | Gas/Oil:Steam Turbine | DEF | DEF | 2023: 74.0625; 2024: 61.4016; 2025: 63.954; 2026: 61.8684; 2027: 63.7509; 2028: 66.292; 2029: 69.3755; 2030: 71.1507; 2031: 73.7732; 2032: 82.3294; 2033: 85.067; 2034: 71.1768; 2035: 71.0711; 2036: 71.9016; 2037: 73.0103; 2038: 75.8799; 2039: 77.0399; 2040: 81.9055; 2041: 82.8941; 2042: 83.8919
Total | Nuclear:Nuclear | DEF | DEF | 2038: -43.5022; 2039: -44.3945; 2040: -45.4938; 2041: -45.3292; 2042: -46.5009; 2043: -47.6691; 2044: -48.8337; 2045: -49.9937; 2046: -51.1523; 2047: -50.9514; 2048: -47.2157; 2049: -45.6205; 2050: -43.5; 2051: -42.8571; 2052: -39.5623; 2053: -37.5652; 2054: -30.873; 2055: -26.6743; 2056: -19.2928; 2057: -14.3673
Total | Renewable:Biomass | DEF | DEF | 2023: 34.5001; 2024: 33.6923; 2025: 42.9848; 2026: 43.5635; 2027: 43.9187; 2028: 45.1971; 2029: 44.2746; 2030: 42.4314; 2031: 43.4036; 2032: 40.6302; 2033: 42.4696; 2034: 46.0597; 2035: 49.8588; 2036: 52.4526; 2037: 57.1799; 2038: 53.6607; 2039: 59.7969; 2040: 57.327; 2041: 59.8578; 2042: 58.9689
Total | Renewable:Solar PV | DEF | DEF | -15.6135 | -20.1024 | -20.2767 | -18.8883 | -17.747 | -18.4382 | -19.6037 | -20.9797 | -22.4291 | -22.7383 | -14.1616 | -6.5037 | -4.1267 | -2.8104 | -1.7991 | -1.9731 | -0.29935 | 3.9131 | 8.6987 | 12.9381 | 14.4841 | 15.413 | 19.8093 | 17.7443 | 20.7962 | 16.6394 | 16.5928 | 55.1359 | 37.0513 | 36.858 | 36.4293 | 38.5628 | 34.3537 | 35.0328 | 31.054
Total | Renewable:Wind | DEF | DEF | 2043: -54.8279; 2044: -56.1674; 2045: -57.5069; 2046: -58.8464; 2047: -58.8464; 2048: -56.46; 2049: -51.13; 2050: -50.183; 2051: -54.5821; 2052: -56.5872; 2053: -53.9449; 2054: -46.7645; 2055: -39.5617; 2056: -27.436; 2057: -9.8395
Total | Storage:Battery | DEF | DEF |  |  |  |  | 0 | 0 | 0 | 0 | 0 | 0 | 0 | 0 | 0 | 0 | 0 | 0 | 0 | 0 | 0 | 0 | 0 | 0 | 0 | 0 | 0 | 0 | 0 | 0 | 0 | 0 | 0 | 0 | 0 | 0 | 0
Solar 5
Resource | Type | BA | Area | 2023 | 2024 | 2025 | 2026 | 2027 | 2028 | 2029 | 2030 | 2031 | 2032 | 2033 | 2034 | 2035 | 2036 | 2037 | 2038 | 2039 | 2040 | 2041 | 2042 | 2043 | 2044 | 2045 | 2046 | 2047 | 2048 | 2049 | 2050 | 2051 | 2052 | 2053 | 2054 | 2055 | 2056 | 2057
AC | Demand:Demand Response | DEF | DEF
Anclote 1 | Gas/Oil:Steam Turbine | DEF | DEF | 2023: 72.5766; 2024: 59.5129; 2025: 61.9063; 2026: 60.7031; 2027: 61.715; 2028: 64.2302; 2029: 66.2782; 2030: 67.2947; 2031: 71.8443; 2032: 77.3563; 2033: 79.818; 2034: 68.6554; 2035: 69.0256; 2036: 70.201; 2037: 70.3231; 2038: 75.3591; 2039: 75.5265; 2040: 82.2156; 2041: 81.1619; 2042: 87.4438
Anclote 2 | Gas/Oil:Steam Turbine | DEF | DEF | 2023: 76.4808; 2024: 64.6703; 2025: 68.3955; 2026: 66.1953; 2027: 69.2947; 2028: 71.1393; 2029: 79.7974; 2030: 84.0965; 2031: 78.2361; 2032: 88.3145; 2033: 90.0493; 2034: 77.7745; 2035: 76.1595; 2036: 78.6821; 2037: 77.5321; 2038: 80.3331; 2039: 84.6778; 2040: 84.4227; 2041: 88.7293; 2042: 86.2327
As Avail | Gas/Oil:Combined Cycle | DEF | DEF | 57.5718 | 47.4066 | 41.8244 | 42.081 | 41.738 | 46.7384 | 45.4085 | 42.5884 | 45.0393 | 41.2512 | 43.3389 | 48.27 | 51.2822 | 52.5924 | 59.6779 | 50.6436 | 55.8597 | 58.881 | 56.3729 | 60.6344 | 64.5349 | 64.0516 | 90.0939 | 67.3184 | 63.8806 | 49.4823 | 80.3257 | 161.7063 | 105.1176 | 135.2026 | 121.2609 | 105.4336 | 109.3195 | 140.3611 | 103.804
As Avail PCS | Renewable:Biomass | DEF | DEF | 2023: 54.6264; 2024: 46.3891; 2025: 41.4745; 2026: 42.5347; 2027: 43.5613; 2028: 47.3999; 2029: 43.6757; 2030: 40.5179; 2031: 44.2828; 2032: 40.4647; 2033: 43.4764; 2034: 47.2568; 2035: 50.6438; 2036: 50.8139; 2037: 56.9868; 2038: 56.054; 2039: 55.7166; 2040: 57.5469; 2041: 57.447; 2042: 58.5444
Bartow CC 1 0 | Gas/Oil:Combined Cycle | DEF | DEF | 49.6312 | 41.6374 | 39.5851 | 39.2134 | 40.0083 | 40.8557 | 40.9772 | 40.1103 | 40.1272 | 41.37 | 42.4817 | 43.3548 | 43.7257 | 44.652 | 46.4408 | 47.888 | 49.7475 | 52.1044 | 54.4571 | 56.3594 | 58.0304 | 60.6991 | 63.2172 | 66.4457 | 69.4296 | 74.5521 | 80.0493
Bartow CC 1 PAG | Gas/Oil:Combined Cycle | DEF | DEF | 58.1528 | 49.538 | 47.8942 | 47.7825 | 49.0055 | 50.1815 | 50.0821 | 48.8802 | 49.3479 | 50.8821 | 51.8207 | 54.6621 | 55.4805 | 57.2097 | 59.1779 | 60.1485 | 63.46 | 65.6747 | 69.6054 | 69.9582 | 73.8564 | 75.4941 | 80.1605 | 82.3011 | 86.8319 | 90.7786 | 91.0014
BARTOW_P 1 | Gas/Oil:Combustion Turbine | DEF | DEF | 2024: 324.3633
BARTOW_P 2 | Gas/Oil:Combustion Turbine | DEF | DEF | 2023: 158.4985; 2024: 89.0984; 2025: 101.5308; 2026: 104.2431; 2027: 97.6287; 2028: 88.7238; 2029: 107.3695; 2030: 93.6133; 2031: 91.6946; 2032: 96.0856; 2033: 107.5188; 2034: 103.0761
BARTOW_P 3 | Gas/Oil:Combustion Turbine | DEF | DEF
BARTOW_P 4 | Gas/Oil:Combustion Turbine | DEF | DEF | 2023: 110.931; 2024: 87.6237; 2025: 85.0416; 2026: 83.0162; 2027: 88.4228; 2028: 87.0691; 2029: 90.6897; 2030: 90.7025; 2031: 92.7311; 2032: 98.017; 2033: 99.2875; 2034: 118.6758
Battery 2 Hours | Storage:Battery | DEF | DEF
Battery 4 Hours | Storage:Battery | DEF | DEF
BAYBORO_P 1 | Gas/Oil:Combustion Turbine | DEF | DEF | 2024: 289.9015; 2025: 288.973
BAYBORO_P 2 | Gas/Oil:Combustion Turbine | DEF | DEF | 2024: 357.3089; 2025: 362.1112
BAYBORO_P 3 | Gas/Oil:Combustion Turbine | DEF | DEF | 2024: 284.6484; 2025: 308.6474
BAYBORO_P 4 | Gas/Oil:Combustion Turbine | DEF | DEF | 2024: 287.9094; 2025: 308.6474
Citrus CC 1 | Gas/Oil:Combined Cycle | DEF | DEF | 44.2343 | 37.0812 | 35.2075 | 34.2377 | 34.3819 | 35.1487 | 35.2031 | 34.5471 | 34.787 | 35.7469 | 36.8668 | 37.7065 | 38.7746 | 40.0196 | 40.7996 | 44.5747 | 45.6083 | 48.3451 | 51.1877 | 53.4696 | 55.4191 | 57.7447 | 59.1734 | 61.4291 | 64.0563 | 68.2971 | 72.3107 | 178.4281 | 182.3708 | 183.5196 | 183.0272 | 182.8969 | 181.6934 | 184.5369 | 182.8106
Citrus CC 1 Duct | Gas/Oil:Combined Cycle | DEF | DEF | 59.771 | 50.4302 | 48.7383 | 48.0746 | 48.6192 | 49.6898 | 49.6857 | 48.7802 | 49.6619 | 50.5391 | 52.0967 | 53.0165 | 54.8959 | 56.1679 | 58.3584 | 63.0385 | 64.8267 | 67.504 | 73.8369 | 76.2276 | 78.1878 | 82.0067 | 84.9845 | 87.6731 | 92.2051 | 99.252 | 102.644 | 251.9702 | 251.9702 | 251.9734 | 251.9375 | 251.9814 | 251.9886 | 251.9717 | 251.9912
Citrus CC 2 | Gas/Oil:Combined Cycle | DEF | DEF | 44.7122 | 37.0211 | 35.1862 | 34.2483 | 34.4035 | 35.106 | 35.1507 | 34.4616 | 34.3818 | 35.6028 | 36.615 | 37.7561 | 39.0328 | 39.9421 | 41.2479 | 44.2754 | 45.8568 | 47.2285 | 51.7739 | 53.1953 | 55.1644 | 57.4395 | 59.399 | 61.7679 | 64.5873 | 68.736 | 73.3632 | 181.1705 | 182.3491 | 181.547 | 181.8805 | 182.988 | 183.9538 | 185.9151 | 181.0505
Citrus CC 2 Duct | Gas/Oil:Combined Cycle | DEF | DEF | 60.1783 | 49.8306 | 48.614 | 47.7476 | 48.417 | 49.6802 | 49.6483 | 48.75 | 49.1776 | 50.398 | 52.07 | 52.9366 | 55.1989 | 56.238 | 58.5517 | 62.5064 | 64.9714 | 67.4552 | 74.2109 | 76.0412 | 78.0049 | 81.5743 | 85.3635 | 87.5273 | 92.1884 | 97.7451 | 102.4924 | 251.9602 | 251.9228 | 251.947 | 251.9525 | 251.8861 | 251.897 | 251.9603 | 251.981
Crystal 4 | Coal:Conventional | DEF | DEF | 2023: 92.8904; 2024: 78.9528; 2025: 69.4146; 2026: 75.014; 2027: 74.7473; 2028: 70.6894; 2029: 63.8956; 2030: 54.2415; 2031: 48.0066; 2032: 48.8696; 2033: 48.5862; 2034: 49.4471
Crystal 5 | Coal:Conventional | DEF | DEF | 2023: 91.0033; 2024: 76.4737; 2025: 68.7156; 2026: 70.4229; 2027: 72.174; 2028: 68.2859; 2029: 62.1691; 2030: 53.154; 2031: 47.0246; 2032: 48.1338; 2033: 48.8982; 2034: 51.3821
DEBARY 10 | Gas/Oil:Combustion Turbine | DEF | DEF | 2024: 276.1196; 2025: 276.6484; 2026: 325.7355; 2027: 279.1483; 2028: 285.7559; 2029: 296.8422; 2030: 230.2713; 2031: 239.3294; 2032: 233.8411; 2034: 218.0481; 2035: 242.2641; 2036: 265.424
DEBARY 2 | Gas/Oil:Combustion Turbine | DEF | DEF | 2024: 248.9251; 2026: 271.5105
DEBARY 3 | Gas/Oil:Combustion Turbine | DEF | DEF | 2024: 255.8264; 2025: 475.749; 2026: 271.5105
DEBARY 4 | Gas/Oil:Combustion Turbine | DEF | DEF | 2024: 306.1693; 2026: 269.8844
DEBARY 5 | Gas/Oil:Combustion Turbine | DEF | DEF | 2024: 264.2685; 2026: 261.6595
DEBARY 6 | Gas/Oil:Combustion Turbine | DEF | DEF | 2024: 264.7758; 2025: 248.0178; 2026: 293.5571; 2027: 507.9558
DEBARY 7 | Gas/Oil:Combustion Turbine | DEF | DEF | 2023: 104.9171; 2024: 80.6862; 2025: 77.1661; 2026: 78.7452; 2027: 80.8529; 2028: 81.0361; 2029: 84.8545; 2030: 83.6835; 2031: 84.0808; 2032: 89.2901; 2033: 85.217; 2034: 82.326; 2035: 82.3532; 2036: 81.3436
DEBARY 8 | Gas/Oil:Combustion Turbine | DEF | DEF | 2023: 109.0505; 2024: 84.0514; 2025: 80.0057; 2026: 80.5443; 2027: 79.7738; 2028: 81.333; 2029: 87.7513; 2030: 87.8218; 2031: 86.6859; 2032: 92.9842; 2033: 85.7751; 2034: 84.7785; 2035: 80.6782; 2036: 79.996
DEBARY 9 | Gas/Oil:Combustion Turbine | DEF | DEF | 2023: 109.498; 2024: 81.2228; 2025: 78.6525; 2026: 81.1509; 2027: 81.2168; 2028: 80.4342; 2029: 87.0076; 2030: 86.0994; 2031: 85.9905; 2032: 92.2478; 2033: 85.4219; 2034: 84.0106; 2035: 79.6954; 2036: 79.3397
DEF Nuclear Natrium | Nuclear:Nuclear | DEF | DEF | 2048: 10.7096; 2049: 11.1823; 2050: 11.9098; 2051: 12.7919; 2052: 12.6426; 2053: 12.9673; 2054: 12.7346; 2055: 12.677; 2056: 12.4768; 2057: 12.4716
DEF Nuclear Natrium - Storage | Storage:Battery | DEF | DEF
DEF Nuclear Natrium - Storage PTC | Storage:Battery | DEF | DEF
DEF Nuclear Natrium PTC | Nuclear:Nuclear | DEF | DEF | 2038: -43.5022; 2039: -44.3945; 2040: -45.4938; 2041: -45.3293; 2042: -46.5009; 2043: -47.6691; 2044: -48.8337; 2045: -49.9934; 2046: -51.1523; 2047: -50.9498; 2048: -52.102; 2049: -53.2347; 2050: -54.364; 2051: -55.5033; 2052: -56.7044; 2053: -57.9451; 2054: -59.1934; 2055: -60.4898; 2056: -61.79; 2057: -63.1148
Gen 190MW CT | Gas/Oil:Combustion Turbine | DEF | DEF | [7 empty] | 66.1364 | 73.7409 |  | 80.2305 | 70.3291 | 66.8098 | 69.1669 | 71.4743 | 87.1166 | 85.731 | 95.592 | 94.4262 | 100.3292 | 102.6268 | 109.5578 | 105.449 | 109.7691 | 117.2224 | 129.8595 | 132.6428 | 289.964 | 292.3632 | 291.3918 | 292.3642 | 293.4988 | 295.0065 | 294.4628 | 293.4397
Gen 190MW CT H2 | Gas/Oil:Combustion Turbine | DEF | DEF | 2043: 242.5576; 2044: 323.2293; 2045: 249.0209; 2046: 258.9446; 2047: 261.1094; 2048: 297.8116; 2049: 303.9231; 2050: 280.6696; 2051: 284.4018; 2052: 282.1858; 2053: 283.4994; 2054: 286.5176; 2055: 285.8067; 2056: 283.1667; 2057: 283.7983
HEAT | Demand:Demand Response | DEF | DEF
Hines CC 1 | Gas/Oil:Combined Cycle | DEF | DEF | 2023: 49.3779; 2024: 43.3446; 2025: 41.105; 2026: 41.7733; 2027: 42.0348; 2028: 43.4247; 2029: 43.3023; 2030: 42.7479; 2031: 43.1805; 2032: 44.3641; 2033: 44.8144; 2034: 45.5695; 2035: 45.95; 2036: 46.5835; 2037: 48.2209; 2038: 49.7286; 2039: 51.8208
Hines CC 2 | Gas/Oil:Combined Cycle | DEF | DEF | 50.7305 | 42.3474 | 39.641 | 39.5704 | 40.4831 | 41.8359 | 41.6012 | 41.3346 | 41.5881 | 42.2876 | 43.3537 | 43.9087 | 44.6708 | 45.6245 | 47.1299 | 48.542 | 50.8294 | 52.579 | 55.3857 | 57.0148 | 59.503
Hines CC 3 | Gas/Oil:Combined Cycle | DEF | DEF | 49.9203 | 41.2507 | 40.537 | 38.9604 | 39.4761 | 40.3512 | 40.7042 | 39.7893 | 40.3351 | 41.0941 | 42.2722 | 43.0632 | 43.6922 | 44.665 | 46.2311 | 47.5576 | 49.7022 | 51.6676 | 53.9713 | 55.1828 | 56.7338 | 59.9257 | 63.1068
Hines CC 4 | Gas/Oil:Combined Cycle | DEF | DEF | 49.0103 | 40.3968 | 38.8667 | 38.3907 | 39.3514 | 38.7855 | 39.2813 | 38.1597 | 38.2778 | 39.535 | 40.4946 | 41.4148 | 41.6192 | 42.5969 | 44.3743 | 45.2997 | 47.6253 | 49.7232 | 51.8016 | 53.2201 | 55.8494 | 57.4842 | 60.7747 | 61.9462 | 65.8424
INT CITY 1 | Gas/Oil:Combustion Turbine | DEF | DEF | 2023: 307.4163; 2024: 275.9859; 2025: 330.5548; 2026: 271.8276; 2027: 291.7434; 2028: 268.9584; 2030: 230.3596; 2031: 224.4484; 2032: 218.7993; 2033: 289.675
INT CITY 10 | Gas/Oil:Combustion Turbine | DEF | DEF | 2023: 102.9587; 2024: 77.8951; 2025: 76.1496; 2026: 82.2634; 2027: 80.2802; 2028: 80.8993; 2029: 87.5785; 2030: 83.3599; 2031: 82.0084; 2032: 86.5526; 2033: 81.0564; 2034: 80.3946; 2035: 81.3409; 2036: 81.302; 2037: 83.553; 2038: 87.753
INT CITY 11 | Gas/Oil:Combustion Turbine | DEF | DEF | 2024: 251.4979; 2025: 256.0006; 2026: 295.5261; 2027: 267.427; 2028: 259.6681; 2030: 222.3302; 2031: 200.8577; 2032: 224.7437; 2033: 198.878; 2034: 256.8501; 2035: 225.1486; 2036: 215.4496; 2037: 209.6253; 2038: 203.7516; 2039: 225.395; 2040: 299.0619; 2041: 253.1393; 2042: 262.6194; 2043: 251.7778; 2044: 244.8871
INT CITY 12 | Gas/Oil:Combustion Turbine | DEF | DEF | 100.2638 | 74.3302 | 73.2763 | 78.9279 | 75.0994 | 77.5265 | 80.0404 | 76.475 | 74.4777 | 78.3818 | 79.6435 | 78.1707 | 80.589 | 81.8798 | 82.7231 | 86.41 | 89.4134 | 92.9776 | 96.5609 | 100.4723 | 102.453 | 102.4135 | 109.766
INT CITY 13 | Gas/Oil:Combustion Turbine | DEF | DEF | 94.8468 | 73.2876 | 72.8588 | 73.997 | 73.3857 | 76.4079 | 79.262 | 76.1091 | 75.2651 | 77.3019 | 78.7714 | 78.1241 | 80.2886 | 81.2928 | 82.7466 | 85.849 | 89.0811 | 93.1763 | 95.8257 | 99.328 | 102.4551 | 103.5834 | 109.2426
INT CITY 14 | Gas/Oil:Combustion Turbine | DEF | DEF | 94.5173 | 74.2938 | 72.7074 | 74.719 | 74.3798 | 76.6162 | 78.3374 | 76.458 | 77.4839 | 79.3111 | 77.1991 | 78.6143 | 78.9889 | 80.192 | 82.6799 | 85.7777 | 88.9035 | 92.1045 | 96.2792 | 99.2022 | 102.9669 | 105.3137 | 110.5896
INT CITY 2 | Gas/Oil:Combustion Turbine | DEF | DEF | 2027: 313.4966; 2028: 326.7201; 2030: 250.6856; 2031: 235.7661; 2032: 274.3885
INT CITY 3 | Gas/Oil:Combustion Turbine | DEF | DEF | 2024: 312.7898; 2025: 325.3599; 2026: 321.2836; 2027: 307.0613; 2028: 279.3123; 2030: 242.5201; 2031: 230.8103; 2032: 242.1054
INT CITY 4 | Gas/Oil:Combustion Turbine | DEF | DEF | 2023: 331.1208; 2024: 286.5079; 2025: 318.8604; 2026: 246.8371; 2027: 303.0088; 2028: 284.4453; 2030: 244.2247; 2031: 248.9041; 2032: 227.6263
INT CITY 5 | Gas/Oil:Combustion Turbine | DEF | DEF | 2026: 254.3783; 2027: 306.0486; 2028: 288.1654; 2030: 234.9937; 2031: 229.2898; 2032: 228.9745
INT CITY 6 | Gas/Oil:Combustion Turbine | DEF | DEF | 2023: 368.9036; 2024: 302.3928; 2025: 288.3851; 2026: 305.0316; 2027: 296.6156; 2028: 279.8315; 2030: 240.4601; 2031: 230.1363; 2032: 245.4223; 2033: 271.7609
INT CITY 7 | Gas/Oil:Combustion Turbine | DEF | DEF | 2023: 97.8943; 2024: 79.8356; 2025: 78.1072; 2026: 80.528; 2027: 79.1922; 2028: 80.3913; 2029: 91.2036; 2030: 87.6372; 2031: 86.2895; 2032: 87.6513; 2033: 83.1817; 2034: 81.2419; 2035: 80.6562; 2036: 81.6834; 2037: 83.8286; 2038: 90.9013
INT CITY 8 | Gas/Oil:Combustion Turbine | DEF | DEF | 2023: 99.3269; 2024: 78.1518; 2025: 77.3444; 2026: 80.2593; 2027: 77.7861; 2028: 80.1996; 2029: 86.9344; 2030: 84.9524; 2031: 85.0374; 2032: 85.997; 2033: 80.3171; 2034: 80.1805; 2035: 80.4941; 2036: 81.2111; 2037: 83.2869; 2038: 88.7996
INT CITY 9 | Gas/Oil:Combustion Turbine | DEF | DEF | 2023: 100.5308; 2024: 77.2112; 2025: 78.421; 2026: 80.7017; 2027: 77.818; 2028: 79.7962; 2029: 87.6131; 2030: 83.3809; 2031: 83.5771; 2032: 87.7532; 2033: 81.0784; 2034: 79.6418; 2035: 79.973; 2036: 81.1523; 2037: 82.9994; 2038: 89.3832
INTER | Demand:Demand Response | DEF | DEF
Mulberry | Gas/Oil:Combined Cycle | DEF | DEF | 2023: 71.05; 2024: 43.58
New DEF OnShore Wind | Renewable:Wind | DEF | DEF | 2048: 1.4309; 2049: 1.4309; 2050: 1.4309; 2051: 1.4309; 2052: 1.4309; 2053: 1.4309; 2054: 1.4309; 2055: 1.4309; 2056: 1.4309; 2057: 1.4309
New DEF OnShore Wind PTC | Renewable:Wind | DEF | DEF | 2043: -54.8279; 2044: -56.1674; 2045: -57.5069; 2046: -58.8464; 2047: -58.8464; 2048: -60.1859; 2049: -61.5254; 2050: -62.8649; 2051: -64.2329; 2052: -65.63; 2053: -67.0568; 2054: -68.514; 2055: -70.0022; 2056: -71.5221; 2057: -73.0743
NSG Vand CT 1 | Gas/Oil:Combustion Turbine | DEF | DEF | 2023: 74.1027; 2024: 60.698; 2025: 60.7977; 2026: 62.6231; 2027: 63.4524
NSG Vand CT 2 | Gas/Oil:Combustion Turbine | DEF | DEF | 2023: 73.8692; 2024: 61.1452; 2025: 61.4117; 2026: 63.1647; 2027: 65.4878
NSG Vand CT 3 | Gas/Oil:Combustion Turbine | DEF | DEF | 2023: 74.3064; 2024: 61.2171; 2025: 60.9824; 2026: 61.7515; 2027: 64.942
NSG Vand CT 4 | Gas/Oil:Combustion Turbine | DEF | DEF | 2023: 73.6262; 2024: 61.176; 2025: 60.2827; 2026: 61.8382; 2027: 67.1027
Orange Cogen | Gas/Oil:Combined Cycle | DEF | DEF | 2023: 87.21; 2024: 53.49; 2025: 55.1
Orlando Cogen | Gas/Oil:Combined Cycle | DEF | DEF | 2023: 107.1333
Osprey 1 0 | Gas/Oil:Combined Cycle | DEF | DEF | 2023: 49.4041; 2024: 41.7792
Osprey 1 1 | Gas/Oil:Combined Cycle | DEF | DEF | 2023: 48.5642; 2024: 40.6784
Osprey 1 2 | Gas/Oil:Combined Cycle | DEF | DEF | 2023: 51.2896; 2024: 41.5422
OspreyAcq | Gas/Oil:Combined Cycle | DEF | DEF |  | 40.057 | 38.1927 | 37.3814 | 38.0783 | 38.862 | 39.1825 | 38.3532 | 38.5784 | 39.8551 | 40.7685 | 41.6501 | 42.4583 | 42.9484 | 44.5672 | 46.3149 | 47.7896 | 49.7478 | 52.2903 | 53.9767 | 55.8429 | 58.1456
OspreyAcqDF | Gas/Oil:Combined Cycle | DEF | DEF |  | 46.1423 | 40.7384 | 40.3645 | 41.1234 | 42.3737 | 42.4306 | 41.4041 | 41.9626 | 42.842 | 44.0199 | 45.2268 | 45.9614 | 46.9523 | 48.7545 | 50.5125 | 52.0987 | 54.7369 | 57.3405 | 58.8905 | 60.9953 | 62.7066
Pasco County | Renewable:Biomass | DEF | DEF | 2023: 29.84; 2024: 30.88; 2025: 41.8147; 2026: 41.8773; 2027: 44.3114; 2028: 43.268; 2029: 43.348; 2030: 40.7476; 2031: 43.6042; 2032: 41.2641; 2033: 41.393; 2034: 46.3774; 2035: 49.7594; 2036: 52.4639; 2037: 57.5839; 2038: 55.3275; 2039: 57.6473; 2040: 55.2398; 2041: 60.578; 2042: 57.4772
Pinellas County | Renewable:Biomass | DEF | DEF | 2023: 29.84; 2024: 30.88; 2025: 42.4603; 2026: 43.1144; 2027: 42.4681; 2028: 44.8299; 2029: 44.7772; 2030: 42.2341; 2031: 41.4184; 2032: 40.0189; 2033: 42.6252; 2034: 46.538; 2035: 48.1301; 2036: 46.803; 2037: 53.8631; 2038: 53.6693; 2039: 59.4864; 2040: 57.1724; 2041: 59.2399; 2042: 59.3215
Shady Hills 1 | Gas/Oil:Combustion Turbine | DEF | DEF | 2023: 75.3972; 2024: 74.865
Shady Hills 2 | Gas/Oil:Combustion Turbine | DEF | DEF | 2023: 76.5915; 2024: 115.3723
Shady Hills 3 | Gas/Oil:Combustion Turbine | DEF | DEF | 2023: 81.4548; 2024: 102.7293
Solar 3rdParty Block 1 | Renewable:Solar PV | DEF | DEF |  | 51.8091 | 41.4133 | 41.4449 | 42.4343 | 44.3649 | 41.325 | 39.2347 | 39.9168 | 37.8313 | 39.572 | 43.1272 | 45.4848 | 47.4357 | 50.786 | 48.4188 | 52.6913 | 52.2555 | 54.3935 | 54.5992 | 59.5296 | 60.1897 | 72.7233 | 61.1653 | 65.3965 | 49.5246 | 48.07 | 148.0032 | 93.5179 | 96.0629 | 100.2845 | 107.6167 | 97.2606 | 98.2581 | 106.5838
Solar 3rdParty Block 2 | Renewable:Solar PV | DEF | DEF | [9 empty] | 39.8806 | 39.572 | 44.4975 | 45.4849 | 48.4651 | 50.786 | 48.9221 | 52.6913 | 52.2555 | 54.3935 | 54.5992 | 59.5296 | 60.1897 | 72.7233 | 61.1653 | 65.3965 | 49.5246 | 48.07 | 148.0032 | 93.518 | 96.0628 | 100.2845 | 107.6167 | 97.2606 | 98.258 | 106.5839
Solar 3rdParty Block 3 | Renewable:Solar PV | DEF | DEF | 2040: 54.4639; 2041: 54.3935; 2042: 55.2993; 2043: 59.5296; 2044: 60.9371; 2045: 72.7233; 2046: 61.5796; 2047: 65.3965; 2048: 49.5246; 2049: 48.07; 2050: 148.0032; 2051: 93.518; 2052: 96.0629; 2053: 100.2844; 2054: 107.6167; 2055: 97.2607; 2056: 98.258; 2057: 106.584
Solar 3rdParty Block 4 | Renewable:Solar PV | DEF | DEF | 2048: 52.2221; 2049: 48.07; 2050: 151.7192; 2051: 93.518; 2052: 96.0627; 2053: 100.2844; 2054: 107.6168; 2055: 97.2607; 2056: 98.258; 2057: 106.5839
Solar DEF Bay Ranch | Renewable:Solar PV | DEF | DEF | 2023: -33.1525; 2024: -36.1664; 2025: -36.1664; 2026: -36.1664; 2027: -36.1664; 2028: -40.1849; 2029: -43.5336; 2030: -43.5336; 2031: -43.5336; 2032: -46.8823; 2033: -15.2582
Solar DEF Bay Trail | Renewable:Solar PV | DEF | DEF | 2023: -33.1525; 2024: -36.1664; 2025: -36.1664; 2026: -36.1664; 2027: -36.1664; 2028: -40.1849; 2029: -43.5336; 2030: -43.5336; 2031: -43.5336; 2032: -40.9695
Solar DEF Charlie Creek | Renewable:Solar PV | DEF | DEF | 2023: -33.1525; 2024: -36.1664; 2025: -36.1664; 2026: -36.1664; 2027: -36.1664; 2028: -40.1849; 2029: -43.5336; 2030: -43.5336; 2031: -43.5336; 2032: -33.6603
Solar DEF Columbia | Renewable:Solar PV | DEF | DEF
Solar DEF County Line | Renewable:Solar PV | DEF | DEF | 2025: -34.9608; 2026: -36.1664; 2027: -37.3719; 2028: -41.5243; 2029: -42.8638; 2030: -42.8638; 2031: -44.2033; 2032: -45.5428; 2033: -45.5428; 2034: -46.8823; 2035: -3.1304
Solar DEF Debary | Renewable:Solar PV | DEF | DEF
Solar DEF Duette | Renewable:Solar PV | DEF | DEF
Solar DEF Falmouth | Renewable:Solar PV | DEF | DEF | 2024: -36.1664; 2025: -36.1664; 2026: -36.1664; 2027: -36.1664; 2028: -40.1849; 2029: -43.5336; 2030: -43.5336; 2031: -43.5336; 2032: -46.8823; 2033: -46.8823; 2034: -6.2093
Solar DEF Fort Green | Renewable:Solar PV | DEF | DEF | 2023: -33.1525; 2024: -36.1664; 2025: -36.1664; 2026: -36.1664; 2027: -36.1664; 2028: -40.1849; 2029: -43.5336; 2030: -43.5336; 2031: -43.5336; 2032: -24.7731
Solar DEF Hamilton | Renewable:Solar PV | DEF | DEF
Solar DEF Hardeetown | Renewable:Solar PV | DEF | DEF | 2023: -33.1525; 2024: -36.1664; 2025: -36.1664; 2026: -36.1664; 2027: -36.1664; 2028: -40.1849; 2029: -43.5336; 2030: -43.5336; 2031: -43.5336; 2032: -46.8823; 2033: -15.2582
Solar DEF High Spring | Renewable:Solar PV | DEF | DEF | 2023: -33.1525; 2024: -36.1664; 2025: -36.1664; 2026: -36.1664; 2027: -36.1664; 2028: -40.1849; 2029: -43.5336; 2030: -43.5336; 2031: -43.5336; 2032: -46.8823; 2033: -24.7198
Solar DEF Hildreth | Renewable:Solar PV | DEF | DEF | 2023: -33.1525; 2024: -36.1664; 2025: -36.1664; 2026: -36.1664; 2027: -36.1664; 2028: -40.1849; 2029: -43.5336; 2030: -43.5336; 2031: -43.5336; 2032: -46.8823; 2033: -15.2582
Solar DEF Lake Placid | Renewable:Solar PV | DEF | DEF
Solar DEF Mule Creek | Renewable:Solar PV | DEF | DEF | 2024: -36.1664; 2025: -36.1664; 2026: -36.1664; 2027: -36.1664; 2028: -40.1849; 2029: -43.5336; 2030: -43.5336; 2031: -43.5336; 2032: -46.8823; 2033: -46.8823; 2034: -3.0434
Solar DEF NEW 1 | Renewable:Solar PV | DEF | DEF
Solar DEF NEW 1 PTC | Renewable:Solar PV | DEF | DEF | 2025: -34.9608; 2026: -36.1664; 2027: -37.3719; 2028: -41.5243; 2029: -42.8638; 2030: -42.8638; 2031: -44.2033; 2032: -45.5428; 2033: -45.5428; 2034: -46.8823; 2035: -48.2218
Solar DEF NEW 2 | Renewable:Solar PV | DEF | DEF
Solar DEF NEW 2 PTC | Renewable:Solar PV | DEF | DEF | 2025: -34.9608; 2026: -36.1664; 2027: -37.3719; 2028: -41.5243; 2029: -42.8638; 2030: -42.8638; 2031: -44.2033; 2032: -45.5428; 2033: -45.5428; 2034: -46.8823; 2035: -48.2218
Solar DEF NEW 5 | Renewable:Solar PV | DEF | DEF
Solar DEF NEW 5 PTC | Renewable:Solar PV | DEF | DEF | 2026: -36.1664; 2027: -37.3719; 2028: -41.5243; 2029: -42.8638; 2030: -42.8638; 2031: -44.2033; 2032: -45.5428; 2033: -45.5428; 2034: -46.8823; 2035: -48.2218; 2036: -49.5613
Solar DEF Osc Perry Suw | Renewable:Solar PV | DEF | DEF
Solar DEF Sandy Creek | Renewable:Solar PV | DEF | DEF | 2023: -33.1525; 2024: -36.1664; 2025: -36.1664; 2026: -36.1664; 2027: -36.1664; 2028: -40.1849; 2029: -43.5336; 2030: -43.5336; 2031: -43.5336; 2032: -20.5762
Solar DEF Santa Fe | Renewable:Solar PV | DEF | DEF
Solar DEF St Pete Pier | Renewable:Solar PV | DEF | DEF
Solar DEF Trenton | Renewable:Solar PV | DEF | DEF
Solar DEF Twin Rivers | Renewable:Solar PV | DEF | DEF
Solar DEF Winquepin | Renewable:Solar PV | DEF | DEF | 2024: -36.1664; 2025: -36.1664; 2026: -36.1664; 2027: -36.1664; 2028: -40.1849; 2029: -43.5336; 2030: -43.5336; 2031: -43.5336; 2032: -46.8823; 2033: -46.8823; 2034: -3.0434
Solar+Storage DEF NEW 1 | Renewable:Solar PV | DEF | DEF
Solar+Storage DEF NEW 1 PTC + ITC | Renewable:Solar PV | DEF | DEF | 2029: -42.8638; 2030: -42.8638; 2031: -44.2033; 2032: -45.5428; 2033: -45.5428; 2034: -46.8823; 2035: -48.2218; 2036: -49.5613; 2037: -49.5613; 2038: -50.9008; 2039: -52.2403; 2040: -53.5798; 2041: -53.5798
Standby | Demand:Demand Response | DEF | DEF
SUWANNEE_P 1 | Gas/Oil:Combustion Turbine | DEF | DEF | 2023: 98.6903; 2024: 86.976; 2025: 81.9962; 2026: 79.8206; 2027: 82.4136; 2028: 83.8096; 2029: 85.437; 2030: 84.6794; 2031: 86.2267; 2032: 88.8792; 2033: 91.6146; 2034: 95.2473
SUWANNEE_P 2 | Gas/Oil:Combustion Turbine | DEF | DEF | 2023: 101.3621; 2024: 85.6105; 2025: 83.271; 2026: 81.8754; 2027: 82.7021; 2028: 85.2961; 2029: 85.6098; 2030: 85.2837; 2031: 85.2087; 2032: 90.6305; 2033: 93.6814; 2034: 97.0017
SUWANNEE_P 3 | Gas/Oil:Combustion Turbine | DEF | DEF | 2023: 100.137; 2024: 84.2683; 2025: 82.0974; 2026: 80.6688; 2027: 82.0958; 2028: 84.2975; 2029: 85.5169; 2030: 84.3807; 2031: 86.3319; 2032: 89.3539; 2033: 91.5276; 2034: 97.6298
Tigerbay 1 | Gas/Oil:Combined Cycle | DEF | DEF | 2023: 51.2095; 2024: 42.3216; 2025: 39.8088; 2026: 39.7756; 2027: 40.3649; 2028: 41.8641; 2029: 41.7573; 2030: 41.3093; 2031: 41.0932; 2032: 42.2514; 2033: 43.3711; 2034: 44.3491; 2035: 46.2525
U OF FL 1 | Gas/Oil:Combustion Turbine | DEF | DEF | 2023: 66.6636; 2024: 55.714; 2025: 53.4531; 2026: 52.6661; 2027: 53.216
Voltage Red | Demand:Demand Response | DEF | DEF
WaterHtr_PP | Demand:Demand Response | DEF | DEF
Group Totals
Resource | Type | BA | Area | 2023 | 2024 | 2025 | 2026 | 2027 | 2028 | 2029 | 2030 | 2031 | 2032 | 2033 | 2034 | 2035 | 2036 | 2037 | 2038 | 2039 | 2040 | 2041 | 2042 | 2043 | 2044 | 2045 | 2046 | 2047 | 2048 | 2049 | 2050 | 2051 | 2052 | 2053 | 2054 | 2055 | 2056 | 2057
Total | Coal:Conventional | DEF | DEF | 2023: 92.1589; 2024: 77.6485; 2025: 69.1012; 2026: 72.553; 2027: 73.5463; 2028: 69.5346; 2029: 63.1044; 2030: 53.7037; 2031: 47.6072; 2032: 48.4624; 2033: 48.712; 2034: 50.0277
Total | Demand:Demand Response | DEF | DEF | 0 | 0 | 0 | 0 | 0 | 0 | 0 | 0 | 0 | 0 | 0 | 0 | 0 | 0 | 0 | 0 | 0 | 0 | 0 | 0 | 0 | 0 | 0 | 0 | 0 | 0 | 0 | 0 | 0 | 0 | 0 | 0 | 0 | 0 | 0
Total | Gas/Oil:Combined Cycle | DEF | DEF | 50.4215 | 40.3845 | 38.4515 | 37.5128 | 37.983 | 38.9545 | 38.949 | 38.1182 | 38.2662 | 39.1879 | 40.1935 | 41.3024 | 42.199 | 43.1016 | 44.7557 | 46.5502 | 48.191 | 50.2469 | 52.9935 | 54.5724 | 56.6103 | 58.9772 | 61.4768 | 63.901 | 67.4047 | 71.8658 | 75.3687 | 184.8701 | 185.96 | 186.8275 | 186.0999 | 187.0078 | 186.5568 | 188.6376 | 186.4232
Total | Gas/Oil:Combustion Turbine | DEF | DEF | 75.8244 | 64.1294 | 62.3272 | 62.6706 | 64.84 | 84.5778 | 86.2816 | 84.9453 | 88.5686 | 90.7457 | 85.1849 | 75.39 | 70.365 | 72.0941 | 74.7315 | 88.2638 | 87.3849 | 95.4269 | 95.41 | 101.7503 | 104.9021 | 109.4746 | 111.6907 | 114.8671 | 128.409 | 132.125 | 148.0549 | 283.8461 | 288.203 | 286.8882 | 286.4638 | 288.7305 | 289.1858 | 287.9203 | 288.339
Total | Gas/Oil:Steam Turbine | DEF | DEF | 2023: 74.0742; 2024: 61.4041; 2025: 64.473; 2026: 62.7798; 2027: 64.6438; 2028: 66.9501; 2029: 70.7545; 2030: 72.6957; 2031: 74.8001; 2032: 82.1306; 2033: 85.0214; 2034: 72.0154; 2035: 72.2442; 2036: 73.325; 2037: 73.575; 2038: 76.9331; 2039: 78.4535; 2040: 83.1319; 2041: 84.0452; 2042: 86.8818
Total | Nuclear:Nuclear | DEF | DEF | 2038: -43.5022; 2039: -44.3945; 2040: -45.4938; 2041: -45.3293; 2042: -46.5009; 2043: -47.6691; 2044: -48.8337; 2045: -49.9934; 2046: -51.1523; 2047: -50.9498; 2048: -47.2889; 2049: -45.6848; 2050: -43.567; 2051: -43.0516; 2052: -39.6344; 2053: -37.6757; 2054: -31.0619; 2055: -26.814; 2056: -19.2863; 2057: -14.3789
Total | Renewable:Biomass | DEF | DEF | 2023: 34.4098; 2024: 33.7023; 2025: 42.1117; 2026: 42.6838; 2027: 43.1791; 2028: 45.2803; 2029: 44.1492; 2030: 41.4084; 2031: 42.7356; 2032: 40.4095; 2033: 42.6283; 2034: 46.7222; 2035: 49.2264; 2036: 49.1887; 2037: 55.5755; 2038: 54.7326; 2039: 57.967; 2040: 56.8845; 2041: 58.9739; 2042: 58.7059
Total | Renewable:Solar PV | DEF | DEF | -15.6135 | -20.0956 | -21.5221 | -22.0293 | -21.5681 | -22.868 | -23.9818 | -24.6913 | -25.7308 | -25.9243 | -18.447 | -12.0707 | -7.7588 | -3.4783 | -1.9276 | -1.8439 | -0.68967 | 3.1252 | 7.4067 | 11.2655 | 12.7289 | 13.5164 | 16.8686 | 14.896 | 16.7904 | 13.6044 | 13.606 | 44.814 | 29.1767 | 29.6414 | 28.7004 | 30.0692 | 27.2678 | 32.1477 | 31.3446
Total | Renewable:Wind | DEF | DEF | 2043: -54.8279; 2044: -56.1674; 2045: -57.5069; 2046: -58.8464; 2047: -58.8464; 2048: -56.8693; 2049: -51.4155; 2050: -50.4923; 2051: -55.3052; 2052: -56.8221; 2053: -54.4929; 2054: -48.0348; 2055: -41.2374; 2056: -26.7375; 2057: -9.4757
Total | Storage:Battery | DEF | DEF |  |  |  |  | 0 | 0 | 0 | 0 | 0 | 0 | 0 | 0 | 0 | 0 | 0 | 0 | 0 | 0 | 0 | 0 | 0 | 0 | 0 | 0 | 0 | 0 | 0 | 0 | 0 | 0 | 0 | 0 | 0 | 0 | 0
Solar 14
Resource | Type | BA | Area | 2023 | 2024 | 2025 | 2026 | 2027 | 2028 | 2029 | 2030 | 2031 | 2032 | 2033 | 2034 | 2035 | 2036 | 2037 | 2038 | 2039 | 2040 | 2041 | 2042 | 2043 | 2044 | 2045 | 2046 | 2047 | 2048 | 2049 | 2050 | 2051 | 2052 | 2053 | 2054 | 2055 | 2056 | 2057
AC | Demand:Demand Response | DEF | DEF
Anclote 1 | Gas/Oil:Steam Turbine | DEF | DEF | 2023: 72.5955; 2024: 59.5129; 2025: 61.9119; 2026: 61.2508; 2027: 62.5545; 2028: 64.8434; 2029: 67.1402; 2030: 68.195; 2031: 72.7989; 2032: 74.2725; 2033: 79.7233; 2034: 69.7124; 2035: 69.7803; 2036: 71.4351; 2037: 70.9963; 2038: 76.7284; 2039: 76.9362; 2040: 83.2394; 2041: 82.1199; 2042: 88.6725
Anclote 2 | Gas/Oil:Steam Turbine | DEF | DEF | 2023: 76.4414; 2024: 64.6703; 2025: 68.4849; 2026: 67.2768; 2027: 71.1718; 2028: 72.7887; 2029: 81.1163; 2030: 85.8379; 2031: 78.0276; 2032: 91.4145; 2033: 90.0353; 2034: 79.0347; 2035: 77.7388; 2036: 79.5001; 2037: 78.9964; 2038: 80.8788; 2039: 87.9412; 2040: 88.2446; 2041: 88.1287; 2042: 88.2409
As Avail | Gas/Oil:Combined Cycle | DEF | DEF | 58.3843 | 47.4066 | 41.5229 | 41.3643 | 41.6093 | 44.3313 | 43.9304 | 41.5462 | 42.4291 | 40.3823 | 42.6476 | 46.3059 | 52.3139 | 52.5752 | 57.2274 | 49.9481 | 54.6659 | 56.1554 | 54.221 | 57.1696 | 59.3319 | 61.2766 | 84.0382 | 65.8013 | 59.2637 | 43.5528 | 75.995 | 141.9729 | 92.2478 | 112.0826 | 109.1485 | 83.7478 | 103.2413 | 129.3988 | 109.1012
As Avail PCS | Renewable:Biomass | DEF | DEF | 2023: 55.4983; 2024: 46.3891; 2025: 41.5619; 2026: 42.2944; 2027: 42.1934; 2028: 45.0005; 2029: 42.6731; 2030: 40.5167; 2031: 41.9737; 2032: 40.1989; 2033: 42.5901; 2034: 46.738; 2035: 49.0422; 2036: 50.734; 2037: 57.2327; 2038: 52.8928; 2039: 55.271; 2040: 55.5178; 2041: 58.4611; 2042: 57.1775
Bartow CC 1 0 | Gas/Oil:Combined Cycle | DEF | DEF | 49.6188 | 41.6374 | 39.5833 | 39.2649 | 40.0931 | 40.9409 | 41.0551 | 40.1563 | 40.2122 | 41.5021 | 42.5651 | 43.5152 | 43.8948 | 44.8345 | 46.5739 | 48.1273 | 49.9131 | 52.302 | 54.6993 | 56.5777 | 58.3031 | 60.9535 | 63.4722 | 66.9498 | 69.922 | 75.2772 | 81.7864
Bartow CC 1 PAG | Gas/Oil:Combined Cycle | DEF | DEF | 58.1466 | 49.538 | 47.8913 | 47.6738 | 48.9282 | 50.0673 | 49.9599 | 48.646 | 49.1617 | 50.5668 | 51.6065 | 54.4316 | 55.2378 | 56.8084 | 59.07 | 59.8825 | 63.3015 | 65.1858 | 69.4837 | 69.4676 | 73.7374 | 74.9088 | 79.9975 | 81.9988 | 87.0392 | 89.7864 | 90.2452
BARTOW_P 1 | Gas/Oil:Combustion Turbine | DEF | DEF | 2024: 324.3633
BARTOW_P 2 | Gas/Oil:Combustion Turbine | DEF | DEF | 2023: 174.9208; 2024: 89.0984; 2025: 102.0005; 2026: 104.3271; 2027: 100.258; 2028: 93.4435; 2029: 109.7084; 2030: 93.3178; 2031: 90.1443; 2032: 96.1495; 2033: 96.9194; 2034: 117.6591
BARTOW_P 3 | Gas/Oil:Combustion Turbine | DEF | DEF
BARTOW_P 4 | Gas/Oil:Combustion Turbine | DEF | DEF | 2023: 108.9728; 2024: 87.6237; 2025: 87.399; 2026: 82.7467; 2027: 86.3189; 2028: 86.3108; 2029: 90.7442; 2030: 89.3105; 2031: 91.717; 2032: 91.5089; 2033: 94.9602; 2034: 105.4356
Battery 2 Hours | Storage:Battery | DEF | DEF
Battery 4 Hours | Storage:Battery | DEF | DEF
BAYBORO_P 1 | Gas/Oil:Combustion Turbine | DEF | DEF | 2024: 289.9015; 2025: 288.973
BAYBORO_P 2 | Gas/Oil:Combustion Turbine | DEF | DEF | 2024: 357.3089; 2025: 362.1112
BAYBORO_P 3 | Gas/Oil:Combustion Turbine | DEF | DEF | 2024: 284.6484; 2025: 283.7003
BAYBORO_P 4 | Gas/Oil:Combustion Turbine | DEF | DEF | 2024: 287.9094; 2025: 308.6474
Citrus CC 1 | Gas/Oil:Combined Cycle | DEF | DEF | 44.23 | 37.0812 | 35.2075 | 34.2445 | 34.3978 | 35.004 | 35.2467 | 34.5996 | 34.8302 | 35.805 | 36.9264 | 37.7415 | 38.8196 | 40.0567 | 40.8224 | 44.6521 | 45.6861 | 48.3649 | 51.299 | 53.6534 | 55.5492 | 57.6458 | 59.3888 | 61.4782 | 64.3605 | 69.1743 | 72.8329 | 183.2105 | 186.9992 | 187.2996 | 188.8142 | 189.3639 | 188.6371 | 186.8767 | 183.7087
Citrus CC 1 Duct | Gas/Oil:Combined Cycle | DEF | DEF | 59.8026 | 50.4302 | 48.7541 | 48.1024 | 48.5756 | 49.7175 | 49.7816 | 48.7806 | 49.6093 | 50.5189 | 52.1552 | 53.0152 | 54.9962 | 56.3241 | 58.4133 | 63.1301 | 65.0819 | 67.563 | 73.8688 | 76.0743 | 78.4288 | 82.4665 | 84.9732 | 87.3979 | 92.2473 | 98.9874 | 102.597 | 251.9615 | 251.9465 | 251.974 | 251.9298 | 251.9612 | 251.9779 | 251.9696 | 251.9941
Citrus CC 2 | Gas/Oil:Combined Cycle | DEF | DEF | 44.709 | 37.0211 | 35.1894 | 34.2512 | 34.4091 | 35.1761 | 35.1691 | 34.4902 | 34.4735 | 35.6971 | 36.7278 | 37.7952 | 39.0468 | 39.944 | 41.2461 | 44.3325 | 45.9398 | 47.315 | 51.8753 | 53.3271 | 55.3361 | 57.6833 | 59.6106 | 62.1281 | 65.0334 | 69.3355 | 74.7237 | 189.0302 | 188.2785 | 187.4975 | 189.3119 | 189.699 | 190.2063 | 189.4098 | 180.9949
Citrus CC 2 Duct | Gas/Oil:Combined Cycle | DEF | DEF | 60.1824 | 49.8306 | 48.6173 | 47.7635 | 48.3854 | 49.73 | 49.7203 | 48.7067 | 49.079 | 50.3821 | 52.0084 | 52.976 | 55.1858 | 56.2767 | 58.5477 | 62.5967 | 65.0008 | 67.5071 | 74.2598 | 76.0477 | 78.2311 | 81.7992 | 85.5002 | 87.6843 | 92.4555 | 97.8775 | 102.5589 | 251.9354 | 251.9267 | 251.9337 | 251.9354 | 251.8751 | 251.9012 | 251.9461 | 251.9813
Crystal 4 | Coal:Conventional | DEF | DEF | 2023: 92.8356; 2024: 78.9528; 2025: 69.4281; 2026: 75.1975; 2027: 75.4648; 2028: 70.4378; 2029: 64.1388; 2030: 54.3964; 2031: 48.2461; 2032: 49.0002; 2033: 49.0722; 2034: 49.5471
Crystal 5 | Coal:Conventional | DEF | DEF | 2023: 91.0295; 2024: 76.4737; 2025: 68.6956; 2026: 70.3281; 2027: 72.5718; 2028: 69.2221; 2029: 62.3851; 2030: 53.2197; 2031: 47.1775; 2032: 48.453; 2033: 49.383; 2034: 51.4694
DEBARY 10 | Gas/Oil:Combustion Turbine | DEF | DEF | 2024: 276.1196; 2025: 276.6484; 2026: 325.7355; 2027: 310.1036; 2028: 315.1541; 2029: 296.8422; 2030: 231.7175; 2031: 256.9874; 2032: 234.1597; 2034: 276.292; 2035: 258.31; 2036: 251.8331
DEBARY 2 | Gas/Oil:Combustion Turbine | DEF | DEF | 2024: 248.9251
DEBARY 3 | Gas/Oil:Combustion Turbine | DEF | DEF | 2024: 255.8264; 2026: 253.0479
DEBARY 4 | Gas/Oil:Combustion Turbine | DEF | DEF | 2024: 306.1693; 2026: 279.9849
DEBARY 5 | Gas/Oil:Combustion Turbine | DEF | DEF | 2024: 264.2685
DEBARY 6 | Gas/Oil:Combustion Turbine | DEF | DEF | 2024: 264.7758; 2025: 248.0178
DEBARY 7 | Gas/Oil:Combustion Turbine | DEF | DEF | 2023: 104.0554; 2024: 80.6862; 2025: 77.3484; 2026: 78.5898; 2027: 81.9846; 2028: 81.1038; 2029: 84.1607; 2030: 84.887; 2031: 83.9916; 2032: 84.7362; 2033: 88.8699; 2034: 85.4587; 2035: 82.9309; 2036: 82.2959
DEBARY 8 | Gas/Oil:Combustion Turbine | DEF | DEF | 2023: 109.9077; 2024: 84.0514; 2025: 79.0898; 2026: 80.4404; 2027: 81.6; 2028: 81.0399; 2029: 86.3421; 2030: 87.7756; 2031: 86.7905; 2032: 87.5456; 2033: 88.7593; 2034: 87.6996; 2035: 81.8356; 2036: 81.5101
DEBARY 9 | Gas/Oil:Combustion Turbine | DEF | DEF | 2023: 109.1799; 2024: 81.2228; 2025: 79.4342; 2026: 80.3258; 2027: 84.0558; 2028: 80.4808; 2029: 84.6835; 2030: 87.0151; 2031: 85.9243; 2032: 89.1014; 2033: 88.0243; 2034: 84.4961; 2035: 81.3057; 2036: 79.1677
DEF Nuclear Natrium | Nuclear:Nuclear | DEF | DEF | 2048: 10.8994; 2049: 11.6008; 2050: 12.2682; 2051: 13.3574; 2052: 13.0363; 2053: 13.3802; 2054: 13.0413; 2055: 12.9918; 2056: 12.6513; 2057: 12.5821
DEF Nuclear Natrium - Storage | Storage:Battery | DEF | DEF
DEF Nuclear Natrium - Storage PTC | Storage:Battery | DEF | DEF
DEF Nuclear Natrium PTC | Nuclear:Nuclear | DEF | DEF | 2038: -43.5022; 2039: -44.3945; 2040: -45.4938; 2041: -45.3292; 2042: -46.5009; 2043: -47.6691; 2044: -48.8337; 2045: -49.9946; 2046: -51.1523; 2047: -50.9494; 2048: -52.1019; 2049: -53.2347; 2050: -54.3643; 2051: -55.5032; 2052: -56.7048; 2053: -57.9449; 2054: -59.1936; 2055: -60.4899; 2056: -61.79; 2057: -63.1148
Gen 190MW CT | Gas/Oil:Combustion Turbine | DEF | DEF | [7 empty] | 81.6267 | 69.4199 | 91.7848 |  | 72.9098 | 69.7219 | 71.6826 | 73.6486 | 89.7362 | 88.2642 | 107.2369 | 96.5578 | 106.0988 | 107.6958 | 114.7587 | 108.6871 | 112.4588 | 120.3887 | 133.5164 | 134.75 | 292.1218 | 296.0037 | 294.0926 | 296.3449 | 299.5201 | 298.1808 | 297.803 | 294.981
Gen 190MW CT H2 | Gas/Oil:Combustion Turbine | DEF | DEF | 2043: 233.7567; 2044: 249.7014; 2045: 250.9809; 2046: 265.4111; 2047: 263.2773; 2048: 301.6832; 2049: 312.7487; 2050: 282.864; 2051: 289.3608; 2052: 288.869; 2053: 287.7954; 2054: 290.3753; 2055: 291.9069; 2056: 286.3444; 2057: 285.3029
HEAT | Demand:Demand Response | DEF | DEF
Hines CC 1 | Gas/Oil:Combined Cycle | DEF | DEF | 2023: 49.4629; 2024: 43.3446; 2025: 41.0557; 2026: 42.0334; 2027: 42.3397; 2028: 43.7171; 2029: 43.7294; 2030: 43.2848; 2031: 43.7705; 2032: 45.2725; 2033: 45.4065; 2034: 46.1834; 2035: 46.3488; 2036: 46.999; 2037: 48.7227; 2038: 50.4008; 2039: 52.8388
Hines CC 2 | Gas/Oil:Combined Cycle | DEF | DEF | 50.6667 | 42.3474 | 39.6246 | 39.7393 | 40.8538 | 42.5091 | 41.941 | 41.8141 | 42.3046 | 42.993 | 43.7287 | 44.4154 | 44.7703 | 45.6578 | 47.2521 | 48.8027 | 51.1358 | 52.9487 | 55.5256 | 57.4887 | 60.6644
Hines CC 3 | Gas/Oil:Combined Cycle | DEF | DEF | 49.9196 | 41.2507 | 40.5597 | 38.9696 | 39.6927 | 40.6433 | 40.9569 | 39.9549 | 40.7355 | 41.5615 | 42.5245 | 43.2815 | 43.8136 | 44.8442 | 46.4561 | 47.7625 | 49.858 | 51.8156 | 54.0899 | 55.2981 | 57.0527 | 60.3141 | 62.9509
Hines CC 4 | Gas/Oil:Combined Cycle | DEF | DEF | 48.924 | 40.3968 | 38.8594 | 38.4318 | 39.4703 | 38.9349 | 39.4305 | 38.2795 | 38.3891 | 39.7877 | 40.9184 | 41.6519 | 41.8062 | 42.6703 | 44.4733 | 45.3996 | 47.728 | 49.8757 | 51.9876 | 53.3432 | 55.989 | 57.7175 | 61.0639 | 62.3816 | 66.5398
INT CITY 1 | Gas/Oil:Combustion Turbine | DEF | DEF | 2023: 307.4163; 2024: 275.9859; 2025: 330.5548; 2026: 271.2757; 2027: 292.3963; 2028: 283.0396; 2030: 227.5437; 2031: 225.3532; 2032: 211.2882; 2033: 237.4954; 2034: 222.2411
INT CITY 10 | Gas/Oil:Combustion Turbine | DEF | DEF | 2023: 102.6907; 2024: 77.8951; 2025: 76.8828; 2026: 83.4654; 2027: 81.6369; 2028: 83.6071; 2029: 86.0304; 2030: 84.0573; 2031: 82.0745; 2032: 85.7205; 2033: 86.449; 2034: 83.1973; 2035: 80.7388; 2036: 83.6172; 2037: 85.4817; 2038: 90.0229
INT CITY 11 | Gas/Oil:Combustion Turbine | DEF | DEF | 2024: 251.4979; 2025: 255.9054; 2026: 291.7076; 2027: 271.9391; 2028: 257.8706; 2030: 225.129; 2031: 201.9145; 2032: 233.4343; 2033: 252.2368; 2034: 272.4387; 2035: 249.5703; 2036: 214.6829; 2037: 217.6173; 2038: 214.3115; 2039: 233.768; 2040: 255.543; 2041: 247.4053; 2042: 255.9064; 2043: 294.4042; 2044: 243.5516
INT CITY 12 | Gas/Oil:Combustion Turbine | DEF | DEF | 102.9015 | 74.3302 | 73.2744 | 77.5334 | 78.2313 | 79.2635 | 80.6147 | 78.0477 | 75.4786 | 80.2063 | 79.2015 | 79.3657 | 81.0131 | 81.7862 | 82.9431 | 87.1493 | 90.1611 | 93.3289 | 96.5092 | 100.6013 | 103.3058 | 103.71 | 111.8217
INT CITY 13 | Gas/Oil:Combustion Turbine | DEF | DEF | 94.0267 | 73.2876 | 73.1546 | 74.7757 | 75.7212 | 78.8767 | 78.7202 | 77.1724 | 75.3743 | 79.1051 | 79.8292 | 78.6001 | 79.4441 | 81.2977 | 83.9692 | 86.2161 | 90.1631 | 91.8609 | 96.9588 | 99.1641 | 103.7158 | 105.2482 | 110.2417
INT CITY 14 | Gas/Oil:Combustion Turbine | DEF | DEF | 93.6569 | 74.2938 | 72.6464 | 74.9205 | 76.1831 | 79.0031 | 79.2314 | 77.4414 | 76.5417 | 79.7714 | 79.1791 | 78.7799 | 79.1569 | 80.5916 | 83.3072 | 86.4924 | 90.038 | 92.9804 | 98.0454 | 99.3208 | 103.2368 | 105.8394 | 110.353
INT CITY 2 | Gas/Oil:Combustion Turbine | DEF | DEF | 2027: 313.4966; 2030: 275.1667; 2031: 239.7923; 2032: 288.0715
INT CITY 3 | Gas/Oil:Combustion Turbine | DEF | DEF | 2024: 312.7898; 2025: 325.3599; 2026: 330.7455; 2027: 294.6103; 2028: 279.6596; 2030: 237.888; 2031: 235.0673; 2032: 254.7968; 2033: 273.8712
INT CITY 4 | Gas/Oil:Combustion Turbine | DEF | DEF | 2023: 331.1208; 2024: 286.5079; 2025: 322.5303; 2026: 279.2291; 2027: 293.5326; 2028: 325.7763; 2030: 244.2064; 2031: 248.8548; 2032: 246.3545; 2033: 257.9146; 2034: 223.8786
INT CITY 5 | Gas/Oil:Combustion Turbine | DEF | DEF | 2026: 254.3783; 2027: 306.0486; 2028: 268.0168; 2030: 237.8966; 2031: 231.9459; 2032: 241.402; 2033: 275.5309
INT CITY 6 | Gas/Oil:Combustion Turbine | DEF | DEF | 2024: 302.3928; 2025: 305.1796; 2026: 297.6765; 2027: 291.6784; 2028: 276.6689; 2030: 247.9009; 2031: 232.0686; 2032: 257.254; 2033: 271.7609
INT CITY 7 | Gas/Oil:Combustion Turbine | DEF | DEF | 2023: 98.703; 2024: 79.8356; 2025: 77.917; 2026: 80.4045; 2027: 79.5603; 2028: 81.4321; 2029: 90.2844; 2030: 86.4304; 2031: 86.699; 2032: 88.6973; 2033: 83.8698; 2034: 85.7195; 2035: 81.2299; 2036: 83.8344; 2037: 85.8643; 2038: 90.0064
INT CITY 8 | Gas/Oil:Combustion Turbine | DEF | DEF | 2023: 100.2004; 2024: 78.1518; 2025: 77.6141; 2026: 80.2436; 2027: 79.0735; 2028: 81.8688; 2029: 85.0642; 2030: 83.25; 2031: 85.2689; 2032: 86.7153; 2033: 82.562; 2034: 82.5101; 2035: 80.5588; 2036: 82.6127; 2037: 85.3455; 2038: 88.6491
INT CITY 9 | Gas/Oil:Combustion Turbine | DEF | DEF | 2023: 100.9591; 2024: 77.2112; 2025: 78.1308; 2026: 80.5124; 2027: 80.056; 2028: 81.7305; 2029: 88.3426; 2030: 83.3101; 2031: 83.4246; 2032: 87.4611; 2033: 83.9342; 2034: 82.6322; 2035: 81.4754; 2036: 82.7553; 2037: 85.5635; 2038: 88.7096
INTER | Demand:Demand Response | DEF | DEF
Mulberry | Gas/Oil:Combined Cycle | DEF | DEF | 2023: 71.05; 2024: 43.58
New DEF OnShore Wind | Renewable:Wind | DEF | DEF | 2048: 1.4309; 2049: 1.4309; 2050: 1.4309; 2051: 1.4309; 2052: 1.4309; 2053: 1.4309; 2054: 1.4309; 2055: 1.4309; 2056: 1.4309; 2057: 1.4309
New DEF OnShore Wind PTC | Renewable:Wind | DEF | DEF | 2043: -54.8279; 2044: -56.1674; 2045: -57.5069; 2046: -58.8464; 2047: -58.8464; 2048: -60.1859; 2049: -61.5254; 2050: -62.8649; 2051: -64.2329; 2052: -65.63; 2053: -67.0568; 2054: -68.514; 2055: -70.0022; 2056: -71.5221; 2057: -73.0743
NSG Vand CT 1 | Gas/Oil:Combustion Turbine | DEF | DEF | 2023: 74.6956; 2024: 60.698; 2025: 60.9411; 2026: 63.1822; 2027: 65.5344
NSG Vand CT 2 | Gas/Oil:Combustion Turbine | DEF | DEF | 2023: 74.5778; 2024: 61.1452; 2025: 61.0675; 2026: 63.2393; 2027: 65.1128
NSG Vand CT 3 | Gas/Oil:Combustion Turbine | DEF | DEF | 2023: 73.8433; 2024: 61.2171; 2025: 60.9839; 2026: 63.061; 2027: 66.2879
NSG Vand CT 4 | Gas/Oil:Combustion Turbine | DEF | DEF | 2023: 73.2234; 2024: 61.176; 2025: 60.219; 2026: 61.905; 2027: 68.2555
Orange Cogen | Gas/Oil:Combined Cycle | DEF | DEF | 2023: 87.21; 2024: 53.49; 2025: 55.1
Orlando Cogen | Gas/Oil:Combined Cycle | DEF | DEF | 2023: 107.1333
Osprey 1 0 | Gas/Oil:Combined Cycle | DEF | DEF | 2023: 49.7216; 2024: 41.7792
Osprey 1 1 | Gas/Oil:Combined Cycle | DEF | DEF | 2023: 48.4847; 2024: 40.6784
Osprey 1 2 | Gas/Oil:Combined Cycle | DEF | DEF | 2023: 51.3758; 2024: 41.5422
OspreyAcq | Gas/Oil:Combined Cycle | DEF | DEF |  | 40.057 | 38.1864 | 37.4221 | 38.3032 | 38.9887 | 39.4098 | 38.6333 | 38.8849 | 40.254 | 41.2128 | 41.8148 | 42.6522 | 43.0508 | 44.6893 | 46.2734 | 47.8053 | 49.7367 | 52.2621 | 54.0968 | 55.9754 | 58.5782
OspreyAcqDF | Gas/Oil:Combined Cycle | DEF | DEF |  | 46.1423 | 40.7269 | 40.3594 | 41.0959 | 42.3466 | 42.4661 | 41.4187 | 41.9137 | 42.8708 | 44.3161 | 45.1468 | 45.9181 | 46.9198 | 48.7177 | 50.5053 | 52.0373 | 54.7049 | 57.3647 | 58.7334 | 61.0784 | 62.7308
Pasco County | Renewable:Biomass | DEF | DEF | 2023: 29.84; 2024: 30.88; 2025: 41.8081; 2026: 40.8776; 2027: 43.0025; 2028: 42.3899; 2029: 42.5404; 2030: 40.9344; 2031: 42.9168; 2032: 40.4121; 2033: 40.8951; 2034: 45.876; 2035: 48.5357; 2036: 51.5243; 2037: 55.6252; 2038: 54.4043; 2039: 58.1075; 2040: 55.6311; 2041: 60.6587; 2042: 55.4645
Pinellas County | Renewable:Biomass | DEF | DEF | 2023: 29.84; 2024: 30.88; 2025: 42.3594; 2026: 42.3555; 2027: 40.9075; 2028: 43.4001; 2029: 43.6208; 2030: 41.617; 2031: 43.1925; 2032: 40.1388; 2033: 42.2528; 2034: 44.6699; 2035: 48.9757; 2036: 47.6341; 2037: 53.0318; 2038: 52.263; 2039: 59.921; 2040: 54.2615; 2041: 60.3834; 2042: 59.2986
Shady Hills 1 | Gas/Oil:Combustion Turbine | DEF | DEF | 2023: 74.8469; 2024: 74.865
Shady Hills 2 | Gas/Oil:Combustion Turbine | DEF | DEF | 2023: 76.2801; 2024: 115.3723
Shady Hills 3 | Gas/Oil:Combustion Turbine | DEF | DEF | 2023: 78.9311; 2024: 102.7293
Solar 3rdParty Block 1 | Renewable:Solar PV | DEF | DEF |  | 51.8091 | 41.3509 | 39.4961 | 38.7396 | 39.9113 | 37.9211 | 37.4391 | 36.8236 | 35.3759 | 37.371 | 41.0424 | 43.1612 | 45.386 | 47.518 | 46.0973 | 50.3984 | 50.0793 | 52.8271 | 52.6632 | 55.9111 | 56.5017 | 65.7384 | 56.0981 | 56.1173 | 43.5102 | 39.3846 | 115.5563 | 67.0069 | 71.8642 | 71.8892 | 76.6482 | 77.0501 | 84.8082 | 106.8964
Solar 3rdParty Block 2 | Renewable:Solar PV | DEF | DEF | [9 empty] | 38.5668 | 37.371 | 42.1017 | 43.1612 | 46.2714 | 47.518 | 46.466 | 50.3984 | 50.0793 | 52.8271 | 52.6632 | 55.9111 | 56.5017 | 65.7384 | 56.0981 | 56.1173 | 43.5102 | 39.3846 | 115.5563 | 67.0069 | 71.8641 | 71.8892 | 76.6482 | 77.0501 | 84.8082 | 106.8965
Solar 3rdParty Block 3 | Renewable:Solar PV | DEF | DEF | 2040: 52.357; 2041: 52.8271; 2042: 53.2906; 2043: 55.9111; 2044: 57.1972; 2045: 65.7384; 2046: 56.7171; 2047: 56.1173; 2048: 43.5102; 2049: 39.3846; 2050: 115.5563; 2051: 67.0069; 2052: 71.8642; 2053: 71.8891; 2054: 76.6482; 2055: 77.0501; 2056: 84.8082; 2057: 106.8966
Solar 3rdParty Block 4 | Renewable:Solar PV | DEF | DEF | 2048: 47.9199; 2049: 39.3846; 2050: 117.7709; 2051: 67.0069; 2052: 71.8641; 2053: 71.8891; 2054: 76.6482; 2055: 77.0501; 2056: 84.8082; 2057: 106.8966
Solar DEF Bay Ranch | Renewable:Solar PV | DEF | DEF | 2023: -33.1525; 2024: -36.1664; 2025: -36.1664; 2026: -36.1664; 2027: -36.1664; 2028: -40.1849; 2029: -43.5336; 2030: -43.5336; 2031: -43.5336; 2032: -46.8823; 2033: -15.2582
Solar DEF Bay Trail | Renewable:Solar PV | DEF | DEF | 2023: -33.1525; 2024: -36.1664; 2025: -36.1664; 2026: -36.1664; 2027: -36.1664; 2028: -40.1849; 2029: -43.5336; 2030: -43.5336; 2031: -43.5336; 2032: -40.9695
Solar DEF Charlie Creek | Renewable:Solar PV | DEF | DEF | 2023: -33.1525; 2024: -36.1664; 2025: -36.1664; 2026: -36.1664; 2027: -36.1664; 2028: -40.1849; 2029: -43.5336; 2030: -43.5336; 2031: -43.5336; 2032: -33.6603
Solar DEF Columbia | Renewable:Solar PV | DEF | DEF
Solar DEF County Line | Renewable:Solar PV | DEF | DEF | 2025: -34.9608; 2026: -36.1664; 2027: -37.3719; 2028: -41.5243; 2029: -42.8638; 2030: -42.8638; 2031: -44.2033; 2032: -45.5428; 2033: -45.5428; 2034: -46.8823; 2035: -3.1304
Solar DEF Debary | Renewable:Solar PV | DEF | DEF
Solar DEF Duette | Renewable:Solar PV | DEF | DEF
Solar DEF Falmouth | Renewable:Solar PV | DEF | DEF | 2024: -36.1664; 2025: -36.1664; 2026: -36.1664; 2027: -36.1664; 2028: -40.1849; 2029: -43.5336; 2030: -43.5336; 2031: -43.5336; 2032: -46.8823; 2033: -46.8823; 2034: -6.2093
Solar DEF Fort Green | Renewable:Solar PV | DEF | DEF | 2023: -33.1525; 2024: -36.1664; 2025: -36.1664; 2026: -36.1664; 2027: -36.1664; 2028: -40.1849; 2029: -43.5336; 2030: -43.5336; 2031: -43.5336; 2032: -24.7731
Solar DEF Hamilton | Renewable:Solar PV | DEF | DEF
Solar DEF Hardeetown | Renewable:Solar PV | DEF | DEF | 2023: -33.1525; 2024: -36.1664; 2025: -36.1664; 2026: -36.1664; 2027: -36.1664; 2028: -40.1849; 2029: -43.5336; 2030: -43.5336; 2031: -43.5336; 2032: -46.8823; 2033: -15.2582
Solar DEF High Spring | Renewable:Solar PV | DEF | DEF | 2023: -33.1525; 2024: -36.1664; 2025: -36.1664; 2026: -36.1664; 2027: -36.1664; 2028: -40.1849; 2029: -43.5336; 2030: -43.5336; 2031: -43.5336; 2032: -46.8823; 2033: -24.7198
Solar DEF Hildreth | Renewable:Solar PV | DEF | DEF | 2023: -33.1525; 2024: -36.1664; 2025: -36.1664; 2026: -36.1664; 2027: -36.1664; 2028: -40.1849; 2029: -43.5336; 2030: -43.5336; 2031: -43.5336; 2032: -46.8823; 2033: -15.2582
Solar DEF Lake Placid | Renewable:Solar PV | DEF | DEF
Solar DEF Mule Creek | Renewable:Solar PV | DEF | DEF | 2024: -36.1664; 2025: -36.1664; 2026: -36.1664; 2027: -36.1664; 2028: -40.1849; 2029: -43.5336; 2030: -43.5336; 2031: -43.5336; 2032: -46.8823; 2033: -46.8823; 2034: -3.0434
Solar DEF NEW 1 | Renewable:Solar PV | DEF | DEF
Solar DEF NEW 1 PTC | Renewable:Solar PV | DEF | DEF | 2025: -34.9608; 2026: -36.1664; 2027: -37.3719; 2028: -41.5243; 2029: -42.8638; 2030: -42.8638; 2031: -44.2033; 2032: -45.5428; 2033: -45.5428; 2034: -46.8823; 2035: -48.2218
Solar DEF NEW 2 | Renewable:Solar PV | DEF | DEF
Solar DEF NEW 2 PTC | Renewable:Solar PV | DEF | DEF | 2025: -34.9608; 2026: -36.1664; 2027: -37.3719; 2028: -41.5243; 2029: -42.8638; 2030: -42.8638; 2031: -44.2033; 2032: -45.5428; 2033: -45.5428; 2034: -46.8823; 2035: -48.2218
Solar DEF NEW 3 | Renewable:Solar PV | DEF | DEF
Solar DEF NEW 3 PTC | Renewable:Solar PV | DEF | DEF | 2027: -37.3719; 2028: -41.5243; 2029: -42.8638; 2030: -42.8638; 2031: -44.2033; 2032: -45.5428; 2033: -45.5428; 2034: -46.8823; 2035: -48.2218; 2036: -49.5613; 2037: -49.5613
Solar DEF NEW 4 | Renewable:Solar PV | DEF | DEF
Solar DEF NEW 4 PTC | Renewable:Solar PV | DEF | DEF | 2026: -36.1664; 2027: -37.3719; 2028: -41.5243; 2029: -42.8638; 2030: -42.8638; 2031: -44.2033; 2032: -45.5428; 2033: -45.5428; 2034: -46.8823; 2035: -48.2218; 2036: -49.5613
Solar DEF NEW 5 | Renewable:Solar PV | DEF | DEF
Solar DEF NEW 5 PTC | Renewable:Solar PV | DEF | DEF | 2026: -36.1664; 2027: -37.3719; 2028: -41.5243; 2029: -42.8638; 2030: -42.8638; 2031: -44.2033; 2032: -45.5428; 2033: -45.5428; 2034: -46.8823; 2035: -48.2218; 2036: -49.5613
Solar DEF Osc Perry Suw | Renewable:Solar PV | DEF | DEF
Solar DEF Sandy Creek | Renewable:Solar PV | DEF | DEF | 2023: -33.1525; 2024: -36.1664; 2025: -36.1664; 2026: -36.1664; 2027: -36.1664; 2028: -40.1849; 2029: -43.5336; 2030: -43.5336; 2031: -43.5336; 2032: -20.5762
Solar DEF Santa Fe | Renewable:Solar PV | DEF | DEF
Solar DEF St Pete Pier | Renewable:Solar PV | DEF | DEF
Solar DEF Trenton | Renewable:Solar PV | DEF | DEF
Solar DEF Twin Rivers | Renewable:Solar PV | DEF | DEF
Solar DEF Winquepin | Renewable:Solar PV | DEF | DEF | 2024: -36.1664; 2025: -36.1664; 2026: -36.1664; 2027: -36.1664; 2028: -40.1849; 2029: -43.5336; 2030: -43.5336; 2031: -43.5336; 2032: -46.8823; 2033: -46.8823; 2034: -3.0434
Solar+Storage DEF NEW 1 | Renewable:Solar PV | DEF | DEF
Solar+Storage DEF NEW 1 PTC + ITC | Renewable:Solar PV | DEF | DEF | 2029: -42.8638; 2030: -42.8638; 2031: -44.2033; 2032: -45.5428; 2033: -45.5428; 2034: -46.8823; 2035: -48.2218; 2036: -49.5613; 2037: -49.5613; 2038: -50.9008; 2039: -52.2403; 2040: -53.5798; 2041: -53.5798
Standby | Demand:Demand Response | DEF | DEF
SUWANNEE_P 1 | Gas/Oil:Combustion Turbine | DEF | DEF | 2023: 97.6761; 2024: 86.976; 2025: 82.1813; 2026: 80.0171; 2027: 83.0267; 2028: 83.1245; 2029: 85.44; 2030: 83.9477; 2031: 84.9422; 2032: 89.0049; 2033: 91.8132; 2034: 91.7808
SUWANNEE_P 2 | Gas/Oil:Combustion Turbine | DEF | DEF | 2023: 101.5121; 2024: 85.6105; 2025: 83.4141; 2026: 82.5405; 2027: 82.8784; 2028: 84.599; 2029: 85.8277; 2030: 84.2409; 2031: 86.1066; 2032: 88.3385; 2033: 89.2029; 2034: 90.9694
SUWANNEE_P 3 | Gas/Oil:Combustion Turbine | DEF | DEF | 2023: 101.5752; 2024: 84.2683; 2025: 81.9463; 2026: 81.0711; 2027: 81.9463; 2028: 83.9853; 2029: 85.2096; 2030: 83.834; 2031: 84.8287; 2032: 87.1491; 2033: 91.2278; 2034: 92.2256
Tigerbay 1 | Gas/Oil:Combined Cycle | DEF | DEF | 2023: 51.2232; 2024: 42.3216; 2025: 39.8776; 2026: 39.7942; 2027: 40.4363; 2028: 42.042; 2029: 41.8604; 2030: 41.263; 2031: 41.3224; 2032: 42.1601; 2033: 43.6518; 2034: 44.3108; 2035: 46.7586
U OF FL 1 | Gas/Oil:Combustion Turbine | DEF | DEF | 2023: 66.6716; 2024: 55.714; 2025: 53.4521; 2026: 52.6792; 2027: 53.2369
Voltage Red | Demand:Demand Response | DEF | DEF
WaterHtr_PP | Demand:Demand Response | DEF | DEF
Group Totals
Resource | Type | BA | Area | 2023 | 2024 | 2025 | 2026 | 2027 | 2028 | 2029 | 2030 | 2031 | 2032 | 2033 | 2034 | 2035 | 2036 | 2037 | 2038 | 2039 | 2040 | 2041 | 2042 | 2043 | 2044 | 2045 | 2046 | 2047 | 2048 | 2049 | 2050 | 2051 | 2052 | 2053 | 2054 | 2055 | 2056 | 2057
Total | Coal:Conventional | DEF | DEF | 2023: 92.138; 2024: 77.6485; 2025: 69.0991; 2026: 72.6256; 2027: 74.103; 2028: 69.8527; 2029: 63.2949; 2030: 53.7965; 2031: 47.8181; 2032: 48.7079; 2033: 49.194; 2034: 50.1247
Total | Demand:Demand Response | DEF | DEF | 0 | 0 | 0 | 0 | 0 | 0 | 0 | 0 | 0 | 0 | 0 | 0 | 0 | 0 | 0 | 0 | 0 | 0 | 0 | 0 | 0 | 0 | 0 | 0 | 0 | 0 | 0 | 0 | 0 | 0 | 0 | 0 | 0 | 0 | 0
Total | Gas/Oil:Combined Cycle | DEF | DEF | 50.4252 | 40.3845 | 38.4484 | 37.5348 | 38.0488 | 39.0093 | 39.0322 | 38.1949 | 38.4181 | 39.3923 | 40.3917 | 41.4166 | 42.2763 | 43.1506 | 44.8065 | 46.6607 | 48.2685 | 50.2929 | 53.084 | 54.7281 | 56.7608 | 59.1477 | 61.6458 | 64.2459 | 67.7466 | 72.7358 | 76.5074 | 190.0851 | 190.3863 | 190.9954 | 191.9944 | 192.9095 | 192.5299 | 191.1499 | 187.0688
Total | Gas/Oil:Combustion Turbine | DEF | DEF | 75.795 | 64.1294 | 62.3271 | 62.8046 | 64.433 | 83.5158 | 85.5703 | 86.3204 | 85.436 | 89.2135 | 87.2662 | 78.7278 | 73.7209 | 75.2033 | 77.8545 | 90.2863 | 90.0311 | 102.5911 | 99.8708 | 106.474 | 108.7419 | 114.2863 | 115.6086 | 116.2722 | 134.173 | 136.3777 | 150.7573 | 286.0103 | 292.7914 | 291.7094 | 290.8365 | 293.1325 | 294.1681 | 291.6277 | 289.6362
Total | Gas/Oil:Steam Turbine | DEF | DEF | 2023: 74.0777; 2024: 61.4041; 2025: 64.504; 2026: 63.4737; 2027: 65.9117; 2028: 67.5238; 2029: 71.7171; 2030: 73.7161; 2031: 75.2565; 2032: 80.5411; 2033: 84.7451; 2034: 73.2243; 2035: 73.1255; 2036: 74.7645; 2037: 74.5678; 2038: 77.9111; 2039: 80.4776; 2040: 85.1561; 2041: 84.0911; 2042: 88.4796
Total | Nuclear:Nuclear | DEF | DEF | 2038: -43.5022; 2039: -44.3945; 2040: -45.4938; 2041: -45.3292; 2042: -46.5009; 2043: -47.6691; 2044: -48.8337; 2045: -49.9946; 2046: -51.1523; 2047: -50.9494; 2048: -47.3571; 2049: -45.8943; 2050: -43.7923; 2051: -43.412; 2052: -39.9562; 2053: -38.0386; 2054: -31.3837; 2055: -27.1469; 2056: -19.4517; 2057: -14.4737
Total | Renewable:Biomass | DEF | DEF | 2023: 34.5705; 2024: 33.7023; 2025: 42.0698; 2026: 42.032; 2027: 41.7287; 2028: 43.6728; 2029: 43.1112; 2030: 41.1435; 2031: 42.7671; 2032: 40.2131; 2033: 42.0746; 2034: 45.5441; 2035: 48.905; 2036: 49.3773; 2037: 54.8373; 2038: 52.8953; 2039: 58.1407; 2040: 54.925; 2041: 59.859; 2042: 57.866
Total | Renewable:Solar PV | DEF | DEF | -15.6135 | -20.0956 | -21.591 | -23.8837 | -25.1417 | -27.8005 | -28.8752 | -28.9679 | -29.9039 | -30.0536 | -23.9937 | -19.0643 | -15.702 | -8.6642 | -3.808 | -1.8249 | -0.89117 | 2.2196 | 5.8081 | 8.9078 | 9.8193 | 10.4459 | 12.6081 | 11.3774 | 12.1376 | 10.1815 | 9.5222 | 30.0285 | 18.1015 | 19.244 | 17.7886 | 18.4599 | 18.3445 | 25.0858 | 30.2539
Total | Renewable:Wind | DEF | DEF | 2043: -54.8279; 2044: -56.1674; 2045: -57.5069; 2046: -58.8464; 2047: -58.8464; 2048: -56.8667; 2049: -52.3387; 2050: -51.3498; 2051: -56.378; 2052: -57.7714; 2053: -55.7043; 2054: -49.5741; 2055: -43.2489; 2056: -27.401; 2057: -9.7372
Total | Storage:Battery | DEF | DEF |  |  |  |  | 0 | 0 | 0 | 0 | 0 | 0 | 0 | 0 | 0 | 0 | 0 | 0 | 0 | 0 | 0 | 0 | 0 | 0 | 0 | 0 | 0 | 0 | 0 | 0 | 0 | 0 | 0 | 0 | 0 | 0 | 0

## Hours
Hours On-line
Base
Resource | Type | BA | Area | 2023 | 2024 | 2025 | 2026 | 2027 | 2028 | 2029 | 2030 | 2031 | 2032 | 2033 | 2034 | 2035 | 2036 | 2037 | 2038 | 2039 | 2040 | 2041 | 2042 | 2043 | 2044 | 2045 | 2046 | 2047 | 2048 | 2049 | 2050 | 2051 | 2052 | 2053 | 2054 | 2055 | 2056 | 2057
AC | Demand:Demand Response | DEF | DEF |  | 1 | 3 |  | 4 |  | 3 | 2 |  |  | 1 |  |  | 7 | 23 |  | 13 | 1 | 1 | 1 |  |  | 186 |  | 73 |  |  | 389 | 60 | 117 | 185 | 206 | 86 | 13 | 34
Anclote 1 | Gas/Oil:Steam Turbine | DEF | DEF | 2023: 5164; 2024: 5764; 2025: 3645; 2026: 5459; 2027: 5221; 2028: 5703; 2029: 5151; 2030: 5164; 2031: 3167; 2032: 3233; 2033: 2714; 2034: 4260; 2035: 4760; 2036: 4713; 2037: 5679; 2038: 2891; 2039: 3196; 2040: 2828; 2041: 2107; 2042: 613
Anclote 2 | Gas/Oil:Steam Turbine | DEF | DEF | 2023: 3781; 2024: 3730; 2025: 2669; 2026: 3531; 2027: 3742; 2028: 4055; 2029: 3855; 2030: 3322; 2031: 2957; 2032: 2919; 2033: 3307; 2034: 3150; 2035: 3757; 2036: 3346; 2037: 4473; 2038: 1476; 2039: 2115; 2040: 2040; 2041: 1391; 2042: 231
As Avail | Gas/Oil:Combined Cycle | DEF | DEF | 1752 | 1752 | 1752 | 1752 | 1752 | 1752 | 1752 | 1752 | 1752 | 1752 | 1752 | 1752 | 1752 | 1752 | 1752 | 1752 | 1752 | 1776 | 1752 | 1752 | 1752 | 1752 | 1752 | 1752 | 1752 | 1776 | 1752 | 1752 | 1752 | 1752 | 1752 | 1752 | 1752 | 1776 | 1752
As Avail PCS | Renewable:Biomass | DEF | DEF | 2023: 3504; 2024: 3504; 2025: 3504; 2026: 3504; 2027: 3504; 2028: 3504; 2029: 3504; 2030: 3504; 2031: 3504; 2032: 3528; 2033: 3504; 2034: 3504; 2035: 3504; 2036: 3504; 2037: 3504; 2038: 3504; 2039: 3504; 2040: 3504; 2041: 3504; 2042: 3504
Bartow CC 1 0 | Gas/Oil:Combined Cycle | DEF | DEF | 7536 | 7176 | 7896 | 7800 | 7440 | 7584 | 8040 | 8040 | 8040 | 8040 | 7704 | 8040 | 8016 | 8040 | 7272 | 8040 | 8040 | 8064 | 7704 | 8040 | 8040 | 8064 | 7272 | 8040 | 8040 | 8064 | 3432
Bartow CC 1 PAG | Gas/Oil:Combined Cycle | DEF | DEF | 3115 | 3021 | 2892 | 2817 | 2583 | 2681 | 2689 | 2150 | 2071 | 1730 | 1230 | 2180 | 2424 | 2493 | 2682 | 2219 | 2672 | 2087 | 1535 | 1185 | 1828 | 1364 | 2455 | 1077 | 1726 | 557 | 69
BARTOW_P 1 | Gas/Oil:Combustion Turbine | DEF | DEF | 2026: 4
BARTOW_P 2 | Gas/Oil:Combustion Turbine | DEF | DEF | 2023: 8; 2024: 49; 2025: 68; 2026: 38; 2027: 56; 2028: 68; 2029: 40; 2030: 67; 2031: 82; 2032: 30; 2033: 16; 2034: 3
BARTOW_P 3 | Gas/Oil:Combustion Turbine | DEF | DEF | 2024: 5; 2026: 2
BARTOW_P 4 | Gas/Oil:Combustion Turbine | DEF | DEF | 2023: 37; 2024: 74; 2025: 98; 2026: 52; 2027: 75; 2028: 56; 2029: 78; 2030: 86; 2031: 95; 2032: 35; 2033: 36; 2034: 22
Battery 2 Hours | Storage:Battery | DEF | DEF | 2027: 2507.5; 2028: 2674; 2029: 2548; 2030: 2631; 2031: 2285.5; 2032: 2241; 2033: 2051.5; 2034: 1886.5; 2035: 1956.5; 2036: 1809; 2037: 1955.5; 2038: 1777; 2039: 1600.5; 2040: 1490.5; 2041: 1470.5
Battery 4 Hours | Storage:Battery | DEF | DEF | [9 empty] | 2504.4444 | 3992.2381 | 5154.303 | 6174.4186 | 6979.1395 | 6899.5349 | 6485.093 | 5804.3958 | 5631.8958 | 5255 | 4994.3333 | 4673.48 | 4247.74 | 4080.68 | 3448.2 | 3302.98 | 2820.2195 | 3049.2069 | 1910.45 | 2789.3 | 2482.1 | 2177.2 | 1569.1 | 1771.6 | 1833.4 | 1461.6
BAYBORO_P 1 | Gas/Oil:Combustion Turbine | DEF | DEF | 2024: 11; 2025: 3
BAYBORO_P 2 | Gas/Oil:Combustion Turbine | DEF | DEF | 2024: 2
BAYBORO_P 3 | Gas/Oil:Combustion Turbine | DEF | DEF | 2024: 4; 2025: 1
BAYBORO_P 4 | Gas/Oil:Combustion Turbine | DEF | DEF | 2024: 3
Citrus CC 1 | Gas/Oil:Combined Cycle | DEF | DEF | 7776 | 7848 | 7296 | 7824 | 7824 | 6959 | 7632 | 7627 | 7169 | 7679 | 7632 | 7656 | 7652 | 7656 | 7176 | 7615 | 7656 | 6959 | 7382 | 7095 | 6710 | 6374 | 5408 | 4487 | 4727 | 3813 | 4262 | 3122 | 2945 | 2907 | 2941 | 2951 | 2896 | 2936 | 2963
Citrus CC 1 Duct | Gas/Oil:Combined Cycle | DEF | DEF | 3084 | 3198 | 2549 | 2913 | 2597 | 2504 | 2474 | 2049 | 1825 | 1653 | 1435 | 2349 | 2628 | 2783 | 3593 | 1782 | 2400 | 1615 | 1348 | 612 | 1583 | 945 | 2086 | 968 | 1601 | 351 | 1445 | 2480 | 1763 | 2041 | 1863 | 2058 | 2037 | 1790 | 2047
Citrus CC 2 | Gas/Oil:Combined Cycle | DEF | DEF | 7632 | 7824 | 7771 | 7248 | 7776 | 6936 | 7608 | 7602 | 7152 | 7632 | 7608 | 7608 | 7578 | 7632 | 7122 | 7602 | 7607 | 6936 | 7513 | 7115 | 6704 | 6124 | 6264 | 5433 | 3850 | 3797 | 3950 | 3086 | 2554 | 2659 | 2640 | 2704 | 2814 | 2450 | 2585
Citrus CC 2 Duct | Gas/Oil:Combined Cycle | DEF | DEF | 2973 | 3334 | 2731 | 2456 | 2493 | 2404 | 2520 | 1981 | 1766 | 1652 | 1339 | 2198 | 2553 | 2775 | 2973 | 1706 | 2258 | 2107 | 1226 | 716 | 1488 | 1000 | 2318 | 1204 | 1489 | 576 | 1375 | 2426 | 1436 | 1904 | 1758 | 1876 | 1889 | 1462 | 1949
Crystal 4 | Coal:Conventional | DEF | DEF | 2023: 2700; 2024: 2431; 2025: 3160; 2026: 2452; 2027: 3029; 2028: 3747; 2029: 3680; 2030: 4093; 2031: 7493; 2032: 4916; 2033: 5747; 2034: 2533
Crystal 5 | Coal:Conventional | DEF | DEF | 2023: 1851; 2024: 2994; 2025: 2880; 2026: 2664; 2027: 2689; 2028: 3637; 2029: 3370; 2030: 4163; 2031: 5282; 2032: 6547; 2033: 4595; 2034: 1222
DEBARY 10 | Gas/Oil:Combustion Turbine | DEF | DEF | 2024: 7; 2025: 5; 2026: 3; 2027: 9; 2028: 14; 2029: 16; 2030: 11; 2031: 6; 2032: 4; 2033: 2; 2034: 7; 2035: 8
DEBARY 2 | Gas/Oil:Combustion Turbine | DEF | DEF | 2024: 13; 2026: 3; 2027: 2
DEBARY 3 | Gas/Oil:Combustion Turbine | DEF | DEF | 2024: 12; 2026: 4
DEBARY 4 | Gas/Oil:Combustion Turbine | DEF | DEF | 2024: 4; 2025: 3; 2026: 3; 2027: 1
DEBARY 5 | Gas/Oil:Combustion Turbine | DEF | DEF | 2024: 12; 2026: 5
DEBARY 6 | Gas/Oil:Combustion Turbine | DEF | DEF | 2024: 14; 2025: 5; 2026: 3
DEBARY 7 | Gas/Oil:Combustion Turbine | DEF | DEF | 2023: 202; 2024: 203; 2025: 227; 2026: 210; 2027: 188; 2028: 197; 2029: 184; 2030: 195; 2031: 202; 2032: 141; 2033: 101; 2034: 177; 2035: 174; 2036: 45
DEBARY 8 | Gas/Oil:Combustion Turbine | DEF | DEF | 2023: 334; 2024: 257; 2025: 306; 2026: 256; 2027: 234; 2028: 248; 2029: 234; 2030: 231; 2031: 304; 2032: 160; 2033: 170; 2034: 172; 2035: 217; 2036: 72
DEBARY 9 | Gas/Oil:Combustion Turbine | DEF | DEF | 2023: 329; 2024: 335; 2025: 325; 2026: 306; 2027: 238; 2028: 289; 2029: 284; 2030: 299; 2031: 313; 2032: 163; 2033: 166; 2034: 221; 2035: 224; 2036: 87
DEF Nuclear Natrium | Nuclear:Nuclear | DEF | DEF | 2048: 4901.3993; 2049: 8234.9479; 2050: 6624; 2051: 8245.5914; 2052: 7130.3847; 2053: 8236.5393; 2054: 7157.3332; 2055: 8231.298; 2056: 7444.3787; 2057: 8239.3699
DEF Nuclear Natrium - Storage | Storage:Battery | DEF | DEF | 2048: 2277; 2049: 4235; 2050: 3448.5; 2051: 4509; 2052: 3811.6667; 2053: 4613; 2054: 4175.3333; 2055: 5034; 2056: 4883.5; 2057: 5536
DEF Nuclear Natrium - Storage PTC | Storage:Battery | DEF | DEF | 2038: 2677; 2039: 4964; 2040: 4045; 2041: 5262; 2042: 4829; 2043: 5812; 2044: 5336; 2045: 6344; 2046: 5965.5; 2047: 6621; 2048: 6502.6154; 2049: 6741; 2050: 6696.3571; 2051: 6923; 2052: 5915; 2053: 6228; 2054: 4815; 2055: 5296; 2056: 3998.6667; 2057: 4417
DEF Nuclear Natrium PTC | Nuclear:Nuclear | DEF | DEF | 2038: 4926.5063; 2039: 8250.6117; 2040: 6574.6204; 2041: 8229.7859; 2042: 7147.0032; 2043: 8241.6895; 2044: 7169.2653; 2045: 8242.42; 2046: 7404.5533; 2047: 8232.6659; 2048: 8001.0751; 2049: 8230.1542; 2050: 8010.9494; 2051: 8238.0483; 2052: 7564.0365; 2053: 8234.919; 2054: 6977.5133; 2055: 8243.7425; 2056: 6578.6672; 2057: 8231.9996
Gen 190MW CT | Gas/Oil:Combustion Turbine | DEF | DEF | [5 empty] | 52 |  | 79.5 | 139.5 |  |  | 236.8333 | 516.3333 | 619.5 | 658.1315 | 293.3333 | 581.3333 | 60.6855 | 116.8333 | 167.1946 | 589.6667 | 218.5743 | 1349.3594 | 466.2066 | 974.7711 | 376.5862 | 2180.8333 | 666.6035 | 516.9685 | 554.0349 | 463.3963 | 427.8829 | 458.8947 | 500.7111 | 593.8229
Gen 190MW CT H2 | Gas/Oil:Combustion Turbine | DEF | DEF | 2043: 13.5; 2044: 1.5; 2045: 68.2; 2046: 22.0984; 2047: 43.2862; 2048: 3.5556; 2049: 54.6875; 2050: 477.4422; 2051: 223.2379; 2052: 302.6611; 2053: 291.1027; 2054: 324.5034; 2055: 302.0526; 2056: 297.2016; 2057: 250.8437
HEAT | Demand:Demand Response | DEF | DEF | 2024: 2; 2025: 1; 2026: 3; 2028: 1; 2030: 4; 2032: 2; 2033: 3; 2035: 1; 2038: 13; 2045: 1; 2047: 2; 2050: 821; 2051: 51; 2052: 12; 2053: 29; 2054: 38; 2055: 46; 2056: 24; 2057: 50
Hines CC 1 | Gas/Oil:Combined Cycle | DEF | DEF | 2023: 6694; 2024: 6495; 2025: 7155; 2026: 5596; 2027: 6501; 2028: 6167; 2029: 6652; 2030: 5693; 2031: 4304; 2032: 3270; 2033: 3059; 2034: 3587; 2035: 5218; 2036: 5315; 2037: 6411; 2038: 4929; 2039: 1059
Hines CC 2 | Gas/Oil:Combined Cycle | DEF | DEF | 6075 | 6321 | 5805 | 6606 | 6113 | 6694 | 5711 | 6135 | 5109 | 4969 | 4767 | 5064 | 5554 | 5479 | 6202 | 5533 | 4931 | 4784 | 4111 | 2751 | 415
Hines CC 3 | Gas/Oil:Combined Cycle | DEF | DEF | 6968 | 6831 | 7224 | 6222 | 7448 | 7303 | 7517 | 6193 | 7087 | 6368 | 6581 | 6228 | 7334 | 7118 | 7905 | 6508 | 6434 | 6014 | 5558 | 4331 | 4786 | 3796 | 796
Hines CC 4 | Gas/Oil:Combined Cycle | DEF | DEF | 6272 | 7284 | 6063 | 7218 | 6753 | 7248 | 6754 | 7188 | 6074 | 7073 | 6614 | 7174 | 6519 | 7302 | 6791 | 7226 | 6709 | 7052 | 6325 | 6743 | 6350 | 6455 | 5703 | 4778 | 994
INT CITY 1 | Gas/Oil:Combustion Turbine | DEF | DEF | 2023: 2; 2024: 1; 2026: 3; 2027: 5; 2028: 6; 2029: 3; 2030: 11; 2031: 17; 2032: 5; 2033: 1
INT CITY 10 | Gas/Oil:Combustion Turbine | DEF | DEF | 2023: 40; 2024: 167; 2025: 129; 2026: 72; 2027: 137; 2028: 129; 2029: 109; 2030: 115; 2031: 166; 2032: 63; 2033: 60; 2034: 163; 2035: 150; 2036: 229; 2037: 254; 2038: 51
INT CITY 11 | Gas/Oil:Combustion Turbine | DEF | DEF | 2024: 20; 2025: 9; 2026: 5; 2027: 15; 2028: 11; 2029: 5; 2030: 14; 2031: 28; 2032: 6; 2034: 8; 2035: 16; 2036: 42; 2037: 55; 2038: 39; 2039: 51; 2040: 10; 2041: 3; 2042: 16; 2043: 15; 2044: 3
INT CITY 12 | Gas/Oil:Combustion Turbine | DEF | DEF | 26 | 150 | 97 | 50 | 132 | 145 | 79 | 111 | 156 | 47 | 19 | 89 | 97 | 150 | 207 | 206 | 255 | 133 | 176 | 234 | 547 | 372 | 92
INT CITY 13 | Gas/Oil:Combustion Turbine | DEF | DEF | 96 | 242 | 175 | 109 | 172 | 179 | 117 | 155 | 204 | 89 | 56 | 129 | 152 | 189 | 345 | 253 | 280 | 228 | 254 | 265 | 598 | 518 | 164
INT CITY 14 | Gas/Oil:Combustion Turbine | DEF | DEF | 134 | 243 | 205 | 97 | 191 | 186 | 152 | 165 | 197 | 109 | 78 | 133 | 153 | 200 | 334 | 352 | 371 | 223 | 314 | 334 | 672 | 495 | 163
INT CITY 2 | Gas/Oil:Combustion Turbine | DEF | DEF | 2026: 2; 2027: 1; 2028: 1; 2029: 1; 2030: 3; 2031: 13; 2032: 1
INT CITY 3 | Gas/Oil:Combustion Turbine | DEF | DEF | 2024: 3; 2025: 1; 2026: 2; 2027: 4; 2028: 5; 2029: 3; 2030: 8; 2031: 18; 2032: 5
INT CITY 4 | Gas/Oil:Combustion Turbine | DEF | DEF | 2023: 2; 2024: 4; 2025: 2; 2026: 2; 2027: 8; 2028: 4; 2029: 4; 2030: 7; 2031: 5; 2032: 5
INT CITY 5 | Gas/Oil:Combustion Turbine | DEF | DEF | 2026: 3; 2027: 2; 2028: 4; 2029: 2; 2030: 3; 2031: 12; 2032: 2
INT CITY 6 | Gas/Oil:Combustion Turbine | DEF | DEF | 2023: 1; 2024: 11; 2025: 1; 2026: 4; 2027: 12; 2028: 12; 2029: 3; 2030: 12; 2031: 24; 2032: 6; 2033: 3
INT CITY 7 | Gas/Oil:Combustion Turbine | DEF | DEF | 2023: 345; 2024: 463; 2025: 331; 2026: 303; 2027: 298; 2028: 377; 2029: 296; 2030: 305; 2031: 303; 2032: 174; 2033: 156; 2034: 351; 2035: 350; 2036: 417; 2037: 507; 2038: 127
INT CITY 8 | Gas/Oil:Combustion Turbine | DEF | DEF | 2023: 168; 2024: 338; 2025: 280; 2026: 191; 2027: 263; 2028: 262; 2029: 258; 2030: 255; 2031: 215; 2032: 157; 2033: 119; 2034: 293; 2035: 266; 2036: 313; 2037: 441; 2038: 58
INT CITY 9 | Gas/Oil:Combustion Turbine | DEF | DEF | 2023: 169; 2024: 338; 2025: 238; 2026: 234; 2027: 200; 2028: 281; 2029: 254; 2030: 254; 2031: 247; 2032: 132; 2033: 99; 2034: 304; 2035: 230; 2036: 329; 2037: 411; 2038: 88
INTER | Demand:Demand Response | DEF | DEF | 2026: 1; 2027: 2; 2028: 1; 2030: 2; 2032: 1; 2036: 1; 2037: 13; 2038: 8; 2039: 3; 2045: 54; 2047: 5; 2049: 1; 2050: 601; 2051: 1; 2052: 2; 2053: 3; 2054: 129; 2055: 2; 2056: 3; 2057: 11
Mulberry | Gas/Oil:Combined Cycle | DEF | DEF | 2023: 4889; 2024: 3130
New DEF OnShore Wind | Renewable:Wind | DEF | DEF | 2048: 2947; 2049: 3918; 2050: 4448; 2051: 3419; 2052: 3246.5; 2053: 3064; 2054: 3239.5; 2055: 3247; 2056: 3354.5; 2057: 3461.7143
New DEF OnShore Wind PTC | Renewable:Wind | DEF | DEF | 2043: 3798; 2044: 5292.5; 2045: 5780; 2046: 6022.25; 2047: 6091.8; 2048: 6658.6; 2049: 6511.6; 2050: 6125; 2051: 6296.8; 2052: 6402; 2053: 5798.4; 2054: 5598.75; 2055: 5442; 2056: 4888; 2057: 2961
NSG Vand CT 1 | Gas/Oil:Combustion Turbine | DEF | DEF | 2023: 941; 2024: 1039; 2025: 586; 2026: 504; 2027: 94
NSG Vand CT 2 | Gas/Oil:Combustion Turbine | DEF | DEF | 2023: 950; 2024: 1119; 2025: 662; 2026: 582; 2027: 123
NSG Vand CT 3 | Gas/Oil:Combustion Turbine | DEF | DEF | 2023: 1169; 2024: 1236; 2025: 744; 2026: 583; 2027: 113
NSG Vand CT 4 | Gas/Oil:Combustion Turbine | DEF | DEF | 2023: 1281; 2024: 1303; 2025: 850; 2026: 889; 2027: 126
Orange Cogen | Gas/Oil:Combined Cycle | DEF | DEF | 2023: 5160; 2024: 5175; 2025: 5160
Orlando Cogen | Gas/Oil:Combined Cycle | DEF | DEF | 2023: 8040
Osprey 1 0 | Gas/Oil:Combined Cycle | DEF | DEF | 2023: 6170; 2024: 5893
Osprey 1 1 | Gas/Oil:Combined Cycle | DEF | DEF | 2023: 2700; 2024: 2607
Osprey 1 2 | Gas/Oil:Combined Cycle | DEF | DEF | 2023: 1415; 2024: 1373
OspreyAcq | Gas/Oil:Combined Cycle | DEF | DEF |  | 1329 | 7396 | 7380 | 7239 | 7488 | 6965 | 7185 | 6869 | 6977 | 7125 | 7095 | 7112 | 7007 | 7573 | 7188 | 6732 | 6815 | 5913 | 5616 | 5578 | 1798
OspreyAcqDF | Gas/Oil:Combined Cycle | DEF | DEF |  | 398 | 2797 | 3051 | 2653 | 2886 | 2697 | 2716 | 2155 | 1852 | 1937 | 2927 | 3627 | 3773 | 3983 | 3303 | 3722 | 3294 | 2836 | 2080 | 2755 | 426
Pasco County | Renewable:Biomass | DEF | DEF | 2023: 7344; 2024: 7368; 2025: 7296; 2026: 3504; 2027: 3504; 2028: 3528; 2029: 3504; 2030: 3504; 2031: 3504; 2032: 3504; 2033: 3504; 2034: 3504; 2035: 3504; 2036: 3528; 2037: 3504; 2038: 3504; 2039: 3504; 2040: 3528; 2041: 3504; 2042: 3504
Pinellas County | Renewable:Biomass | DEF | DEF | 2023: 6456; 2024: 6600; 2025: 6552; 2026: 3504; 2027: 3504; 2028: 3528; 2029: 3504; 2030: 3504; 2031: 3504; 2032: 3528; 2033: 3504; 2034: 3504; 2035: 3504; 2036: 3504; 2037: 3504; 2038: 3504; 2039: 3504; 2040: 3504; 2041: 3504; 2042: 3504
Shady Hills 1 | Gas/Oil:Combustion Turbine | DEF | DEF | 2023: 315; 2024: 2
Shady Hills 2 | Gas/Oil:Combustion Turbine | DEF | DEF | 2023: 212; 2024: 6
Shady Hills 3 | Gas/Oil:Combustion Turbine | DEF | DEF | 2023: 291; 2024: 7
Solar 3rdParty Block 1 | Renewable:Solar PV | DEF | DEF |  | 2688 | 4512 | 4512 | 4512 | 4524 | 4512 | 4512 | 4512 | 4524 | 4512 | 4512 | 4512 | 4524 | 4512 | 4512 | 4512 | 4524 | 4512 | 4512 | 4512 | 4524 | 4512 | 4512 | 4512 | 4524 | 4512 | 4512 | 4512 | 4523 | 4512 | 4512 | 4512 | 4182 | 4512
Solar 3rdParty Block 2 | Renewable:Solar PV | DEF | DEF | [9 empty] | 2688 | 4512 | 4512 | 4512 | 4524 | 4512 | 4512 | 4512 | 4524 | 4512 | 4512 | 4512 | 4524 | 4512 | 4512 | 4512 | 4524 | 4512 | 4512 | 4512 | 4523 | 4512 | 4512 | 4512 | 4182 | 4512
Solar 3rdParty Block 3 | Renewable:Solar PV | DEF | DEF | 2040: 2688; 2041: 4512; 2042: 4512; 2043: 4512; 2044: 4524; 2045: 4512; 2046: 4512; 2047: 4512; 2048: 4524; 2049: 4512; 2050: 4512; 2051: 4512; 2052: 4523; 2053: 4512; 2054: 4512; 2055: 4512; 2056: 4182; 2057: 4512
Solar 3rdParty Block 4 | Renewable:Solar PV | DEF | DEF | 2048: 2688; 2049: 4512; 2050: 4512; 2051: 4512; 2052: 4523; 2053: 4512; 2054: 4512; 2055: 4512; 2056: 4182; 2057: 4512
Solar DEF Bay Ranch | Renewable:Solar PV | DEF | DEF | 3118 | 4565 | 4553 | 4553 | 4553 | 4565 | 4553 | 4553 | 4553 | 4565 | 4553 | 4553 | 4553 | 4565 | 4553 | 4553 | 4553 | 4565 | 4553 | 4553 | 4550 | 4565 | 4526 | 4514 | 4346 | 4296 | 4222 | 3976 | 3989 | 3986 | 4225 | 4278 | 4457 | 4497 | 4545
Solar DEF Bay Trail | Renewable:Solar PV | DEF | DEF | 4553 | 4565 | 4553 | 4553 | 4553 | 4565 | 4553 | 4553 | 4553 | 4565 | 4553 | 4553 | 4553 | 4565 | 4553 | 4553 | 4553 | 4565 | 4553 | 4553 | 4550 | 4565 | 4523 | 4509 | 4336 | 4294 | 4195 | 3942 | 3939 | 4055 | 4287 | 4309 | 4485 | 4524 | 4547
Solar DEF Charlie Creek | Renewable:Solar PV | DEF | DEF | 4512 | 4524 | 4512 | 4512 | 4512 | 4524 | 4512 | 4512 | 4512 | 4524 | 4512 | 4512 | 4512 | 4524 | 4512 | 4512 | 4512 | 4524 | 4512 | 4512 | 4509 | 4524 | 4481 | 4467 | 4291 | 4227 | 4144 | 3894 | 3896 | 4014 | 4247 | 4272 | 4447 | 4483 | 4506
Solar DEF Columbia | Renewable:Solar PV | DEF | DEF | 4512 | 4524 | 4512 | 4512 | 4512 | 4524 | 4512 | 4512 | 4512 | 4524 | 4512 | 4512 | 4512 | 4524 | 4512 | 4512 | 4512 | 4524 | 4512 | 4512 | 4509 | 4524 | 4481 | 4461 | 4308 | 4256 | 4160 | 3920 | 3946 | 3897 | 4137 | 4204 | 4388 | 4434 | 4503
Solar DEF County Line | Renewable:Solar PV | DEF | DEF |  |  | 4212 | 4553 | 4553 | 4565 | 4553 | 4553 | 4553 | 4565 | 4553 | 4553 | 4553 | 4565 | 4553 | 4553 | 4553 | 4565 | 4553 | 4553 | 4552 | 4565 | 4522 | 4512 | 4346 | 4306 | 4222 | 3958 | 3979 | 3954 | 4197 | 4255 | 4439 | 4483 | 4544
Solar DEF Debary | Renewable:Solar PV | DEF | DEF | 4512 | 4524 | 4512 | 4512 | 4512 | 4524 | 4512 | 4512 | 4512 | 4524 | 4512 | 4512 | 4512 | 4524 | 4512 | 4512 | 4512 | 4524 | 4512 | 4512 | 4509 | 4524 | 4484 | 4469 | 4290 | 4236 | 4148 | 3906 | 3918 | 3899 | 4143 | 4207 | 4390 | 4095 | 4503
Solar DEF Duette | Renewable:Solar PV | DEF | DEF | 4512 | 4524 | 4512 | 4512 | 4512 | 4524 | 4512 | 4512 | 4512 | 4524 | 4512 | 4512 | 4512 | 4524 | 4512 | 4512 | 4512 | 4524 | 4512 | 4512 | 4509 | 4524 | 4480 | 4466 | 4290 | 4232 | 4142 | 3901 | 3898 | 4020 | 4253 | 4274 | 4447 | 4483 | 4506
Solar DEF Falmouth | Renewable:Solar PV | DEF | DEF |  | 3890 | 4553 | 4553 | 4553 | 4565 | 4553 | 4553 | 4553 | 4565 | 4553 | 4553 | 4553 | 4565 | 4553 | 4553 | 4553 | 4565 | 4553 | 4553 | 4552 | 4565 | 4524 | 4513 | 4343 | 4306 | 4219 | 3959 | 3969 | 3958 | 4202 | 4261 | 4443 | 4484 | 4544
Solar DEF Fort Green | Renewable:Solar PV | DEF | DEF | 4553 | 4565 | 4553 | 4553 | 4553 | 4565 | 4553 | 4553 | 4553 | 4565 | 4553 | 4553 | 4553 | 4565 | 4553 | 4553 | 4553 | 4565 | 4553 | 4553 | 4550 | 4565 | 4524 | 4513 | 4341 | 4289 | 4189 | 3934 | 3937 | 4040 | 4276 | 4308 | 4478 | 4517 | 4547
Solar DEF Hamilton | Renewable:Solar PV | DEF | DEF | 4512 | 4524 | 4512 | 4512 | 4512 | 4524 | 4512 | 4512 | 4512 | 4524 | 4512 | 4512 | 4512 | 4524 | 4512 | 4512 | 4512 | 4524 | 4512 | 4512 | 4509 | 4524 | 4483 | 4469 | 4299 | 4242 | 4142 | 3932 | 3936 | 3905 | 4148 | 4212 | 4394 | 4436 | 4503
Solar DEF Hardeetown | Renewable:Solar PV | DEF | DEF | 3118 | 4565 | 4553 | 4553 | 4553 | 4565 | 4553 | 4553 | 4553 | 4565 | 4553 | 4553 | 4553 | 4565 | 4553 | 4553 | 4553 | 4565 | 4553 | 4553 | 4550 | 4565 | 4524 | 4513 | 4345 | 4290 | 4213 | 3957 | 3983 | 3999 | 4235 | 4281 | 4465 | 4507 | 4545
Solar DEF High Spring | Renewable:Solar PV | DEF | DEF | 2276 | 4565 | 4553 | 4553 | 4553 | 4565 | 4553 | 4553 | 4553 | 4565 | 4553 | 4553 | 4553 | 4565 | 4553 | 4553 | 4553 | 4565 | 4553 | 4553 | 4551 | 4565 | 4524 | 4512 | 4342 | 4289 | 4223 | 3958 | 3981 | 4052 | 4288 | 4316 | 4481 | 4517 | 4548
Solar DEF Hildreth | Renewable:Solar PV | DEF | DEF | 3118 | 4565 | 4553 | 4553 | 4553 | 4565 | 4553 | 4553 | 4553 | 4565 | 4553 | 4553 | 4553 | 4565 | 4553 | 4553 | 4553 | 4565 | 4553 | 4553 | 4551 | 4565 | 4526 | 4512 | 4341 | 4295 | 4221 | 3962 | 3974 | 3979 | 4217 | 4268 | 4450 | 4491 | 4545
Solar DEF Lake Placid | Renewable:Solar PV | DEF | DEF | 4316 | 4312 | 4310 | 4336 | 4348 | 4359 | 4331 | 4336 | 4348 | 4373 | 4375 | 4378 | 4364 | 4403 | 4393 | 4404 | 4417 | 4445 | 4441 | 4463 | 4464 | 4517 | 4485 | 4485 | 4329 | 4300 | 4190 | 3965 | 3968 | 3996 | 4245 | 4311 | 4499 | 4543 | 4601
Solar DEF Mule Creek | Renewable:Solar PV | DEF | DEF |  | 4224 | 4553 | 4553 | 4553 | 4565 | 4553 | 4553 | 4553 | 4565 | 4553 | 4553 | 4553 | 4565 | 4553 | 4553 | 4553 | 4565 | 4553 | 4553 | 4550 | 4565 | 4524 | 4512 | 4347 | 4298 | 4223 | 3982 | 3987 | 3991 | 4229 | 4281 | 4458 | 4499 | 4545
Solar DEF Osc Perry Suw | Renewable:Solar PV | DEF | DEF | 4512 | 4524 | 4512 | 4512 | 4512 | 4524 | 4512 | 4512 | 4512 | 4524 | 4512 | 4512 | 4512 | 4524 | 4512 | 4512 | 4512 | 4524 | 4512 | 4512 | 4511 | 4524 | 4481 | 4470 | 3712
Solar DEF Sandy Creek | Renewable:Solar PV | DEF | DEF | 4512 | 4524 | 4512 | 4512 | 4512 | 4524 | 4512 | 4512 | 4512 | 4524 | 4512 | 4512 | 4512 | 4524 | 4512 | 4512 | 4512 | 4524 | 4512 | 4512 | 4509 | 4524 | 4481 | 4464 | 4288 | 4227 | 4142 | 3892 | 3893 | 3995 | 4233 | 4265 | 4440 | 4473 | 4505
Solar DEF Santa Fe | Renewable:Solar PV | DEF | DEF | 4512 | 4524 | 4512 | 4512 | 4512 | 4524 | 4512 | 4512 | 4512 | 4524 | 4512 | 4512 | 4512 | 4524 | 4512 | 4512 | 4512 | 4524 | 4512 | 4512 | 4509 | 4524 | 4482 | 4467 | 4286 | 4227 | 4138 | 3899 | 3897 | 3953 | 4196 | 4245 | 4422 | 4461 | 4504
Solar DEF St Pete Pier | Renewable:Solar PV | DEF | DEF | 4391 | 4401 | 4390 | 4390 | 4389 | 4399 | 4387 | 4387 | 4387 | 4398 | 4387 | 4386 | 4384 | 4395 | 4384 | 4383 | 4383 | 4394 | 4383 | 4383 | 4379 | 4392 | 4352 | 4337 | 4176 | 4137 | 3795
Solar DEF Trenton | Renewable:Solar PV | DEF | DEF | 4512 | 4524 | 4512 | 4512 | 4512 | 4524 | 4512 | 4512 | 4512 | 4524 | 4512 | 4512 | 4512 | 4524 | 4512 | 4512 | 4512 | 4524 | 4512 | 4512 | 4509 | 4524 | 4481 | 4459 | 4293 | 4244 | 4128 | 3894 | 3885 | 3941 | 4179 | 4228 | 4409 | 4450 | 4504
Solar DEF Twin Rivers | Renewable:Solar PV | DEF | DEF | 4512 | 4524 | 4512 | 4512 | 4512 | 4524 | 4512 | 4512 | 4512 | 4524 | 4512 | 4512 | 4512 | 4524 | 4512 | 4512 | 4512 | 4524 | 4512 | 4512 | 4509 | 4524 | 4483 | 4466 | 4292 | 4235 | 4137 | 3905 | 3899 | 3984 | 4229 | 4262 | 4435 | 4472 | 4505
Solar DEF Winquepin | Renewable:Solar PV | DEF | DEF |  | 4224 | 4553 | 4553 | 4553 | 4565 | 4553 | 4553 | 4553 | 4565 | 4553 | 4553 | 4553 | 4565 | 4553 | 4553 | 4553 | 4565 | 4553 | 4553 | 4552 | 4565 | 4523 | 4510 | 4340 | 4305 | 4223 | 3955 | 3981 | 3965 | 4209 | 4264 | 4445 | 4486 | 4545
Solar+Storage DEF NEW 1 | Renewable:Solar PV | DEF | DEF | 2039: 376; 2040: 2528.3863; 2041: 3246.5092; 2042: 4677.1092; 2043: 4692.074; 2044: 4722.0905; 2045: 4690.0957; 2046: 4684.1051; 2047: 4511.2354; 2048: 4491.4698; 2049: 4400.4343; 2050: 4158.0004; 2051: 4176.5258; 2052: 4211.2954; 2053: 4457.2152; 2054: 4490.0955; 2055: 4671.0848; 2056: 4710.0842; 2057: 4744.0843
Solar+Storage DEF NEW 1 PTC + ITC | Renewable:Solar PV | DEF | DEF | 2029: 400; 2030: 2755.3759; 2031: 3538.828; 2032: 5118.9451; 2033: 5098.9659; 2034: 5124.955; 2035: 5128.9502; 2036: 5149.946; 2037: 5138.9397; 2038: 5152.926; 2039: 5026.9722; 2040: 4977.9819; 2041: 4763.9996
Standby | Demand:Demand Response | DEF | DEF |  | 1 | 4 | 1 |  | 4 | 1 | 5 | 12 | 5 | 1 | 7 | 3 | 18 | 30 | 15 | 29 |  |  | 2 | 1 | 1 | 210 | 3 | 106 | 3 | 59 | 1481 | 290 | 291 | 418 | 456 | 275 | 240 | 271
SUWANNEE_P 1 | Gas/Oil:Combustion Turbine | DEF | DEF | 2023: 147; 2024: 179; 2025: 190; 2026: 196; 2027: 168; 2028: 187; 2029: 182; 2030: 186; 2031: 214; 2032: 131; 2033: 85; 2034: 27
SUWANNEE_P 2 | Gas/Oil:Combustion Turbine | DEF | DEF | 2023: 145; 2024: 180; 2025: 169; 2026: 166; 2027: 126; 2028: 183; 2029: 182; 2030: 181; 2031: 187; 2032: 128; 2033: 71; 2034: 23
SUWANNEE_P 3 | Gas/Oil:Combustion Turbine | DEF | DEF | 2023: 224; 2024: 290; 2025: 291; 2026: 297; 2027: 234; 2028: 263; 2029: 254; 2030: 242; 2031: 267; 2032: 186; 2033: 101; 2034: 35
Tigerbay 1 | Gas/Oil:Combined Cycle | DEF | DEF | 2023: 5432; 2024: 5411; 2025: 4959; 2026: 5536; 2027: 4799; 2028: 5194; 2029: 4451; 2030: 4245; 2031: 3402; 2032: 3514; 2033: 2981; 2034: 3951; 2035: 1396
U OF FL 1 | Gas/Oil:Combustion Turbine | DEF | DEF | 2023: 7608; 2024: 7656; 2025: 7632; 2026: 7632; 2027: 6408
Voltage Red | Demand:Demand Response | DEF | DEF | 1 | 1 | 6 | 1 | 1 | 3 |  | 2 |  | 7 | 1 | 2 | 5 |  |  | 18 |  | 2 |  |  |  | 1 |  |  | 67 |  | 5 | 1003 | 168 | 63 | 270 | 387 | 186 | 219 | 501
WaterHtr_PP | Demand:Demand Response | DEF | DEF | 1095 | 1124 | 1070 | 898 | 698 | 684 | 697 | 696 | 675 | 486 | 266 | 195 | 87 | 105 | 131 | 89 | 88 | 58 | 44 | 41 | 54 | 44 | 275 | 18 | 192 | 33 | 187 | 1761 | 611 | 378 | 616 | 613 | 454 | 509 | 349
Group Totals
Resource | Type | BA | Area | 2023 | 2024 | 2025 | 2026 | 2027 | 2028 | 2029 | 2030 | 2031 | 2032 | 2033 | 2034 | 2035 | 2036 | 2037 | 2038 | 2039 | 2040 | 2041 | 2042 | 2043 | 2044 | 2045 | 2046 | 2047 | 2048 | 2049 | 2050 | 2051 | 2052 | 2053 | 2054 | 2055 | 2056 | 2057
Total | Coal:Conventional | DEF | DEF | 2023: 2275.5; 2024: 2712.5; 2025: 3020; 2026: 2558; 2027: 2859; 2028: 3692; 2029: 3525; 2030: 4128; 2031: 6387.5; 2032: 5731.5; 2033: 5171; 2034: 1877.5
Total | Demand:Demand Response | DEF | DEF | 182.6667 | 188.1667 | 180.6667 | 150.6667 | 117.5 | 115.5 | 116.8333 | 118.5 | 114.5 | 83.5 | 45.3333 | 34 | 16 | 21.8333 | 32.8333 | 23.8333 | 22.1667 | 10.1667 | 7.5 | 7.3333 | 9.1667 | 7.6667 | 121 | 3.5 | 74.1667 | 6 | 42 | 1009.3333 | 196.8333 | 143.8333 | 253.5 | 304.8333 | 174.8333 | 168 | 202.6667
Total | Gas/Oil:Combined Cycle | DEF | DEF | 5204.6111 | 4547.3684 | 5296.4 | 5315.6429 | 5283.6429 | 5271.4286 | 5247.2857 | 5039.7143 | 4626.7857 | 4582.9286 | 4411.7143 | 4843.5 | 4954.5 | 5317.3077 | 5495 | 5031 | 4767.0769 | 4791.9167 | 4433.5833 | 4003 | 3999.0833 | 3463.4545 | 3783.7778 | 3467.375 | 3022.375 | 2704.8571 | 2326.4286 | 2573.2 | 2090 | 2252.6 | 2190.8 | 2268.2 | 2277.6 | 2082.8 | 2259.2
Total | Gas/Oil:Combustion Turbine | DEF | DEF | 361.3333 | 381 | 349.5641 | 366.1429 | 275.2857 | 131.625 | 114.1667 | 123 | 142.16 | 71.16 | 53.56 | 123.3793 | 285.2778 | 321.6667 | 464.4849 | 209.5714 | 444.5 | 95.8113 | 144.8 | 185.2168 | 387.4286 | 193.2461 | 632.5826 | 264.3392 | 415.8801 | 152.7678 | 634.5455 | 529.0316 | 303.3463 | 371.2176 | 338.0919 | 352.6978 | 344.8278 | 352.7042 | 344.3834
Total | Gas/Oil:Steam Turbine | DEF | DEF | 2023: 4472.5; 2024: 4747; 2025: 3157; 2026: 4495; 2027: 4481.5; 2028: 4879; 2029: 4503; 2030: 4243; 2031: 3062; 2032: 3076; 2033: 3010.5; 2034: 3705; 2035: 4258.5; 2036: 4029.5; 2037: 5076; 2038: 2183.5; 2039: 2655.5; 2040: 2434; 2041: 1749; 2042: 422
Total | Nuclear:Nuclear | DEF | DEF | 2038: 4926.5063; 2039: 8250.6117; 2040: 6574.6204; 2041: 8229.7859; 2042: 7147.0032; 2043: 8241.6895; 2044: 7169.2653; 2045: 8242.42; 2046: 7404.5533; 2047: 8232.6659; 2048: 7587.785; 2049: 8230.7934; 2050: 7702.7384; 2051: 8239.7246; 2052: 7433.941; 2053: 8235.4591; 2054: 7054.579; 2055: 8237.5202; 2056: 7073.3595; 2057: 8236.9131
Total | Renewable:Biomass | DEF | DEF | 2023: 5768; 2024: 5824; 2025: 5784; 2026: 3504; 2027: 3504; 2028: 3520; 2029: 3504; 2030: 3504; 2031: 3504; 2032: 3520; 2033: 3504; 2034: 3504; 2035: 3504; 2036: 3512; 2037: 3504; 2038: 3504; 2039: 3504; 2040: 3512; 2041: 3504; 2042: 3504
Total | Renewable:Solar PV | DEF | DEF | 4142.3889 | 4380.4091 | 4500.913 | 4516.8696 | 4517.3478 | 4529.2174 | 4187.2 | 4256.3523 | 4315.6287 | 4585.69 | 4633.3985 | 4638.1387 | 4637.908 | 4652.0587 | 4639.8648 | 4642.4324 | 4363.1617 | 4295.1167 | 4312.7389 | 4550.1222 | 4551.0338 | 4569.2157 | 4532.4673 | 4521.6136 | 4348.6857 | 4278.564 | 4251.2709 | 4054.3504 | 4063.2442 | 4095.7844 | 4302.3084 | 4339.7109 | 4494.2076 | 4471.8384 | 4565.8959
Total | Renewable:Wind | DEF | DEF | 2043: 3798; 2044: 5292.5; 2045: 5780; 2046: 6022.25; 2047: 6091.8; 2048: 6040; 2049: 5770.5714; 2050: 5645.8571; 2051: 5474.5714; 2052: 5500.4286; 2053: 4773; 2054: 4419.125; 2055: 4070.125; 2056: 3737.875; 2057: 3399.125
Total | Storage:Battery | DEF | DEF |  |  |  |  | 2507.5 | 2674 | 2548 | 2631 | 2285.5 | 2456.5455 | 3823.4783 | 4967.5714 | 5986.9556 | 6749.3556 | 6679.8 | 6122.7021 | 5610.3846 | 5360.963 | 5115.3519 | 4975.963 | 4795.4643 | 4413.7458 | 4425.9322 | 3935.4194 | 3945.1774 | 3655.6607 | 4193.8636 | 3835.5789 | 5101.8214 | 4350.0333 | 4435.2143 | 3582.2258 | 4427.3043 | 3990.6538 | 4358.3478
Solar 5
Resource | Type | BA | Area | 2023 | 2024 | 2025 | 2026 | 2027 | 2028 | 2029 | 2030 | 2031 | 2032 | 2033 | 2034 | 2035 | 2036 | 2037 | 2038 | 2039 | 2040 | 2041 | 2042 | 2043 | 2044 | 2045 | 2046 | 2047 | 2048 | 2049 | 2050 | 2051 | 2052 | 2053 | 2054 | 2055 | 2056 | 2057
AC | Demand:Demand Response | DEF | DEF | 2024: 1; 2027: 1; 2028: 3; 2030: 2; 2034: 1; 2036: 6; 2037: 20; 2039: 8; 2042: 1; 2045: 197; 2047: 61; 2050: 314; 2051: 45; 2052: 140; 2053: 16; 2054: 103; 2055: 109; 2056: 7; 2057: 12
Anclote 1 | Gas/Oil:Steam Turbine | DEF | DEF | 2023: 5173; 2024: 5765; 2025: 3540; 2026: 5253; 2027: 5489; 2028: 5487; 2029: 5400; 2030: 5172; 2031: 3060; 2032: 3448; 2033: 2664; 2034: 4303; 2035: 4354; 2036: 4576; 2037: 4384; 2038: 2712; 2039: 3174; 2040: 2998; 2041: 1685; 2042: 522
Anclote 2 | Gas/Oil:Steam Turbine | DEF | DEF | 2023: 3741; 2024: 3741; 2025: 2668; 2026: 3482; 2027: 3642; 2028: 3886; 2029: 3791; 2030: 3189; 2031: 2898; 2032: 2919; 2033: 3041; 2034: 3150; 2035: 3988; 2036: 3336; 2037: 4374; 2038: 1224; 2039: 1669; 2040: 1687; 2041: 1196; 2042: 257
As Avail | Gas/Oil:Combined Cycle | DEF | DEF | 1752 | 1752 | 1752 | 1752 | 1752 | 1776 | 1752 | 1752 | 1752 | 1752 | 1752 | 1752 | 1752 | 1752 | 1752 | 1752 | 1752 | 1776 | 1752 | 1752 | 1752 | 1752 | 1752 | 1752 | 1752 | 1776 | 1752 | 1752 | 1752 | 1752 | 1752 | 1752 | 1752 | 1776 | 1752
As Avail PCS | Renewable:Biomass | DEF | DEF | 2023: 3504; 2024: 3504; 2025: 3504; 2026: 3504; 2027: 3504; 2028: 3504; 2029: 3504; 2030: 3504; 2031: 3504; 2032: 3528; 2033: 3504; 2034: 3504; 2035: 3504; 2036: 3504; 2037: 3504; 2038: 3504; 2039: 3504; 2040: 3504; 2041: 3504; 2042: 3504
Bartow CC 1 0 | Gas/Oil:Combined Cycle | DEF | DEF | 7536 | 7176 | 7896 | 7800 | 7440 | 7584 | 8040 | 8040 | 8040 | 8040 | 7704 | 8040 | 8016 | 8040 | 7272 | 8040 | 8040 | 8064 | 7704 | 8040 | 8040 | 8064 | 7272 | 8040 | 8040 | 8064 | 3432
Bartow CC 1 PAG | Gas/Oil:Combined Cycle | DEF | DEF | 3081 | 3006 | 2837 | 2661 | 2370 | 2582 | 2521 | 1998 | 1907 | 1674 | 1201 | 2166 | 2398 | 2323 | 2509 | 2107 | 2622 | 1935 | 1359 | 1018 | 1740 | 1200 | 2068 | 774 | 1529 | 496 | 95
BARTOW_P 1 | Gas/Oil:Combustion Turbine | DEF | DEF | 2024: 4
BARTOW_P 2 | Gas/Oil:Combustion Turbine | DEF | DEF | 2023: 13; 2024: 51; 2025: 56; 2026: 33; 2027: 59; 2028: 43; 2029: 31; 2030: 55; 2031: 96; 2032: 26; 2033: 23; 2034: 2
BARTOW_P 3 | Gas/Oil:Combustion Turbine | DEF | DEF
BARTOW_P 4 | Gas/Oil:Combustion Turbine | DEF | DEF | 2023: 38; 2024: 87; 2025: 59; 2026: 55; 2027: 72; 2028: 72; 2029: 49; 2030: 83; 2031: 75; 2032: 45; 2033: 33; 2034: 12
Battery 2 Hours | Storage:Battery | DEF | DEF | 2027: 2616; 2028: 2699.5; 2029: 2590; 2030: 2654.5; 2031: 2301.5; 2032: 2272; 2033: 2047.5; 2034: 2060; 2035: 2049; 2036: 1996.5; 2037: 2069.5; 2038: 1857.5; 2039: 1676; 2040: 1599.5; 2041: 1552
Battery 4 Hours | Storage:Battery | DEF | DEF | [8 empty] | 1924 | 2586.125 | 3723.0526 | 5117.7097 | 5998.7073 | 6866.2195 | 6795.3415 | 6284.9268 | 5760.6304 | 5613.5 | 5288.6087 | 4898.3043 | 4797.913 | 4345.087 | 4161.5745 | 3570.4255 | 3545.9783 | 2945.0256 | 2928.4643 | 1991.3529 | 3022.8571 | 2518.7143 | 2398.4286 | 1482 | 1499.3333 | 1716.75 | 1484.75
BAYBORO_P 1 | Gas/Oil:Combustion Turbine | DEF | DEF | 2024: 13; 2025: 3
BAYBORO_P 2 | Gas/Oil:Combustion Turbine | DEF | DEF | 2024: 2; 2025: 1
BAYBORO_P 3 | Gas/Oil:Combustion Turbine | DEF | DEF | 2024: 5; 2025: 1
BAYBORO_P 4 | Gas/Oil:Combustion Turbine | DEF | DEF | 2024: 3; 2025: 1
Citrus CC 1 | Gas/Oil:Combined Cycle | DEF | DEF | 7776 | 7848 | 7296 | 7824 | 7824 | 6960 | 7632 | 7627 | 7172 | 7679 | 7632 | 7656 | 7650 | 7656 | 7176 | 7609 | 7656 | 6944 | 7366 | 7016 | 6444 | 6186 | 5204 | 4524 | 4519 | 3869 | 4074 | 2919 | 2753 | 2733 | 2746 | 2731 | 2896 | 2873 | 2816
Citrus CC 1 Duct | Gas/Oil:Combined Cycle | DEF | DEF | 3091 | 3193 | 2483 | 2742 | 2419 | 2366 | 2338 | 1882 | 1645 | 1559 | 1360 | 2294 | 2552 | 2530 | 3330 | 1606 | 2291 | 1478 | 1240 | 459 | 1517 | 918 | 1752 | 754 | 1412 | 306 | 1455 | 2345 | 1641 | 1934 | 1589 | 1840 | 1849 | 1696 | 1964
Citrus CC 2 | Gas/Oil:Combined Cycle | DEF | DEF | 7632 | 7824 | 7771 | 7248 | 7776 | 6936 | 7608 | 7602 | 7152 | 7626 | 7608 | 7608 | 7577 | 7630 | 7128 | 7602 | 7589 | 6895 | 7488 | 6995 | 6593 | 6028 | 6119 | 5066 | 3910 | 3649 | 3829 | 2772 | 2384 | 2554 | 2687 | 2465 | 2624 | 2556 | 2619
Citrus CC 2 Duct | Gas/Oil:Combined Cycle | DEF | DEF | 2967 | 3312 | 2635 | 2307 | 2331 | 2244 | 2383 | 1859 | 1582 | 1537 | 1334 | 2145 | 2421 | 2519 | 2770 | 1499 | 2053 | 1936 | 1195 | 598 | 1397 | 957 | 1939 | 897 | 1324 | 510 | 1337 | 2190 | 1276 | 1793 | 1533 | 1614 | 1611 | 1410 | 1936
Crystal 4 | Coal:Conventional | DEF | DEF | 2023: 2700; 2024: 2407; 2025: 3160; 2026: 2453; 2027: 2908; 2028: 3739; 2029: 3661; 2030: 4083; 2031: 7261; 2032: 4680; 2033: 6252; 2034: 2508
Crystal 5 | Coal:Conventional | DEF | DEF | 2023: 1854; 2024: 2995; 2025: 2880; 2026: 2664; 2027: 2686; 2028: 3713; 2029: 3271; 2030: 4328; 2031: 5280; 2032: 6546; 2033: 4841; 2034: 1220
DEBARY 10 | Gas/Oil:Combustion Turbine | DEF | DEF | 2024: 7; 2025: 2; 2026: 2; 2027: 3; 2028: 12; 2029: 2; 2030: 7; 2031: 11; 2032: 2; 2034: 8; 2035: 19; 2036: 2
DEBARY 2 | Gas/Oil:Combustion Turbine | DEF | DEF | 2024: 12; 2026: 2
DEBARY 3 | Gas/Oil:Combustion Turbine | DEF | DEF | 2024: 13; 2025: 1; 2026: 2
DEBARY 4 | Gas/Oil:Combustion Turbine | DEF | DEF | 2024: 6; 2026: 2
DEBARY 5 | Gas/Oil:Combustion Turbine | DEF | DEF | 2024: 14; 2026: 4
DEBARY 6 | Gas/Oil:Combustion Turbine | DEF | DEF | 2024: 16; 2025: 3; 2026: 4; 2027: 1
DEBARY 7 | Gas/Oil:Combustion Turbine | DEF | DEF | 2023: 200; 2024: 213; 2025: 196; 2026: 208; 2027: 185; 2028: 180; 2029: 132; 2030: 169; 2031: 167; 2032: 128; 2033: 112; 2034: 178; 2035: 147; 2036: 46
DEBARY 8 | Gas/Oil:Combustion Turbine | DEF | DEF | 2023: 334; 2024: 249; 2025: 299; 2026: 250; 2027: 225; 2028: 229; 2029: 156; 2030: 187; 2031: 271; 2032: 130; 2033: 162; 2034: 183; 2035: 194; 2036: 70
DEBARY 9 | Gas/Oil:Combustion Turbine | DEF | DEF | 2023: 316; 2024: 339; 2025: 279; 2026: 266; 2027: 231; 2028: 248; 2029: 211; 2030: 248; 2031: 294; 2032: 157; 2033: 175; 2034: 267; 2035: 204; 2036: 98
DEF Nuclear Natrium | Nuclear:Nuclear | DEF | DEF | 2048: 4899.3157; 2049: 8254.1006; 2050: 6624; 2051: 8231.9996; 2052: 7135.6618; 2053: 8227.9998; 2054: 7167.063; 2055: 8231.9997; 2056: 7449.0267; 2057: 8237.8278
DEF Nuclear Natrium - Storage | Storage:Battery | DEF | DEF | 2048: 2366; 2049: 4323; 2050: 3540.5; 2051: 4637; 2052: 4022.3333; 2053: 4713; 2054: 4237; 2055: 5037; 2056: 4926; 2057: 5445
DEF Nuclear Natrium - Storage PTC | Storage:Battery | DEF | DEF | 2038: 2728; 2039: 5038; 2040: 4097; 2041: 5340; 2042: 4861.3333; 2043: 5878; 2044: 5394.3333; 2045: 6418; 2046: 5980.75; 2047: 6629; 2048: 6440.7692; 2049: 6732; 2050: 6722.2857; 2051: 6881; 2052: 5892.5714; 2053: 6248; 2054: 4893.5; 2055: 5352; 2056: 4024.6667; 2057: 4492
DEF Nuclear Natrium PTC | Nuclear:Nuclear | DEF | DEF | 2038: 4926.5063; 2039: 8241.9477; 2040: 6574.6699; 2041: 8240.6835; 2042: 7145.3862; 2043: 8231.6616; 2044: 7156.6453; 2045: 8235.564; 2046: 7403.4725; 2047: 8235.9698; 2048: 8000.4343; 2049: 8232.0004; 2050: 8005.8524; 2051: 8246.167; 2052: 7564.7936; 2053: 8235.2972; 2054: 6979.0269; 2055: 8243.0875; 2056: 6584.866; 2057: 8232.4401
Gen 190MW CT | Gas/Oil:Combustion Turbine | DEF | DEF | [7 empty] | 103 | 137 |  | 57 | 196 | 473 | 577.3333 | 638.2905 | 263.5 | 554.3333 | 62.6667 | 134.5 | 213.7751 | 592.5 | 216.3808 | 1361.8503 | 383.7191 | 812.3892 | 383.6415 | 2055.5 | 623.7928 | 507.3423 | 563.4055 | 380.7701 | 396.6351 | 463.193 | 518.0988 | 630.3403
Gen 190MW CT H2 | Gas/Oil:Combustion Turbine | DEF | DEF | 2043: 14.25; 2044: 3.25; 2045: 71.3841; 2046: 16.4; 2047: 41.3159; 2048: 3.3333; 2049: 61.9934; 2050: 444.6806; 2051: 202.8845; 2052: 200.4133; 2053: 278.1345; 2054: 315.8513; 2055: 294.9309; 2056: 260.7756; 2057: 260.1295
HEAT | Demand:Demand Response | DEF | DEF | 2 |  | 2 |  | 1 | 4 | 2 | 4 | 1 | 1 | 1 | 12 |  |  |  | 12 |  | 1 |  |  |  | 1 |  |  | 1 | 1 |  | 797 | 27 | 2 | 7 | 72 | 19 | 63 | 52
Hines CC 1 | Gas/Oil:Combined Cycle | DEF | DEF | 2023: 6735; 2024: 6534; 2025: 7081; 2026: 5518; 2027: 6419; 2028: 5867; 2029: 6549; 2030: 5731; 2031: 4254; 2032: 3135; 2033: 2594; 2034: 3389; 2035: 4962; 2036: 5229; 2037: 6797; 2038: 5067; 2039: 957
Hines CC 2 | Gas/Oil:Combined Cycle | DEF | DEF | 6063 | 6378 | 5805 | 6454 | 5944 | 6613 | 5618 | 6100 | 5002 | 4901 | 4644 | 4962 | 5518 | 5361 | 5695 | 5333 | 4747 | 4587 | 3815 | 2588 | 432
Hines CC 3 | Gas/Oil:Combined Cycle | DEF | DEF | 7034 | 6823 | 7275 | 6332 | 7368 | 7184 | 7443 | 6284 | 6936 | 6188 | 6630 | 6159 | 7341 | 7155 | 7866 | 6396 | 6339 | 5999 | 5488 | 4155 | 4629 | 3508 | 836
Hines CC 4 | Gas/Oil:Combined Cycle | DEF | DEF | 6331 | 7284 | 6062 | 7218 | 6754 | 7246 | 6760 | 7197 | 6065 | 7040 | 6661 | 7092 | 6473 | 7237 | 6803 | 7243 | 6660 | 7014 | 6321 | 6946 | 6458 | 6481 | 5685 | 4350 | 921
INT CITY 1 | Gas/Oil:Combustion Turbine | DEF | DEF | 2023: 2; 2024: 1; 2025: 1; 2026: 3; 2027: 4; 2028: 8; 2030: 10; 2031: 23; 2032: 3; 2033: 1
INT CITY 10 | Gas/Oil:Combustion Turbine | DEF | DEF | 2023: 43; 2024: 174; 2025: 130; 2026: 69; 2027: 128; 2028: 88; 2029: 56; 2030: 91; 2031: 149; 2032: 54; 2033: 75; 2034: 158; 2035: 160; 2036: 242; 2037: 329; 2038: 68
INT CITY 11 | Gas/Oil:Combustion Turbine | DEF | DEF | 2024: 16; 2025: 9; 2026: 5; 2027: 7; 2028: 12; 2030: 13; 2031: 32; 2032: 6; 2033: 6; 2034: 8; 2035: 30; 2036: 32; 2037: 51; 2038: 29; 2039: 50; 2040: 6; 2041: 6; 2042: 31; 2043: 19; 2044: 8
INT CITY 12 | Gas/Oil:Combustion Turbine | DEF | DEF | 24 | 160 | 85 | 38 | 117 | 88 | 37 | 99 | 154 | 37 | 10 | 105 | 94 | 149 | 234 | 204 | 235 | 153 | 169 | 199 | 587 | 334 | 70
INT CITY 13 | Gas/Oil:Combustion Turbine | DEF | DEF | 99 | 230 | 160 | 104 | 149 | 119 | 92 | 131 | 169 | 49 | 50 | 126 | 123 | 194 | 315 | 298 | 247 | 166 | 320 | 265 | 660 | 521 | 95
INT CITY 14 | Gas/Oil:Combustion Turbine | DEF | DEF | 121 | 242 | 198 | 115 | 168 | 151 | 103 | 126 | 105 | 72 | 54 | 141 | 171 | 224 | 411 | 355 | 362 | 276 | 378 | 284 | 747 | 481 | 119
INT CITY 2 | Gas/Oil:Combustion Turbine | DEF | DEF | 2027: 1; 2028: 1; 2030: 4; 2031: 18; 2032: 1
INT CITY 3 | Gas/Oil:Combustion Turbine | DEF | DEF | 2024: 3; 2025: 2; 2026: 3; 2027: 3; 2028: 7; 2030: 7; 2031: 26; 2032: 4
INT CITY 4 | Gas/Oil:Combustion Turbine | DEF | DEF | 2023: 2; 2024: 6; 2025: 1; 2026: 1; 2027: 5; 2028: 5; 2030: 4; 2031: 5; 2032: 4
INT CITY 5 | Gas/Oil:Combustion Turbine | DEF | DEF | 2026: 1; 2027: 1; 2028: 6; 2030: 3; 2031: 18; 2032: 2
INT CITY 6 | Gas/Oil:Combustion Turbine | DEF | DEF | 2023: 1; 2024: 12; 2025: 3; 2026: 4; 2027: 7; 2028: 13; 2030: 11; 2031: 30; 2032: 6; 2033: 1
INT CITY 7 | Gas/Oil:Combustion Turbine | DEF | DEF | 2023: 342; 2024: 449; 2025: 311; 2026: 320; 2027: 243; 2028: 330; 2029: 246; 2030: 274; 2031: 286; 2032: 154; 2033: 198; 2034: 355; 2035: 333; 2036: 430; 2037: 610; 2038: 141
INT CITY 8 | Gas/Oil:Combustion Turbine | DEF | DEF | 2023: 170; 2024: 333; 2025: 251; 2026: 174; 2027: 231; 2028: 219; 2029: 200; 2030: 221; 2031: 217; 2032: 124; 2033: 156; 2034: 297; 2035: 259; 2036: 287; 2037: 515; 2038: 92
INT CITY 9 | Gas/Oil:Combustion Turbine | DEF | DEF | 2023: 170; 2024: 328; 2025: 226; 2026: 202; 2027: 162; 2028: 243; 2029: 165; 2030: 203; 2031: 226; 2032: 124; 2033: 103; 2034: 304; 2035: 240; 2036: 340; 2037: 465; 2038: 96
INTER | Demand:Demand Response | DEF | DEF | 2024: 1; 2027: 3; 2028: 1; 2030: 2; 2033: 1; 2034: 1; 2037: 13; 2038: 9; 2039: 3; 2045: 43; 2047: 5; 2050: 396; 2051: 6; 2052: 4; 2053: 6; 2054: 5; 2055: 9; 2056: 2
Mulberry | Gas/Oil:Combined Cycle | DEF | DEF | 2023: 4889; 2024: 3130
New DEF OnShore Wind | Renewable:Wind | DEF | DEF | 2048: 2804; 2049: 3794.5; 2050: 4282.5; 2051: 3164.5; 2052: 3188; 2053: 3033.6667; 2054: 3082.75; 2055: 3074.8; 2056: 3333.3333; 2057: 3491
New DEF OnShore Wind PTC | Renewable:Wind | DEF | DEF | 2043: 3798; 2044: 5301; 2045: 5754; 2046: 6048.75; 2047: 6078; 2048: 6670; 2049: 6536.6; 2050: 6128.8; 2051: 6204.8; 2052: 6386.6; 2053: 5785.2; 2054: 5597.25; 2055: 5454.3333; 2056: 4876.5; 2057: 2965
NSG Vand CT 1 | Gas/Oil:Combustion Turbine | DEF | DEF | 2023: 909; 2024: 1064; 2025: 506; 2026: 439; 2027: 85
NSG Vand CT 2 | Gas/Oil:Combustion Turbine | DEF | DEF | 2023: 923; 2024: 1058; 2025: 613; 2026: 409; 2027: 92
NSG Vand CT 3 | Gas/Oil:Combustion Turbine | DEF | DEF | 2023: 1225; 2024: 1270; 2025: 712; 2026: 526; 2027: 112
NSG Vand CT 4 | Gas/Oil:Combustion Turbine | DEF | DEF | 2023: 1313; 2024: 1317; 2025: 844; 2026: 699; 2027: 86
Orange Cogen | Gas/Oil:Combined Cycle | DEF | DEF | 2023: 5160; 2024: 5175; 2025: 5160
Orlando Cogen | Gas/Oil:Combined Cycle | DEF | DEF | 2023: 8040
Osprey 1 0 | Gas/Oil:Combined Cycle | DEF | DEF | 2023: 5997; 2024: 5907
Osprey 1 1 | Gas/Oil:Combined Cycle | DEF | DEF | 2023: 2642; 2024: 2549
Osprey 1 2 | Gas/Oil:Combined Cycle | DEF | DEF | 2023: 1386; 2024: 1376
OspreyAcq | Gas/Oil:Combined Cycle | DEF | DEF |  | 1306 | 7360 | 7375 | 7167 | 7423 | 7014 | 7033 | 6708 | 6971 | 6953 | 6981 | 7031 | 7036 | 7501 | 7172 | 6707 | 6638 | 5882 | 5643 | 5361 | 1749
OspreyAcqDF | Gas/Oil:Combined Cycle | DEF | DEF |  | 388 | 2701 | 2853 | 2538 | 2739 | 2554 | 2605 | 1984 | 1778 | 1768 | 2756 | 3404 | 3494 | 4016 | 3081 | 3456 | 3038 | 2500 | 1988 | 2552 | 352
Pasco County | Renewable:Biomass | DEF | DEF | 2023: 7344; 2024: 7368; 2025: 7296; 2026: 3504; 2027: 3504; 2028: 3528; 2029: 3504; 2030: 3504; 2031: 3504; 2032: 3504; 2033: 3504; 2034: 3504; 2035: 3504; 2036: 3528; 2037: 3504; 2038: 3504; 2039: 3504; 2040: 3528; 2041: 3504; 2042: 3504
Pinellas County | Renewable:Biomass | DEF | DEF | 2023: 6456; 2024: 6600; 2025: 6552; 2026: 3504; 2027: 3504; 2028: 3528; 2029: 3504; 2030: 3504; 2031: 3504; 2032: 3528; 2033: 3504; 2034: 3504; 2035: 3504; 2036: 3504; 2037: 3504; 2038: 3504; 2039: 3504; 2040: 3504; 2041: 3504; 2042: 3504
Shady Hills 1 | Gas/Oil:Combustion Turbine | DEF | DEF | 2023: 365; 2024: 13
Shady Hills 2 | Gas/Oil:Combustion Turbine | DEF | DEF | 2023: 281; 2024: 5
Shady Hills 3 | Gas/Oil:Combustion Turbine | DEF | DEF | 2023: 204; 2024: 7
Solar 3rdParty Block 1 | Renewable:Solar PV | DEF | DEF |  | 2688 | 4512 | 4512 | 4512 | 4524 | 4512 | 4512 | 4512 | 4524 | 4512 | 4512 | 4512 | 4524 | 4512 | 4512 | 4512 | 4524 | 4512 | 4512 | 4512 | 4524 | 4512 | 4512 | 4512 | 4524 | 4512 | 4512 | 4512 | 4523 | 4512 | 4512 | 4512 | 4182 | 4512
Solar 3rdParty Block 2 | Renewable:Solar PV | DEF | DEF | [9 empty] | 2688 | 4512 | 4512 | 4512 | 4524 | 4512 | 4512 | 4512 | 4524 | 4512 | 4512 | 4512 | 4524 | 4512 | 4512 | 4512 | 4524 | 4512 | 4512 | 4512 | 4523 | 4512 | 4512 | 4512 | 4182 | 4512
Solar 3rdParty Block 3 | Renewable:Solar PV | DEF | DEF | 2040: 2688; 2041: 4512; 2042: 4512; 2043: 4512; 2044: 4524; 2045: 4512; 2046: 4512; 2047: 4512; 2048: 4524; 2049: 4512; 2050: 4512; 2051: 4512; 2052: 4523; 2053: 4512; 2054: 4512; 2055: 4512; 2056: 4182; 2057: 4512
Solar 3rdParty Block 4 | Renewable:Solar PV | DEF | DEF | 2048: 2688; 2049: 4512; 2050: 4512; 2051: 4512; 2052: 4523; 2053: 4512; 2054: 4512; 2055: 4512; 2056: 4182; 2057: 4512
Solar DEF Bay Ranch | Renewable:Solar PV | DEF | DEF | 3118 | 4565 | 4553 | 4553 | 4553 | 4565 | 4553 | 4553 | 4553 | 4565 | 4553 | 4553 | 4553 | 4565 | 4553 | 4553 | 4553 | 4565 | 4553 | 4553 | 4550 | 4565 | 4529 | 4518 | 4340 | 4249 | 4200 | 3924 | 3901 | 3917 | 4158 | 4232 | 4419 | 4477 | 4545
Solar DEF Bay Trail | Renewable:Solar PV | DEF | DEF | 4553 | 4565 | 4553 | 4553 | 4553 | 4565 | 4553 | 4553 | 4553 | 4565 | 4553 | 4553 | 4553 | 4565 | 4553 | 4553 | 4553 | 4565 | 4553 | 4553 | 4549 | 4565 | 4531 | 4513 | 4339 | 4212 | 4145 | 3884 | 3847 | 3986 | 4223 | 4290 | 4450 | 4516 | 4547
Solar DEF Charlie Creek | Renewable:Solar PV | DEF | DEF | 4512 | 4524 | 4512 | 4512 | 4512 | 4524 | 4512 | 4512 | 4512 | 4524 | 4512 | 4512 | 4512 | 4524 | 4512 | 4512 | 4512 | 4524 | 4512 | 4512 | 4508 | 4524 | 4490 | 4476 | 4290 | 4144 | 4093 | 3824 | 3800 | 3948 | 4186 | 4253 | 4411 | 4474 | 4506
Solar DEF Columbia | Renewable:Solar PV | DEF | DEF | 4512 | 4524 | 4512 | 4512 | 4512 | 4524 | 4512 | 4512 | 4512 | 4524 | 4512 | 4512 | 4512 | 4524 | 4512 | 4512 | 4512 | 4524 | 4512 | 4512 | 4508 | 4524 | 4486 | 4463 | 4302 | 4197 | 4127 | 3879 | 3857 | 3817 | 4069 | 4149 | 4341 | 4410 | 4502
Solar DEF County Line | Renewable:Solar PV | DEF | DEF |  |  | 4212 | 4553 | 4553 | 4565 | 4553 | 4553 | 4553 | 4565 | 4553 | 4553 | 4553 | 4565 | 4553 | 4553 | 4553 | 4565 | 4553 | 4553 | 4552 | 4565 | 4528 | 4512 | 4338 | 4256 | 4201 | 3908 | 3880 | 3881 | 4130 | 4209 | 4398 | 4465 | 4545
Solar DEF Debary | Renewable:Solar PV | DEF | DEF | 4512 | 4524 | 4512 | 4512 | 4512 | 4524 | 4512 | 4512 | 4512 | 4524 | 4512 | 4512 | 4512 | 4524 | 4512 | 4512 | 4512 | 4524 | 4512 | 4512 | 4508 | 4524 | 4491 | 4474 | 4284 | 4131 | 4109 | 3841 | 3815 | 3829 | 4077 | 4159 | 4347 | 4074 | 4503
Solar DEF Duette | Renewable:Solar PV | DEF | DEF | 4512 | 4524 | 4512 | 4512 | 4512 | 4524 | 4512 | 4512 | 4512 | 4524 | 4512 | 4512 | 4512 | 4524 | 4512 | 4512 | 4512 | 4524 | 4512 | 4512 | 4508 | 4524 | 4487 | 4469 | 4285 | 4143 | 4090 | 3829 | 3797 | 3955 | 4191 | 4257 | 4415 | 4475 | 4506
Solar DEF Falmouth | Renewable:Solar PV | DEF | DEF |  | 3890 | 4553 | 4553 | 4553 | 4565 | 4553 | 4553 | 4553 | 4565 | 4553 | 4553 | 4553 | 4565 | 4553 | 4553 | 4553 | 4565 | 4553 | 4553 | 4552 | 4565 | 4528 | 4512 | 4337 | 4258 | 4193 | 3912 | 3895 | 3888 | 4139 | 4216 | 4401 | 4466 | 4545
Solar DEF Fort Green | Renewable:Solar PV | DEF | DEF | 4553 | 4565 | 4553 | 4553 | 4553 | 4565 | 4553 | 4553 | 4553 | 4565 | 4553 | 4553 | 4553 | 4565 | 4553 | 4553 | 4553 | 4565 | 4553 | 4553 | 4549 | 4565 | 4531 | 4514 | 4338 | 4209 | 4149 | 3875 | 3859 | 4023 | 4259 | 4312 | 4463 | 4510 | 4547
Solar DEF Hamilton | Renewable:Solar PV | DEF | DEF | 4512 | 4524 | 4512 | 4512 | 4512 | 4524 | 4512 | 4512 | 4512 | 4524 | 4512 | 4512 | 4512 | 4524 | 4512 | 4512 | 4512 | 4524 | 4512 | 4512 | 4508 | 4524 | 4490 | 4470 | 4302 | 4154 | 4095 | 3868 | 3850 | 3839 | 4084 | 4164 | 4351 | 4418 | 4504
Solar DEF Hardeetown | Renewable:Solar PV | DEF | DEF | 3118 | 4565 | 4553 | 4553 | 4553 | 4565 | 4553 | 4553 | 4553 | 4565 | 4553 | 4553 | 4553 | 4565 | 4553 | 4553 | 4553 | 4565 | 4553 | 4553 | 4550 | 4565 | 4531 | 4516 | 4333 | 4244 | 4196 | 3924 | 3905 | 3941 | 4170 | 4245 | 4427 | 4486 | 4545
Solar DEF High Spring | Renewable:Solar PV | DEF | DEF | 2276 | 4565 | 4553 | 4553 | 4553 | 4565 | 4553 | 4553 | 4553 | 4565 | 4553 | 4553 | 4553 | 4565 | 4553 | 4553 | 4553 | 4565 | 4553 | 4553 | 4551 | 4565 | 4528 | 4511 | 4336 | 4245 | 4187 | 3903 | 3889 | 4013 | 4254 | 4308 | 4459 | 4505 | 4548
Solar DEF Hildreth | Renewable:Solar PV | DEF | DEF | 3118 | 4565 | 4553 | 4553 | 4553 | 4565 | 4553 | 4553 | 4553 | 4565 | 4553 | 4553 | 4553 | 4565 | 4553 | 4553 | 4553 | 4565 | 4553 | 4553 | 4551 | 4565 | 4530 | 4519 | 4341 | 4250 | 4197 | 3910 | 3902 | 3907 | 4149 | 4224 | 4410 | 4474 | 4545
Solar DEF Lake Placid | Renewable:Solar PV | DEF | DEF | 4316 | 4312 | 4310 | 4336 | 4348 | 4359 | 4331 | 4336 | 4348 | 4373 | 4375 | 4378 | 4364 | 4403 | 4393 | 4404 | 4417 | 4445 | 4441 | 4463 | 4464 | 4517 | 4489 | 4486 | 4330 | 4202 | 4154 | 3876 | 3859 | 3929 | 4187 | 4261 | 4457 | 4530 | 4602
Solar DEF Mule Creek | Renewable:Solar PV | DEF | DEF |  | 4224 | 4553 | 4553 | 4553 | 4565 | 4553 | 4553 | 4553 | 4565 | 4553 | 4553 | 4553 | 4565 | 4553 | 4553 | 4553 | 4565 | 4553 | 4553 | 4550 | 4565 | 4531 | 4513 | 4340 | 4247 | 4195 | 3930 | 3908 | 3924 | 4166 | 4237 | 4420 | 4483 | 4545
Solar DEF NEW 1 | Renewable:Solar PV | DEF | DEF | [12 empty] | 3890.0002 | 4545.5506 | 4533.5493 | 4533.5498 | 4533.5498 | 4545.5491 | 4533.5497 | 4533.5506 | 4529.5494 | 4545.5499 | 4509.5508 | 4488.7157 | 4304.0298 | 4177.5248 | 4117.7198 | 3846.1351 | 3826.6007 | 4003.91 | 4235.2106 | 4293.9154 | 602
Solar DEF NEW 1 PTC | Renewable:Solar PV | DEF | DEF | 2025: 3890; 2026: 4533.5498; 2027: 4533.5503; 2028: 4545.5495; 2029: 4533.5519; 2030: 4533.5488; 2031: 4533.5511; 2032: 4545.5488; 2033: 4533.5495; 2034: 4533.5519; 2035: 662.9999
Solar DEF NEW 2 | Renewable:Solar PV | DEF | DEF | [12 empty] | 341 | 4563.2953 | 4551.2957 | 4551.2941 | 4551.2948 | 4563.2948 | 4551.2942 | 4551.2946 | 4547.2957 | 4563.2943 | 4528.295 | 4505.3354 | 4324.4756 | 4187.7699 | 4140.6947 | 3884.2147 | 3853.8399 | 4005.5107 | 4235.5002 | 4301.3156 | 4122.0003
Solar DEF NEW 2 PTC | Renewable:Solar PV | DEF | DEF | 2025: 341; 2026: 4551.2951; 2027: 4551.2947; 2028: 4563.2952; 2029: 4551.2942; 2030: 4551.2956; 2031: 4551.295; 2032: 4563.2949; 2033: 4551.2942; 2034: 4551.2964; 2035: 4211.9996
Solar DEF NEW 5 | Renewable:Solar PV | DEF | DEF | [13 empty] | 2713.0002 | 4539.4354 | 4539.435 | 4539.4344 | 4551.435 | 4539.4345 | 4539.4343 | 4538.4354 | 4551.4348 | 4520.4346 | 4508.5606 | 4346.7555 | 4294.9452 | 4233.0049 | 3966.2298 | 3945.9601 | 3850.7056 | 4098.94 | 4181.5256 | 4372.5003 | 1742.0001
Solar DEF NEW 5 PTC | Renewable:Solar PV | DEF | DEF | 2026: 2713; 2027: 4539.4349; 2028: 4551.435; 2029: 4539.435; 2030: 4539.4359; 2031: 4539.4344; 2032: 4551.4359; 2033: 4539.4341; 2034: 4539.4343; 2035: 4539.4365; 2036: 1851.9999
Solar DEF Osc Perry Suw | Renewable:Solar PV | DEF | DEF | 4512 | 4524 | 4512 | 4512 | 4512 | 4524 | 4512 | 4512 | 4512 | 4524 | 4512 | 4512 | 4512 | 4524 | 4512 | 4512 | 4512 | 4524 | 4512 | 4512 | 4511 | 4524 | 4488 | 4471 | 3712
Solar DEF Sandy Creek | Renewable:Solar PV | DEF | DEF | 4512 | 4524 | 4512 | 4512 | 4512 | 4524 | 4512 | 4512 | 4512 | 4524 | 4512 | 4512 | 4512 | 4524 | 4512 | 4512 | 4512 | 4524 | 4512 | 4512 | 4508 | 4524 | 4490 | 4469 | 4286 | 4146 | 4085 | 3820 | 3791 | 3944 | 4182 | 4251 | 4406 | 4465 | 4505
Solar DEF Santa Fe | Renewable:Solar PV | DEF | DEF | 4512 | 4524 | 4512 | 4512 | 4512 | 4524 | 4512 | 4512 | 4512 | 4524 | 4512 | 4512 | 4512 | 4524 | 4512 | 4512 | 4512 | 4524 | 4512 | 4512 | 4508 | 4524 | 4490 | 4470 | 4283 | 4118 | 4084 | 3819 | 3808 | 3898 | 4135 | 4202 | 4383 | 4448 | 4504
Solar DEF St Pete Pier | Renewable:Solar PV | DEF | DEF | 4391 | 4401 | 4390 | 4390 | 4389 | 4399 | 4387 | 4387 | 4387 | 4398 | 4387 | 4386 | 4384 | 4395 | 4384 | 4383 | 4383 | 4394 | 4383 | 4383 | 4379 | 4392 | 4359 | 4344 | 4170 | 4079 | 3771
Solar DEF Trenton | Renewable:Solar PV | DEF | DEF | 4512 | 4524 | 4512 | 4512 | 4512 | 4524 | 4512 | 4512 | 4512 | 4524 | 4512 | 4512 | 4512 | 4524 | 4512 | 4512 | 4512 | 4524 | 4512 | 4512 | 4508 | 4524 | 4485 | 4462 | 4293 | 4159 | 4102 | 3833 | 3812 | 3876 | 4115 | 4185 | 4370 | 4435 | 4504
Solar DEF Twin Rivers | Renewable:Solar PV | DEF | DEF | 4512 | 4524 | 4512 | 4512 | 4512 | 4524 | 4512 | 4512 | 4512 | 4524 | 4512 | 4512 | 4512 | 4524 | 4512 | 4512 | 4512 | 4524 | 4512 | 4512 | 4508 | 4524 | 4491 | 4473 | 4292 | 4134 | 4087 | 3819 | 3804 | 3925 | 4175 | 4242 | 4403 | 4462 | 4505
Solar DEF Winquepin | Renewable:Solar PV | DEF | DEF |  | 4224 | 4553 | 4553 | 4553 | 4565 | 4553 | 4553 | 4553 | 4565 | 4553 | 4553 | 4553 | 4565 | 4553 | 4553 | 4553 | 4565 | 4553 | 4553 | 4552 | 4565 | 4528 | 4512 | 4338 | 4262 | 4194 | 3899 | 3879 | 3894 | 4143 | 4219 | 4404 | 4469 | 4545
Solar+Storage DEF NEW 1 | Renewable:Solar PV | DEF | DEF | 2039: 376; 2040: 2528.3863; 2041: 3246.5092; 2042: 4677.1092; 2043: 4691.0738; 2044: 4722.0897; 2045: 4697.0956; 2046: 4689.1201; 2047: 4520.2455; 2048: 4446.5147; 2049: 4389.4403; 2050: 4127.9748; 2051: 4084.6201; 2052: 4136.2948; 2053: 4410.2752; 2054: 4458.0996; 2055: 4638.0852; 2056: 4699.0858; 2057: 4744.0851
Solar+Storage DEF NEW 1 PTC + ITC | Renewable:Solar PV | DEF | DEF | 2029: 400; 2030: 2755.3759; 2031: 3538.828; 2032: 5118.9451; 2033: 5098.9659; 2034: 5124.955; 2035: 5128.9502; 2036: 5149.946; 2037: 5138.9397; 2038: 5152.926; 2039: 5026.9722; 2040: 4977.9819; 2041: 4763.9996
Standby | Demand:Demand Response | DEF | DEF |  | 1 |  | 2 | 2 | 2 | 1 | 2 | 10 | 4 | 1 | 3 | 1 | 10 | 24 | 19 | 20 | 1 | 1 |  | 1 | 1 | 213 |  | 76 | 2 | 65 | 1299 | 290 | 252 | 74 | 273 | 271 | 162 | 196
SUWANNEE_P 1 | Gas/Oil:Combustion Turbine | DEF | DEF | 2023: 159; 2024: 187; 2025: 185; 2026: 199; 2027: 153; 2028: 181; 2029: 154; 2030: 176; 2031: 198; 2032: 106; 2033: 100; 2034: 38
SUWANNEE_P 2 | Gas/Oil:Combustion Turbine | DEF | DEF | 2023: 148; 2024: 179; 2025: 160; 2026: 173; 2027: 123; 2028: 172; 2029: 151; 2030: 169; 2031: 171; 2032: 128; 2033: 81; 2034: 40
SUWANNEE_P 3 | Gas/Oil:Combustion Turbine | DEF | DEF | 2023: 220; 2024: 279; 2025: 274; 2026: 286; 2027: 229; 2028: 262; 2029: 231; 2030: 244; 2031: 221; 2032: 166; 2033: 123; 2034: 54
Tigerbay 1 | Gas/Oil:Combined Cycle | DEF | DEF | 2023: 5410; 2024: 5423; 2025: 4807; 2026: 5467; 2027: 4704; 2028: 5225; 2029: 4405; 2030: 3823; 2031: 3136; 2032: 3291; 2033: 2951; 2034: 4049; 2035: 1389
U OF FL 1 | Gas/Oil:Combustion Turbine | DEF | DEF | 2023: 7608; 2024: 7656; 2025: 7632; 2026: 7632; 2027: 6408
Voltage Red | Demand:Demand Response | DEF | DEF | 1 | 1 |  | 1 | 1 | 2 | 1 | 1 | 2 | 5 | 1 | 2 | 4 | 2 | 3 | 18 | 1 |  |  |  |  | 1 |  |  | 56 |  | 5 | 968 | 122 | 33 | 148 | 225 | 121 | 257 | 294
WaterHtr_PP | Demand:Demand Response | DEF | DEF | 1105 | 1122 | 1037 | 826 | 627 | 621 | 566 | 595 | 639 | 464 | 287 | 249 | 109 | 121 | 170 | 116 | 85 | 60 | 52 | 36 | 78 | 54 | 277 | 34 | 182 | 30 | 206 | 1555 | 483 | 281 | 184 | 460 | 360 | 320 | 218
Group Totals
Resource | Type | BA | Area | 2023 | 2024 | 2025 | 2026 | 2027 | 2028 | 2029 | 2030 | 2031 | 2032 | 2033 | 2034 | 2035 | 2036 | 2037 | 2038 | 2039 | 2040 | 2041 | 2042 | 2043 | 2044 | 2045 | 2046 | 2047 | 2048 | 2049 | 2050 | 2051 | 2052 | 2053 | 2054 | 2055 | 2056 | 2057
Total | Coal:Conventional | DEF | DEF | 2023: 2277; 2024: 2701; 2025: 3020; 2026: 2558.5; 2027: 2797; 2028: 3726; 2029: 3466; 2030: 4205.5; 2031: 6270.5; 2032: 5613; 2033: 5546.5; 2034: 1864
Total | Demand:Demand Response | DEF | DEF | 184.6667 | 187.6667 | 173.1667 | 138.1667 | 105.8333 | 105.5 | 95 | 101 | 108.6667 | 79 | 48.5 | 44.6667 | 19 | 23.1667 | 38.3333 | 29 | 19.5 | 10.3333 | 8.8333 | 6.1667 | 13.1667 | 9.5 | 121.6667 | 5.6667 | 63.5 | 5.5 | 46 | 888.1667 | 162.1667 | 118.6667 | 72.5 | 189.6667 | 148.1667 | 135.1667 | 128.6667
Total | Gas/Oil:Combined Cycle | DEF | DEF | 5195.6667 | 4546.5263 | 5261.4 | 5253.6429 | 5200.4286 | 5196.0714 | 5186.9286 | 4966.6429 | 4523.9286 | 4512.2143 | 4342.2857 | 4789.2143 | 4891.7143 | 5227.8462 | 5431.9231 | 4962.0769 | 4682.2308 | 4692 | 4342.5 | 3933.1667 | 3909.5833 | 3381.3636 | 3625.2222 | 3269.625 | 2925.875 | 2667.1429 | 2282 | 2395.6 | 1961.2 | 2153.2 | 2061.4 | 2080.4 | 2146.4 | 2062.2 | 2217.4
Total | Gas/Oil:Combustion Turbine | DEF | DEF | 362.619 | 381.5 | 338.5641 | 349.4286 | 265.4286 | 116.913 | 84 | 109.9167 | 129.125 | 63.6667 | 63.3333 | 119.0345 | 267.3333 | 309.8889 | 482.8388 | 204.5714 | 422 | 97.7 | 168 | 206.1651 | 401.7857 | 189.6632 | 629.4301 | 216.7559 | 349.7452 | 155.4566 | 605.677 | 493.5294 | 285.9185 | 299.4112 | 306.126 | 337.8833 | 340.8206 | 330.9547 | 361.0961
Total | Gas/Oil:Steam Turbine | DEF | DEF | 2023: 4457; 2024: 4753; 2025: 3104; 2026: 4367.5; 2027: 4565.5; 2028: 4686.5; 2029: 4595.5; 2030: 4180.5; 2031: 2979; 2032: 3183.5; 2033: 2852.5; 2034: 3726.5; 2035: 4171; 2036: 3956; 2037: 4379; 2038: 1968; 2039: 2421.5; 2040: 2342.5; 2041: 1440.5; 2042: 389.5
Total | Nuclear:Nuclear | DEF | DEF | 2038: 4926.5063; 2039: 8241.9477; 2040: 6574.6699; 2041: 8240.6835; 2042: 7145.3862; 2043: 8231.6616; 2044: 7156.6453; 2045: 8235.564; 2046: 7403.4725; 2047: 8235.9698; 2048: 7586.9518; 2049: 8234.9471; 2050: 7698.7741; 2051: 8243.0187; 2052: 7436.0541; 2053: 8232.8647; 2054: 7059.6138; 2055: 8237.5436; 2056: 7078.6721; 2057: 8236.0319
Total | Renewable:Biomass | DEF | DEF | 2023: 5768; 2024: 5824; 2025: 5784; 2026: 3504; 2027: 3504; 2028: 3520; 2029: 3504; 2030: 3504; 2031: 3504; 2032: 3520; 2033: 3504; 2034: 3504; 2035: 3504; 2036: 3512; 2037: 3504; 2038: 3504; 2039: 3504; 2040: 3512; 2041: 3504; 2042: 3504
Total | Renewable:Solar PV | DEF | DEF | 4142.3889 | 4380.4091 | 4147.5185 | 4456.0961 | 4521.7039 | 4533.5787 | 4245.6159 | 4300.2587 | 4348.2446 | 4581.2459 | 4620.6718 | 4624.7998 | 4167.2942 | 4514.4928 | 4626.4275 | 4628.691 | 4386.206 | 4327.4833 | 4341.3032 | 4549.036 | 4548.9172 | 4567.2153 | 4535.7653 | 4521.4447 | 4344.4673 | 4219.4493 | 4214.8189 | 3991.5862 | 3969.0791 | 4030.9788 | 4247.5547 | 4305.8328 | 4244.7631 | 4381.9212 | 4565.9985
Total | Renewable:Wind | DEF | DEF | 2043: 3798; 2044: 5301; 2045: 5754; 2046: 6048.75; 2047: 6078; 2048: 6025.6667; 2049: 5753.1429; 2050: 5601.2857; 2051: 5336.1429; 2052: 5472.7143; 2053: 4753.375; 2054: 4340; 2055: 3967.125; 2056: 3719.125; 2057: 3425.25
Total | Storage:Battery | DEF | DEF |  |  |  |  | 2616 | 2699.5 | 2590 | 2654.5 | 2175.6667 | 2523.3 | 3563.4762 | 4932.3939 | 5815 | 6639.7209 | 6575.5349 | 5930.0667 | 5568.34 | 5342.4615 | 5148.8462 | 4894.0385 | 4922.5385 | 4516.7818 | 4524.2143 | 4060.661 | 4183.8448 | 3765.1481 | 4143.2326 | 4060.7714 | 5441.68 | 4602.2593 | 4801.72 | 3829.6071 | 4666.619 | 4088.04 | 4465.0455
Solar 14
Resource | Type | BA | Area | 2023 | 2024 | 2025 | 2026 | 2027 | 2028 | 2029 | 2030 | 2031 | 2032 | 2033 | 2034 | 2035 | 2036 | 2037 | 2038 | 2039 | 2040 | 2041 | 2042 | 2043 | 2044 | 2045 | 2046 | 2047 | 2048 | 2049 | 2050 | 2051 | 2052 | 2053 | 2054 | 2055 | 2056 | 2057
AC | Demand:Demand Response | DEF | DEF |  | 1 |  |  | 2 |  | 1 | 1 | 2 | 3 | 1 | 3 |  | 2 | 21 |  | 10 | 1 |  |  |  | 2 | 98 |  |  |  |  | 86 | 16 | 88 | 9 | 12 | 10 | 8 | 108
Anclote 1 | Gas/Oil:Steam Turbine | DEF | DEF | 2023: 5153; 2024: 5765; 2025: 3523; 2026: 5530; 2027: 5047; 2028: 5628; 2029: 5325; 2030: 5325; 2031: 2993; 2032: 4019; 2033: 3137; 2034: 4121; 2035: 4392; 2036: 4112; 2037: 4379; 2038: 2783; 2039: 2887; 2040: 2774; 2041: 1985; 2042: 508
Anclote 2 | Gas/Oil:Steam Turbine | DEF | DEF | 2023: 3740; 2024: 3741; 2025: 2668; 2026: 3481; 2027: 3602; 2028: 3173; 2029: 3649; 2030: 3104; 2031: 2936; 2032: 3004; 2033: 3199; 2034: 3124; 2035: 3613; 2036: 3264; 2037: 4385; 2038: 825; 2039: 1625; 2040: 1570; 2041: 928; 2042: 254
As Avail | Gas/Oil:Combined Cycle | DEF | DEF | 1752 | 1752 | 1752 | 1752 | 1752 | 1776 | 1752 | 1752 | 1752 | 1776 | 1752 | 1752 | 1752 | 1752 | 1752 | 1752 | 1752 | 1776 | 1752 | 1752 | 1752 | 1752 | 1752 | 1752 | 1752 | 1776 | 1752 | 1752 | 1752 | 1752 | 1752 | 1752 | 1752 | 1776 | 1752
As Avail PCS | Renewable:Biomass | DEF | DEF | 2023: 3504; 2024: 3504; 2025: 3504; 2026: 3504; 2027: 3504; 2028: 3504; 2029: 3504; 2030: 3504; 2031: 3504; 2032: 3528; 2033: 3504; 2034: 3504; 2035: 3504; 2036: 3504; 2037: 3504; 2038: 3504; 2039: 3504; 2040: 3504; 2041: 3504; 2042: 3504
Bartow CC 1 0 | Gas/Oil:Combined Cycle | DEF | DEF | 7536 | 7176 | 7896 | 7800 | 7440 | 7584 | 8040 | 8040 | 8040 | 8040 | 7704 | 8040 | 8016 | 8040 | 7272 | 8040 | 8040 | 8064 | 7704 | 8040 | 8040 | 8064 | 7272 | 8040 | 8040 | 8064 | 3432
Bartow CC 1 PAG | Gas/Oil:Combined Cycle | DEF | DEF | 3068 | 3006 | 2823 | 2458 | 2147 | 2269 | 2295 | 1844 | 1857 | 1660 | 1383 | 1927 | 2243 | 2089 | 2317 | 1851 | 2260 | 1659 | 1261 | 943 | 1466 | 1147 | 1720 | 586 | 1216 | 550 | 71
BARTOW_P 1 | Gas/Oil:Combustion Turbine | DEF | DEF | 2024: 4
BARTOW_P 2 | Gas/Oil:Combustion Turbine | DEF | DEF | 2023: 12; 2024: 51; 2025: 44; 2026: 33; 2027: 42; 2028: 28; 2029: 19; 2030: 44; 2031: 73; 2032: 55; 2033: 20; 2034: 14
BARTOW_P 3 | Gas/Oil:Combustion Turbine | DEF | DEF
BARTOW_P 4 | Gas/Oil:Combustion Turbine | DEF | DEF | 2023: 55; 2024: 87; 2025: 73; 2026: 62; 2027: 53; 2028: 60; 2029: 40; 2030: 62; 2031: 70; 2032: 73; 2033: 53; 2034: 18
Battery 2 Hours | Storage:Battery | DEF | DEF | 2027: 2495.5; 2028: 2696.5; 2029: 2595.5; 2030: 2709; 2031: 2423.5; 2032: 2322; 2033: 2295; 2034: 2189; 2035: 2237; 2036: 2157; 2037: 2229.5; 2038: 2061; 2039: 1860; 2040: 1793.5; 2041: 1665
Battery 4 Hours | Storage:Battery | DEF | DEF | [9 empty] | 2115.5 | 3206.4375 | 4641.0357 | 5736.8158 | 6596.0789 | 6534.7895 | 6063.3947 | 5569.9535 | 5623.3256 | 5159.7209 | 4832.6047 | 4832.2558 | 4415.9302 | 4402.5778 | 3994.0444 | 4024.6 | 3232.0488 | 3137.7241 | 2338.8824 | 3353.1429 | 3026.7143 | 2896.8571 | 1744 | 2048.5 | 1749.6667 | 1416.3333
BAYBORO_P 1 | Gas/Oil:Combustion Turbine | DEF | DEF | 2024: 13; 2025: 3
BAYBORO_P 2 | Gas/Oil:Combustion Turbine | DEF | DEF | 2024: 2; 2025: 1
BAYBORO_P 3 | Gas/Oil:Combustion Turbine | DEF | DEF | 2024: 5; 2025: 2
BAYBORO_P 4 | Gas/Oil:Combustion Turbine | DEF | DEF | 2024: 3; 2025: 1
Citrus CC 1 | Gas/Oil:Combined Cycle | DEF | DEF | 7776 | 7848 | 7296 | 7824 | 7824 | 6956 | 7632 | 7627 | 7158 | 7680 | 7632 | 7618 | 7650 | 7656 | 7176 | 7598 | 7651 | 6919 | 7366 | 6877 | 6490 | 5392 | 5090 | 4456 | 4151 | 3469 | 3748 | 2748 | 2459 | 2552 | 2523 | 2394 | 2564 | 2648 | 2868
Citrus CC 1 Duct | Gas/Oil:Combined Cycle | DEF | DEF | 3075 | 3193 | 2487 | 2595 | 2204 | 2072 | 2116 | 1739 | 1602 | 1521 | 1516 | 2055 | 2381 | 2280 | 2923 | 1460 | 1940 | 1145 | 1067 | 434 | 1196 | 692 | 1423 | 548 | 1043 | 310 | 1414 | 1984 | 1244 | 1635 | 1302 | 1407 | 1567 | 1380 | 2095
Citrus CC 2 | Gas/Oil:Combined Cycle | DEF | DEF | 7632 | 7824 | 7776 | 7248 | 7776 | 6936 | 7608 | 7602 | 7152 | 7626 | 7608 | 7608 | 7578 | 7626 | 7122 | 7608 | 7608 | 6936 | 7317 | 7207 | 6647 | 6229 | 6049 | 4655 | 3791 | 3469 | 3911 | 2498 | 2085 | 2088 | 2168 | 2257 | 2372 | 2260 | 2534
Citrus CC 2 Duct | Gas/Oil:Combined Cycle | DEF | DEF | 2968 | 3312 | 2618 | 2178 | 2160 | 2087 | 2129 | 1745 | 1579 | 1526 | 1462 | 1964 | 2218 | 2252 | 2462 | 1382 | 1714 | 1579 | 965 | 516 | 1161 | 780 | 1557 | 677 | 991 | 502 | 1338 | 1710 | 960 | 1332 | 1110 | 1360 | 1341 | 1240 | 1915
Crystal 4 | Coal:Conventional | DEF | DEF | 2023: 2700; 2024: 2407; 2025: 3160; 2026: 2451; 2027: 2887; 2028: 4089; 2029: 3378; 2030: 4002; 2031: 7150; 2032: 4924; 2033: 6312; 2034: 2510
Crystal 5 | Coal:Conventional | DEF | DEF | 2023: 1851; 2024: 2995; 2025: 2879; 2026: 2604; 2027: 2684; 2028: 4228; 2029: 3246; 2030: 4456; 2031: 5113; 2032: 6301; 2033: 4649; 2034: 1219
DEBARY 10 | Gas/Oil:Combustion Turbine | DEF | DEF | 2024: 7; 2025: 2; 2026: 2; 2027: 4; 2028: 6; 2029: 2; 2030: 4; 2031: 2; 2032: 4; 2034: 5; 2035: 12; 2036: 2
DEBARY 2 | Gas/Oil:Combustion Turbine | DEF | DEF | 2024: 12
DEBARY 3 | Gas/Oil:Combustion Turbine | DEF | DEF | 2024: 13; 2026: 2
DEBARY 4 | Gas/Oil:Combustion Turbine | DEF | DEF | 2024: 6; 2026: 2
DEBARY 5 | Gas/Oil:Combustion Turbine | DEF | DEF | 2024: 14
DEBARY 6 | Gas/Oil:Combustion Turbine | DEF | DEF | 2024: 16; 2025: 3
DEBARY 7 | Gas/Oil:Combustion Turbine | DEF | DEF | 2023: 197; 2024: 213; 2025: 226; 2026: 206; 2027: 168; 2028: 154; 2029: 148; 2030: 175; 2031: 196; 2032: 106; 2033: 128; 2034: 175; 2035: 187; 2036: 46
DEBARY 8 | Gas/Oil:Combustion Turbine | DEF | DEF | 2023: 312; 2024: 249; 2025: 306; 2026: 244; 2027: 200; 2028: 186; 2029: 190; 2030: 199; 2031: 261; 2032: 149; 2033: 161; 2034: 204; 2035: 235; 2036: 101
DEBARY 9 | Gas/Oil:Combustion Turbine | DEF | DEF | 2023: 327; 2024: 339; 2025: 272; 2026: 282; 2027: 200; 2028: 210; 2029: 215; 2030: 234; 2031: 300; 2032: 168; 2033: 166; 2034: 265; 2035: 227; 2036: 100
DEF Nuclear Natrium | Nuclear:Nuclear | DEF | DEF | 2048: 4899.3157; 2049: 8254.1006; 2050: 6624; 2051: 8231.9996; 2052: 7135.6618; 2053: 8227.9998; 2054: 7164.3963; 2055: 8229.333; 2056: 7449.0267; 2057: 8237.0385
DEF Nuclear Natrium - Storage | Storage:Battery | DEF | DEF | 2048: 2347; 2049: 4428; 2050: 3707; 2051: 4896; 2052: 4199.3333; 2053: 4952; 2054: 4442; 2055: 5203; 2056: 4971; 2057: 5415
DEF Nuclear Natrium - Storage PTC | Storage:Battery | DEF | DEF | 2038: 2803; 2039: 5195; 2040: 4234.5; 2041: 5455; 2042: 5018.6667; 2043: 6034; 2044: 5473; 2045: 6369; 2046: 5871.25; 2047: 6462; 2048: 6260.1538; 2049: 6658; 2050: 6763.2857; 2051: 6839; 2052: 5861.5714; 2053: 6270; 2054: 4845.75; 2055: 5396; 2056: 4088; 2057: 4578
DEF Nuclear Natrium PTC | Nuclear:Nuclear | DEF | DEF | 2038: 4933.1345; 2039: 8255.5312; 2040: 6575.3698; 2041: 8243.7949; 2042: 7152.0396; 2043: 8233.0629; 2044: 7161.6219; 2045: 8234.0751; 2046: 7403.4725; 2047: 8233.748; 2048: 8000.4343; 2049: 8232.0004; 2050: 8005.8524; 2051: 8246.167; 2052: 7564.7936; 2053: 8235.2972; 2054: 6979.0269; 2055: 8240.5144; 2056: 6582.7038; 2057: 8232.4401
Gen 190MW CT | Gas/Oil:Combustion Turbine | DEF | DEF | [7 empty] | 32 | 127 | 27.042 |  | 150.8333 | 343.3333 | 477 | 492.1457 | 230.1667 | 508.4702 | 26.2317 | 63.744 | 106.1521 | 522.4013 | 148.9896 | 1167.0762 | 305.5224 | 671.3078 | 328.6294 | 1908.3333 | 526.5724 | 446.6805 | 481.1601 | 332.121 | 296.1081 | 377.7281 | 511.5221 | 581.0463
Gen 190MW CT H2 | Gas/Oil:Combustion Turbine | DEF | DEF | 2043: 9.5; 2044: 4.5; 2045: 66.7522; 2046: 9.4; 2047: 40.5381; 2048: 3.7088; 2049: 58.375; 2050: 374.9409; 2051: 152.9353; 2052: 149.7253; 2053: 220.5621; 2054: 253.7922; 2055: 247.5757; 2056: 217.0393; 2057: 264.0115
HEAT | Demand:Demand Response | DEF | DEF | 2025: 2; 2026: 1; 2027: 1; 2028: 1; 2029: 1; 2030: 4; 2031: 3; 2032: 2; 2033: 6; 2035: 1; 2038: 16; 2041: 1; 2044: 1; 2050: 659; 2051: 1; 2054: 35; 2056: 39; 2057: 17
Hines CC 1 | Gas/Oil:Combined Cycle | DEF | DEF | 2023: 6706; 2024: 6534; 2025: 7008; 2026: 5467; 2027: 6069; 2028: 5339; 2029: 6067; 2030: 4897; 2031: 3753; 2032: 2936; 2033: 2588; 2034: 3213; 2035: 4981; 2036: 5198; 2037: 6445; 2038: 4926; 2039: 965
Hines CC 2 | Gas/Oil:Combined Cycle | DEF | DEF | 6087 | 6378 | 5838 | 6368 | 5942 | 6245 | 5630 | 5857 | 4990 | 4975 | 4434 | 4914 | 5269 | 5250 | 5646 | 5323 | 4620 | 4280 | 3602 | 2377 | 296
Hines CC 3 | Gas/Oil:Combined Cycle | DEF | DEF | 7026 | 6823 | 7317 | 6360 | 7298 | 7002 | 7330 | 6157 | 6654 | 6111 | 6404 | 6055 | 7232 | 6876 | 7740 | 6228 | 6259 | 5494 | 5272 | 4058 | 4334 | 3066 | 763
Hines CC 4 | Gas/Oil:Combined Cycle | DEF | DEF | 6284 | 7284 | 6061 | 7218 | 6740 | 7246 | 6748 | 7142 | 6014 | 6987 | 6555 | 7134 | 6532 | 7221 | 6798 | 7176 | 6573 | 6971 | 6402 | 6734 | 6055 | 6716 | 5100 | 4129 | 777
INT CITY 1 | Gas/Oil:Combustion Turbine | DEF | DEF | 2023: 2; 2024: 1; 2025: 1; 2026: 2; 2027: 2; 2028: 3; 2030: 8; 2031: 12; 2032: 6; 2033: 1; 2034: 1
INT CITY 10 | Gas/Oil:Combustion Turbine | DEF | DEF | 2023: 57; 2024: 174; 2025: 136; 2026: 65; 2027: 100; 2028: 68; 2029: 88; 2030: 97; 2031: 132; 2032: 63; 2033: 49; 2034: 151; 2035: 204; 2036: 273; 2037: 388; 2038: 81
INT CITY 11 | Gas/Oil:Combustion Turbine | DEF | DEF | 2024: 16; 2025: 9; 2026: 4; 2027: 4; 2028: 4; 2030: 10; 2031: 18; 2032: 5; 2033: 2; 2034: 12; 2035: 18; 2036: 35; 2037: 51; 2038: 28; 2039: 52; 2040: 16; 2041: 26; 2042: 29; 2043: 17; 2044: 15
INT CITY 12 | Gas/Oil:Combustion Turbine | DEF | DEF | 34 | 160 | 89 | 37 | 82 | 58 | 33 | 72 | 127 | 58 | 36 | 130 | 100 | 190 | 254 | 246 | 279 | 140 | 145 | 206 | 507 | 308 | 73
INT CITY 13 | Gas/Oil:Combustion Turbine | DEF | DEF | 107 | 230 | 156 | 87 | 103 | 80 | 77 | 110 | 148 | 67 | 53 | 170 | 175 | 273 | 350 | 291 | 302 | 173 | 236 | 273 | 618 | 399 | 98
INT CITY 14 | Gas/Oil:Combustion Turbine | DEF | DEF | 115 | 242 | 185 | 104 | 149 | 97 | 103 | 124 | 141 | 95 | 66 | 205 | 190 | 292 | 457 | 351 | 469 | 227 | 327 | 287 | 713 | 473 | 123
INT CITY 2 | Gas/Oil:Combustion Turbine | DEF | DEF | 2027: 1; 2030: 1; 2031: 10; 2032: 1
INT CITY 3 | Gas/Oil:Combustion Turbine | DEF | DEF | 2024: 3; 2025: 2; 2026: 2; 2027: 2; 2028: 3; 2030: 4; 2031: 13; 2032: 5; 2033: 1
INT CITY 4 | Gas/Oil:Combustion Turbine | DEF | DEF | 2023: 2; 2024: 6; 2025: 2; 2026: 2; 2027: 2; 2028: 1; 2030: 4; 2031: 5; 2032: 4; 2033: 1; 2034: 1
INT CITY 5 | Gas/Oil:Combustion Turbine | DEF | DEF | 2026: 1; 2027: 1; 2028: 1; 2030: 3; 2031: 10; 2032: 2; 2033: 1
INT CITY 6 | Gas/Oil:Combustion Turbine | DEF | DEF | 2024: 12; 2025: 2; 2026: 2; 2027: 3; 2028: 4; 2030: 7; 2031: 17; 2032: 9; 2033: 1
INT CITY 7 | Gas/Oil:Combustion Turbine | DEF | DEF | 2023: 339; 2024: 449; 2025: 321; 2026: 310; 2027: 233; 2028: 239; 2029: 231; 2030: 236; 2031: 274; 2032: 183; 2033: 151; 2034: 335; 2035: 392; 2036: 470; 2037: 640; 2038: 199
INT CITY 8 | Gas/Oil:Combustion Turbine | DEF | DEF | 2023: 175; 2024: 333; 2025: 257; 2026: 192; 2027: 180; 2028: 177; 2029: 194; 2030: 173; 2031: 191; 2032: 136; 2033: 124; 2034: 286; 2035: 291; 2036: 347; 2037: 564; 2038: 110
INT CITY 9 | Gas/Oil:Combustion Turbine | DEF | DEF | 2023: 173; 2024: 328; 2025: 213; 2026: 216; 2027: 148; 2028: 163; 2029: 177; 2030: 180; 2031: 232; 2032: 121; 2033: 93; 2034: 309; 2035: 273; 2036: 359; 2037: 559; 2038: 133
INTER | Demand:Demand Response | DEF | DEF | 2024: 1; 2025: 1; 2027: 3; 2028: 1; 2030: 1; 2031: 1; 2033: 2; 2034: 1; 2036: 1; 2037: 10; 2038: 9; 2045: 8; 2050: 208; 2051: 4; 2052: 2; 2053: 1; 2054: 4; 2055: 5; 2056: 5; 2057: 1
Mulberry | Gas/Oil:Combined Cycle | DEF | DEF | 2023: 4889; 2024: 3130
New DEF OnShore Wind | Renewable:Wind | DEF | DEF | 2048: 2688; 2049: 3448; 2050: 3986.5; 2051: 2792.5; 2052: 2854; 2053: 2732.6667; 2054: 2776.75; 2055: 2820.4; 2056: 3220.6667; 2057: 3512.5714
New DEF OnShore Wind PTC | Renewable:Wind | DEF | DEF | 2043: 3767; 2044: 5300; 2045: 5771; 2046: 6044.5; 2047: 6091.2; 2048: 6651.8; 2049: 6543.6; 2050: 6116.8; 2051: 6205.4; 2052: 6385.4; 2053: 5787.2; 2054: 5595.25; 2055: 5458.3333; 2056: 4884.5; 2057: 2986
NSG Vand CT 1 | Gas/Oil:Combustion Turbine | DEF | DEF | 2023: 955; 2024: 1064; 2025: 480; 2026: 335; 2027: 74
NSG Vand CT 2 | Gas/Oil:Combustion Turbine | DEF | DEF | 2023: 948; 2024: 1058; 2025: 623; 2026: 344; 2027: 81
NSG Vand CT 3 | Gas/Oil:Combustion Turbine | DEF | DEF | 2023: 1193; 2024: 1270; 2025: 754; 2026: 464; 2027: 95
NSG Vand CT 4 | Gas/Oil:Combustion Turbine | DEF | DEF | 2023: 1271; 2024: 1317; 2025: 841; 2026: 550; 2027: 78
Orange Cogen | Gas/Oil:Combined Cycle | DEF | DEF | 2023: 5160; 2024: 5175; 2025: 5160
Orlando Cogen | Gas/Oil:Combined Cycle | DEF | DEF | 2023: 8040
Osprey 1 0 | Gas/Oil:Combined Cycle | DEF | DEF | 2023: 6224; 2024: 5907
Osprey 1 1 | Gas/Oil:Combined Cycle | DEF | DEF | 2023: 2662; 2024: 2549
Osprey 1 2 | Gas/Oil:Combined Cycle | DEF | DEF | 2023: 1385; 2024: 1376
OspreyAcq | Gas/Oil:Combined Cycle | DEF | DEF |  | 1306 | 7323 | 7363 | 6986 | 7349 | 6935 | 6926 | 6727 | 6692 | 6928 | 6839 | 6956 | 6921 | 7502 | 6979 | 6570 | 6630 | 5750 | 5253 | 5264 | 1687
OspreyAcqDF | Gas/Oil:Combined Cycle | DEF | DEF |  | 388 | 2687 | 2689 | 2349 | 2531 | 2353 | 2479 | 1934 | 1691 | 1830 | 2381 | 3020 | 3063 | 3610 | 2628 | 2895 | 2601 | 2198 | 1634 | 2157 | 334
Pasco County | Renewable:Biomass | DEF | DEF | 2023: 7344; 2024: 7368; 2025: 7296; 2026: 3504; 2027: 3504; 2028: 3528; 2029: 3504; 2030: 3504; 2031: 3504; 2032: 3504; 2033: 3504; 2034: 3504; 2035: 3504; 2036: 3528; 2037: 3504; 2038: 3504; 2039: 3504; 2040: 3528; 2041: 3504; 2042: 3504
Pinellas County | Renewable:Biomass | DEF | DEF | 2023: 6456; 2024: 6600; 2025: 6552; 2026: 3504; 2027: 3504; 2028: 3528; 2029: 3504; 2030: 3504; 2031: 3504; 2032: 3528; 2033: 3504; 2034: 3504; 2035: 3504; 2036: 3504; 2037: 3504; 2038: 3504; 2039: 3504; 2040: 3504; 2041: 3504; 2042: 3504
Shady Hills 1 | Gas/Oil:Combustion Turbine | DEF | DEF | 2023: 366; 2024: 13
Shady Hills 2 | Gas/Oil:Combustion Turbine | DEF | DEF | 2023: 279; 2024: 5
Shady Hills 3 | Gas/Oil:Combustion Turbine | DEF | DEF | 2023: 207; 2024: 7
Solar 3rdParty Block 1 | Renewable:Solar PV | DEF | DEF |  | 2688 | 4512 | 4512 | 4512 | 4524 | 4512 | 4512 | 4512 | 4524 | 4512 | 4512 | 4512 | 4524 | 4512 | 4512 | 4512 | 4524 | 4512 | 4512 | 4512 | 4524 | 4512 | 4512 | 4512 | 4524 | 4512 | 4512 | 4512 | 4523 | 4512 | 4512 | 4512 | 4182 | 4512
Solar 3rdParty Block 2 | Renewable:Solar PV | DEF | DEF | [9 empty] | 2688 | 4512 | 4512 | 4512 | 4524 | 4512 | 4512 | 4512 | 4524 | 4512 | 4512 | 4512 | 4524 | 4512 | 4512 | 4512 | 4524 | 4512 | 4512 | 4512 | 4523 | 4512 | 4512 | 4512 | 4182 | 4512
Solar 3rdParty Block 3 | Renewable:Solar PV | DEF | DEF | 2040: 2688; 2041: 4512; 2042: 4512; 2043: 4512; 2044: 4524; 2045: 4512; 2046: 4512; 2047: 4512; 2048: 4524; 2049: 4512; 2050: 4512; 2051: 4512; 2052: 4523; 2053: 4512; 2054: 4512; 2055: 4512; 2056: 4182; 2057: 4512
Solar 3rdParty Block 4 | Renewable:Solar PV | DEF | DEF | 2048: 2688; 2049: 4512; 2050: 4512; 2051: 4512; 2052: 4523; 2053: 4512; 2054: 4512; 2055: 4512; 2056: 4182; 2057: 4512
Solar DEF Bay Ranch | Renewable:Solar PV | DEF | DEF | 3118 | 4565 | 4553 | 4553 | 4553 | 4565 | 4553 | 4553 | 4553 | 4565 | 4553 | 4553 | 4553 | 4565 | 4553 | 4553 | 4553 | 4565 | 4553 | 4553 | 4552 | 4565 | 4527 | 4507 | 4330 | 4207 | 4144 | 3864 | 3846 | 3822 | 4068 | 4170 | 4368 | 4440 | 4540
Solar DEF Bay Trail | Renewable:Solar PV | DEF | DEF | 4553 | 4565 | 4553 | 4553 | 4553 | 4565 | 4553 | 4553 | 4553 | 4565 | 4551 | 4553 | 4553 | 4565 | 4553 | 4553 | 4553 | 4565 | 4553 | 4553 | 4552 | 4565 | 4530 | 4508 | 4326 | 4159 | 4079 | 3807 | 3771 | 3862 | 4120 | 4210 | 4413 | 4472 | 4542
Solar DEF Charlie Creek | Renewable:Solar PV | DEF | DEF | 4512 | 4524 | 4512 | 4512 | 4512 | 4524 | 4512 | 4512 | 4512 | 4524 | 4511 | 4512 | 4512 | 4524 | 4512 | 4512 | 4512 | 4524 | 4512 | 4512 | 4509 | 4524 | 4472 | 4431 | 4205 | 4029 | 3971 | 3714 | 3679 | 3840 | 4093 | 4185 | 4382 | 4434 | 4502
Solar DEF Columbia | Renewable:Solar PV | DEF | DEF | 4512 | 4524 | 4512 | 4512 | 4512 | 4524 | 4512 | 4512 | 4500 | 4493 | 4508 | 4512 | 4512 | 4524 | 4512 | 4512 | 4512 | 4524 | 4512 | 4512 | 4511 | 4523 | 4465 | 4420 | 4219 | 4146 | 4049 | 3830 | 3793 | 3680 | 3920 | 4002 | 4264 | 4354 | 4489
Solar DEF County Line | Renewable:Solar PV | DEF | DEF |  |  | 4212 | 4553 | 4553 | 4565 | 4553 | 4553 | 4553 | 4565 | 4553 | 4553 | 4553 | 4565 | 4553 | 4553 | 4553 | 4565 | 4553 | 4553 | 4552 | 4565 | 4523 | 4500 | 4339 | 4221 | 4140 | 3863 | 3826 | 3749 | 3991 | 4084 | 4334 | 4418 | 4536
Solar DEF Debary | Renewable:Solar PV | DEF | DEF | 4512 | 4524 | 4512 | 4512 | 4512 | 4524 | 4512 | 4512 | 4503 | 4497 | 4500 | 4512 | 4512 | 4524 | 4512 | 4512 | 4512 | 4524 | 4512 | 4512 | 4508 | 4523 | 4475 | 4433 | 4201 | 4034 | 3985 | 3761 | 3716 | 3692 | 3935 | 4027 | 4273 | 4024 | 4490
Solar DEF Duette | Renewable:Solar PV | DEF | DEF | 4512 | 4524 | 4512 | 4512 | 4512 | 4524 | 4512 | 4512 | 4511 | 4510 | 4509 | 4512 | 4512 | 4524 | 4512 | 4512 | 4512 | 4524 | 4512 | 4512 | 4509 | 4524 | 4477 | 4434 | 4208 | 4033 | 3984 | 3717 | 3677 | 3845 | 4099 | 4191 | 4385 | 4437 | 4504
Solar DEF Falmouth | Renewable:Solar PV | DEF | DEF |  | 3890 | 4553 | 4553 | 4553 | 4565 | 4553 | 4553 | 4553 | 4565 | 4553 | 4553 | 4553 | 4565 | 4553 | 4553 | 4553 | 4565 | 4553 | 4553 | 4552 | 4565 | 4527 | 4501 | 4332 | 4211 | 4143 | 3851 | 3828 | 3756 | 3998 | 4089 | 4341 | 4419 | 4536
Solar DEF Fort Green | Renewable:Solar PV | DEF | DEF | 4553 | 4565 | 4553 | 4553 | 4553 | 4565 | 4553 | 4553 | 4553 | 4565 | 4547 | 4553 | 4553 | 4565 | 4553 | 4553 | 4553 | 4565 | 4553 | 4553 | 4552 | 4565 | 4528 | 4506 | 4313 | 4154 | 4083 | 3818 | 3773 | 3952 | 4196 | 4274 | 4450 | 4494 | 4544
Solar DEF Hamilton | Renewable:Solar PV | DEF | DEF | 4512 | 4524 | 4512 | 4512 | 4512 | 4524 | 4512 | 4512 | 4509 | 4500 | 4504 | 4512 | 4512 | 4524 | 4512 | 4512 | 4512 | 4524 | 4512 | 4512 | 4509 | 4523 | 4471 | 4429 | 4218 | 4051 | 3969 | 3783 | 3731 | 3698 | 3946 | 4035 | 4278 | 4369 | 4491
Solar DEF Hardeetown | Renewable:Solar PV | DEF | DEF | 3118 | 4565 | 4553 | 4553 | 4553 | 4565 | 4553 | 4553 | 4553 | 4565 | 4553 | 4553 | 4553 | 4565 | 4553 | 4553 | 4553 | 4565 | 4553 | 4553 | 4552 | 4565 | 4526 | 4509 | 4331 | 4210 | 4145 | 3869 | 3846 | 3773 | 4031 | 4125 | 4374 | 4452 | 4542
Solar DEF High Spring | Renewable:Solar PV | DEF | DEF | 2276 | 4565 | 4553 | 4553 | 4553 | 4565 | 4553 | 4553 | 4553 | 4565 | 4553 | 4553 | 4553 | 4565 | 4553 | 4553 | 4553 | 4565 | 4553 | 4553 | 4552 | 4565 | 4526 | 4501 | 4326 | 4202 | 4140 | 3852 | 3821 | 3768 | 4014 | 4105 | 4421 | 4486 | 4543
Solar DEF Hildreth | Renewable:Solar PV | DEF | DEF | 3118 | 4565 | 4553 | 4553 | 4553 | 4565 | 4553 | 4553 | 4553 | 4565 | 4553 | 4553 | 4553 | 4565 | 4553 | 4553 | 4553 | 4565 | 4553 | 4553 | 4552 | 4565 | 4528 | 4506 | 4331 | 4206 | 4145 | 3863 | 3850 | 3942 | 4184 | 4260 | 4380 | 4434 | 4538
Solar DEF Lake Placid | Renewable:Solar PV | DEF | DEF | 4316 | 4312 | 4310 | 4336 | 4348 | 4358 | 4331 | 4336 | 4344 | 4356 | 4370 | 4378 | 4364 | 4403 | 4393 | 4404 | 4417 | 4445 | 4441 | 4463 | 4463 | 4516 | 4467 | 4438 | 4229 | 4078 | 4027 | 3763 | 3743 | 3791 | 4058 | 4143 | 4390 | 4483 | 4592
Solar DEF Mule Creek | Renewable:Solar PV | DEF | DEF |  | 4224 | 4553 | 4553 | 4553 | 4565 | 4553 | 4553 | 4553 | 4565 | 4553 | 4553 | 4553 | 4565 | 4553 | 4553 | 4553 | 4565 | 4553 | 4553 | 4552 | 4565 | 4528 | 4502 | 4327 | 4214 | 4157 | 3874 | 3851 | 3786 | 4040 | 4141 | 4366 | 4441 | 4540
Solar DEF NEW 1 | Renewable:Solar PV | DEF | DEF | [12 empty] | 3890.0002 | 4545.5506 | 4533.5493 | 4533.5498 | 4533.5498 | 4545.5491 | 4533.5497 | 4533.5506 | 4531.5494 | 4545.5499 | 4493.5808 | 4453.8607 | 4232.3497 | 4056.04 | 4011.1948 | 3758.4901 | 3703.1455 | 3936.185 | 4188.4107 | 4261.0303 | 604
Solar DEF NEW 1 PTC | Renewable:Solar PV | DEF | DEF | 2025: 3890; 2026: 4533.5498; 2027: 4533.5503; 2028: 4545.5495; 2029: 4533.5519; 2030: 4533.5488; 2031: 4533.5511; 2032: 4545.5488; 2033: 4533.5495; 2034: 4533.5519; 2035: 662.9999
Solar DEF NEW 2 | Renewable:Solar PV | DEF | DEF | [12 empty] | 341 | 4563.2953 | 4551.2957 | 4551.2941 | 4551.2948 | 4563.2948 | 4551.2942 | 4551.2946 | 4549.2957 | 4563.2943 | 4515.2949 | 4475.3504 | 4266.4757 | 4091.8198 | 4037.735 | 3775.2348 | 3742.89 | 3935.5207 | 4187.5052 | 4267.3106 | 4117.0003
Solar DEF NEW 2 PTC | Renewable:Solar PV | DEF | DEF | 2025: 341; 2026: 4551.2951; 2027: 4551.2947; 2028: 4563.2952; 2029: 4551.2942; 2030: 4551.2956; 2031: 4551.295; 2032: 4563.2949; 2033: 4551.2942; 2034: 4551.2964; 2035: 4211.9996
Solar DEF NEW 3 | Renewable:Solar PV | DEF | DEF | [14 empty] | 2713.0002 | 4539.4354 | 4539.4349 | 4551.4344 | 4539.4349 | 4539.4345 | 4538.4342 | 4551.4354 | 4505.435 | 4471.6195 | 4267.7505 | 4100.3455 | 4050.2051 | 3792.4498 | 3742.1248 | 3896.715 | 4151.8856 | 4235.5051 | 4428.4706 | 4484.4354 | 1831.0002
Solar DEF NEW 3 PTC | Renewable:Solar PV | DEF | DEF | 2027: 2713; 2028: 4551.4349; 2029: 4539.435; 2030: 4539.435; 2031: 4539.4358; 2032: 4551.4345; 2033: 4539.4358; 2034: 4539.434; 2035: 4539.4343; 2036: 4551.4366; 2037: 1840
Solar DEF NEW 4 | Renewable:Solar PV | DEF | DEF | [13 empty] | 2712.9999 | 4539.4348 | 4539.4349 | 4539.4343 | 4551.4354 | 4539.4356 | 4539.4353 | 4538.435 | 4551.4347 | 4509.4344 | 4479.6096 | 4274.7344 | 4113.3092 | 4062.1749 | 3795.4547 | 3756.1146 | 3869.72 | 4131.9 | 4216.5101 | 4410.4806 | 1768.0002
Solar DEF NEW 4 PTC | Renewable:Solar PV | DEF | DEF | 2026: 2713; 2027: 4539.4354; 2028: 4551.4354; 2029: 4539.4353; 2030: 4539.4357; 2031: 4539.4345; 2032: 4551.4361; 2033: 4539.4347; 2034: 4539.4343; 2035: 4539.4366; 2036: 1852.0002
Solar DEF NEW 5 | Renewable:Solar PV | DEF | DEF | [13 empty] | 2713.0002 | 4539.4354 | 4539.435 | 4539.4344 | 4551.435 | 4539.4345 | 4539.4343 | 4539.4354 | 4551.4348 | 4518.4347 | 4501.5806 | 4354.6455 | 4270.0152 | 4205.0249 | 3929.2597 | 3902.0001 | 3715.8306 | 3952.1199 | 4045.5906 | 4297.5253 | 1687.0001
Solar DEF NEW 5 PTC | Renewable:Solar PV | DEF | DEF | 2026: 2713; 2027: 4539.4349; 2028: 4551.435; 2029: 4539.435; 2030: 4539.4359; 2031: 4539.4344; 2032: 4551.4359; 2033: 4539.4341; 2034: 4539.4343; 2035: 4539.4365; 2036: 1851.9999
Solar DEF Osc Perry Suw | Renewable:Solar PV | DEF | DEF | 4512 | 4524 | 4512 | 4512 | 4512 | 4524 | 4512 | 4512 | 4509 | 4510 | 4509 | 4512 | 4512 | 4524 | 4512 | 4512 | 4512 | 4524 | 4512 | 4512 | 4511 | 4523 | 4481 | 4459 | 3684
Solar DEF Sandy Creek | Renewable:Solar PV | DEF | DEF | 4512 | 4524 | 4512 | 4512 | 4512 | 4524 | 4512 | 4512 | 4512 | 4524 | 4508 | 4512 | 4512 | 4524 | 4512 | 4512 | 4512 | 4524 | 4512 | 4512 | 4509 | 4524 | 4473 | 4431 | 4205 | 4027 | 3974 | 3704 | 3667 | 3835 | 4088 | 4179 | 4379 | 4431 | 4502
Solar DEF Santa Fe | Renewable:Solar PV | DEF | DEF | 4512 | 4524 | 4512 | 4512 | 4512 | 4524 | 4512 | 4512 | 4509 | 4509 | 4509 | 4512 | 4512 | 4524 | 4512 | 4512 | 4512 | 4524 | 4512 | 4512 | 4509 | 4524 | 4468 | 4422 | 4196 | 4010 | 3961 | 3718 | 3685 | 3765 | 4018 | 4117 | 4334 | 4409 | 4501
Solar DEF St Pete Pier | Renewable:Solar PV | DEF | DEF | 4391 | 4401 | 4390 | 4390 | 4389 | 4399 | 4387 | 4387 | 4381 | 4375 | 4379 | 4386 | 4384 | 4395 | 4384 | 4383 | 4383 | 4394 | 4383 | 4383 | 4381 | 4392 | 4355 | 4334 | 4150 | 4052 | 3719
Solar DEF Trenton | Renewable:Solar PV | DEF | DEF | 4512 | 4524 | 4512 | 4512 | 4512 | 4524 | 4512 | 4512 | 4512 | 4510 | 4509 | 4512 | 4512 | 4524 | 4512 | 4512 | 4512 | 4524 | 4512 | 4512 | 4508 | 4523 | 4463 | 4413 | 4190 | 4024 | 3970 | 3722 | 3692 | 3744 | 3992 | 4093 | 4315 | 4396 | 4499
Solar DEF Twin Rivers | Renewable:Solar PV | DEF | DEF | 4512 | 4524 | 4512 | 4512 | 4512 | 4524 | 4512 | 4512 | 4511 | 4510 | 4508 | 4512 | 4512 | 4524 | 4512 | 4512 | 4512 | 4524 | 4512 | 4512 | 4509 | 4524 | 4470 | 4428 | 4202 | 4017 | 3975 | 3726 | 3683 | 3808 | 4065 | 4158 | 4360 | 4424 | 4501
Solar DEF Winquepin | Renewable:Solar PV | DEF | DEF |  | 4224 | 4553 | 4553 | 4553 | 4565 | 4553 | 4553 | 4553 | 4565 | 4553 | 4553 | 4553 | 4565 | 4553 | 4553 | 4553 | 4565 | 4553 | 4553 | 4553 | 4565 | 4524 | 4502 | 4333 | 4212 | 4139 | 3847 | 3829 | 3760 | 4006 | 4098 | 4345 | 4423 | 4536
Solar+Storage DEF NEW 1 | Renewable:Solar PV | DEF | DEF | 2039: 376; 2040: 2528.3863; 2041: 3246.5092; 2042: 4677.1092; 2043: 4694.0738; 2044: 4722.0897; 2045: 4692.0956; 2046: 4681.12; 2047: 4521.2306; 2048: 4414.4847; 2049: 4362.4452; 2050: 4076.0198; 2051: 4025.6301; 2052: 4026.3397; 2053: 4294.3302; 2054: 4380.1147; 2055: 4592.0953; 2056: 4662.0858; 2057: 4740.0851
Solar+Storage DEF NEW 1 PTC + ITC | Renewable:Solar PV | DEF | DEF | 2029: 400; 2030: 2755.3759; 2031: 3538.828; 2032: 5118.9451; 2033: 5098.9659; 2034: 5124.955; 2035: 5128.9502; 2036: 5149.946; 2037: 5138.9397; 2038: 5152.926; 2039: 5026.9722; 2040: 4977.9819; 2041: 4763.9996
Standby | Demand:Demand Response | DEF | DEF |  | 1 | 1 |  |  | 1 | 2 |  | 8 | 2 | 3 | 2 | 4 | 9 | 23 | 17 | 10 |  |  | 2 | 2 | 2 | 139 | 2 | 8 | 3 | 72 | 1098 | 139 | 181 | 35 | 173 | 185 | 101 | 224
SUWANNEE_P 1 | Gas/Oil:Combustion Turbine | DEF | DEF | 2023: 150; 2024: 187; 2025: 185; 2026: 198; 2027: 149; 2028: 185; 2029: 146; 2030: 178; 2031: 202; 2032: 152; 2033: 117; 2034: 57
SUWANNEE_P 2 | Gas/Oil:Combustion Turbine | DEF | DEF | 2023: 146; 2024: 179; 2025: 154; 2026: 180; 2027: 126; 2028: 150; 2029: 159; 2030: 178; 2031: 195; 2032: 158; 2033: 109; 2034: 45
SUWANNEE_P 3 | Gas/Oil:Combustion Turbine | DEF | DEF | 2023: 224; 2024: 279; 2025: 272; 2026: 290; 2027: 224; 2028: 234; 2029: 208; 2030: 236; 2031: 263; 2032: 203; 2033: 148; 2034: 64
Tigerbay 1 | Gas/Oil:Combined Cycle | DEF | DEF | 2023: 5367; 2024: 5423; 2025: 4706; 2026: 5374; 2027: 4650; 2028: 4647; 2029: 4043; 2030: 3471; 2031: 3074; 2032: 2990; 2033: 2662; 2034: 3712; 2035: 1191
U OF FL 1 | Gas/Oil:Combustion Turbine | DEF | DEF | 2023: 7608; 2024: 7656; 2025: 7632; 2026: 7632; 2027: 6408
Voltage Red | Demand:Demand Response | DEF | DEF | 2 | 1 | 3 | 1 | 1 | 3 | 2 | 4 | 3 | 4 | 3 | 2 | 5 | 4 | 1 | 19 | 2 | 2 | 1 |  | 2 |  |  |  | 13 |  | 4 | 871 | 90 | 7 | 9 | 148 | 29 | 152 | 446
WaterHtr_PP | Demand:Demand Response | DEF | DEF | 1104 | 1122 | 1047 | 754 | 563 | 543 | 547 | 566 | 646 | 520 | 355 | 286 | 148 | 153 | 215 | 149 | 107 | 59 | 66 | 56 | 121 | 63 | 233 | 35 | 66 | 39 | 206 | 1341 | 396 | 270 | 92 | 260 | 241 | 165 | 296
Group Totals
Resource | Type | BA | Area | 2023 | 2024 | 2025 | 2026 | 2027 | 2028 | 2029 | 2030 | 2031 | 2032 | 2033 | 2034 | 2035 | 2036 | 2037 | 2038 | 2039 | 2040 | 2041 | 2042 | 2043 | 2044 | 2045 | 2046 | 2047 | 2048 | 2049 | 2050 | 2051 | 2052 | 2053 | 2054 | 2055 | 2056 | 2057
Total | Coal:Conventional | DEF | DEF | 2023: 2275.5; 2024: 2701; 2025: 3019.5; 2026: 2527.5; 2027: 2785.5; 2028: 4158.5; 2029: 3312; 2030: 4229; 2031: 6131.5; 2032: 5612.5; 2033: 5480.5; 2034: 1864.5
Total | Demand:Demand Response | DEF | DEF | 184.3333 | 187.6667 | 175.6667 | 126 | 95 | 91.5 | 92.1667 | 96 | 110.5 | 88.5 | 61.6667 | 49 | 26.3333 | 28.1667 | 45 | 35 | 21.5 | 10.3333 | 11.3333 | 9.6667 | 20.8333 | 11.3333 | 79.6667 | 6.1667 | 14.5 | 7 | 47 | 710.5 | 107.6667 | 91.3333 | 24.3333 | 105.3333 | 78.3333 | 78.3333 | 182
Total | Gas/Oil:Combined Cycle | DEF | DEF | 5202.0556 | 4546.5263 | 5249.8667 | 5192.4286 | 5095.5 | 5002.7857 | 5048.4286 | 4805.5714 | 4449 | 4443.6429 | 4318.4286 | 4658 | 4787.0714 | 5094.1538 | 5289.6154 | 4842.3846 | 4526.6923 | 4504.5 | 4221.3333 | 3818.75 | 3738.1667 | 3259.9091 | 3414 | 3105.375 | 2720.125 | 2591.4286 | 2238 | 2138.4 | 1700 | 1871.8 | 1771 | 1834 | 1919.2 | 1860.8 | 2232.8
Total | Gas/Oil:Combustion Turbine | DEF | DEF | 363.1905 | 381.5 | 339.6667 | 338.5714 | 254.6286 | 91.7826 | 84.5833 | 98.7917 | 125.7917 | 77.0851 | 61.7083 | 115.5862 | 242.4444 | 297.2222 | 443.991 | 201.4286 | 415.2821 | 71.339 | 111.6464 | 143.1913 | 359.1006 | 150.4955 | 545.0156 | 170.9213 | 292.846 | 133.677 | 562.9091 | 416.2949 | 233.0476 | 240.1166 | 250.9872 | 265.3329 | 283.0718 | 297.3528 | 350.4755
Total | Gas/Oil:Steam Turbine | DEF | DEF | 2023: 4446.5; 2024: 4753; 2025: 3095.5; 2026: 4505.5; 2027: 4324.5; 2028: 4400.5; 2029: 4487; 2030: 4214.5; 2031: 2964.5; 2032: 3511.5; 2033: 3168; 2034: 3622.5; 2035: 4002.5; 2036: 3688; 2037: 4382; 2038: 1804; 2039: 2256; 2040: 2172; 2041: 1456.5; 2042: 381
Total | Nuclear:Nuclear | DEF | DEF | 2038: 4933.1345; 2039: 8255.5312; 2040: 6575.3698; 2041: 8243.7949; 2042: 7152.0396; 2043: 8233.0629; 2044: 7161.6219; 2045: 8234.0751; 2046: 7403.4725; 2047: 8233.748; 2048: 7586.9518; 2049: 8234.9471; 2050: 7698.7741; 2051: 8243.0187; 2052: 7436.0541; 2053: 8232.8647; 2054: 7058.4709; 2055: 8234.9237; 2056: 7077.7454; 2057: 8235.5057
Total | Renewable:Biomass | DEF | DEF | 2023: 5768; 2024: 5824; 2025: 5784; 2026: 3504; 2027: 3504; 2028: 3520; 2029: 3504; 2030: 3504; 2031: 3504; 2032: 3520; 2033: 3504; 2034: 3504; 2035: 3504; 2036: 3512; 2037: 3504; 2038: 3504; 2039: 3504; 2040: 3512; 2041: 3504; 2042: 3504
Total | Renewable:Solar PV | DEF | DEF | 4142.3889 | 4380.4091 | 3885 | 4303.4024 | 4329.0414 | 4538.5236 | 4313.6792 | 4352.896 | 4387.361 | 4571.3423 | 4603.3594 | 4608.2205 | 4071.7728 | 4247.8358 | 4235.997 | 4611.5244 | 4415.6939 | 4369.3029 | 4378.2556 | 4547.6994 | 4548.5269 | 4564.5721 | 4523.5402 | 4496.0134 | 4301.7873 | 4148.0709 | 4130.6607 | 3900.5262 | 3866.328 | 3923.3881 | 4151.6561 | 4230.5574 | 4234.0321 | 4175.7326 | 4272.3164
Total | Renewable:Wind | DEF | DEF | 2043: 3767; 2044: 5300; 2045: 5771; 2046: 6044.5; 2047: 6091.2; 2048: 5991.1667; 2049: 5659.1429; 2050: 5508.1429; 2051: 5230.2857; 2052: 5376.4286; 2053: 4641.75; 2054: 4186; 2055: 3809.625; 2056: 3636.625; 2057: 3446.75
Total | Storage:Battery | DEF | DEF |  |  |  |  | 2495.5 | 2696.5 | 2595.5 | 2709 | 2423.5 | 2184.3333 | 3105.1667 | 4477.5667 | 5561.825 | 6374.125 | 6319.525 | 5717.5476 | 5396.1277 | 5353.6327 | 5041.1837 | 4855.3878 | 4979.4082 | 4598.8846 | 4730.3148 | 4389.2456 | 4537.7368 | 3903.3929 | 4236.4545 | 4265 | 5552.08 | 4757.2222 | 5009.2 | 3940.5357 | 4974.4 | 4237.2083 | 4604.619

## Starts
Starts
Base
Resource | Type | BA | Area | 2023 | 2024 | 2025 | 2026 | 2027 | 2028 | 2029 | 2030 | 2031 | 2032 | 2033 | 2034 | 2035 | 2036 | 2037 | 2038 | 2039 | 2040 | 2041 | 2042 | 2043 | 2044 | 2045 | 2046 | 2047 | 2048 | 2049 | 2050 | 2051 | 2052 | 2053 | 2054 | 2055 | 2056 | 2057
AC | Demand:Demand Response | DEF | DEF |  | 1 | 3 |  | 4 |  | 2 | 2 |  |  | 1 |  |  | 1 | 3 |  | 2 | 1 | 1 | 1 |  |  | 11 |  | 5 |  |  | 62 | 19 | 36 | 35 | 25 | 24 | 13 | 32
Anclote 1 | Gas/Oil:Steam Turbine | DEF | DEF | 2023: 10; 2024: 8; 2025: 8; 2026: 10; 2027: 11; 2028: 9; 2029: 9; 2030: 9; 2031: 11; 2032: 10; 2033: 7; 2034: 9; 2035: 9; 2036: 10; 2037: 10; 2038: 7; 2039: 9; 2040: 10; 2041: 4; 2042: 2
Anclote 2 | Gas/Oil:Steam Turbine | DEF | DEF | 2023: 7; 2024: 7; 2025: 6; 2026: 7; 2027: 10; 2028: 12; 2029: 6; 2030: 10; 2031: 4; 2032: 9; 2033: 8; 2034: 6; 2035: 9; 2036: 6; 2037: 12; 2038: 5; 2039: 10; 2040: 8; 2041: 5; 2042: 1
As Avail | Gas/Oil:Combined Cycle | DEF | DEF | 14 | 20 | 14 | 15 | 13 | 14 | 14 | 17 | 17 | 14 | 16 | 13 | 18 | 14 | 20 | 13 | 14 | 15 | 12 | 16 | 17 | 14 | 21 | 18 | 17 | 13 | 12 | 17 | 13 | 13 | 13 | 13 | 16 | 14 | 13
As Avail PCS | Renewable:Biomass | DEF | DEF | 2023: 17; 2024: 18; 2025: 17; 2026: 18; 2027: 17; 2028: 19; 2029: 19; 2030: 19; 2031: 20; 2032: 19; 2033: 21; 2034: 17; 2035: 19; 2036: 18; 2037: 18; 2038: 18; 2039: 19; 2040: 18; 2041: 19; 2042: 22
Bartow CC 1 0 | Gas/Oil:Combined Cycle | DEF | DEF | 8 | 5 | 5 | 6 | 8 | 4 | 4 | 4 | 4 | 4 | 4 | 4 | 4 | 3 | 4 | 4 | 4 | 3 | 4 | 4 | 3 | 3 | 4 | 4 | 4 | 4 | 2
Bartow CC 1 PAG | Gas/Oil:Combined Cycle | DEF | DEF | 510 | 547 | 559 | 585 | 546 | 530 | 571 | 549 | 604 | 510 | 410 | 411 | 319 | 296 | 222 | 322 | 232 | 235 | 203 | 195 | 152 | 142 | 160 | 169 | 141 | 144 | 30
BARTOW_P 1 | Gas/Oil:Combustion Turbine | DEF | DEF | 2026: 2
BARTOW_P 2 | Gas/Oil:Combustion Turbine | DEF | DEF | 2023: 4; 2024: 12; 2025: 25; 2026: 14; 2027: 20; 2028: 24; 2029: 15; 2030: 26; 2031: 26; 2032: 11; 2033: 5; 2034: 1
BARTOW_P 3 | Gas/Oil:Combustion Turbine | DEF | DEF | bar: 2024; 2026
BARTOW_P 4 | Gas/Oil:Combustion Turbine | DEF | DEF | 2023: 16; 2024: 22; 2025: 37; 2026: 22; 2027: 28; 2028: 23; 2029: 31; 2030: 32; 2031: 38; 2032: 14; 2033: 12; 2034: 9
Battery 2 Hours | Storage:Battery | DEF | DEF | 2027: 2523; 2028: 2624; 2029: 2584; 2030: 2696; 2031: 2412; 2032: 2489; 2033: 2680; 2034: 2813; 2035: 2932; 2036: 2829; 2037: 2980; 2038: 2822; 2039: 2425; 2040: 2367; 2041: 2354
Battery 4 Hours | Storage:Battery | DEF | DEF | [9 empty] | 6110 | 18660 | 32939 | 46036 | 50414 | 49796 | 52054 | 53215 | 61771 | 59530 | 68703 | 70980 | 76539 | 77583 | 71513 | 74288 | 55773 | 46741 | 21966 | 17364 | 13622 | 12711 | 8978 | 5280 | 5425 | 4492
BAYBORO_P 1 | Gas/Oil:Combustion Turbine | DEF | DEF | 2024: 7; 2025: 3
BAYBORO_P 2 | Gas/Oil:Combustion Turbine | DEF | DEF | 2024: 2
BAYBORO_P 3 | Gas/Oil:Combustion Turbine | DEF | DEF | 2024: 2; 2025: 1
BAYBORO_P 4 | Gas/Oil:Combustion Turbine | DEF | DEF | bar: 2024
Citrus CC 1 | Gas/Oil:Combined Cycle | DEF | DEF | 4 | 3 | 4 | 4 | 4 | 3 | 3 | 3 | 3 | 3 | 3 | 3 | 3 | 3 | 2 | 3 | 3 | 3 | 4 | 6 | 6 | 9 | 12 | 7 | 12 | 11 | 16 | 12 | 34 | 39 | 43 | 27 | 36 | 54 | 46
Citrus CC 1 Duct | Gas/Oil:Combined Cycle | DEF | DEF | 482 | 577 | 474 | 534 | 499 | 427 | 469 | 471 | 468 | 418 | 345 | 286 | 228 | 205 | 165 | 158 | 160 | 123 | 132 | 97 | 100 | 77 | 91 | 60 | 73 | 40 | 159 | 82 | 120 | 75 | 92 | 86 | 105 | 121 | 104
Citrus CC 2 | Gas/Oil:Combined Cycle | DEF | DEF | 4 | 3 | 4 | 3 | 3 | 3 | 3 | 3 | 2 | 3 | 3 | 3 | 3 | 3 | 3 | 2 | 2 | 2 | 4 | 4 | 6 | 11 | 10 | 9 | 9 | 22 | 19 | 23 | 28 | 24 | 25 | 39 | 41 | 50 | 29
Citrus CC 2 Duct | Gas/Oil:Combined Cycle | DEF | DEF | 452 | 539 | 508 | 464 | 486 | 415 | 492 | 481 | 503 | 439 | 322 | 251 | 218 | 212 | 173 | 185 | 160 | 144 | 113 | 102 | 122 | 86 | 135 | 86 | 92 | 58 | 156 | 69 | 97 | 72 | 67 | 101 | 107 | 96 | 78
Crystal 4 | Coal:Conventional | DEF | DEF | 2023: 6; 2024: 8; 2025: 5; 2026: 6; 2027: 10; 2028: 9; 2029: 9; 2030: 9; 2031: 7; 2032: 5; 2033: 7; 2034: 3
Crystal 5 | Coal:Conventional | DEF | DEF | 2023: 6; 2024: 8; 2025: 6; 2026: 7; 2027: 7; 2028: 6; 2029: 9; 2030: 8; 2031: 4; 2032: 8; 2033: 7; 2034: 5
DEBARY 10 | Gas/Oil:Combustion Turbine | DEF | DEF | 2024: 2; 2025: 2; 2026: 1; 2027: 3; 2028: 6; 2029: 7; 2030: 4; 2031: 3; 2032: 2; 2033: 1; 2034: 1; 2035: 4
DEBARY 2 | Gas/Oil:Combustion Turbine | DEF | DEF | 2024: 4; 2026: 1; 2027: 1
DEBARY 3 | Gas/Oil:Combustion Turbine | DEF | DEF | 2024: 3; 2026: 2
DEBARY 4 | Gas/Oil:Combustion Turbine | DEF | DEF | 2024: 2; 2025: 3; 2026: 1; 2027: 1
DEBARY 5 | Gas/Oil:Combustion Turbine | DEF | DEF | 2024: 4; 2026: 2
DEBARY 6 | Gas/Oil:Combustion Turbine | DEF | DEF | 2024: 4; 2025: 2; 2026: 1
DEBARY 7 | Gas/Oil:Combustion Turbine | DEF | DEF | 2023: 69; 2024: 61; 2025: 67; 2026: 74; 2027: 63; 2028: 65; 2029: 62; 2030: 71; 2031: 68; 2032: 49; 2033: 29; 2034: 30; 2035: 24; 2036: 6
DEBARY 8 | Gas/Oil:Combustion Turbine | DEF | DEF | 2023: 110; 2024: 79; 2025: 86; 2026: 85; 2027: 70; 2028: 77; 2029: 82; 2030: 78; 2031: 97; 2032: 57; 2033: 40; 2034: 31; 2035: 29; 2036: 9
DEBARY 9 | Gas/Oil:Combustion Turbine | DEF | DEF | 2023: 108; 2024: 98; 2025: 93; 2026: 98; 2027: 82; 2028: 89; 2029: 87; 2030: 102; 2031: 93; 2032: 54; 2033: 39; 2034: 34; 2035: 27; 2036: 11
DEF Nuclear Natrium | Nuclear:Nuclear | DEF | DEF | 2048: 4; 2049: 2.8772; 2050: 6; 2051: 4.5881; 2052: 7.6853; 2053: 7; 2054: 13; 2055: 10.7544; 2056: 14.6215; 2057: 12.2375
DEF Nuclear Natrium - Storage | Storage:Battery | DEF | DEF | 2048: 1998; 2049: 3642; 2050: 5920; 2051: 7324; 2052: 8878; 2053: 10140; 2054: 12780; 2055: 14400; 2056: 15972; 2057: 16584
DEF Nuclear Natrium - Storage PTC | Storage:Battery | DEF | DEF | 2038: 2212; 2039: 3708; 2040: 6124; 2041: 7668; 2042: 10140; 2043: 11694; 2044: 14361; 2045: 16263; 2046: 17370; 2047: 19716; 2048: 17881; 2049: 17355; 2050: 17761; 2051: 17962; 2052: 17352; 2053: 15720; 2054: 15336; 2055: 13689; 2056: 11469; 2057: 10356
DEF Nuclear Natrium PTC | Nuclear:Nuclear | DEF | DEF | 2038: 4; 2039: 2.6706; 2040: 5.875; 2041: 5; 2042: 8; 2043: 5.5899; 2044: 10.4668; 2045: 10.1852; 2046: 14.6394; 2047: 12.7778; 2048: 15.6528; 2049: 14; 2050: 16.2432; 2051: 15.1766; 2052: 12.4641; 2053: 12.6216; 2054: 10.6216; 2055: 10.0175; 2056: 9; 2057: 6
Gen 190MW CT | Gas/Oil:Combustion Turbine | DEF | DEF | [5 empty] | 3 |  | 2 | 2 |  |  | 16 | 17 | 16 | 20.6369 | 26 | 28 | 8.9446 | 13 | 15.7303 | 42 | 27.0749 | 66.1262 | 35.9773 | 53.3937 | 46.4626 | 64 | 528.4595 | 419.0269 | 461.0591 | 370.5408 | 461.2162 | 459.2632 | 484.6757 | 501.4524
Gen 190MW CT H2 | Gas/Oil:Combustion Turbine | DEF | DEF | 2043: 8; 2044: 3; 2045: 43; 2046: 18.5419; 2047: 49.5906; 2048: 9; 2049: 183; 2050: 502.6484; 2051: 287.7837; 2052: 269.9583; 2053: 321.9998; 2054: 429.1081; 2055: 420.3684; 2056: 429.7565; 2057: 346.7806
HEAT | Demand:Demand Response | DEF | DEF | 2024: 2; 2025: 1; 2026: 3; 2028: 1; 2030: 3; 2032: 2; 2033: 3; 2035: 1; 2038: 3; 2045: 1; 2047: 2; 2050: 24; 2051: 11; 2052: 4; 2053: 10; 2054: 21; 2055: 9; 2056: 8; 2057: 3
Hines CC 1 | Gas/Oil:Combined Cycle | DEF | DEF | 2023: 7; 2024: 10; 2025: 11; 2026: 14; 2027: 17; 2028: 13; 2029: 16; 2030: 20; 2031: 24; 2032: 20; 2033: 20; 2034: 12; 2035: 13; 2036: 12; 2037: 12; 2038: 16; 2039: 10
Hines CC 2 | Gas/Oil:Combined Cycle | DEF | DEF | 25 | 32 | 26 | 39 | 39 | 44 | 34 | 55 | 51 | 44 | 34 | 28 | 21 | 24 | 23 | 23 | 25 | 20 | 18 | 23 | 9
Hines CC 3 | Gas/Oil:Combined Cycle | DEF | DEF | 15 | 24 | 36 | 33 | 33 | 22 | 32 | 37 | 39 | 34 | 33 | 24 | 17 | 16 | 12 | 16 | 21 | 20 | 14 | 16 | 19 | 16 | 11
Hines CC 4 | Gas/Oil:Combined Cycle | DEF | DEF | 9 | 9 | 9 | 7 | 8 | 7 | 10 | 8 | 12 | 11 | 12 | 9 | 8 | 7 | 10 | 8 | 10 | 11 | 10 | 10 | 15 | 14 | 21 | 21 | 7
INT CITY 1 | Gas/Oil:Combustion Turbine | DEF | DEF | 2023: 2; 2024: 1; 2026: 2; 2027: 3; 2028: 4; 2029: 2; 2030: 8; 2031: 9; 2032: 5; 2033: 1
INT CITY 10 | Gas/Oil:Combustion Turbine | DEF | DEF | 2023: 16; 2024: 44; 2025: 38; 2026: 28; 2027: 45; 2028: 50; 2029: 38; 2030: 42; 2031: 55; 2032: 21; 2033: 15; 2034: 23; 2035: 21; 2036: 31; 2037: 32; 2038: 5
INT CITY 11 | Gas/Oil:Combustion Turbine | DEF | DEF | 2024: 6; 2025: 3; 2026: 2; 2027: 4; 2028: 5; 2029: 2; 2030: 5; 2031: 9; 2032: 3; 2034: 1; 2035: 5; 2036: 9; 2037: 5; 2038: 6; 2039: 8; 2040: 2; 2041: 1; 2042: 3; 2043: 3; 2044: 1
INT CITY 12 | Gas/Oil:Combustion Turbine | DEF | DEF | 7 | 26 | 19 | 14 | 27 | 31 | 17 | 25 | 28 | 9 | 4 | 10 | 11 | 18 | 15 | 20 | 29 | 17 | 18 | 23 | 41 | 25 | 9
INT CITY 13 | Gas/Oil:Combustion Turbine | DEF | DEF | 22 | 42 | 35 | 27 | 32 | 39 | 26 | 33 | 39 | 19 | 10 | 15 | 18 | 23 | 33 | 31 | 31 | 24 | 26 | 28 | 50 | 39 | 15
INT CITY 14 | Gas/Oil:Combustion Turbine | DEF | DEF | 36 | 46 | 42 | 25 | 41 | 42 | 39 | 38 | 39 | 22 | 14 | 15 | 17 | 22 | 38 | 36 | 43 | 27 | 34 | 35 | 60 | 38 | 15
INT CITY 2 | Gas/Oil:Combustion Turbine | DEF | DEF | 2026: 1; 2027: 1; 2028: 1; 2029: 1; 2030: 2; 2031: 6; 2032: 1
INT CITY 3 | Gas/Oil:Combustion Turbine | DEF | DEF | 2024: 2; 2025: 1; 2026: 1; 2027: 2; 2028: 3; 2029: 2; 2030: 5; 2031: 10; 2032: 4
INT CITY 4 | Gas/Oil:Combustion Turbine | DEF | DEF | 2023: 2; 2024: 3; 2025: 2; 2026: 2; 2027: 6; 2028: 2; 2029: 3; 2030: 5; 2031: 5; 2032: 4
INT CITY 5 | Gas/Oil:Combustion Turbine | DEF | DEF | 2026: 2; 2027: 1; 2028: 3; 2029: 1; 2030: 2; 2031: 5; 2032: 2
INT CITY 6 | Gas/Oil:Combustion Turbine | DEF | DEF | 2023: 1; 2024: 7; 2025: 1; 2026: 3; 2027: 8; 2028: 7; 2029: 2; 2030: 7; 2031: 15; 2032: 4; 2033: 2
INT CITY 7 | Gas/Oil:Combustion Turbine | DEF | DEF | 2023: 108; 2024: 118; 2025: 91; 2026: 104; 2027: 88; 2028: 108; 2029: 87; 2030: 86; 2031: 84; 2032: 52; 2033: 33; 2034: 49; 2035: 44; 2036: 48; 2037: 59; 2038: 14
INT CITY 8 | Gas/Oil:Combustion Turbine | DEF | DEF | 2023: 61; 2024: 87; 2025: 80; 2026: 67; 2027: 76; 2028: 77; 2029: 84; 2030: 73; 2031: 62; 2032: 46; 2033: 24; 2034: 42; 2035: 34; 2036: 37; 2037: 51; 2038: 4
INT CITY 9 | Gas/Oil:Combustion Turbine | DEF | DEF | 2023: 61; 2024: 85; 2025: 76; 2026: 78; 2027: 58; 2028: 81; 2029: 83; 2030: 72; 2031: 63; 2032: 39; 2033: 20; 2034: 41; 2035: 31; 2036: 41; 2037: 49; 2038: 10
INTER | Demand:Demand Response | DEF | DEF | 2026: 1; 2027: 2; 2028: 1; 2030: 1; 2032: 1; 2036: 1; 2037: 2; 2038: 2; 2039: 3; 2045: 11; 2047: 3; 2049: 1; 2050: 50; 2051: 1; 2052: 2; 2053: 3; 2054: 13; 2055: 2; 2056: 3; 2057: 11
Mulberry | Gas/Oil:Combined Cycle | DEF | DEF | 2023: 344; 2024: 223
New DEF OnShore Wind | Renewable:Wind | DEF | DEF | 2048: 201; 2049: 496; 2050: 645; 2051: 653; 2052: 545; 2053: 748; 2054: 1086; 2055: 1530; 2056: 2039; 2057: 2255
New DEF OnShore Wind PTC | Renewable:Wind | DEF | DEF | 2043: 201; 2044: 507; 2045: 819; 2046: 1130; 2047: 1485; 2048: 1619; 2049: 1628; 2050: 1628; 2051: 1579; 2052: 1616; 2053: 1330; 2054: 1076; 2055: 747; 2056: 425; 2057: 113
NSG Vand CT 1 | Gas/Oil:Combustion Turbine | DEF | DEF | 2023: 110; 2024: 96; 2025: 59; 2026: 60; 2027: 15
NSG Vand CT 2 | Gas/Oil:Combustion Turbine | DEF | DEF | 2023: 113; 2024: 108; 2025: 75; 2026: 68; 2027: 18
NSG Vand CT 3 | Gas/Oil:Combustion Turbine | DEF | DEF | 2023: 126; 2024: 114; 2025: 80; 2026: 66; 2027: 16
NSG Vand CT 4 | Gas/Oil:Combustion Turbine | DEF | DEF | 2023: 134; 2024: 129; 2025: 83; 2026: 95; 2027: 21
Orange Cogen | Gas/Oil:Combined Cycle | DEF | DEF | 2023: 344; 2024: 345; 2025: 344
Orlando Cogen | Gas/Oil:Combined Cycle | DEF | DEF | bar: 2023
Osprey 1 0 | Gas/Oil:Combined Cycle | DEF | DEF | 2023: 8; 2024: 9
Osprey 1 1 | Gas/Oil:Combined Cycle | DEF | DEF | 2023: 93; 2024: 80
Osprey 1 2 | Gas/Oil:Combined Cycle | DEF | DEF | 2023: 250; 2024: 226
OspreyAcq | Gas/Oil:Combined Cycle | DEF | DEF |  | 3 | 17 | 16 | 14 | 9 | 18 | 19 | 21 | 25 | 15 | 15 | 10 | 10 | 8 | 12 | 17 | 12 | 18 | 16 | 16 | 13
OspreyAcqDF | Gas/Oil:Combined Cycle | DEF | DEF |  | 110 | 529 | 526 | 490 | 522 | 481 | 520 | 538 | 452 | 409 | 341 | 228 | 199 | 217 | 259 | 158 | 214 | 159 | 178 | 108 | 33
Pasco County | Renewable:Biomass | DEF | DEF | 2023: 2; 2024: 2; 2025: 3; 2026: 19; 2027: 15; 2028: 21; 2029: 16; 2030: 24; 2031: 18; 2032: 15; 2033: 23; 2034: 19; 2035: 15; 2036: 18; 2037: 17; 2038: 18; 2039: 19; 2040: 22; 2041: 19; 2042: 17
Pinellas County | Renewable:Biomass | DEF | DEF | 2023: 6; 2024: 6; 2025: 7; 2026: 14; 2027: 21; 2028: 13; 2029: 18; 2030: 18; 2031: 17; 2032: 18; 2033: 18; 2034: 25; 2035: 17; 2036: 16; 2037: 21; 2038: 12; 2039: 20; 2040: 15; 2041: 18; 2042: 18
Shady Hills 1 | Gas/Oil:Combustion Turbine | DEF | DEF | 2023: 26; 2024: 1
Shady Hills 2 | Gas/Oil:Combustion Turbine | DEF | DEF | 2023: 19; 2024: 2
Shady Hills 3 | Gas/Oil:Combustion Turbine | DEF | DEF | 2023: 18; 2024: 2
Solar 3rdParty Block 1 | Renewable:Solar PV | DEF | DEF |  | 214 | 365 | 365 | 365 | 366 | 365 | 365 | 365 | 366 | 365 | 365 | 365 | 366 | 365 | 365 | 365 | 366 | 365 | 365 | 365 | 366 | 365 | 365 | 365 | 366 | 365 | 365 | 365 | 366 | 365 | 365 | 365 | 366 | 365
Solar 3rdParty Block 2 | Renewable:Solar PV | DEF | DEF | [9 empty] | 214 | 365 | 365 | 365 | 366 | 365 | 365 | 365 | 366 | 365 | 365 | 365 | 366 | 365 | 365 | 365 | 366 | 365 | 365 | 365 | 366 | 365 | 365 | 365 | 366 | 365
Solar 3rdParty Block 3 | Renewable:Solar PV | DEF | DEF | 2040: 214; 2041: 365; 2042: 365; 2043: 365; 2044: 366; 2045: 365; 2046: 365; 2047: 365; 2048: 366; 2049: 365; 2050: 365; 2051: 365; 2052: 366; 2053: 365; 2054: 365; 2055: 365; 2056: 366; 2057: 365
Solar 3rdParty Block 4 | Renewable:Solar PV | DEF | DEF | 2048: 214; 2049: 365; 2050: 365; 2051: 365; 2052: 366; 2053: 365; 2054: 365; 2055: 365; 2056: 366; 2057: 365
Solar DEF Bay Ranch | Renewable:Solar PV | DEF | DEF | 245 | 366 | 365 | 365 | 365 | 366 | 365 | 365 | 365 | 366 | 365 | 365 | 365 | 366 | 365 | 365 | 365 | 366 | 365 | 365 | 367 | 366 | 365 | 380 | 374 | 405 | 390 | 378 | 419 | 432 | 429 | 408 | 394 | 396 | 367
Solar DEF Bay Trail | Renewable:Solar PV | DEF | DEF | 365 | 366 | 365 | 365 | 365 | 366 | 365 | 365 | 365 | 366 | 365 | 365 | 365 | 366 | 365 | 365 | 365 | 366 | 365 | 365 | 367 | 366 | 366 | 378 | 376 | 406 | 400 | 383 | 426 | 408 | 406 | 400 | 384 | 383 | 366
Solar DEF Charlie Creek | Renewable:Solar PV | DEF | DEF | 365 | 366 | 365 | 365 | 365 | 366 | 365 | 365 | 365 | 366 | 365 | 365 | 365 | 366 | 365 | 365 | 365 | 366 | 365 | 365 | 367 | 366 | 365 | 380 | 374 | 417 | 405 | 387 | 424 | 407 | 404 | 398 | 382 | 383 | 366
Solar DEF Columbia | Renewable:Solar PV | DEF | DEF | 365 | 366 | 365 | 365 | 365 | 366 | 365 | 365 | 365 | 366 | 365 | 365 | 365 | 366 | 365 | 365 | 365 | 366 | 365 | 365 | 367 | 366 | 365 | 379 | 376 | 401 | 395 | 385 | 406 | 439 | 443 | 416 | 412 | 406 | 366
Solar DEF County Line | Renewable:Solar PV | DEF | DEF |  |  | 334 | 365 | 365 | 366 | 365 | 365 | 365 | 366 | 365 | 365 | 365 | 366 | 365 | 365 | 365 | 366 | 365 | 365 | 366 | 366 | 366 | 380 | 373 | 399 | 385 | 382 | 406 | 439 | 434 | 412 | 406 | 402 | 366
Solar DEF Debary | Renewable:Solar PV | DEF | DEF | 365 | 366 | 365 | 365 | 365 | 366 | 365 | 365 | 365 | 366 | 365 | 365 | 365 | 366 | 365 | 365 | 365 | 366 | 365 | 365 | 367 | 366 | 367 | 380 | 374 | 411 | 407 | 389 | 423 | 438 | 441 | 415 | 412 | 406 | 366
Solar DEF Duette | Renewable:Solar PV | DEF | DEF | 365 | 366 | 365 | 365 | 365 | 366 | 365 | 365 | 365 | 366 | 365 | 365 | 365 | 366 | 365 | 365 | 365 | 366 | 365 | 365 | 367 | 366 | 365 | 381 | 373 | 413 | 402 | 388 | 427 | 406 | 404 | 396 | 382 | 385 | 366
Solar DEF Falmouth | Renewable:Solar PV | DEF | DEF |  | 306 | 365 | 365 | 365 | 366 | 365 | 365 | 365 | 366 | 365 | 365 | 365 | 366 | 365 | 365 | 365 | 366 | 365 | 365 | 366 | 366 | 367 | 380 | 371 | 401 | 383 | 384 | 414 | 438 | 434 | 411 | 403 | 401 | 366
Solar DEF Fort Green | Renewable:Solar PV | DEF | DEF | 365 | 366 | 365 | 365 | 365 | 366 | 365 | 365 | 365 | 366 | 365 | 365 | 365 | 366 | 365 | 365 | 365 | 366 | 365 | 365 | 367 | 366 | 364 | 379 | 373 | 404 | 399 | 382 | 426 | 412 | 411 | 401 | 386 | 389 | 366
Solar DEF Hamilton | Renewable:Solar PV | DEF | DEF | 365 | 366 | 365 | 365 | 365 | 366 | 365 | 365 | 365 | 366 | 365 | 365 | 365 | 366 | 365 | 365 | 365 | 366 | 365 | 365 | 367 | 366 | 367 | 380 | 372 | 408 | 403 | 382 | 421 | 439 | 438 | 415 | 409 | 406 | 366
Solar DEF Hardeetown | Renewable:Solar PV | DEF | DEF | 245 | 366 | 365 | 365 | 365 | 366 | 365 | 365 | 365 | 366 | 365 | 365 | 365 | 366 | 365 | 365 | 365 | 366 | 365 | 365 | 367 | 366 | 364 | 379 | 372 | 409 | 391 | 383 | 421 | 430 | 425 | 410 | 396 | 391 | 367
Solar DEF High Spring | Renewable:Solar PV | DEF | DEF | 184 | 366 | 365 | 365 | 365 | 366 | 365 | 365 | 365 | 366 | 365 | 365 | 365 | 366 | 365 | 365 | 365 | 366 | 365 | 365 | 367 | 366 | 366 | 379 | 372 | 406 | 390 | 384 | 418 | 407 | 410 | 392 | 381 | 388 | 366
Solar DEF Hildreth | Renewable:Solar PV | DEF | DEF | 245 | 366 | 365 | 365 | 365 | 366 | 365 | 365 | 365 | 366 | 365 | 365 | 365 | 366 | 365 | 365 | 365 | 366 | 365 | 365 | 367 | 366 | 365 | 378 | 372 | 407 | 390 | 381 | 414 | 433 | 434 | 410 | 398 | 399 | 367
Solar DEF Lake Placid | Renewable:Solar PV | DEF | DEF | 403 | 404 | 404 | 403 | 404 | 407 | 404 | 406 | 404 | 404 | 407 | 405 | 408 | 407 | 402 | 406 | 408 | 412 | 419 | 425 | 436 | 460 | 467 | 504 | 514 | 569 | 587 | 578 | 626 | 630 | 633 | 606 | 609 | 609 | 572
Solar DEF Mule Creek | Renewable:Solar PV | DEF | DEF |  | 335 | 365 | 365 | 365 | 366 | 365 | 365 | 365 | 366 | 365 | 365 | 365 | 366 | 365 | 365 | 365 | 366 | 365 | 365 | 367 | 366 | 367 | 379 | 373 | 404 | 389 | 382 | 414 | 429 | 427 | 406 | 393 | 398 | 367
Solar DEF Osc Perry Suw | Renewable:Solar PV | DEF | DEF | 365 | 366 | 365 | 365 | 365 | 366 | 365 | 365 | 365 | 366 | 365 | 365 | 365 | 366 | 365 | 365 | 365 | 366 | 365 | 365 | 366 | 366 | 365 | 379 | 299
Solar DEF Sandy Creek | Renewable:Solar PV | DEF | DEF | 365 | 366 | 365 | 365 | 365 | 366 | 365 | 365 | 365 | 366 | 365 | 365 | 365 | 366 | 365 | 365 | 365 | 366 | 365 | 365 | 367 | 366 | 365 | 381 | 369 | 413 | 406 | 388 | 434 | 418 | 408 | 402 | 385 | 390 | 366
Solar DEF Santa Fe | Renewable:Solar PV | DEF | DEF | 365 | 366 | 365 | 365 | 365 | 366 | 365 | 365 | 365 | 366 | 365 | 365 | 365 | 366 | 365 | 365 | 365 | 366 | 365 | 365 | 367 | 366 | 367 | 379 | 371 | 418 | 409 | 391 | 428 | 423 | 423 | 407 | 395 | 396 | 367
Solar DEF St Pete Pier | Renewable:Solar PV | DEF | DEF | 365 | 366 | 365 | 365 | 365 | 366 | 365 | 365 | 365 | 366 | 365 | 365 | 365 | 366 | 365 | 365 | 365 | 366 | 365 | 365 | 367 | 366 | 367 | 383 | 370 | 403 | 362
Solar DEF Trenton | Renewable:Solar PV | DEF | DEF | 365 | 366 | 365 | 365 | 365 | 366 | 365 | 365 | 365 | 366 | 365 | 365 | 365 | 366 | 365 | 365 | 365 | 366 | 365 | 365 | 367 | 366 | 366 | 378 | 373 | 408 | 404 | 392 | 426 | 433 | 431 | 411 | 403 | 404 | 367
Solar DEF Twin Rivers | Renewable:Solar PV | DEF | DEF | 365 | 366 | 365 | 365 | 365 | 366 | 365 | 365 | 365 | 366 | 365 | 365 | 365 | 366 | 365 | 365 | 365 | 366 | 365 | 365 | 367 | 366 | 366 | 380 | 375 | 404 | 407 | 390 | 424 | 416 | 411 | 401 | 386 | 391 | 366
Solar DEF Winquepin | Renewable:Solar PV | DEF | DEF |  | 335 | 365 | 365 | 365 | 366 | 365 | 365 | 365 | 366 | 365 | 365 | 365 | 366 | 365 | 365 | 365 | 366 | 365 | 365 | 366 | 366 | 365 | 381 | 371 | 401 | 387 | 377 | 410 | 439 | 432 | 410 | 401 | 400 | 367
Solar+Storage DEF NEW 1 | Renewable:Solar PV | DEF | DEF | 2039: 68.4799; 2040: 819.5242; 2041: 1599.065; 2042: 2372.3984; 2043: 2450.9884; 2044: 2584.8384; 2045: 2689.4044; 2046: 2831.6786; 2047: 2850.7738; 2048: 3095.4056; 2049: 3080.0651; 2050: 2999.424; 2051: 3206.718; 2052: 3271.559; 2053: 3287.1994; 2054: 3185.3504; 2055: 3116.2504; 2056: 3137.7222; 2057: 2990.3622
Solar+Storage DEF NEW 1 PTC + ITC | Renewable:Solar PV | DEF | DEF | 2029: 72; 2030: 831.65; 2031: 1605.4515; 2032: 2309.4237; 2033: 2256.3553; 2034: 2239.1627; 2035: 2233.761; 2036: 2240.1763; 2037: 2234.7967; 2038: 2217.858; 2039: 2132.4383; 2040: 1412.3631; 2041: 676.7696
Standby | Demand:Demand Response | DEF | DEF |  | 1 | 3 | 1 |  | 4 | 1 | 4 | 7 | 5 | 1 | 3 | 3 | 5 | 5 | 4 | 6 |  |  | 2 | 1 | 1 | 7 | 3 | 10 | 3 | 59 | 103 | 70 | 65 | 53 | 73 | 63 | 62 | 43
SUWANNEE_P 1 | Gas/Oil:Combustion Turbine | DEF | DEF | 2023: 114; 2024: 124; 2025: 143; 2026: 145; 2027: 117; 2028: 131; 2029: 146; 2030: 147; 2031: 153; 2032: 104; 2033: 76; 2034: 25
SUWANNEE_P 2 | Gas/Oil:Combustion Turbine | DEF | DEF | 2023: 121; 2024: 136; 2025: 127; 2026: 141; 2027: 96; 2028: 141; 2029: 150; 2030: 140; 2031: 154; 2032: 109; 2033: 63; 2034: 21
SUWANNEE_P 3 | Gas/Oil:Combustion Turbine | DEF | DEF | 2023: 170; 2024: 195; 2025: 201; 2026: 210; 2027: 156; 2028: 178; 2029: 189; 2030: 175; 2031: 187; 2032: 142; 2033: 80; 2034: 31
Tigerbay 1 | Gas/Oil:Combined Cycle | DEF | DEF | 2023: 23; 2024: 20; 2025: 19; 2026: 21; 2027: 25; 2028: 33; 2029: 21; 2030: 23; 2031: 16; 2032: 20; 2033: 16; 2034: 14; 2035: 10
U OF FL 1 | Gas/Oil:Combustion Turbine | DEF | DEF | 2023: 4; 2024: 4; 2025: 4; 2026: 4; 2027: 3
Voltage Red | Demand:Demand Response | DEF | DEF | 1 | 1 | 5 | 1 | 1 | 3 |  | 2 |  | 7 | 1 | 2 | 5 |  |  | 3 |  | 2 |  |  |  | 1 |  |  | 6 |  | 5 | 19 | 21 | 21 | 24 | 40 | 27 | 42 | 93
WaterHtr_PP | Demand:Demand Response | DEF | DEF | 411 | 414 | 412 | 363 | 348 | 331 | 323 | 350 | 359 | 301 | 189 | 147 | 75 | 74 | 91 | 63 | 50 | 49 | 34 | 37 | 47 | 36 | 56 | 17 | 50 | 29 | 176 | 182 | 228 | 66 | 85 | 81 | 75 | 82 | 43
Group Totals
Resource | Type | BA | Area | 2023 | 2024 | 2025 | 2026 | 2027 | 2028 | 2029 | 2030 | 2031 | 2032 | 2033 | 2034 | 2035 | 2036 | 2037 | 2038 | 2039 | 2040 | 2041 | 2042 | 2043 | 2044 | 2045 | 2046 | 2047 | 2048 | 2049 | 2050 | 2051 | 2052 | 2053 | 2054 | 2055 | 2056 | 2057
Total | Coal:Conventional | DEF | DEF | 2023: 12; 2024: 16; 2025: 11; 2026: 13; 2027: 17; 2028: 15; 2029: 18; 2030: 17; 2031: 11; 2032: 13; 2033: 14; 2034: 8
Total | Demand:Demand Response | DEF | DEF | 412 | 419 | 424 | 369 | 355 | 340 | 326 | 362 | 366 | 316 | 195 | 152 | 84 | 81 | 101 | 75 | 61 | 52 | 35 | 40 | 48 | 38 | 86 | 20 | 76 | 32 | 241 | 440 | 350 | 194 | 210 | 253 | 200 | 210 | 225
Total | Gas/Oil:Combined Cycle | DEF | DEF | 2593 | 2785 | 2559 | 2267 | 2185 | 2046 | 2168 | 2210 | 2302 | 1997 | 1642 | 1414 | 1100 | 1004 | 871 | 1021 | 816 | 802 | 691 | 667 | 573 | 418 | 465 | 374 | 355 | 292 | 394 | 203 | 292 | 223 | 240 | 266 | 305 | 335 | 270
Total | Gas/Oil:Combustion Turbine | DEF | DEF | 1578 | 1682 | 1479 | 1449 | 1102 | 1190 | 1156 | 1180 | 1250 | 773 | 468 | 395 | 282 | 271 | 302.6369 | 152 | 139 | 78.9446 | 92 | 104.7303 | 204 | 133.0749 | 148.1262 | 54.5192 | 102.9843 | 55.4626 | 247 | 1031.1078 | 706.8106 | 731.0175 | 692.5406 | 890.3243 | 879.6316 | 914.4322 | 848.2331
Total | Gas/Oil:Steam Turbine | DEF | DEF | 2023: 17; 2024: 15; 2025: 14; 2026: 17; 2027: 21; 2028: 21; 2029: 15; 2030: 19; 2031: 15; 2032: 19; 2033: 15; 2034: 15; 2035: 18; 2036: 16; 2037: 22; 2038: 12; 2039: 19; 2040: 18; 2041: 9; 2042: 3
Total | Nuclear:Nuclear | DEF | DEF | 2038: 4; 2039: 2.6706; 2040: 5.875; 2041: 5; 2042: 8; 2043: 5.5899; 2044: 10.4668; 2045: 10.1852; 2046: 14.6394; 2047: 12.7778; 2048: 19.6528; 2049: 16.8772; 2050: 22.2432; 2051: 19.7648; 2052: 20.1495; 2053: 19.6216; 2054: 23.6216; 2055: 20.7719; 2056: 23.6215; 2057: 18.2375
Total | Renewable:Biomass | DEF | DEF | 2023: 25; 2024: 26; 2025: 27; 2026: 51; 2027: 53; 2028: 53; 2029: 53; 2030: 61; 2031: 55; 2032: 52; 2033: 62; 2034: 61; 2035: 51; 2036: 52; 2037: 56; 2038: 48; 2039: 58; 2040: 55; 2041: 56; 2042: 57
Total | Renewable:Solar PV | DEF | DEF | 6067 | 7816 | 8403 | 8433 | 8434 | 8459 | 8506 | 9267.65 | 10039.4515 | 10979.4237 | 11058.3553 | 11039.1627 | 11036.761 | 11065.1763 | 11031.7967 | 11018.858 | 11003.9182 | 11275.8873 | 11454.8346 | 11557.3984 | 11684.9884 | 11828.8384 | 11931.4044 | 12403.6786 | 12212.7738 | 13114.4056 | 13031.0651 | 12345.424 | 13273.718 | 13451.559 | 13425.1994 | 12972.3504 | 12693.2504 | 12724.7222 | 11983.3622
Total | Renewable:Wind | DEF | DEF | 2043: 201; 2044: 507; 2045: 819; 2046: 1130; 2047: 1485; 2048: 1820; 2049: 2124; 2050: 2273; 2051: 2232; 2052: 2161; 2053: 2078; 2054: 2162; 2055: 2277; 2056: 2464; 2057: 2368
Total | Storage:Battery | DEF | DEF |  |  |  |  | 2523 | 2624 | 2584 | 2696 | 2412 | 8599 | 21340 | 35752 | 48968 | 53243 | 52776 | 57088 | 59348 | 70262 | 69552 | 78843 | 82674 | 90900 | 93846 | 88883 | 94004 | 75652 | 67738 | 45647 | 42650 | 39852 | 38571 | 37094 | 33369 | 32866 | 31432
Solar 5
Resource | Type | BA | Area | 2023 | 2024 | 2025 | 2026 | 2027 | 2028 | 2029 | 2030 | 2031 | 2032 | 2033 | 2034 | 2035 | 2036 | 2037 | 2038 | 2039 | 2040 | 2041 | 2042 | 2043 | 2044 | 2045 | 2046 | 2047 | 2048 | 2049 | 2050 | 2051 | 2052 | 2053 | 2054 | 2055 | 2056 | 2057
AC | Demand:Demand Response | DEF | DEF | 2024: 1; 2027: 1; 2028: 3; 2030: 2; 2034: 1; 2036: 2; 2037: 5; 2039: 1; 2042: 1; 2045: 10; 2047: 7; 2050: 44; 2051: 24; 2052: 18; 2053: 16; 2054: 11; 2055: 22; 2056: 6; 2057: 12
Anclote 1 | Gas/Oil:Steam Turbine | DEF | DEF | 2023: 10; 2024: 8; 2025: 9; 2026: 11; 2027: 9; 2028: 10; 2029: 10; 2030: 9; 2031: 10; 2032: 11; 2033: 8; 2034: 9; 2035: 9; 2036: 11; 2037: 10; 2038: 9; 2039: 9; 2040: 10; 2041: 5; 2042: 3
Anclote 2 | Gas/Oil:Steam Turbine | DEF | DEF | 2023: 7; 2024: 7; 2025: 6; 2026: 7; 2027: 10; 2028: 11; 2029: 7; 2030: 10; 2031: 5; 2032: 9; 2033: 6; 2034: 6; 2035: 8; 2036: 6; 2037: 12; 2038: 4; 2039: 10; 2040: 7; 2041: 5; 2042: 1
As Avail | Gas/Oil:Combined Cycle | DEF | DEF | 14 | 20 | 14 | 15 | 13 | 16 | 14 | 17 | 17 | 14 | 16 | 13 | 18 | 14 | 20 | 13 | 14 | 15 | 12 | 16 | 17 | 14 | 21 | 18 | 17 | 13 | 12 | 17 | 13 | 13 | 13 | 13 | 16 | 14 | 13
As Avail PCS | Renewable:Biomass | DEF | DEF | 2023: 17; 2024: 18; 2025: 17; 2026: 18; 2027: 14; 2028: 19; 2029: 19; 2030: 19; 2031: 19; 2032: 19; 2033: 21; 2034: 17; 2035: 19; 2036: 18; 2037: 18; 2038: 18; 2039: 19; 2040: 18; 2041: 19; 2042: 22
Bartow CC 1 0 | Gas/Oil:Combined Cycle | DEF | DEF | 8 | 5 | 5 | 6 | 8 | 4 | 4 | 4 | 4 | 4 | 4 | 4 | 4 | 3 | 4 | 4 | 4 | 3 | 4 | 4 | 3 | 3 | 4 | 4 | 4 | 4 | 2
Bartow CC 1 PAG | Gas/Oil:Combined Cycle | DEF | DEF | 504 | 536 | 570 | 582 | 517 | 547 | 578 | 552 | 587 | 505 | 397 | 447 | 356 | 311 | 290 | 350 | 277 | 247 | 214 | 200 | 171 | 155 | 164 | 167 | 173 | 132 | 27
BARTOW_P 1 | Gas/Oil:Combustion Turbine | DEF | DEF | bar: 2024
BARTOW_P 2 | Gas/Oil:Combustion Turbine | DEF | DEF | 2023: 5; 2024: 13; 2025: 22; 2026: 14; 2027: 24; 2028: 16; 2029: 14; 2030: 21; 2031: 28; 2032: 9; 2033: 8; 2034: 1
BARTOW_P 3 | Gas/Oil:Combustion Turbine | DEF | DEF
BARTOW_P 4 | Gas/Oil:Combustion Turbine | DEF | DEF | 2023: 17; 2024: 28; 2025: 23; 2026: 23; 2027: 31; 2028: 28; 2029: 22; 2030: 35; 2031: 31; 2032: 18; 2033: 14; 2034: 6
Battery 2 Hours | Storage:Battery | DEF | DEF | 2027: 2661; 2028: 2686; 2029: 2639; 2030: 2688; 2031: 2409; 2032: 2446; 2033: 2538; 2034: 2972; 2035: 3069; 2036: 3104; 2037: 3016; 2038: 2850; 2039: 2603; 2040: 2424; 2041: 2417
Battery 4 Hours | Storage:Battery | DEF | DEF | [8 empty] | 709 | 6002 | 16917 | 31437 | 44185 | 49435 | 48804 | 50394 | 51576 | 57417 | 56593 | 65065 | 64651 | 69764 | 72810 | 69643 | 71156 | 55386 | 43072 | 19831 | 13320 | 9712 | 9411 | 5711 | 2658 | 4254 | 3712
BAYBORO_P 1 | Gas/Oil:Combustion Turbine | DEF | DEF | 2024: 8; 2025: 3
BAYBORO_P 2 | Gas/Oil:Combustion Turbine | DEF | DEF | 2024: 2; 2025: 1
BAYBORO_P 3 | Gas/Oil:Combustion Turbine | DEF | DEF | 2024: 3; 2025: 1
BAYBORO_P 4 | Gas/Oil:Combustion Turbine | DEF | DEF | bar: 2024 to 2025
Citrus CC 1 | Gas/Oil:Combined Cycle | DEF | DEF | 4 | 3 | 4 | 4 | 4 | 3 | 3 | 3 | 3 | 3 | 3 | 3 | 3 | 3 | 2 | 3 | 3 | 3 | 4 | 8 | 8 | 9 | 9 | 9 | 11 | 14 | 22 | 28 | 49 | 50 | 53 | 50 | 44 | 57 | 45
Citrus CC 1 Duct | Gas/Oil:Combined Cycle | DEF | DEF | 470 | 566 | 472 | 541 | 491 | 463 | 443 | 458 | 453 | 419 | 357 | 321 | 247 | 224 | 211 | 207 | 190 | 120 | 115 | 85 | 117 | 65 | 93 | 73 | 95 | 41 | 175 | 73 | 129 | 87 | 116 | 127 | 108 | 137 | 109
Citrus CC 2 | Gas/Oil:Combined Cycle | DEF | DEF | 4 | 3 | 4 | 3 | 3 | 3 | 3 | 3 | 2 | 3 | 3 | 3 | 3 | 3 | 3 | 2 | 2 | 3 | 4 | 6 | 6 | 11 | 10 | 11 | 11 | 20 | 20 | 36 | 40 | 39 | 38 | 47 | 50 | 54 | 33
Citrus CC 2 Duct | Gas/Oil:Combined Cycle | DEF | DEF | 441 | 537 | 494 | 477 | 473 | 427 | 456 | 491 | 472 | 432 | 349 | 286 | 237 | 249 | 220 | 200 | 202 | 161 | 107 | 69 | 127 | 79 | 129 | 81 | 89 | 57 | 177 | 77 | 103 | 77 | 117 | 115 | 108 | 120 | 84
Crystal 4 | Coal:Conventional | DEF | DEF | 2023: 6; 2024: 8; 2025: 5; 2026: 6; 2027: 8; 2028: 9; 2029: 11; 2030: 9; 2031: 8; 2032: 6; 2033: 7; 2034: 3
Crystal 5 | Coal:Conventional | DEF | DEF | 2023: 6; 2024: 8; 2025: 6; 2026: 7; 2027: 7; 2028: 7; 2029: 9; 2030: 8; 2031: 4; 2032: 8; 2033: 7; 2034: 5
DEBARY 10 | Gas/Oil:Combustion Turbine | DEF | DEF | 2024: 2; 2025: 1; 2026: 1; 2027: 1; 2028: 5; 2029: 1; 2030: 2; 2031: 5; 2032: 1; 2034: 2; 2035: 7; 2036: 1
DEBARY 2 | Gas/Oil:Combustion Turbine | DEF | DEF | 2024: 3; 2026: 1
DEBARY 3 | Gas/Oil:Combustion Turbine | DEF | DEF | 2024: 4; 2025: 1; 2026: 1
DEBARY 4 | Gas/Oil:Combustion Turbine | DEF | DEF | 2024: 3; 2026: 1
DEBARY 5 | Gas/Oil:Combustion Turbine | DEF | DEF | 2024: 4; 2026: 2
DEBARY 6 | Gas/Oil:Combustion Turbine | DEF | DEF | 2024: 5; 2025: 1; 2026: 1; 2027: 1
DEBARY 7 | Gas/Oil:Combustion Turbine | DEF | DEF | 2023: 70; 2024: 64; 2025: 63; 2026: 75; 2027: 69; 2028: 64; 2029: 51; 2030: 63; 2031: 57; 2032: 48; 2033: 34; 2034: 33; 2035: 23; 2036: 6
DEBARY 8 | Gas/Oil:Combustion Turbine | DEF | DEF | 2023: 112; 2024: 76; 2025: 87; 2026: 84; 2027: 75; 2028: 74; 2029: 58; 2030: 68; 2031: 90; 2032: 49; 2033: 41; 2034: 38; 2035: 27; 2036: 9
DEBARY 9 | Gas/Oil:Combustion Turbine | DEF | DEF | 2023: 104; 2024: 97; 2025: 79; 2026: 92; 2027: 84; 2028: 79; 2029: 74; 2030: 87; 2031: 92; 2032: 55; 2033: 47; 2034: 50; 2035: 26; 2036: 12
DEF Nuclear Natrium | Nuclear:Nuclear | DEF | DEF | 2048: 4; 2049: 2.6316; 2050: 6; 2051: 5; 2052: 7.5576; 2053: 7; 2054: 11.6216; 2055: 10; 2056: 15.4324; 2057: 12.3477
DEF Nuclear Natrium - Storage | Storage:Battery | DEF | DEF | 2048: 2024; 2049: 3492; 2050: 5952; 2051: 7096; 2052: 9238; 2053: 10206; 2054: 12642; 2055: 14544; 2056: 15606; 2057: 16476
DEF Nuclear Natrium - Storage PTC | Storage:Battery | DEF | DEF | 2038: 2274; 2039: 3904; 2040: 6142; 2041: 7868; 2042: 10050; 2043: 11490; 2044: 14298; 2045: 15831; 2046: 17250; 2047: 19644; 2048: 17725; 2049: 17147; 2050: 17488; 2051: 17360; 2052: 17246; 2053: 15624; 2054: 14826; 2055: 13779; 2056: 11400; 2057: 10602
DEF Nuclear Natrium PTC | Nuclear:Nuclear | DEF | DEF | 2038: 4; 2039: 2.7836; 2040: 5.8528; 2041: 4.6592; 2042: 8.8342; 2043: 5.7677; 2044: 13; 2045: 10.5164; 2046: 14.8197; 2047: 13.4655; 2048: 15.6528; 2049: 15; 2050: 16.8109; 2051: 14.5588; 2052: 13.3536; 2053: 13.6216; 2054: 10.6216; 2055: 10.2632; 2056: 7.8108; 2057: 6.8898
Gen 190MW CT | Gas/Oil:Combustion Turbine | DEF | DEF | [7 empty] | 1 | 2 |  | 1 | 15 | 14 | 16 | 22.5169 | 26 | 27 | 9 | 12 | 18.0008 | 45 | 26.3833 | 62.5119 | 32.1111 | 55.3937 | 44.1384 | 69 | 620.1353 | 496.0268 | 548.3679 | 369.1893 | 414.2703 | 492.9474 | 530.541 | 574.5291
Gen 190MW CT H2 | Gas/Oil:Combustion Turbine | DEF | DEF | 2043: 10; 2044: 6; 2045: 45.9204; 2046: 14; 2047: 49.3229; 2048: 10; 2049: 256.8948; 2050: 635.6484; 2051: 376.5134; 2052: 285.4647; 2053: 464.2158; 2054: 645.027; 2055: 535.3158; 2056: 420.0804; 2057: 388.5804
HEAT | Demand:Demand Response | DEF | DEF | 2 |  | 2 |  | 1 | 4 | 2 | 4 | 1 | 1 | 1 | 9 |  |  |  | 3 |  | 1 |  |  |  | 1 |  |  | 1 | 1 |  | 27 | 6 | 2 | 5 | 14 | 9 | 14 | 4
Hines CC 1 | Gas/Oil:Combined Cycle | DEF | DEF | 2023: 6; 2024: 10; 2025: 12; 2026: 14; 2027: 18; 2028: 19; 2029: 18; 2030: 21; 2031: 23; 2032: 20; 2033: 19; 2034: 11; 2035: 13; 2036: 14; 2037: 12; 2038: 13; 2039: 9
Hines CC 2 | Gas/Oil:Combined Cycle | DEF | DEF | 23 | 32 | 28 | 37 | 40 | 51 | 36 | 56 | 52 | 46 | 38 | 31 | 24 | 29 | 26 | 26 | 28 | 21 | 19 | 22 | 8
Hines CC 3 | Gas/Oil:Combined Cycle | DEF | DEF | 14 | 23 | 36 | 43 | 34 | 28 | 35 | 36 | 50 | 37 | 35 | 26 | 18 | 16 | 18 | 20 | 27 | 20 | 18 | 18 | 18 | 17 | 13
Hines CC 4 | Gas/Oil:Combined Cycle | DEF | DEF | 9 | 9 | 9 | 7 | 8 | 7 | 9 | 8 | 11 | 11 | 11 | 11 | 9 | 8 | 9 | 8 | 11 | 12 | 10 | 8 | 14 | 13 | 21 | 23 | 10
INT CITY 1 | Gas/Oil:Combustion Turbine | DEF | DEF | 2023: 2; 2024: 1; 2025: 1; 2026: 3; 2027: 2; 2028: 5; 2030: 7; 2031: 9; 2032: 3; 2033: 1
INT CITY 10 | Gas/Oil:Combustion Turbine | DEF | DEF | 2023: 17; 2024: 46; 2025: 37; 2026: 28; 2027: 46; 2028: 30; 2029: 25; 2030: 34; 2031: 45; 2032: 20; 2033: 17; 2034: 27; 2035: 24; 2036: 32; 2037: 42; 2038: 8
INT CITY 11 | Gas/Oil:Combustion Turbine | DEF | DEF | 2024: 4; 2025: 3; 2026: 2; 2027: 3; 2028: 5; 2030: 5; 2031: 8; 2032: 3; 2033: 1; 2034: 4; 2035: 7; 2036: 8; 2037: 5; 2038: 4; 2039: 10; 2040: 3; 2041: 2; 2042: 6; 2043: 4; 2044: 2
INT CITY 12 | Gas/Oil:Combustion Turbine | DEF | DEF | 7 | 28 | 18 | 12 | 27 | 20 | 10 | 22 | 24 | 8 | 2 | 12 | 12 | 18 | 22 | 22 | 27 | 19 | 16 | 23 | 59 | 23 | 6
INT CITY 13 | Gas/Oil:Combustion Turbine | DEF | DEF | 22 | 40 | 34 | 28 | 32 | 28 | 26 | 31 | 30 | 10 | 9 | 15 | 16 | 22 | 31 | 36 | 29 | 20 | 31 | 27 | 67 | 38 | 8
INT CITY 14 | Gas/Oil:Combustion Turbine | DEF | DEF | 32 | 46 | 43 | 33 | 39 | 36 | 27 | 30 | 25 | 18 | 8 | 19 | 20 | 25 | 44 | 40 | 42 | 31 | 39 | 30 | 81 | 44 | 10
INT CITY 2 | Gas/Oil:Combustion Turbine | DEF | DEF | 2027: 1; 2028: 1; 2030: 3; 2031: 7; 2032: 1
INT CITY 3 | Gas/Oil:Combustion Turbine | DEF | DEF | 2024: 2; 2025: 2; 2026: 2; 2027: 2; 2028: 5; 2030: 5; 2031: 10; 2032: 3
INT CITY 4 | Gas/Oil:Combustion Turbine | DEF | DEF | 2023: 2; 2024: 3; 2025: 1; 2026: 1; 2027: 4; 2028: 3; 2030: 4; 2031: 4; 2032: 4
INT CITY 5 | Gas/Oil:Combustion Turbine | DEF | DEF | 2026: 1; 2027: 1; 2028: 4; 2030: 2; 2031: 6; 2032: 2
INT CITY 6 | Gas/Oil:Combustion Turbine | DEF | DEF | 2023: 1; 2024: 7; 2025: 3; 2026: 3; 2027: 5; 2028: 6; 2030: 6; 2031: 12; 2032: 5; 2033: 1
INT CITY 7 | Gas/Oil:Combustion Turbine | DEF | DEF | 2023: 108; 2024: 115; 2025: 90; 2026: 114; 2027: 81; 2028: 102; 2029: 87; 2030: 83; 2031: 81; 2032: 48; 2033: 43; 2034: 56; 2035: 44; 2036: 53; 2037: 78; 2038: 20
INT CITY 8 | Gas/Oil:Combustion Turbine | DEF | DEF | 2023: 62; 2024: 87; 2025: 77; 2026: 66; 2027: 73; 2028: 69; 2029: 70; 2030: 70; 2031: 67; 2032: 38; 2033: 33; 2034: 47; 2035: 37; 2036: 38; 2037: 65; 2038: 12
INT CITY 9 | Gas/Oil:Combustion Turbine | DEF | DEF | 2023: 61; 2024: 80; 2025: 78; 2026: 75; 2027: 49; 2028: 79; 2029: 60; 2030: 61; 2031: 67; 2032: 41; 2033: 25; 2034: 46; 2035: 32; 2036: 43; 2037: 58; 2038: 11
INTER | Demand:Demand Response | DEF | DEF | 2024: 1; 2027: 3; 2028: 1; 2030: 1; 2033: 1; 2034: 1; 2037: 2; 2038: 2; 2039: 3; 2045: 9; 2047: 3; 2050: 34; 2051: 6; 2052: 4; 2053: 6; 2054: 5; 2055: 9; 2056: 2
Mulberry | Gas/Oil:Combined Cycle | DEF | DEF | 2023: 344; 2024: 223
New DEF OnShore Wind | Renewable:Wind | DEF | DEF | 2048: 202; 2049: 514; 2050: 680; 2051: 659; 2052: 617; 2053: 842; 2054: 1151; 2055: 1573; 2056: 1970; 2057: 2296
New DEF OnShore Wind PTC | Renewable:Wind | DEF | DEF | 2043: 203; 2044: 512; 2045: 830; 2046: 1126; 2047: 1525; 2048: 1638; 2049: 1604; 2050: 1612; 2051: 1624; 2052: 1646; 2053: 1337; 2054: 1047; 2055: 716; 2056: 422; 2057: 112
NSG Vand CT 1 | Gas/Oil:Combustion Turbine | DEF | DEF | 2023: 110; 2024: 95; 2025: 54; 2026: 55; 2027: 12
NSG Vand CT 2 | Gas/Oil:Combustion Turbine | DEF | DEF | 2023: 111; 2024: 102; 2025: 70; 2026: 52; 2027: 15
NSG Vand CT 3 | Gas/Oil:Combustion Turbine | DEF | DEF | 2023: 130; 2024: 122; 2025: 77; 2026: 60; 2027: 17
NSG Vand CT 4 | Gas/Oil:Combustion Turbine | DEF | DEF | 2023: 138; 2024: 124; 2025: 85; 2026: 82; 2027: 15
Orange Cogen | Gas/Oil:Combined Cycle | DEF | DEF | 2023: 344; 2024: 345; 2025: 344
Orlando Cogen | Gas/Oil:Combined Cycle | DEF | DEF | bar: 2023
Osprey 1 0 | Gas/Oil:Combined Cycle | DEF | DEF | 2023: 10; 2024: 8
Osprey 1 1 | Gas/Oil:Combined Cycle | DEF | DEF | 2023: 94; 2024: 80
Osprey 1 2 | Gas/Oil:Combined Cycle | DEF | DEF | 2023: 231; 2024: 231
OspreyAcq | Gas/Oil:Combined Cycle | DEF | DEF |  | 4 | 18 | 18 | 17 | 14 | 16 | 22 | 28 | 25 | 20 | 18 | 11 | 9 | 10 | 11 | 16 | 14 | 18 | 15 | 18 | 15
OspreyAcqDF | Gas/Oil:Combined Cycle | DEF | DEF |  | 106 | 523 | 519 | 491 | 573 | 477 | 539 | 539 | 448 | 408 | 376 | 286 | 237 | 252 | 284 | 188 | 212 | 177 | 196 | 117 | 39
Pasco County | Renewable:Biomass | DEF | DEF | 2023: 2; 2024: 2; 2025: 3; 2026: 19; 2027: 15; 2028: 21; 2029: 16; 2030: 24; 2031: 17; 2032: 15; 2033: 23; 2034: 19; 2035: 15; 2036: 18; 2037: 17; 2038: 18; 2039: 19; 2040: 22; 2041: 19; 2042: 17
Pinellas County | Renewable:Biomass | DEF | DEF | 2023: 6; 2024: 6; 2025: 7; 2026: 14; 2027: 21; 2028: 13; 2029: 18; 2030: 18; 2031: 17; 2032: 18; 2033: 18; 2034: 25; 2035: 17; 2036: 16; 2037: 21; 2038: 12; 2039: 20; 2040: 15; 2041: 18; 2042: 18
Shady Hills 1 | Gas/Oil:Combustion Turbine | DEF | DEF | 2023: 22; 2024: 2
Shady Hills 2 | Gas/Oil:Combustion Turbine | DEF | DEF | 2023: 22; 2024: 2
Shady Hills 3 | Gas/Oil:Combustion Turbine | DEF | DEF | 2023: 22; 2024: 2
Solar 3rdParty Block 1 | Renewable:Solar PV | DEF | DEF |  | 214 | 365 | 365 | 365 | 366 | 365 | 365 | 365 | 366 | 365 | 365 | 365 | 366 | 365 | 365 | 365 | 366 | 365 | 365 | 365 | 366 | 365 | 365 | 365 | 366 | 365 | 365 | 365 | 366 | 365 | 365 | 365 | 366 | 365
Solar 3rdParty Block 2 | Renewable:Solar PV | DEF | DEF | [9 empty] | 214 | 365 | 365 | 365 | 366 | 365 | 365 | 365 | 366 | 365 | 365 | 365 | 366 | 365 | 365 | 365 | 366 | 365 | 365 | 365 | 366 | 365 | 365 | 365 | 366 | 365
Solar 3rdParty Block 3 | Renewable:Solar PV | DEF | DEF | 2040: 214; 2041: 365; 2042: 365; 2043: 365; 2044: 366; 2045: 365; 2046: 365; 2047: 365; 2048: 366; 2049: 365; 2050: 365; 2051: 365; 2052: 366; 2053: 365; 2054: 365; 2055: 365; 2056: 366; 2057: 365
Solar 3rdParty Block 4 | Renewable:Solar PV | DEF | DEF | 2048: 214; 2049: 365; 2050: 365; 2051: 365; 2052: 366; 2053: 365; 2054: 365; 2055: 365; 2056: 366; 2057: 365
Solar DEF Bay Ranch | Renewable:Solar PV | DEF | DEF | 245 | 366 | 365 | 365 | 365 | 366 | 365 | 365 | 365 | 366 | 365 | 365 | 365 | 366 | 365 | 365 | 365 | 366 | 365 | 365 | 366 | 366 | 367 | 373 | 371 | 432 | 422 | 398 | 430 | 451 | 448 | 439 | 414 | 406 | 367
Solar DEF Bay Trail | Renewable:Solar PV | DEF | DEF | 365 | 366 | 365 | 365 | 365 | 366 | 365 | 365 | 365 | 366 | 365 | 365 | 365 | 366 | 365 | 365 | 365 | 366 | 365 | 365 | 366 | 366 | 366 | 374 | 370 | 434 | 429 | 420 | 446 | 434 | 432 | 421 | 398 | 386 | 366
Solar DEF Charlie Creek | Renewable:Solar PV | DEF | DEF | 365 | 366 | 365 | 365 | 365 | 366 | 365 | 365 | 365 | 366 | 365 | 365 | 365 | 366 | 365 | 365 | 365 | 366 | 365 | 365 | 366 | 366 | 366 | 377 | 374 | 451 | 433 | 424 | 452 | 434 | 431 | 418 | 398 | 386 | 366
Solar DEF Columbia | Renewable:Solar PV | DEF | DEF | 365 | 366 | 365 | 365 | 365 | 366 | 365 | 365 | 365 | 366 | 365 | 365 | 365 | 366 | 365 | 365 | 365 | 366 | 365 | 365 | 366 | 366 | 368 | 373 | 382 | 433 | 428 | 409 | 433 | 463 | 463 | 453 | 422 | 418 | 369
Solar DEF County Line | Renewable:Solar PV | DEF | DEF |  |  | 334 | 365 | 365 | 366 | 365 | 365 | 365 | 366 | 365 | 365 | 365 | 366 | 365 | 365 | 365 | 366 | 365 | 365 | 365 | 366 | 366 | 372 | 370 | 419 | 408 | 399 | 429 | 462 | 457 | 444 | 415 | 413 | 367
Solar DEF Debary | Renewable:Solar PV | DEF | DEF | 365 | 366 | 365 | 365 | 365 | 366 | 365 | 365 | 365 | 366 | 365 | 365 | 365 | 366 | 365 | 365 | 365 | 366 | 365 | 365 | 366 | 366 | 367 | 375 | 375 | 450 | 436 | 417 | 448 | 463 | 461 | 449 | 418 | 416 | 368
Solar DEF Duette | Renewable:Solar PV | DEF | DEF | 365 | 366 | 365 | 365 | 365 | 366 | 365 | 365 | 365 | 366 | 365 | 365 | 365 | 366 | 365 | 365 | 365 | 366 | 365 | 365 | 366 | 366 | 368 | 375 | 374 | 448 | 435 | 425 | 456 | 432 | 431 | 415 | 398 | 386 | 366
Solar DEF Falmouth | Renewable:Solar PV | DEF | DEF |  | 306 | 365 | 365 | 365 | 366 | 365 | 365 | 365 | 366 | 365 | 365 | 365 | 366 | 365 | 365 | 365 | 366 | 365 | 365 | 365 | 366 | 366 | 373 | 367 | 416 | 412 | 402 | 425 | 461 | 452 | 444 | 415 | 412 | 367
Solar DEF Fort Green | Renewable:Solar PV | DEF | DEF | 365 | 366 | 365 | 365 | 365 | 366 | 365 | 365 | 365 | 366 | 365 | 365 | 365 | 366 | 365 | 365 | 365 | 366 | 365 | 365 | 366 | 366 | 367 | 373 | 374 | 438 | 429 | 417 | 446 | 417 | 416 | 410 | 389 | 391 | 366
Solar DEF Hamilton | Renewable:Solar PV | DEF | DEF | 365 | 366 | 365 | 365 | 365 | 366 | 365 | 365 | 365 | 366 | 365 | 365 | 365 | 366 | 365 | 365 | 365 | 366 | 365 | 365 | 366 | 366 | 366 | 375 | 381 | 452 | 445 | 414 | 438 | 461 | 459 | 446 | 416 | 415 | 367
Solar DEF Hardeetown | Renewable:Solar PV | DEF | DEF | 245 | 366 | 365 | 365 | 365 | 366 | 365 | 365 | 365 | 366 | 365 | 365 | 365 | 366 | 365 | 365 | 365 | 366 | 365 | 365 | 366 | 366 | 365 | 373 | 370 | 428 | 416 | 399 | 430 | 444 | 443 | 432 | 411 | 400 | 367
Solar DEF High Spring | Renewable:Solar PV | DEF | DEF | 184 | 366 | 365 | 365 | 365 | 366 | 365 | 365 | 365 | 366 | 365 | 365 | 365 | 366 | 365 | 365 | 365 | 366 | 365 | 365 | 365 | 366 | 366 | 375 | 368 | 424 | 413 | 401 | 432 | 419 | 418 | 410 | 390 | 395 | 367
Solar DEF Hildreth | Renewable:Solar PV | DEF | DEF | 245 | 366 | 365 | 365 | 365 | 366 | 365 | 365 | 365 | 366 | 365 | 365 | 365 | 366 | 365 | 365 | 365 | 366 | 365 | 365 | 365 | 366 | 366 | 374 | 371 | 427 | 416 | 402 | 438 | 454 | 450 | 442 | 414 | 409 | 367
Solar DEF Lake Placid | Renewable:Solar PV | DEF | DEF | 403 | 404 | 404 | 403 | 404 | 407 | 404 | 406 | 404 | 404 | 407 | 405 | 408 | 407 | 402 | 406 | 408 | 412 | 419 | 425 | 436 | 460 | 469 | 499 | 522 | 610 | 614 | 617 | 650 | 650 | 652 | 639 | 618 | 615 | 573
Solar DEF Mule Creek | Renewable:Solar PV | DEF | DEF |  | 335 | 365 | 365 | 365 | 366 | 365 | 365 | 365 | 366 | 365 | 365 | 365 | 366 | 365 | 365 | 365 | 366 | 365 | 365 | 366 | 366 | 365 | 374 | 371 | 427 | 418 | 405 | 432 | 452 | 450 | 438 | 414 | 402 | 367
Solar DEF NEW 1 | Renewable:Solar PV | DEF | DEF | [12 empty] | 582.0795 | 693.3021 | 687.9432 | 684.5032 | 681.0807 | 679.5396 | 674.287 | 670.9155 | 669.3976 | 666.0507 | 664.5385 | 677.4628 | 668.5941 | 783.0835 | 771.9412 | 731.0013 | 792.2426 | 734.1909 | 733.996 | 706.1491 | 119.3297
Solar DEF NEW 1 PTC | Renewable:Solar PV | DEF | DEF | 2025: 612; 2026: 726.9402; 2027: 723.3051; 2028: 721.6689; 2029: 716.0907; 2030: 712.51; 2031: 708.9477; 2032: 707.3436; 2033: 701.8757; 2034: 698.3666; 2035: 112.795
Solar DEF NEW 2 | Renewable:Solar PV | DEF | DEF | [12 empty] | 58.9688 | 695.9179 | 690.5453 | 687.093 | 683.6572 | 682.1034 | 676.8375 | 673.4537 | 671.9229 | 668.5633 | 667.0389 | 678.1682 | 671.1862 | 798.5145 | 769.6511 | 755.1895 | 786.7021 | 751.1326 | 745.534 | 717.5597 | 624.3191
Solar DEF NEW 2 PTC | Renewable:Solar PV | DEF | DEF | 2025: 62; 2026: 729.69; 2027: 726.0418; 2028: 724.3912; 2029: 718.7994; 2030: 715.2057; 2031: 711.6293; 2032: 710.0123; 2033: 704.531; 2034: 701.0083; 2035: 638.5347
Solar DEF NEW 5 | Renewable:Solar PV | DEF | DEF | [13 empty] | 203.5376 | 346.1375 | 344.4069 | 342.6848 | 341.9082 | 339.2664 | 337.5701 | 335.8823 | 335.1212 | 332.5319 | 339.938 | 335.4883 | 365.287 | 351.8628 | 344.8236 | 359.0503 | 407.4932 | 405.3635 | 393.8164 | 364.0463 | 174.671
Solar DEF NEW 5 PTC | Renewable:Solar PV | DEF | DEF | 2026: 214; 2027: 363.9301; 2028: 363.1053; 2029: 360.2998; 2030: 358.4985; 2031: 356.7059; 2032: 355.8977; 2033: 353.1478; 2034: 351.382; 2035: 349.6252; 2036: 145.2953
Solar DEF Osc Perry Suw | Renewable:Solar PV | DEF | DEF | 365 | 366 | 365 | 365 | 365 | 366 | 365 | 365 | 365 | 366 | 365 | 365 | 365 | 366 | 365 | 365 | 365 | 366 | 365 | 365 | 365 | 366 | 367 | 374 | 300
Solar DEF Sandy Creek | Renewable:Solar PV | DEF | DEF | 365 | 366 | 365 | 365 | 365 | 366 | 365 | 365 | 365 | 366 | 365 | 365 | 365 | 366 | 365 | 365 | 365 | 366 | 365 | 365 | 366 | 366 | 366 | 372 | 374 | 456 | 438 | 427 | 454 | 438 | 432 | 419 | 399 | 392 | 367
Solar DEF Santa Fe | Renewable:Solar PV | DEF | DEF | 365 | 366 | 365 | 365 | 365 | 366 | 365 | 365 | 365 | 366 | 365 | 365 | 365 | 366 | 365 | 365 | 365 | 366 | 365 | 365 | 366 | 366 | 366 | 372 | 375 | 455 | 430 | 430 | 453 | 446 | 446 | 435 | 412 | 397 | 367
Solar DEF St Pete Pier | Renewable:Solar PV | DEF | DEF | 365 | 366 | 365 | 365 | 365 | 366 | 365 | 365 | 365 | 366 | 365 | 365 | 365 | 366 | 365 | 365 | 365 | 366 | 365 | 365 | 366 | 366 | 366 | 376 | 373 | 421 | 385
Solar DEF Trenton | Renewable:Solar PV | DEF | DEF | 365 | 366 | 365 | 365 | 365 | 366 | 365 | 365 | 365 | 366 | 365 | 365 | 365 | 366 | 365 | 365 | 365 | 366 | 365 | 365 | 366 | 366 | 368 | 370 | 379 | 446 | 440 | 429 | 457 | 450 | 448 | 442 | 413 | 405 | 367
Solar DEF Twin Rivers | Renewable:Solar PV | DEF | DEF | 365 | 366 | 365 | 365 | 365 | 366 | 365 | 365 | 365 | 366 | 365 | 365 | 365 | 366 | 365 | 365 | 365 | 366 | 365 | 365 | 366 | 366 | 367 | 376 | 375 | 456 | 435 | 428 | 446 | 443 | 433 | 425 | 400 | 393 | 367
Solar DEF Winquepin | Renewable:Solar PV | DEF | DEF |  | 335 | 365 | 365 | 365 | 366 | 365 | 365 | 365 | 366 | 365 | 365 | 365 | 366 | 365 | 365 | 365 | 366 | 365 | 365 | 365 | 366 | 366 | 375 | 367 | 417 | 413 | 402 | 432 | 458 | 451 | 443 | 415 | 411 | 367
Solar+Storage DEF NEW 1 | Renewable:Solar PV | DEF | DEF | 2039: 68.4799; 2040: 819.5242; 2041: 1599.065; 2042: 2372.3984; 2043: 2445.3388; 2044: 2584.8384; 2045: 2689.4045; 2046: 2809.4168; 2047: 2850.7184; 2048: 3177.9998; 2049: 3145.8267; 2050: 3097.4775; 2051: 3277.3868; 2052: 3406.5196; 2053: 3378.4172; 2054: 3329.7115; 2055: 3190.7303; 2056: 3158.8963; 2057: 2995.6296
Solar+Storage DEF NEW 1 PTC + ITC | Renewable:Solar PV | DEF | DEF | 2029: 72; 2030: 831.65; 2031: 1605.4515; 2032: 2309.4237; 2033: 2256.3553; 2034: 2239.1627; 2035: 2233.761; 2036: 2240.1763; 2037: 2234.7967; 2038: 2217.858; 2039: 2132.4383; 2040: 1412.3631; 2041: 676.7696
Standby | Demand:Demand Response | DEF | DEF |  | 1 |  | 2 | 2 | 2 | 1 | 1 | 4 | 4 | 1 | 2 | 1 | 3 | 3 | 5 | 5 | 1 | 1 |  | 1 | 1 | 5 |  | 10 | 2 | 65 | 82 | 91 | 46 | 50 | 42 | 54 | 63 | 25
SUWANNEE_P 1 | Gas/Oil:Combustion Turbine | DEF | DEF | 2023: 118; 2024: 131; 2025: 142; 2026: 153; 2027: 109; 2028: 128; 2029: 129; 2030: 138; 2031: 139; 2032: 87; 2033: 84; 2034: 36
SUWANNEE_P 2 | Gas/Oil:Combustion Turbine | DEF | DEF | 2023: 126; 2024: 136; 2025: 128; 2026: 145; 2027: 98; 2028: 132; 2029: 133; 2030: 137; 2031: 138; 2032: 113; 2033: 69; 2034: 36
SUWANNEE_P 3 | Gas/Oil:Combustion Turbine | DEF | DEF | 2023: 167; 2024: 188; 2025: 189; 2026: 203; 2027: 161; 2028: 176; 2029: 175; 2030: 175; 2031: 165; 2032: 136; 2033: 99; 2034: 46
Tigerbay 1 | Gas/Oil:Combined Cycle | DEF | DEF | 2023: 22; 2024: 21; 2025: 18; 2026: 24; 2027: 27; 2028: 31; 2029: 23; 2030: 24; 2031: 19; 2032: 20; 2033: 13; 2034: 17; 2035: 8
U OF FL 1 | Gas/Oil:Combustion Turbine | DEF | DEF | 2023: 4; 2024: 4; 2025: 4; 2026: 4; 2027: 3
Voltage Red | Demand:Demand Response | DEF | DEF | 1 | 1 |  | 1 | 1 | 2 | 1 | 1 | 2 | 4 | 1 | 2 | 4 | 2 | 3 | 3 | 1 |  |  |  |  | 1 |  |  | 6 |  | 5 | 18 | 30 | 13 | 29 | 30 | 30 | 36 | 92
WaterHtr_PP | Demand:Demand Response | DEF | DEF | 418 | 408 | 403 | 366 | 328 | 320 | 315 | 331 | 357 | 282 | 210 | 181 | 93 | 86 | 119 | 83 | 52 | 51 | 43 | 29 | 67 | 44 | 53 | 29 | 66 | 27 | 197 | 205 | 223 | 49 | 78 | 68 | 78 | 62 | 25
Group Totals
Resource | Type | BA | Area | 2023 | 2024 | 2025 | 2026 | 2027 | 2028 | 2029 | 2030 | 2031 | 2032 | 2033 | 2034 | 2035 | 2036 | 2037 | 2038 | 2039 | 2040 | 2041 | 2042 | 2043 | 2044 | 2045 | 2046 | 2047 | 2048 | 2049 | 2050 | 2051 | 2052 | 2053 | 2054 | 2055 | 2056 | 2057
Total | Coal:Conventional | DEF | DEF | 2023: 12; 2024: 16; 2025: 11; 2026: 13; 2027: 15; 2028: 16; 2029: 20; 2030: 17; 2031: 12; 2032: 14; 2033: 14; 2034: 8
Total | Demand:Demand Response | DEF | DEF | 421 | 412 | 405 | 369 | 336 | 332 | 319 | 340 | 364 | 291 | 214 | 196 | 98 | 93 | 132 | 96 | 62 | 53 | 44 | 30 | 68 | 47 | 77 | 29 | 93 | 30 | 267 | 410 | 380 | 132 | 184 | 170 | 202 | 183 | 158
Total | Gas/Oil:Combined Cycle | DEF | DEF | 2543 | 2762 | 2551 | 2290 | 2144 | 2186 | 2115 | 2234 | 2260 | 1987 | 1673 | 1567 | 1237 | 1120 | 1077 | 1141 | 971 | 831 | 702 | 647 | 624 | 420 | 464 | 386 | 410 | 281 | 435 | 231 | 334 | 266 | 337 | 352 | 326 | 382 | 284
Total | Gas/Oil:Combustion Turbine | DEF | DEF | 1592 | 1681 | 1419 | 1417 | 1080 | 1095 | 962 | 1090 | 1142 | 720 | 537 | 489 | 289 | 283 | 367.5169 | 179 | 135 | 82 | 100 | 104.0008 | 266 | 139.3833 | 132.4323 | 46.1111 | 104.7166 | 54.1384 | 325.8948 | 1255.7837 | 872.5401 | 833.8326 | 833.4052 | 1059.2973 | 1028.2632 | 950.6215 | 963.1095
Total | Gas/Oil:Steam Turbine | DEF | DEF | 2023: 17; 2024: 15; 2025: 15; 2026: 18; 2027: 19; 2028: 21; 2029: 17; 2030: 19; 2031: 15; 2032: 20; 2033: 14; 2034: 15; 2035: 17; 2036: 17; 2037: 22; 2038: 13; 2039: 19; 2040: 17; 2041: 10; 2042: 4
Total | Nuclear:Nuclear | DEF | DEF | 2038: 4; 2039: 2.7836; 2040: 5.8528; 2041: 4.6592; 2042: 8.8342; 2043: 5.7677; 2044: 13; 2045: 10.5164; 2046: 14.8197; 2047: 13.4655; 2048: 19.6528; 2049: 17.6316; 2050: 22.8109; 2051: 19.5588; 2052: 20.9113; 2053: 20.6216; 2054: 22.2432; 2055: 20.2632; 2056: 23.2432; 2057: 19.2375
Total | Renewable:Biomass | DEF | DEF | 2023: 25; 2024: 26; 2025: 27; 2026: 51; 2027: 50; 2028: 53; 2029: 53; 2030: 61; 2031: 53; 2032: 52; 2033: 62; 2034: 61; 2035: 51; 2036: 52; 2037: 56; 2038: 48; 2039: 58; 2040: 55; 2041: 56; 2042: 57
Total | Renewable:Solar PV | DEF | DEF | 6067 | 7816 | 9077 | 10103.6302 | 10247.277 | 10268.1654 | 10301.1899 | 11053.8642 | 11816.7345 | 12752.6772 | 12817.9098 | 12789.9196 | 12778.7643 | 12803.2292 | 12756.4227 | 12734.8611 | 12711.3409 | 12979.4385 | 13145.2255 | 13239.3377 | 13333.5416 | 13498.5736 | 13612.5138 | 13949.9857 | 13903.9871 | 15776.8849 | 15594.2818 | 14853.492 | 15702.3819 | 15895.3363 | 15796.3108 | 15471.2366 | 14127.4254 | 13045.5673 | 12000.6296
Total | Renewable:Wind | DEF | DEF | 2043: 203; 2044: 512; 2045: 830; 2046: 1126; 2047: 1525; 2048: 1840; 2049: 2118; 2050: 2292; 2051: 2283; 2052: 2263; 2053: 2179; 2054: 2198; 2055: 2289; 2056: 2392; 2057: 2408
Total | Storage:Battery | DEF | DEF |  |  |  |  | 2661 | 2686 | 2639 | 2688 | 3118 | 8448 | 19455 | 34409 | 47254 | 52539 | 51820 | 55518 | 58083 | 65983 | 66878 | 75115 | 76141 | 84062 | 88641 | 86893 | 90800 | 75135 | 63711 | 43271 | 37776 | 36196 | 35241 | 33179 | 30981 | 31260 | 30790
Solar 14
Resource | Type | BA | Area | 2023 | 2024 | 2025 | 2026 | 2027 | 2028 | 2029 | 2030 | 2031 | 2032 | 2033 | 2034 | 2035 | 2036 | 2037 | 2038 | 2039 | 2040 | 2041 | 2042 | 2043 | 2044 | 2045 | 2046 | 2047 | 2048 | 2049 | 2050 | 2051 | 2052 | 2053 | 2054 | 2055 | 2056 | 2057
AC | Demand:Demand Response | DEF | DEF |  | 1 |  |  | 2 |  | 1 | 1 | 2 | 3 | 1 | 3 |  | 2 | 4 |  | 3 | 1 |  |  |  | 2 | 13 |  |  |  |  | 31 | 8 | 13 | 9 | 5 | 10 | 6 | 23
Anclote 1 | Gas/Oil:Steam Turbine | DEF | DEF | 2023: 10; 2024: 8; 2025: 9; 2026: 10; 2027: 11; 2028: 9; 2029: 10; 2030: 9; 2031: 11; 2032: 10; 2033: 9; 2034: 10; 2035: 10; 2036: 10; 2037: 10; 2038: 8; 2039: 9; 2040: 10; 2041: 4; 2042: 3
Anclote 2 | Gas/Oil:Steam Turbine | DEF | DEF | 2023: 7; 2024: 7; 2025: 6; 2026: 7; 2027: 10; 2028: 9; 2029: 6; 2030: 10; 2031: 4; 2032: 8; 2033: 7; 2034: 6; 2035: 8; 2036: 7; 2037: 12; 2038: 4; 2039: 9; 2040: 8; 2041: 3; 2042: 1
As Avail | Gas/Oil:Combined Cycle | DEF | DEF | 14 | 20 | 14 | 15 | 13 | 16 | 14 | 17 | 16 | 14 | 16 | 13 | 18 | 14 | 20 | 13 | 14 | 15 | 12 | 16 | 17 | 14 | 21 | 18 | 17 | 13 | 12 | 17 | 13 | 13 | 13 | 13 | 16 | 14 | 13
As Avail PCS | Renewable:Biomass | DEF | DEF | 2023: 17; 2024: 18; 2025: 17; 2026: 18; 2027: 14; 2028: 19; 2029: 19; 2030: 19; 2031: 20; 2032: 19; 2033: 21; 2034: 17; 2035: 19; 2036: 18; 2037: 18; 2038: 18; 2039: 19; 2040: 18; 2041: 19; 2042: 22
Bartow CC 1 0 | Gas/Oil:Combined Cycle | DEF | DEF | 8 | 5 | 5 | 6 | 8 | 4 | 4 | 4 | 4 | 4 | 4 | 4 | 4 | 3 | 4 | 4 | 4 | 3 | 4 | 4 | 3 | 3 | 4 | 4 | 4 | 4 | 2
Bartow CC 1 PAG | Gas/Oil:Combined Cycle | DEF | DEF | 499 | 536 | 559 | 586 | 519 | 501 | 555 | 534 | 563 | 539 | 457 | 420 | 357 | 360 | 346 | 373 | 319 | 282 | 267 | 224 | 239 | 201 | 184 | 157 | 180 | 153 | 23
BARTOW_P 1 | Gas/Oil:Combustion Turbine | DEF | DEF | bar: 2024
BARTOW_P 2 | Gas/Oil:Combustion Turbine | DEF | DEF | 2023: 6; 2024: 13; 2025: 18; 2026: 14; 2027: 17; 2028: 11; 2029: 9; 2030: 17; 2031: 22; 2032: 20; 2033: 7; 2034: 6
BARTOW_P 3 | Gas/Oil:Combustion Turbine | DEF | DEF
BARTOW_P 4 | Gas/Oil:Combustion Turbine | DEF | DEF | 2023: 23; 2024: 28; 2025: 30; 2026: 26; 2027: 22; 2028: 25; 2029: 18; 2030: 26; 2031: 30; 2032: 27; 2033: 23; 2034: 9
Battery 2 Hours | Storage:Battery | DEF | DEF | 2027: 2579; 2028: 2717; 2029: 2563; 2030: 2745; 2031: 2372; 2032: 2365; 2033: 2524; 2034: 2951; 2035: 3249; 2036: 3235; 2037: 3311; 2038: 3077; 2039: 2802; 2040: 2740; 2041: 2541
Battery 4 Hours | Storage:Battery | DEF | DEF | [9 empty] | 2600 | 12609 | 28402 | 42132 | 47260 | 47568 | 47406 | 48563 | 53443 | 52444 | 56629 | 56795 | 63118 | 68221 | 67775 | 75119 | 59188 | 45590 | 22160 | 14335 | 11606 | 10891 | 6513 | 2347 | 3108 | 2653
BAYBORO_P 1 | Gas/Oil:Combustion Turbine | DEF | DEF | 2024: 8; 2025: 3
BAYBORO_P 2 | Gas/Oil:Combustion Turbine | DEF | DEF | 2024: 2; 2025: 1
BAYBORO_P 3 | Gas/Oil:Combustion Turbine | DEF | DEF | 2024: 3; 2025: 2
BAYBORO_P 4 | Gas/Oil:Combustion Turbine | DEF | DEF | bar: 2024 to 2025
Citrus CC 1 | Gas/Oil:Combined Cycle | DEF | DEF | 4 | 3 | 4 | 4 | 4 | 3 | 3 | 3 | 3 | 3 | 3 | 3 | 3 | 3 | 2 | 3 | 3 | 4 | 4 | 7 | 8 | 12 | 11 | 10 | 10 | 17 | 24 | 54 | 74 | 72 | 84 | 85 | 78 | 73 | 51
Citrus CC 1 Duct | Gas/Oil:Combined Cycle | DEF | DEF | 469 | 566 | 472 | 533 | 491 | 434 | 454 | 465 | 467 | 439 | 394 | 337 | 281 | 258 | 286 | 221 | 228 | 148 | 122 | 94 | 140 | 80 | 143 | 67 | 100 | 54 | 179 | 103 | 163 | 126 | 145 | 158 | 138 | 134 | 114
Citrus CC 2 | Gas/Oil:Combined Cycle | DEF | DEF | 4 | 3 | 4 | 3 | 3 | 3 | 3 | 3 | 2 | 3 | 3 | 3 | 3 | 3 | 3 | 2 | 2 | 2 | 6 | 6 | 7 | 10 | 11 | 14 | 11 | 21 | 32 | 83 | 62 | 63 | 69 | 77 | 79 | 72 | 34
Citrus CC 2 Duct | Gas/Oil:Combined Cycle | DEF | DEF | 437 | 537 | 498 | 466 | 489 | 434 | 471 | 494 | 510 | 450 | 397 | 330 | 285 | 280 | 298 | 215 | 237 | 175 | 118 | 93 | 157 | 110 | 147 | 68 | 116 | 73 | 178 | 125 | 131 | 115 | 127 | 142 | 127 | 119 | 99
Crystal 4 | Coal:Conventional | DEF | DEF | 2023: 6; 2024: 8; 2025: 5; 2026: 6; 2027: 8; 2028: 8; 2029: 9; 2030: 8; 2031: 9; 2032: 6; 2033: 7; 2034: 3
Crystal 5 | Coal:Conventional | DEF | DEF | 2023: 6; 2024: 8; 2025: 6; 2026: 6; 2027: 7; 2028: 10; 2029: 9; 2030: 8; 2031: 4; 2032: 9; 2033: 7; 2034: 5
DEBARY 10 | Gas/Oil:Combustion Turbine | DEF | DEF | 2024: 2; 2025: 1; 2026: 1; 2027: 2; 2028: 3; 2029: 1; 2030: 2; 2031: 1; 2032: 2; 2034: 2; 2035: 6; 2036: 1
DEBARY 2 | Gas/Oil:Combustion Turbine | DEF | DEF | 2024: 3
DEBARY 3 | Gas/Oil:Combustion Turbine | DEF | DEF | 2024: 4; 2026: 1
DEBARY 4 | Gas/Oil:Combustion Turbine | DEF | DEF | 2024: 3; 2026: 1
DEBARY 5 | Gas/Oil:Combustion Turbine | DEF | DEF | 2024: 4
DEBARY 6 | Gas/Oil:Combustion Turbine | DEF | DEF | 2024: 5; 2025: 1
DEBARY 7 | Gas/Oil:Combustion Turbine | DEF | DEF | 2023: 68; 2024: 64; 2025: 71; 2026: 76; 2027: 67; 2028: 55; 2029: 59; 2030: 70; 2031: 70; 2032: 35; 2033: 45; 2034: 45; 2035: 36; 2036: 7
DEBARY 8 | Gas/Oil:Combustion Turbine | DEF | DEF | 2023: 104; 2024: 76; 2025: 87; 2026: 82; 2027: 74; 2028: 62; 2029: 73; 2030: 74; 2031: 90; 2032: 51; 2033: 52; 2034: 56; 2035: 39; 2036: 15
DEBARY 9 | Gas/Oil:Combustion Turbine | DEF | DEF | 2023: 109; 2024: 97; 2025: 78; 2026: 93; 2027: 81; 2028: 70; 2029: 80; 2030: 85; 2031: 96; 2032: 61; 2033: 47; 2034: 60; 2035: 35; 2036: 13
DEF Nuclear Natrium | Nuclear:Nuclear | DEF | DEF | 2048: 4; 2049: 2.6316; 2050: 6; 2051: 5; 2052: 7.5576; 2053: 7; 2054: 12.6216; 2055: 10; 2056: 15.4324; 2057: 12.3883
DEF Nuclear Natrium - Storage | Storage:Battery | DEF | DEF | 2048: 2136; 2049: 3518; 2050: 5870; 2051: 6960; 2052: 9236; 2053: 10164; 2054: 12459; 2055: 14418; 2056: 15612; 2057: 16248
DEF Nuclear Natrium - Storage PTC | Storage:Battery | DEF | DEF | 2038: 2292; 2039: 3978; 2040: 6324; 2041: 7804; 2042: 9762; 2043: 10842; 2044: 13566; 2045: 15561; 2046: 17313; 2047: 20232; 2048: 18632; 2049: 18096; 2050: 18027; 2051: 18060; 2052: 16712; 2053: 15816; 2054: 14988; 2055: 13437; 2056: 11190; 2057: 10470
DEF Nuclear Natrium PTC | Nuclear:Nuclear | DEF | DEF | 2038: 3.8895; 2039: 2.5642; 2040: 5; 2041: 4.8647; 2042: 7.6683; 2043: 6.9469; 2044: 12.7334; 2045: 9.628; 2046: 14.8197; 2047: 13.6877; 2048: 15.6528; 2049: 15; 2050: 16.8109; 2051: 14.5588; 2052: 13.3536; 2053: 13.6216; 2054: 10.6216; 2055: 10.5088; 2056: 7.8108; 2057: 6.8898
Gen 190MW CT | Gas/Oil:Combustion Turbine | DEF | DEF | [7 empty] | 1 | 1 | 0.9014 |  | 14 | 16 | 16 | 20.6377 | 26 | 27.7148 | 5.9446 | 6.7971 | 15.0008 | 48.9089 | 24.3833 | 67.5119 | 29.1111 | 44.9356 | 44.1384 | 77 | 561.2709 | 506.3787 | 521.425 | 383.4865 | 399 | 445.1053 | 591.1626 | 575.4338
Gen 190MW CT H2 | Gas/Oil:Combustion Turbine | DEF | DEF | 2043: 6; 2044: 4; 2045: 48.9204; 2046: 10; 2047: 54.252; 2048: 10.6758; 2049: 281; 2050: 671.5403; 2051: 379.1351; 2052: 349.1222; 2053: 490.5671; 2054: 640.4324; 2055: 629.9474; 2056: 447.864; 2057: 440.4861
HEAT | Demand:Demand Response | DEF | DEF | 2025: 2; 2026: 1; 2027: 1; 2028: 1; 2029: 1; 2030: 4; 2031: 3; 2032: 2; 2033: 6; 2035: 1; 2038: 2; 2041: 1; 2044: 1; 2050: 50; 2051: 1; 2054: 7; 2056: 14; 2057: 2
Hines CC 1 | Gas/Oil:Combined Cycle | DEF | DEF | 2023: 7; 2024: 10; 2025: 12; 2026: 16; 2027: 20; 2028: 18; 2029: 21; 2030: 27; 2031: 26; 2032: 26; 2033: 22; 2034: 15; 2035: 16; 2036: 14; 2037: 15; 2038: 19; 2039: 9
Hines CC 2 | Gas/Oil:Combined Cycle | DEF | DEF | 24 | 32 | 28 | 40 | 46 | 67 | 38 | 70 | 65 | 56 | 50 | 45 | 26 | 29 | 29 | 28 | 33 | 25 | 22 | 22 | 9
Hines CC 3 | Gas/Oil:Combined Cycle | DEF | DEF | 13 | 23 | 35 | 39 | 38 | 36 | 41 | 39 | 61 | 46 | 49 | 31 | 21 | 23 | 23 | 25 | 22 | 23 | 19 | 19 | 19 | 19 | 14
Hines CC 4 | Gas/Oil:Combined Cycle | DEF | DEF | 9 | 9 | 9 | 7 | 8 | 7 | 9 | 9 | 13 | 15 | 14 | 10 | 8 | 8 | 9 | 8 | 11 | 11 | 9 | 10 | 18 | 11 | 24 | 29 | 12
INT CITY 1 | Gas/Oil:Combustion Turbine | DEF | DEF | 2023: 2; 2024: 1; 2025: 1; 2026: 2; 2027: 1; 2028: 3; 2030: 6; 2031: 5; 2032: 4; 2033: 1; 2034: 1
INT CITY 10 | Gas/Oil:Combustion Turbine | DEF | DEF | 2023: 23; 2024: 46; 2025: 42; 2026: 29; 2027: 40; 2028: 26; 2029: 37; 2030: 37; 2031: 45; 2032: 21; 2033: 16; 2034: 33; 2035: 32; 2036: 42; 2037: 55; 2038: 14
INT CITY 11 | Gas/Oil:Combustion Turbine | DEF | DEF | 2024: 4; 2025: 3; 2026: 2; 2027: 2; 2028: 2; 2030: 4; 2031: 4; 2032: 2; 2033: 1; 2034: 4; 2035: 8; 2036: 7; 2037: 9; 2038: 5; 2039: 13; 2040: 5; 2041: 5; 2042: 6; 2043: 6; 2044: 3
INT CITY 12 | Gas/Oil:Combustion Turbine | DEF | DEF | 10 | 28 | 19 | 11 | 23 | 15 | 10 | 18 | 23 | 13 | 7 | 18 | 15 | 25 | 26 | 30 | 35 | 17 | 16 | 23 | 57 | 26 | 6
INT CITY 13 | Gas/Oil:Combustion Turbine | DEF | DEF | 25 | 40 | 34 | 24 | 27 | 21 | 22 | 28 | 29 | 16 | 12 | 22 | 21 | 34 | 40 | 38 | 40 | 18 | 25 | 30 | 71 | 38 | 9
INT CITY 14 | Gas/Oil:Combustion Turbine | DEF | DEF | 29 | 46 | 40 | 30 | 41 | 26 | 30 | 32 | 30 | 24 | 13 | 29 | 23 | 36 | 52 | 44 | 61 | 29 | 42 | 32 | 79 | 50 | 11
INT CITY 2 | Gas/Oil:Combustion Turbine | DEF | DEF | 2027: 1; 2030: 1; 2031: 4; 2032: 1
INT CITY 3 | Gas/Oil:Combustion Turbine | DEF | DEF | 2024: 2; 2025: 2; 2026: 2; 2027: 1; 2028: 3; 2030: 3; 2031: 7; 2032: 4; 2033: 1
INT CITY 4 | Gas/Oil:Combustion Turbine | DEF | DEF | 2023: 2; 2024: 3; 2025: 2; 2026: 2; 2027: 1; 2028: 1; 2030: 4; 2031: 5; 2032: 3; 2033: 1; 2034: 1
INT CITY 5 | Gas/Oil:Combustion Turbine | DEF | DEF | 2026: 1; 2027: 1; 2028: 1; 2030: 3; 2031: 4; 2032: 2; 2033: 1
INT CITY 6 | Gas/Oil:Combustion Turbine | DEF | DEF | 2024: 7; 2025: 2; 2026: 2; 2027: 2; 2028: 3; 2030: 6; 2031: 10; 2032: 8; 2033: 1
INT CITY 7 | Gas/Oil:Combustion Turbine | DEF | DEF | 2023: 106; 2024: 115; 2025: 93; 2026: 112; 2027: 81; 2028: 80; 2029: 80; 2030: 74; 2031: 87; 2032: 62; 2033: 38; 2034: 65; 2035: 55; 2036: 65; 2037: 90; 2038: 34
INT CITY 8 | Gas/Oil:Combustion Turbine | DEF | DEF | 2023: 65; 2024: 87; 2025: 80; 2026: 73; 2027: 62; 2028: 63; 2029: 68; 2030: 55; 2031: 64; 2032: 44; 2033: 30; 2034: 52; 2035: 41; 2036: 49; 2037: 83; 2038: 18
INT CITY 9 | Gas/Oil:Combustion Turbine | DEF | DEF | 2023: 61; 2024: 80; 2025: 72; 2026: 81; 2027: 52; 2028: 57; 2029: 67; 2030: 56; 2031: 71; 2032: 39; 2033: 25; 2034: 57; 2035: 39; 2036: 51; 2037: 82; 2038: 22
INTER | Demand:Demand Response | DEF | DEF | 2024: 1; 2025: 1; 2027: 3; 2028: 1; 2030: 1; 2031: 1; 2033: 1; 2034: 1; 2036: 1; 2037: 2; 2038: 2; 2045: 6; 2050: 22; 2051: 4; 2052: 2; 2053: 1; 2054: 4; 2055: 5; 2056: 5; 2057: 1
Mulberry | Gas/Oil:Combined Cycle | DEF | DEF | 2023: 344; 2024: 223
New DEF OnShore Wind | Renewable:Wind | DEF | DEF | 2048: 194; 2049: 530; 2050: 708; 2051: 670; 2052: 619; 2053: 888; 2054: 1241; 2055: 1652; 2056: 2038; 2057: 2280
New DEF OnShore Wind PTC | Renewable:Wind | DEF | DEF | 2043: 202; 2044: 509; 2045: 822; 2046: 1130; 2047: 1501; 2048: 1665; 2049: 1599; 2050: 1592; 2051: 1640; 2052: 1633; 2053: 1347; 2054: 1063; 2055: 716; 2056: 419; 2057: 107
NSG Vand CT 1 | Gas/Oil:Combustion Turbine | DEF | DEF | 2023: 112; 2024: 95; 2025: 52; 2026: 43; 2027: 12
NSG Vand CT 2 | Gas/Oil:Combustion Turbine | DEF | DEF | 2023: 117; 2024: 102; 2025: 69; 2026: 45; 2027: 13
NSG Vand CT 3 | Gas/Oil:Combustion Turbine | DEF | DEF | 2023: 126; 2024: 122; 2025: 81; 2026: 62; 2027: 16
NSG Vand CT 4 | Gas/Oil:Combustion Turbine | DEF | DEF | 2023: 135; 2024: 124; 2025: 83; 2026: 64; 2027: 14
Orange Cogen | Gas/Oil:Combined Cycle | DEF | DEF | 2023: 344; 2024: 345; 2025: 344
Orlando Cogen | Gas/Oil:Combined Cycle | DEF | DEF | bar: 2023
Osprey 1 0 | Gas/Oil:Combined Cycle | DEF | DEF | 2023: 7; 2024: 8
Osprey 1 1 | Gas/Oil:Combined Cycle | DEF | DEF | 2023: 96; 2024: 80
Osprey 1 2 | Gas/Oil:Combined Cycle | DEF | DEF | 2023: 232; 2024: 231
OspreyAcq | Gas/Oil:Combined Cycle | DEF | DEF |  | 4 | 19 | 18 | 28 | 14 | 19 | 30 | 28 | 39 | 25 | 23 | 16 | 12 | 8 | 14 | 15 | 16 | 20 | 21 | 18 | 16
OspreyAcqDF | Gas/Oil:Combined Cycle | DEF | DEF |  | 106 | 520 | 510 | 496 | 580 | 493 | 573 | 571 | 486 | 457 | 362 | 313 | 299 | 333 | 294 | 243 | 260 | 198 | 202 | 161 | 36
Pasco County | Renewable:Biomass | DEF | DEF | 2023: 2; 2024: 2; 2025: 3; 2026: 19; 2027: 15; 2028: 21; 2029: 16; 2030: 24; 2031: 18; 2032: 15; 2033: 23; 2034: 19; 2035: 15; 2036: 18; 2037: 17; 2038: 18; 2039: 19; 2040: 22; 2041: 19; 2042: 17
Pinellas County | Renewable:Biomass | DEF | DEF | 2023: 6; 2024: 6; 2025: 7; 2026: 14; 2027: 21; 2028: 13; 2029: 18; 2030: 18; 2031: 17; 2032: 18; 2033: 18; 2034: 25; 2035: 17; 2036: 16; 2037: 21; 2038: 12; 2039: 20; 2040: 15; 2041: 18; 2042: 18
Shady Hills 1 | Gas/Oil:Combustion Turbine | DEF | DEF | 2023: 25; 2024: 2
Shady Hills 2 | Gas/Oil:Combustion Turbine | DEF | DEF | 2023: 21; 2024: 2
Shady Hills 3 | Gas/Oil:Combustion Turbine | DEF | DEF | 2023: 17; 2024: 2
Solar 3rdParty Block 1 | Renewable:Solar PV | DEF | DEF |  | 214 | 365 | 365 | 365 | 366 | 365 | 365 | 365 | 366 | 365 | 365 | 365 | 366 | 365 | 365 | 365 | 366 | 365 | 365 | 365 | 366 | 365 | 365 | 365 | 366 | 365 | 365 | 365 | 366 | 365 | 365 | 365 | 366 | 365
Solar 3rdParty Block 2 | Renewable:Solar PV | DEF | DEF | [9 empty] | 214 | 365 | 365 | 365 | 366 | 365 | 365 | 365 | 366 | 365 | 365 | 365 | 366 | 365 | 365 | 365 | 366 | 365 | 365 | 365 | 366 | 365 | 365 | 365 | 366 | 365
Solar 3rdParty Block 3 | Renewable:Solar PV | DEF | DEF | 2040: 214; 2041: 365; 2042: 365; 2043: 365; 2044: 366; 2045: 365; 2046: 365; 2047: 365; 2048: 366; 2049: 365; 2050: 365; 2051: 365; 2052: 366; 2053: 365; 2054: 365; 2055: 365; 2056: 366; 2057: 365
Solar 3rdParty Block 4 | Renewable:Solar PV | DEF | DEF | 2048: 214; 2049: 365; 2050: 365; 2051: 365; 2052: 366; 2053: 365; 2054: 365; 2055: 365; 2056: 366; 2057: 365
Solar DEF Bay Ranch | Renewable:Solar PV | DEF | DEF | 245 | 366 | 365 | 365 | 365 | 366 | 365 | 365 | 365 | 366 | 365 | 365 | 365 | 366 | 365 | 365 | 365 | 366 | 365 | 365 | 366 | 366 | 370 | 382 | 402 | 447 | 448 | 435 | 455 | 493 | 487 | 464 | 443 | 426 | 370
Solar DEF Bay Trail | Renewable:Solar PV | DEF | DEF | 365 | 366 | 365 | 365 | 365 | 366 | 365 | 365 | 365 | 366 | 367 | 365 | 365 | 366 | 365 | 365 | 365 | 366 | 365 | 365 | 366 | 366 | 372 | 382 | 406 | 460 | 466 | 463 | 484 | 480 | 485 | 457 | 421 | 409 | 368
Solar DEF Charlie Creek | Renewable:Solar PV | DEF | DEF | 365 | 366 | 365 | 365 | 365 | 366 | 365 | 365 | 365 | 366 | 366 | 365 | 365 | 366 | 365 | 365 | 365 | 366 | 365 | 365 | 366 | 366 | 383 | 401 | 439 | 485 | 489 | 486 | 495 | 475 | 471 | 447 | 417 | 406 | 367
Solar DEF Columbia | Renewable:Solar PV | DEF | DEF | 365 | 366 | 365 | 365 | 365 | 366 | 365 | 365 | 372 | 384 | 369 | 365 | 365 | 366 | 365 | 365 | 365 | 366 | 365 | 365 | 366 | 367 | 385 | 399 | 436 | 456 | 465 | 431 | 468 | 513 | 502 | 499 | 453 | 432 | 378
Solar DEF County Line | Renewable:Solar PV | DEF | DEF |  |  | 334 | 365 | 365 | 366 | 365 | 365 | 365 | 366 | 365 | 365 | 365 | 366 | 365 | 365 | 365 | 366 | 365 | 365 | 366 | 366 | 369 | 377 | 394 | 433 | 443 | 430 | 459 | 510 | 508 | 495 | 454 | 429 | 374
Solar DEF Debary | Renewable:Solar PV | DEF | DEF | 365 | 366 | 365 | 365 | 365 | 366 | 365 | 365 | 371 | 383 | 374 | 365 | 365 | 366 | 365 | 365 | 365 | 366 | 365 | 365 | 367 | 367 | 386 | 406 | 437 | 484 | 485 | 450 | 493 | 512 | 504 | 497 | 454 | 432 | 378
Solar DEF Duette | Renewable:Solar PV | DEF | DEF | 365 | 366 | 365 | 365 | 365 | 366 | 365 | 365 | 366 | 376 | 367 | 365 | 365 | 366 | 365 | 365 | 365 | 366 | 365 | 365 | 366 | 366 | 384 | 400 | 438 | 484 | 491 | 482 | 496 | 475 | 470 | 447 | 416 | 404 | 365
Solar DEF Falmouth | Renewable:Solar PV | DEF | DEF |  | 306 | 365 | 365 | 365 | 366 | 365 | 365 | 365 | 366 | 365 | 365 | 365 | 366 | 365 | 365 | 365 | 366 | 365 | 365 | 366 | 366 | 368 | 378 | 397 | 435 | 448 | 434 | 461 | 508 | 507 | 495 | 451 | 428 | 374
Solar DEF Fort Green | Renewable:Solar PV | DEF | DEF | 365 | 366 | 365 | 365 | 365 | 366 | 365 | 365 | 365 | 366 | 371 | 365 | 365 | 366 | 365 | 365 | 365 | 366 | 365 | 365 | 366 | 366 | 373 | 382 | 416 | 456 | 465 | 452 | 477 | 454 | 453 | 427 | 401 | 399 | 366
Solar DEF Hamilton | Renewable:Solar PV | DEF | DEF | 365 | 366 | 365 | 365 | 365 | 366 | 365 | 365 | 368 | 378 | 370 | 365 | 365 | 366 | 365 | 365 | 365 | 366 | 365 | 365 | 367 | 367 | 387 | 404 | 433 | 488 | 492 | 455 | 481 | 512 | 504 | 494 | 453 | 432 | 377
Solar DEF Hardeetown | Renewable:Solar PV | DEF | DEF | 245 | 366 | 365 | 365 | 365 | 366 | 365 | 365 | 365 | 366 | 365 | 365 | 365 | 366 | 365 | 365 | 365 | 366 | 365 | 365 | 366 | 366 | 371 | 381 | 401 | 446 | 448 | 432 | 455 | 503 | 509 | 483 | 438 | 416 | 368
Solar DEF High Spring | Renewable:Solar PV | DEF | DEF | 184 | 366 | 365 | 365 | 365 | 366 | 365 | 365 | 365 | 366 | 365 | 365 | 365 | 366 | 365 | 365 | 365 | 366 | 365 | 365 | 366 | 366 | 369 | 378 | 402 | 440 | 449 | 433 | 470 | 505 | 510 | 489 | 413 | 404 | 370
Solar DEF Hildreth | Renewable:Solar PV | DEF | DEF | 245 | 366 | 365 | 365 | 365 | 366 | 365 | 365 | 365 | 366 | 365 | 365 | 365 | 366 | 365 | 365 | 365 | 366 | 365 | 365 | 366 | 366 | 374 | 381 | 402 | 445 | 449 | 435 | 456 | 447 | 457 | 432 | 439 | 425 | 372
Solar DEF Lake Placid | Renewable:Solar PV | DEF | DEF | 403 | 404 | 404 | 403 | 404 | 408 | 404 | 406 | 407 | 415 | 412 | 405 | 408 | 407 | 402 | 406 | 408 | 412 | 419 | 425 | 437 | 461 | 488 | 530 | 579 | 651 | 672 | 670 | 694 | 704 | 701 | 687 | 652 | 632 | 581
Solar DEF Mule Creek | Renewable:Solar PV | DEF | DEF |  | 335 | 365 | 365 | 365 | 366 | 365 | 365 | 365 | 366 | 365 | 365 | 365 | 366 | 365 | 365 | 365 | 366 | 365 | 365 | 366 | 366 | 372 | 380 | 404 | 442 | 440 | 431 | 449 | 502 | 508 | 482 | 445 | 425 | 370
Solar DEF NEW 1 | Renewable:Solar PV | DEF | DEF | [12 empty] | 582.0795 | 693.3021 | 687.9432 | 684.5032 | 681.0807 | 679.5396 | 674.287 | 670.9155 | 669.3976 | 666.0507 | 691.7586 | 715.2845 | 790.457 | 856.1276 | 865.9799 | 856.3919 | 874.8714 | 793.6449 | 772.3042 | 733.8458 | 121.0591
Solar DEF NEW 1 PTC | Renewable:Solar PV | DEF | DEF | 2025: 612; 2026: 726.9402; 2027: 723.3051; 2028: 721.6689; 2029: 716.0907; 2030: 712.51; 2031: 708.9477; 2032: 707.3436; 2033: 701.8757; 2034: 698.3666; 2035: 112.795
Solar DEF NEW 2 | Renewable:Solar PV | DEF | DEF | [12 empty] | 117.9377 | 1391.8358 | 1381.0906 | 1374.186 | 1367.3143 | 1364.2068 | 1353.6751 | 1346.9073 | 1343.8458 | 1337.1267 | 1370.4441 | 1421.4321 | 1561.9398 | 1711.682 | 1717.4883 | 1701.8784 | 1721.4936 | 1611.0959 | 1588.8737 | 1497.7085 | 1269.3912
Solar DEF NEW 2 PTC | Renewable:Solar PV | DEF | DEF | 2025: 124; 2026: 1459.38; 2027: 1452.0835; 2028: 1448.7824; 2029: 1437.5988; 2030: 1430.4115; 2031: 1423.2586; 2032: 1420.0245; 2033: 1409.0619; 2034: 1402.0165; 2035: 1277.0693
Solar DEF NEW 3 | Renewable:Solar PV | DEF | DEF | [14 empty] | 814.1505 | 1384.5499 | 1377.6274 | 1374.5057 | 1363.8853 | 1357.0656 | 1353.9908 | 1347.221 | 1377.2174 | 1403.1342 | 1556.0208 | 1721.4194 | 1713.2268 | 1668.9983 | 1738.9106 | 1641.6743 | 1643.6821 | 1548.0868 | 1418.1024 | 1376.3367 | 525.7424
Solar DEF NEW 3 PTC | Renewable:Solar PV | DEF | DEF | 2027: 856; 2028: 1459.7203; 2029: 1448.4413; 2030: 1441.1991; 2031: 1433.9938; 2032: 1430.7442; 2033: 1419.6896; 2034: 1412.5913; 2035: 1405.528; 2036: 1402.3435; 2037: 577.3577
Solar DEF NEW 4 | Renewable:Solar PV | DEF | DEF | [13 empty] | 610.6127 | 1038.4124 | 1033.2202 | 1028.0543 | 1025.7251 | 1017.7997 | 1012.7102 | 1010.4155 | 1005.3634 | 1025.0071 | 1041.6335 | 1153.0388 | 1260.3471 | 1259.6742 | 1232.1496 | 1287.0482 | 1240.9794 | 1239.7518 | 1178.8289 | 1079.0902 | 495.4776
Solar DEF NEW 4 PTC | Renewable:Solar PV | DEF | DEF | 2026: 642; 2027: 1091.7901; 2028: 1089.3162; 2029: 1080.8996; 2030: 1075.4954; 2031: 1070.1182; 2032: 1067.693; 2033: 1059.4433; 2034: 1054.1461; 2035: 1048.8752; 2036: 435.8857
Solar DEF NEW 5 | Renewable:Solar PV | DEF | DEF | [13 empty] | 203.5376 | 346.1375 | 344.4069 | 342.6848 | 341.9082 | 339.2664 | 337.5701 | 335.8823 | 335.1212 | 336.1868 | 341.7563 | 340.0476 | 371.5697 | 367.0833 | 367.1014 | 384.7322 | 451.5292 | 439.541 | 432.2032 | 391.8473 | 188.5063
Solar DEF NEW 5 PTC | Renewable:Solar PV | DEF | DEF | 2026: 214; 2027: 363.9301; 2028: 363.1053; 2029: 360.2998; 2030: 358.4985; 2031: 356.7059; 2032: 355.8977; 2033: 353.1478; 2034: 351.382; 2035: 349.6252; 2036: 145.2953
Solar DEF Osc Perry Suw | Renewable:Solar PV | DEF | DEF | 365 | 366 | 365 | 365 | 365 | 366 | 365 | 365 | 368 | 378 | 368 | 365 | 365 | 366 | 365 | 365 | 365 | 366 | 365 | 365 | 366 | 367 | 371 | 379 | 323
Solar DEF Sandy Creek | Renewable:Solar PV | DEF | DEF | 365 | 366 | 365 | 365 | 365 | 366 | 365 | 365 | 365 | 366 | 369 | 365 | 365 | 366 | 365 | 365 | 365 | 366 | 365 | 365 | 366 | 366 | 384 | 402 | 441 | 489 | 502 | 493 | 497 | 476 | 473 | 447 | 416 | 408 | 367
Solar DEF Santa Fe | Renewable:Solar PV | DEF | DEF | 365 | 366 | 365 | 365 | 365 | 366 | 365 | 365 | 367 | 378 | 368 | 365 | 365 | 366 | 365 | 365 | 365 | 366 | 365 | 365 | 366 | 366 | 384 | 403 | 437 | 489 | 497 | 478 | 488 | 495 | 499 | 471 | 437 | 418 | 368
Solar DEF St Pete Pier | Renewable:Solar PV | DEF | DEF | 365 | 366 | 365 | 365 | 365 | 366 | 365 | 365 | 370 | 380 | 372 | 365 | 365 | 366 | 365 | 365 | 365 | 366 | 365 | 365 | 366 | 366 | 374 | 383 | 407 | 438 | 414
Solar DEF Trenton | Renewable:Solar PV | DEF | DEF | 365 | 366 | 365 | 365 | 365 | 366 | 365 | 365 | 365 | 375 | 368 | 365 | 365 | 366 | 365 | 365 | 365 | 366 | 365 | 365 | 367 | 367 | 385 | 402 | 439 | 490 | 494 | 478 | 488 | 502 | 506 | 477 | 443 | 419 | 370
Solar DEF Twin Rivers | Renewable:Solar PV | DEF | DEF | 365 | 366 | 365 | 365 | 365 | 366 | 365 | 365 | 366 | 376 | 369 | 365 | 365 | 366 | 365 | 365 | 365 | 366 | 365 | 365 | 366 | 366 | 389 | 405 | 440 | 488 | 494 | 474 | 497 | 481 | 487 | 460 | 424 | 412 | 368
Solar DEF Winquepin | Renewable:Solar PV | DEF | DEF |  | 335 | 365 | 365 | 365 | 366 | 365 | 365 | 365 | 366 | 365 | 365 | 365 | 366 | 365 | 365 | 365 | 366 | 365 | 365 | 365 | 366 | 369 | 377 | 399 | 434 | 446 | 439 | 465 | 506 | 512 | 491 | 451 | 426 | 374
Solar+Storage DEF NEW 1 | Renewable:Solar PV | DEF | DEF | 2039: 68.4799; 2040: 819.5242; 2041: 1599.065; 2042: 2372.3984; 2043: 2439.6891; 2044: 2584.8384; 2045: 2717.3716; 2046: 2809.4724; 2047: 2895.0195; 2048: 3227.5618; 2049: 3288.3691; 2050: 3239.3616; 2051: 3429.3086; 2052: 3633.2357; 2053: 3652.4422; 2054: 3490.0858; 2055: 3323.7295; 2056: 3259.4704; 2057: 3000.8965
Solar+Storage DEF NEW 1 PTC + ITC | Renewable:Solar PV | DEF | DEF | 2029: 72; 2030: 831.65; 2031: 1605.4515; 2032: 2309.4237; 2033: 2256.3553; 2034: 2239.1627; 2035: 2233.761; 2036: 2240.1763; 2037: 2234.7967; 2038: 2217.858; 2039: 2132.4383; 2040: 1412.3631; 2041: 676.7696
Standby | Demand:Demand Response | DEF | DEF |  | 1 | 1 |  |  | 1 | 2 |  | 4 | 2 | 3 | 2 | 4 | 3 | 5 | 3 | 3 |  |  | 2 | 2 | 2 | 16 | 2 | 8 | 3 | 71 | 112 | 102 | 48 | 35 | 41 | 48 | 43 | 29
SUWANNEE_P 1 | Gas/Oil:Combustion Turbine | DEF | DEF | 2023: 116; 2024: 131; 2025: 144; 2026: 150; 2027: 115; 2028: 130; 2029: 125; 2030: 142; 2031: 158; 2032: 121; 2033: 100; 2034: 51
SUWANNEE_P 2 | Gas/Oil:Combustion Turbine | DEF | DEF | 2023: 121; 2024: 136; 2025: 120; 2026: 153; 2027: 109; 2028: 125; 2029: 138; 2030: 144; 2031: 157; 2032: 132; 2033: 98; 2034: 39
SUWANNEE_P 3 | Gas/Oil:Combustion Turbine | DEF | DEF | 2023: 170; 2024: 188; 2025: 190; 2026: 204; 2027: 160; 2028: 164; 2029: 164; 2030: 178; 2031: 184; 2032: 158; 2033: 124; 2034: 54
Tigerbay 1 | Gas/Oil:Combined Cycle | DEF | DEF | 2023: 22; 2024: 21; 2025: 18; 2026: 24; 2027: 27; 2028: 32; 2029: 24; 2030: 21; 2031: 20; 2032: 19; 2033: 14; 2034: 15; 2035: 9
U OF FL 1 | Gas/Oil:Combustion Turbine | DEF | DEF | 2023: 4; 2024: 4; 2025: 4; 2026: 4; 2027: 3
Voltage Red | Demand:Demand Response | DEF | DEF | 2 | 1 | 3 | 1 | 1 | 3 | 2 | 4 | 3 | 4 | 3 | 2 | 4 | 3 | 1 | 4 | 2 | 2 | 1 |  | 2 |  |  |  | 6 |  | 4 | 27 | 21 | 6 | 9 | 23 | 17 | 34 | 84
WaterHtr_PP | Demand:Demand Response | DEF | DEF | 417 | 408 | 400 | 351 | 314 | 303 | 330 | 330 | 362 | 321 | 248 | 212 | 120 | 122 | 157 | 108 | 78 | 47 | 52 | 41 | 103 | 56 | 79 | 32 | 56 | 33 | 199 | 250 | 243 | 60 | 68 | 67 | 68 | 61 | 29
Group Totals
Resource | Type | BA | Area | 2023 | 2024 | 2025 | 2026 | 2027 | 2028 | 2029 | 2030 | 2031 | 2032 | 2033 | 2034 | 2035 | 2036 | 2037 | 2038 | 2039 | 2040 | 2041 | 2042 | 2043 | 2044 | 2045 | 2046 | 2047 | 2048 | 2049 | 2050 | 2051 | 2052 | 2053 | 2054 | 2055 | 2056 | 2057
Total | Coal:Conventional | DEF | DEF | 2023: 12; 2024: 16; 2025: 11; 2026: 12; 2027: 15; 2028: 18; 2029: 18; 2030: 16; 2031: 13; 2032: 15; 2033: 14; 2034: 8
Total | Demand:Demand Response | DEF | DEF | 419 | 412 | 407 | 353 | 321 | 309 | 336 | 340 | 375 | 332 | 262 | 220 | 129 | 131 | 169 | 119 | 86 | 50 | 54 | 43 | 107 | 61 | 114 | 34 | 70 | 36 | 274 | 492 | 379 | 129 | 122 | 147 | 148 | 163 | 168
Total | Gas/Oil:Combined Cycle | DEF | DEF | 2534 | 2762 | 2541 | 2267 | 2190 | 2149 | 2149 | 2289 | 2349 | 2139 | 1905 | 1611 | 1360 | 1306 | 1376 | 1219 | 1140 | 964 | 801 | 718 | 796 | 512 | 559 | 367 | 450 | 335 | 450 | 382 | 443 | 389 | 438 | 475 | 438 | 412 | 311
Total | Gas/Oil:Combustion Turbine | DEF | DEF | 1597 | 1681 | 1426 | 1390 | 1040 | 946 | 981 | 1066 | 1197 | 850.9014 | 643 | 618 | 366 | 361 | 457.6377 | 231 | 176.7148 | 74.9446 | 94.7971 | 106.0008 | 267.9089 | 145.3833 | 142.4323 | 39.1111 | 99.1876 | 54.8141 | 358 | 1232.8112 | 885.5138 | 870.5472 | 874.0535 | 1039.4324 | 1075.0526 | 1039.0265 | 1015.9199
Total | Gas/Oil:Steam Turbine | DEF | DEF | 2023: 17; 2024: 15; 2025: 15; 2026: 17; 2027: 21; 2028: 18; 2029: 16; 2030: 19; 2031: 15; 2032: 18; 2033: 16; 2034: 16; 2035: 18; 2036: 17; 2037: 22; 2038: 12; 2039: 18; 2040: 18; 2041: 7; 2042: 4
Total | Nuclear:Nuclear | DEF | DEF | 2038: 3.8895; 2039: 2.5642; 2040: 5; 2041: 4.8647; 2042: 7.6683; 2043: 6.9469; 2044: 12.7334; 2045: 9.628; 2046: 14.8197; 2047: 13.6877; 2048: 19.6528; 2049: 17.6316; 2050: 22.8109; 2051: 19.5588; 2052: 20.9113; 2053: 20.6216; 2054: 23.2432; 2055: 20.5088; 2056: 23.2432; 2057: 19.2781
Total | Renewable:Biomass | DEF | DEF | 2023: 25; 2024: 26; 2025: 27; 2026: 51; 2027: 50; 2028: 53; 2029: 53; 2030: 61; 2031: 55; 2032: 52; 2033: 62; 2034: 61; 2035: 51; 2036: 52; 2037: 56; 2038: 48; 2039: 58; 2040: 55; 2041: 56; 2042: 57
Total | Renewable:Solar PV | DEF | DEF | 6067 | 7816 | 9139 | 11475.3203 | 12921.1088 | 13542.5931 | 13549.3302 | 14285.7644 | 15063.4758 | 16086.1268 | 16059.5738 | 15957.6652 | 15930.671 | 15947.9889 | 15876.8885 | 15839.7242 | 15800.6798 | 16061.7726 | 16203.748 | 16282.5672 | 16373.221 | 16525.7213 | 17019.9857 | 17539.7132 | 18663.5233 | 20340.7074 | 20668.8218 | 19806.8812 | 20624.3646 | 20889.1594 | 20849.595 | 19981.7591 | 17984.2198 | 15365.791 | 12611.6389
Total | Renewable:Wind | DEF | DEF | 2043: 202; 2044: 509; 2045: 822; 2046: 1130; 2047: 1501; 2048: 1859; 2049: 2129; 2050: 2300; 2051: 2310; 2052: 2252; 2053: 2235; 2054: 2304; 2055: 2368; 2056: 2457; 2057: 2387
Total | Storage:Battery | DEF | DEF |  |  |  |  | 2579 | 2717 | 2563 | 2745 | 2372 | 4965 | 15133 | 31353 | 45381 | 50495 | 50879 | 52775 | 55343 | 62507 | 62789 | 66391 | 67637 | 76684 | 83782 | 85088 | 95351 | 79956 | 67204 | 46057 | 39355 | 37554 | 36871 | 33960 | 30202 | 29910 | 29371

## Start Cost
Start Cost ($000)
Base
Resource | Type | BA | Area | 2023 | 2024 | 2025 | 2026 | 2027 | 2028 | 2029 | 2030 | 2031 | 2032 | 2033 | 2034 | 2035 | 2036 | 2037 | 2038 | 2039 | 2040 | 2041 | 2042 | 2043 | 2044 | 2045 | 2046 | 2047 | 2048 | 2049 | 2050 | 2051 | 2052 | 2053 | 2054 | 2055 | 2056 | 2057
AC | Demand:Demand Response | DEF | DEF
Anclote 1 | Gas/Oil:Steam Turbine | DEF | DEF | 2023: 1179; 2024: 966.4; 2025: 990.4; 2026: 1269; 2027: 1301.0001; 2028: 1200.5999; 2029: 1230.3; 2030: 1260.9001; 2031: 1579.6001; 2032: 1472; 2033: 1056.3; 2034: 1392.3; 2035: 1426.5; 2036: 1625; 2037: 1832.6; 2038: 1194.9; 2039: 1400; 2040: 1793.9999; 2041: 919.5; 2042: 376.8
Anclote 2 | Gas/Oil:Steam Turbine | DEF | DEF | 2023: 825.3; 2024: 724.8; 2025: 866.6; 2026: 761.4; 2027: 1301; 2028: 1467.3999; 2029: 820.2; 2030: 1541.1; 2031: 430.8; 2032: 1177.6; 2033: 1207.2; 2034: 773.5; 2035: 1426.5; 2036: 1137.5; 2037: 1999.2; 2038: 853.5; 2039: 1575; 2040: 1435.2; 2041: 919.5; 2042: 188.4
As Avail | Gas/Oil:Combined Cycle | DEF | DEF
As Avail PCS | Renewable:Biomass | DEF | DEF
Bartow CC 1 0 | Gas/Oil:Combined Cycle | DEF | DEF | 187.2 | 120 | 123 | 151.2 | 206.4 | 105.6 | 108.4 | 111.2 | 114 | 116.8 | 119.6 | 122.8 | 157 | 96.6 | 132 | 135.2 | 138.8 | 106.8 | 146 | 149.6 | 153.2 | 157.2 | 160.8 | 164.8 | 169.2 | 173.2 | 88.8
Bartow CC 1 PAG | Gas/Oil:Combined Cycle | DEF | DEF
BARTOW_P 1 | Gas/Oil:Combustion Turbine | DEF | DEF | 2026: 3.2856
BARTOW_P 2 | Gas/Oil:Combustion Turbine | DEF | DEF | 2023: 6.102; 2024: 18.7637; 2025: 40.0684; 2026: 22.9993; 2027: 33.6775; 2028: 41.4233; 2029: 26.5368; 2030: 47.1471; 2031: 48.3257; 2032: 20.9566; 2033: 9.7639; 2034: 2.0016
BARTOW_P 3 | Gas/Oil:Combustion Turbine | DEF | DEF | 2024: 1.5636; 2026: 1.6428
BARTOW_P 4 | Gas/Oil:Combustion Turbine | DEF | DEF | 2023: 24.4081; 2024: 34.4002; 2025: 59.3012; 2026: 36.1417; 2027: 47.1485; 2028: 39.6973; 2029: 54.8427; 2030: 58.0272; 2031: 70.6299; 2032: 26.6721; 2033: 23.4333; 2034: 18.0144
Battery 2 Hours | Storage:Battery | DEF | DEF
Battery 4 Hours | Storage:Battery | DEF | DEF
BAYBORO_P 1 | Gas/Oil:Combustion Turbine | DEF | DEF
BAYBORO_P 2 | Gas/Oil:Combustion Turbine | DEF | DEF
BAYBORO_P 3 | Gas/Oil:Combustion Turbine | DEF | DEF
BAYBORO_P 4 | Gas/Oil:Combustion Turbine | DEF | DEF
Citrus CC 1 | Gas/Oil:Combined Cycle | DEF | DEF | 74.4 | 57 | 78 | 60 | 82 | 63 | 64.5 | 66.3 | 67.8 | 69.6 | 71.1 | 72.9 | 75 | 51.2 | 78.6 | 80.7 | 82.5 | 84.6 | 115.6 | 207.9 | 152 | 312 | 350.9 | 228.9 | 403.2 | 412.8 | 564.8 | 433.2 | 1258 | 1482 | 1672.7 | 1077.3 | 1472.4 | 2262.6 | 1975.585
Citrus CC 1 Duct | Gas/Oil:Combined Cycle | DEF | DEF
Citrus CC 2 | Gas/Oil:Combined Cycle | DEF | DEF | 74.4 | 57 | 78 | 60 | 82 | 63 | 64.5 | 66.3 | 67.8 | 69.6 | 71.1 | 72.9 | 75 | 76.8 | 78.6 | 53.8 | 82.5 | 56.4 | 86.7 | 118.8 | 152 | 343.2 | 287.1 | 294.3 | 302.4 | 756.8 | 670.7 | 830.3 | 1036 | 912 | 972.5 | 1556.1 | 1676.9 | 2095 | 1245.4775
Citrus CC 2 Duct | Gas/Oil:Combined Cycle | DEF | DEF
Crystal 4 | Coal:Conventional | DEF | DEF | 2023: 928.8; 2024: 1268.8; 2025: 813; 2026: 1166.9; 2027: 1708; 2028: 1575.9; 2029: 1615.5; 2030: 1656; 2031: 1508.8; 2032: 966.5; 2033: 1188.6; 2034: 406.2
Crystal 5 | Coal:Conventional | DEF | DEF | 2023: 928.8; 2024: 1268.8; 2025: 1138.2; 2026: 1166.9; 2027: 1195.6; 2028: 1050.6; 2029: 1615.5; 2030: 1472; 2031: 754.4; 2032: 1546.4; 2033: 1386.7; 2034: 1015.5
DEBARY 10 | Gas/Oil:Combustion Turbine | DEF | DEF | 2024: 4.8546; 2025: 4.976; 2026: 2.5502; 2027: 7.8418; 2028: 16.0758; 2029: 19.224; 2030: 11.2597; 2031: 8.6559; 2032: 5.9149; 2033: 3.0314; 2034: 3.1072; 2035: 12.7394
DEBARY 2 | Gas/Oil:Combustion Turbine | DEF | DEF | 2024: 6.2546; 2026: 1.6428; 2027: 1.6839
DEBARY 3 | Gas/Oil:Combustion Turbine | DEF | DEF | 2024: 4.6909; 2026: 3.2856
DEBARY 4 | Gas/Oil:Combustion Turbine | DEF | DEF | 2024: 3.1273; 2025: 4.8082; 2026: 1.6428; 2027: 1.6839
DEBARY 5 | Gas/Oil:Combustion Turbine | DEF | DEF | 2024: 6.2546; 2026: 3.2856
DEBARY 6 | Gas/Oil:Combustion Turbine | DEF | DEF | 2024: 6.2546; 2025: 3.2055; 2026: 1.6428
DEBARY 7 | Gas/Oil:Combustion Turbine | DEF | DEF | 2023: 188.7721; 2024: 171.0576; 2025: 192.58; 2026: 218.0178; 2027: 190.25; 2028: 201.1969; 2029: 196.7087; 2030: 230.8947; 2031: 226.6671; 2032: 167.4169; 2033: 101.5606; 2034: 107.6892; 2035: 88.3052; 2036: 22.6282
DEBARY 8 | Gas/Oil:Combustion Turbine | DEF | DEF | 2023: 300.9411; 2024: 221.5336; 2025: 247.1922; 2026: 250.4259; 2027: 211.3889; 2028: 238.3409; 2029: 260.1631; 2030: 253.659; 2031: 323.3339; 2032: 194.7503; 2033: 140.0836; 2034: 111.2789; 2035: 106.7021; 2036: 33.9423
DEBARY 9 | Gas/Oil:Combustion Turbine | DEF | DEF | 2023: 295.4694; 2024: 274.8138; 2025: 267.3125; 2026: 288.7263; 2027: 247.627; 2028: 275.485; 2029: 276.0267; 2030: 331.7079; 2031: 310.0006; 2032: 184.5003; 2033: 136.5815; 2034: 122.0478; 2035: 99.3433; 2036: 41.485
DEF Nuclear Natrium | Nuclear:Nuclear | DEF | DEF
DEF Nuclear Natrium - Storage | Storage:Battery | DEF | DEF
DEF Nuclear Natrium - Storage PTC | Storage:Battery | DEF | DEF
DEF Nuclear Natrium PTC | Nuclear:Nuclear | DEF | DEF
Gen 190MW CT | Gas/Oil:Combustion Turbine | DEF | DEF | [5 empty] | 33.0513 |  | 23.1497 | 23.7284 |  |  | 204.423 | 222.6295 | 214.772 | 283.94 | 366.6728 | 404.7504 | 132.5295 | 197.4332 | 244.8716 | 670.1528 | 442.8074 | 1108.5252 | 618.1936 | 940.3948 | 838.7788 | 1184.2616 | 10023.1272 | 8146.2415 | 9187.4688 | 7568.3135 | 9655.8722 | 9855.3586 | 10660.7043 | 11305.4614
Gen 190MW CT H2 | Gas/Oil:Combustion Turbine | DEF | DEF | 2043: 127.6481; 2044: 49.0648; 2045: 720.8431; 2046: 318.6038; 2047: 873.4123; 2048: 162.4749; 2049: 3386.2483; 2050: 9533.5757; 2051: 5594.7616; 2052: 5379.4266; 2053: 6576.8619; 2054: 8983.6672; 2055: 9020.7136; 2056: 9452.7266; 2057: 7818.3187
HEAT | Demand:Demand Response | DEF | DEF
Hines CC 1 | Gas/Oil:Combined Cycle | DEF | DEF | 2023: 65.8; 2024: 87.3; 2025: 108.9; 2026: 153; 2027: 176.8; 2028: 139.1; 2029: 174.4; 2030: 224; 2031: 287.5; 2032: 236; 2033: 242; 2034: 136.4; 2035: 165.1; 2036: 156; 2037: 146.3; 2038: 205.5; 2039: 126
Hines CC 2 | Gas/Oil:Combined Cycle | DEF | DEF | 260 | 339.2 | 272.5 | 432.9 | 444.6 | 503.1 | 408 | 676.5 | 642.6 | 567.6 | 452.2 | 380.8 | 291.9 | 343.2 | 321.2 | 345 | 369.6 | 316 | 289.8 | 379.5 | 153
Hines CC 3 | Gas/Oil:Combined Cycle | DEF | DEF | 150 | 236.9 | 371 | 345.6 | 366.3 | 239.4 | 371.2 | 428.4 | 463.6 | 425 | 425.7 | 303.6 | 216 | 220.8 | 156.2 | 232 | 298 | 306 | 219.8 | 257.6 | 297 | 270.4 | 190.3
Hines CC 4 | Gas/Oil:Combined Cycle | DEF | DEF | 76.8 | 99 | 101 | 72.8 | 95.4 | 87.2 | 100.8 | 80.5 | 140.4 | 120 | 147.6 | 113.4 | 104 | 93.1 | 122.4 | 112 | 128.7 | 161.7 | 135 | 138.6 | 221.2 | 226.8 | 348.6 | 357 | 121.8
INT CITY 1 | Gas/Oil:Combustion Turbine | DEF | DEF
INT CITY 10 | Gas/Oil:Combustion Turbine | DEF | DEF | 2023: 43.7732; 2024: 123.3858; 2025: 109.2245; 2026: 82.4932; 2027: 135.8929; 2028: 154.7668; 2029: 120.5634; 2030: 136.5856; 2031: 183.3337; 2032: 71.7501; 2033: 52.5313; 2034: 82.5618; 2035: 77.267; 2036: 116.9124; 2037: 123.7008; 2038: 19.8115
INT CITY 11 | Gas/Oil:Combustion Turbine | DEF | DEF | 2024: 54.2171; 2025: 27.7863; 2026: 18.9873; 2027: 38.9239; 2028: 49.8713; 2029: 20.4472; 2030: 52.396; 2031: 96.6707; 2032: 33.0291; 2034: 11.5671; 2035: 59.2813; 2036: 109.374; 2037: 62.2824; 2038: 76.6074; 2039: 104.6967; 2040: 26.8285; 2041: 13.7496; 2042: 42.2801; 2043: 43.3371; 2044: 14.8068
INT CITY 12 | Gas/Oil:Combustion Turbine | DEF | DEF | 20.8864 | 79.5176 | 59.5617 | 44.9848 | 88.9253 | 104.6519 | 58.8245 | 88.6693 | 101.7923 | 33.5369 | 15.2779 | 39.1497 | 44.1413 | 74.037 | 63.2399 | 86.4279 | 128.4534 | 77.1828 | 83.766 | 109.7103 | 200.4597 | 125.2873 | 46.231
INT CITY 13 | Gas/Oil:Combustion Turbine | DEF | DEF | 65.6431 | 128.4515 | 109.719 | 86.7564 | 105.3929 | 131.6588 | 89.9669 | 117.0434 | 141.7821 | 70.8002 | 38.1948 | 58.7246 | 72.2312 | 94.6028 | 139.1278 | 133.9632 | 137.3123 | 108.964 | 120.9954 | 133.5603 | 244.463 | 195.4482 | 77.0517
INT CITY 14 | Gas/Oil:Combustion Turbine | DEF | DEF | 107.4159 | 140.685 | 131.6628 | 80.33 | 135.0347 | 141.7864 | 134.9503 | 134.7773 | 141.7821 | 81.9792 | 53.4728 | 58.7246 | 68.2184 | 90.4896 | 160.2078 | 155.5702 | 190.4655 | 122.5844 | 158.2247 | 166.9504 | 293.3556 | 190.4367 | 77.0517
INT CITY 2 | Gas/Oil:Combustion Turbine | DEF | DEF
INT CITY 3 | Gas/Oil:Combustion Turbine | DEF | DEF
INT CITY 4 | Gas/Oil:Combustion Turbine | DEF | DEF
INT CITY 5 | Gas/Oil:Combustion Turbine | DEF | DEF
INT CITY 6 | Gas/Oil:Combustion Turbine | DEF | DEF
INT CITY 7 | Gas/Oil:Combustion Turbine | DEF | DEF | 2023: 295.4694; 2024: 330.8983; 2025: 261.5639; 2026: 306.4034; 2027: 265.746; 2028: 334.2964; 2029: 276.0267; 2030: 279.6753; 2031: 280.0005; 2032: 177.667; 2033: 115.5689; 2034: 175.8924; 2035: 161.8928; 2036: 181.0256; 2037: 228.0734; 2038: 55.4721
INT CITY 8 | Gas/Oil:Combustion Turbine | DEF | DEF | 2023: 166.8855; 2024: 243.9674; 2025: 229.9463; 2026: 197.3945; 2027: 229.5079; 2028: 238.3409; 2029: 266.5085; 2030: 237.3988; 2031: 206.667; 2032: 157.1669; 2033: 84.0501; 2034: 150.7649; 2035: 125.099; 2036: 139.5406; 2037: 197.1482; 2038: 15.8492
INT CITY 9 | Gas/Oil:Combustion Turbine | DEF | DEF | 2023: 166.8855; 2024: 238.359; 2025: 218.449; 2026: 229.8026; 2027: 175.1508; 2028: 250.7223; 2029: 263.3358; 2030: 234.1468; 2031: 210.0004; 2032: 133.2502; 2033: 70.0418; 2034: 147.1753; 2035: 114.0609; 2036: 154.626; 2037: 189.4169; 2038: 39.6229
INTER | Demand:Demand Response | DEF | DEF
Mulberry | Gas/Oil:Combined Cycle | DEF | DEF
New DEF OnShore Wind | Renewable:Wind | DEF | DEF
New DEF OnShore Wind PTC | Renewable:Wind | DEF | DEF
NSG Vand CT 1 | Gas/Oil:Combustion Turbine | DEF | DEF | 2023: 1385.78; 2024: 1223.424; 2025: 760.628; 2026: 782.58; 2027: 197.97
NSG Vand CT 2 | Gas/Oil:Combustion Turbine | DEF | DEF | 2023: 1423.574; 2024: 1376.352; 2025: 966.9; 2026: 886.924; 2027: 237.564
NSG Vand CT 3 | Gas/Oil:Combustion Turbine | DEF | DEF | 2023: 1587.348; 2024: 1452.816; 2025: 1031.36; 2026: 860.838; 2027: 211.168
NSG Vand CT 4 | Gas/Oil:Combustion Turbine | DEF | DEF | 2023: 1688.132; 2024: 1643.976; 2025: 1070.036; 2026: 1239.085; 2027: 277.158
Orange Cogen | Gas/Oil:Combined Cycle | DEF | DEF
Orlando Cogen | Gas/Oil:Combined Cycle | DEF | DEF
Osprey 1 0 | Gas/Oil:Combined Cycle | DEF | DEF | 2023: 43.8241; 2024: 57.7365
Osprey 1 1 | Gas/Oil:Combined Cycle | DEF | DEF | 2023: 482.9044; 2024: 430.457
Osprey 1 2 | Gas/Oil:Combined Cycle | DEF | DEF
OspreyAcq | Gas/Oil:Combined Cycle | DEF | DEF |  | 23.4 | 216 | 184.5 | 176.4 | 116.1 | 237.6 | 243 | 291.9 | 340.8 | 204.4 | 208.6 | 137.7 | 157 | 112.7 | 214.5 | 287.3 | 207.6 | 300.9 | 291.2 | 279 | 229.2
OspreyAcqDF | Gas/Oil:Combined Cycle | DEF | DEF
Pasco County | Renewable:Biomass | DEF | DEF
Pinellas County | Renewable:Biomass | DEF | DEF
Shady Hills 1 | Gas/Oil:Combustion Turbine | DEF | DEF | 2023: 474.988; 2024: 18.455
Shady Hills 2 | Gas/Oil:Combustion Turbine | DEF | DEF | 2023: 346.879; 2024: 36.91
Shady Hills 3 | Gas/Oil:Combustion Turbine | DEF | DEF | 2023: 328.424; 2024: 36.91
Solar 3rdParty Block 1 | Renewable:Solar PV | DEF | DEF
Solar 3rdParty Block 2 | Renewable:Solar PV | DEF | DEF
Solar 3rdParty Block 3 | Renewable:Solar PV | DEF | DEF
Solar 3rdParty Block 4 | Renewable:Solar PV | DEF | DEF
Solar DEF Bay Ranch | Renewable:Solar PV | DEF | DEF
Solar DEF Bay Trail | Renewable:Solar PV | DEF | DEF
Solar DEF Charlie Creek | Renewable:Solar PV | DEF | DEF
Solar DEF Columbia | Renewable:Solar PV | DEF | DEF
Solar DEF County Line | Renewable:Solar PV | DEF | DEF
Solar DEF Debary | Renewable:Solar PV | DEF | DEF
Solar DEF Duette | Renewable:Solar PV | DEF | DEF
Solar DEF Falmouth | Renewable:Solar PV | DEF | DEF
Solar DEF Fort Green | Renewable:Solar PV | DEF | DEF
Solar DEF Hamilton | Renewable:Solar PV | DEF | DEF
Solar DEF Hardeetown | Renewable:Solar PV | DEF | DEF
Solar DEF High Spring | Renewable:Solar PV | DEF | DEF
Solar DEF Hildreth | Renewable:Solar PV | DEF | DEF
Solar DEF Lake Placid | Renewable:Solar PV | DEF | DEF
Solar DEF Mule Creek | Renewable:Solar PV | DEF | DEF
Solar DEF Osc Perry Suw | Renewable:Solar PV | DEF | DEF
Solar DEF Sandy Creek | Renewable:Solar PV | DEF | DEF
Solar DEF Santa Fe | Renewable:Solar PV | DEF | DEF
Solar DEF St Pete Pier | Renewable:Solar PV | DEF | DEF
Solar DEF Trenton | Renewable:Solar PV | DEF | DEF
Solar DEF Twin Rivers | Renewable:Solar PV | DEF | DEF
Solar DEF Winquepin | Renewable:Solar PV | DEF | DEF
Solar+Storage DEF NEW 1 | Renewable:Solar PV | DEF | DEF
Solar+Storage DEF NEW 1 PTC + ITC | Renewable:Solar PV | DEF | DEF
Standby | Demand:Demand Response | DEF | DEF
SUWANNEE_P 1 | Gas/Oil:Combustion Turbine | DEF | DEF
SUWANNEE_P 2 | Gas/Oil:Combustion Turbine | DEF | DEF
SUWANNEE_P 3 | Gas/Oil:Combustion Turbine | DEF | DEF
Tigerbay 1 | Gas/Oil:Combined Cycle | DEF | DEF
U OF FL 1 | Gas/Oil:Combustion Turbine | DEF | DEF
Voltage Red | Demand:Demand Response | DEF | DEF
WaterHtr_PP | Demand:Demand Response | DEF | DEF
Total |  |  |  | 14195.0053 | 13618.6876 | 10952.8816 | 11476.0684 | 9975.236 | 8862.3652 | 8875.025 | 10062.7377 | 8722.5705 | 8467.2908 | 7416.092 | 6292.0224 | 5326.6113 | 5230.6355 | 6426.9374 | 4377.097 | 5454.0783 | 4936.3891 | 3706.9689 | 2805.7726 | 2986.8164 | 2556.6512 | 3367.4027 | 1981.7974 | 2810.4071 | 2344.0538 | 5894.8099 | 20820.203 | 16035.0031 | 16960.8954 | 16790.3754 | 21272.9394 | 22025.3722 | 24471.0308 | 22344.8426
Group Totals
Resource | Type | BA | Area | 2023 | 2024 | 2025 | 2026 | 2027 | 2028 | 2029 | 2030 | 2031 | 2032 | 2033 | 2034 | 2035 | 2036 | 2037 | 2038 | 2039 | 2040 | 2041 | 2042 | 2043 | 2044 | 2045 | 2046 | 2047 | 2048 | 2049 | 2050 | 2051 | 2052 | 2053 | 2054 | 2055 | 2056 | 2057
Total | Coal:Conventional | DEF | DEF | 2023: 1857.6; 2024: 2537.6001; 2025: 1951.2; 2026: 2333.8; 2027: 2903.6001; 2028: 2626.5001; 2029: 3231; 2030: 3128; 2031: 2263.2001; 2032: 2512.9; 2033: 2575.3001; 2034: 1421.7
Total | Demand:Demand Response | DEF | DEF
Total | Gas/Oil:Combined Cycle | DEF | DEF | 1415.3285 | 1507.9935 | 1348.4 | 1460 | 1629.9 | 1316.5 | 1529.4 | 1896.2 | 2075.6 | 1945.4 | 1733.7 | 1411.4 | 1221.7 | 1194.7 | 1148 | 1378.7 | 1513.4 | 1239.1 | 1293.8 | 1543.2 | 1407.4 | 1538.8 | 1337.7 | 1045 | 996.6 | 1342.8 | 1324.3 | 1263.5 | 2294 | 2394 | 2645.2 | 2633.4 | 3149.3 | 4357.6 | 3221.0625
Total | Gas/Oil:Combustion Turbine | DEF | DEF | 8917.7767 | 7881.894 | 5796.2815 | 5651.8684 | 2839.7358 | 2251.3653 | 2064.1251 | 2236.5376 | 2373.3703 | 1359.3908 | 843.592 | 1293.1224 | 1251.9113 | 1273.4355 | 1447.1373 | 949.9971 | 965.6783 | 468.0892 | 574.169 | 697.3726 | 1579.4164 | 1017.8512 | 2029.7027 | 936.7974 | 1813.8071 | 1001.2538 | 4570.5099 | 19556.703 | 13741.0031 | 14566.8954 | 14145.1753 | 18639.5394 | 18876.0722 | 20113.4308 | 19123.7801
Total | Gas/Oil:Steam Turbine | DEF | DEF | 2023: 2004.3; 2024: 1691.2; 2025: 1857; 2026: 2030.4; 2027: 2602.0001; 2028: 2667.9999; 2029: 2050.5; 2030: 2802.0001; 2031: 2010.4001; 2032: 2649.5999; 2033: 2263.4999; 2034: 2165.8; 2035: 2853; 2036: 2762.5; 2037: 3831.8001; 2038: 2048.4; 2039: 2975; 2040: 3229.1999; 2041: 1838.9999; 2042: 565.2
Total | Nuclear:Nuclear | DEF | DEF
Total | Renewable:Biomass | DEF | DEF
Total | Renewable:Solar PV | DEF | DEF
Total | Renewable:Wind | DEF | DEF
Total | Storage:Battery | DEF | DEF
Solar 5
Resource | Type | BA | Area | 2023 | 2024 | 2025 | 2026 | 2027 | 2028 | 2029 | 2030 | 2031 | 2032 | 2033 | 2034 | 2035 | 2036 | 2037 | 2038 | 2039 | 2040 | 2041 | 2042 | 2043 | 2044 | 2045 | 2046 | 2047 | 2048 | 2049 | 2050 | 2051 | 2052 | 2053 | 2054 | 2055 | 2056 | 2057
AC | Demand:Demand Response | DEF | DEF
Anclote 1 | Gas/Oil:Steam Turbine | DEF | DEF | 2023: 1179; 2024: 966.4; 2025: 1114.2; 2026: 1395.9; 2027: 1040.8; 2028: 1333.9999; 2029: 1367; 2030: 1260.9001; 2031: 1436.0001; 2032: 1619.2; 2033: 1207.2; 2034: 1392.3; 2035: 1426.5; 2036: 1787.5; 2037: 1666; 2038: 1536.3; 2039: 1400; 2040: 1793.9999; 2041: 1103.4; 2042: 565.2
Anclote 2 | Gas/Oil:Steam Turbine | DEF | DEF | 2023: 825.3; 2024: 724.8; 2025: 866.6; 2026: 761.4; 2027: 1301; 2028: 1333.9999; 2029: 956.9; 2030: 1541.1; 2031: 574.4; 2032: 1177.6; 2033: 905.4; 2034: 773.5; 2035: 1268; 2036: 1137.5; 2037: 1999.2; 2038: 682.8; 2039: 1575; 2040: 1255.8; 2041: 919.5; 2042: 376.8
As Avail | Gas/Oil:Combined Cycle | DEF | DEF
As Avail PCS | Renewable:Biomass | DEF | DEF
Bartow CC 1 0 | Gas/Oil:Combined Cycle | DEF | DEF | 187.2 | 120 | 123 | 151.2 | 206.4 | 105.6 | 108.4 | 111.2 | 114 | 116.8 | 119.6 | 122.8 | 157 | 96.6 | 132 | 135.2 | 138.8 | 106.8 | 146 | 149.6 | 153.2 | 157.2 | 160.8 | 164.8 | 169.2 | 173.2 | 88.8
Bartow CC 1 PAG | Gas/Oil:Combined Cycle | DEF | DEF
BARTOW_P 1 | Gas/Oil:Combustion Turbine | DEF | DEF | 2024: 1.5636
BARTOW_P 2 | Gas/Oil:Combustion Turbine | DEF | DEF | 2023: 7.6275; 2024: 20.3274; 2025: 35.2602; 2026: 22.9993; 2027: 40.413; 2028: 27.6155; 2029: 24.7677; 2030: 38.0803; 2031: 52.0431; 2032: 17.1463; 2033: 15.6222; 2034: 2.0016
BARTOW_P 3 | Gas/Oil:Combustion Turbine | DEF | DEF
BARTOW_P 4 | Gas/Oil:Combustion Turbine | DEF | DEF | 2023: 25.9336; 2024: 43.7821; 2025: 36.8629; 2026: 37.7845; 2027: 52.2001; 2028: 48.3272; 2029: 38.9207; 2030: 63.4672; 2031: 57.6192; 2032: 34.2927; 2033: 27.3389; 2034: 12.0096
Battery 2 Hours | Storage:Battery | DEF | DEF
Battery 4 Hours | Storage:Battery | DEF | DEF
BAYBORO_P 1 | Gas/Oil:Combustion Turbine | DEF | DEF
BAYBORO_P 2 | Gas/Oil:Combustion Turbine | DEF | DEF
BAYBORO_P 3 | Gas/Oil:Combustion Turbine | DEF | DEF
BAYBORO_P 4 | Gas/Oil:Combustion Turbine | DEF | DEF
Citrus CC 1 | Gas/Oil:Combined Cycle | DEF | DEF | 74.4 | 57 | 78 | 60 | 82 | 63 | 64.5 | 66.3 | 67.8 | 69.6 | 71.1 | 72.9 | 75 | 51.2 | 78.6 | 80.7 | 82.5 | 84.6 | 115.6 | 237.6 | 212.8 | 280.8 | 287.1 | 294.3 | 369.6 | 481.6 | 776.6 | 1010.8 | 1813 | 1900 | 2061.7 | 1995 | 1799.6 | 2388.3 | 1932.6375
Citrus CC 1 Duct | Gas/Oil:Combined Cycle | DEF | DEF
Citrus CC 2 | Gas/Oil:Combined Cycle | DEF | DEF | 74.4 | 57 | 78 | 60 | 82 | 63 | 64.5 | 66.3 | 67.8 | 69.6 | 71.1 | 72.9 | 75 | 76.8 | 78.6 | 53.8 | 82.5 | 56.4 | 86.7 | 178.2 | 152 | 312 | 287.1 | 359.7 | 369.6 | 722.4 | 706 | 1299.6 | 1480 | 1482 | 1478.2 | 1875.3 | 2045 | 2262.6 | 1417.2675
Citrus CC 2 Duct | Gas/Oil:Combined Cycle | DEF | DEF
Crystal 4 | Coal:Conventional | DEF | DEF | 2023: 928.8; 2024: 1268.8; 2025: 813; 2026: 1166.9; 2027: 1366.4; 2028: 1575.9; 2029: 1974.5; 2030: 1656; 2031: 1697.4001; 2032: 1159.8; 2033: 1188.6; 2034: 406.2
Crystal 5 | Coal:Conventional | DEF | DEF | 2023: 928.8; 2024: 1268.8; 2025: 1138.2; 2026: 1166.9; 2027: 1195.6; 2028: 1225.7; 2029: 1615.5; 2030: 1472; 2031: 754.4; 2032: 1546.4; 2033: 1386.7; 2034: 1015.5
DEBARY 10 | Gas/Oil:Combustion Turbine | DEF | DEF | 2024: 4.8546; 2025: 2.488; 2026: 2.5502; 2027: 2.6139; 2028: 13.3965; 2029: 2.7463; 2030: 5.6299; 2031: 14.4265; 2032: 2.9574; 2034: 6.2143; 2035: 22.2939; 2036: 3.2645
DEBARY 2 | Gas/Oil:Combustion Turbine | DEF | DEF | 2024: 4.6909; 2026: 1.6428
DEBARY 3 | Gas/Oil:Combustion Turbine | DEF | DEF | 2024: 6.2546; 2025: 1.6027; 2026: 1.6428
DEBARY 4 | Gas/Oil:Combustion Turbine | DEF | DEF | 2024: 4.6909; 2026: 1.6428
DEBARY 5 | Gas/Oil:Combustion Turbine | DEF | DEF | 2024: 6.2546; 2026: 3.2856
DEBARY 6 | Gas/Oil:Combustion Turbine | DEF | DEF | 2024: 7.8182; 2025: 1.6027; 2026: 1.6428; 2027: 1.6839
DEBARY 7 | Gas/Oil:Combustion Turbine | DEF | DEF | 2023: 191.5079; 2024: 179.4703; 2025: 181.0827; 2026: 220.964; 2027: 208.369; 2028: 198.1016; 2029: 161.8087; 2030: 204.8784; 2031: 190.0003; 2032: 164.0003; 2033: 119.071; 2034: 118.4582; 2035: 84.6258; 2036: 22.6282
DEBARY 8 | Gas/Oil:Combustion Turbine | DEF | DEF | 2023: 306.4127; 2024: 213.1209; 2025: 250.0666; 2026: 247.4797; 2027: 226.4881; 2028: 229.0549; 2029: 184.0178; 2030: 221.1386; 2031: 300.0005; 2032: 167.4169; 2033: 143.5857; 2034: 136.4064; 2035: 99.3433; 2036: 33.9423
DEBARY 9 | Gas/Oil:Combustion Turbine | DEF | DEF | 2023: 284.5261; 2024: 272.0096; 2025: 227.0719; 2026: 271.0492; 2027: 253.6667; 2028: 244.5316; 2029: 234.7813; 2030: 282.9273; 2031: 306.6672; 2032: 187.917; 2033: 164.5982; 2034: 179.4821; 2035: 95.6639; 2036: 45.2564
DEF Nuclear Natrium | Nuclear:Nuclear | DEF | DEF
DEF Nuclear Natrium - Storage | Storage:Battery | DEF | DEF
DEF Nuclear Natrium - Storage PTC | Storage:Battery | DEF | DEF
DEF Nuclear Natrium PTC | Nuclear:Nuclear | DEF | DEF
Gen 190MW CT | Gas/Oil:Combustion Turbine | DEF | DEF | [7 empty] | 11.5748 | 23.7284 |  | 12.4648 | 191.6466 | 183.3419 | 214.772 | 309.8062 | 366.6728 | 390.295 | 133.3508 | 182.246 | 280.2157 | 718.0208 | 431.4959 | 1047.9365 | 551.7616 | 975.6198 | 796.8197 | 1276.7821 | 11761.9136 | 9643.1842 | 10927.2598 | 7540.7106 | 8673.0275 | 10578.1904 | 11669.5378 | 12953.0069
Gen 190MW CT H2 | Gas/Oil:Combustion Turbine | DEF | DEF | 2043: 159.5602; 2044: 98.1295; 2045: 769.8; 2046: 240.5604; 2047: 868.6972; 2048: 180.5277; 2049: 4753.6033; 2050: 12056.1472; 2051: 7319.7423; 2052: 5688.4203; 2053: 9481.632; 2054: 13504.075; 2055: 11487.377; 2056: 9239.8959; 2057: 8760.7112
HEAT | Demand:Demand Response | DEF | DEF
Hines CC 1 | Gas/Oil:Combined Cycle | DEF | DEF | 2023: 56.4; 2024: 87.3; 2025: 118.8; 2026: 153; 2027: 187.2; 2028: 203.3; 2029: 196.2; 2030: 235.2; 2031: 276; 2032: 236; 2033: 229.9; 2034: 124; 2035: 165.1; 2036: 182; 2037: 146.3; 2038: 178.1; 2039: 112
Hines CC 2 | Gas/Oil:Combined Cycle | DEF | DEF | 228.8 | 339.2 | 294.3 | 410.7 | 444.6 | 585 | 432 | 688.8 | 655.2 | 593.4 | 505.4 | 421.6 | 333.6 | 414.7 | 365 | 375 | 415.8 | 331.8 | 305.9 | 363 | 136
Hines CC 3 | Gas/Oil:Combined Cycle | DEF | DEF | 140 | 226.6 | 371 | 453.6 | 377.4 | 307.8 | 406 | 416.5 | 597.8 | 462.5 | 451.5 | 330 | 229.5 | 220.8 | 241.4 | 290 | 387.4 | 306 | 282.6 | 289.8 | 280.5 | 287.3 | 224.9
Hines CC 4 | Gas/Oil:Combined Cycle | DEF | DEF | 76.8 | 99 | 101 | 72.8 | 95.4 | 87.2 | 100.8 | 80.5 | 128.7 | 120 | 135.3 | 138.6 | 117 | 106.4 | 108.8 | 112 | 143 | 176.4 | 135 | 107.8 | 205.4 | 226.8 | 332 | 391 | 174
INT CITY 1 | Gas/Oil:Combustion Turbine | DEF | DEF
INT CITY 10 | Gas/Oil:Combustion Turbine | DEF | DEF | 2023: 46.5091; 2024: 128.9943; 2025: 106.3501; 2026: 82.4932; 2027: 138.9127; 2028: 92.8601; 2029: 79.318; 2030: 110.5693; 2031: 150.0003; 2032: 68.3334; 2033: 59.5355; 2034: 96.9203; 2035: 88.3052; 2036: 120.6837; 2037: 162.3573; 2038: 31.6983
INT CITY 11 | Gas/Oil:Combustion Turbine | DEF | DEF | 2024: 36.1448; 2025: 27.7863; 2026: 18.9873; 2027: 29.193; 2028: 49.8713; 2030: 52.396; 2031: 85.9295; 2032: 33.0291; 2033: 11.285; 2034: 46.2683; 2035: 82.9938; 2036: 97.2213; 2037: 62.2824; 2038: 51.0716; 2039: 130.8709; 2040: 40.2428; 2041: 27.4992; 2042: 84.5602; 2043: 57.7828; 2044: 29.6137
INT CITY 12 | Gas/Oil:Combustion Turbine | DEF | DEF | 20.8864 | 85.6343 | 56.4269 | 38.5584 | 88.9253 | 67.5173 | 34.6026 | 78.0289 | 87.2505 | 29.8106 | 7.639 | 46.9796 | 48.1541 | 74.037 | 92.7519 | 95.0707 | 119.5946 | 86.2631 | 74.4587 | 109.7103 | 288.4664 | 115.2643 | 30.8207
INT CITY 13 | Gas/Oil:Combustion Turbine | DEF | DEF | 65.6431 | 122.3348 | 106.5842 | 89.9696 | 105.3929 | 94.5243 | 89.9668 | 109.9499 | 109.0632 | 37.2633 | 34.3753 | 58.7246 | 64.2055 | 90.4896 | 130.6958 | 155.5702 | 128.4534 | 90.8033 | 144.2637 | 128.7903 | 327.5805 | 190.4367 | 41.0942
INT CITY 14 | Gas/Oil:Combustion Turbine | DEF | DEF | 95.4808 | 140.685 | 134.7976 | 106.0356 | 128.4476 | 121.5312 | 93.4271 | 106.4031 | 90.886 | 67.0739 | 30.5559 | 74.3844 | 80.2569 | 102.8291 | 185.5038 | 172.8558 | 186.036 | 140.7451 | 181.4931 | 143.1003 | 396.0301 | 220.5057 | 51.3678
INT CITY 2 | Gas/Oil:Combustion Turbine | DEF | DEF
INT CITY 3 | Gas/Oil:Combustion Turbine | DEF | DEF
INT CITY 4 | Gas/Oil:Combustion Turbine | DEF | DEF
INT CITY 5 | Gas/Oil:Combustion Turbine | DEF | DEF
INT CITY 6 | Gas/Oil:Combustion Turbine | DEF | DEF
INT CITY 7 | Gas/Oil:Combustion Turbine | DEF | DEF | 2023: 295.4694; 2024: 322.4857; 2025: 258.6895; 2026: 335.8653; 2027: 244.6071; 2028: 315.7243; 2029: 276.0267; 2030: 269.9192; 2031: 270.0005; 2032: 164.0003; 2033: 150.5898; 2034: 201.0199; 2035: 161.8928; 2036: 199.8824; 2037: 301.5208; 2038: 79.2458
INT CITY 8 | Gas/Oil:Combustion Turbine | DEF | DEF | 2023: 169.6213; 2024: 243.9674; 2025: 221.3233; 2026: 194.4483; 2027: 220.4484; 2028: 213.5782; 2029: 222.0904; 2030: 227.6427; 2031: 223.3337; 2032: 129.8335; 2033: 115.5689; 2034: 168.7131; 2035: 136.1371; 2036: 143.3119; 2037: 251.2673; 2038: 47.5475
INT CITY 9 | Gas/Oil:Combustion Turbine | DEF | DEF | 2023: 166.8855; 2024: 224.3378; 2025: 224.1976; 2026: 220.964; 2027: 147.9722; 2028: 244.5316; 2029: 190.3632; 2030: 198.3743; 2031: 223.3337; 2032: 140.0836; 2033: 87.5522; 2034: 165.1235; 2035: 117.7402; 2036: 162.1688; 2037: 224.2078; 2038: 43.5852
INTER | Demand:Demand Response | DEF | DEF
Mulberry | Gas/Oil:Combined Cycle | DEF | DEF
New DEF OnShore Wind | Renewable:Wind | DEF | DEF
New DEF OnShore Wind PTC | Renewable:Wind | DEF | DEF
NSG Vand CT 1 | Gas/Oil:Combustion Turbine | DEF | DEF | 2023: 1385.78; 2024: 1210.68; 2025: 696.168; 2026: 717.365; 2027: 158.376
NSG Vand CT 2 | Gas/Oil:Combustion Turbine | DEF | DEF | 2023: 1398.378; 2024: 1299.888; 2025: 902.44; 2026: 678.236; 2027: 197.97
NSG Vand CT 3 | Gas/Oil:Combustion Turbine | DEF | DEF | 2023: 1637.74; 2024: 1554.768; 2025: 992.684; 2026: 782.58; 2027: 224.366
NSG Vand CT 4 | Gas/Oil:Combustion Turbine | DEF | DEF | 2023: 1738.524; 2024: 1580.256; 2025: 1095.82; 2026: 1069.526; 2027: 197.97
Orange Cogen | Gas/Oil:Combined Cycle | DEF | DEF
Orlando Cogen | Gas/Oil:Combined Cycle | DEF | DEF
Osprey 1 0 | Gas/Oil:Combined Cycle | DEF | DEF | 2023: 56.3452; 2024: 44.9062
Osprey 1 1 | Gas/Oil:Combined Cycle | DEF | DEF | 2023: 488.1534; 2024: 430.457
Osprey 1 2 | Gas/Oil:Combined Cycle | DEF | DEF
OspreyAcq | Gas/Oil:Combined Cycle | DEF | DEF |  | 35.1 | 228 | 209.1 | 214.2 | 167.7 | 211.2 | 283.5 | 389.2 | 340.8 | 292 | 253.3 | 153 | 141.3 | 144.9 | 198 | 270.4 | 242.2 | 300.9 | 273 | 316.2 | 267.4
OspreyAcqDF | Gas/Oil:Combined Cycle | DEF | DEF
Pasco County | Renewable:Biomass | DEF | DEF
Pinellas County | Renewable:Biomass | DEF | DEF
Shady Hills 1 | Gas/Oil:Combustion Turbine | DEF | DEF | 2023: 401.706; 2024: 36.91
Shady Hills 2 | Gas/Oil:Combustion Turbine | DEF | DEF | 2023: 401.706; 2024: 36.91
Shady Hills 3 | Gas/Oil:Combustion Turbine | DEF | DEF | 2023: 402.244; 2024: 36.91
Solar 3rdParty Block 1 | Renewable:Solar PV | DEF | DEF
Solar 3rdParty Block 2 | Renewable:Solar PV | DEF | DEF
Solar 3rdParty Block 3 | Renewable:Solar PV | DEF | DEF
Solar 3rdParty Block 4 | Renewable:Solar PV | DEF | DEF
Solar DEF Bay Ranch | Renewable:Solar PV | DEF | DEF
Solar DEF Bay Trail | Renewable:Solar PV | DEF | DEF
Solar DEF Charlie Creek | Renewable:Solar PV | DEF | DEF
Solar DEF Columbia | Renewable:Solar PV | DEF | DEF
Solar DEF County Line | Renewable:Solar PV | DEF | DEF
Solar DEF Debary | Renewable:Solar PV | DEF | DEF
Solar DEF Duette | Renewable:Solar PV | DEF | DEF
Solar DEF Falmouth | Renewable:Solar PV | DEF | DEF
Solar DEF Fort Green | Renewable:Solar PV | DEF | DEF
Solar DEF Hamilton | Renewable:Solar PV | DEF | DEF
Solar DEF Hardeetown | Renewable:Solar PV | DEF | DEF
Solar DEF High Spring | Renewable:Solar PV | DEF | DEF
Solar DEF Hildreth | Renewable:Solar PV | DEF | DEF
Solar DEF Lake Placid | Renewable:Solar PV | DEF | DEF
Solar DEF Mule Creek | Renewable:Solar PV | DEF | DEF
Solar DEF NEW 1 | Renewable:Solar PV | DEF | DEF
Solar DEF NEW 1 PTC | Renewable:Solar PV | DEF | DEF
Solar DEF NEW 2 | Renewable:Solar PV | DEF | DEF
Solar DEF NEW 2 PTC | Renewable:Solar PV | DEF | DEF
Solar DEF NEW 5 | Renewable:Solar PV | DEF | DEF
Solar DEF NEW 5 PTC | Renewable:Solar PV | DEF | DEF
Solar DEF Osc Perry Suw | Renewable:Solar PV | DEF | DEF
Solar DEF Sandy Creek | Renewable:Solar PV | DEF | DEF
Solar DEF Santa Fe | Renewable:Solar PV | DEF | DEF
Solar DEF St Pete Pier | Renewable:Solar PV | DEF | DEF
Solar DEF Trenton | Renewable:Solar PV | DEF | DEF
Solar DEF Twin Rivers | Renewable:Solar PV | DEF | DEF
Solar DEF Winquepin | Renewable:Solar PV | DEF | DEF
Solar+Storage DEF NEW 1 | Renewable:Solar PV | DEF | DEF
Solar+Storage DEF NEW 1 PTC + ITC | Renewable:Solar PV | DEF | DEF
Standby | Demand:Demand Response | DEF | DEF
SUWANNEE_P 1 | Gas/Oil:Combustion Turbine | DEF | DEF
SUWANNEE_P 2 | Gas/Oil:Combustion Turbine | DEF | DEF
SUWANNEE_P 3 | Gas/Oil:Combustion Turbine | DEF | DEF
Tigerbay 1 | Gas/Oil:Combined Cycle | DEF | DEF
U OF FL 1 | Gas/Oil:Combustion Turbine | DEF | DEF
Voltage Red | Demand:Demand Response | DEF | DEF
WaterHtr_PP | Demand:Demand Response | DEF | DEF
Total |  |  |  | 14286.9802 | 13551.1071 | 10883.4055 | 11209.2124 | 9261.016 | 9013.3657 | 9130.3373 | 9859.28 | 8942.9828 | 8754.8583 | 7543.5825 | 6627.9525 | 5264.6546 | 5525.2873 | 6681.1933 | 4685.2178 | 5562.6499 | 4845.405 | 4005.5607 | 3287.3767 | 3403.5407 | 2616.9458 | 3232.9193 | 2002.122 | 2926.717 | 2354.5474 | 7601.7854 | 26128.4607 | 20255.9265 | 19997.68 | 20562.2426 | 26047.4024 | 25910.1674 | 25560.3336 | 25063.6231
Group Totals
Resource | Type | BA | Area | 2023 | 2024 | 2025 | 2026 | 2027 | 2028 | 2029 | 2030 | 2031 | 2032 | 2033 | 2034 | 2035 | 2036 | 2037 | 2038 | 2039 | 2040 | 2041 | 2042 | 2043 | 2044 | 2045 | 2046 | 2047 | 2048 | 2049 | 2050 | 2051 | 2052 | 2053 | 2054 | 2055 | 2056 | 2057
Total | Coal:Conventional | DEF | DEF | 2023: 1857.6; 2024: 2537.6001; 2025: 1951.2; 2026: 2333.8; 2027: 2562; 2028: 2801.6001; 2029: 3590; 2030: 3128; 2031: 2451.8001; 2032: 2706.2; 2033: 2575.3001; 2034: 1421.7
Total | Demand:Demand Response | DEF | DEF
Total | Gas/Oil:Combined Cycle | DEF | DEF | 1382.4987 | 1496.5631 | 1392.1 | 1570.4 | 1689.2 | 1582.6 | 1583.6 | 1948.3 | 2296.5 | 2008.7 | 1875.9 | 1536.1 | 1305.2 | 1289.8 | 1295.6 | 1422.8 | 1632.4 | 1304.2 | 1372.7 | 1599 | 1456.1 | 1531.5 | 1291.9 | 1209.8 | 1082.4 | 1377.2 | 1571.4 | 2310.3999 | 3293 | 3382 | 3539.9 | 3870.3 | 3844.6 | 4650.9 | 3349.9049
Total | Gas/Oil:Combustion Turbine | DEF | DEF | 9042.5814 | 7825.7438 | 5559.3054 | 5147.7124 | 2668.0159 | 1961.1657 | 1632.8374 | 1980.98 | 2184.2827 | 1243.1583 | 979.7825 | 1504.3525 | 1264.9546 | 1310.4873 | 1720.3932 | 1043.3179 | 955.2499 | 491.4051 | 609.9608 | 746.3767 | 1947.4407 | 1085.4458 | 1941.0193 | 792.322 | 1844.317 | 977.3474 | 6030.3854 | 23818.0607 | 16962.9265 | 16615.68 | 17022.3426 | 22177.1024 | 22065.5674 | 20909.4336 | 21713.7181
Total | Gas/Oil:Steam Turbine | DEF | DEF | 2023: 2004.3; 2024: 1691.2; 2025: 1980.8; 2026: 2157.3; 2027: 2341.8001; 2028: 2667.9999; 2029: 2323.8999; 2030: 2802.0001; 2031: 2010.4001; 2032: 2796.8; 2033: 2112.5999; 2034: 2165.8; 2035: 2694.5; 2036: 2925; 2037: 3665.2001; 2038: 2219.1; 2039: 2975; 2040: 3049.7999; 2041: 2022.8999; 2042: 942
Total | Nuclear:Nuclear | DEF | DEF
Total | Renewable:Biomass | DEF | DEF
Total | Renewable:Solar PV | DEF | DEF
Total | Renewable:Wind | DEF | DEF
Total | Storage:Battery | DEF | DEF
Solar 14
Resource | Type | BA | Area | 2023 | 2024 | 2025 | 2026 | 2027 | 2028 | 2029 | 2030 | 2031 | 2032 | 2033 | 2034 | 2035 | 2036 | 2037 | 2038 | 2039 | 2040 | 2041 | 2042 | 2043 | 2044 | 2045 | 2046 | 2047 | 2048 | 2049 | 2050 | 2051 | 2052 | 2053 | 2054 | 2055 | 2056 | 2057
AC | Demand:Demand Response | DEF | DEF
Anclote 1 | Gas/Oil:Steam Turbine | DEF | DEF | 2023: 1179; 2024: 966.4; 2025: 1114.2; 2026: 1269; 2027: 1301.0001; 2028: 1200.5999; 2029: 1367; 2030: 1260.9001; 2031: 1579.6001; 2032: 1472; 2033: 1358.0999; 2034: 1547; 2035: 1585; 2036: 1625; 2037: 1666; 2038: 1365.6; 2039: 1400; 2040: 1793.9999; 2041: 919.5; 2042: 565.2
Anclote 2 | Gas/Oil:Steam Turbine | DEF | DEF | 2023: 825.3; 2024: 724.8; 2025: 866.6; 2026: 761.4; 2027: 1301; 2028: 1067.2; 2029: 820.2; 2030: 1541.1; 2031: 430.8; 2032: 1177.6; 2033: 905.4; 2034: 773.5; 2035: 1268; 2036: 1300; 2037: 1999.2; 2038: 682.8; 2039: 1400; 2040: 1435.2; 2041: 551.7; 2042: 376.8
As Avail | Gas/Oil:Combined Cycle | DEF | DEF
As Avail PCS | Renewable:Biomass | DEF | DEF
Bartow CC 1 0 | Gas/Oil:Combined Cycle | DEF | DEF | 187.2 | 120 | 123 | 151.2 | 206.4 | 105.6 | 108.4 | 111.2 | 114 | 116.8 | 119.6 | 122.8 | 157 | 96.6 | 132 | 135.2 | 138.8 | 106.8 | 146 | 149.6 | 153.2 | 157.2 | 160.8 | 164.8 | 169.2 | 173.2 | 88.8
Bartow CC 1 PAG | Gas/Oil:Combined Cycle | DEF | DEF
BARTOW_P 1 | Gas/Oil:Combustion Turbine | DEF | DEF | 2024: 1.5636
BARTOW_P 2 | Gas/Oil:Combustion Turbine | DEF | DEF | 2023: 9.153; 2024: 20.3274; 2025: 28.8493; 2026: 22.9993; 2027: 28.6259; 2028: 18.9857; 2029: 15.9221; 2030: 30.8269; 2031: 40.891; 2032: 38.103; 2033: 13.6694; 2034: 12.0096
BARTOW_P 3 | Gas/Oil:Combustion Turbine | DEF | DEF
BARTOW_P 4 | Gas/Oil:Combustion Turbine | DEF | DEF | 2023: 35.0867; 2024: 43.7821; 2025: 48.0821; 2026: 42.7129; 2027: 37.0452; 2028: 43.1493; 2029: 31.8442; 2030: 47.1471; 2031: 55.7605; 2032: 51.439; 2033: 44.9139; 2034: 18.0144
Battery 2 Hours | Storage:Battery | DEF | DEF
Battery 4 Hours | Storage:Battery | DEF | DEF
BAYBORO_P 1 | Gas/Oil:Combustion Turbine | DEF | DEF
BAYBORO_P 2 | Gas/Oil:Combustion Turbine | DEF | DEF
BAYBORO_P 3 | Gas/Oil:Combustion Turbine | DEF | DEF
BAYBORO_P 4 | Gas/Oil:Combustion Turbine | DEF | DEF
Citrus CC 1 | Gas/Oil:Combined Cycle | DEF | DEF | 74.4 | 57 | 78 | 60 | 82 | 63 | 64.5 | 66.3 | 67.8 | 69.6 | 71.1 | 72.9 | 75 | 51.2 | 78.6 | 80.7 | 82.5 | 84.6 | 115.6 | 237.6 | 212.8 | 343.2 | 350.9 | 327 | 336 | 584.8 | 847.2 | 1949.4 | 2738 | 2736 | 3267.6 | 3391.5 | 3190.2 | 3058.7 | 2190.3225
Citrus CC 1 Duct | Gas/Oil:Combined Cycle | DEF | DEF
Citrus CC 2 | Gas/Oil:Combined Cycle | DEF | DEF | 74.4 | 57 | 78 | 60 | 82 | 63 | 64.5 | 66.3 | 67.8 | 69.6 | 71.1 | 72.9 | 75 | 76.8 | 78.6 | 53.8 | 82.5 | 56.4 | 144.5 | 178.2 | 182.4 | 312 | 319 | 457.8 | 369.6 | 756.8 | 1129.6 | 2996.3 | 2294 | 2394 | 2684.1 | 3072.3 | 3231.1 | 3016.8001 | 1460.215
Citrus CC 2 Duct | Gas/Oil:Combined Cycle | DEF | DEF
Crystal 4 | Coal:Conventional | DEF | DEF | 2023: 928.8; 2024: 1268.8; 2025: 813; 2026: 1166.9; 2027: 1366.4; 2028: 1400.8; 2029: 1615.5; 2030: 1472; 2031: 1886.0001; 2032: 966.5; 2033: 1188.6; 2034: 406.2
Crystal 5 | Coal:Conventional | DEF | DEF | 2023: 928.8; 2024: 1268.8; 2025: 1138.2; 2026: 1000.2; 2027: 1195.6; 2028: 1751.0001; 2029: 1615.5; 2030: 1472; 2031: 754.4; 2032: 1739.7; 2033: 1386.7; 2034: 1015.5
DEBARY 10 | Gas/Oil:Combustion Turbine | DEF | DEF | 2024: 4.8546; 2025: 2.488; 2026: 2.5502; 2027: 5.2279; 2028: 8.0379; 2029: 2.7463; 2030: 5.6299; 2031: 2.8853; 2032: 5.9149; 2034: 6.2143; 2035: 19.1091; 2036: 3.2645
DEBARY 2 | Gas/Oil:Combustion Turbine | DEF | DEF | 2024: 4.6909
DEBARY 3 | Gas/Oil:Combustion Turbine | DEF | DEF | 2024: 6.2546; 2026: 1.6428
DEBARY 4 | Gas/Oil:Combustion Turbine | DEF | DEF | 2024: 4.6909; 2026: 1.6428
DEBARY 5 | Gas/Oil:Combustion Turbine | DEF | DEF | 2024: 6.2546
DEBARY 6 | Gas/Oil:Combustion Turbine | DEF | DEF | 2024: 7.8182; 2025: 1.6027
DEBARY 7 | Gas/Oil:Combustion Turbine | DEF | DEF | 2023: 186.0363; 2024: 179.4703; 2025: 204.0773; 2026: 223.9102; 2027: 202.3294; 2028: 170.2435; 2029: 187.1905; 2030: 227.6427; 2031: 233.3337; 2032: 119.5835; 2033: 157.594; 2034: 161.5339; 2035: 132.4578; 2036: 26.3996
DEBARY 8 | Gas/Oil:Combustion Turbine | DEF | DEF | 2023: 284.5261; 2024: 213.1209; 2025: 250.0666; 2026: 241.5873; 2027: 223.4683; 2028: 191.9109; 2029: 231.6086; 2030: 240.6508; 2031: 300.0005; 2032: 174.2503; 2033: 182.1086; 2034: 201.0199; 2035: 143.4959; 2036: 56.5705
DEBARY 9 | Gas/Oil:Combustion Turbine | DEF | DEF | 2023: 298.2052; 2024: 272.0096; 2025: 224.1976; 2026: 273.9954; 2027: 244.6071; 2028: 216.6736; 2029: 253.8176; 2030: 276.4233; 2031: 320.0006; 2032: 208.417; 2033: 164.5982; 2034: 215.3785; 2035: 128.7784; 2036: 49.0278
DEF Nuclear Natrium | Nuclear:Nuclear | DEF | DEF
DEF Nuclear Natrium - Storage | Storage:Battery | DEF | DEF
DEF Nuclear Natrium - Storage PTC | Storage:Battery | DEF | DEF
DEF Nuclear Natrium PTC | Nuclear:Nuclear | DEF | DEF
Gen 190MW CT | Gas/Oil:Combustion Turbine | DEF | DEF | [7 empty] | 11.5748 | 11.8642 | 10.9617 |  | 178.8702 | 209.5336 | 214.772 | 283.9502 | 366.6728 | 400.6278 | 88.0792 | 103.2289 | 233.5151 | 780.3911 | 398.7861 | 1131.7555 | 500.2129 | 791.4263 | 796.8197 | 1424.8148 | 10645.4516 | 9844.4353 | 10390.3718 | 7832.7297 | 8353.3338 | 9551.5433 | 13002.9407 | 12973.402
Gen 190MW CT H2 | Gas/Oil:Combustion Turbine | DEF | DEF | 2043: 95.7361; 2044: 65.4197; 2045: 820.0914; 2046: 171.8289; 2047: 955.5117; 2048: 192.7269; 2049: 5199.6489; 2050: 12736.8979; 2051: 7370.7106; 2052: 6956.9156; 2053: 10019.857; 2054: 13407.8843; 2055: 13518.0823; 2056: 9851.0107; 2057: 9930.9492
HEAT | Demand:Demand Response | DEF | DEF
Hines CC 1 | Gas/Oil:Combined Cycle | DEF | DEF | 2023: 65.8; 2024: 87.3; 2025: 118.8; 2026: 173.4; 2027: 208; 2028: 181.9; 2029: 228.9; 2030: 302.4; 2031: 310.5; 2032: 306.8; 2033: 266.2; 2034: 186; 2035: 203.2; 2036: 182; 2037: 186.2; 2038: 260.3; 2039: 112
Hines CC 2 | Gas/Oil:Combined Cycle | DEF | DEF | 249.6 | 339.2 | 294.3 | 444 | 513 | 772.2 | 456 | 861 | 819 | 722.4 | 665 | 598.4 | 361.4 | 400.4 | 408.8 | 420 | 492.8 | 395 | 354.2 | 363 | 153
Hines CC 3 | Gas/Oil:Combined Cycle | DEF | DEF | 130 | 226.6 | 360.4 | 410.4 | 421.8 | 399 | 475.6 | 452.2 | 732 | 575 | 632.1 | 396 | 270 | 317.4 | 312.4 | 362.5 | 312.9 | 351.9 | 298.3 | 305.9 | 297 | 321.1 | 242.2
Hines CC 4 | Gas/Oil:Combined Cycle | DEF | DEF | 76.8 | 99 | 101 | 72.8 | 95.4 | 87.2 | 100.8 | 92 | 152.1 | 168 | 172.2 | 126 | 104 | 106.4 | 108.8 | 112 | 143 | 161.7 | 120 | 138.6 | 268.6 | 194.4 | 381.8 | 493 | 208.8
INT CITY 1 | Gas/Oil:Combustion Turbine | DEF | DEF
INT CITY 10 | Gas/Oil:Combustion Turbine | DEF | DEF | 2023: 62.924; 2024: 128.9943; 2025: 120.7218; 2026: 85.4394; 2027: 120.7936; 2028: 80.4788; 2029: 117.3906; 2030: 120.3254; 2031: 150.0003; 2032: 71.7501; 2033: 56.0334; 2034: 118.4582; 2035: 117.7402; 2036: 158.3974; 2037: 212.6108; 2038: 55.4721
INT CITY 11 | Gas/Oil:Combustion Turbine | DEF | DEF | 2024: 36.1448; 2025: 27.7863; 2026: 18.9873; 2027: 19.462; 2028: 19.9485; 2030: 41.9168; 2031: 42.9647; 2032: 22.0194; 2033: 11.285; 2034: 46.2683; 2035: 94.8501; 2036: 85.0686; 2037: 112.1083; 2038: 63.8395; 2039: 170.1322; 2040: 67.0713; 2041: 68.7481; 2042: 84.5602; 2043: 86.6742; 2044: 44.4205
INT CITY 12 | Gas/Oil:Combustion Turbine | DEF | DEF | 29.8377 | 85.6343 | 59.5617 | 35.3452 | 75.7512 | 50.638 | 34.6026 | 63.8419 | 83.6151 | 48.4422 | 26.7364 | 70.4695 | 60.1927 | 102.8291 | 109.6159 | 129.6418 | 155.03 | 77.1828 | 74.4587 | 109.7103 | 278.6879 | 130.2988 | 30.8207
INT CITY 13 | Gas/Oil:Combustion Turbine | DEF | DEF | 74.5944 | 122.3348 | 106.5842 | 77.1168 | 88.9253 | 70.8932 | 76.1258 | 99.3096 | 105.4277 | 59.6212 | 45.8338 | 86.1293 | 84.2697 | 139.8476 | 168.6398 | 164.213 | 177.1772 | 81.723 | 116.3417 | 143.1003 | 347.1375 | 190.4367 | 46.231
INT CITY 14 | Gas/Oil:Combustion Turbine | DEF | DEF | 86.5295 | 140.685 | 125.3931 | 96.396 | 135.0347 | 87.7725 | 103.8079 | 113.4966 | 109.0632 | 89.4318 | 49.6533 | 113.5341 | 92.2954 | 148.074 | 219.2317 | 190.1414 | 270.1952 | 131.6648 | 195.4541 | 152.6404 | 386.2516 | 250.5746 | 56.5046
INT CITY 2 | Gas/Oil:Combustion Turbine | DEF | DEF
INT CITY 3 | Gas/Oil:Combustion Turbine | DEF | DEF
INT CITY 4 | Gas/Oil:Combustion Turbine | DEF | DEF
INT CITY 5 | Gas/Oil:Combustion Turbine | DEF | DEF
INT CITY 6 | Gas/Oil:Combustion Turbine | DEF | DEF
INT CITY 7 | Gas/Oil:Combustion Turbine | DEF | DEF | 2023: 289.9977; 2024: 322.4857; 2025: 267.3125; 2026: 329.9729; 2027: 244.6071; 2028: 247.6269; 2029: 253.8176; 2030: 240.6508; 2031: 290.0005; 2032: 211.8337; 2033: 133.0794; 2034: 233.3267; 2035: 202.366; 2036: 245.1388; 2037: 347.9086; 2038: 134.7179
INT CITY 8 | Gas/Oil:Combustion Turbine | DEF | DEF | 2023: 177.8288; 2024: 243.9674; 2025: 229.9463; 2026: 215.0716; 2027: 187.2302; 2028: 195.0062; 2029: 215.745; 2030: 178.8621; 2031: 213.3337; 2032: 150.3336; 2033: 105.0627; 2034: 186.6613; 2035: 150.8547; 2036: 184.797; 2037: 320.849; 2038: 71.3213
INT CITY 9 | Gas/Oil:Combustion Turbine | DEF | DEF | 2023: 166.8855; 2024: 224.3378; 2025: 206.9516; 2026: 238.6411; 2027: 157.0317; 2028: 176.4342; 2029: 212.5723; 2030: 182.1141; 2031: 236.6671; 2032: 133.2502; 2033: 87.5522; 2034: 204.6095; 2035: 143.4959; 2036: 192.3397; 2037: 316.9834; 2038: 87.1704
INTER | Demand:Demand Response | DEF | DEF
Mulberry | Gas/Oil:Combined Cycle | DEF | DEF
New DEF OnShore Wind | Renewable:Wind | DEF | DEF
New DEF OnShore Wind PTC | Renewable:Wind | DEF | DEF
NSG Vand CT 1 | Gas/Oil:Combustion Turbine | DEF | DEF | 2023: 1410.976; 2024: 1210.68; 2025: 670.384; 2026: 560.849; 2027: 158.376
NSG Vand CT 2 | Gas/Oil:Combustion Turbine | DEF | DEF | 2023: 1473.966; 2024: 1299.888; 2025: 889.548; 2026: 586.935; 2027: 171.574
NSG Vand CT 3 | Gas/Oil:Combustion Turbine | DEF | DEF | 2023: 1587.348; 2024: 1554.768; 2025: 1044.252; 2026: 808.666; 2027: 211.168
NSG Vand CT 4 | Gas/Oil:Combustion Turbine | DEF | DEF | 2023: 1700.73; 2024: 1580.256; 2025: 1070.036; 2026: 834.752; 2027: 184.772
Orange Cogen | Gas/Oil:Combined Cycle | DEF | DEF
Orlando Cogen | Gas/Oil:Combined Cycle | DEF | DEF
Osprey 1 0 | Gas/Oil:Combined Cycle | DEF | DEF | 2023: 37.5635; 2024: 44.9062
Osprey 1 1 | Gas/Oil:Combined Cycle | DEF | DEF | 2023: 498.6514; 2024: 430.457
Osprey 1 2 | Gas/Oil:Combined Cycle | DEF | DEF
OspreyAcq | Gas/Oil:Combined Cycle | DEF | DEF |  | 35.1 | 240 | 209.1 | 352.8 | 180.6 | 250.8 | 391.5 | 389.2 | 553.8 | 365 | 327.8 | 229.5 | 188.4 | 112.7 | 247.5 | 253.5 | 259.5 | 336.3 | 364 | 316.2 | 286.5
OspreyAcqDF | Gas/Oil:Combined Cycle | DEF | DEF
Pasco County | Renewable:Biomass | DEF | DEF
Pinellas County | Renewable:Biomass | DEF | DEF
Shady Hills 1 | Gas/Oil:Combustion Turbine | DEF | DEF | 2023: 457.071; 2024: 36.91
Shady Hills 2 | Gas/Oil:Combustion Turbine | DEF | DEF | 2023: 383.251; 2024: 36.91
Shady Hills 3 | Gas/Oil:Combustion Turbine | DEF | DEF | 2023: 309.969; 2024: 36.91
Solar 3rdParty Block 1 | Renewable:Solar PV | DEF | DEF
Solar 3rdParty Block 2 | Renewable:Solar PV | DEF | DEF
Solar 3rdParty Block 3 | Renewable:Solar PV | DEF | DEF
Solar 3rdParty Block 4 | Renewable:Solar PV | DEF | DEF
Solar DEF Bay Ranch | Renewable:Solar PV | DEF | DEF
Solar DEF Bay Trail | Renewable:Solar PV | DEF | DEF
Solar DEF Charlie Creek | Renewable:Solar PV | DEF | DEF
Solar DEF Columbia | Renewable:Solar PV | DEF | DEF
Solar DEF County Line | Renewable:Solar PV | DEF | DEF
Solar DEF Debary | Renewable:Solar PV | DEF | DEF
Solar DEF Duette | Renewable:Solar PV | DEF | DEF
Solar DEF Falmouth | Renewable:Solar PV | DEF | DEF
Solar DEF Fort Green | Renewable:Solar PV | DEF | DEF
Solar DEF Hamilton | Renewable:Solar PV | DEF | DEF
Solar DEF Hardeetown | Renewable:Solar PV | DEF | DEF
Solar DEF High Spring | Renewable:Solar PV | DEF | DEF
Solar DEF Hildreth | Renewable:Solar PV | DEF | DEF
Solar DEF Lake Placid | Renewable:Solar PV | DEF | DEF
Solar DEF Mule Creek | Renewable:Solar PV | DEF | DEF
Solar DEF NEW 1 | Renewable:Solar PV | DEF | DEF
Solar DEF NEW 1 PTC | Renewable:Solar PV | DEF | DEF
Solar DEF NEW 2 | Renewable:Solar PV | DEF | DEF
Solar DEF NEW 2 PTC | Renewable:Solar PV | DEF | DEF
Solar DEF NEW 3 | Renewable:Solar PV | DEF | DEF
Solar DEF NEW 3 PTC | Renewable:Solar PV | DEF | DEF
Solar DEF NEW 4 | Renewable:Solar PV | DEF | DEF
Solar DEF NEW 4 PTC | Renewable:Solar PV | DEF | DEF
Solar DEF NEW 5 | Renewable:Solar PV | DEF | DEF
Solar DEF NEW 5 PTC | Renewable:Solar PV | DEF | DEF
Solar DEF Osc Perry Suw | Renewable:Solar PV | DEF | DEF
Solar DEF Sandy Creek | Renewable:Solar PV | DEF | DEF
Solar DEF Santa Fe | Renewable:Solar PV | DEF | DEF
Solar DEF St Pete Pier | Renewable:Solar PV | DEF | DEF
Solar DEF Trenton | Renewable:Solar PV | DEF | DEF
Solar DEF Twin Rivers | Renewable:Solar PV | DEF | DEF
Solar DEF Winquepin | Renewable:Solar PV | DEF | DEF
Solar+Storage DEF NEW 1 | Renewable:Solar PV | DEF | DEF
Solar+Storage DEF NEW 1 PTC + ITC | Renewable:Solar PV | DEF | DEF
Standby | Demand:Demand Response | DEF | DEF
SUWANNEE_P 1 | Gas/Oil:Combustion Turbine | DEF | DEF
SUWANNEE_P 2 | Gas/Oil:Combustion Turbine | DEF | DEF
SUWANNEE_P 3 | Gas/Oil:Combustion Turbine | DEF | DEF
Tigerbay 1 | Gas/Oil:Combined Cycle | DEF | DEF
U OF FL 1 | Gas/Oil:Combustion Turbine | DEF | DEF
Voltage Red | Demand:Demand Response | DEF | DEF
WaterHtr_PP | Demand:Demand Response | DEF | DEF
Total |  |  |  | 14281.2309 | 13551.1071 | 10903.3412 | 10477.6132 | 9621.4296 | 8849.8992 | 8904.8911 | 9969.3129 | 9499.0083 | 9333.1517 | 8279.2203 | 7497.4977 | 5907.5395 | 5950.7266 | 7175.1978 | 4983.5901 | 5591.1624 | 5090.821 | 3544.3314 | 3402.4262 | 3558.0784 | 2694.3364 | 3540.1031 | 2114.6418 | 2830.538 | 2504.3466 | 8690.0637 | 28328.0495 | 22247.1459 | 22477.2873 | 23804.2867 | 28225.018 | 29490.9255 | 28929.4514 | 26554.8886
Group Totals
Resource | Type | BA | Area | 2023 | 2024 | 2025 | 2026 | 2027 | 2028 | 2029 | 2030 | 2031 | 2032 | 2033 | 2034 | 2035 | 2036 | 2037 | 2038 | 2039 | 2040 | 2041 | 2042 | 2043 | 2044 | 2045 | 2046 | 2047 | 2048 | 2049 | 2050 | 2051 | 2052 | 2053 | 2054 | 2055 | 2056 | 2057
Total | Coal:Conventional | DEF | DEF | 2023: 1857.6; 2024: 2537.6001; 2025: 1951.2; 2026: 2167.1; 2027: 2562; 2028: 3151.8001; 2029: 3231; 2030: 2944; 2031: 2640.4001; 2032: 2706.2; 2033: 2575.3001; 2034: 1421.7
Total | Demand:Demand Response | DEF | DEF
Total | Gas/Oil:Combined Cycle | DEF | DEF | 1394.4149 | 1496.5631 | 1393.5 | 1580.9 | 1961.4 | 1852.5 | 1749.5 | 2342.9 | 2652.4 | 2582 | 2362.3 | 1902.8 | 1475.1 | 1419.2 | 1418.1 | 1672 | 1618 | 1415.9 | 1514.9 | 1736.9 | 1583.2 | 1614.4 | 1454.7 | 1442.6 | 1083.6 | 1514.8 | 2065.6 | 4945.7 | 5032 | 5130 | 5951.7 | 6463.7999 | 6421.3 | 6075.5 | 3650.5374
Total | Gas/Oil:Combustion Turbine | DEF | DEF | 9024.916 | 7825.7438 | 5577.8411 | 4699.2132 | 2496.0295 | 1577.7992 | 1737.1911 | 1880.4128 | 2195.8082 | 1395.3517 | 1078.1203 | 1852.4977 | 1579.4395 | 1606.5265 | 2091.8977 | 1263.1901 | 1173.1624 | 445.7211 | 558.2315 | 723.5262 | 1974.8784 | 1079.9364 | 2085.4031 | 672.0418 | 1746.938 | 989.5466 | 6624.4637 | 23382.3495 | 17215.1459 | 17347.2873 | 17852.5867 | 21761.2181 | 23069.6256 | 22853.9514 | 22904.3512
Total | Gas/Oil:Steam Turbine | DEF | DEF | 2023: 2004.3; 2024: 1691.2; 2025: 1980.8; 2026: 2030.4; 2027: 2602.0001; 2028: 2267.7999; 2029: 2187.2; 2030: 2802.0001; 2031: 2010.4001; 2032: 2649.5999; 2033: 2263.4999; 2034: 2320.5; 2035: 2853; 2036: 2925; 2037: 3665.2001; 2038: 2048.4; 2039: 2800; 2040: 3229.1999; 2041: 1471.2; 2042: 942
Total | Nuclear:Nuclear | DEF | DEF
Total | Renewable:Biomass | DEF | DEF
Total | Renewable:Solar PV | DEF | DEF
Total | Renewable:Wind | DEF | DEF
Total | Storage:Battery | DEF | DEF

## CO2
CO2 (000 Tons)
Base
Resource | Type | BA | Area | 2023 | 2024 | 2025 | 2026 | 2027 | 2028 | 2029 | 2030 | 2031 | 2032 | 2033 | 2034 | 2035 | 2036 | 2037 | 2038 | 2039 | 2040 | 2041 | 2042 | 2043 | 2044 | 2045 | 2046 | 2047 | 2048 | 2049 | 2050 | 2051 | 2052 | 2053 | 2054 | 2055 | 2056 | 2057
Anclote 1 | Gas/Oil:Steam Turbine | DEF | DEF | 2023: 616.5526; 2024: 733.5255; 2025: 370.81; 2026: 577.7428; 2027: 539.1217; 2028: 553.1436; 2029: 433.4879; 2030: 385.4716; 2031: 230.3338; 2032: 185.2884; 2033: 143.4525; 2034: 437.6068; 2035: 524.8724; 2036: 557.7991; 2037: 758.1436; 2038: 372.89; 2039: 499.9794; 2040: 361.0105; 2041: 340.8343; 2042: 89.4167
Anclote 2 | Gas/Oil:Steam Turbine | DEF | DEF | 2023: 424.9881; 2024: 460.1317; 2025: 261.0602; 2026: 381.0649; 2027: 385.7725; 2028: 403.1537; 2029: 276.9892; 2030: 226.0134; 2031: 211.2605; 2032: 182.3697; 2033: 212.2153; 2034: 289.0687; 2035: 399.65; 2036: 352.8783; 2037: 588.8591; 2038: 198.9406; 2039: 304.2743; 2040: 292.2939; 2041: 238.1805; 2042: 55.4315
As Avail PCS | Renewable:Biomass | DEF | DEF | 2023: 97.7016; 2024: 97.7016; 2025: 97.7016; 2026: 97.7016; 2027: 97.7016; 2028: 97.7016; 2029: 97.7016; 2030: 97.7016; 2031: 97.7016; 2032: 98.3708; 2033: 97.7016; 2034: 97.7016; 2035: 97.7016; 2036: 97.7016; 2037: 97.7016; 2038: 97.7016; 2039: 97.7016; 2040: 97.7016; 2041: 97.7016; 2042: 97.7016
Bartow CC 1 0 | Gas/Oil:Combined Cycle | DEF | DEF | 2612.6135 | 2505.4578 | 2735.2839 | 2677.0244 | 2555.3359 | 2652.658 | 2758.7403 | 2788.9844 | 2860.2786 | 2856.9073 | 2806.5463 | 3159.938 | 3297.6484 | 3396.8711 | 3042.2474 | 3259.651 | 3376.3687 | 3352.495 | 3117.7582 | 3171.0312 | 3310.1093 | 3215.1937 | 2996.1151 | 2897.6647 | 2916.392 | 2494.2195 | 820.1529
Bartow CC 1 PAG | Gas/Oil:Combined Cycle | DEF | DEF | 85.2936 | 82.3195 | 68.4929 | 67.7014 | 67.4405 | 74.7032 | 64.9058 | 43.9763 | 31.905 | 30.9301 | 22.5564 | 56.3253 | 69.9584 | 74.9731 | 83.6003 | 56.6437 | 80.4343 | 62.6181 | 45.8097 | 32.5595 | 56.2052 | 40.371 | 80.8276 | 31.6951 | 55.7931 | 15.1638 | 1.2993
BARTOW_P 1 | Gas/Oil:Combustion Turbine | DEF | DEF | 2026: 0.12426
BARTOW_P 2 | Gas/Oil:Combustion Turbine | DEF | DEF | 2023: 0.21775; 2024: 1.5597; 2025: 2.0282; 2026: 1.2025; 2027: 1.654; 2028: 2.2992; 2029: 1.3638; 2030: 2.0381; 2031: 2.6949; 2032: 0.93728; 2033: 0.49056; 2034: 0.065524
BARTOW_P 3 | Gas/Oil:Combustion Turbine | DEF | DEF | 2024: 0.21281; 2026: 0.094269
BARTOW_P 4 | Gas/Oil:Combustion Turbine | DEF | DEF | 2023: 1.5897; 2024: 2.9021; 2025: 3.8911; 2026: 2.1484; 2027: 2.9999; 2028: 2.2497; 2029: 3.1521; 2030: 3.2367; 2031: 3.629; 2032: 1.33; 2033: 1.4361; 2034: 0.70147
BAYBORO_P 1 | Gas/Oil:Combustion Turbine | DEF | DEF | 2024: 0.46668; 2025: 0.13976
BAYBORO_P 2 | Gas/Oil:Combustion Turbine | DEF | DEF | 2024: 0.069771
BAYBORO_P 3 | Gas/Oil:Combustion Turbine | DEF | DEF | 2024: 0.16863; 2025: 0.053224
BAYBORO_P 4 | Gas/Oil:Combustion Turbine | DEF | DEF | 2024: 0.12018
Citrus CC 1 | Gas/Oil:Combined Cycle | DEF | DEF | 2270.862 | 2328.2199 | 2166.3851 | 2364.6368 | 2366.5896 | 2094.9202 | 2315.9824 | 2294.4433 | 2129.4736 | 2276.7462 | 2294.3211 | 2315.5256 | 2304.8847 | 2312.5635 | 2148.4843 | 2236.0692 | 2235.2445 | 2028.8046 | 2031.8181 | 1940.6591 | 1848.9922 | 1735.1941 | 1460.2402 | 1202.1475 | 1260.0895 | 979.96 | 1098.573
Citrus CC 1 Duct | Gas/Oil:Combined Cycle | DEF | DEF | 102.4866 | 103.4319 | 76.4681 | 93.9598 | 82.2359 | 83.4924 | 78.0053 | 58.7974 | 42.6125 | 39.6636 | 37.0736 | 78.8369 | 88.1674 | 99.155 | 126.0244 | 60.0779 | 81.2827 | 57.0029 | 44.8195 | 17.7784 | 49.7126 | 30.5336 | 71.4692 | 31.423 | 54.8863 | 12.0109 | 49.5964
Citrus CC 2 | Gas/Oil:Combined Cycle | DEF | DEF | 2259.0179 | 2333.033 | 2305.8642 | 2199.0137 | 2388.4003 | 2110.8058 | 2321.8277 | 2314.7825 | 2158.1726 | 2316.1113 | 2321.005 | 2315.7099 | 2281.7864 | 2292.6384 | 2131.0156 | 2236.6413 | 2243.175 | 2038.6022 | 2151.4725 | 2021.7676 | 1872.3869 | 1689.6753 | 1751.4854 | 1468.5969 | 1018.6737 | 926.4202 | 968.0382
Citrus CC 2 Duct | Gas/Oil:Combined Cycle | DEF | DEF | 99.4829 | 109.8622 | 81.496 | 74.6785 | 78.5174 | 81.8845 | 77.085 | 52.6255 | 34.1083 | 33.0528 | 32.0504 | 70.1539 | 85.2261 | 97.6271 | 108.3353 | 53.6341 | 75.7608 | 72.0173 | 39.4372 | 19.6589 | 42.5323 | 29.2726 | 68.1102 | 35.5945 | 44.9944 | 15.5706 | 43.9831
Crystal 4 | Coal:Conventional | DEF | DEF | 2023: 884.3967; 2024: 827.8087; 2025: 1060.9777; 2026: 746.2043; 2027: 984.8835; 2028: 1290.7532; 2029: 1432.4158; 2030: 1744.4233; 2031: 3114.918; 2032: 2138.2723; 2033: 2826.16; 2034: 1197.2242
Crystal 5 | Coal:Conventional | DEF | DEF | 2023: 536.9644; 2024: 870.5175; 2025: 833.4991; 2026: 807.8378; 2027: 790.4794; 2028: 1114.2259; 2029: 1201.2619; 2030: 1595.6603; 2031: 2041.309; 2032: 2454.7754; 2033: 1947.1415; 2034: 509.9129
DEBARY 10 | Gas/Oil:Combustion Turbine | DEF | DEF | 2024: 0.46841; 2025: 0.30775; 2026: 0.14903; 2027: 0.62685; 2028: 0.79066; 2029: 0.80436; 2030: 0.65411; 2031: 0.32237; 2032: 0.24423; 2033: 0.12105; 2034: 0.51363; 2035: 0.55143
DEBARY 2 | Gas/Oil:Combustion Turbine | DEF | DEF | 2024: 0.61318; 2026: 0.14424; 2027: 0.061123
DEBARY 3 | Gas/Oil:Combustion Turbine | DEF | DEF | 2024: 0.59151; 2026: 0.18254
DEBARY 4 | Gas/Oil:Combustion Turbine | DEF | DEF | 2024: 0.16325; 2025: 0.12153; 2026: 0.12741; 2027: 0.033585
DEBARY 5 | Gas/Oil:Combustion Turbine | DEF | DEF | 2024: 0.53992; 2026: 0.26135
DEBARY 6 | Gas/Oil:Combustion Turbine | DEF | DEF | 2024: 0.64173; 2025: 0.22728; 2026: 0.12741
DEBARY 7 | Gas/Oil:Combustion Turbine | DEF | DEF | 2023: 10.7516; 2024: 11.3284; 2025: 13.1537; 2026: 12.435; 2027: 11.3182; 2028: 12.3335; 2029: 10.9263; 2030: 10.7462; 2031: 11.208; 2032: 8.0099; 2033: 5.8402; 2034: 10.0137; 2035: 10.0787; 2036: 2.8072
DEBARY 8 | Gas/Oil:Combustion Turbine | DEF | DEF | 2023: 15.3143; 2024: 13.3188; 2025: 16.0847; 2026: 13.8826; 2027: 13.4832; 2028: 14.5766; 2029: 12.5223; 2030: 11.5766; 2031: 15.3125; 2032: 8.3757; 2033: 9.2976; 2034: 9.6313; 2035: 12.3675; 2036: 4.3507
DEBARY 9 | Gas/Oil:Combustion Turbine | DEF | DEF | 2023: 15.1559; 2024: 17.9839; 2025: 17.2852; 2026: 16.3588; 2027: 13.8318; 2028: 16.964; 2029: 15.4706; 2030: 14.9813; 2031: 15.7172; 2032: 8.2049; 2033: 9.2132; 2034: 12.5322; 2035: 12.7448; 2036: 5.0544
Gen 190MW CT | Gas/Oil:Combustion Turbine | DEF | DEF | 2028: 6.5758; 2030: 18.9628; 2031: 30.7259; 2034: 182.8689; 2035: 400.5045; 2036: 468.7572; 2037: 512.7491; 2038: 221.8496; 2039: 398.7249; 2040: 45.8593; 2041: 83.4692; 2042: 109.7958; 2043: 415.295; 2044: 161.551; 2045: 962.4511; 2046: 352.7158; 2047: 690.6208; 2048: 269.3678; 2049: 1353.9925
Hines CC 1 | Gas/Oil:Combined Cycle | DEF | DEF | 2023: 1143.4204; 2024: 1134.4709; 2025: 1189.4288; 2026: 902.2847; 2027: 1055.2028; 2028: 957.2915; 2029: 1064.3354; 2030: 899.6439; 2031: 707.1122; 2032: 530.9822; 2033: 561.429; 2034: 692.2761; 2035: 1031.5009; 2036: 1066.547; 2037: 1280.4831; 2038: 964.1052; 2039: 210.0649
Hines CC 2 | Gas/Oil:Combined Cycle | DEF | DEF | 1218.4794 | 1251.1947 | 1271.2358 | 1456.388 | 1326.0716 | 1432.6713 | 1233.7617 | 1299.7131 | 1095.2353 | 1084.3223 | 1098.3569 | 1187.218 | 1323.192 | 1312.0664 | 1486.6582 | 1315.5019 | 1174.2835 | 1138.1343 | 974.5071 | 654.6989 | 99.6816
Hines CC 3 | Gas/Oil:Combined Cycle | DEF | DEF | 1287.6948 | 1256.434 | 1233.9083 | 1227.2268 | 1479.8754 | 1431.0805 | 1493.9104 | 1255.6877 | 1418.6656 | 1307.3482 | 1387.9307 | 1365.1802 | 1634.7217 | 1599.6682 | 1762.0086 | 1437.2601 | 1450.538 | 1352.8594 | 1266.4398 | 973.4757 | 1077.8832 | 858.8932 | 190.8321
Hines CC 4 | Gas/Oil:Combined Cycle | DEF | DEF | 1131.0077 | 1286.8025 | 1020.144 | 1191.8867 | 1064.1912 | 1396.6526 | 1251.3049 | 1333.4691 | 1095.4234 | 1300.9581 | 1296.3704 | 1492.6482 | 1385.8396 | 1603.2669 | 1484.6814 | 1576.2402 | 1440.9537 | 1516.3027 | 1367.5967 | 1460.8258 | 1348.6792 | 1375.0236 | 1219.2066 | 965.8784 | 205.7438
INT CITY 1 | Gas/Oil:Combustion Turbine | DEF | DEF | 2023: 0.12386; 2024: 0.051071; 2026: 0.16452; 2027: 0.25045; 2028: 0.31528; 2029: 0.1408; 2030: 0.57199; 2031: 0.80558; 2032: 0.25479; 2033: 0.064835
INT CITY 10 | Gas/Oil:Combustion Turbine | DEF | DEF | 2023: 2.3624; 2024: 9.2281; 2025: 7.2743; 2026: 4.016; 2027: 7.9349; 2028: 7.3714; 2029: 6.2638; 2030: 6.1808; 2031: 9.1269; 2032: 3.4983; 2033: 3.3946; 2034: 9.0312; 2035: 8.2921; 2036: 12.6813; 2037: 14.1262; 2038: 3.0136
INT CITY 11 | Gas/Oil:Combustion Turbine | DEF | DEF | 2024: 2.048; 2025: 0.97135; 2026: 0.53577; 2027: 1.5799; 2028: 1.169; 2029: 0.50498; 2030: 1.5034; 2031: 2.8769; 2032: 0.72775; 2034: 0.54738; 2035: 1.7605; 2036: 4.9486; 2037: 6.8395; 2038: 4.0328; 2039: 6.2155; 2040: 0.69941; 2041: 0.39539; 2042: 1.4729; 2043: 1.8523; 2044: 0.40969
INT CITY 12 | Gas/Oil:Combustion Turbine | DEF | DEF | 1.6664 | 8.3993 | 5.5963 | 2.9508 | 7.5396 | 8.4027 | 4.722 | 6.2846 | 8.914 | 2.6283 | 1.075 | 4.849 | 5.7133 | 8.3881 | 11.5679 | 11.804 | 14.4205 | 7.4441 | 9.9748 | 13.0397 | 29.7082 | 20.8957 | 5.5545
INT CITY 13 | Gas/Oil:Combustion Turbine | DEF | DEF | 6.1546 | 13.8822 | 10.3149 | 6.6506 | 9.8595 | 10.6284 | 7.1178 | 8.8048 | 11.8294 | 5.2331 | 3.3033 | 7.1953 | 8.7967 | 10.6951 | 20.2318 | 13.8701 | 16.0986 | 13.3882 | 14.5909 | 14.9473 | 32.5854 | 29.7672 | 10.1838
INT CITY 14 | Gas/Oil:Combustion Turbine | DEF | DEF | 8.4014 | 13.9552 | 12.0909 | 5.7731 | 11.1013 | 10.7382 | 9.18 | 9.393 | 11.3185 | 6.2697 | 4.4637 | 7.3773 | 8.741 | 11.0322 | 18.8786 | 19.8596 | 20.8789 | 12.3995 | 17.6852 | 18.5446 | 36.5362 | 28.0425 | 9.9187
INT CITY 2 | Gas/Oil:Combustion Turbine | DEF | DEF | 2026: 0.08187; 2027: 0.054921; 2028: 0.053591; 2029: 0.042161; 2030: 0.14955; 2031: 0.63534; 2032: 0.042161
INT CITY 3 | Gas/Oil:Combustion Turbine | DEF | DEF | 2024: 0.12072; 2025: 0.042992; 2026: 0.079662; 2027: 0.19412; 2028: 0.24838; 2029: 0.12265; 2030: 0.37471; 2031: 0.82766; 2032: 0.2315
INT CITY 4 | Gas/Oil:Combustion Turbine | DEF | DEF | 2023: 0.10957; 2024: 0.17502; 2025: 0.086144; 2026: 0.10957; 2027: 0.38931; 2028: 0.18195; 2029: 0.179; 2030: 0.36164; 2031: 0.21949; 2032: 0.25569
INT CITY 5 | Gas/Oil:Combustion Turbine | DEF | DEF | 2026: 0.14536; 2027: 0.10218; 2028: 0.19767; 2029: 0.080215; 2030: 0.14843; 2031: 0.56668; 2032: 0.10648
INT CITY 6 | Gas/Oil:Combustion Turbine | DEF | DEF | 2023: 0.044138; 2024: 0.46029; 2025: 0.040705; 2026: 0.17696; 2027: 0.565; 2028: 0.53595; 2029: 0.12235; 2030: 0.54367; 2031: 1.0963; 2032: 0.2648; 2033: 0.12143
INT CITY 7 | Gas/Oil:Combustion Turbine | DEF | DEF | 2023: 16.8292; 2024: 23.9066; 2025: 17.3011; 2026: 16.0689; 2027: 16.8903; 2028: 21.0149; 2029: 13.4437; 2030: 13.8801; 2031: 13.7987; 2032: 8.3866; 2033: 8.1273; 2034: 18.7269; 2035: 18.3392; 2036: 22.5926; 2037: 29.0075; 2038: 6.5542
INT CITY 8 | Gas/Oil:Combustion Turbine | DEF | DEF | 2023: 9.0901; 2024: 18.2854; 2025: 15.3299; 2026: 10.6836; 2027: 15.1885; 2028: 15.0159; 2029: 13.0351; 2030: 12.1182; 2031: 10.4555; 2032: 8.0895; 2033: 6.5824; 2034: 16.235; 2035: 14.4145; 2036: 17.6243; 2037: 25.1824; 2038: 3.5541
INT CITY 9 | Gas/Oil:Combustion Turbine | DEF | DEF | 2023: 8.8388; 2024: 18.1703; 2025: 13.4385; 2026: 12.3898; 2027: 11.5428; 2028: 16.1804; 2029: 12.5854; 2030: 12.2182; 2031: 12.2489; 2032: 6.8; 2033: 5.5278; 2034: 16.9798; 2035: 12.0893; 2036: 18.1942; 2037: 23.3944; 2038: 5.2874
Mulberry | Gas/Oil:Combined Cycle | DEF | DEF | 2023: 214.1817; 2024: 136.9915
NSG Vand CT 1 | Gas/Oil:Combustion Turbine | DEF | DEF | 2023: 97.6115; 2024: 105.5458; 2025: 59.8842; 2026: 51.6583; 2027: 9.9649
NSG Vand CT 2 | Gas/Oil:Combustion Turbine | DEF | DEF | 2023: 98.6482; 2024: 113.9977; 2025: 67.9338; 2026: 59.6396; 2027: 13.0438
NSG Vand CT 3 | Gas/Oil:Combustion Turbine | DEF | DEF | 2023: 121.1493; 2024: 125.8772; 2025: 76.3433; 2026: 59.9777; 2027: 11.9385
NSG Vand CT 4 | Gas/Oil:Combustion Turbine | DEF | DEF | 2023: 132.2823; 2024: 133.0526; 2025: 86.615; 2026: 91.0101; 2027: 13.4377
Orange Cogen | Gas/Oil:Combined Cycle | DEF | DEF | 2023: 205.2441; 2024: 205.8407; 2025: 205.2441
Orlando Cogen | Gas/Oil:Combined Cycle | DEF | DEF | 2023: 373.1563
Osprey 1 0 | Gas/Oil:Combined Cycle | DEF | DEF | 2023: 619.5191; 2024: 593.8668
Osprey 1 1 | Gas/Oil:Combined Cycle | DEF | DEF | 2023: 333.7244; 2024: 339.4208
Osprey 1 2 | Gas/Oil:Combined Cycle | DEF | DEF | 2023: 27.6199; 2024: 28.4408
OspreyAcq | Gas/Oil:Combined Cycle | DEF | DEF |  | 303.5255 | 1655.2348 | 1666.099 | 1615.2918 | 1714.4338 | 1574.8782 | 1619.5585 | 1551.6214 | 1572.3615 | 1640.3263 | 1640.4636 | 1662.2897 | 1641.9208 | 1799.4146 | 1687.2969 | 1577.9873 | 1597.4092 | 1375.9337 | 1300.9463 | 1290.438 | 438.5772
OspreyAcqDF | Gas/Oil:Combined Cycle | DEF | DEF |  | 2.1665 | 47.7118 | 53.842 | 48.0161 | 48.3293 | 47.4582 | 48.4844 | 28.4224 | 26.9444 | 29.7364 | 57.8809 | 72.3482 | 80.9065 | 75.0478 | 63.9918 | 76.1411 | 60.4514 | 61.2528 | 41.1578 | 63.2457 | 4.6195
Pasco County | Renewable:Biomass | DEF | DEF | 2023: 139.7552; 2024: 140.2119; 2025: 138.8418; 2026: 66.6806; 2027: 66.6806; 2028: 67.1373; 2029: 66.6806; 2030: 66.6806; 2031: 66.6806; 2032: 66.6806; 2033: 66.6806; 2034: 66.6806; 2035: 66.6806; 2036: 67.1373; 2037: 66.6806; 2038: 66.6806; 2039: 66.6806; 2040: 67.1373; 2041: 66.6806; 2042: 66.6806
Pinellas County | Renewable:Biomass | DEF | DEF | 2023: 292.4524; 2024: 298.9756; 2025: 296.8012; 2026: 158.7288; 2027: 158.7288; 2028: 159.816; 2029: 158.7288; 2030: 158.7288; 2031: 158.7288; 2032: 159.816; 2033: 158.7288; 2034: 158.7288; 2035: 158.7288; 2036: 158.7288; 2037: 158.7288; 2038: 158.7288; 2039: 158.7288; 2040: 158.7288; 2041: 158.7288; 2042: 158.7288
Shady Hills 1 | Gas/Oil:Combustion Turbine | DEF | DEF | 2023: 31.8914; 2024: 0.22858
Shady Hills 2 | Gas/Oil:Combustion Turbine | DEF | DEF | 2023: 21.3156; 2024: 0.66825
Shady Hills 3 | Gas/Oil:Combustion Turbine | DEF | DEF | 2023: 29.0584; 2024: 0.77379
SUWANNEE_P 1 | Gas/Oil:Combustion Turbine | DEF | DEF | 2023: 6.5999; 2024: 7.6882; 2025: 8.2456; 2026: 8.5799; 2027: 7.2801; 2028: 8.3094; 2029: 7.8401; 2030: 8.0085; 2031: 8.8127; 2032: 5.5495; 2033: 3.5216; 2034: 1.0506
SUWANNEE_P 2 | Gas/Oil:Combustion Turbine | DEF | DEF | 2023: 6.4439; 2024: 7.5678; 2025: 7.107; 2026: 7.0209; 2027: 5.4752; 2028: 7.8086; 2029: 7.7985; 2030: 7.5723; 2031: 7.775; 2032: 5.2492; 2033: 2.8933; 2034: 0.93401
SUWANNEE_P 3 | Gas/Oil:Combustion Turbine | DEF | DEF | 2023: 9.9399; 2024: 12.2425; 2025: 12.3299; 2026: 12.6779; 2027: 10.1698; 2028: 11.3527; 2029: 10.837; 2030: 10.1302; 2031: 10.9993; 2032: 7.7456; 2033: 4.1972; 2034: 1.3914
Tigerbay 1 | Gas/Oil:Combined Cycle | DEF | DEF | 2023: 496.7141; 2024: 487.5783; 2025: 473.5757; 2026: 539.6655; 2027: 467.1933; 2028: 515.4915; 2029: 435.2812; 2030: 412.7903; 2031: 331.0581; 2032: 339.4076; 2033: 287.2429; 2034: 378.7096; 2035: 143.8205
U OF FL 1 | Gas/Oil:Combustion Turbine | DEF | DEF | 2023: 175.9147; 2024: 176.0398; 2025: 174.3058; 2026: 174.4017; 2027: 146.1493
Total |  |  |  | 18300.8342 | 18761.443 | 18218.7097 | 17922.3983 | 17962.3905 | 18455.6599 | 18522.9972 | 18858.0762 | 19596.9381 | 19089.7436 | 19336.697 | 17868.4342 | 17143.4109 | 17399.5752 | 17860.092 | 16131.8801 | 15605.9377 | 14333.3597 | 13505.0867 | 12260.3188 | 11575.8433 | 9658.0199 | 8826.3945 | 6985.7159 | 6247.1936 | 4712.7128 | 4335.6354 | 0 | 0 | 0 | 0 | 0 | 0 | 0 | 0
Group Totals
Resource | Type | BA | Area | 2023 | 2024 | 2025 | 2026 | 2027 | 2028 | 2029 | 2030 | 2031 | 2032 | 2033 | 2034 | 2035 | 2036 | 2037 | 2038 | 2039 | 2040 | 2041 | 2042 | 2043 | 2044 | 2045 | 2046 | 2047 | 2048 | 2049 | 2050 | 2051 | 2052 | 2053 | 2054 | 2055 | 2056 | 2057
Total | Coal:Conventional | DEF | DEF | 2023: 1421.3611; 2024: 1698.3262; 2025: 1894.4769; 2026: 1554.042; 2027: 1775.3629; 2028: 2404.9791; 2029: 2633.6777; 2030: 3340.0836; 2031: 5156.227; 2032: 4593.0477; 2033: 4773.3015; 2034: 1707.1371
Total | Gas/Oil:Combined Cycle | DEF | DEF | 14480.5183 | 14489.0573 | 14530.4737 | 14514.4072 | 14594.3618 | 14594.4146 | 14717.4763 | 14422.9564 | 13484.089 | 13715.7355 | 13814.9455 | 14810.8661 | 15381.384 | 15578.2041 | 15528.0009 | 14947.1131 | 14022.2344 | 13276.697 | 12476.8455 | 11634.5593 | 11059.8661 | 9417.3538 | 7838.2864 | 6633 | 5556.5729 | 4443.3449 | 2981.643
Total | Gas/Oil:Combustion Turbine | DEF | DEF | 827.5048 | 843.5133 | 628.5443 | 572.0303 | 344.6606 | 175.3139 | 138.255 | 160.4401 | 191.9167 | 88.4348 | 69.671 | 300.6444 | 514.3935 | 587.1259 | 661.9774 | 289.8254 | 456.3385 | 79.7905 | 126.1154 | 157.8002 | 515.9772 | 240.6661 | 988.1081 | 352.7158 | 690.6208 | 269.3678 | 1353.9925
Total | Gas/Oil:Steam Turbine | DEF | DEF | 2023: 1041.5407; 2024: 1193.6572; 2025: 631.8702; 2026: 958.8077; 2027: 924.8942; 2028: 956.2974; 2029: 710.4771; 2030: 611.485; 2031: 441.5943; 2032: 367.6582; 2033: 355.6679; 2034: 726.6756; 2035: 924.5224; 2036: 910.6774; 2037: 1347.0027; 2038: 571.8306; 2039: 804.2538; 2040: 653.3044; 2041: 579.0148; 2042: 144.8482
Total | Renewable:Biomass | DEF | DEF | 2023: 529.9092; 2024: 536.8891; 2025: 533.3445; 2026: 323.111; 2027: 323.111; 2028: 324.6549; 2029: 323.111; 2030: 323.111; 2031: 323.111; 2032: 324.8674; 2033: 323.111; 2034: 323.111; 2035: 323.111; 2036: 323.5677; 2037: 323.111; 2038: 323.111; 2039: 323.111; 2040: 323.5677; 2041: 323.111; 2042: 323.111
Solar 5
Resource | Type | BA | Area | 2023 | 2024 | 2025 | 2026 | 2027 | 2028 | 2029 | 2030 | 2031 | 2032 | 2033 | 2034 | 2035 | 2036 | 2037 | 2038 | 2039 | 2040 | 2041 | 2042 | 2043 | 2044 | 2045 | 2046 | 2047 | 2048 | 2049 | 2050 | 2051 | 2052 | 2053 | 2054 | 2055 | 2056 | 2057
Anclote 1 | Gas/Oil:Steam Turbine | DEF | DEF | 2023: 615.4631; 2024: 733.5585; 2025: 354.5782; 2026: 532.7677; 2027: 516.9028; 2028: 517.0249; 2029: 431.9549; 2030: 361.6992; 2031: 212.1889; 2032: 201.7873; 2033: 153.8348; 2034: 418.0559; 2035: 445.1528; 2036: 500.8621; 2037: 618.4978; 2038: 331.8716; 2039: 444.9932; 2040: 329.0983; 2041: 281.6351; 2042: 76.5887
Anclote 2 | Gas/Oil:Steam Turbine | DEF | DEF | 2023: 419.419; 2024: 461.0721; 2025: 256.4378; 2026: 354.4239; 2027: 357.0385; 2028: 370.0435; 2029: 255.0434; 2030: 205.2333; 2031: 205.9449; 2032: 180.0788; 2033: 183.8805; 2034: 276.3719; 2035: 401.6359; 2036: 327.212; 2037: 552.0207; 2038: 163.0971; 2039: 227.2775; 2040: 241.1126; 2041: 186.4287; 2042: 64.7548
As Avail PCS | Renewable:Biomass | DEF | DEF | 2023: 97.7016; 2024: 97.7016; 2025: 97.7016; 2026: 97.7016; 2027: 97.7016; 2028: 97.7016; 2029: 97.7016; 2030: 97.7016; 2031: 97.7016; 2032: 98.3708; 2033: 97.7016; 2034: 97.7016; 2035: 97.7016; 2036: 97.7016; 2037: 97.7016; 2038: 97.7016; 2039: 97.7016; 2040: 97.7016; 2041: 97.7016; 2042: 97.7016
Bartow CC 1 0 | Gas/Oil:Combined Cycle | DEF | DEF | 2610.9657 | 2503.4468 | 2718.6937 | 2625.5362 | 2519.9446 | 2608.9157 | 2713.7662 | 2743.8557 | 2827.4612 | 2813.0703 | 2735.1534 | 3099.607 | 3225.3961 | 3293.3446 | 2985.3363 | 3157.9662 | 3350.7075 | 3271.454 | 3037.1178 | 3030.18 | 3244.5266 | 3134.3877 | 2901.6095 | 2870.8161 | 2836.3869 | 2384.6428 | 815.2837
Bartow CC 1 PAG | Gas/Oil:Combined Cycle | DEF | DEF | 85.403 | 82.3642 | 66.062 | 62.1509 | 64.4902 | 70.0966 | 61.6314 | 40.157 | 30.8026 | 30.9633 | 20.6482 | 53.8113 | 65.3155 | 67.3679 | 74.9363 | 52.3599 | 75.0631 | 54.8509 | 39.9794 | 27.0215 | 54.4755 | 35.8118 | 66.0866 | 22.3047 | 48.1921 | 13.4324 | 2.4992
BARTOW_P 1 | Gas/Oil:Combustion Turbine | DEF | DEF | 2024: 0.13612
BARTOW_P 2 | Gas/Oil:Combustion Turbine | DEF | DEF | 2023: 0.32478; 2024: 1.5687; 2025: 1.6034; 2026: 0.97607; 2027: 1.8564; 2028: 1.5082; 2029: 0.94103; 2030: 1.8266; 2031: 3.0711; 2032: 0.84869; 2033: 0.66591; 2034: 0.083437
BARTOW_P 4 | Gas/Oil:Combustion Turbine | DEF | DEF | 2023: 1.6247; 2024: 3.3874; 2025: 2.4784; 2026: 2.3383; 2027: 2.922; 2028: 3.0048; 2029: 2.0408; 2030: 3.2122; 2031: 2.8509; 2032: 1.6128; 2033: 1.234; 2034: 0.3862
BAYBORO_P 1 | Gas/Oil:Combustion Turbine | DEF | DEF | 2024: 0.55186; 2025: 0.14343
BAYBORO_P 2 | Gas/Oil:Combustion Turbine | DEF | DEF | 2024: 0.069771; 2025: 0.032765
BAYBORO_P 3 | Gas/Oil:Combustion Turbine | DEF | DEF | 2024: 0.21708; 2025: 0.038319
BAYBORO_P 4 | Gas/Oil:Combustion Turbine | DEF | DEF | 2024: 0.12018; 2025: 0.038319
Citrus CC 1 | Gas/Oil:Combined Cycle | DEF | DEF | 2271.7779 | 2328.4502 | 2166.3181 | 2362.8517 | 2360.7927 | 2090.6289 | 2303.7313 | 2272.8813 | 2114.7861 | 2259.2024 | 2269.3634 | 2303.4542 | 2299.8942 | 2310.0394 | 2147.6448 | 2214.8202 | 2216.8511 | 2017.1479 | 1993.3128 | 1910.1445 | 1767.3433 | 1662.3729 | 1389.9137 | 1212.8192 | 1179.4935 | 957.1109 | 1045.2467
Citrus CC 1 Duct | Gas/Oil:Combined Cycle | DEF | DEF | 102.3997 | 103.2569 | 74.2122 | 86.8028 | 77.9171 | 78.0548 | 74.0336 | 53.1466 | 41.0911 | 39.8347 | 32.7745 | 74.3896 | 87.2193 | 87.6667 | 114.6528 | 52.7282 | 73.023 | 49.834 | 40.0394 | 13.9126 | 50.0278 | 32.1207 | 59.6606 | 24.634 | 48.0909 | 9.6918 | 50.1918
Citrus CC 2 | Gas/Oil:Combined Cycle | DEF | DEF | 2259.6619 | 2332.7798 | 2305.3737 | 2195.3211 | 2387.9513 | 2109.7915 | 2321.4449 | 2312.4198 | 2142.2944 | 2295.3112 | 2310.5262 | 2315.5491 | 2281.4437 | 2291.8314 | 2132.9234 | 2232.9155 | 2235.4998 | 2025.8759 | 2133.8805 | 1962.2386 | 1826.0574 | 1658.4757 | 1670.4425 | 1365.7255 | 1024.2727 | 863.4057 | 883.2124
Citrus CC 2 Duct | Gas/Oil:Combined Cycle | DEF | DEF | 99.5378 | 109.7622 | 78.4291 | 68.1802 | 74.4465 | 75.7967 | 73.3778 | 47.4985 | 33.5565 | 34.2059 | 28.4625 | 66.4288 | 79.2968 | 85.0247 | 94.1092 | 48.4951 | 65.7316 | 60.2502 | 37.8557 | 15.245 | 42.1315 | 31.0629 | 59.4198 | 25.6467 | 40.7679 | 13.8844 | 42.244
Crystal 4 | Coal:Conventional | DEF | DEF | 2023: 885.8209; 2024: 816.7159; 2025: 1048.8529; 2026: 732.3047; 2027: 922.3809; 2028: 1252.7134; 2029: 1386.4031; 2030: 1700.0836; 2031: 2978.7549; 2032: 2012.522; 2033: 2986.0955; 2034: 1178.4689
Crystal 5 | Coal:Conventional | DEF | DEF | 2023: 540.5305; 2024: 875.6344; 2025: 828.7819; 2026: 792.457; 2027: 774.4024; 2028: 1117.0801; 2029: 1135.4244; 2030: 1626.1074; 2031: 2003.5384; 2032: 2437.7366; 2033: 2002.6622; 2034: 498.8127
DEBARY 10 | Gas/Oil:Combustion Turbine | DEF | DEF | 2024: 0.43649; 2025: 0.12822; 2026: 0.10126; 2027: 0.22585; 2028: 0.73508; 2029: 0.10126; 2030: 0.42927; 2031: 0.68462; 2032: 0.14297; 2034: 0.60925; 2035: 1.269; 2036: 0.12961
DEBARY 2 | Gas/Oil:Combustion Turbine | DEF | DEF | 2024: 0.58822; 2026: 0.098178
DEBARY 3 | Gas/Oil:Combustion Turbine | DEF | DEF | 2024: 0.6251; 2025: 0.034984; 2026: 0.098178
DEBARY 4 | Gas/Oil:Combustion Turbine | DEF | DEF | 2024: 0.24375; 2026: 0.099873
DEBARY 5 | Gas/Oil:Combustion Turbine | DEF | DEF | 2024: 0.63205; 2026: 0.21528
DEBARY 6 | Gas/Oil:Combustion Turbine | DEF | DEF | 2024: 0.72677; 2025: 0.14679; 2026: 0.14794; 2027: 0.034984
DEBARY 7 | Gas/Oil:Combustion Turbine | DEF | DEF | 2023: 10.4638; 2024: 11.8361; 2025: 11.7309; 2026: 12.394; 2027: 11.3511; 2028: 11.315; 2029: 7.9079; 2030: 9.6743; 2031: 9.4419; 2032: 7.1272; 2033: 6.4922; 2034: 9.9583; 2035: 8.3435; 2036: 2.8732
DEBARY 8 | Gas/Oil:Combustion Turbine | DEF | DEF | 2023: 15.4646; 2024: 12.9486; 2025: 15.6754; 2026: 13.6155; 2027: 13.0456; 2028: 13.5913; 2029: 8.3731; 2030: 9.6438; 2031: 14.2269; 2032: 6.7077; 2033: 8.505; 2034: 9.7622; 2035: 11.0219; 2036: 4.2663
DEBARY 9 | Gas/Oil:Combustion Turbine | DEF | DEF | 2023: 14.5751; 2024: 18.267; 2025: 14.8001; 2026: 14.4178; 2027: 13.7418; 2028: 14.8887; 2029: 11.3101; 2030: 12.8959; 2031: 15.3027; 2032: 7.7598; 2033: 9.5847; 2034: 14.0047; 2035: 11.6673; 2036: 5.9045
Gen 190MW CT | Gas/Oil:Combustion Turbine | DEF | DEF | 2030: 12.1524; 2031: 15.4266; 2033: 6.2984; 2034: 151.5157; 2035: 366.4575; 2036: 427.5283; 2037: 493.8442; 2038: 196.6684; 2039: 374.4022; 2040: 46.9654; 2041: 101.1045; 2042: 146.6268; 2043: 400.1947; 2044: 152.883; 2045: 946.4752; 2046: 281.5874; 2047: 564.3747; 2048: 260.1659; 2049: 1226.7824
Hines CC 1 | Gas/Oil:Combined Cycle | DEF | DEF | 2023: 1152.9213; 2024: 1142.7405; 2025: 1164.9759; 2026: 871.1625; 2027: 1009.1338; 2028: 901.6877; 2029: 1023.5546; 2030: 878.0326; 2031: 699.6797; 2032: 500.4275; 2033: 465.5596; 2034: 637.2072; 2035: 958.9582; 2036: 1046.7296; 2037: 1343.6417; 2038: 960.7381; 2039: 178.0595
Hines CC 2 | Gas/Oil:Combined Cycle | DEF | DEF | 1215.8958 | 1259.0923 | 1260.4558 | 1389.5462 | 1257.1998 | 1383.2466 | 1176.2146 | 1260.5185 | 1071.5156 | 1050.5267 | 1035.6498 | 1149.1939 | 1317.3021 | 1277.8977 | 1363.569 | 1258.5077 | 1126.6255 | 1086.5614 | 899.3852 | 599.3365 | 97.2408
Hines CC 3 | Gas/Oil:Combined Cycle | DEF | DEF | 1297.5839 | 1252.9228 | 1230.556 | 1231.7802 | 1441.6905 | 1394.6742 | 1457.8615 | 1251.3581 | 1395.5699 | 1261.2262 | 1377.0008 | 1332.5649 | 1604.7868 | 1572.4773 | 1730.8211 | 1400.278 | 1422.8331 | 1345.0588 | 1250.4858 | 931.4091 | 1037.1068 | 785.4834 | 202.5865
Hines CC 4 | Gas/Oil:Combined Cycle | DEF | DEF | 1139.4373 | 1286.9902 | 1012.4245 | 1158.2126 | 1046.5462 | 1357.1665 | 1224.3586 | 1297.7998 | 1062.6776 | 1255.1116 | 1263.6421 | 1446.1998 | 1357.4983 | 1570.5932 | 1473.3464 | 1556.1345 | 1412.9395 | 1477.635 | 1352.7793 | 1464.4415 | 1352.7098 | 1365.9818 | 1207.9315 | 867.9259 | 182.5531
INT CITY 1 | Gas/Oil:Combustion Turbine | DEF | DEF | 2023: 0.12386; 2024: 0.051071; 2025: 0.04369; 2026: 0.16154; 2027: 0.19938; 2028: 0.41497; 2030: 0.5235; 2031: 1.1167; 2032: 0.18074; 2033: 0.04369
INT CITY 10 | Gas/Oil:Combustion Turbine | DEF | DEF | 2023: 2.452; 2024: 9.6127; 2025: 7.4263; 2026: 3.8629; 2027: 7.4846; 2028: 5.0368; 2029: 3.1896; 2030: 5.1191; 2031: 8.2508; 2032: 2.9939; 2033: 4.2166; 2034: 8.6658; 2035: 8.6893; 2036: 13.5098; 2037: 18.3928; 2038: 3.765
INT CITY 11 | Gas/Oil:Combustion Turbine | DEF | DEF | 2024: 1.6427; 2025: 0.89547; 2026: 0.43334; 2027: 0.89831; 2028: 1.3661; 2030: 1.4411; 2031: 3.6492; 2032: 0.72283; 2033: 0.70382; 2034: 0.81557; 2035: 3.0432; 2036: 3.9279; 2037: 5.5451; 2038: 3.8962; 2039: 6.0613; 2040: 0.57896; 2041: 0.72936; 2042: 2.9525; 2043: 2.2558; 2044: 1.1091
INT CITY 12 | Gas/Oil:Combustion Turbine | DEF | DEF | 1.5408 | 8.9545 | 5.0029 | 2.3158 | 6.7718 | 5.1093 | 2.1701 | 5.599 | 8.8057 | 2.1329 | 0.63756 | 5.8541 | 5.3741 | 8.3528 | 13.4619 | 11.6332 | 13.3291 | 8.5905 | 9.4157 | 11.0493 | 31.9588 | 18.5184 | 4.4242
INT CITY 13 | Gas/Oil:Combustion Turbine | DEF | DEF | 6.3396 | 13.1576 | 9.5171 | 6.4177 | 8.6155 | 7.0124 | 5.5673 | 7.573 | 9.7644 | 2.865 | 2.9815 | 7.024 | 7.1919 | 10.9176 | 18.1749 | 16.6194 | 14.1535 | 9.314 | 18.4412 | 15.0378 | 35.9435 | 29.1569 | 6.1199
INT CITY 14 | Gas/Oil:Combustion Turbine | DEF | DEF | 7.5637 | 13.9016 | 11.7187 | 7.0292 | 9.7927 | 8.8713 | 6.1504 | 7.1874 | 6.1629 | 4.2424 | 3.1377 | 7.9173 | 9.7061 | 12.3191 | 23.528 | 19.8627 | 20.2949 | 15.4707 | 21.2415 | 15.9653 | 40.6455 | 27.0465 | 7.5822
INT CITY 2 | Gas/Oil:Combustion Turbine | DEF | DEF | 2027: 0.054921; 2028: 0.042161; 2030: 0.2068; 2031: 0.92566; 2032: 0.042161
INT CITY 3 | Gas/Oil:Combustion Turbine | DEF | DEF | 2024: 0.12072; 2025: 0.085983; 2026: 0.12265; 2027: 0.14392; 2028: 0.35369; 2030: 0.32889; 2031: 1.2386; 2032: 0.20205
INT CITY 4 | Gas/Oil:Combustion Turbine | DEF | DEF | 2023: 0.10957; 2024: 0.27759; 2025: 0.043072; 2026: 0.066493; 2027: 0.24835; 2028: 0.23441; 2030: 0.20363; 2031: 0.23168; 2032: 0.22642
INT CITY 5 | Gas/Oil:Combustion Turbine | DEF | DEF | 2026: 0.065144; 2027: 0.052314; 2028: 0.29125; 2030: 0.15449; 2031: 0.87929; 2032: 0.11717
INT CITY 6 | Gas/Oil:Combustion Turbine | DEF | DEF | 2023: 0.044138; 2024: 0.5036; 2025: 0.13445; 2026: 0.17302; 2027: 0.35404; 2028: 0.60972; 2030: 0.49938; 2031: 1.4026; 2032: 0.28409; 2033: 0.040705
INT CITY 7 | Gas/Oil:Combustion Turbine | DEF | DEF | 2023: 16.6119; 2024: 23.2061; 2025: 16.5503; 2026: 17.1992; 2027: 14.0529; 2028: 18.6716; 2029: 11.4738; 2030: 12.4135; 2031: 13.6049; 2032: 7.7234; 2033: 10.2187; 2034: 18.5841; 2035: 18.2759; 2036: 23.1213; 2037: 34.0107; 2038: 7.3868
INT CITY 8 | Gas/Oil:Combustion Turbine | DEF | DEF | 2023: 9.3563; 2024: 18.1671; 2025: 14.0232; 2026: 9.8365; 2027: 13.5249; 2028: 12.6248; 2029: 10.0849; 2030: 10.9081; 2031: 11.0027; 2032: 6.4292; 2033: 8.8114; 2034: 16.13; 2035: 14.393; 2036: 15.7552; 2037: 29.3378; 2038: 5.3296
INT CITY 9 | Gas/Oil:Combustion Turbine | DEF | DEF | 2023: 8.9805; 2024: 17.4899; 2025: 12.8566; 2026: 10.889; 2027: 9.3272; 2028: 14.1629; 2029: 8.4232; 2030: 10.181; 2031: 11.741; 2032: 6.2575; 2033: 5.8952; 2034: 16.5961; 2035: 13.3203; 2036: 18.7059; 2037: 26.2645; 2038: 5.2044
Mulberry | Gas/Oil:Combined Cycle | DEF | DEF | 2023: 214.1817; 2024: 136.9915
NSG Vand CT 1 | Gas/Oil:Combustion Turbine | DEF | DEF | 2023: 94.4032; 2024: 107.6976; 2025: 51.7736; 2026: 45.2732; 2027: 8.9662
NSG Vand CT 2 | Gas/Oil:Combustion Turbine | DEF | DEF | 2023: 95.7095; 2024: 107.7682; 2025: 62.9944; 2026: 41.8915; 2027: 9.753
NSG Vand CT 3 | Gas/Oil:Combustion Turbine | DEF | DEF | 2023: 126.938; 2024: 129.6717; 2025: 73.0885; 2026: 53.8789; 2027: 11.8798
NSG Vand CT 4 | Gas/Oil:Combustion Turbine | DEF | DEF | 2023: 135.6605; 2024: 134.1514; 2025: 86.0603; 2026: 71.8963; 2027: 9.1744
Orange Cogen | Gas/Oil:Combined Cycle | DEF | DEF | 2023: 205.2441; 2024: 205.8407; 2025: 205.2441
Orlando Cogen | Gas/Oil:Combined Cycle | DEF | DEF | 2023: 373.1563
Osprey 1 0 | Gas/Oil:Combined Cycle | DEF | DEF | 2023: 603.0762; 2024: 595.0215
Osprey 1 1 | Gas/Oil:Combined Cycle | DEF | DEF | 2023: 325.3876; 2024: 331.6975
Osprey 1 2 | Gas/Oil:Combined Cycle | DEF | DEF | 2023: 27.4725; 2024: 28.4256
OspreyAcq | Gas/Oil:Combined Cycle | DEF | DEF |  | 299.1302 | 1647.6965 | 1649.4255 | 1575.8731 | 1688.4159 | 1546.9886 | 1553.8273 | 1490.6092 | 1542.3826 | 1550.3692 | 1601.3592 | 1633.3021 | 1642.2294 | 1762.3676 | 1682.6926 | 1571.4085 | 1552.5418 | 1364.8707 | 1303.2991 | 1243.1808 | 427.1182
OspreyAcqDF | Gas/Oil:Combined Cycle | DEF | DEF |  | 2.1442 | 46.1928 | 50.1531 | 44.8944 | 45.3676 | 44.9564 | 45.1255 | 26.9677 | 26.4041 | 26.051 | 52.6454 | 66.7155 | 74.0263 | 75.4293 | 57.2224 | 71.8639 | 54.959 | 52.9504 | 35.3833 | 56.5518 | 4.505
Pasco County | Renewable:Biomass | DEF | DEF | 2023: 139.7552; 2024: 140.2119; 2025: 138.8418; 2026: 66.6806; 2027: 66.6806; 2028: 67.1373; 2029: 66.6806; 2030: 66.6806; 2031: 66.6806; 2032: 66.6806; 2033: 66.6806; 2034: 66.6806; 2035: 66.6806; 2036: 67.1373; 2037: 66.6806; 2038: 66.6806; 2039: 66.6806; 2040: 67.1373; 2041: 66.6806; 2042: 66.6806
Pinellas County | Renewable:Biomass | DEF | DEF | 2023: 292.4524; 2024: 298.9756; 2025: 296.8012; 2026: 158.7288; 2027: 158.7288; 2028: 159.816; 2029: 158.7288; 2030: 158.7288; 2031: 158.7288; 2032: 159.816; 2033: 158.7288; 2034: 158.7288; 2035: 158.7288; 2036: 158.7288; 2037: 158.7288; 2038: 158.7288; 2039: 158.7288; 2040: 158.7288; 2041: 158.7288; 2042: 158.7288
Shady Hills 1 | Gas/Oil:Combustion Turbine | DEF | DEF | 2023: 36.4693; 2024: 1.3808
Shady Hills 2 | Gas/Oil:Combustion Turbine | DEF | DEF | 2023: 27.9638; 2024: 0.5627
Shady Hills 3 | Gas/Oil:Combustion Turbine | DEF | DEF | 2023: 21.0609; 2024: 0.77379
SUWANNEE_P 1 | Gas/Oil:Combustion Turbine | DEF | DEF | 2023: 7.1403; 2024: 8.0393; 2025: 7.9751; 2026: 8.8499; 2027: 6.7091; 2028: 8.0916; 2029: 6.7463; 2030: 7.5477; 2031: 8.3251; 2032: 4.5251; 2033: 4.1474; 2034: 1.5304
SUWANNEE_P 2 | Gas/Oil:Combustion Turbine | DEF | DEF | 2023: 6.5637; 2024: 7.5208; 2025: 6.742; 2026: 7.3588; 2027: 5.3796; 2028: 7.3608; 2029: 6.5005; 2030: 7.1058; 2031: 7.3328; 2032: 5.268; 2033: 3.2599; 2034: 1.5692
SUWANNEE_P 3 | Gas/Oil:Combustion Turbine | DEF | DEF | 2023: 9.7282; 2024: 11.7551; 2025: 11.6277; 2026: 12.2953; 2027: 9.9214; 2028: 11.4; 2029: 9.8427; 2030: 10.2874; 2031: 9.2423; 2032: 6.9088; 2033: 5.1196; 2034: 2.1172
Tigerbay 1 | Gas/Oil:Combined Cycle | DEF | DEF | 2023: 494.115; 2024: 488.9993; 2025: 457.6048; 2026: 531.8367; 2027: 456.096; 2028: 516.3787; 2029: 428.3207; 2030: 368.8099; 2031: 301.9561; 2032: 318.2631; 2033: 283.8067; 2034: 388.5691; 2035: 142.2957
U OF FL 1 | Gas/Oil:Combustion Turbine | DEF | DEF | 2023: 175.9239; 2024: 176.0778; 2025: 174.108; 2026: 174.0757; 2027: 146.1935
Total |  |  |  | 18302.497 | 18758.7659 | 18055.7527 | 17536.6184 | 17533.4873 | 18048.4353 | 18082.9997 | 18478.7795 | 19127.1867 | 18659.2425 | 19130.5854 | 17488.9236 | 16768.0769 | 17018.1813 | 17454.9672 | 15763.3037 | 15224.2288 | 13970.8672 | 13144.7638 | 11948.6979 | 11282.3505 | 9366.034 | 8522.2523 | 6671.4594 | 5924.1317 | 4502.3339 | 4065.4602 | 0 | 0 | 0 | 0 | 0 | 0 | 0 | 0
Group Totals
Resource | Type | BA | Area | 2023 | 2024 | 2025 | 2026 | 2027 | 2028 | 2029 | 2030 | 2031 | 2032 | 2033 | 2034 | 2035 | 2036 | 2037 | 2038 | 2039 | 2040 | 2041 | 2042 | 2043 | 2044 | 2045 | 2046 | 2047 | 2048 | 2049 | 2050 | 2051 | 2052 | 2053 | 2054 | 2055 | 2056 | 2057
Total | Coal:Conventional | DEF | DEF | 2023: 1426.3514; 2024: 1692.3503; 2025: 1877.6348; 2026: 1524.7617; 2027: 1696.7833; 2028: 2369.7935; 2029: 2521.8275; 2030: 3326.1909; 2031: 4982.2932; 2032: 4450.2586; 2033: 4988.7577; 2034: 1677.2816
Total | Gas/Oil:Combined Cycle | DEF | DEF | 14478.2176 | 14490.0564 | 14434.2391 | 14282.9596 | 14316.9761 | 14320.2214 | 14450.24 | 14125.4307 | 13238.9676 | 13426.9295 | 13399.0075 | 14520.9795 | 15119.4243 | 15319.2282 | 15298.7778 | 14674.8584 | 13800.6061 | 12996.169 | 12202.6568 | 11292.6115 | 10771.3522 | 9137.3201 | 7557.6507 | 6389.872 | 5359.757 | 4242.168 | 2838.6778
Total | Gas/Oil:Combustion Turbine | DEF | DEF | 833.1367 | 844.8396 | 599.5184 | 518.5944 | 322.6755 | 146.697 | 100.8228 | 137.1143 | 164.681 | 75.3209 | 81.9938 | 273.1236 | 478.7529 | 547.3113 | 662.5598 | 270.3656 | 428.241 | 80.9195 | 150.9322 | 191.6318 | 510.9983 | 228.7139 | 964.6016 | 281.5874 | 564.3747 | 260.1659 | 1226.7824
Total | Gas/Oil:Steam Turbine | DEF | DEF | 2023: 1034.8821; 2024: 1194.6306; 2025: 611.016; 2026: 887.1916; 2027: 873.9414; 2028: 887.0684; 2029: 686.9983; 2030: 566.9325; 2031: 418.1339; 2032: 381.8661; 2033: 337.7154; 2034: 694.4278; 2035: 846.7887; 2036: 828.0741; 2037: 1170.5185; 2038: 494.9687; 2039: 672.2707; 2040: 570.2109; 2041: 468.0638; 2042: 141.3436
Total | Renewable:Biomass | DEF | DEF | 2023: 529.9092; 2024: 536.8891; 2025: 533.3445; 2026: 323.111; 2027: 323.111; 2028: 324.6549; 2029: 323.111; 2030: 323.111; 2031: 323.111; 2032: 324.8674; 2033: 323.111; 2034: 323.111; 2035: 323.111; 2036: 323.5677; 2037: 323.111; 2038: 323.111; 2039: 323.111; 2040: 323.5677; 2041: 323.111; 2042: 323.111
Solar 14
Resource | Type | BA | Area | 2023 | 2024 | 2025 | 2026 | 2027 | 2028 | 2029 | 2030 | 2031 | 2032 | 2033 | 2034 | 2035 | 2036 | 2037 | 2038 | 2039 | 2040 | 2041 | 2042 | 2043 | 2044 | 2045 | 2046 | 2047 | 2048 | 2049 | 2050 | 2051 | 2052 | 2053 | 2054 | 2055 | 2056 | 2057
Anclote 1 | Gas/Oil:Steam Turbine | DEF | DEF | 2023: 612.2926; 2024: 733.5585; 2025: 353.7138; 2026: 521.1858; 2027: 458.0337; 2028: 504.4201; 2029: 404.1723; 2030: 352.8794; 2031: 204.2529; 2032: 246.3269; 2033: 176.2461; 2034: 381.4161; 2035: 432.0544; 2036: 408.1821; 2037: 579.0712; 2038: 298.8472; 2039: 359.4316; 2040: 292.7388; 2041: 272.9616; 2042: 69.6528
Anclote 2 | Gas/Oil:Steam Turbine | DEF | DEF | 2023: 420.2379; 2024: 461.0721; 2025: 255.0219; 2026: 334.593; 2027: 324.9871; 2028: 285.9747; 2029: 235.7715; 2030: 193.2306; 2031: 204.3947; 2032: 172.2723; 2033: 192.5534; 2034: 262.245; 2035: 345.9121; 2036: 318.1272; 2037: 511.3554; 2038: 122.5872; 2039: 188.1441; 2040: 191.7767; 2041: 140.9911; 2042: 55.2674
As Avail PCS | Renewable:Biomass | DEF | DEF | 2023: 97.7016; 2024: 97.7016; 2025: 97.7016; 2026: 97.7016; 2027: 97.7016; 2028: 97.7016; 2029: 97.7016; 2030: 97.7016; 2031: 97.7016; 2032: 98.3708; 2033: 97.7016; 2034: 97.7016; 2035: 97.7016; 2036: 97.7016; 2037: 97.7016; 2038: 97.7016; 2039: 97.7016; 2040: 97.7016; 2041: 97.7016; 2042: 97.7016
Bartow CC 1 0 | Gas/Oil:Combined Cycle | DEF | DEF | 2606.2758 | 2503.4468 | 2720.154 | 2592.9243 | 2461.624 | 2563.6539 | 2663.2534 | 2707.6756 | 2777.272 | 2735.7961 | 2674.3384 | 2975.3003 | 3083.0676 | 3151.9279 | 2881.9386 | 2998.6186 | 3226.8901 | 3146.5365 | 2893.8433 | 2900.9463 | 3095.3764 | 3007.6543 | 2796.6658 | 2706.0885 | 2660.5743 | 2259.6108 | 744.7904
Bartow CC 1 PAG | Gas/Oil:Combined Cycle | DEF | DEF | 84.9679 | 82.3642 | 66.2588 | 58.1796 | 57.8275 | 64.2633 | 58.3521 | 40.0479 | 31.9597 | 32.4948 | 25.974 | 51.0332 | 62.399 | 59.1254 | 66.4598 | 44.7273 | 63.1587 | 44.624 | 34.5111 | 24.3311 | 43.0614 | 31.9079 | 54.9362 | 14.8214 | 38.0598 | 13.9354 | 1.5883
BARTOW_P 1 | Gas/Oil:Combustion Turbine | DEF | DEF | 2024: 0.13612
BARTOW_P 2 | Gas/Oil:Combustion Turbine | DEF | DEF | 2023: 0.30729; 2024: 1.5687; 2025: 1.2692; 2026: 0.99053; 2027: 1.2834; 2028: 0.99829; 2029: 0.58141; 2030: 1.4768; 2031: 2.4476; 2032: 1.8549; 2033: 0.66621; 2034: 0.40013
BARTOW_P 4 | Gas/Oil:Combustion Turbine | DEF | DEF | 2023: 2.3187; 2024: 3.3874; 2025: 2.9206; 2026: 2.6053; 2027: 2.204; 2028: 2.6285; 2029: 1.6081; 2030: 2.4743; 2031: 2.7685; 2032: 2.8031; 2033: 2.1668; 2034: 0.69086
BAYBORO_P 1 | Gas/Oil:Combustion Turbine | DEF | DEF | 2024: 0.55186; 2025: 0.14343
BAYBORO_P 2 | Gas/Oil:Combustion Turbine | DEF | DEF | 2024: 0.069771; 2025: 0.032765
BAYBORO_P 3 | Gas/Oil:Combustion Turbine | DEF | DEF | 2024: 0.21708; 2025: 0.086769
BAYBORO_P 4 | Gas/Oil:Combustion Turbine | DEF | DEF | 2024: 0.12018; 2025: 0.038319
Citrus CC 1 | Gas/Oil:Combined Cycle | DEF | DEF | 2270.6458 | 2328.4502 | 2166.2924 | 2357.3823 | 2337.3471 | 2065.6701 | 2250.3115 | 2213.855 | 2080.1454 | 2209.9472 | 2219.0404 | 2257.9796 | 2274.7128 | 2291.5039 | 2137.7748 | 2176.8623 | 2166.1911 | 1998.766 | 1955.6998 | 1820.5849 | 1735.4701 | 1445.7353 | 1362.0325 | 1180.0172 | 1097.1201 | 801.9564 | 928.9889
Citrus CC 1 Duct | Gas/Oil:Combined Cycle | DEF | DEF | 102.1488 | 103.2569 | 74.569 | 81.9415 | 70.3815 | 70.6267 | 67.9845 | 51.8159 | 39.6114 | 39.6924 | 38.6526 | 68.7445 | 79.4194 | 77.3212 | 99.3356 | 46.4969 | 62.1058 | 37.3537 | 31.9401 | 12.9508 | 41.1068 | 23.7928 | 48.0236 | 18.0363 | 34.4968 | 9.7897 | 48.4537
Citrus CC 2 | Gas/Oil:Combined Cycle | DEF | DEF | 2258.3547 | 2332.7798 | 2306.7027 | 2190.4339 | 2381.5781 | 2083.0834 | 2305.1125 | 2286.3889 | 2078.7573 | 2225.6896 | 2237.4103 | 2293.8098 | 2276.0894 | 2288.4208 | 2129.9589 | 2215.2473 | 2208.8833 | 2004.6365 | 2035.0008 | 1966.0968 | 1797.9495 | 1659.9158 | 1597.0544 | 1211.6541 | 984.5164 | 784.576 | 834.4603
Citrus CC 2 Duct | Gas/Oil:Combined Cycle | DEF | DEF | 99.4536 | 109.7622 | 78.7006 | 64.3115 | 66.4813 | 68.4288 | 66.3754 | 46.7074 | 32.5675 | 35.2629 | 33.0762 | 62.5005 | 72.0641 | 75.557 | 81.9372 | 42.3441 | 51.8038 | 49.9648 | 27.4163 | 13.8944 | 34.2061 | 23.6457 | 47.6386 | 19.4719 | 29.848 | 13.831 | 39.8334
Crystal 4 | Coal:Conventional | DEF | DEF | 2023: 887.9148; 2024: 816.7159; 2025: 1047.9964; 2026: 726.003; 2027: 885.8881; 2028: 1354.9317; 2029: 1234.5802; 2030: 1621.1012; 2031: 2899.7236; 2032: 2058.2967; 2033: 2847.6636; 2034: 1166.3385
Crystal 5 | Coal:Conventional | DEF | DEF | 2023: 539.059; 2024: 875.6344; 2025: 829.9438; 2026: 761.037; 2027: 752.8361; 2028: 1216.2521; 2029: 1104.3308; 2030: 1643.0934; 2031: 1900.7551; 2032: 2301.7333; 2033: 1820.3966; 2034: 494.4717
DEBARY 10 | Gas/Oil:Combustion Turbine | DEF | DEF | 2024: 0.43649; 2025: 0.12822; 2026: 0.10126; 2027: 0.25224; 2028: 0.34115; 2029: 0.10126; 2030: 0.28339; 2031: 0.11672; 2032: 0.28517; 2034: 0.25029; 2035: 0.77441; 2036: 0.14297
DEBARY 2 | Gas/Oil:Combustion Turbine | DEF | DEF | 2024: 0.58822
DEBARY 3 | Gas/Oil:Combustion Turbine | DEF | DEF | 2024: 0.6251; 2026: 0.11876
DEBARY 4 | Gas/Oil:Combustion Turbine | DEF | DEF | 2024: 0.24375; 2026: 0.0934
DEBARY 5 | Gas/Oil:Combustion Turbine | DEF | DEF | 2024: 0.63205
DEBARY 6 | Gas/Oil:Combustion Turbine | DEF | DEF | 2024: 0.72677; 2025: 0.14679
DEBARY 7 | Gas/Oil:Combustion Turbine | DEF | DEF | 2023: 10.2514; 2024: 11.8361; 2025: 13.3137; 2026: 12.546; 2027: 10.4266; 2028: 9.9073; 2029: 9.0226; 2030: 10.0189; 2031: 11.3236; 2032: 6.2659; 2033: 7.2371; 2034: 10.024; 2035: 10.6545; 2036: 2.7665
DEBARY 8 | Gas/Oil:Combustion Turbine | DEF | DEF | 2023: 14.2905; 2024: 12.9486; 2025: 16.2597; 2026: 13.3508; 2027: 11.6479; 2028: 11.5499; 2029: 10.5382; 2030: 10.2936; 2031: 13.9044; 2032: 8.2682; 2033: 8.809; 2034: 11.1283; 2035: 13.2597; 2036: 6.0647
DEBARY 9 | Gas/Oil:Combustion Turbine | DEF | DEF | 2023: 15.0768; 2024: 18.267; 2025: 14.2298; 2026: 15.2732; 2027: 11.6992; 2028: 13.0895; 2029: 12.4613; 2030: 12.1975; 2031: 15.7692; 2032: 8.9717; 2033: 8.7896; 2034: 14.5711; 2035: 12.5586; 2036: 5.9774
Gen 190MW CT | Gas/Oil:Combustion Turbine | DEF | DEF | 2030: 3.9362; 2031: 13.6448; 2032: 3.2084; 2034: 114.4367; 2035: 259.3067; 2036: 334.9563; 2037: 364.137; 2038: 168.3761; 2039: 330.387; 2040: 19.5179; 2041: 47.807; 2042: 75.1234; 2043: 337.7961; 2044: 104.6252; 2045: 786.5169; 2046: 218.6762; 2047: 442.7273; 2048: 219.9759; 2049: 1123.3742
Hines CC 1 | Gas/Oil:Combined Cycle | DEF | DEF | 2023: 1147.251; 2024: 1142.7405; 2025: 1153.9877; 2026: 844.006; 2027: 922.4796; 2028: 790.5062; 2029: 911.2321; 2030: 737.1056; 2031: 594.6376; 2032: 447.4308; 2033: 437.0044; 2034: 576.7866; 2035: 929.3045; 2036: 993.0423; 2037: 1220.6343; 2038: 872.1195; 2039: 166.458
Hines CC 2 | Gas/Oil:Combined Cycle | DEF | DEF | 1218.969 | 1259.0923 | 1270.2211 | 1346.1961 | 1219.1043 | 1252.7097 | 1130.6701 | 1173.5932 | 1006.9249 | 998.3879 | 956.509 | 1103.8768 | 1235.5145 | 1231.8164 | 1326.2247 | 1229.7945 | 1069.2232 | 984.9432 | 837.3864 | 529.717 | 65.7415
Hines CC 3 | Gas/Oil:Combined Cycle | DEF | DEF | 1293.5623 | 1252.9228 | 1235.7578 | 1214.7718 | 1390.1955 | 1318.4444 | 1396.739 | 1203.0488 | 1293.2474 | 1194.7133 | 1309.6128 | 1276.6604 | 1543.832 | 1474.5389 | 1656.6599 | 1340.3966 | 1355.9818 | 1204.2355 | 1188.3314 | 900.815 | 957.049 | 675.7602 | 185.6549
Hines CC 4 | Gas/Oil:Combined Cycle | DEF | DEF | 1131.3549 | 1286.9902 | 1012.2758 | 1133.85 | 998.0797 | 1295.8841 | 1163.7223 | 1241.7856 | 1020.4472 | 1184.003 | 1174.3037 | 1366.3434 | 1297.8107 | 1525.9885 | 1429.5106 | 1482.7141 | 1346.2689 | 1406.8525 | 1322.7192 | 1363.1025 | 1218.1049 | 1340.4396 | 1051.2511 | 775.8245 | 152.4927
INT CITY 1 | Gas/Oil:Combustion Turbine | DEF | DEF | 2023: 0.12386; 2024: 0.051071; 2025: 0.04369; 2026: 0.10866; 2027: 0.09969; 2028: 0.1596; 2030: 0.42621; 2031: 0.5836; 2032: 0.38411; 2033: 0.051071; 2034: 0.064835
INT CITY 10 | Gas/Oil:Combustion Turbine | DEF | DEF | 2023: 3.3596; 2024: 9.6127; 2025: 7.8141; 2026: 3.691; 2027: 5.9077; 2028: 4.0096; 2029: 4.9581; 2030: 5.2954; 2031: 7.561; 2032: 3.5243; 2033: 2.7882; 2034: 8.2171; 2035: 11.2912; 2036: 14.5696; 2037: 20.7874; 2038: 4.6141
INT CITY 11 | Gas/Oil:Combustion Turbine | DEF | DEF | 2024: 1.6427; 2025: 0.89624; 2026: 0.38967; 2027: 0.52643; 2028: 0.50072; 2030: 1.1027; 2031: 1.9321; 2032: 0.49881; 2033: 0.20389; 2034: 0.92559; 2035: 1.8811; 2036: 3.9928; 2037: 5.608; 2038: 3.3578; 2039: 6.1068; 2040: 1.7409; 2041: 2.7246; 2042: 2.9968; 2043: 1.6756; 2044: 1.989
INT CITY 12 | Gas/Oil:Combustion Turbine | DEF | DEF | 2.1832 | 8.9545 | 5.2497 | 2.2848 | 4.8387 | 3.5037 | 2.0014 | 4.095 | 7.4261 | 3.3737 | 2.1203 | 7.2213 | 5.7836 | 10.6954 | 14.4897 | 13.9702 | 15.8008 | 8.0393 | 8.2293 | 11.5346 | 27.6221 | 17.4499 | 4.6126
INT CITY 13 | Gas/Oil:Combustion Turbine | DEF | DEF | 6.8639 | 13.1576 | 9.2921 | 5.4174 | 6.1191 | 4.9048 | 4.6953 | 6.4099 | 8.7812 | 3.9999 | 3.2758 | 9.4522 | 10.1045 | 15.4746 | 20.1578 | 16.4844 | 17.2603 | 10.227 | 13.5589 | 15.6565 | 33.7796 | 22.9028 | 6.3174
INT CITY 14 | Gas/Oil:Combustion Turbine | DEF | DEF | 7.1734 | 13.9016 | 10.9726 | 6.3904 | 8.7997 | 5.8647 | 6.2484 | 7.0865 | 8.2078 | 5.6725 | 3.9052 | 11.4406 | 10.7825 | 16.1681 | 26.206 | 19.8979 | 26.2646 | 12.7756 | 18.1914 | 16.2013 | 38.7862 | 26.8783 | 7.8392
INT CITY 2 | Gas/Oil:Combustion Turbine | DEF | DEF | 2027: 0.054921; 2030: 0.042161; 2031: 0.48865; 2032: 0.04449
INT CITY 3 | Gas/Oil:Combustion Turbine | DEF | DEF | 2024: 0.12072; 2025: 0.085983; 2026: 0.084048; 2027: 0.10286; 2028: 0.16656; 2030: 0.19657; 2031: 0.61569; 2032: 0.23344; 2033: 0.041057
INT CITY 4 | Gas/Oil:Combustion Turbine | DEF | DEF | 2023: 0.10957; 2024: 0.27759; 2025: 0.086144; 2026: 0.10957; 2027: 0.10246; 2028: 0.043072; 2030: 0.20299; 2031: 0.24485; 2032: 0.19498; 2033: 0.045014; 2034: 0.066493
INT CITY 5 | Gas/Oil:Combustion Turbine | DEF | DEF | 2026: 0.065144; 2027: 0.052314; 2028: 0.065144; 2030: 0.15694; 2031: 0.4809; 2032: 0.11241; 2033: 0.041333
INT CITY 6 | Gas/Oil:Combustion Turbine | DEF | DEF | 2024: 0.5036; 2025: 0.08141; 2026: 0.090336; 2027: 0.15667; 2028: 0.21051; 2030: 0.32125; 2031: 0.79789; 2032: 0.39473; 2033: 0.040705
INT CITY 7 | Gas/Oil:Combustion Turbine | DEF | DEF | 2023: 16.3614; 2024: 23.2061; 2025: 17.158; 2026: 16.901; 2027: 13.6117; 2028: 13.8671; 2029: 10.8558; 2030: 11.1798; 2031: 13.4658; 2032: 9.3834; 2033: 8.0827; 2034: 16.1902; 2035: 20.7845; 2036: 24.0327; 2037: 34.3195; 2038: 10.9719
INT CITY 8 | Gas/Oil:Combustion Turbine | DEF | DEF | 2023: 9.4465; 2024: 18.1671; 2025: 14.3506; 2026: 10.902; 2027: 10.666; 2028: 10.4208; 2029: 10.2336; 2030: 8.9021; 2031: 9.9517; 2032: 7.1062; 2033: 6.8246; 2034: 14.8144; 2035: 15.9466; 2036: 18.4942; 2037: 30.9014; 2038: 6.5616
INT CITY 9 | Gas/Oil:Combustion Turbine | DEF | DEF | 2023: 8.9817; 2024: 17.4899; 2025: 12.1052; 2026: 11.7904; 2027: 8.6563; 2028: 9.4498; 2029: 9.0226; 2030: 9.1356; 2031: 12.1165; 2032: 6.2607; 2033: 5.1442; 2034: 16.1031; 2035: 14.651; 2036: 19.1197; 2037: 30.2586; 2038: 7.7141
Mulberry | Gas/Oil:Combined Cycle | DEF | DEF | 2023: 214.1817; 2024: 136.9915
NSG Vand CT 1 | Gas/Oil:Combustion Turbine | DEF | DEF | 2023: 99.1498; 2024: 107.6976; 2025: 49.1682; 2026: 34.5381; 2027: 7.8359
NSG Vand CT 2 | Gas/Oil:Combustion Turbine | DEF | DEF | 2023: 98.4037; 2024: 107.7682; 2025: 63.8675; 2026: 35.4699; 2027: 8.5833
NSG Vand CT 3 | Gas/Oil:Combustion Turbine | DEF | DEF | 2023: 123.5874; 2024: 129.6717; 2025: 77.409; 2026: 47.8561; 2027: 10.0985
NSG Vand CT 4 | Gas/Oil:Combustion Turbine | DEF | DEF | 2023: 131.4567; 2024: 134.1514; 2025: 85.5639; 2026: 56.4529; 2027: 8.3338
Orange Cogen | Gas/Oil:Combined Cycle | DEF | DEF | 2023: 205.2441; 2024: 205.8407; 2025: 205.2441
Orlando Cogen | Gas/Oil:Combined Cycle | DEF | DEF | 2023: 373.1563
Osprey 1 0 | Gas/Oil:Combined Cycle | DEF | DEF | 2023: 624.5646; 2024: 595.0215
Osprey 1 1 | Gas/Oil:Combined Cycle | DEF | DEF | 2023: 331.0119; 2024: 331.6975
Osprey 1 2 | Gas/Oil:Combined Cycle | DEF | DEF | 2023: 27.6377; 2024: 28.4256
OspreyAcq | Gas/Oil:Combined Cycle | DEF | DEF |  | 299.1302 | 1640.6977 | 1628.447 | 1507.4674 | 1621.166 | 1476.2612 | 1482.0183 | 1437.5797 | 1421.1625 | 1530.4197 | 1534.4865 | 1580.7503 | 1595.3156 | 1728.6888 | 1636.4409 | 1535.0332 | 1551.658 | 1328.8444 | 1205.2966 | 1208.4677 | 398.3086
OspreyAcqDF | Gas/Oil:Combined Cycle | DEF | DEF |  | 2.1442 | 46.2303 | 47.2505 | 40.237 | 40.4786 | 40.4077 | 41.3935 | 25.6456 | 24.5265 | 26.1767 | 47.8289 | 57.3912 | 61.1473 | 65.8994 | 44.8113 | 57.1581 | 44.2511 | 43.9934 | 29.6719 | 44.0795 | 4.9296
Pasco County | Renewable:Biomass | DEF | DEF | 2023: 139.7552; 2024: 140.2119; 2025: 138.8418; 2026: 66.6806; 2027: 66.6806; 2028: 67.1373; 2029: 66.6806; 2030: 66.6806; 2031: 66.6806; 2032: 66.6806; 2033: 66.6806; 2034: 66.6806; 2035: 66.6806; 2036: 67.1373; 2037: 66.6806; 2038: 66.6806; 2039: 66.6806; 2040: 67.1373; 2041: 66.6806; 2042: 66.6806
Pinellas County | Renewable:Biomass | DEF | DEF | 2023: 292.4524; 2024: 298.9756; 2025: 296.8012; 2026: 158.7288; 2027: 158.7288; 2028: 159.816; 2029: 158.7288; 2030: 158.7288; 2031: 158.7288; 2032: 159.816; 2033: 158.7288; 2034: 158.7288; 2035: 158.7288; 2036: 158.7288; 2037: 158.7288; 2038: 158.7288; 2039: 158.7288; 2040: 158.7288; 2041: 158.7288; 2042: 158.7288
Shady Hills 1 | Gas/Oil:Combustion Turbine | DEF | DEF | 2023: 36.5006; 2024: 1.3808
Shady Hills 2 | Gas/Oil:Combustion Turbine | DEF | DEF | 2023: 27.6209; 2024: 0.5627
Shady Hills 3 | Gas/Oil:Combustion Turbine | DEF | DEF | 2023: 20.8186; 2024: 0.77379
SUWANNEE_P 1 | Gas/Oil:Combustion Turbine | DEF | DEF | 2023: 6.8167; 2024: 8.0393; 2025: 8.0068; 2026: 8.7534; 2027: 6.5263; 2028: 8.3803; 2029: 6.4149; 2030: 7.7555; 2031: 8.6822; 2032: 6.4473; 2033: 4.8758; 2034: 2.44
SUWANNEE_P 2 | Gas/Oil:Combustion Turbine | DEF | DEF | 2023: 6.5187; 2024: 7.5208; 2025: 6.4674; 2026: 7.6852; 2027: 5.5412; 2028: 6.5866; 2029: 6.826; 2030: 7.6421; 2031: 8.1767; 2032: 6.6822; 2033: 4.7813; 2034: 1.9749
SUWANNEE_P 3 | Gas/Oil:Combustion Turbine | DEF | DEF | 2023: 9.9316; 2024: 11.7551; 2025: 11.5769; 2026: 12.4121; 2027: 9.7865; 2028: 10.3088; 2029: 8.9509; 2030: 10.0643; 2031: 11.1961; 2032: 8.6669; 2033: 6.2275; 2034: 2.7468
Tigerbay 1 | Gas/Oil:Combined Cycle | DEF | DEF | 2023: 490.3148; 2024: 488.9993; 2025: 447.9885; 2026: 520.9566; 2027: 448.4187; 2028: 457.2771; 2029: 390.0359; 2030: 334.9744; 2031: 296.7127; 2032: 286.626; 2033: 256.5334; 2034: 354.6539; 2035: 120.4193
U OF FL 1 | Gas/Oil:Combustion Turbine | DEF | DEF | 2023: 175.8616; 2024: 176.0778; 2025: 174.1351; 2026: 173.7572; 2027: 145.5062
Total |  |  |  | 18302.0224 | 18758.7659 | 18048.0006 | 17226.8093 | 16945.4973 | 17495.3821 | 17326.9434 | 17814.5214 | 18408.4291 | 18033.8673 | 18355.1397 | 16840.7458 | 16101.6314 | 16348.0373 | 16785.4257 | 15127.0668 | 14575.6623 | 13334.2056 | 12527.2611 | 11336.9513 | 10680.2725 | 8785.9349 | 7948.5433 | 6144.5901 | 5439.8353 | 4103.6752 | 3721.4892 | 0 | 0 | 0 | 0 | 0 | 0 | 0 | 0
Group Totals
Resource | Type | BA | Area | 2023 | 2024 | 2025 | 2026 | 2027 | 2028 | 2029 | 2030 | 2031 | 2032 | 2033 | 2034 | 2035 | 2036 | 2037 | 2038 | 2039 | 2040 | 2041 | 2042 | 2043 | 2044 | 2045 | 2046 | 2047 | 2048 | 2049 | 2050 | 2051 | 2052 | 2053 | 2054 | 2055 | 2056 | 2057
Total | Coal:Conventional | DEF | DEF | 2023: 1426.9738; 2024: 1692.3503; 2025: 1877.9401; 2026: 1487.04; 2027: 1638.7242; 2028: 2571.1837; 2029: 2338.911; 2030: 3264.1947; 2031: 4800.4788; 2032: 4360.0301; 2033: 4668.0602; 2034: 1660.8102
Total | Gas/Oil:Combined Cycle | DEF | DEF | 14479.0948 | 14490.0564 | 14425.0804 | 14080.651 | 13901.2217 | 13692.1923 | 13920.4577 | 13560.4101 | 12715.5083 | 12835.733 | 12919.0515 | 13970.0046 | 14612.7748 | 14825.705 | 14825.0226 | 14130.5734 | 13309.1561 | 12473.8217 | 11699.6862 | 10767.4074 | 10240.6129 | 8612.0897 | 7143.2572 | 5925.9139 | 4997.108 | 3883.6993 | 2598.115
Total | Gas/Oil:Combustion Turbine | DEF | DEF | 833.5139 | 844.8396 | 602.8998 | 480.2284 | 299.4196 | 116.9562 | 104.5198 | 120.6956 | 160.6834 | 94.6376 | 76.1175 | 243.1589 | 387.779 | 472.4552 | 546.8655 | 251.948 | 395.8195 | 52.3007 | 90.5112 | 121.5126 | 439.6596 | 173.8451 | 805.2861 | 218.6762 | 442.7273 | 219.9759 | 1123.3742
Total | Gas/Oil:Steam Turbine | DEF | DEF | 2023: 1032.5306; 2024: 1194.6306; 2025: 608.7357; 2026: 855.7788; 2027: 783.0208; 2028: 790.3948; 2029: 639.9438; 2030: 546.11; 2031: 408.6476; 2032: 418.5992; 2033: 368.7995; 2034: 643.6611; 2035: 777.9665; 2036: 726.3094; 2037: 1090.4266; 2038: 421.4344; 2039: 547.5757; 2040: 484.5155; 2041: 413.9527; 2042: 124.9202
Total | Renewable:Biomass | DEF | DEF | 2023: 529.9092; 2024: 536.8891; 2025: 533.3445; 2026: 323.111; 2027: 323.111; 2028: 324.6549; 2029: 323.111; 2030: 323.111; 2031: 323.111; 2032: 324.8674; 2033: 323.111; 2034: 323.111; 2035: 323.111; 2036: 323.5677; 2037: 323.111; 2038: 323.111; 2039: 323.111; 2040: 323.5677; 2041: 323.111; 2042: 323.111

## CO2 Cost
CO2 Cost ($000)
Base
Resource | Type | BA | Area | 2023 | 2024 | 2025 | 2026 | 2027 | 2028 | 2029 | 2030 | 2031 | 2032 | 2033 | 2034 | 2035 | 2036 | 2037 | 2038 | 2039 | 2040 | 2041 | 2042 | 2043 | 2044 | 2045 | 2046 | 2047 | 2048 | 2049 | 2050 | 2051 | 2052 | 2053 | 2054 | 2055 | 2056 | 2057
Anclote 1 | Gas/Oil:Steam Turbine | DEF | DEF
Anclote 2 | Gas/Oil:Steam Turbine | DEF | DEF
As Avail PCS | Renewable:Biomass | DEF | DEF
Bartow CC 1 0 | Gas/Oil:Combined Cycle | DEF | DEF
Bartow CC 1 PAG | Gas/Oil:Combined Cycle | DEF | DEF
BARTOW_P 1 | Gas/Oil:Combustion Turbine | DEF | DEF
BARTOW_P 2 | Gas/Oil:Combustion Turbine | DEF | DEF
BARTOW_P 3 | Gas/Oil:Combustion Turbine | DEF | DEF
BARTOW_P 4 | Gas/Oil:Combustion Turbine | DEF | DEF
BAYBORO_P 1 | Gas/Oil:Combustion Turbine | DEF | DEF
BAYBORO_P 2 | Gas/Oil:Combustion Turbine | DEF | DEF
BAYBORO_P 3 | Gas/Oil:Combustion Turbine | DEF | DEF
BAYBORO_P 4 | Gas/Oil:Combustion Turbine | DEF | DEF
Citrus CC 1 | Gas/Oil:Combined Cycle | DEF | DEF
Citrus CC 1 Duct | Gas/Oil:Combined Cycle | DEF | DEF
Citrus CC 2 | Gas/Oil:Combined Cycle | DEF | DEF
Citrus CC 2 Duct | Gas/Oil:Combined Cycle | DEF | DEF
Crystal 4 | Coal:Conventional | DEF | DEF
Crystal 5 | Coal:Conventional | DEF | DEF
DEBARY 10 | Gas/Oil:Combustion Turbine | DEF | DEF
DEBARY 2 | Gas/Oil:Combustion Turbine | DEF | DEF
DEBARY 3 | Gas/Oil:Combustion Turbine | DEF | DEF
DEBARY 4 | Gas/Oil:Combustion Turbine | DEF | DEF
DEBARY 5 | Gas/Oil:Combustion Turbine | DEF | DEF
DEBARY 6 | Gas/Oil:Combustion Turbine | DEF | DEF
DEBARY 7 | Gas/Oil:Combustion Turbine | DEF | DEF
DEBARY 8 | Gas/Oil:Combustion Turbine | DEF | DEF
DEBARY 9 | Gas/Oil:Combustion Turbine | DEF | DEF
Gen 190MW CT | Gas/Oil:Combustion Turbine | DEF | DEF
Hines CC 1 | Gas/Oil:Combined Cycle | DEF | DEF
Hines CC 2 | Gas/Oil:Combined Cycle | DEF | DEF
Hines CC 3 | Gas/Oil:Combined Cycle | DEF | DEF
Hines CC 4 | Gas/Oil:Combined Cycle | DEF | DEF
INT CITY 1 | Gas/Oil:Combustion Turbine | DEF | DEF
INT CITY 10 | Gas/Oil:Combustion Turbine | DEF | DEF
INT CITY 11 | Gas/Oil:Combustion Turbine | DEF | DEF
INT CITY 12 | Gas/Oil:Combustion Turbine | DEF | DEF
INT CITY 13 | Gas/Oil:Combustion Turbine | DEF | DEF
INT CITY 14 | Gas/Oil:Combustion Turbine | DEF | DEF
INT CITY 2 | Gas/Oil:Combustion Turbine | DEF | DEF
INT CITY 3 | Gas/Oil:Combustion Turbine | DEF | DEF
INT CITY 4 | Gas/Oil:Combustion Turbine | DEF | DEF
INT CITY 5 | Gas/Oil:Combustion Turbine | DEF | DEF
INT CITY 6 | Gas/Oil:Combustion Turbine | DEF | DEF
INT CITY 7 | Gas/Oil:Combustion Turbine | DEF | DEF
INT CITY 8 | Gas/Oil:Combustion Turbine | DEF | DEF
INT CITY 9 | Gas/Oil:Combustion Turbine | DEF | DEF
Mulberry | Gas/Oil:Combined Cycle | DEF | DEF
NSG Vand CT 1 | Gas/Oil:Combustion Turbine | DEF | DEF
NSG Vand CT 2 | Gas/Oil:Combustion Turbine | DEF | DEF
NSG Vand CT 3 | Gas/Oil:Combustion Turbine | DEF | DEF
NSG Vand CT 4 | Gas/Oil:Combustion Turbine | DEF | DEF
Orange Cogen | Gas/Oil:Combined Cycle | DEF | DEF
Orlando Cogen | Gas/Oil:Combined Cycle | DEF | DEF
Osprey 1 0 | Gas/Oil:Combined Cycle | DEF | DEF
Osprey 1 1 | Gas/Oil:Combined Cycle | DEF | DEF
Osprey 1 2 | Gas/Oil:Combined Cycle | DEF | DEF
OspreyAcq | Gas/Oil:Combined Cycle | DEF | DEF
OspreyAcqDF | Gas/Oil:Combined Cycle | DEF | DEF
Pasco County | Renewable:Biomass | DEF | DEF
Pinellas County | Renewable:Biomass | DEF | DEF
Shady Hills 1 | Gas/Oil:Combustion Turbine | DEF | DEF
Shady Hills 2 | Gas/Oil:Combustion Turbine | DEF | DEF
Shady Hills 3 | Gas/Oil:Combustion Turbine | DEF | DEF
SUWANNEE_P 1 | Gas/Oil:Combustion Turbine | DEF | DEF
SUWANNEE_P 2 | Gas/Oil:Combustion Turbine | DEF | DEF
SUWANNEE_P 3 | Gas/Oil:Combustion Turbine | DEF | DEF
Tigerbay 1 | Gas/Oil:Combined Cycle | DEF | DEF
U OF FL 1 | Gas/Oil:Combustion Turbine | DEF | DEF
Total |  |  |  | 0 | 0 | 0 | 0 | 0 | 0 | 0 | 0 | 0 | 0 | 0 | 0 | 0 | 0 | 0 | 0 | 0 | 0 | 0 | 0 | 0 | 0 | 0 | 0 | 0 | 0 | 0 | 0 | 0 | 0 | 0 | 0 | 0 | 0 | 0
Group Totals
Resource | Type | BA | Area | 2023 | 2024 | 2025 | 2026 | 2027 | 2028 | 2029 | 2030 | 2031 | 2032 | 2033 | 2034 | 2035 | 2036 | 2037 | 2038 | 2039 | 2040 | 2041 | 2042 | 2043 | 2044 | 2045 | 2046 | 2047 | 2048 | 2049 | 2050 | 2051 | 2052 | 2053 | 2054 | 2055 | 2056 | 2057
Total | Coal:Conventional | DEF | DEF
Total | Gas/Oil:Combined Cycle | DEF | DEF
Total | Gas/Oil:Combustion Turbine | DEF | DEF
Total | Gas/Oil:Steam Turbine | DEF | DEF
Total | Renewable:Biomass | DEF | DEF
Solar 5
Resource | Type | BA | Area | 2023 | 2024 | 2025 | 2026 | 2027 | 2028 | 2029 | 2030 | 2031 | 2032 | 2033 | 2034 | 2035 | 2036 | 2037 | 2038 | 2039 | 2040 | 2041 | 2042 | 2043 | 2044 | 2045 | 2046 | 2047 | 2048 | 2049 | 2050 | 2051 | 2052 | 2053 | 2054 | 2055 | 2056 | 2057
Anclote 1 | Gas/Oil:Steam Turbine | DEF | DEF
Anclote 2 | Gas/Oil:Steam Turbine | DEF | DEF
As Avail PCS | Renewable:Biomass | DEF | DEF
Bartow CC 1 0 | Gas/Oil:Combined Cycle | DEF | DEF
Bartow CC 1 PAG | Gas/Oil:Combined Cycle | DEF | DEF
BARTOW_P 1 | Gas/Oil:Combustion Turbine | DEF | DEF
BARTOW_P 2 | Gas/Oil:Combustion Turbine | DEF | DEF
BARTOW_P 4 | Gas/Oil:Combustion Turbine | DEF | DEF
BAYBORO_P 1 | Gas/Oil:Combustion Turbine | DEF | DEF
BAYBORO_P 2 | Gas/Oil:Combustion Turbine | DEF | DEF
BAYBORO_P 3 | Gas/Oil:Combustion Turbine | DEF | DEF
BAYBORO_P 4 | Gas/Oil:Combustion Turbine | DEF | DEF
Citrus CC 1 | Gas/Oil:Combined Cycle | DEF | DEF
Citrus CC 1 Duct | Gas/Oil:Combined Cycle | DEF | DEF
Citrus CC 2 | Gas/Oil:Combined Cycle | DEF | DEF
Citrus CC 2 Duct | Gas/Oil:Combined Cycle | DEF | DEF
Crystal 4 | Coal:Conventional | DEF | DEF
Crystal 5 | Coal:Conventional | DEF | DEF
DEBARY 10 | Gas/Oil:Combustion Turbine | DEF | DEF
DEBARY 2 | Gas/Oil:Combustion Turbine | DEF | DEF
DEBARY 3 | Gas/Oil:Combustion Turbine | DEF | DEF
DEBARY 4 | Gas/Oil:Combustion Turbine | DEF | DEF
DEBARY 5 | Gas/Oil:Combustion Turbine | DEF | DEF
DEBARY 6 | Gas/Oil:Combustion Turbine | DEF | DEF
DEBARY 7 | Gas/Oil:Combustion Turbine | DEF | DEF
DEBARY 8 | Gas/Oil:Combustion Turbine | DEF | DEF
DEBARY 9 | Gas/Oil:Combustion Turbine | DEF | DEF
Gen 190MW CT | Gas/Oil:Combustion Turbine | DEF | DEF
Hines CC 1 | Gas/Oil:Combined Cycle | DEF | DEF
Hines CC 2 | Gas/Oil:Combined Cycle | DEF | DEF
Hines CC 3 | Gas/Oil:Combined Cycle | DEF | DEF
Hines CC 4 | Gas/Oil:Combined Cycle | DEF | DEF
INT CITY 1 | Gas/Oil:Combustion Turbine | DEF | DEF
INT CITY 10 | Gas/Oil:Combustion Turbine | DEF | DEF
INT CITY 11 | Gas/Oil:Combustion Turbine | DEF | DEF
INT CITY 12 | Gas/Oil:Combustion Turbine | DEF | DEF
INT CITY 13 | Gas/Oil:Combustion Turbine | DEF | DEF
INT CITY 14 | Gas/Oil:Combustion Turbine | DEF | DEF
INT CITY 2 | Gas/Oil:Combustion Turbine | DEF | DEF
INT CITY 3 | Gas/Oil:Combustion Turbine | DEF | DEF
INT CITY 4 | Gas/Oil:Combustion Turbine | DEF | DEF
INT CITY 5 | Gas/Oil:Combustion Turbine | DEF | DEF
INT CITY 6 | Gas/Oil:Combustion Turbine | DEF | DEF
INT CITY 7 | Gas/Oil:Combustion Turbine | DEF | DEF
INT CITY 8 | Gas/Oil:Combustion Turbine | DEF | DEF
INT CITY 9 | Gas/Oil:Combustion Turbine | DEF | DEF
Mulberry | Gas/Oil:Combined Cycle | DEF | DEF
NSG Vand CT 1 | Gas/Oil:Combustion Turbine | DEF | DEF
NSG Vand CT 2 | Gas/Oil:Combustion Turbine | DEF | DEF
NSG Vand CT 3 | Gas/Oil:Combustion Turbine | DEF | DEF
NSG Vand CT 4 | Gas/Oil:Combustion Turbine | DEF | DEF
Orange Cogen | Gas/Oil:Combined Cycle | DEF | DEF
Orlando Cogen | Gas/Oil:Combined Cycle | DEF | DEF
Osprey 1 0 | Gas/Oil:Combined Cycle | DEF | DEF
Osprey 1 1 | Gas/Oil:Combined Cycle | DEF | DEF
Osprey 1 2 | Gas/Oil:Combined Cycle | DEF | DEF
OspreyAcq | Gas/Oil:Combined Cycle | DEF | DEF
OspreyAcqDF | Gas/Oil:Combined Cycle | DEF | DEF
Pasco County | Renewable:Biomass | DEF | DEF
Pinellas County | Renewable:Biomass | DEF | DEF
Shady Hills 1 | Gas/Oil:Combustion Turbine | DEF | DEF
Shady Hills 2 | Gas/Oil:Combustion Turbine | DEF | DEF
Shady Hills 3 | Gas/Oil:Combustion Turbine | DEF | DEF
SUWANNEE_P 1 | Gas/Oil:Combustion Turbine | DEF | DEF
SUWANNEE_P 2 | Gas/Oil:Combustion Turbine | DEF | DEF
SUWANNEE_P 3 | Gas/Oil:Combustion Turbine | DEF | DEF
Tigerbay 1 | Gas/Oil:Combined Cycle | DEF | DEF
U OF FL 1 | Gas/Oil:Combustion Turbine | DEF | DEF
Total |  |  |  | 0 | 0 | 0 | 0 | 0 | 0 | 0 | 0 | 0 | 0 | 0 | 0 | 0 | 0 | 0 | 0 | 0 | 0 | 0 | 0 | 0 | 0 | 0 | 0 | 0 | 0 | 0 | 0 | 0 | 0 | 0 | 0 | 0 | 0 | 0
Group Totals
Resource | Type | BA | Area | 2023 | 2024 | 2025 | 2026 | 2027 | 2028 | 2029 | 2030 | 2031 | 2032 | 2033 | 2034 | 2035 | 2036 | 2037 | 2038 | 2039 | 2040 | 2041 | 2042 | 2043 | 2044 | 2045 | 2046 | 2047 | 2048 | 2049 | 2050 | 2051 | 2052 | 2053 | 2054 | 2055 | 2056 | 2057
Total | Coal:Conventional | DEF | DEF
Total | Gas/Oil:Combined Cycle | DEF | DEF
Total | Gas/Oil:Combustion Turbine | DEF | DEF
Total | Gas/Oil:Steam Turbine | DEF | DEF
Total | Renewable:Biomass | DEF | DEF
Solar 14
Resource | Type | BA | Area | 2023 | 2024 | 2025 | 2026 | 2027 | 2028 | 2029 | 2030 | 2031 | 2032 | 2033 | 2034 | 2035 | 2036 | 2037 | 2038 | 2039 | 2040 | 2041 | 2042 | 2043 | 2044 | 2045 | 2046 | 2047 | 2048 | 2049 | 2050 | 2051 | 2052 | 2053 | 2054 | 2055 | 2056 | 2057
Anclote 1 | Gas/Oil:Steam Turbine | DEF | DEF
Anclote 2 | Gas/Oil:Steam Turbine | DEF | DEF
As Avail PCS | Renewable:Biomass | DEF | DEF
Bartow CC 1 0 | Gas/Oil:Combined Cycle | DEF | DEF
Bartow CC 1 PAG | Gas/Oil:Combined Cycle | DEF | DEF
BARTOW_P 1 | Gas/Oil:Combustion Turbine | DEF | DEF
BARTOW_P 2 | Gas/Oil:Combustion Turbine | DEF | DEF
BARTOW_P 4 | Gas/Oil:Combustion Turbine | DEF | DEF
BAYBORO_P 1 | Gas/Oil:Combustion Turbine | DEF | DEF
BAYBORO_P 2 | Gas/Oil:Combustion Turbine | DEF | DEF
BAYBORO_P 3 | Gas/Oil:Combustion Turbine | DEF | DEF
BAYBORO_P 4 | Gas/Oil:Combustion Turbine | DEF | DEF
Citrus CC 1 | Gas/Oil:Combined Cycle | DEF | DEF
Citrus CC 1 Duct | Gas/Oil:Combined Cycle | DEF | DEF
Citrus CC 2 | Gas/Oil:Combined Cycle | DEF | DEF
Citrus CC 2 Duct | Gas/Oil:Combined Cycle | DEF | DEF
Crystal 4 | Coal:Conventional | DEF | DEF
Crystal 5 | Coal:Conventional | DEF | DEF
DEBARY 10 | Gas/Oil:Combustion Turbine | DEF | DEF
DEBARY 2 | Gas/Oil:Combustion Turbine | DEF | DEF
DEBARY 3 | Gas/Oil:Combustion Turbine | DEF | DEF
DEBARY 4 | Gas/Oil:Combustion Turbine | DEF | DEF
DEBARY 5 | Gas/Oil:Combustion Turbine | DEF | DEF
DEBARY 6 | Gas/Oil:Combustion Turbine | DEF | DEF
DEBARY 7 | Gas/Oil:Combustion Turbine | DEF | DEF
DEBARY 8 | Gas/Oil:Combustion Turbine | DEF | DEF
DEBARY 9 | Gas/Oil:Combustion Turbine | DEF | DEF
Gen 190MW CT | Gas/Oil:Combustion Turbine | DEF | DEF
Hines CC 1 | Gas/Oil:Combined Cycle | DEF | DEF
Hines CC 2 | Gas/Oil:Combined Cycle | DEF | DEF
Hines CC 3 | Gas/Oil:Combined Cycle | DEF | DEF
Hines CC 4 | Gas/Oil:Combined Cycle | DEF | DEF
INT CITY 1 | Gas/Oil:Combustion Turbine | DEF | DEF
INT CITY 10 | Gas/Oil:Combustion Turbine | DEF | DEF
INT CITY 11 | Gas/Oil:Combustion Turbine | DEF | DEF
INT CITY 12 | Gas/Oil:Combustion Turbine | DEF | DEF
INT CITY 13 | Gas/Oil:Combustion Turbine | DEF | DEF
INT CITY 14 | Gas/Oil:Combustion Turbine | DEF | DEF
INT CITY 2 | Gas/Oil:Combustion Turbine | DEF | DEF
INT CITY 3 | Gas/Oil:Combustion Turbine | DEF | DEF
INT CITY 4 | Gas/Oil:Combustion Turbine | DEF | DEF
INT CITY 5 | Gas/Oil:Combustion Turbine | DEF | DEF
INT CITY 6 | Gas/Oil:Combustion Turbine | DEF | DEF
INT CITY 7 | Gas/Oil:Combustion Turbine | DEF | DEF
INT CITY 8 | Gas/Oil:Combustion Turbine | DEF | DEF
INT CITY 9 | Gas/Oil:Combustion Turbine | DEF | DEF
Mulberry | Gas/Oil:Combined Cycle | DEF | DEF
NSG Vand CT 1 | Gas/Oil:Combustion Turbine | DEF | DEF
NSG Vand CT 2 | Gas/Oil:Combustion Turbine | DEF | DEF
NSG Vand CT 3 | Gas/Oil:Combustion Turbine | DEF | DEF
NSG Vand CT 4 | Gas/Oil:Combustion Turbine | DEF | DEF
Orange Cogen | Gas/Oil:Combined Cycle | DEF | DEF
Orlando Cogen | Gas/Oil:Combined Cycle | DEF | DEF
Osprey 1 0 | Gas/Oil:Combined Cycle | DEF | DEF
Osprey 1 1 | Gas/Oil:Combined Cycle | DEF | DEF
Osprey 1 2 | Gas/Oil:Combined Cycle | DEF | DEF
OspreyAcq | Gas/Oil:Combined Cycle | DEF | DEF
OspreyAcqDF | Gas/Oil:Combined Cycle | DEF | DEF
Pasco County | Renewable:Biomass | DEF | DEF
Pinellas County | Renewable:Biomass | DEF | DEF
Shady Hills 1 | Gas/Oil:Combustion Turbine | DEF | DEF
Shady Hills 2 | Gas/Oil:Combustion Turbine | DEF | DEF
Shady Hills 3 | Gas/Oil:Combustion Turbine | DEF | DEF
SUWANNEE_P 1 | Gas/Oil:Combustion Turbine | DEF | DEF
SUWANNEE_P 2 | Gas/Oil:Combustion Turbine | DEF | DEF
SUWANNEE_P 3 | Gas/Oil:Combustion Turbine | DEF | DEF
Tigerbay 1 | Gas/Oil:Combined Cycle | DEF | DEF
U OF FL 1 | Gas/Oil:Combustion Turbine | DEF | DEF
Total |  |  |  | 0 | 0 | 0 | 0 | 0 | 0 | 0 | 0 | 0 | 0 | 0 | 0 | 0 | 0 | 0 | 0 | 0 | 0 | 0 | 0 | 0 | 0 | 0 | 0 | 0 | 0 | 0 | 0 | 0 | 0 | 0 | 0 | 0 | 0 | 0
Group Totals
Resource | Type | BA | Area | 2023 | 2024 | 2025 | 2026 | 2027 | 2028 | 2029 | 2030 | 2031 | 2032 | 2033 | 2034 | 2035 | 2036 | 2037 | 2038 | 2039 | 2040 | 2041 | 2042 | 2043 | 2044 | 2045 | 2046 | 2047 | 2048 | 2049 | 2050 | 2051 | 2052 | 2053 | 2054 | 2055 | 2056 | 2057
Total | Coal:Conventional | DEF | DEF
Total | Gas/Oil:Combined Cycle | DEF | DEF
Total | Gas/Oil:Combustion Turbine | DEF | DEF
Total | Gas/Oil:Steam Turbine | DEF | DEF
Total | Renewable:Biomass | DEF | DEF

## CO2 Allow
CO2 Allowance Cost ($/Ton)
Base
Resource | Type | BA | Area | 2023 | 2024 | 2025 | 2026 | 2027 | 2028 | 2029 | 2030 | 2031 | 2032 | 2033 | 2034 | 2035 | 2036 | 2037 | 2038 | 2039 | 2040 | 2041 | 2042 | 2043 | 2044 | 2045 | 2046 | 2047 | 2048 | 2049 | 2050 | 2051 | 2052 | 2053 | 2054 | 2055 | 2056 | 2057
Anclote 1 | Gas/Oil:Steam Turbine | DEF | DEF
Anclote 2 | Gas/Oil:Steam Turbine | DEF | DEF
As Avail PCS | Renewable:Biomass | DEF | DEF
Bartow CC 1 0 | Gas/Oil:Combined Cycle | DEF | DEF
Bartow CC 1 PAG | Gas/Oil:Combined Cycle | DEF | DEF
BARTOW_P 1 | Gas/Oil:Combustion Turbine | DEF | DEF
BARTOW_P 2 | Gas/Oil:Combustion Turbine | DEF | DEF
BARTOW_P 3 | Gas/Oil:Combustion Turbine | DEF | DEF
BARTOW_P 4 | Gas/Oil:Combustion Turbine | DEF | DEF
BAYBORO_P 1 | Gas/Oil:Combustion Turbine | DEF | DEF
BAYBORO_P 2 | Gas/Oil:Combustion Turbine | DEF | DEF
BAYBORO_P 3 | Gas/Oil:Combustion Turbine | DEF | DEF
BAYBORO_P 4 | Gas/Oil:Combustion Turbine | DEF | DEF
Citrus CC 1 | Gas/Oil:Combined Cycle | DEF | DEF
Citrus CC 1 Duct | Gas/Oil:Combined Cycle | DEF | DEF
Citrus CC 2 | Gas/Oil:Combined Cycle | DEF | DEF
Citrus CC 2 Duct | Gas/Oil:Combined Cycle | DEF | DEF
Crystal 4 | Coal:Conventional | DEF | DEF
Crystal 5 | Coal:Conventional | DEF | DEF
DEBARY 10 | Gas/Oil:Combustion Turbine | DEF | DEF
DEBARY 2 | Gas/Oil:Combustion Turbine | DEF | DEF
DEBARY 3 | Gas/Oil:Combustion Turbine | DEF | DEF
DEBARY 4 | Gas/Oil:Combustion Turbine | DEF | DEF
DEBARY 5 | Gas/Oil:Combustion Turbine | DEF | DEF
DEBARY 6 | Gas/Oil:Combustion Turbine | DEF | DEF
DEBARY 7 | Gas/Oil:Combustion Turbine | DEF | DEF
DEBARY 8 | Gas/Oil:Combustion Turbine | DEF | DEF
DEBARY 9 | Gas/Oil:Combustion Turbine | DEF | DEF
Gen 190MW CT | Gas/Oil:Combustion Turbine | DEF | DEF
Hines CC 1 | Gas/Oil:Combined Cycle | DEF | DEF
Hines CC 2 | Gas/Oil:Combined Cycle | DEF | DEF
Hines CC 3 | Gas/Oil:Combined Cycle | DEF | DEF
Hines CC 4 | Gas/Oil:Combined Cycle | DEF | DEF
INT CITY 1 | Gas/Oil:Combustion Turbine | DEF | DEF
INT CITY 10 | Gas/Oil:Combustion Turbine | DEF | DEF
INT CITY 11 | Gas/Oil:Combustion Turbine | DEF | DEF
INT CITY 12 | Gas/Oil:Combustion Turbine | DEF | DEF
INT CITY 13 | Gas/Oil:Combustion Turbine | DEF | DEF
INT CITY 14 | Gas/Oil:Combustion Turbine | DEF | DEF
INT CITY 2 | Gas/Oil:Combustion Turbine | DEF | DEF
INT CITY 3 | Gas/Oil:Combustion Turbine | DEF | DEF
INT CITY 4 | Gas/Oil:Combustion Turbine | DEF | DEF
INT CITY 5 | Gas/Oil:Combustion Turbine | DEF | DEF
INT CITY 6 | Gas/Oil:Combustion Turbine | DEF | DEF
INT CITY 7 | Gas/Oil:Combustion Turbine | DEF | DEF
INT CITY 8 | Gas/Oil:Combustion Turbine | DEF | DEF
INT CITY 9 | Gas/Oil:Combustion Turbine | DEF | DEF
Mulberry | Gas/Oil:Combined Cycle | DEF | DEF
NSG Vand CT 1 | Gas/Oil:Combustion Turbine | DEF | DEF
NSG Vand CT 2 | Gas/Oil:Combustion Turbine | DEF | DEF
NSG Vand CT 3 | Gas/Oil:Combustion Turbine | DEF | DEF
NSG Vand CT 4 | Gas/Oil:Combustion Turbine | DEF | DEF
Orange Cogen | Gas/Oil:Combined Cycle | DEF | DEF
Orlando Cogen | Gas/Oil:Combined Cycle | DEF | DEF
Osprey 1 0 | Gas/Oil:Combined Cycle | DEF | DEF
Osprey 1 1 | Gas/Oil:Combined Cycle | DEF | DEF
Osprey 1 2 | Gas/Oil:Combined Cycle | DEF | DEF
OspreyAcq | Gas/Oil:Combined Cycle | DEF | DEF
OspreyAcqDF | Gas/Oil:Combined Cycle | DEF | DEF
Pasco County | Renewable:Biomass | DEF | DEF
Pinellas County | Renewable:Biomass | DEF | DEF
Shady Hills 1 | Gas/Oil:Combustion Turbine | DEF | DEF
Shady Hills 2 | Gas/Oil:Combustion Turbine | DEF | DEF
Shady Hills 3 | Gas/Oil:Combustion Turbine | DEF | DEF
SUWANNEE_P 1 | Gas/Oil:Combustion Turbine | DEF | DEF
SUWANNEE_P 2 | Gas/Oil:Combustion Turbine | DEF | DEF
SUWANNEE_P 3 | Gas/Oil:Combustion Turbine | DEF | DEF
Tigerbay 1 | Gas/Oil:Combined Cycle | DEF | DEF
U OF FL 1 | Gas/Oil:Combustion Turbine | DEF | DEF
Group Totals
Resource | Type | BA | Area | 2023 | 2024 | 2025 | 2026 | 2027 | 2028 | 2029 | 2030 | 2031 | 2032 | 2033 | 2034 | 2035 | 2036 | 2037 | 2038 | 2039 | 2040 | 2041 | 2042 | 2043 | 2044 | 2045 | 2046 | 2047 | 2048 | 2049 | 2050 | 2051 | 2052 | 2053 | 2054 | 2055 | 2056 | 2057
Total | Coal:Conventional | DEF | DEF | 2023: 0; 2024: 0; 2025: 0; 2026: 0; 2027: 0; 2028: 0; 2029: 0; 2030: 0; 2031: 0; 2032: 0; 2033: 0; 2034: 0
Total | Gas/Oil:Combined Cycle | DEF | DEF | 0 | 0 | 0 | 0 | 0 | 0 | 0 | 0 | 0 | 0 | 0 | 0 | 0 | 0 | 0 | 0 | 0 | 0 | 0 | 0 | 0 | 0 | 0 | 0 | 0 | 0 | 0
Total | Gas/Oil:Combustion Turbine | DEF | DEF | 0 | 0 | 0 | 0 | 0 | 0 | 0 | 0 | 0 | 0 | 0 | 0 | 0 | 0 | 0 | 0 | 0 | 0 | 0 | 0 | 0 | 0 | 0 | 0 | 0 | 0 | 0
Total | Gas/Oil:Steam Turbine | DEF | DEF | 2023: 0; 2024: 0; 2025: 0; 2026: 0; 2027: 0; 2028: 0; 2029: 0; 2030: 0; 2031: 0; 2032: 0; 2033: 0; 2034: 0; 2035: 0; 2036: 0; 2037: 0; 2038: 0; 2039: 0; 2040: 0; 2041: 0; 2042: 0
Total | Renewable:Biomass | DEF | DEF | 2023: 0; 2024: 0; 2025: 0; 2026: 0; 2027: 0; 2028: 0; 2029: 0; 2030: 0; 2031: 0; 2032: 0; 2033: 0; 2034: 0; 2035: 0; 2036: 0; 2037: 0; 2038: 0; 2039: 0; 2040: 0; 2041: 0; 2042: 0
Solar 5
Resource | Type | BA | Area | 2023 | 2024 | 2025 | 2026 | 2027 | 2028 | 2029 | 2030 | 2031 | 2032 | 2033 | 2034 | 2035 | 2036 | 2037 | 2038 | 2039 | 2040 | 2041 | 2042 | 2043 | 2044 | 2045 | 2046 | 2047 | 2048 | 2049 | 2050 | 2051 | 2052 | 2053 | 2054 | 2055 | 2056 | 2057
Anclote 1 | Gas/Oil:Steam Turbine | DEF | DEF
Anclote 2 | Gas/Oil:Steam Turbine | DEF | DEF
As Avail PCS | Renewable:Biomass | DEF | DEF
Bartow CC 1 0 | Gas/Oil:Combined Cycle | DEF | DEF
Bartow CC 1 PAG | Gas/Oil:Combined Cycle | DEF | DEF
BARTOW_P 1 | Gas/Oil:Combustion Turbine | DEF | DEF
BARTOW_P 2 | Gas/Oil:Combustion Turbine | DEF | DEF
BARTOW_P 4 | Gas/Oil:Combustion Turbine | DEF | DEF
BAYBORO_P 1 | Gas/Oil:Combustion Turbine | DEF | DEF
BAYBORO_P 2 | Gas/Oil:Combustion Turbine | DEF | DEF
BAYBORO_P 3 | Gas/Oil:Combustion Turbine | DEF | DEF
BAYBORO_P 4 | Gas/Oil:Combustion Turbine | DEF | DEF
Citrus CC 1 | Gas/Oil:Combined Cycle | DEF | DEF
Citrus CC 1 Duct | Gas/Oil:Combined Cycle | DEF | DEF
Citrus CC 2 | Gas/Oil:Combined Cycle | DEF | DEF
Citrus CC 2 Duct | Gas/Oil:Combined Cycle | DEF | DEF
Crystal 4 | Coal:Conventional | DEF | DEF
Crystal 5 | Coal:Conventional | DEF | DEF
DEBARY 10 | Gas/Oil:Combustion Turbine | DEF | DEF
DEBARY 2 | Gas/Oil:Combustion Turbine | DEF | DEF
DEBARY 3 | Gas/Oil:Combustion Turbine | DEF | DEF
DEBARY 4 | Gas/Oil:Combustion Turbine | DEF | DEF
DEBARY 5 | Gas/Oil:Combustion Turbine | DEF | DEF
DEBARY 6 | Gas/Oil:Combustion Turbine | DEF | DEF
DEBARY 7 | Gas/Oil:Combustion Turbine | DEF | DEF
DEBARY 8 | Gas/Oil:Combustion Turbine | DEF | DEF
DEBARY 9 | Gas/Oil:Combustion Turbine | DEF | DEF
Gen 190MW CT | Gas/Oil:Combustion Turbine | DEF | DEF
Hines CC 1 | Gas/Oil:Combined Cycle | DEF | DEF
Hines CC 2 | Gas/Oil:Combined Cycle | DEF | DEF
Hines CC 3 | Gas/Oil:Combined Cycle | DEF | DEF
Hines CC 4 | Gas/Oil:Combined Cycle | DEF | DEF
INT CITY 1 | Gas/Oil:Combustion Turbine | DEF | DEF
INT CITY 10 | Gas/Oil:Combustion Turbine | DEF | DEF
INT CITY 11 | Gas/Oil:Combustion Turbine | DEF | DEF
INT CITY 12 | Gas/Oil:Combustion Turbine | DEF | DEF
INT CITY 13 | Gas/Oil:Combustion Turbine | DEF | DEF
INT CITY 14 | Gas/Oil:Combustion Turbine | DEF | DEF
INT CITY 2 | Gas/Oil:Combustion Turbine | DEF | DEF
INT CITY 3 | Gas/Oil:Combustion Turbine | DEF | DEF
INT CITY 4 | Gas/Oil:Combustion Turbine | DEF | DEF
INT CITY 5 | Gas/Oil:Combustion Turbine | DEF | DEF
INT CITY 6 | Gas/Oil:Combustion Turbine | DEF | DEF
INT CITY 7 | Gas/Oil:Combustion Turbine | DEF | DEF
INT CITY 8 | Gas/Oil:Combustion Turbine | DEF | DEF
INT CITY 9 | Gas/Oil:Combustion Turbine | DEF | DEF
Mulberry | Gas/Oil:Combined Cycle | DEF | DEF
NSG Vand CT 1 | Gas/Oil:Combustion Turbine | DEF | DEF
NSG Vand CT 2 | Gas/Oil:Combustion Turbine | DEF | DEF
NSG Vand CT 3 | Gas/Oil:Combustion Turbine | DEF | DEF
NSG Vand CT 4 | Gas/Oil:Combustion Turbine | DEF | DEF
Orange Cogen | Gas/Oil:Combined Cycle | DEF | DEF
Orlando Cogen | Gas/Oil:Combined Cycle | DEF | DEF
Osprey 1 0 | Gas/Oil:Combined Cycle | DEF | DEF
Osprey 1 1 | Gas/Oil:Combined Cycle | DEF | DEF
Osprey 1 2 | Gas/Oil:Combined Cycle | DEF | DEF
OspreyAcq | Gas/Oil:Combined Cycle | DEF | DEF
OspreyAcqDF | Gas/Oil:Combined Cycle | DEF | DEF
Pasco County | Renewable:Biomass | DEF | DEF
Pinellas County | Renewable:Biomass | DEF | DEF
Shady Hills 1 | Gas/Oil:Combustion Turbine | DEF | DEF
Shady Hills 2 | Gas/Oil:Combustion Turbine | DEF | DEF
Shady Hills 3 | Gas/Oil:Combustion Turbine | DEF | DEF
SUWANNEE_P 1 | Gas/Oil:Combustion Turbine | DEF | DEF
SUWANNEE_P 2 | Gas/Oil:Combustion Turbine | DEF | DEF
SUWANNEE_P 3 | Gas/Oil:Combustion Turbine | DEF | DEF
Tigerbay 1 | Gas/Oil:Combined Cycle | DEF | DEF
U OF FL 1 | Gas/Oil:Combustion Turbine | DEF | DEF
Group Totals
Resource | Type | BA | Area | 2023 | 2024 | 2025 | 2026 | 2027 | 2028 | 2029 | 2030 | 2031 | 2032 | 2033 | 2034 | 2035 | 2036 | 2037 | 2038 | 2039 | 2040 | 2041 | 2042 | 2043 | 2044 | 2045 | 2046 | 2047 | 2048 | 2049 | 2050 | 2051 | 2052 | 2053 | 2054 | 2055 | 2056 | 2057
Total | Coal:Conventional | DEF | DEF | 2023: 0; 2024: 0; 2025: 0; 2026: 0; 2027: 0; 2028: 0; 2029: 0; 2030: 0; 2031: 0; 2032: 0; 2033: 0; 2034: 0
Total | Gas/Oil:Combined Cycle | DEF | DEF | 0 | 0 | 0 | 0 | 0 | 0 | 0 | 0 | 0 | 0 | 0 | 0 | 0 | 0 | 0 | 0 | 0 | 0 | 0 | 0 | 0 | 0 | 0 | 0 | 0 | 0 | 0
Total | Gas/Oil:Combustion Turbine | DEF | DEF | 0 | 0 | 0 | 0 | 0 | 0 | 0 | 0 | 0 | 0 | 0 | 0 | 0 | 0 | 0 | 0 | 0 | 0 | 0 | 0 | 0 | 0 | 0 | 0 | 0 | 0 | 0
Total | Gas/Oil:Steam Turbine | DEF | DEF | 2023: 0; 2024: 0; 2025: 0; 2026: 0; 2027: 0; 2028: 0; 2029: 0; 2030: 0; 2031: 0; 2032: 0; 2033: 0; 2034: 0; 2035: 0; 2036: 0; 2037: 0; 2038: 0; 2039: 0; 2040: 0; 2041: 0; 2042: 0
Total | Renewable:Biomass | DEF | DEF | 2023: 0; 2024: 0; 2025: 0; 2026: 0; 2027: 0; 2028: 0; 2029: 0; 2030: 0; 2031: 0; 2032: 0; 2033: 0; 2034: 0; 2035: 0; 2036: 0; 2037: 0; 2038: 0; 2039: 0; 2040: 0; 2041: 0; 2042: 0
Solar 14
Resource | Type | BA | Area | 2023 | 2024 | 2025 | 2026 | 2027 | 2028 | 2029 | 2030 | 2031 | 2032 | 2033 | 2034 | 2035 | 2036 | 2037 | 2038 | 2039 | 2040 | 2041 | 2042 | 2043 | 2044 | 2045 | 2046 | 2047 | 2048 | 2049 | 2050 | 2051 | 2052 | 2053 | 2054 | 2055 | 2056 | 2057
Anclote 1 | Gas/Oil:Steam Turbine | DEF | DEF
Anclote 2 | Gas/Oil:Steam Turbine | DEF | DEF
As Avail PCS | Renewable:Biomass | DEF | DEF
Bartow CC 1 0 | Gas/Oil:Combined Cycle | DEF | DEF
Bartow CC 1 PAG | Gas/Oil:Combined Cycle | DEF | DEF
BARTOW_P 1 | Gas/Oil:Combustion Turbine | DEF | DEF
BARTOW_P 2 | Gas/Oil:Combustion Turbine | DEF | DEF
BARTOW_P 4 | Gas/Oil:Combustion Turbine | DEF | DEF
BAYBORO_P 1 | Gas/Oil:Combustion Turbine | DEF | DEF
BAYBORO_P 2 | Gas/Oil:Combustion Turbine | DEF | DEF
BAYBORO_P 3 | Gas/Oil:Combustion Turbine | DEF | DEF
BAYBORO_P 4 | Gas/Oil:Combustion Turbine | DEF | DEF
Citrus CC 1 | Gas/Oil:Combined Cycle | DEF | DEF
Citrus CC 1 Duct | Gas/Oil:Combined Cycle | DEF | DEF
Citrus CC 2 | Gas/Oil:Combined Cycle | DEF | DEF
Citrus CC 2 Duct | Gas/Oil:Combined Cycle | DEF | DEF
Crystal 4 | Coal:Conventional | DEF | DEF
Crystal 5 | Coal:Conventional | DEF | DEF
DEBARY 10 | Gas/Oil:Combustion Turbine | DEF | DEF
DEBARY 2 | Gas/Oil:Combustion Turbine | DEF | DEF
DEBARY 3 | Gas/Oil:Combustion Turbine | DEF | DEF
DEBARY 4 | Gas/Oil:Combustion Turbine | DEF | DEF
DEBARY 5 | Gas/Oil:Combustion Turbine | DEF | DEF
DEBARY 6 | Gas/Oil:Combustion Turbine | DEF | DEF
DEBARY 7 | Gas/Oil:Combustion Turbine | DEF | DEF
DEBARY 8 | Gas/Oil:Combustion Turbine | DEF | DEF
DEBARY 9 | Gas/Oil:Combustion Turbine | DEF | DEF
Gen 190MW CT | Gas/Oil:Combustion Turbine | DEF | DEF
Hines CC 1 | Gas/Oil:Combined Cycle | DEF | DEF
Hines CC 2 | Gas/Oil:Combined Cycle | DEF | DEF
Hines CC 3 | Gas/Oil:Combined Cycle | DEF | DEF
Hines CC 4 | Gas/Oil:Combined Cycle | DEF | DEF
INT CITY 1 | Gas/Oil:Combustion Turbine | DEF | DEF
INT CITY 10 | Gas/Oil:Combustion Turbine | DEF | DEF
INT CITY 11 | Gas/Oil:Combustion Turbine | DEF | DEF
INT CITY 12 | Gas/Oil:Combustion Turbine | DEF | DEF
INT CITY 13 | Gas/Oil:Combustion Turbine | DEF | DEF
INT CITY 14 | Gas/Oil:Combustion Turbine | DEF | DEF
INT CITY 2 | Gas/Oil:Combustion Turbine | DEF | DEF
INT CITY 3 | Gas/Oil:Combustion Turbine | DEF | DEF
INT CITY 4 | Gas/Oil:Combustion Turbine | DEF | DEF
INT CITY 5 | Gas/Oil:Combustion Turbine | DEF | DEF
INT CITY 6 | Gas/Oil:Combustion Turbine | DEF | DEF
INT CITY 7 | Gas/Oil:Combustion Turbine | DEF | DEF
INT CITY 8 | Gas/Oil:Combustion Turbine | DEF | DEF
INT CITY 9 | Gas/Oil:Combustion Turbine | DEF | DEF
Mulberry | Gas/Oil:Combined Cycle | DEF | DEF
NSG Vand CT 1 | Gas/Oil:Combustion Turbine | DEF | DEF
NSG Vand CT 2 | Gas/Oil:Combustion Turbine | DEF | DEF
NSG Vand CT 3 | Gas/Oil:Combustion Turbine | DEF | DEF
NSG Vand CT 4 | Gas/Oil:Combustion Turbine | DEF | DEF
Orange Cogen | Gas/Oil:Combined Cycle | DEF | DEF
Orlando Cogen | Gas/Oil:Combined Cycle | DEF | DEF
Osprey 1 0 | Gas/Oil:Combined Cycle | DEF | DEF
Osprey 1 1 | Gas/Oil:Combined Cycle | DEF | DEF
Osprey 1 2 | Gas/Oil:Combined Cycle | DEF | DEF
OspreyAcq | Gas/Oil:Combined Cycle | DEF | DEF
OspreyAcqDF | Gas/Oil:Combined Cycle | DEF | DEF
Pasco County | Renewable:Biomass | DEF | DEF
Pinellas County | Renewable:Biomass | DEF | DEF
Shady Hills 1 | Gas/Oil:Combustion Turbine | DEF | DEF
Shady Hills 2 | Gas/Oil:Combustion Turbine | DEF | DEF
Shady Hills 3 | Gas/Oil:Combustion Turbine | DEF | DEF
SUWANNEE_P 1 | Gas/Oil:Combustion Turbine | DEF | DEF
SUWANNEE_P 2 | Gas/Oil:Combustion Turbine | DEF | DEF
SUWANNEE_P 3 | Gas/Oil:Combustion Turbine | DEF | DEF
Tigerbay 1 | Gas/Oil:Combined Cycle | DEF | DEF
U OF FL 1 | Gas/Oil:Combustion Turbine | DEF | DEF
Group Totals
Resource | Type | BA | Area | 2023 | 2024 | 2025 | 2026 | 2027 | 2028 | 2029 | 2030 | 2031 | 2032 | 2033 | 2034 | 2035 | 2036 | 2037 | 2038 | 2039 | 2040 | 2041 | 2042 | 2043 | 2044 | 2045 | 2046 | 2047 | 2048 | 2049 | 2050 | 2051 | 2052 | 2053 | 2054 | 2055 | 2056 | 2057
Total | Coal:Conventional | DEF | DEF | 2023: 0; 2024: 0; 2025: 0; 2026: 0; 2027: 0; 2028: 0; 2029: 0; 2030: 0; 2031: 0; 2032: 0; 2033: 0; 2034: 0
Total | Gas/Oil:Combined Cycle | DEF | DEF | 0 | 0 | 0 | 0 | 0 | 0 | 0 | 0 | 0 | 0 | 0 | 0 | 0 | 0 | 0 | 0 | 0 | 0 | 0 | 0 | 0 | 0 | 0 | 0 | 0 | 0 | 0
Total | Gas/Oil:Combustion Turbine | DEF | DEF | 0 | 0 | 0 | 0 | 0 | 0 | 0 | 0 | 0 | 0 | 0 | 0 | 0 | 0 | 0 | 0 | 0 | 0 | 0 | 0 | 0 | 0 | 0 | 0 | 0 | 0 | 0
Total | Gas/Oil:Steam Turbine | DEF | DEF | 2023: 0; 2024: 0; 2025: 0; 2026: 0; 2027: 0; 2028: 0; 2029: 0; 2030: 0; 2031: 0; 2032: 0; 2033: 0; 2034: 0; 2035: 0; 2036: 0; 2037: 0; 2038: 0; 2039: 0; 2040: 0; 2041: 0; 2042: 0
Total | Renewable:Biomass | DEF | DEF | 2023: 0; 2024: 0; 2025: 0; 2026: 0; 2027: 0; 2028: 0; 2029: 0; 2030: 0; 2031: 0; 2032: 0; 2033: 0; 2034: 0; 2035: 0; 2036: 0; 2037: 0; 2038: 0; 2039: 0; 2040: 0; 2041: 0; 2042: 0

## SO2
SO2 (000 Tons)
Base
Resource | Type | BA | Area | 2023 | 2024 | 2025 | 2026 | 2027 | 2028 | 2029 | 2030 | 2031 | 2032 | 2033 | 2034 | 2035 | 2036 | 2037 | 2038 | 2039 | 2040 | 2041 | 2042 | 2043 | 2044 | 2045 | 2046 | 2047 | 2048 | 2049 | 2050 | 2051 | 2052 | 2053 | 2054 | 2055 | 2056 | 2057
Anclote 1 | Gas/Oil:Steam Turbine | DEF | DEF | 2023: 0.0031713; 2024: 0.003773; 2025: 0.0019073; 2026: 0.0029717; 2027: 0.002773; 2028: 0.0028451; 2029: 0.0022297; 2030: 0.0019827; 2031: 0.0011847; 2032: 0.00095305; 2033: 0.00073786; 2034: 0.0022509; 2035: 0.0026997; 2036: 0.0028691; 2037: 0.0038996; 2038: 0.001918; 2039: 0.0025717; 2040: 0.0018569; 2041: 0.0017531; 2042: 0.00045992
Anclote 2 | Gas/Oil:Steam Turbine | DEF | DEF | 2023: 0.002186; 2024: 0.0023667; 2025: 0.0013428; 2026: 0.00196; 2027: 0.0019843; 2028: 0.0020737; 2029: 0.0014247; 2030: 0.0011625; 2031: 0.0010866; 2032: 0.00093804; 2033: 0.0010915; 2034: 0.0014869; 2035: 0.0020556; 2036: 0.0018151; 2037: 0.0030289; 2038: 0.0010233; 2039: 0.0015651; 2040: 0.0015034; 2041: 0.0012251; 2042: 0.00028512
Bartow CC 1 0 | Gas/Oil:Combined Cycle | DEF | DEF | 0.013438 | 0.012887 | 0.014069 | 0.01377 | 0.013144 | 0.013644 | 0.01419 | 0.014345 | 0.014712 | 0.014695 | 0.014436 | 0.016253 | 0.016962 | 0.017472 | 0.015648 | 0.016766 | 0.017367 | 0.017244 | 0.016036 | 0.01631 | 0.017026 | 0.016538 | 0.015411 | 0.014904 | 0.015001 | 0.012829 | 0.0042185
Bartow CC 1 PAG | Gas/Oil:Combined Cycle | DEF | DEF | 0.00043872 | 0.00042342 | 0.0003523 | 0.00034823 | 0.00034689 | 0.00038424 | 0.00033385 | 0.0002262 | 0.00016411 | 0.00015909 | 0.00011602 | 0.00028971 | 0.00035984 | 0.00038563 | 0.00043001 | 0.00029135 | 0.00041372 | 0.00032208 | 0.00023563 | 0.00016747 | 0.0002891 | 0.00020765 | 0.00041574 | 0.00016303 | 0.00028698 | 7.7996e-05 | 6.6832e-06
BARTOW_P 1 | Gas/Oil:Combustion Turbine | DEF | DEF | 2026: 0.00038011
BARTOW_P 2 | Gas/Oil:Combustion Turbine | DEF | DEF | 2023: 1.12e-06; 2024: 8.0222e-06; 2025: 1.0432e-05; 2026: 6.1852e-06; 2027: 8.5076e-06; 2028: 1.1826e-05; 2029: 7.0147e-06; 2030: 1.0483e-05; 2031: 1.3861e-05; 2032: 4.821e-06; 2033: 2.5232e-06; 2034: 3.3703e-07
BARTOW_P 3 | Gas/Oil:Combustion Turbine | DEF | DEF | 2024: 0.000651; 2026: 0.00028837
BARTOW_P 4 | Gas/Oil:Combustion Turbine | DEF | DEF | 2023: 8.1769e-06; 2024: 1.4927e-05; 2025: 2.0014e-05; 2026: 1.1051e-05; 2027: 1.543e-05; 2028: 1.1572e-05; 2029: 1.6213e-05; 2030: 1.6648e-05; 2031: 1.8666e-05; 2032: 6.8408e-06; 2033: 7.3865e-06; 2034: 3.6081e-06
BAYBORO_P 1 | Gas/Oil:Combustion Turbine | DEF | DEF | 2024: 0.0014276; 2025: 0.00042754
BAYBORO_P 2 | Gas/Oil:Combustion Turbine | DEF | DEF | 2024: 0.00021343
BAYBORO_P 3 | Gas/Oil:Combustion Turbine | DEF | DEF | 2024: 0.00051586; 2025: 0.00016281
BAYBORO_P 4 | Gas/Oil:Combustion Turbine | DEF | DEF | 2024: 0.00036765
Citrus CC 1 | Gas/Oil:Combined Cycle | DEF | DEF | 0.01168 | 0.011975 | 0.011143 | 0.012163 | 0.012173 | 0.010775 | 0.011912 | 0.011802 | 0.010953 | 0.011711 | 0.011801 | 0.01191 | 0.011855 | 0.011895 | 0.011051 | 0.011501 | 0.011497 | 0.010435 | 0.010451 | 0.009982 | 0.0095105 | 0.0089251 | 0.0075109 | 0.0061834 | 0.0064814 | 0.0050405 | 0.0056506
Citrus CC 1 Duct | Gas/Oil:Combined Cycle | DEF | DEF | 0.00052715 | 0.00053201 | 0.00039332 | 0.00048329 | 0.00042299 | 0.00042945 | 0.00040123 | 0.00030243 | 0.00021918 | 0.00020401 | 0.00019069 | 0.0004055 | 0.0004535 | 0.00051001 | 0.00064822 | 0.00030902 | 0.00041809 | 0.0002932 | 0.00023053 | 9.1445e-05 | 0.0002557 | 0.00015705 | 0.00036761 | 0.00016163 | 0.00028231 | 6.1779e-05 | 0.0002551
Citrus CC 2 | Gas/Oil:Combined Cycle | DEF | DEF | 0.011619 | 0.012 | 0.01186 | 0.011311 | 0.012285 | 0.010857 | 0.011943 | 0.011906 | 0.011101 | 0.011913 | 0.011938 | 0.011911 | 0.011737 | 0.011792 | 0.010961 | 0.011504 | 0.011538 | 0.010486 | 0.011066 | 0.010399 | 0.0096308 | 0.008691 | 0.0090089 | 0.0075539 | 0.0052396 | 0.0047651 | 0.0049792
Citrus CC 2 Duct | Gas/Oil:Combined Cycle | DEF | DEF | 0.0005117 | 0.00056509 | 0.00041918 | 0.00038412 | 0.00040386 | 0.00042118 | 0.00039649 | 0.00027068 | 0.00017544 | 0.00017001 | 0.00016485 | 0.00036084 | 0.00043837 | 0.00050215 | 0.00055723 | 0.00027587 | 0.00038968 | 0.00037043 | 0.00020285 | 0.00010112 | 0.00021877 | 0.00015057 | 0.00035033 | 0.00018308 | 0.00023143 | 8.0089e-05 | 0.00022623
Crystal 4 | Coal:Conventional | DEF | DEF | 2023: 0.7013; 2024: 0.65827; 2025: 0.83963; 2026: 0.59244; 2027: 0.78354; 2028: 1.0237; 2029: 1.1353; 2030: 1.3811; 2031: 2.4592; 2032: 1.6883; 2033: 2.2317; 2034: 0.94542
Crystal 5 | Coal:Conventional | DEF | DEF | 2023: 0.42761; 2024: 0.69191; 2025: 0.66121; 2026: 0.64176; 2027: 0.62809; 2028: 0.88235; 2029: 0.95322; 2030: 1.2631; 2031: 1.6111; 2032: 1.9399; 2033: 1.5392; 2034: 0.40553
DEBARY 10 | Gas/Oil:Combustion Turbine | DEF | DEF | 2024: 0.0014329; 2025: 0.00094141; 2026: 0.00045589; 2027: 0.0019175; 2028: 0.0024186; 2029: 0.0024606; 2030: 0.0020009; 2031: 0.00098614; 2032: 0.00074712; 2033: 0.00037028; 2034: 0.0015712; 2035: 0.0016868
DEBARY 2 | Gas/Oil:Combustion Turbine | DEF | DEF | 2024: 0.0018757; 2026: 0.00044125; 2027: 0.00018698
DEBARY 3 | Gas/Oil:Combustion Turbine | DEF | DEF | 2024: 0.0018095; 2026: 0.00055841
DEBARY 4 | Gas/Oil:Combustion Turbine | DEF | DEF | 2024: 0.0004994; 2025: 0.00037177; 2026: 0.00038975; 2027: 0.00010274
DEBARY 5 | Gas/Oil:Combustion Turbine | DEF | DEF | 2024: 0.0016516; 2026: 0.00079947
DEBARY 6 | Gas/Oil:Combustion Turbine | DEF | DEF | 2024: 0.0019631; 2025: 0.00069527; 2026: 0.00038975
DEBARY 7 | Gas/Oil:Combustion Turbine | DEF | DEF | 2023: 5.5302e-05; 2024: 5.8269e-05; 2025: 6.7657e-05; 2026: 6.396e-05; 2027: 5.8216e-05; 2028: 6.3439e-05; 2029: 5.6201e-05; 2030: 5.5274e-05; 2031: 5.765e-05; 2032: 4.1199e-05; 2033: 3.004e-05; 2034: 5.1506e-05; 2035: 5.1841e-05; 2036: 1.4439e-05
DEBARY 8 | Gas/Oil:Combustion Turbine | DEF | DEF | 2023: 7.8771e-05; 2024: 6.8507e-05; 2025: 8.2733e-05; 2026: 7.1407e-05; 2027: 6.9352e-05; 2028: 7.4976e-05; 2029: 6.4409e-05; 2030: 5.9545e-05; 2031: 7.8761e-05; 2032: 4.3081e-05; 2033: 4.7823e-05; 2034: 4.954e-05; 2035: 6.3613e-05; 2036: 2.2378e-05
DEBARY 9 | Gas/Oil:Combustion Turbine | DEF | DEF | 2023: 7.7956e-05; 2024: 9.2502e-05; 2025: 8.8908e-05; 2026: 8.4143e-05; 2027: 7.1145e-05; 2028: 8.7256e-05; 2029: 7.9575e-05; 2030: 7.7058e-05; 2031: 8.0843e-05; 2032: 4.2203e-05; 2033: 4.7389e-05; 2034: 6.4461e-05; 2035: 6.5554e-05; 2036: 2.5998e-05
Gen 190MW CT | Gas/Oil:Combustion Turbine | DEF | DEF | 2028: 3.3823e-05; 2030: 9.7537e-05; 2031: 0.00015804; 2034: 0.0009406; 2035: 0.00206; 2036: 0.0024111; 2037: 0.0026374; 2038: 0.0011411; 2039: 0.0020509; 2040: 0.00023588; 2041: 0.00042933; 2042: 0.00056474; 2043: 0.0021361; 2044: 0.00083095; 2045: 0.0049505; 2046: 0.0018142; 2047: 0.0035523; 2048: 0.0013855; 2049: 0.0069644
Hines CC 1 | Gas/Oil:Combined Cycle | DEF | DEF | 2023: 0.0058813; 2024: 0.0058353; 2025: 0.0061179; 2026: 0.004641; 2027: 0.0054275; 2028: 0.0049239; 2029: 0.0054745; 2030: 0.0046274; 2031: 0.0036371; 2032: 0.0027312; 2033: 0.0028878; 2034: 0.0035608; 2035: 0.0053056; 2036: 0.0054859; 2037: 0.0065863; 2038: 0.004959; 2039: 0.0010805
Hines CC 2 | Gas/Oil:Combined Cycle | DEF | DEF | 0.0062674 | 0.0064356 | 0.0065387 | 0.0074911 | 0.0068208 | 0.0073691 | 0.006346 | 0.0066852 | 0.0056334 | 0.0055773 | 0.0056495 | 0.0061066 | 0.006806 | 0.0067487 | 0.0076468 | 0.0067664 | 0.00604 | 0.0058541 | 0.0050125 | 0.0033675 | 0.00051272
Hines CC 3 | Gas/Oil:Combined Cycle | DEF | DEF | 0.0066234 | 0.0064626 | 0.0063467 | 0.0063124 | 0.0076119 | 0.0073609 | 0.0076841 | 0.0064587 | 0.007297 | 0.0067245 | 0.0071389 | 0.0070219 | 0.0084083 | 0.008228 | 0.0090631 | 0.0073927 | 0.007461 | 0.0069586 | 0.0065141 | 0.0050072 | 0.0055442 | 0.0044178 | 0.00098156
Hines CC 4 | Gas/Oil:Combined Cycle | DEF | DEF | 0.0058174 | 0.0066188 | 0.0052472 | 0.0061306 | 0.0054738 | 0.0071838 | 0.0064362 | 0.0068588 | 0.0056344 | 0.0066916 | 0.006668 | 0.0076776 | 0.0071282 | 0.0082466 | 0.0076366 | 0.0081075 | 0.0074117 | 0.0077992 | 0.0070344 | 0.0075139 | 0.0069371 | 0.0070726 | 0.0062711 | 0.0049681 | 0.0010583
INT CITY 1 | Gas/Oil:Combustion Turbine | DEF | DEF | 2023: 0.0003789; 2024: 0.00015623; 2026: 0.00050329; 2027: 0.00076614; 2028: 0.00096447; 2029: 0.0004307; 2030: 0.0017497; 2031: 0.0024643; 2032: 0.00077941; 2033: 0.00019833
INT CITY 10 | Gas/Oil:Combustion Turbine | DEF | DEF | 2023: 1.2151e-05; 2024: 4.7466e-05; 2025: 3.7416e-05; 2026: 2.0657e-05; 2027: 4.0814e-05; 2028: 3.7915e-05; 2029: 3.2219e-05; 2030: 3.1792e-05; 2031: 4.6945e-05; 2032: 1.7994e-05; 2033: 1.746e-05; 2034: 4.6453e-05; 2035: 4.2651e-05; 2036: 6.5228e-05; 2037: 7.2659e-05; 2038: 1.5501e-05
INT CITY 11 | Gas/Oil:Combustion Turbine | DEF | DEF | 2024: 0.0062649; 2025: 0.0029714; 2026: 0.0016389; 2027: 0.0048329; 2028: 0.0035759; 2029: 0.0015447; 2030: 0.004599; 2031: 0.0088005; 2032: 0.0022262; 2034: 0.0016744; 2035: 0.0053855; 2036: 0.015138; 2037: 0.020922; 2038: 0.012337; 2039: 0.019013; 2040: 0.0021395; 2041: 0.0012095; 2042: 0.0045058; 2043: 0.0056663; 2044: 0.0012533
INT CITY 12 | Gas/Oil:Combustion Turbine | DEF | DEF | 8.5712e-06 | 4.3203e-05 | 2.8785e-05 | 1.5178e-05 | 3.8781e-05 | 4.322e-05 | 2.4288e-05 | 3.2325e-05 | 4.585e-05 | 1.3519e-05 | 5.5292e-06 | 2.4941e-05 | 2.9387e-05 | 4.3145e-05 | 5.95e-05 | 6.0715e-05 | 7.4173e-05 | 3.8289e-05 | 5.1306e-05 | 6.7071e-05 | 0.00015281 | 0.00010748 | 2.857e-05
INT CITY 13 | Gas/Oil:Combustion Turbine | DEF | DEF | 3.1657e-05 | 7.1404e-05 | 5.3055e-05 | 3.4208e-05 | 5.0713e-05 | 5.4668e-05 | 3.6611e-05 | 4.5288e-05 | 6.0846e-05 | 2.6917e-05 | 1.6991e-05 | 3.701e-05 | 4.5247e-05 | 5.5011e-05 | 0.00010406 | 7.1342e-05 | 8.2805e-05 | 6.8863e-05 | 7.505e-05 | 7.6883e-05 | 0.00016761 | 0.00015311 | 5.2382e-05
INT CITY 14 | Gas/Oil:Combustion Turbine | DEF | DEF | 4.3213e-05 | 7.178e-05 | 6.2191e-05 | 2.9695e-05 | 5.7101e-05 | 5.5233e-05 | 4.7218e-05 | 4.8314e-05 | 5.8218e-05 | 3.2249e-05 | 2.2959e-05 | 3.7946e-05 | 4.496e-05 | 5.6745e-05 | 9.7104e-05 | 0.00010215 | 0.00010739 | 6.3778e-05 | 9.0965e-05 | 9.5386e-05 | 0.00018793 | 0.00014424 | 5.1018e-05
INT CITY 2 | Gas/Oil:Combustion Turbine | DEF | DEF | 2026: 0.00025044; 2027: 0.00016801; 2028: 0.00016394; 2029: 0.00012897; 2030: 0.00045748; 2031: 0.0019435; 2032: 0.00012897
INT CITY 3 | Gas/Oil:Combustion Turbine | DEF | DEF | 2024: 0.00036928; 2025: 0.00013151; 2026: 0.00024369; 2027: 0.00059382; 2028: 0.0007598; 2029: 0.0003752; 2030: 0.0011463; 2031: 0.0025319; 2032: 0.00070818
INT CITY 4 | Gas/Oil:Combustion Turbine | DEF | DEF | 2023: 0.00033516; 2024: 0.0005354; 2025: 0.00026352; 2026: 0.00033516; 2027: 0.0011909; 2028: 0.00055661; 2029: 0.00054756; 2030: 0.0011063; 2031: 0.00067143; 2032: 0.00078215
INT CITY 5 | Gas/Oil:Combustion Turbine | DEF | DEF | 2026: 0.00044466; 2027: 0.00031256; 2028: 0.00060469; 2029: 0.00024538; 2030: 0.00045405; 2031: 0.0017335; 2032: 0.00032572
INT CITY 6 | Gas/Oil:Combustion Turbine | DEF | DEF | 2023: 0.00013502; 2024: 0.0014081; 2025: 0.00012452; 2026: 0.00054132; 2027: 0.0017284; 2028: 0.0016395; 2029: 0.00037428; 2030: 0.0016631; 2031: 0.0033537; 2032: 0.00081003; 2033: 0.00037145
INT CITY 7 | Gas/Oil:Combustion Turbine | DEF | DEF | 2023: 8.6563e-05; 2024: 0.00012297; 2025: 8.899e-05; 2026: 8.2652e-05; 2027: 8.6877e-05; 2028: 0.00010809; 2029: 6.9149e-05; 2030: 7.1394e-05; 2031: 7.0975e-05; 2032: 4.3137e-05; 2033: 4.1804e-05; 2034: 9.6324e-05; 2035: 9.4329e-05; 2036: 0.00011621; 2037: 0.0001492; 2038: 3.3712e-05
INT CITY 8 | Gas/Oil:Combustion Turbine | DEF | DEF | 2023: 4.6756e-05; 2024: 9.4053e-05; 2025: 7.8851e-05; 2026: 5.4952e-05; 2027: 7.8123e-05; 2028: 7.7236e-05; 2029: 6.7047e-05; 2030: 6.2331e-05; 2031: 5.3779e-05; 2032: 4.1609e-05; 2033: 3.3857e-05; 2034: 8.3506e-05; 2035: 7.4142e-05; 2036: 9.0652e-05; 2037: 0.00012953; 2038: 1.8281e-05
INT CITY 9 | Gas/Oil:Combustion Turbine | DEF | DEF | 2023: 4.5463e-05; 2024: 9.3461e-05; 2025: 6.9122e-05; 2026: 6.3728e-05; 2027: 5.9372e-05; 2028: 8.3226e-05; 2029: 6.4734e-05; 2030: 6.2846e-05; 2031: 6.3004e-05; 2032: 3.4976e-05; 2033: 2.8433e-05; 2034: 8.7337e-05; 2035: 6.2183e-05; 2036: 9.3584e-05; 2037: 0.00012033; 2038: 2.7196e-05
NSG Vand CT 1 | Gas/Oil:Combustion Turbine | DEF | DEF | 2023: 0.00050207; 2024: 0.00054288; 2025: 0.00030802; 2026: 0.00026571; 2027: 5.1255e-05
NSG Vand CT 2 | Gas/Oil:Combustion Turbine | DEF | DEF | 2023: 0.00050741; 2024: 0.00058636; 2025: 0.00034942; 2026: 0.00030676; 2027: 6.7092e-05
NSG Vand CT 3 | Gas/Oil:Combustion Turbine | DEF | DEF | 2023: 0.00062314; 2024: 0.00064746; 2025: 0.00039268; 2026: 0.0003085; 2027: 6.1407e-05
NSG Vand CT 4 | Gas/Oil:Combustion Turbine | DEF | DEF | 2023: 0.00068041; 2024: 0.00068437; 2025: 0.00044551; 2026: 0.00046812; 2027: 6.9118e-05
Osprey 1 0 | Gas/Oil:Combined Cycle | DEF | DEF | 2023: 0.0031866; 2024: 0.0030546
Osprey 1 1 | Gas/Oil:Combined Cycle | DEF | DEF | 2023: 0.0017165; 2024: 0.0017458
Osprey 1 2 | Gas/Oil:Combined Cycle | DEF | DEF | 2023: 0.00014207; 2024: 0.00014629
OspreyAcq | Gas/Oil:Combined Cycle | DEF | DEF |  | 0.0015612 | 0.0085139 | 0.0085697 | 0.0083084 | 0.0088184 | 0.0081005 | 0.0083303 | 0.0079809 | 0.0080876 | 0.0084372 | 0.0084379 | 0.0085501 | 0.0084454 | 0.0092555 | 0.0086788 | 0.0081165 | 0.0082164 | 0.0070772 | 0.0066915 | 0.0066375 | 0.0022559
OspreyAcqDF | Gas/Oil:Combined Cycle | DEF | DEF |  | 1.1144e-05 | 0.00024541 | 0.00027694 | 0.00024698 | 0.00024859 | 0.00024411 | 0.00024938 | 0.00014619 | 0.00013859 | 0.00015295 | 0.00029772 | 0.00037213 | 0.00041615 | 0.00038602 | 0.00032915 | 0.00039164 | 0.00031094 | 0.00031506 | 0.0002117 | 0.00032531 | 2.3761e-05
Shady Hills 1 | Gas/Oil:Combustion Turbine | DEF | DEF | 2023: 0.00016404; 2024: 1.1757e-06
Shady Hills 2 | Gas/Oil:Combustion Turbine | DEF | DEF | 2023: 0.00010964; 2024: 3.4372e-06
Shady Hills 3 | Gas/Oil:Combustion Turbine | DEF | DEF | 2023: 0.00014946; 2024: 3.98e-06
SUWANNEE_P 1 | Gas/Oil:Combustion Turbine | DEF | DEF | 2023: 3.3947e-05; 2024: 3.9545e-05; 2025: 4.2412e-05; 2026: 4.4131e-05; 2027: 3.7446e-05; 2028: 4.274e-05; 2029: 4.0327e-05; 2030: 4.1192e-05; 2031: 4.5329e-05; 2032: 2.8544e-05; 2033: 1.8114e-05; 2034: 5.4037e-06
SUWANNEE_P 2 | Gas/Oil:Combustion Turbine | DEF | DEF | 2023: 3.3145e-05; 2024: 3.8926e-05; 2025: 3.6556e-05; 2026: 3.6112e-05; 2027: 2.8162e-05; 2028: 4.0164e-05; 2029: 4.0112e-05; 2030: 3.8949e-05; 2031: 3.9991e-05; 2032: 2.7e-05; 2033: 1.4882e-05; 2034: 4.8042e-06
SUWANNEE_P 3 | Gas/Oil:Combustion Turbine | DEF | DEF | 2023: 5.1127e-05; 2024: 6.297e-05; 2025: 6.342e-05; 2026: 6.521e-05; 2027: 5.2309e-05; 2028: 5.8394e-05; 2029: 5.5741e-05; 2030: 5.2106e-05; 2031: 5.6576e-05; 2032: 3.984e-05; 2033: 2.1588e-05; 2034: 7.1566e-06
Tigerbay 1 | Gas/Oil:Combined Cycle | DEF | DEF | 2023: 0.0025549; 2024: 0.0025079; 2025: 0.0024359; 2026: 0.0027758; 2027: 0.0024031; 2028: 0.0026515; 2029: 0.0022389; 2030: 0.0021232; 2031: 0.0017028; 2032: 0.0017458; 2033: 0.0014775; 2034: 0.0019479; 2035: 0.00073975
U OF FL 1 | Gas/Oil:Combustion Turbine | DEF | DEF | 2023: 0.00090483; 2024: 0.00090548; 2025: 0.00089656; 2026: 0.00089705; 2027: 0.00075173
Total |  |  |  | 1.2098 | 1.4545 | 1.5871 | 1.3244 | 1.505 | 1.9976 | 2.1747 | 2.7355 | 4.1653 | 3.7076 | 3.8451 | 1.4357 | 0.093577 | 0.10294 | 0.11109 | 0.09363 | 0.09759 | 0.074197 | 0.06901 | 0.065898 | 0.065198 | 0.050928 | 0.045399 | 0.035932 | 0.032133 | 0.02424 | 0.022301 | 0 | 0 | 0 | 0 | 0 | 0 | 0 | 0
Group Totals
Resource | Type | BA | Area | 2023 | 2024 | 2025 | 2026 | 2027 | 2028 | 2029 | 2030 | 2031 | 2032 | 2033 | 2034 | 2035 | 2036 | 2037 | 2038 | 2039 | 2040 | 2041 | 2042 | 2043 | 2044 | 2045 | 2046 | 2047 | 2048 | 2049 | 2050 | 2051 | 2052 | 2053 | 2054 | 2055 | 2056 | 2057
Total | Coal:Conventional | DEF | DEF | 2023: 1.1289; 2024: 1.3502; 2025: 1.5008; 2026: 1.2342; 2027: 1.4116; 2028: 1.9061; 2029: 2.0885; 2030: 2.6442; 2031: 4.0703; 2032: 3.6282; 2033: 3.7709; 2034: 1.351
Total | Gas/Oil:Combined Cycle | DEF | DEF | 0.070405 | 0.072762 | 0.073683 | 0.074656 | 0.075067 | 0.075068 | 0.075701 | 0.074186 | 0.069357 | 0.070548 | 0.071058 | 0.076181 | 0.079116 | 0.080128 | 0.07987 | 0.076882 | 0.072125 | 0.06829 | 0.064176 | 0.059843 | 0.056887 | 0.048439 | 0.040317 | 0.034117 | 0.028581 | 0.022855 | 0.015336
Total | Gas/Oil:Combustion Turbine | DEF | DEF | 0.005104 | 0.025445 | 0.0093125 | 0.01059 | 0.013553 | 0.011567 | 0.0068083 | 0.01398 | 0.023434 | 0.0069517 | 0.0012968 | 0.0047866 | 0.0097063 | 0.018132 | 0.024292 | 0.013807 | 0.021329 | 0.0025463 | 0.0018562 | 0.0053098 | 0.0083107 | 0.002489 | 0.0050824 | 0.0018142 | 0.0035523 | 0.0013855 | 0.0069644
Total | Gas/Oil:Steam Turbine | DEF | DEF | 2023: 0.0053573; 2024: 0.0061397; 2025: 0.0032501; 2026: 0.0049317; 2027: 0.0047573; 2028: 0.0049188; 2029: 0.0036544; 2030: 0.0031452; 2031: 0.0022714; 2032: 0.0018911; 2033: 0.0018294; 2034: 0.0037377; 2035: 0.0047554; 2036: 0.0046842; 2037: 0.0069284; 2038: 0.0029413; 2039: 0.0041368; 2040: 0.0033603; 2041: 0.0029782; 2042: 0.00074504
Solar 5
Resource | Type | BA | Area | 2023 | 2024 | 2025 | 2026 | 2027 | 2028 | 2029 | 2030 | 2031 | 2032 | 2033 | 2034 | 2035 | 2036 | 2037 | 2038 | 2039 | 2040 | 2041 | 2042 | 2043 | 2044 | 2045 | 2046 | 2047 | 2048 | 2049 | 2050 | 2051 | 2052 | 2053 | 2054 | 2055 | 2056 | 2057
Anclote 1 | Gas/Oil:Steam Turbine | DEF | DEF | 2023: 0.0031657; 2024: 0.0037731; 2025: 0.0018238; 2026: 0.0027403; 2027: 0.0026587; 2028: 0.0026594; 2029: 0.0022218; 2030: 0.0018604; 2031: 0.0010914; 2032: 0.0010379; 2033: 0.00079126; 2034: 0.0021503; 2035: 0.0022897; 2036: 0.0025762; 2037: 0.0031813; 2038: 0.001707; 2039: 0.0022889; 2040: 0.0016927; 2041: 0.0014486; 2042: 0.00039394
Anclote 2 | Gas/Oil:Steam Turbine | DEF | DEF | 2023: 0.0021573; 2024: 0.0023716; 2025: 0.001319; 2026: 0.001823; 2027: 0.0018365; 2028: 0.0019034; 2029: 0.0013118; 2030: 0.0010556; 2031: 0.0010593; 2032: 0.00092625; 2033: 0.00094581; 2034: 0.0014215; 2035: 0.0020659; 2036: 0.001683; 2037: 0.0028394; 2038: 0.00083891; 2039: 0.001169; 2040: 0.0012402; 2041: 0.00095891; 2042: 0.00033307
Bartow CC 1 0 | Gas/Oil:Combined Cycle | DEF | DEF | 0.01343 | 0.012877 | 0.013984 | 0.013505 | 0.012962 | 0.013419 | 0.013959 | 0.014113 | 0.014543 | 0.014469 | 0.014069 | 0.015943 | 0.01659 | 0.01694 | 0.015355 | 0.016243 | 0.017235 | 0.016827 | 0.015622 | 0.015586 | 0.016689 | 0.016122 | 0.014925 | 0.014766 | 0.014589 | 0.012266 | 0.0041935
Bartow CC 1 PAG | Gas/Oil:Combined Cycle | DEF | DEF | 0.00043928 | 0.00042365 | 0.0003398 | 0.00031968 | 0.00033171 | 0.00036055 | 0.00031701 | 0.00020655 | 0.00015844 | 0.00015926 | 0.00010621 | 0.00027678 | 0.00033596 | 0.00034651 | 0.00038544 | 0.00026932 | 0.00038609 | 0.00028213 | 0.00020564 | 0.00013899 | 0.0002802 | 0.0001842 | 0.00033992 | 0.00011473 | 0.00024788 | 6.9091e-05 | 1.2855e-05
BARTOW_P 1 | Gas/Oil:Combustion Turbine | DEF | DEF | 2024: 0.00041638
BARTOW_P 2 | Gas/Oil:Combustion Turbine | DEF | DEF | 2023: 1.6705e-06; 2024: 8.0686e-06; 2025: 8.2475e-06; 2026: 5.0205e-06; 2027: 9.5484e-06; 2028: 7.7574e-06; 2029: 4.8403e-06; 2030: 9.3955e-06; 2031: 1.5797e-05; 2032: 4.3653e-06; 2033: 3.4251e-06; 2034: 4.2917e-07
BARTOW_P 4 | Gas/Oil:Combustion Turbine | DEF | DEF | 2023: 8.3566e-06; 2024: 1.7423e-05; 2025: 1.2748e-05; 2026: 1.2027e-05; 2027: 1.503e-05; 2028: 1.5456e-05; 2029: 1.0497e-05; 2030: 1.6522e-05; 2031: 1.4664e-05; 2032: 8.2955e-06; 2033: 6.3473e-06; 2034: 1.9864e-06
BAYBORO_P 1 | Gas/Oil:Combustion Turbine | DEF | DEF | 2024: 0.0016882; 2025: 0.00043876
BAYBORO_P 2 | Gas/Oil:Combustion Turbine | DEF | DEF | 2024: 0.00021343; 2025: 0.00010023
BAYBORO_P 3 | Gas/Oil:Combustion Turbine | DEF | DEF | 2024: 0.00066407; 2025: 0.00011722
BAYBORO_P 4 | Gas/Oil:Combustion Turbine | DEF | DEF | 2024: 0.00036765; 2025: 0.00011722
Citrus CC 1 | Gas/Oil:Combined Cycle | DEF | DEF | 0.011685 | 0.011977 | 0.011143 | 0.012154 | 0.012143 | 0.010753 | 0.011849 | 0.011691 | 0.010878 | 0.01162 | 0.011673 | 0.011848 | 0.01183 | 0.011882 | 0.011047 | 0.011392 | 0.011403 | 0.010375 | 0.010253 | 0.009825 | 0.0090905 | 0.0085506 | 0.0071492 | 0.0062382 | 0.0060668 | 0.004923 | 0.0053763
Citrus CC 1 Duct | Gas/Oil:Combined Cycle | DEF | DEF | 0.0005267 | 0.00053111 | 0.00038172 | 0.00044648 | 0.00040077 | 0.00040148 | 0.0003808 | 0.00027336 | 0.00021136 | 0.00020489 | 0.00016858 | 0.00038263 | 0.00044862 | 0.00045092 | 0.00058973 | 0.00027121 | 0.0003756 | 0.00025633 | 0.00020595 | 7.1561e-05 | 0.00025732 | 0.00016522 | 0.00030687 | 0.00012671 | 0.00024736 | 4.9851e-05 | 0.00025817
Citrus CC 2 | Gas/Oil:Combined Cycle | DEF | DEF | 0.011623 | 0.011999 | 0.011858 | 0.011292 | 0.012283 | 0.010852 | 0.011941 | 0.011894 | 0.011019 | 0.011806 | 0.011884 | 0.01191 | 0.011735 | 0.011788 | 0.010971 | 0.011485 | 0.011498 | 0.01042 | 0.010976 | 0.010093 | 0.0093925 | 0.0085305 | 0.0085921 | 0.0070247 | 0.0052684 | 0.004441 | 0.0045429
Citrus CC 2 Duct | Gas/Oil:Combined Cycle | DEF | DEF | 0.00051198 | 0.00056457 | 0.00040341 | 0.00035069 | 0.00038292 | 0.00038987 | 0.00037743 | 0.00024431 | 0.0001726 | 0.00017594 | 0.0001464 | 0.00034168 | 0.00040787 | 0.00043733 | 0.00048406 | 0.00024944 | 0.0003381 | 0.0003099 | 0.00019471 | 7.8414e-05 | 0.00021671 | 0.00015977 | 0.00030563 | 0.00013192 | 0.00020969 | 7.1416e-05 | 0.00021729
Crystal 4 | Coal:Conventional | DEF | DEF | 2023: 0.70242; 2024: 0.64953; 2025: 0.83008; 2026: 0.58149; 2027: 0.73277; 2028: 0.99375; 2029: 1.1006; 2030: 1.3462; 2031: 2.3527; 2032: 1.59; 2033: 2.3577; 2034: 0.93065
Crystal 5 | Coal:Conventional | DEF | DEF | 2023: 0.43042; 2024: 0.69594; 2025: 0.65749; 2026: 0.62965; 2027: 0.61543; 2028: 0.88537; 2029: 0.90136; 2030: 1.2871; 2031: 1.5814; 2032: 1.9265; 2033: 1.583; 2034: 0.39679
DEBARY 10 | Gas/Oil:Combustion Turbine | DEF | DEF | 2024: 0.0013352; 2025: 0.00039222; 2026: 0.00030976; 2027: 0.0006909; 2028: 0.0022486; 2029: 0.00030976; 2030: 0.0013131; 2031: 0.0020943; 2032: 0.00043736; 2034: 0.0018637; 2035: 0.0038818; 2036: 0.00039647
DEBARY 2 | Gas/Oil:Combustion Turbine | DEF | DEF | 2024: 0.0017994; 2026: 0.00030033
DEBARY 3 | Gas/Oil:Combustion Turbine | DEF | DEF | 2024: 0.0019122; 2025: 0.00010702; 2026: 0.00030033
DEBARY 4 | Gas/Oil:Combustion Turbine | DEF | DEF | 2024: 0.00074565; 2026: 0.00030552
DEBARY 5 | Gas/Oil:Combustion Turbine | DEF | DEF | 2024: 0.0019335; 2026: 0.00065856
DEBARY 6 | Gas/Oil:Combustion Turbine | DEF | DEF | 2024: 0.0022232; 2025: 0.00044902; 2026: 0.00045255; 2027: 0.00010702
DEBARY 7 | Gas/Oil:Combustion Turbine | DEF | DEF | 2023: 5.3822e-05; 2024: 6.088e-05; 2025: 6.0339e-05; 2026: 6.375e-05; 2027: 5.8386e-05; 2028: 5.82e-05; 2029: 4.0675e-05; 2030: 4.9761e-05; 2031: 4.8565e-05; 2032: 3.6659e-05; 2033: 3.3393e-05; 2034: 5.1221e-05; 2035: 4.2916e-05; 2036: 1.4778e-05
DEBARY 8 | Gas/Oil:Combustion Turbine | DEF | DEF | 2023: 7.9544e-05; 2024: 6.6602e-05; 2025: 8.0628e-05; 2026: 7.0032e-05; 2027: 6.7101e-05; 2028: 6.9908e-05; 2029: 4.3068e-05; 2030: 4.9604e-05; 2031: 7.3177e-05; 2032: 3.4502e-05; 2033: 4.3746e-05; 2034: 5.0213e-05; 2035: 5.6692e-05; 2036: 2.1944e-05
DEBARY 9 | Gas/Oil:Combustion Turbine | DEF | DEF | 2023: 7.4968e-05; 2024: 9.3958e-05; 2025: 7.6126e-05; 2026: 7.4159e-05; 2027: 7.0682e-05; 2028: 7.6582e-05; 2029: 5.8174e-05; 2030: 6.6331e-05; 2031: 7.8711e-05; 2032: 3.9913e-05; 2033: 4.93e-05; 2034: 7.2035e-05; 2035: 6.0012e-05; 2036: 3.037e-05
Gen 190MW CT | Gas/Oil:Combustion Turbine | DEF | DEF | 2030: 6.2507e-05; 2031: 7.9348e-05; 2033: 3.2397e-05; 2034: 0.00077934; 2035: 0.0018849; 2036: 0.002199; 2037: 0.0025401; 2038: 0.0010116; 2039: 0.0019258; 2040: 0.00024157; 2041: 0.00052004; 2042: 0.00075419; 2043: 0.0020584; 2044: 0.00078637; 2045: 0.0048683; 2046: 0.0014484; 2047: 0.0029029; 2048: 0.0013382; 2049: 0.0063101
Hines CC 1 | Gas/Oil:Combined Cycle | DEF | DEF | 2023: 0.0059302; 2024: 0.0058778; 2025: 0.0059922; 2026: 0.0044809; 2027: 0.0051906; 2028: 0.0046379; 2029: 0.0052647; 2030: 0.0045162; 2031: 0.0035989; 2032: 0.002574; 2033: 0.0023946; 2034: 0.0032775; 2035: 0.0049325; 2036: 0.0053839; 2037: 0.0069111; 2038: 0.0049416; 2039: 0.00091587
Hines CC 2 | Gas/Oil:Combined Cycle | DEF | DEF | 0.0062541 | 0.0064763 | 0.0064833 | 0.0071473 | 0.0064665 | 0.0071149 | 0.00605 | 0.0064836 | 0.0055114 | 0.0054035 | 0.005327 | 0.005911 | 0.0067757 | 0.006573 | 0.0070136 | 0.0064732 | 0.0057949 | 0.0055888 | 0.0046261 | 0.0030827 | 0.00050017
Hines CC 3 | Gas/Oil:Combined Cycle | DEF | DEF | 0.0066742 | 0.0064445 | 0.0063295 | 0.0063358 | 0.0074155 | 0.0071736 | 0.0074986 | 0.0064365 | 0.0071782 | 0.0064872 | 0.0070827 | 0.0068542 | 0.0082544 | 0.0080882 | 0.0089026 | 0.0072025 | 0.0073185 | 0.0069184 | 0.006432 | 0.0047908 | 0.0053345 | 0.0040402 | 0.001042
Hines CC 4 | Gas/Oil:Combined Cycle | DEF | DEF | 0.0058608 | 0.0066198 | 0.0052075 | 0.0059574 | 0.005383 | 0.0069807 | 0.0062976 | 0.0066754 | 0.005466 | 0.0064558 | 0.0064997 | 0.0074387 | 0.0069824 | 0.0080785 | 0.0075783 | 0.0080041 | 0.0072676 | 0.0076004 | 0.0069581 | 0.0075325 | 0.0069578 | 0.0070261 | 0.0062131 | 0.0044643 | 0.00093898
INT CITY 1 | Gas/Oil:Combustion Turbine | DEF | DEF | 2023: 0.0003789; 2024: 0.00015623; 2025: 0.00013365; 2026: 0.00049415; 2027: 0.00060991; 2028: 0.0012694; 2030: 0.0016014; 2031: 0.0034159; 2032: 0.00055289; 2033: 0.00013365
INT CITY 10 | Gas/Oil:Combustion Turbine | DEF | DEF | 2023: 1.2612e-05; 2024: 4.9444e-05; 2025: 3.8198e-05; 2026: 1.9869e-05; 2027: 3.8498e-05; 2028: 2.5907e-05; 2029: 1.6406e-05; 2030: 2.6331e-05; 2031: 4.2439e-05; 2032: 1.5399e-05; 2033: 2.1689e-05; 2034: 4.4573e-05; 2035: 4.4694e-05; 2036: 6.9489e-05; 2037: 9.4605e-05; 2038: 1.9366e-05
INT CITY 11 | Gas/Oil:Combustion Turbine | DEF | DEF | 2024: 0.0050252; 2025: 0.0027393; 2026: 0.0013256; 2027: 0.002748; 2028: 0.0041789; 2030: 0.0044085; 2031: 0.011163; 2032: 0.0022112; 2033: 0.002153; 2034: 0.0024949; 2035: 0.0093093; 2036: 0.012016; 2037: 0.016963; 2038: 0.011919; 2039: 0.018542; 2040: 0.0017711; 2041: 0.0022311; 2042: 0.0090319; 2043: 0.0069006; 2044: 0.0033928
INT CITY 12 | Gas/Oil:Combustion Turbine | DEF | DEF | 7.9253e-06 | 4.6058e-05 | 2.5733e-05 | 1.1912e-05 | 3.4831e-05 | 2.628e-05 | 1.1162e-05 | 2.8799e-05 | 4.5293e-05 | 1.0971e-05 | 3.2794e-06 | 3.0111e-05 | 2.7642e-05 | 4.2963e-05 | 6.9242e-05 | 5.9836e-05 | 6.8559e-05 | 4.4186e-05 | 4.8431e-05 | 5.6833e-05 | 0.00016438 | 9.5251e-05 | 2.2756e-05
INT CITY 13 | Gas/Oil:Combustion Turbine | DEF | DEF | 3.2608e-05 | 6.7678e-05 | 4.8952e-05 | 3.301e-05 | 4.4315e-05 | 3.6069e-05 | 2.8636e-05 | 3.8952e-05 | 5.0224e-05 | 1.4736e-05 | 1.5336e-05 | 3.6128e-05 | 3.6992e-05 | 5.6155e-05 | 9.3484e-05 | 8.5483e-05 | 7.28e-05 | 4.7908e-05 | 9.4854e-05 | 7.7349e-05 | 0.00018488 | 0.00014997 | 3.1478e-05
INT CITY 14 | Gas/Oil:Combustion Turbine | DEF | DEF | 3.8905e-05 | 7.1504e-05 | 6.0276e-05 | 3.6155e-05 | 5.037e-05 | 4.5631e-05 | 3.1635e-05 | 3.6969e-05 | 3.17e-05 | 2.1821e-05 | 1.6139e-05 | 4.0723e-05 | 4.9924e-05 | 6.3365e-05 | 0.00012102 | 0.00010217 | 0.00010439 | 7.9575e-05 | 0.00010926 | 8.2119e-05 | 0.00020906 | 0.00013912 | 3.9e-05
INT CITY 2 | Gas/Oil:Combustion Turbine | DEF | DEF | 2027: 0.00016801; 2028: 0.00012897; 2030: 0.00063262; 2031: 0.0028316; 2032: 0.00012897
INT CITY 3 | Gas/Oil:Combustion Turbine | DEF | DEF | 2024: 0.00036928; 2025: 0.00026303; 2026: 0.0003752; 2027: 0.00044024; 2028: 0.001082; 2030: 0.0010061; 2031: 0.0037889; 2032: 0.00061807
INT CITY 4 | Gas/Oil:Combustion Turbine | DEF | DEF | 2023: 0.00033516; 2024: 0.00084914; 2025: 0.00013176; 2026: 0.00020341; 2027: 0.0007597; 2028: 0.00071707; 2030: 0.00062291; 2031: 0.00070871; 2032: 0.00069261
INT CITY 5 | Gas/Oil:Combustion Turbine | DEF | DEF | 2026: 0.00019928; 2027: 0.00016003; 2028: 0.00089095; 2030: 0.00047259; 2031: 0.0026898; 2032: 0.00035842
INT CITY 6 | Gas/Oil:Combustion Turbine | DEF | DEF | 2023: 0.00013502; 2024: 0.0015405; 2025: 0.00041129; 2026: 0.00052929; 2027: 0.001083; 2028: 0.0018652; 2030: 0.0015276; 2031: 0.0042906; 2032: 0.00086904; 2033: 0.00012452
INT CITY 7 | Gas/Oil:Combustion Turbine | DEF | DEF | 2023: 8.5445e-05; 2024: 0.00011936; 2025: 8.5128e-05; 2026: 8.8466e-05; 2027: 7.2282e-05; 2028: 9.6039e-05; 2029: 5.9017e-05; 2030: 6.385e-05; 2031: 6.9978e-05; 2032: 3.9726e-05; 2033: 5.2561e-05; 2034: 9.5589e-05; 2035: 9.4004e-05; 2036: 0.00011893; 2037: 0.00017494; 2038: 3.7995e-05
INT CITY 8 | Gas/Oil:Combustion Turbine | DEF | DEF | 2023: 4.8125e-05; 2024: 9.3444e-05; 2025: 7.213e-05; 2026: 5.0595e-05; 2027: 6.9567e-05; 2028: 6.4937e-05; 2029: 5.1872e-05; 2030: 5.6107e-05; 2031: 5.6593e-05; 2032: 3.3069e-05; 2033: 4.5322e-05; 2034: 8.2966e-05; 2035: 7.4032e-05; 2036: 8.1038e-05; 2037: 0.0001509; 2038: 2.7413e-05
INT CITY 9 | Gas/Oil:Combustion Turbine | DEF | DEF | 2023: 4.6192e-05; 2024: 8.9961e-05; 2025: 6.6129e-05; 2026: 5.6009e-05; 2027: 4.7975e-05; 2028: 7.2848e-05; 2029: 4.3325e-05; 2030: 5.2367e-05; 2031: 6.0391e-05; 2032: 3.2186e-05; 2033: 3.0322e-05; 2034: 8.5363e-05; 2035: 6.8514e-05; 2036: 9.6216e-05; 2037: 0.00013509; 2038: 2.6769e-05
NSG Vand CT 1 | Gas/Oil:Combustion Turbine | DEF | DEF | 2023: 0.00048557; 2024: 0.00055395; 2025: 0.0002663; 2026: 0.00023287; 2027: 4.6118e-05
NSG Vand CT 2 | Gas/Oil:Combustion Turbine | DEF | DEF | 2023: 0.00049229; 2024: 0.00055432; 2025: 0.00032402; 2026: 0.00021547; 2027: 5.0165e-05
NSG Vand CT 3 | Gas/Oil:Combustion Turbine | DEF | DEF | 2023: 0.00065292; 2024: 0.00066698; 2025: 0.00037594; 2026: 0.00027713; 2027: 6.1105e-05
NSG Vand CT 4 | Gas/Oil:Combustion Turbine | DEF | DEF | 2023: 0.00069778; 2024: 0.00069002; 2025: 0.00044266; 2026: 0.00036981; 2027: 4.719e-05
Osprey 1 0 | Gas/Oil:Combined Cycle | DEF | DEF | 2023: 0.003102; 2024: 0.0030605
Osprey 1 1 | Gas/Oil:Combined Cycle | DEF | DEF | 2023: 0.0016737; 2024: 0.0017061
Osprey 1 2 | Gas/Oil:Combined Cycle | DEF | DEF | 2023: 0.00014131; 2024: 0.00014621
OspreyAcq | Gas/Oil:Combined Cycle | DEF | DEF |  | 0.0015386 | 0.0084751 | 0.008484 | 0.0081057 | 0.0086845 | 0.0079571 | 0.0079923 | 0.0076671 | 0.0079334 | 0.0079745 | 0.0082367 | 0.008401 | 0.008447 | 0.0090649 | 0.0086551 | 0.0080827 | 0.0079856 | 0.0070203 | 0.0067036 | 0.0063944 | 0.0021969
OspreyAcqDF | Gas/Oil:Combined Cycle | DEF | DEF |  | 1.1029e-05 | 0.0002376 | 0.00025797 | 0.00023092 | 0.00023335 | 0.00023124 | 0.00023211 | 0.00013871 | 0.00013581 | 0.000134 | 0.00027079 | 0.00034316 | 0.00038076 | 0.00038798 | 0.00029433 | 0.00036964 | 0.00028269 | 0.00027236 | 0.000182 | 0.00029088 | 2.3172e-05
Shady Hills 1 | Gas/Oil:Combustion Turbine | DEF | DEF | 2023: 0.00018758; 2024: 7.1023e-06
Shady Hills 2 | Gas/Oil:Combustion Turbine | DEF | DEF | 2023: 0.00014383; 2024: 2.8943e-06
Shady Hills 3 | Gas/Oil:Combustion Turbine | DEF | DEF | 2023: 0.00010833; 2024: 3.98e-06
SUWANNEE_P 1 | Gas/Oil:Combustion Turbine | DEF | DEF | 2023: 3.6727e-05; 2024: 4.1351e-05; 2025: 4.102e-05; 2026: 4.552e-05; 2027: 3.4509e-05; 2028: 4.162e-05; 2029: 3.47e-05; 2030: 3.8822e-05; 2031: 4.2821e-05; 2032: 2.3275e-05; 2033: 2.1332e-05; 2034: 7.8717e-06
SUWANNEE_P 2 | Gas/Oil:Combustion Turbine | DEF | DEF | 2023: 3.3761e-05; 2024: 3.8684e-05; 2025: 3.4678e-05; 2026: 3.7851e-05; 2027: 2.7671e-05; 2028: 3.7861e-05; 2029: 3.3436e-05; 2030: 3.6549e-05; 2031: 3.7717e-05; 2032: 2.7097e-05; 2033: 1.6767e-05; 2034: 8.0711e-06
SUWANNEE_P 3 | Gas/Oil:Combustion Turbine | DEF | DEF | 2023: 5.0038e-05; 2024: 6.0464e-05; 2025: 5.9808e-05; 2026: 6.3242e-05; 2027: 5.1032e-05; 2028: 5.8637e-05; 2029: 5.0627e-05; 2030: 5.2914e-05; 2031: 4.7539e-05; 2032: 3.5536e-05; 2033: 2.6333e-05; 2034: 1.089e-05
Tigerbay 1 | Gas/Oil:Combined Cycle | DEF | DEF | 2023: 0.0025415; 2024: 0.0025152; 2025: 0.0023537; 2026: 0.0027356; 2027: 0.002346; 2028: 0.002656; 2029: 0.0022031; 2030: 0.001897; 2031: 0.0015531; 2032: 0.001637; 2033: 0.0014598; 2034: 0.0019986; 2035: 0.00073191
U OF FL 1 | Gas/Oil:Combustion Turbine | DEF | DEF | 2023: 0.00090488; 2024: 0.00090567; 2025: 0.00089554; 2026: 0.00089537; 2027: 0.00075196
Total |  |  |  | 1.2137 | 1.4499 | 1.5724 | 1.2973 | 1.4347 | 1.9705 | 2.0807 | 2.7211 | 4.0361 | 3.5937 | 4.0141 | 1.4115 | 0.097755 | 0.098261 | 0.10505 | 0.091317 | 0.095156 | 0.071964 | 0.068177 | 0.068814 | 0.064921 | 0.051562 | 0.043835 | 0.034315 | 0.030471 | 0.023158 | 0.020911 | 0 | 0 | 0 | 0 | 0 | 0 | 0 | 0
Group Totals
Resource | Type | BA | Area | 2023 | 2024 | 2025 | 2026 | 2027 | 2028 | 2029 | 2030 | 2031 | 2032 | 2033 | 2034 | 2035 | 2036 | 2037 | 2038 | 2039 | 2040 | 2041 | 2042 | 2043 | 2044 | 2045 | 2046 | 2047 | 2048 | 2049 | 2050 | 2051 | 2052 | 2053 | 2054 | 2055 | 2056 | 2057
Total | Coal:Conventional | DEF | DEF | 2023: 1.1328; 2024: 1.3455; 2025: 1.4876; 2026: 1.2111; 2027: 1.3482; 2028: 1.8791; 2029: 2.002; 2030: 2.6333; 2031: 3.934; 2032: 3.5165; 2033: 3.9407; 2034: 1.3274
Total | Gas/Oil:Combined Cycle | DEF | DEF | 0.070393 | 0.072768 | 0.073188 | 0.073466 | 0.073641 | 0.073657 | 0.074326 | 0.072655 | 0.068096 | 0.069063 | 0.068919 | 0.07469 | 0.077768 | 0.078796 | 0.078691 | 0.075481 | 0.070985 | 0.066847 | 0.062765 | 0.058085 | 0.055403 | 0.046999 | 0.038873 | 0.032867 | 0.027568 | 0.02182 | 0.014601
Total | Gas/Oil:Combustion Turbine | DEF | DEF | 0.005133 | 0.025549 | 0.0084753 | 0.0081122 | 0.0084151 | 0.013115 | 0.00082783 | 0.012271 | 0.031778 | 0.0062461 | 0.0028289 | 0.0057561 | 0.015631 | 0.015206 | 0.020342 | 0.013289 | 0.020713 | 0.0021843 | 0.0030037 | 0.010002 | 0.0095173 | 0.0045635 | 0.0049615 | 0.0014484 | 0.0029029 | 0.0013382 | 0.0063101
Total | Gas/Oil:Steam Turbine | DEF | DEF | 2023: 0.005323; 2024: 0.0061447; 2025: 0.0031428; 2026: 0.0045634; 2027: 0.0044952; 2028: 0.0045627; 2029: 0.0035336; 2030: 0.0029161; 2031: 0.0021507; 2032: 0.0019642; 2033: 0.0017371; 2034: 0.0035719; 2035: 0.0043555; 2036: 0.0042593; 2037: 0.0060207; 2038: 0.0025459; 2039: 0.0034579; 2040: 0.0029329; 2041: 0.0024075; 2042: 0.00072701
Solar 14
Resource | Type | BA | Area | 2023 | 2024 | 2025 | 2026 | 2027 | 2028 | 2029 | 2030 | 2031 | 2032 | 2033 | 2034 | 2035 | 2036 | 2037 | 2038 | 2039 | 2040 | 2041 | 2042 | 2043 | 2044 | 2045 | 2046 | 2047 | 2048 | 2049 | 2050 | 2051 | 2052 | 2053 | 2054 | 2055 | 2056 | 2057
Anclote 1 | Gas/Oil:Steam Turbine | DEF | DEF | 2023: 0.0031494; 2024: 0.0037731; 2025: 0.0018194; 2026: 0.0026808; 2027: 0.0023559; 2028: 0.0025945; 2029: 0.0020789; 2030: 0.0018151; 2031: 0.0010506; 2032: 0.001267; 2033: 0.00090654; 2034: 0.0019618; 2035: 0.0022223; 2036: 0.0020995; 2037: 0.0029785; 2038: 0.0015371; 2039: 0.0018488; 2040: 0.0015057; 2041: 0.001404; 2042: 0.00035827
Anclote 2 | Gas/Oil:Steam Turbine | DEF | DEF | 2023: 0.0021615; 2024: 0.0023716; 2025: 0.0013117; 2026: 0.001721; 2027: 0.0016716; 2028: 0.0014709; 2029: 0.0012127; 2030: 0.0009939; 2031: 0.0010513; 2032: 0.0008861; 2033: 0.00099042; 2034: 0.0013489; 2035: 0.0017792; 2036: 0.0016363; 2037: 0.0026302; 2038: 0.00063054; 2039: 0.00096774; 2040: 0.00098642; 2041: 0.0007252; 2042: 0.00028427
Bartow CC 1 0 | Gas/Oil:Combined Cycle | DEF | DEF | 0.013406 | 0.012877 | 0.013991 | 0.013337 | 0.012662 | 0.013186 | 0.013699 | 0.013927 | 0.014285 | 0.014072 | 0.013756 | 0.015304 | 0.015858 | 0.016212 | 0.014824 | 0.015424 | 0.016598 | 0.016184 | 0.014885 | 0.014921 | 0.015921 | 0.01547 | 0.014385 | 0.013919 | 0.013685 | 0.011623 | 0.0038309
Bartow CC 1 PAG | Gas/Oil:Combined Cycle | DEF | DEF | 0.00043704 | 0.00042365 | 0.00034081 | 0.00029925 | 0.00029744 | 0.00033054 | 0.00030014 | 0.00020599 | 0.00016439 | 0.00016714 | 0.0001336 | 0.00026249 | 0.00032096 | 0.00030412 | 0.00034184 | 0.00023006 | 0.00032486 | 0.00022953 | 0.00017751 | 0.00012515 | 0.00022149 | 0.00016412 | 0.00028257 | 7.6235e-05 | 0.00019576 | 7.1678e-05 | 8.1695e-06
BARTOW_P 1 | Gas/Oil:Combustion Turbine | DEF | DEF | 2024: 0.00041638
BARTOW_P 2 | Gas/Oil:Combustion Turbine | DEF | DEF | 2023: 1.5806e-06; 2024: 8.0686e-06; 2025: 6.528e-06; 2026: 5.0949e-06; 2027: 6.6011e-06; 2028: 5.1348e-06; 2029: 2.9905e-06; 2030: 7.5958e-06; 2031: 1.2589e-05; 2032: 9.5409e-06; 2033: 3.4267e-06; 2034: 2.0581e-06
BARTOW_P 4 | Gas/Oil:Combustion Turbine | DEF | DEF | 2023: 1.1927e-05; 2024: 1.7423e-05; 2025: 1.5022e-05; 2026: 1.3401e-05; 2027: 1.1337e-05; 2028: 1.352e-05; 2029: 8.2716e-06; 2030: 1.2727e-05; 2031: 1.424e-05; 2032: 1.4418e-05; 2033: 1.1145e-05; 2034: 3.5535e-06
BAYBORO_P 1 | Gas/Oil:Combustion Turbine | DEF | DEF | 2024: 0.0016882; 2025: 0.00043876
BAYBORO_P 2 | Gas/Oil:Combustion Turbine | DEF | DEF | 2024: 0.00021343; 2025: 0.00010023
BAYBORO_P 3 | Gas/Oil:Combustion Turbine | DEF | DEF | 2024: 0.00066407; 2025: 0.00026543
BAYBORO_P 4 | Gas/Oil:Combustion Turbine | DEF | DEF | 2024: 0.00036765; 2025: 0.00011722
Citrus CC 1 | Gas/Oil:Combined Cycle | DEF | DEF | 0.011679 | 0.011977 | 0.011143 | 0.012125 | 0.012022 | 0.010625 | 0.011575 | 0.011387 | 0.010699 | 0.011367 | 0.011414 | 0.011614 | 0.0117 | 0.011787 | 0.010996 | 0.011197 | 0.011142 | 0.010281 | 0.010059 | 0.0093643 | 0.0089266 | 0.0074363 | 0.0070057 | 0.0060695 | 0.0056431 | 0.0041249 | 0.0047783
Citrus CC 1 Duct | Gas/Oil:Combined Cycle | DEF | DEF | 0.00052541 | 0.00053111 | 0.00038355 | 0.00042147 | 0.00036201 | 0.00036327 | 0.00034968 | 0.00026652 | 0.00020374 | 0.00020416 | 0.00019881 | 0.00035359 | 0.0004085 | 0.00039771 | 0.00051094 | 0.00023916 | 0.00031945 | 0.00019213 | 0.00016429 | 6.6613e-05 | 0.00021144 | 0.00012238 | 0.00024701 | 9.2771e-05 | 0.00017744 | 5.0354e-05 | 0.00024923
Citrus CC 2 | Gas/Oil:Combined Cycle | DEF | DEF | 0.011616 | 0.011999 | 0.011865 | 0.011267 | 0.01225 | 0.010715 | 0.011857 | 0.01176 | 0.010692 | 0.011448 | 0.011508 | 0.011798 | 0.011707 | 0.011771 | 0.010956 | 0.011394 | 0.011362 | 0.010311 | 0.010467 | 0.010113 | 0.0092479 | 0.0085379 | 0.0082146 | 0.0062323 | 0.0050639 | 0.0040355 | 0.0042921
Citrus CC 2 Duct | Gas/Oil:Combined Cycle | DEF | DEF | 0.00051155 | 0.00056457 | 0.0004048 | 0.00033079 | 0.00034195 | 0.00035197 | 0.00034141 | 0.00024024 | 0.00016751 | 0.00018138 | 0.00017013 | 0.00032148 | 0.00037067 | 0.00038863 | 0.00042145 | 0.0002178 | 0.00026646 | 0.000257 | 0.00014102 | 7.1467e-05 | 0.00017594 | 0.00012162 | 0.00024503 | 0.00010016 | 0.00015353 | 7.1141e-05 | 0.00020489
Crystal 4 | Coal:Conventional | DEF | DEF | 2023: 0.70407; 2024: 0.64953; 2025: 0.82941; 2026: 0.57653; 2027: 0.70402; 2028: 1.0735; 2029: 0.97947; 2030: 1.2832; 2031: 2.2912; 2032: 1.626; 2033: 2.2486; 2034: 0.92109
Crystal 5 | Coal:Conventional | DEF | DEF | 2023: 0.42926; 2024: 0.69594; 2025: 0.65841; 2026: 0.60413; 2027: 0.59844; 2028: 0.9658; 2029: 0.87687; 2030: 1.3005; 2031: 1.5004; 2032: 1.8201; 2033: 1.4394; 2034: 0.39337
DEBARY 10 | Gas/Oil:Combustion Turbine | DEF | DEF | 2024: 0.0013352; 2025: 0.00039222; 2026: 0.00030976; 2027: 0.0007716; 2028: 0.0010436; 2029: 0.00030976; 2030: 0.0008669; 2031: 0.00035705; 2032: 0.00087234; 2034: 0.00076565; 2035: 0.002369; 2036: 0.00043736
DEBARY 2 | Gas/Oil:Combustion Turbine | DEF | DEF | 2024: 0.0017994
DEBARY 3 | Gas/Oil:Combustion Turbine | DEF | DEF | 2024: 0.0019122; 2026: 0.0003633
DEBARY 4 | Gas/Oil:Combustion Turbine | DEF | DEF | 2024: 0.00074565; 2026: 0.00028571
DEBARY 5 | Gas/Oil:Combustion Turbine | DEF | DEF | 2024: 0.0019335
DEBARY 6 | Gas/Oil:Combustion Turbine | DEF | DEF | 2024: 0.0022232; 2025: 0.00044902
DEBARY 7 | Gas/Oil:Combustion Turbine | DEF | DEF | 2023: 5.2729e-05; 2024: 6.088e-05; 2025: 6.848e-05; 2026: 6.4531e-05; 2027: 5.363e-05; 2028: 5.0959e-05; 2029: 4.6408e-05; 2030: 5.1533e-05; 2031: 5.8244e-05; 2032: 3.2229e-05; 2033: 3.7225e-05; 2034: 5.1559e-05; 2035: 5.4803e-05; 2036: 1.423e-05
DEBARY 8 | Gas/Oil:Combustion Turbine | DEF | DEF | 2023: 7.3504e-05; 2024: 6.6602e-05; 2025: 8.3633e-05; 2026: 6.8671e-05; 2027: 5.9912e-05; 2028: 5.9408e-05; 2029: 5.4204e-05; 2030: 5.2946e-05; 2031: 7.1518e-05; 2032: 4.2528e-05; 2033: 4.531e-05; 2034: 5.7239e-05; 2035: 6.8202e-05; 2036: 3.1195e-05
DEBARY 9 | Gas/Oil:Combustion Turbine | DEF | DEF | 2023: 7.7549e-05; 2024: 9.3958e-05; 2025: 7.3192e-05; 2026: 7.8559e-05; 2027: 6.0176e-05; 2028: 6.7327e-05; 2029: 6.4096e-05; 2030: 6.2739e-05; 2031: 8.111e-05; 2032: 4.6147e-05; 2033: 4.521e-05; 2034: 7.4948e-05; 2035: 6.4596e-05; 2036: 3.0746e-05
Gen 190MW CT | Gas/Oil:Combustion Turbine | DEF | DEF | 2030: 2.0246e-05; 2031: 7.0183e-05; 2032: 1.6503e-05; 2034: 0.00058862; 2035: 0.0013338; 2036: 0.0017229; 2037: 0.001873; 2038: 0.00086606; 2039: 0.0016994; 2040: 0.00010039; 2041: 0.0002459; 2042: 0.0003864; 2043: 0.0017375; 2044: 0.00053815; 2045: 0.0040455; 2046: 0.0011248; 2047: 0.0022772; 2048: 0.0011315; 2049: 0.0057782
Hines CC 1 | Gas/Oil:Combined Cycle | DEF | DEF | 2023: 0.005901; 2024: 0.0058778; 2025: 0.0059356; 2026: 0.0043412; 2027: 0.0047449; 2028: 0.004066; 2029: 0.004687; 2030: 0.0037914; 2031: 0.0030586; 2032: 0.0023014; 2033: 0.0022478; 2034: 0.0029668; 2035: 0.00478; 2036: 0.0051078; 2037: 0.0062784; 2038: 0.0044858; 2039: 0.00085619
Hines CC 2 | Gas/Oil:Combined Cycle | DEF | DEF | 0.0062699 | 0.0064763 | 0.0065335 | 0.0069243 | 0.0062706 | 0.0064434 | 0.0058157 | 0.0060365 | 0.0051792 | 0.0051353 | 0.0049199 | 0.0056779 | 0.006355 | 0.006336 | 0.0068216 | 0.0063256 | 0.0054996 | 0.0050661 | 0.0043072 | 0.0027246 | 0.00033815
Hines CC 3 | Gas/Oil:Combined Cycle | DEF | DEF | 0.0066536 | 0.0064445 | 0.0063562 | 0.0062483 | 0.0071506 | 0.0067815 | 0.0071843 | 0.006188 | 0.0066519 | 0.0061451 | 0.0067361 | 0.0065666 | 0.0079408 | 0.0075844 | 0.0085212 | 0.0068945 | 0.0069746 | 0.0061941 | 0.0061123 | 0.0046334 | 0.0049227 | 0.0034758 | 0.00095493
Hines CC 4 | Gas/Oil:Combined Cycle | DEF | DEF | 0.0058192 | 0.0066198 | 0.0052067 | 0.0058321 | 0.0051337 | 0.0066655 | 0.0059857 | 0.0063872 | 0.0052488 | 0.00609 | 0.0060401 | 0.0070279 | 0.0066754 | 0.0078491 | 0.0073528 | 0.0076265 | 0.0069247 | 0.0072363 | 0.0068035 | 0.0070112 | 0.0062654 | 0.0068947 | 0.0054072 | 0.0039905 | 0.00078436
INT CITY 1 | Gas/Oil:Combustion Turbine | DEF | DEF | 2023: 0.0003789; 2024: 0.00015623; 2025: 0.00013365; 2026: 0.00033239; 2027: 0.00030495; 2028: 0.00048821; 2030: 0.0013038; 2031: 0.0017853; 2032: 0.001175; 2033: 0.00015623; 2034: 0.00019833
INT CITY 10 | Gas/Oil:Combustion Turbine | DEF | DEF | 2023: 1.728e-05; 2024: 4.9444e-05; 2025: 4.0192e-05; 2026: 1.8985e-05; 2027: 3.0387e-05; 2028: 2.0624e-05; 2029: 2.5502e-05; 2030: 2.7237e-05; 2031: 3.8891e-05; 2032: 1.8128e-05; 2033: 1.4342e-05; 2034: 4.2265e-05; 2035: 5.8077e-05; 2036: 7.494e-05; 2037: 0.00010692; 2038: 2.3733e-05
INT CITY 11 | Gas/Oil:Combustion Turbine | DEF | DEF | 2024: 0.0050252; 2025: 0.0027416; 2026: 0.001192; 2027: 0.0016104; 2028: 0.0015317; 2030: 0.0033731; 2031: 0.0059103; 2032: 0.0015259; 2033: 0.00062372; 2034: 0.0028314; 2035: 0.0057545; 2036: 0.012214; 2037: 0.017155; 2038: 0.010272; 2039: 0.018681; 2040: 0.0053256; 2041: 0.0083347; 2042: 0.0091674; 2043: 0.0051258; 2044: 0.0060844
INT CITY 12 | Gas/Oil:Combustion Turbine | DEF | DEF | 1.123e-05 | 4.6058e-05 | 2.7002e-05 | 1.1752e-05 | 2.4888e-05 | 1.8022e-05 | 1.0294e-05 | 2.1063e-05 | 3.8197e-05 | 1.7353e-05 | 1.0906e-05 | 3.7143e-05 | 2.9749e-05 | 5.5013e-05 | 7.4529e-05 | 7.1857e-05 | 8.1273e-05 | 4.1351e-05 | 4.2328e-05 | 5.9329e-05 | 0.00014208 | 8.9755e-05 | 2.3725e-05
INT CITY 13 | Gas/Oil:Combustion Turbine | DEF | DEF | 3.5305e-05 | 6.7678e-05 | 4.7795e-05 | 2.7865e-05 | 3.1474e-05 | 2.5228e-05 | 2.415e-05 | 3.297e-05 | 4.5167e-05 | 2.0574e-05 | 1.685e-05 | 4.8618e-05 | 5.1973e-05 | 7.9595e-05 | 0.00010368 | 8.4789e-05 | 8.878e-05 | 5.2604e-05 | 6.9741e-05 | 8.0531e-05 | 0.00017375 | 0.0001178 | 3.2494e-05
INT CITY 14 | Gas/Oil:Combustion Turbine | DEF | DEF | 3.6897e-05 | 7.1504e-05 | 5.6439e-05 | 3.2869e-05 | 4.5262e-05 | 3.0166e-05 | 3.2139e-05 | 3.645e-05 | 4.2218e-05 | 2.9177e-05 | 2.0087e-05 | 5.8846e-05 | 5.5461e-05 | 8.3162e-05 | 0.00013479 | 0.00010235 | 0.00013509 | 6.5712e-05 | 9.3569e-05 | 8.3333e-05 | 0.0001995 | 0.00013825 | 4.0322e-05
INT CITY 2 | Gas/Oil:Combustion Turbine | DEF | DEF | 2027: 0.00016801; 2030: 0.00012897; 2031: 0.0014948; 2032: 0.0001361
INT CITY 3 | Gas/Oil:Combustion Turbine | DEF | DEF | 2024: 0.00036928; 2025: 0.00026303; 2026: 0.00025711; 2027: 0.00031465; 2028: 0.00050951; 2030: 0.00060132; 2031: 0.0018834; 2032: 0.0007141; 2033: 0.00012559
INT CITY 4 | Gas/Oil:Combustion Turbine | DEF | DEF | 2023: 0.00033516; 2024: 0.00084914; 2025: 0.00026352; 2026: 0.00033516; 2027: 0.00031343; 2028: 0.00013176; 2030: 0.00062097; 2031: 0.00074901; 2032: 0.00059646; 2033: 0.0001377; 2034: 0.00020341
INT CITY 5 | Gas/Oil:Combustion Turbine | DEF | DEF | 2026: 0.00019928; 2027: 0.00016003; 2028: 0.00019928; 2030: 0.00048009; 2031: 0.0014711; 2032: 0.00034386; 2033: 0.00012644
INT CITY 6 | Gas/Oil:Combustion Turbine | DEF | DEF | 2024: 0.0015405; 2025: 0.00024904; 2026: 0.00027634; 2027: 0.00047926; 2028: 0.00064396; 2030: 0.00098273; 2031: 0.0024408; 2032: 0.0012075; 2033: 0.00012452
INT CITY 7 | Gas/Oil:Combustion Turbine | DEF | DEF | 2023: 8.4156e-05; 2024: 0.00011936; 2025: 8.8254e-05; 2026: 8.6932e-05; 2027: 7.0013e-05; 2028: 7.1327e-05; 2029: 5.5838e-05; 2030: 5.7504e-05; 2031: 6.9262e-05; 2032: 4.8264e-05; 2033: 4.1574e-05; 2034: 8.3276e-05; 2035: 0.00010691; 2036: 0.00012361; 2037: 0.00017653; 2038: 5.6435e-05
INT CITY 8 | Gas/Oil:Combustion Turbine | DEF | DEF | 2023: 4.8589e-05; 2024: 9.3444e-05; 2025: 7.3814e-05; 2026: 5.6076e-05; 2027: 5.4861e-05; 2028: 5.36e-05; 2029: 5.2637e-05; 2030: 4.5789e-05; 2031: 5.1187e-05; 2032: 3.6551e-05; 2033: 3.5103e-05; 2034: 7.6199e-05; 2035: 8.2023e-05; 2036: 9.5127e-05; 2037: 0.00015894; 2038: 3.375e-05
INT CITY 9 | Gas/Oil:Combustion Turbine | DEF | DEF | 2023: 4.6198e-05; 2024: 8.9961e-05; 2025: 6.2264e-05; 2026: 6.0645e-05; 2027: 4.4525e-05; 2028: 4.8606e-05; 2029: 4.6409e-05; 2030: 4.699e-05; 2031: 6.2322e-05; 2032: 3.2202e-05; 2033: 2.646e-05; 2034: 8.2828e-05; 2035: 7.5359e-05; 2036: 9.8344e-05; 2037: 0.00015564; 2038: 3.9678e-05
NSG Vand CT 1 | Gas/Oil:Combustion Turbine | DEF | DEF | 2023: 0.00050999; 2024: 0.00055395; 2025: 0.0002529; 2026: 0.00017765; 2027: 4.0304e-05
NSG Vand CT 2 | Gas/Oil:Combustion Turbine | DEF | DEF | 2023: 0.00050615; 2024: 0.00055432; 2025: 0.00032851; 2026: 0.00018244; 2027: 4.4149e-05
NSG Vand CT 3 | Gas/Oil:Combustion Turbine | DEF | DEF | 2023: 0.00063568; 2024: 0.00066698; 2025: 0.00039816; 2026: 0.00024615; 2027: 5.1943e-05
NSG Vand CT 4 | Gas/Oil:Combustion Turbine | DEF | DEF | 2023: 0.00067616; 2024: 0.00069002; 2025: 0.00044011; 2026: 0.00029037; 2027: 4.2866e-05
Osprey 1 0 | Gas/Oil:Combined Cycle | DEF | DEF | 2023: 0.0032125; 2024: 0.0030605
Osprey 1 1 | Gas/Oil:Combined Cycle | DEF | DEF | 2023: 0.0017026; 2024: 0.0017061
Osprey 1 2 | Gas/Oil:Combined Cycle | DEF | DEF | 2023: 0.00014216; 2024: 0.00014621
OspreyAcq | Gas/Oil:Combined Cycle | DEF | DEF |  | 0.0015386 | 0.0084391 | 0.0083761 | 0.0077538 | 0.0083386 | 0.0075933 | 0.0076229 | 0.0073943 | 0.0073099 | 0.0078719 | 0.0078928 | 0.0081307 | 0.0082057 | 0.0088917 | 0.0084172 | 0.0078956 | 0.0079811 | 0.006835 | 0.0061996 | 0.0062159 | 0.0020487
OspreyAcqDF | Gas/Oil:Combined Cycle | DEF | DEF |  | 1.1029e-05 | 0.00023779 | 0.00024304 | 0.00020696 | 0.00020821 | 0.00020784 | 0.00021291 | 0.00013191 | 0.00012615 | 0.00013464 | 0.00024601 | 0.0002952 | 0.00031452 | 0.00033896 | 0.00023049 | 0.000294 | 0.00022761 | 0.00022628 | 0.00015262 | 0.00022673 | 2.5356e-05
Shady Hills 1 | Gas/Oil:Combustion Turbine | DEF | DEF | 2023: 0.00018774; 2024: 7.1023e-06
Shady Hills 2 | Gas/Oil:Combustion Turbine | DEF | DEF | 2023: 0.00014207; 2024: 2.8943e-06
Shady Hills 3 | Gas/Oil:Combustion Turbine | DEF | DEF | 2023: 0.00010708; 2024: 3.98e-06
SUWANNEE_P 1 | Gas/Oil:Combustion Turbine | DEF | DEF | 2023: 3.5062e-05; 2024: 4.1351e-05; 2025: 4.1184e-05; 2026: 4.5024e-05; 2027: 3.3569e-05; 2028: 4.3105e-05; 2029: 3.2996e-05; 2030: 3.9891e-05; 2031: 4.4657e-05; 2032: 3.3162e-05; 2033: 2.5079e-05; 2034: 1.255e-05
SUWANNEE_P 2 | Gas/Oil:Combustion Turbine | DEF | DEF | 2023: 3.353e-05; 2024: 3.8684e-05; 2025: 3.3266e-05; 2026: 3.953e-05; 2027: 2.8501e-05; 2028: 3.3879e-05; 2029: 3.511e-05; 2030: 3.9308e-05; 2031: 4.2058e-05; 2032: 3.4371e-05; 2033: 2.4593e-05; 2034: 1.0158e-05
SUWANNEE_P 3 | Gas/Oil:Combustion Turbine | DEF | DEF | 2023: 5.1084e-05; 2024: 6.0464e-05; 2025: 5.9547e-05; 2026: 6.3843e-05; 2027: 5.0338e-05; 2028: 5.3024e-05; 2029: 4.604e-05; 2030: 5.1766e-05; 2031: 5.7588e-05; 2032: 4.4579e-05; 2033: 3.2032e-05; 2034: 1.4129e-05
Tigerbay 1 | Gas/Oil:Combined Cycle | DEF | DEF | 2023: 0.002522; 2024: 0.0025152; 2025: 0.0023043; 2026: 0.0026796; 2027: 0.0023065; 2028: 0.002352; 2029: 0.0020062; 2030: 0.001723; 2031: 0.0015262; 2032: 0.0014743; 2033: 0.0013195; 2034: 0.0018242; 2035: 0.00061939
U OF FL 1 | Gas/Oil:Combustion Turbine | DEF | DEF | 2023: 0.00090456; 2024: 0.00090567; 2025: 0.00089568; 2026: 0.00089374; 2027: 0.00074842
Total |  |  |  | 1.214 | 1.4499 | 1.5726 | 1.2635 | 1.3836 | 2.1189 | 1.9321 | 2.6652 | 3.876 | 3.5214 | 3.7581 | 1.3949 | 0.089268 | 0.095053 | 0.1018 | 0.0864 | 0.091959 | 0.072238 | 0.071094 | 0.065803 | 0.060052 | 0.051265 | 0.040884 | 0.031605 | 0.02798 | 0.021108 | 0.019142 | 0 | 0 | 0 | 0 | 0 | 0 | 0 | 0
Group Totals
Resource | Type | BA | Area | 2023 | 2024 | 2025 | 2026 | 2027 | 2028 | 2029 | 2030 | 2031 | 2032 | 2033 | 2034 | 2035 | 2036 | 2037 | 2038 | 2039 | 2040 | 2041 | 2042 | 2043 | 2044 | 2045 | 2046 | 2047 | 2048 | 2049 | 2050 | 2051 | 2052 | 2053 | 2054 | 2055 | 2056 | 2057
Total | Coal:Conventional | DEF | DEF | 2023: 1.1333; 2024: 1.3455; 2025: 1.4878; 2026: 1.1807; 2027: 1.3025; 2028: 2.0393; 2029: 1.8563; 2030: 2.5837; 2031: 3.7916; 2032: 3.4462; 2033: 3.688; 2034: 1.3145
Total | Gas/Oil:Combined Cycle | DEF | DEF | 0.070398 | 0.072768 | 0.073141 | 0.072425 | 0.071502 | 0.070427 | 0.071601 | 0.069749 | 0.065403 | 0.066022 | 0.06645 | 0.071856 | 0.075162 | 0.076257 | 0.076254 | 0.072682 | 0.068457 | 0.06416 | 0.060178 | 0.055383 | 0.052674 | 0.044297 | 0.036742 | 0.03048 | 0.025703 | 0.019976 | 0.013364
Total | Gas/Oil:Combustion Turbine | DEF | DEF | 0.0050001 | 0.025549 | 0.0085057 | 0.0060152 | 0.0056555 | 0.0051419 | 0.00084685 | 0.0089646 | 0.016891 | 0.007047 | 0.0016835 | 0.0052428 | 0.010104 | 0.01506 | 0.019939 | 0.01155 | 0.020685 | 0.0055856 | 0.0087863 | 0.009777 | 0.0073786 | 0.0069684 | 0.0041421 | 0.0011248 | 0.0022772 | 0.0011315 | 0.0057782
Total | Gas/Oil:Steam Turbine | DEF | DEF | 2023: 0.0053109; 2024: 0.0061447; 2025: 0.0031311; 2026: 0.0044018; 2027: 0.0040275; 2028: 0.0040655; 2029: 0.0032916; 2030: 0.002809; 2031: 0.0021019; 2032: 0.0021531; 2033: 0.001897; 2034: 0.0033107; 2035: 0.0040015; 2036: 0.0037358; 2037: 0.0056087; 2038: 0.0021677; 2039: 0.0028165; 2040: 0.0024922; 2041: 0.0021292; 2042: 0.00064254

## SO2 Cost
SO2 Cost ($000)
Base
Resource | Type | BA | Area | 2023 | 2024 | 2025 | 2026 | 2027 | 2028 | 2029 | 2030 | 2031 | 2032 | 2033 | 2034 | 2035 | 2036 | 2037 | 2038 | 2039 | 2040 | 2041 | 2042 | 2043 | 2044 | 2045 | 2046 | 2047 | 2048 | 2049 | 2050 | 2051 | 2052 | 2053 | 2054 | 2055 | 2056 | 2057
Anclote 1 | Gas/Oil:Steam Turbine | DEF | DEF | 2023: 0.0012685; 2024: 0.0015092; 2025: 0.00076292; 2026: 0.0011887; 2027: 0.0011092; 2028: 0.0011381; 2029: 0.00090971; 2030: 0.00082521; 2031: 0.00050292; 2032: 0.00041267; 2033: 0.00032584; 2034: 0.001014; 2035: 0.0012405; 2036: 0.0013447; 2037: 0.001864; 2038: 0.00093522; 2039: 0.0012789; 2040: 0.000942; 2041: 0.00090706; 2042: 0.00024275
Anclote 2 | Gas/Oil:Steam Turbine | DEF | DEF | 2023: 0.00087438; 2024: 0.00094669; 2025: 0.00053711; 2026: 0.00078402; 2027: 0.0007937; 2028: 0.00082946; 2029: 0.00058128; 2030: 0.00048384; 2031: 0.00046128; 2032: 0.00040617; 2033: 0.00048203; 2034: 0.00066983; 2035: 0.00094457; 2036: 0.00085072; 2037: 0.0014478; 2038: 0.00049895; 2039: 0.00077831; 2040: 0.0007627; 2041: 0.00063387; 2042: 0.00015048
Bartow CC 1 0 | Gas/Oil:Combined Cycle | DEF | DEF | 0.0053753 | 0.0051548 | 0.0056277 | 0.0055078 | 0.0052574 | 0.0054577 | 0.0057894 | 0.0059706 | 0.0062453 | 0.0063628 | 0.0063748 | 0.0073222 | 0.0077939 | 0.0081892 | 0.0074798 | 0.0081753 | 0.0086365 | 0.0087478 | 0.0082973 | 0.0086087 | 0.0091651 | 0.0090808 | 0.0086313 | 0.0085146 | 0.0087411 | 0.0076253 | 0.0025575
Bartow CC 1 PAG | Gas/Oil:Combined Cycle | DEF | DEF | 0.00017549 | 0.00016937 | 0.00014092 | 0.00013929 | 0.00013875 | 0.0001537 | 0.00013621 | 9.4143e-05 | 6.9663e-05 | 6.8887e-05 | 5.1235e-05 | 0.00013052 | 0.00016535 | 0.00018075 | 0.00020554 | 0.00014206 | 0.00020574 | 0.00016339 | 0.00012191 | 8.8392e-05 | 0.00015562 | 0.00011402 | 0.00023285 | 9.3134e-05 | 0.00016722 | 4.6358e-05 | 4.0517e-06
BARTOW_P 1 | Gas/Oil:Combustion Turbine | DEF | DEF | 2026: 0.00015204
BARTOW_P 2 | Gas/Oil:Combustion Turbine | DEF | DEF | 2023: 4.4801e-07; 2024: 3.2089e-06; 2025: 4.173e-06; 2026: 2.4741e-06; 2027: 3.4031e-06; 2028: 4.7305e-06; 2029: 2.862e-06; 2030: 4.3631e-06; 2031: 5.8841e-06; 2032: 2.0875e-06; 2033: 1.1143e-06; 2034: 1.5183e-07
BARTOW_P 3 | Gas/Oil:Combustion Turbine | DEF | DEF | 2024: 0.0002604; 2026: 0.00011535
BARTOW_P 4 | Gas/Oil:Combustion Turbine | DEF | DEF | 2023: 3.2707e-06; 2024: 5.9708e-06; 2025: 8.0056e-06; 2026: 4.4202e-06; 2027: 6.172e-06; 2028: 4.6286e-06; 2029: 6.6149e-06; 2030: 6.929e-06; 2031: 7.9238e-06; 2032: 2.9621e-06; 2033: 3.2619e-06; 2034: 1.6254e-06
BAYBORO_P 1 | Gas/Oil:Combustion Turbine | DEF | DEF | 2024: 0.00057103; 2025: 0.00017102
BAYBORO_P 2 | Gas/Oil:Combustion Turbine | DEF | DEF | 2024: 8.5373e-05
BAYBORO_P 3 | Gas/Oil:Combustion Turbine | DEF | DEF | 2024: 0.00020634; 2025: 6.5126e-05
BAYBORO_P 4 | Gas/Oil:Combustion Turbine | DEF | DEF | 2024: 0.00014706
Citrus CC 1 | Gas/Oil:Combined Cycle | DEF | DEF | 0.0046721 | 0.0047901 | 0.0044572 | 0.0048651 | 0.0048691 | 0.0043102 | 0.0048603 | 0.0049119 | 0.0046496 | 0.0050707 | 0.0052114 | 0.0053655 | 0.0054476 | 0.0055751 | 0.0052824 | 0.0056081 | 0.0057176 | 0.0052938 | 0.0054072 | 0.0052685 | 0.0051195 | 0.0049008 | 0.0042067 | 0.0035324 | 0.0037768 | 0.0029959 | 0.0034257
Citrus CC 1 Duct | Gas/Oil:Combined Cycle | DEF | DEF | 0.00021086 | 0.0002128 | 0.00015733 | 0.00019332 | 0.00016919 | 0.00017178 | 0.0001637 | 0.00012587 | 9.3043e-05 | 8.8338e-05 | 8.4209e-05 | 0.00018268 | 0.00020838 | 0.00023904 | 0.00030985 | 0.00015068 | 0.00020791 | 0.00014874 | 0.00011928 | 4.8264e-05 | 0.00013764 | 8.6237e-05 | 0.00020589 | 9.2335e-05 | 0.00016451 | 3.6719e-05 | 0.00015466
Citrus CC 2 | Gas/Oil:Combined Cycle | DEF | DEF | 0.0046478 | 0.0048001 | 0.0047442 | 0.0045243 | 0.004914 | 0.0043428 | 0.0048725 | 0.0049554 | 0.0047123 | 0.0051584 | 0.005272 | 0.0053659 | 0.005393 | 0.0055271 | 0.0052394 | 0.0056095 | 0.0057378 | 0.0053194 | 0.0057257 | 0.0054887 | 0.0051842 | 0.0047722 | 0.0050457 | 0.0043154 | 0.0030532 | 0.0028322 | 0.0030186
Citrus CC 2 Duct | Gas/Oil:Combined Cycle | DEF | DEF | 0.00020468 | 0.00022603 | 0.00016767 | 0.00015365 | 0.00016154 | 0.00016847 | 0.00016177 | 0.00011266 | 7.4474e-05 | 7.3614e-05 | 7.28e-05 | 0.00016256 | 0.00020143 | 0.00023536 | 0.00026636 | 0.00013452 | 0.00019379 | 0.00018792 | 0.00010495 | 5.337e-05 | 0.00011776 | 8.2676e-05 | 0.00019621 | 0.00010459 | 0.00013486 | 4.7602e-05 | 0.00013715
Crystal 4 | Coal:Conventional | DEF | DEF | 2023: 0.28052; 2024: 0.26331; 2025: 0.33585; 2026: 0.23698; 2027: 0.31342; 2028: 0.40949; 2029: 0.46321; 2030: 0.57481; 2031: 1.0439; 2032: 0.73102; 2033: 0.98552; 2034: 0.42591
Crystal 5 | Coal:Conventional | DEF | DEF | 2023: 0.17105; 2024: 0.27676; 2025: 0.26448; 2026: 0.2567; 2027: 0.25124; 2028: 0.35294; 2029: 0.38892; 2030: 0.52572; 2031: 0.68392; 2032: 0.83998; 2033: 0.67973; 2034: 0.18269
DEBARY 10 | Gas/Oil:Combustion Turbine | DEF | DEF | 2024: 0.00057315; 2025: 0.00037656; 2026: 0.00018236; 2027: 0.00076702; 2028: 0.00096746; 2029: 0.0010039; 2030: 0.00083279; 2031: 0.00041862; 2032: 0.0003235; 2033: 0.00016352; 2034: 0.00070783; 2035: 0.00077511
DEBARY 2 | Gas/Oil:Combustion Turbine | DEF | DEF | 2024: 0.0007503; 2026: 0.0001765; 2027: 7.4791e-05
DEBARY 3 | Gas/Oil:Combustion Turbine | DEF | DEF | 2024: 0.00072378; 2026: 0.00022336
DEBARY 4 | Gas/Oil:Combustion Turbine | DEF | DEF | 2024: 0.00019976; 2025: 0.00014871; 2026: 0.0001559; 2027: 4.1096e-05
DEBARY 5 | Gas/Oil:Combustion Turbine | DEF | DEF | 2024: 0.00066065; 2026: 0.00031979
DEBARY 6 | Gas/Oil:Combustion Turbine | DEF | DEF | 2024: 0.00078523; 2025: 0.00027811; 2026: 0.0001559
DEBARY 7 | Gas/Oil:Combustion Turbine | DEF | DEF | 2023: 2.2121e-05; 2024: 2.3307e-05; 2025: 2.7063e-05; 2026: 2.5584e-05; 2027: 2.3287e-05; 2028: 2.5375e-05; 2029: 2.293e-05; 2030: 2.3005e-05; 2031: 2.4472e-05; 2032: 1.7839e-05; 2033: 1.3265e-05; 2034: 2.3204e-05; 2035: 2.3821e-05; 2036: 6.7676e-06
DEBARY 8 | Gas/Oil:Combustion Turbine | DEF | DEF | 2023: 3.1508e-05; 2024: 2.7403e-05; 2025: 3.3093e-05; 2026: 2.8563e-05; 2027: 2.7741e-05; 2028: 2.999e-05; 2029: 2.6279e-05; 2030: 2.4783e-05; 2031: 3.3434e-05; 2032: 1.8654e-05; 2033: 2.1119e-05; 2034: 2.2318e-05; 2035: 2.923e-05; 2036: 1.0489e-05
DEBARY 9 | Gas/Oil:Combustion Turbine | DEF | DEF | 2023: 3.1182e-05; 2024: 3.7001e-05; 2025: 3.5563e-05; 2026: 3.3657e-05; 2027: 2.8458e-05; 2028: 3.4902e-05; 2029: 3.2466e-05; 2030: 3.2071e-05; 2031: 3.4318e-05; 2032: 1.8274e-05; 2033: 2.0927e-05; 2034: 2.9039e-05; 2035: 3.0122e-05; 2036: 1.2185e-05
Gen 190MW CT | Gas/Oil:Combustion Turbine | DEF | DEF | 2028: 1.3529e-05; 2030: 4.0595e-05; 2031: 6.7089e-05; 2034: 0.00042374; 2035: 0.00094658; 2036: 0.0011301; 2037: 0.0012607; 2038: 0.0005564; 2039: 0.0010199; 2040: 0.00011966; 2041: 0.00022214; 2042: 0.00029807; 2043: 0.0011499; 2044: 0.00045628; 2045: 0.0027727; 2046: 0.0010364; 2047: 0.0020699; 2048: 0.0008235; 2049: 0.0042222
Hines CC 1 | Gas/Oil:Combined Cycle | DEF | DEF | 2023: 0.0023525; 2024: 0.0023341; 2025: 0.0024472; 2026: 0.0018564; 2027: 0.002171; 2028: 0.0019696; 2029: 0.0022336; 2030: 0.0019259; 2031: 0.0015439; 2032: 0.0011826; 2033: 0.0012752; 2034: 0.0016041; 2035: 0.0024379; 2036: 0.0025712; 2037: 0.0031482; 2038: 0.002418; 2039: 0.00053733
Hines CC 2 | Gas/Oil:Combined Cycle | DEF | DEF | 0.0025069 | 0.0025743 | 0.0026155 | 0.0029964 | 0.0027283 | 0.0029476 | 0.0025892 | 0.0027824 | 0.0023914 | 0.002415 | 0.0024948 | 0.002751 | 0.0031273 | 0.0031631 | 0.0036552 | 0.0032993 | 0.0030037 | 0.0029698 | 0.0025934 | 0.0017774 | 0.000276
Hines CC 3 | Gas/Oil:Combined Cycle | DEF | DEF | 0.0026493 | 0.002585 | 0.0025387 | 0.0025249 | 0.0030447 | 0.0029444 | 0.0031351 | 0.0026881 | 0.0030976 | 0.0029117 | 0.0031526 | 0.0031634 | 0.0038636 | 0.0038565 | 0.0043321 | 0.0036047 | 0.0037103 | 0.0035301 | 0.0033704 | 0.0026428 | 0.0029844 | 0.0024258 | 0.00054976
Hines CC 4 | Gas/Oil:Combined Cycle | DEF | DEF | 0.002327 | 0.0026475 | 0.0020989 | 0.0024522 | 0.0021895 | 0.0028735 | 0.002626 | 0.0028546 | 0.0023918 | 0.0028975 | 0.0029446 | 0.0034587 | 0.0032754 | 0.0038652 | 0.0036503 | 0.0039532 | 0.0036858 | 0.0039566 | 0.0036396 | 0.0039658 | 0.0037342 | 0.0038835 | 0.0035123 | 0.0028382 | 0.00061666
INT CITY 1 | Gas/Oil:Combustion Turbine | DEF | DEF | 2023: 0.00015156; 2024: 6.2491e-05; 2026: 0.00020131; 2027: 0.00030645; 2028: 0.00038579; 2029: 0.00017573; 2030: 0.00072824; 2031: 0.0010461; 2032: 0.00033749; 2033: 8.7584e-05
INT CITY 10 | Gas/Oil:Combustion Turbine | DEF | DEF | 2023: 4.8604e-06; 2024: 1.8986e-05; 2025: 1.4966e-05; 2026: 8.2628e-06; 2027: 1.6325e-05; 2028: 1.5166e-05; 2029: 1.3145e-05; 2030: 1.3232e-05; 2031: 1.9928e-05; 2032: 7.7914e-06; 2033: 7.7105e-06; 2034: 2.0927e-05; 2035: 1.9598e-05; 2036: 3.0572e-05; 2037: 3.4731e-05; 2038: 7.5581e-06
INT CITY 11 | Gas/Oil:Combustion Turbine | DEF | DEF | 2024: 0.002506; 2025: 0.0011886; 2026: 0.00065558; 2027: 0.0019332; 2028: 0.0014304; 2029: 0.00063025; 2030: 0.0019141; 2031: 0.0037358; 2032: 0.00096395; 2034: 0.00075434; 2035: 0.0024746; 2036: 0.0070951; 2037: 0.010001; 2038: 0.0060153; 2039: 0.0094554; 2040: 0.0010854; 2041: 0.0006258; 2042: 0.0023781; 2043: 0.0030502; 2044: 0.00068817
INT CITY 12 | Gas/Oil:Combustion Turbine | DEF | DEF | 3.4285e-06 | 1.7281e-05 | 1.1514e-05 | 6.071e-06 | 1.5512e-05 | 1.7288e-05 | 9.9096e-06 | 1.3454e-05 | 1.9463e-05 | 5.8537e-06 | 2.4417e-06 | 1.1236e-05 | 1.3503e-05 | 2.0222e-05 | 2.8441e-05 | 2.9605e-05 | 3.6886e-05 | 1.9424e-05 | 2.6546e-05 | 3.54e-05 | 8.2256e-05 | 5.9017e-05 | 1.6002e-05
INT CITY 13 | Gas/Oil:Combustion Turbine | DEF | DEF | 1.2663e-05 | 2.8562e-05 | 2.1222e-05 | 1.3683e-05 | 2.0285e-05 | 2.1867e-05 | 1.4937e-05 | 1.8849e-05 | 2.5829e-05 | 1.1655e-05 | 7.5032e-06 | 1.6673e-05 | 2.0791e-05 | 2.5784e-05 | 4.9743e-05 | 3.4786e-05 | 4.1179e-05 | 3.4934e-05 | 3.8831e-05 | 4.0579e-05 | 9.0222e-05 | 8.4073e-05 | 2.9338e-05
INT CITY 14 | Gas/Oil:Combustion Turbine | DEF | DEF | 1.7285e-05 | 2.8712e-05 | 2.4876e-05 | 1.1878e-05 | 2.284e-05 | 2.2093e-05 | 1.9265e-05 | 2.0108e-05 | 2.4713e-05 | 1.3964e-05 | 1.0139e-05 | 1.7094e-05 | 2.0659e-05 | 2.6596e-05 | 4.6416e-05 | 4.9808e-05 | 5.3406e-05 | 3.2355e-05 | 4.7065e-05 | 5.0345e-05 | 0.00010116 | 7.9202e-05 | 2.8574e-05
INT CITY 2 | Gas/Oil:Combustion Turbine | DEF | DEF | 2026: 0.00010018; 2027: 6.7203e-05; 2028: 6.5574e-05; 2029: 5.262e-05; 2030: 0.00019041; 2031: 0.00082503; 2032: 5.5845e-05
INT CITY 3 | Gas/Oil:Combustion Turbine | DEF | DEF | 2024: 0.00014771; 2025: 5.2605e-05; 2026: 9.7475e-05; 2027: 0.00023753; 2028: 0.00030392; 2029: 0.00015308; 2030: 0.00047707; 2031: 0.0010748; 2032: 0.00030664
INT CITY 4 | Gas/Oil:Combustion Turbine | DEF | DEF | 2023: 0.00013407; 2024: 0.00021416; 2025: 0.00010541; 2026: 0.00013407; 2027: 0.00047637; 2028: 0.00022264; 2029: 0.00022341; 2030: 0.00046043; 2031: 0.00028502; 2032: 0.00033867
INT CITY 5 | Gas/Oil:Combustion Turbine | DEF | DEF | 2026: 0.00017786; 2027: 0.00012502; 2028: 0.00024188; 2029: 0.00010011; 2030: 0.00018897; 2031: 0.00073587; 2032: 0.00014104
INT CITY 6 | Gas/Oil:Combustion Turbine | DEF | DEF | 2023: 5.4007e-05; 2024: 0.00056322; 2025: 4.9807e-05; 2026: 0.00021653; 2027: 0.00069135; 2028: 0.0006558; 2029: 0.00015271; 2030: 0.00069218; 2031: 0.0014237; 2032: 0.00035074; 2033: 0.00016403
INT CITY 7 | Gas/Oil:Combustion Turbine | DEF | DEF | 2023: 3.4625e-05; 2024: 4.9186e-05; 2025: 3.5596e-05; 2026: 3.3061e-05; 2027: 3.4751e-05; 2028: 4.3237e-05; 2029: 2.8213e-05; 2030: 2.9714e-05; 2031: 3.0129e-05; 2032: 1.8679e-05; 2033: 1.846e-05; 2034: 4.3394e-05; 2035: 4.3344e-05; 2036: 5.4466e-05; 2037: 7.1319e-05; 2038: 1.6438e-05
INT CITY 8 | Gas/Oil:Combustion Turbine | DEF | DEF | 2023: 1.8702e-05; 2024: 3.7621e-05; 2025: 3.154e-05; 2026: 2.1981e-05; 2027: 3.1249e-05; 2028: 3.0894e-05; 2029: 2.7355e-05; 2030: 2.5942e-05; 2031: 2.2829e-05; 2032: 1.8017e-05; 2033: 1.4951e-05; 2034: 3.7619e-05; 2035: 3.4068e-05; 2036: 4.2489e-05; 2037: 6.1914e-05; 2038: 8.9138e-06
INT CITY 9 | Gas/Oil:Combustion Turbine | DEF | DEF | 2023: 1.8185e-05; 2024: 3.7384e-05; 2025: 2.7649e-05; 2026: 2.5491e-05; 2027: 2.3749e-05; 2028: 3.329e-05; 2029: 2.6411e-05; 2030: 2.6156e-05; 2031: 2.6745e-05; 2032: 1.5145e-05; 2033: 1.2556e-05; 2034: 3.9345e-05; 2035: 2.8573e-05; 2036: 4.3863e-05; 2037: 5.7518e-05; 2038: 1.3261e-05
NSG Vand CT 1 | Gas/Oil:Combustion Turbine | DEF | DEF | 2023: 0.00020083; 2024: 0.00021715; 2025: 0.00012321; 2026: 0.00010628; 2027: 2.0502e-05
NSG Vand CT 2 | Gas/Oil:Combustion Turbine | DEF | DEF | 2023: 0.00020296; 2024: 0.00023454; 2025: 0.00013977; 2026: 0.0001227; 2027: 2.6837e-05
NSG Vand CT 3 | Gas/Oil:Combustion Turbine | DEF | DEF | 2023: 0.00024926; 2024: 0.00025898; 2025: 0.00015707; 2026: 0.0001234; 2027: 2.4563e-05
NSG Vand CT 4 | Gas/Oil:Combustion Turbine | DEF | DEF | 2023: 0.00027216; 2024: 0.00027375; 2025: 0.0001782; 2026: 0.00018725; 2027: 2.7647e-05
Osprey 1 0 | Gas/Oil:Combined Cycle | DEF | DEF | 2023: 0.0012746; 2024: 0.0012218
Osprey 1 1 | Gas/Oil:Combined Cycle | DEF | DEF | 2023: 0.00068662; 2024: 0.00069834
Osprey 1 2 | Gas/Oil:Combined Cycle | DEF | DEF | 2023: 5.6826e-05; 2024: 5.8515e-05
OspreyAcq | Gas/Oil:Combined Cycle | DEF | DEF |  | 0.00062448 | 0.0034055 | 0.0034279 | 0.0033233 | 0.0035273 | 0.003305 | 0.0034671 | 0.0033879 | 0.0035019 | 0.0037259 | 0.0038012 | 0.0039288 | 0.0039584 | 0.0044241 | 0.0042318 | 0.0040363 | 0.0041682 | 0.0036618 | 0.0035318 | 0.003573 | 0.0012387
OspreyAcqDF | Gas/Oil:Combined Cycle | DEF | DEF |  | 4.4574e-06 | 9.8164e-05 | 0.00011078 | 9.879e-05 | 9.9434e-05 | 9.9595e-05 | 0.00010379 | 6.2059e-05 | 6.001e-05 | 6.7544e-05 | 0.00013412 | 0.00017099 | 0.00019505 | 0.00018452 | 0.00016049 | 0.00019476 | 0.00015774 | 0.00016301 | 0.00011173 | 0.00017511 | 1.3047e-05
Shady Hills 1 | Gas/Oil:Combustion Turbine | DEF | DEF | 2023: 6.5615e-05; 2024: 4.7029e-07
Shady Hills 2 | Gas/Oil:Combustion Turbine | DEF | DEF | 2023: 4.3856e-05; 2024: 1.3749e-06
Shady Hills 3 | Gas/Oil:Combustion Turbine | DEF | DEF | 2023: 5.9786e-05; 2024: 1.592e-06
SUWANNEE_P 1 | Gas/Oil:Combustion Turbine | DEF | DEF | 2023: 1.3579e-05; 2024: 1.5818e-05; 2025: 1.6965e-05; 2026: 1.7653e-05; 2027: 1.4978e-05; 2028: 1.7096e-05; 2029: 1.6453e-05; 2030: 1.7144e-05; 2031: 1.9242e-05; 2032: 1.236e-05; 2033: 7.9991e-06; 2034: 2.4344e-06
SUWANNEE_P 2 | Gas/Oil:Combustion Turbine | DEF | DEF | 2023: 1.3258e-05; 2024: 1.557e-05; 2025: 1.4622e-05; 2026: 1.4445e-05; 2027: 1.1265e-05; 2028: 1.6066e-05; 2029: 1.6366e-05; 2030: 1.6211e-05; 2031: 1.6976e-05; 2032: 1.1691e-05; 2033: 6.5719e-06; 2034: 2.1643e-06
SUWANNEE_P 3 | Gas/Oil:Combustion Turbine | DEF | DEF | 2023: 2.0451e-05; 2024: 2.5188e-05; 2025: 2.5368e-05; 2026: 2.6084e-05; 2027: 2.0924e-05; 2028: 2.3357e-05; 2029: 2.2742e-05; 2030: 2.1686e-05; 2031: 2.4016e-05; 2032: 1.7251e-05; 2033: 9.5335e-06; 2034: 3.2241e-06
Tigerbay 1 | Gas/Oil:Combined Cycle | DEF | DEF | 2023: 0.001022; 2024: 0.0010032; 2025: 0.00097436; 2026: 0.0011103; 2027: 0.00096122; 2028: 0.0010606; 2029: 0.00091347; 2030: 0.00088368; 2031: 0.00072285; 2032: 0.00075592; 2033: 0.00065245; 2034: 0.00087754; 2035: 0.00033992
U OF FL 1 | Gas/Oil:Combustion Turbine | DEF | DEF | 2023: 0.00036193; 2024: 0.00036219; 2025: 0.00035862; 2026: 0.00035882; 2027: 0.00030069
Total |  |  |  | 0.48391 | 0.58181 | 0.63483 | 0.52975 | 0.602 | 0.79905 | 0.88728 | 1.1385 | 1.7682 | 1.6054 | 1.698 | 0.64677 | 0.042999 | 0.04825 | 0.053101 | 0.045654 | 0.048532 | 0.03764 | 0.035706 | 0.034781 | 0.035096 | 0.027965 | 0.025427 | 0.020527 | 0.018724 | 0.014408 | 0.01352 | 0 | 0 | 0 | 0 | 0 | 0 | 0 | 0
Group Totals
Resource | Type | BA | Area | 2023 | 2024 | 2025 | 2026 | 2027 | 2028 | 2029 | 2030 | 2031 | 2032 | 2033 | 2034 | 2035 | 2036 | 2037 | 2038 | 2039 | 2040 | 2041 | 2042 | 2043 | 2044 | 2045 | 2046 | 2047 | 2048 | 2049 | 2050 | 2051 | 2052 | 2053 | 2054 | 2055 | 2056 | 2057
Total | Coal:Conventional | DEF | DEF | 2023: 0.45157; 2024: 0.54007; 2025: 0.60034; 2026: 0.49368; 2027: 0.56465; 2028: 0.76243; 2029: 0.85212; 2030: 1.1005; 2031: 1.7278; 2032: 1.571; 2033: 1.6652; 2034: 0.60861
Total | Gas/Oil:Combined Cycle | DEF | DEF | 0.028162 | 0.029105 | 0.029473 | 0.029862 | 0.030027 | 0.030027 | 0.030886 | 0.030876 | 0.029442 | 0.030547 | 0.031379 | 0.03432 | 0.036354 | 0.037556 | 0.038178 | 0.037488 | 0.035868 | 0.034643 | 0.033205 | 0.031585 | 0.030623 | 0.026598 | 0.022581 | 0.019491 | 0.016654 | 0.013584 | 0.0092977
Total | Gas/Oil:Combustion Turbine | DEF | DEF | 0.0020416 | 0.010178 | 0.003725 | 0.004236 | 0.0054212 | 0.0046269 | 0.0027778 | 0.0058184 | 0.0099479 | 0.0030101 | 0.00057269 | 0.0021564 | 0.00446 | 0.0084986 | 0.011612 | 0.0067321 | 0.010607 | 0.0012918 | 0.00096038 | 0.0028025 | 0.0044737 | 0.0013667 | 0.0028466 | 0.0010364 | 0.0020699 | 0.0008235 | 0.0042222
Total | Gas/Oil:Steam Turbine | DEF | DEF | 2023: 0.0021429; 2024: 0.0024559; 2025: 0.0013; 2026: 0.0019727; 2027: 0.0019029; 2028: 0.0019675; 2029: 0.001491; 2030: 0.001309; 2031: 0.0009642; 2032: 0.00081884; 2033: 0.00080786; 2034: 0.0016838; 2035: 0.0021851; 2036: 0.0021955; 2037: 0.0033118; 2038: 0.0014342; 2039: 0.0020572; 2040: 0.0017047; 2041: 0.0015409; 2042: 0.00039323
Solar 5
Resource | Type | BA | Area | 2023 | 2024 | 2025 | 2026 | 2027 | 2028 | 2029 | 2030 | 2031 | 2032 | 2033 | 2034 | 2035 | 2036 | 2037 | 2038 | 2039 | 2040 | 2041 | 2042 | 2043 | 2044 | 2045 | 2046 | 2047 | 2048 | 2049 | 2050 | 2051 | 2052 | 2053 | 2054 | 2055 | 2056 | 2057
Anclote 1 | Gas/Oil:Steam Turbine | DEF | DEF | 2023: 0.0012663; 2024: 0.0015093; 2025: 0.00072952; 2026: 0.0010961; 2027: 0.0010635; 2028: 0.0010637; 2029: 0.0009065; 2030: 0.00077431; 2031: 0.0004633; 2032: 0.00044942; 2033: 0.00034942; 2034: 0.00096871; 2035: 0.0010521; 2036: 0.0012075; 2037: 0.0015207; 2038: 0.00083234; 2039: 0.0011383; 2040: 0.00085873; 2041: 0.00074951; 2042: 0.00020792
Anclote 2 | Gas/Oil:Steam Turbine | DEF | DEF | 2023: 0.00086293; 2024: 0.00094863; 2025: 0.0005276; 2026: 0.0007292; 2027: 0.00073458; 2028: 0.00076134; 2029: 0.00053523; 2030: 0.00043936; 2031: 0.00044967; 2032: 0.00040107; 2033: 0.00041767; 2034: 0.00064041; 2035: 0.00094926; 2036: 0.00078884; 2037: 0.0013572; 2038: 0.00040905; 2039: 0.00058136; 2040: 0.00062915; 2041: 0.00049614; 2042: 0.0001758
Bartow CC 1 0 | Gas/Oil:Combined Cycle | DEF | DEF | 0.0053719 | 0.0051507 | 0.0055935 | 0.0054019 | 0.0051846 | 0.0053677 | 0.0056951 | 0.0058739 | 0.0061736 | 0.0062652 | 0.0062127 | 0.0071824 | 0.0076232 | 0.0079396 | 0.0073398 | 0.0079203 | 0.0085708 | 0.0085363 | 0.0080827 | 0.0082263 | 0.0089835 | 0.0088526 | 0.008359 | 0.0084357 | 0.0085013 | 0.0072903 | 0.0025423
Bartow CC 1 PAG | Gas/Oil:Combined Cycle | DEF | DEF | 0.00017571 | 0.00016946 | 0.00013592 | 0.00012787 | 0.00013268 | 0.00014422 | 0.00012934 | 8.5967e-05 | 6.7256e-05 | 6.8961e-05 | 4.6901e-05 | 0.00012469 | 0.00015437 | 0.00016241 | 0.00018424 | 0.00013132 | 0.000192 | 0.00014312 | 0.0001064 | 7.3358e-05 | 0.00015083 | 0.00010114 | 0.00019038 | 6.5541e-05 | 0.00014444 | 4.1065e-05 | 7.7933e-06
BARTOW_P 1 | Gas/Oil:Combustion Turbine | DEF | DEF | 2024: 0.00016655
BARTOW_P 2 | Gas/Oil:Combustion Turbine | DEF | DEF | 2023: 6.6821e-07; 2024: 3.2275e-06; 2025: 3.299e-06; 2026: 2.0082e-06; 2027: 3.8194e-06; 2028: 3.1029e-06; 2029: 1.9748e-06; 2030: 3.9104e-06; 2031: 6.7057e-06; 2032: 1.8902e-06; 2033: 1.5125e-06; 2034: 1.9334e-07
BARTOW_P 4 | Gas/Oil:Combustion Turbine | DEF | DEF | 2023: 3.3426e-06; 2024: 6.9693e-06; 2025: 5.0992e-06; 2026: 4.8109e-06; 2027: 6.0119e-06; 2028: 6.1822e-06; 2029: 4.2827e-06; 2030: 6.8765e-06; 2031: 6.2248e-06; 2032: 3.5919e-06; 2033: 2.803e-06; 2034: 8.9489e-07
BAYBORO_P 1 | Gas/Oil:Combustion Turbine | DEF | DEF | 2024: 0.00067526; 2025: 0.0001755
BAYBORO_P 2 | Gas/Oil:Combustion Turbine | DEF | DEF | 2024: 8.5373e-05; 2025: 4.0092e-05
BAYBORO_P 3 | Gas/Oil:Combustion Turbine | DEF | DEF | 2024: 0.00026563; 2025: 4.6888e-05
BAYBORO_P 4 | Gas/Oil:Combustion Turbine | DEF | DEF | 2024: 0.00014706; 2025: 4.6888e-05
Citrus CC 1 | Gas/Oil:Combined Cycle | DEF | DEF | 0.004674 | 0.0047906 | 0.004457 | 0.0048614 | 0.0048572 | 0.0043013 | 0.0048346 | 0.0048657 | 0.0046176 | 0.0050316 | 0.0051547 | 0.0053376 | 0.0054358 | 0.005569 | 0.0052803 | 0.0055548 | 0.0056705 | 0.0052634 | 0.0053048 | 0.0051856 | 0.0048934 | 0.0046951 | 0.0040041 | 0.0035638 | 0.0035352 | 0.0029261 | 0.0032594
Citrus CC 1 Duct | Gas/Oil:Combined Cycle | DEF | DEF | 0.00021068 | 0.00021244 | 0.00015269 | 0.00017859 | 0.00016031 | 0.00016059 | 0.00015537 | 0.00011377 | 8.9721e-05 | 8.8719e-05 | 7.4444e-05 | 0.00017237 | 0.00020614 | 0.00021135 | 0.00028189 | 0.00013224 | 0.00018679 | 0.00013003 | 0.00010656 | 3.777e-05 | 0.00013852 | 9.072e-05 | 0.00017187 | 7.2386e-05 | 0.00014414 | 2.9629e-05 | 0.00015651
Citrus CC 2 | Gas/Oil:Combined Cycle | DEF | DEF | 0.0046491 | 0.0047995 | 0.0047431 | 0.0045167 | 0.004913 | 0.0043408 | 0.0048717 | 0.0049503 | 0.0046776 | 0.0051121 | 0.0052481 | 0.0053656 | 0.0053922 | 0.0055252 | 0.0052441 | 0.0056002 | 0.0057182 | 0.0052862 | 0.0056789 | 0.005327 | 0.005056 | 0.0046841 | 0.0048123 | 0.0040131 | 0.00307 | 0.0026396 | 0.0027541
Citrus CC 2 Duct | Gas/Oil:Combined Cycle | DEF | DEF | 0.00020479 | 0.00022583 | 0.00016136 | 0.00014028 | 0.00015317 | 0.00015595 | 0.00015399 | 0.00010168 | 7.3269e-05 | 7.6183e-05 | 6.465e-05 | 0.00015393 | 0.00018742 | 0.00020498 | 0.00023138 | 0.00012163 | 0.00016814 | 0.00015721 | 0.00010075 | 4.1387e-05 | 0.00011665 | 8.7732e-05 | 0.00017118 | 7.5362e-05 | 0.00012219 | 4.2447e-05 | 0.00013173
Crystal 4 | Coal:Conventional | DEF | DEF | 2023: 0.28097; 2024: 0.25981; 2025: 0.33203; 2026: 0.2326; 2027: 0.29311; 2028: 0.3975; 2029: 0.44905; 2030: 0.56028; 2031: 0.99871; 2032: 0.68846; 2033: 1.0412; 2034: 0.41926
Crystal 5 | Coal:Conventional | DEF | DEF | 2023: 0.17217; 2024: 0.27838; 2025: 0.263; 2026: 0.25186; 2027: 0.24617; 2028: 0.35415; 2029: 0.36775; 2030: 0.5357; 2031: 0.67129; 2032: 0.83417; 2033: 0.69905; 2034: 0.17875
DEBARY 10 | Gas/Oil:Combustion Turbine | DEF | DEF | 2024: 0.00053409; 2025: 0.00015689; 2026: 0.0001239; 2027: 0.00027636; 2028: 0.00089945; 2029: 0.00012638; 2030: 0.00054653; 2031: 0.00088902; 2032: 0.00018938; 2034: 0.0008396; 2035: 0.0017837; 2036: 0.00018582
DEBARY 2 | Gas/Oil:Combustion Turbine | DEF | DEF | 2024: 0.00071975; 2026: 0.00012013
DEBARY 3 | Gas/Oil:Combustion Turbine | DEF | DEF | 2024: 0.00076488; 2025: 4.2808e-05; 2026: 0.00012013
DEBARY 4 | Gas/Oil:Combustion Turbine | DEF | DEF | 2024: 0.00029826; 2026: 0.00012221
DEBARY 5 | Gas/Oil:Combustion Turbine | DEF | DEF | 2024: 0.00077339; 2026: 0.00026342
DEBARY 6 | Gas/Oil:Combustion Turbine | DEF | DEF | 2024: 0.00088929; 2025: 0.00017961; 2026: 0.00018102; 2027: 4.2808e-05
DEBARY 7 | Gas/Oil:Combustion Turbine | DEF | DEF | 2023: 2.1529e-05; 2024: 2.4352e-05; 2025: 2.4136e-05; 2026: 2.55e-05; 2027: 2.3354e-05; 2028: 2.328e-05; 2029: 1.6595e-05; 2030: 2.071e-05; 2031: 2.0616e-05; 2032: 1.5873e-05; 2033: 1.4746e-05; 2034: 2.3075e-05; 2035: 1.972e-05; 2036: 6.9267e-06
DEBARY 8 | Gas/Oil:Combustion Turbine | DEF | DEF | 2023: 3.1818e-05; 2024: 2.6641e-05; 2025: 3.2251e-05; 2026: 2.8013e-05; 2027: 2.6841e-05; 2028: 2.7963e-05; 2029: 1.7572e-05; 2030: 2.0645e-05; 2031: 3.1064e-05; 2032: 1.4939e-05; 2033: 1.9318e-05; 2034: 2.2621e-05; 2035: 2.605e-05; 2036: 1.0285e-05
DEBARY 9 | Gas/Oil:Combustion Turbine | DEF | DEF | 2023: 2.9987e-05; 2024: 3.7583e-05; 2025: 3.045e-05; 2026: 2.9664e-05; 2027: 2.8273e-05; 2028: 3.0633e-05; 2029: 2.3735e-05; 2030: 2.7607e-05; 2031: 3.3413e-05; 2032: 1.7282e-05; 2033: 2.1771e-05; 2034: 3.2452e-05; 2035: 2.7575e-05; 2036: 1.4235e-05
Gen 190MW CT | Gas/Oil:Combustion Turbine | DEF | DEF | 2030: 2.6015e-05; 2031: 3.3683e-05; 2033: 1.4306e-05; 2034: 0.00035109; 2035: 0.00086611; 2036: 0.0010307; 2037: 0.0012142; 2038: 0.00049325; 2039: 0.00095769; 2040: 0.00012255; 2041: 0.00026907; 2042: 0.00039806; 2043: 0.0011081; 2044: 0.00043179; 2045: 0.0027266; 2046: 0.00082743; 2047: 0.0016916; 2048: 0.00079537; 2049: 0.0038255
Hines CC 1 | Gas/Oil:Combined Cycle | DEF | DEF | 2023: 0.0023721; 2024: 0.0023511; 2025: 0.0023969; 2026: 0.0017924; 2027: 0.0020762; 2028: 0.0018552; 2029: 0.002148; 2030: 0.0018797; 2031: 0.0015277; 2032: 0.0011145; 2033: 0.0010575; 2034: 0.0014765; 2035: 0.0022665; 2036: 0.0025235; 2037: 0.0033035; 2038: 0.0024096; 2039: 0.00045546
Hines CC 2 | Gas/Oil:Combined Cycle | DEF | DEF | 0.0025016 | 0.0025905 | 0.0025933 | 0.0028589 | 0.0025866 | 0.0028459 | 0.0024684 | 0.0026985 | 0.0023396 | 0.0023397 | 0.0023524 | 0.0026629 | 0.0031134 | 0.0030808 | 0.0033525 | 0.0031564 | 0.0028818 | 0.0028352 | 0.0023935 | 0.0016271 | 0.00026924
Hines CC 3 | Gas/Oil:Combined Cycle | DEF | DEF | 0.0026697 | 0.0025778 | 0.0025318 | 0.0025343 | 0.0029662 | 0.0028695 | 0.0030594 | 0.0026789 | 0.0030472 | 0.002809 | 0.0031277 | 0.0030878 | 0.0037929 | 0.0037909 | 0.0042555 | 0.0035119 | 0.0036395 | 0.0035097 | 0.0033279 | 0.0025286 | 0.0028715 | 0.0022185 | 0.00058362
Hines CC 4 | Gas/Oil:Combined Cycle | DEF | DEF | 0.0023443 | 0.0026479 | 0.002083 | 0.0023829 | 0.0021532 | 0.0027923 | 0.0025694 | 0.0027783 | 0.0023203 | 0.0027953 | 0.0028703 | 0.0033511 | 0.0032084 | 0.0037864 | 0.0036224 | 0.0039028 | 0.0036142 | 0.0038557 | 0.0036001 | 0.0039757 | 0.0037454 | 0.003858 | 0.0034798 | 0.0025504 | 0.00054715
INT CITY 1 | Gas/Oil:Combustion Turbine | DEF | DEF | 2023: 0.00015156; 2024: 6.2491e-05; 2025: 5.3459e-05; 2026: 0.00019766; 2027: 0.00024396; 2028: 0.00050777; 2030: 0.0006665; 2031: 0.00145; 2032: 0.0002394; 2033: 5.9019e-05
INT CITY 10 | Gas/Oil:Combustion Turbine | DEF | DEF | 2023: 5.0447e-06; 2024: 1.9778e-05; 2025: 1.5279e-05; 2026: 7.9477e-06; 2027: 1.5399e-05; 2028: 1.0363e-05; 2029: 6.6936e-06; 2030: 1.0959e-05; 2031: 1.8015e-05; 2032: 6.6679e-06; 2033: 9.5777e-06; 2034: 2.008e-05; 2035: 2.0537e-05; 2036: 3.2569e-05; 2037: 4.5221e-05; 2038: 9.4427e-06
INT CITY 11 | Gas/Oil:Combustion Turbine | DEF | DEF | 2024: 0.0020101; 2025: 0.0010957; 2026: 0.00053024; 2027: 0.0010992; 2028: 0.0016716; 2030: 0.0018348; 2031: 0.0047387; 2032: 0.00095743; 2033: 0.00095077; 2034: 0.0011239; 2035: 0.0042776; 2036: 0.0056317; 2037: 0.0081081; 2038: 0.0058115; 2039: 0.0092208; 2040: 0.00089846; 2041: 0.0011544; 2042: 0.0047671; 2043: 0.0037146; 2044: 0.001863
INT CITY 12 | Gas/Oil:Combustion Turbine | DEF | DEF | 3.1701e-06 | 1.8423e-05 | 1.0293e-05 | 4.7647e-06 | 1.3932e-05 | 1.0512e-05 | 4.5541e-06 | 1.1986e-05 | 1.9227e-05 | 4.7504e-06 | 1.4482e-06 | 1.3565e-05 | 1.2702e-05 | 2.0137e-05 | 3.3098e-05 | 2.9176e-05 | 3.4095e-05 | 2.2415e-05 | 2.5058e-05 | 2.9997e-05 | 8.8487e-05 | 5.2302e-05 | 1.2745e-05
INT CITY 13 | Gas/Oil:Combustion Turbine | DEF | DEF | 1.3043e-05 | 2.7071e-05 | 1.9581e-05 | 1.3204e-05 | 1.7726e-05 | 1.4428e-05 | 1.1683e-05 | 1.6212e-05 | 2.132e-05 | 6.3809e-06 | 6.7722e-06 | 1.6276e-05 | 1.6998e-05 | 2.632e-05 | 4.4685e-05 | 4.1682e-05 | 3.6203e-05 | 2.4304e-05 | 4.9077e-05 | 4.0825e-05 | 9.952e-05 | 8.2349e-05 | 1.7631e-05
INT CITY 14 | Gas/Oil:Combustion Turbine | DEF | DEF | 1.5562e-05 | 2.8602e-05 | 2.4111e-05 | 1.4462e-05 | 2.0148e-05 | 1.8252e-05 | 1.2907e-05 | 1.5387e-05 | 1.3456e-05 | 9.4486e-06 | 7.1269e-06 | 1.8346e-05 | 2.294e-05 | 2.9699e-05 | 5.7847e-05 | 4.9816e-05 | 5.1913e-05 | 4.0368e-05 | 5.653e-05 | 4.3342e-05 | 0.00011254 | 7.6389e-05 | 2.1843e-05
INT CITY 2 | Gas/Oil:Combustion Turbine | DEF | DEF | 2027: 6.7203e-05; 2028: 5.1589e-05; 2030: 0.0002633; 2031: 0.001202; 2032: 5.5845e-05
INT CITY 3 | Gas/Oil:Combustion Turbine | DEF | DEF | 2024: 0.00014771; 2025: 0.00010521; 2026: 0.00015008; 2027: 0.0001761; 2028: 0.00043278; 2030: 0.00041873; 2031: 0.0016084; 2032: 0.00026762
INT CITY 4 | Gas/Oil:Combustion Turbine | DEF | DEF | 2023: 0.00013407; 2024: 0.00033966; 2025: 5.2704e-05; 2026: 8.1362e-05; 2027: 0.00030388; 2028: 0.00028683; 2030: 0.00025926; 2031: 0.00030085; 2032: 0.0002999
INT CITY 5 | Gas/Oil:Combustion Turbine | DEF | DEF | 2026: 7.9711e-05; 2027: 6.4012e-05; 2028: 0.00035638; 2030: 0.00019669; 2031: 0.0011418; 2032: 0.00015519
INT CITY 6 | Gas/Oil:Combustion Turbine | DEF | DEF | 2023: 5.4007e-05; 2024: 0.00061621; 2025: 0.00016452; 2026: 0.00021172; 2027: 0.00043321; 2028: 0.00074607; 2030: 0.00063579; 2031: 0.0018213; 2032: 0.0003763; 2033: 5.4987e-05
INT CITY 7 | Gas/Oil:Combustion Turbine | DEF | DEF | 2023: 3.4178e-05; 2024: 4.7745e-05; 2025: 3.4051e-05; 2026: 3.5386e-05; 2027: 2.8913e-05; 2028: 3.8416e-05; 2029: 2.4079e-05; 2030: 2.6574e-05; 2031: 2.9706e-05; 2032: 1.7201e-05; 2033: 2.3211e-05; 2034: 4.3063e-05; 2035: 4.3195e-05; 2036: 5.5741e-05; 2037: 8.362e-05; 2038: 1.8526e-05
INT CITY 8 | Gas/Oil:Combustion Turbine | DEF | DEF | 2023: 1.925e-05; 2024: 3.7378e-05; 2025: 2.8852e-05; 2026: 2.0238e-05; 2027: 2.7827e-05; 2028: 2.5975e-05; 2029: 2.1164e-05; 2030: 2.3352e-05; 2031: 2.4024e-05; 2032: 1.4319e-05; 2033: 2.0014e-05; 2034: 3.7376e-05; 2035: 3.4018e-05; 2036: 3.7983e-05; 2037: 7.2131e-05; 2038: 1.3367e-05
INT CITY 9 | Gas/Oil:Combustion Turbine | DEF | DEF | 2023: 1.8477e-05; 2024: 3.5984e-05; 2025: 2.6452e-05; 2026: 2.2403e-05; 2027: 1.919e-05; 2028: 2.9139e-05; 2029: 1.7677e-05; 2030: 2.1795e-05; 2031: 2.5636e-05; 2032: 1.3937e-05; 2033: 1.339e-05; 2034: 3.8456e-05; 2035: 3.1482e-05; 2036: 4.5096e-05; 2037: 6.4575e-05; 2038: 1.3053e-05
NSG Vand CT 1 | Gas/Oil:Combustion Turbine | DEF | DEF | 2023: 0.00019423; 2024: 0.00022158; 2025: 0.00010652; 2026: 9.3147e-05; 2027: 1.8447e-05
NSG Vand CT 2 | Gas/Oil:Combustion Turbine | DEF | DEF | 2023: 0.00019692; 2024: 0.00022173; 2025: 0.00012961; 2026: 8.6189e-05; 2027: 2.0066e-05
NSG Vand CT 3 | Gas/Oil:Combustion Turbine | DEF | DEF | 2023: 0.00026117; 2024: 0.00026679; 2025: 0.00015037; 2026: 0.00011085; 2027: 2.4442e-05
NSG Vand CT 4 | Gas/Oil:Combustion Turbine | DEF | DEF | 2023: 0.00027911; 2024: 0.00027601; 2025: 0.00017706; 2026: 0.00014792; 2027: 1.8876e-05
Osprey 1 0 | Gas/Oil:Combined Cycle | DEF | DEF | 2023: 0.0012408; 2024: 0.0012242
Osprey 1 1 | Gas/Oil:Combined Cycle | DEF | DEF | 2023: 0.00066946; 2024: 0.00068245
Osprey 1 2 | Gas/Oil:Combined Cycle | DEF | DEF | 2023: 5.6523e-05; 2024: 5.8484e-05
OspreyAcq | Gas/Oil:Combined Cycle | DEF | DEF |  | 0.00061544 | 0.00339 | 0.0033936 | 0.0032422 | 0.0034738 | 0.0032465 | 0.0033264 | 0.0032547 | 0.0034352 | 0.0035215 | 0.0037106 | 0.0038603 | 0.0039591 | 0.004333 | 0.0042202 | 0.0040195 | 0.0040511 | 0.0036323 | 0.0035382 | 0.0034421 | 0.0012063
OspreyAcqDF | Gas/Oil:Combined Cycle | DEF | DEF |  | 4.4116e-06 | 9.5038e-05 | 0.00010319 | 9.2367e-05 | 9.3341e-05 | 9.4345e-05 | 9.6603e-05 | 5.8883e-05 | 5.8807e-05 | 5.9172e-05 | 0.00012199 | 0.00015768 | 0.00017846 | 0.00018545 | 0.00014352 | 0.00018382 | 0.00014341 | 0.00014092 | 9.6058e-05 | 0.00015658 | 1.2724e-05
Shady Hills 1 | Gas/Oil:Combustion Turbine | DEF | DEF | 2023: 7.5033e-05; 2024: 2.8409e-06
Shady Hills 2 | Gas/Oil:Combustion Turbine | DEF | DEF | 2023: 5.7534e-05; 2024: 1.1577e-06
Shady Hills 3 | Gas/Oil:Combustion Turbine | DEF | DEF | 2023: 4.3332e-05; 2024: 1.592e-06
SUWANNEE_P 1 | Gas/Oil:Combustion Turbine | DEF | DEF | 2023: 1.4691e-05; 2024: 1.654e-05; 2025: 1.6408e-05; 2026: 1.8208e-05; 2027: 1.3804e-05; 2028: 1.6648e-05; 2029: 1.4158e-05; 2030: 1.6158e-05; 2031: 1.8177e-05; 2032: 1.0078e-05; 2033: 9.4203e-06; 2034: 3.5462e-06
SUWANNEE_P 2 | Gas/Oil:Combustion Turbine | DEF | DEF | 2023: 1.3504e-05; 2024: 1.5474e-05; 2025: 1.3871e-05; 2026: 1.514e-05; 2027: 1.1068e-05; 2028: 1.5144e-05; 2029: 1.3642e-05; 2030: 1.5212e-05; 2031: 1.6011e-05; 2032: 1.1733e-05; 2033: 7.4045e-06; 2034: 3.636e-06
SUWANNEE_P 3 | Gas/Oil:Combustion Turbine | DEF | DEF | 2023: 2.0015e-05; 2024: 2.4185e-05; 2025: 2.3923e-05; 2026: 2.5297e-05; 2027: 2.0413e-05; 2028: 2.3455e-05; 2029: 2.0656e-05; 2030: 2.2023e-05; 2031: 2.018e-05; 2032: 1.5387e-05; 2033: 1.1629e-05; 2034: 4.906e-06
Tigerbay 1 | Gas/Oil:Combined Cycle | DEF | DEF | 2023: 0.0010166; 2024: 0.0010061; 2025: 0.0009415; 2026: 0.0010942; 2027: 0.00093839; 2028: 0.0010624; 2029: 0.00089887; 2030: 0.00078953; 2031: 0.00065931; 2032: 0.00070883; 2033: 0.00064464; 2034: 0.00090039; 2035: 0.00033631
U OF FL 1 | Gas/Oil:Combustion Turbine | DEF | DEF | 2023: 0.00036195; 2024: 0.00036227; 2025: 0.00035822; 2026: 0.00035815; 2027: 0.00030078
Total |  |  |  | 0.48548 | 0.57997 | 0.62895 | 0.51891 | 0.5739 | 0.78818 | 0.84891 | 1.1325 | 1.7133 | 1.5561 | 1.7726 | 0.63586 | 0.044918 | 0.046055 | 0.050215 | 0.044526 | 0.047321 | 0.036507 | 0.035275 | 0.03632 | 0.034947 | 0.028313 | 0.024551 | 0.019604 | 0.017756 | 0.013764 | 0.012677 | 0 | 0 | 0 | 0 | 0 | 0 | 0 | 0
Group Totals
Resource | Type | BA | Area | 2023 | 2024 | 2025 | 2026 | 2027 | 2028 | 2029 | 2030 | 2031 | 2032 | 2033 | 2034 | 2035 | 2036 | 2037 | 2038 | 2039 | 2040 | 2041 | 2042 | 2043 | 2044 | 2045 | 2046 | 2047 | 2048 | 2049 | 2050 | 2051 | 2052 | 2053 | 2054 | 2055 | 2056 | 2057
Total | Coal:Conventional | DEF | DEF | 2023: 0.45314; 2024: 0.53819; 2025: 0.59503; 2026: 0.48445; 2027: 0.53928; 2028: 0.75165; 2029: 0.8168; 2030: 1.096; 2031: 1.67; 2032: 1.5226; 2033: 1.7402; 2034: 0.59801
Total | Gas/Oil:Combined Cycle | DEF | DEF | 0.028157 | 0.029107 | 0.029275 | 0.029386 | 0.029456 | 0.029463 | 0.030325 | 0.030239 | 0.028907 | 0.029904 | 0.030435 | 0.033648 | 0.035734 | 0.036932 | 0.037614 | 0.036805 | 0.035301 | 0.033911 | 0.032475 | 0.030657 | 0.029824 | 0.025807 | 0.021772 | 0.018776 | 0.016064 | 0.012969 | 0.0088519
Total | Gas/Oil:Combustion Turbine | DEF | DEF | 0.0020532 | 0.01022 | 0.0033901 | 0.0032449 | 0.0033661 | 0.0052459 | 0.00033775 | 0.005107 | 0.01349 | 0.0027046 | 0.0012492 | 0.0025931 | 0.0071826 | 0.0071272 | 0.0097235 | 0.0064798 | 0.010301 | 0.0011081 | 0.0015541 | 0.0052793 | 0.0051232 | 0.0025058 | 0.0027789 | 0.00082743 | 0.0016916 | 0.00079537 | 0.0038255
Total | Gas/Oil:Steam Turbine | DEF | DEF | 2023: 0.0021292; 2024: 0.0024579; 2025: 0.0012571; 2026: 0.0018253; 2027: 0.0017981; 2028: 0.0018251; 2029: 0.0014417; 2030: 0.0012137; 2031: 0.00091298; 2032: 0.00085048; 2033: 0.00076709; 2034: 0.0016091; 2035: 0.0020014; 2036: 0.0019963; 2037: 0.0028779; 2038: 0.0012414; 2039: 0.0017196; 2040: 0.0014879; 2041: 0.0012457; 2042: 0.00038372
Solar 14
Resource | Type | BA | Area | 2023 | 2024 | 2025 | 2026 | 2027 | 2028 | 2029 | 2030 | 2031 | 2032 | 2033 | 2034 | 2035 | 2036 | 2037 | 2038 | 2039 | 2040 | 2041 | 2042 | 2043 | 2044 | 2045 | 2046 | 2047 | 2048 | 2049 | 2050 | 2051 | 2052 | 2053 | 2054 | 2055 | 2056 | 2057
Anclote 1 | Gas/Oil:Steam Turbine | DEF | DEF | 2023: 0.0012598; 2024: 0.0015093; 2025: 0.00072774; 2026: 0.0010723; 2027: 0.00094238; 2028: 0.0010378; 2029: 0.00084819; 2030: 0.00075543; 2031: 0.00044598; 2032: 0.00054861; 2033: 0.00040033; 2034: 0.00088381; 2035: 0.0010212; 2036: 0.00098405; 2037: 0.0014237; 2038: 0.00074951; 2039: 0.00091939; 2040: 0.00076386; 2041: 0.00072643; 2042: 0.00018909
Anclote 2 | Gas/Oil:Steam Turbine | DEF | DEF | 2023: 0.00086461; 2024: 0.00094863; 2025: 0.00052469; 2026: 0.0006884; 2027: 0.00066864; 2028: 0.00058837; 2029: 0.00049479; 2030: 0.00041366; 2031: 0.00044628; 2032: 0.00038368; 2033: 0.00043737; 2034: 0.00060767; 2035: 0.00081756; 2036: 0.00076694; 2037: 0.0012572; 2038: 0.00030745; 2039: 0.00048126; 2040: 0.00050041; 2041: 0.00037522; 2042: 0.00015004
Bartow CC 1 0 | Gas/Oil:Combined Cycle | DEF | DEF | 0.0053622 | 0.0051507 | 0.0055965 | 0.0053348 | 0.0050646 | 0.0052745 | 0.0055891 | 0.0057965 | 0.0060641 | 0.0060931 | 0.0060745 | 0.0068943 | 0.0072868 | 0.0075986 | 0.0070856 | 0.0075206 | 0.0082541 | 0.0082104 | 0.0077014 | 0.0078755 | 0.0085705 | 0.0084947 | 0.0080567 | 0.0079517 | 0.0079743 | 0.006908 | 0.0023225
Bartow CC 1 PAG | Gas/Oil:Combined Cycle | DEF | DEF | 0.00017482 | 0.00016946 | 0.00013632 | 0.0001197 | 0.00011898 | 0.00013222 | 0.00012246 | 8.5733e-05 | 6.9782e-05 | 7.2372e-05 | 5.8998e-05 | 0.00011825 | 0.00014748 | 0.00014254 | 0.0001634 | 0.00011218 | 0.00016155 | 0.00011644 | 9.1844e-05 | 6.6054e-05 | 0.00011923 | 9.0119e-05 | 0.00015826 | 4.3552e-05 | 0.00011407 | 4.2603e-05 | 4.9527e-06
BARTOW_P 1 | Gas/Oil:Combustion Turbine | DEF | DEF | 2024: 0.00016655
BARTOW_P 2 | Gas/Oil:Combustion Turbine | DEF | DEF | 2023: 6.3224e-07; 2024: 3.2275e-06; 2025: 2.6112e-06; 2026: 2.038e-06; 2027: 2.6404e-06; 2028: 2.0539e-06; 2029: 1.2201e-06; 2030: 3.1614e-06; 2031: 5.3442e-06; 2032: 4.1312e-06; 2033: 1.5132e-06; 2034: 9.2717e-07
BARTOW_P 4 | Gas/Oil:Combustion Turbine | DEF | DEF | 2023: 4.7706e-06; 2024: 6.9693e-06; 2025: 6.0089e-06; 2026: 5.3603e-06; 2027: 4.5346e-06; 2028: 5.4079e-06; 2029: 3.3748e-06; 2030: 5.2968e-06; 2031: 6.045e-06; 2032: 6.2431e-06; 2033: 4.9218e-06; 2034: 1.6008e-06
BAYBORO_P 1 | Gas/Oil:Combustion Turbine | DEF | DEF | 2024: 0.00067526; 2025: 0.0001755
BAYBORO_P 2 | Gas/Oil:Combustion Turbine | DEF | DEF | 2024: 8.5373e-05; 2025: 4.0092e-05
BAYBORO_P 3 | Gas/Oil:Combustion Turbine | DEF | DEF | 2024: 0.00026563; 2025: 0.00010617
BAYBORO_P 4 | Gas/Oil:Combustion Turbine | DEF | DEF | 2024: 0.00014706; 2025: 4.6888e-05
Citrus CC 1 | Gas/Oil:Combined Cycle | DEF | DEF | 0.0046717 | 0.0047906 | 0.004457 | 0.0048502 | 0.0048089 | 0.00425 | 0.0047225 | 0.0047394 | 0.0045419 | 0.0049219 | 0.0050404 | 0.0052322 | 0.0053762 | 0.0055244 | 0.005256 | 0.0054596 | 0.0055409 | 0.0052154 | 0.0052047 | 0.0049425 | 0.0048052 | 0.0040833 | 0.0039238 | 0.0034674 | 0.0032883 | 0.0024517 | 0.0028969
Citrus CC 1 Duct | Gas/Oil:Combined Cycle | DEF | DEF | 0.00021016 | 0.00021244 | 0.00015342 | 0.00016859 | 0.00014481 | 0.00014531 | 0.00014267 | 0.00011093 | 8.649e-05 | 8.8402e-05 | 8.7796e-05 | 0.00015929 | 0.00018771 | 0.00018641 | 0.00024423 | 0.00011661 | 0.00015886 | 9.7469e-05 | 8.5002e-05 | 3.5159e-05 | 0.00011382 | 6.7199e-05 | 0.00013835 | 5.2999e-05 | 0.00010339 | 2.9929e-05 | 0.00015109
Citrus CC 2 | Gas/Oil:Combined Cycle | DEF | DEF | 0.0046464 | 0.0047995 | 0.0047459 | 0.0045067 | 0.0048999 | 0.0042858 | 0.0048375 | 0.0048946 | 0.0045389 | 0.004957 | 0.0050821 | 0.0053152 | 0.0053795 | 0.0055169 | 0.0052368 | 0.0055559 | 0.0056501 | 0.0052308 | 0.0054157 | 0.0053375 | 0.0049781 | 0.0046882 | 0.0046008 | 0.0035604 | 0.0029508 | 0.0023986 | 0.0026021
Citrus CC 2 Duct | Gas/Oil:Combined Cycle | DEF | DEF | 0.00020462 | 0.00022583 | 0.00016192 | 0.00013232 | 0.00013678 | 0.00014079 | 0.00013929 | 9.9989e-05 | 7.111e-05 | 7.8537e-05 | 7.513e-05 | 0.00014483 | 0.00017032 | 0.00018215 | 0.00020145 | 0.0001062 | 0.00013251 | 0.00013038 | 7.2963e-05 | 3.772e-05 | 9.471e-05 | 6.6784e-05 | 0.00013724 | 5.7217e-05 | 8.9461e-05 | 4.2284e-05 | 0.00012421
Crystal 4 | Coal:Conventional | DEF | DEF | 2023: 0.28163; 2024: 0.25981; 2025: 0.33176; 2026: 0.23061; 2027: 0.28161; 2028: 0.4294; 2029: 0.39962; 2030: 0.53406; 2031: 0.97261; 2032: 0.70407; 2033: 0.993; 2034: 0.41495
Crystal 5 | Coal:Conventional | DEF | DEF | 2023: 0.17171; 2024: 0.27838; 2025: 0.26336; 2026: 0.24165; 2027: 0.23937; 2028: 0.38632; 2029: 0.35776; 2030: 0.54127; 2031: 0.63692; 2032: 0.78811; 2033: 0.63564; 2034: 0.17721
DEBARY 10 | Gas/Oil:Combustion Turbine | DEF | DEF | 2024: 0.00053409; 2025: 0.00015689; 2026: 0.0001239; 2027: 0.00030864; 2028: 0.00041743; 2029: 0.00012638; 2030: 0.0003608; 2031: 0.00015157; 2032: 0.00037772; 2034: 0.00034492; 2035: 0.0010885; 2036: 0.00020499
DEBARY 2 | Gas/Oil:Combustion Turbine | DEF | DEF | 2024: 0.00071975
DEBARY 3 | Gas/Oil:Combustion Turbine | DEF | DEF | 2024: 0.00076488; 2026: 0.00014532
DEBARY 4 | Gas/Oil:Combustion Turbine | DEF | DEF | 2024: 0.00029826; 2026: 0.00011429
DEBARY 5 | Gas/Oil:Combustion Turbine | DEF | DEF | 2024: 0.00077339
DEBARY 6 | Gas/Oil:Combustion Turbine | DEF | DEF | 2024: 0.00088929; 2025: 0.00017961
DEBARY 7 | Gas/Oil:Combustion Turbine | DEF | DEF | 2023: 2.1092e-05; 2024: 2.4352e-05; 2025: 2.7392e-05; 2026: 2.5813e-05; 2027: 2.1452e-05; 2028: 2.0384e-05; 2029: 1.8935e-05; 2030: 2.1448e-05; 2031: 2.4725e-05; 2032: 1.3955e-05; 2033: 1.6438e-05; 2034: 2.3227e-05; 2035: 2.5182e-05; 2036: 6.6695e-06
DEBARY 8 | Gas/Oil:Combustion Turbine | DEF | DEF | 2023: 2.9402e-05; 2024: 2.6641e-05; 2025: 3.3453e-05; 2026: 2.7468e-05; 2027: 2.3965e-05; 2028: 2.3763e-05; 2029: 2.2115e-05; 2030: 2.2036e-05; 2031: 3.036e-05; 2032: 1.8415e-05; 2033: 2.0009e-05; 2034: 2.5786e-05; 2035: 3.1339e-05; 2036: 1.4621e-05
DEBARY 9 | Gas/Oil:Combustion Turbine | DEF | DEF | 2023: 3.1019e-05; 2024: 3.7583e-05; 2025: 2.9277e-05; 2026: 3.1424e-05; 2027: 2.407e-05; 2028: 2.6931e-05; 2029: 2.6151e-05; 2030: 2.6112e-05; 2031: 3.4431e-05; 2032: 1.9982e-05; 2033: 1.9965e-05; 2034: 3.3764e-05; 2035: 2.9682e-05; 2036: 1.441e-05
Gen 190MW CT | Gas/Oil:Combustion Turbine | DEF | DEF | 2030: 8.4264e-06; 2031: 2.9793e-05; 2032: 7.1457e-06; 2034: 0.00026517; 2035: 0.00061287; 2036: 0.00080751; 2037: 0.00089528; 2038: 0.00042229; 2039: 0.0008451; 2040: 5.0929e-05; 2041: 0.00012723; 2042: 0.00020394; 2043: 0.00093529; 2044: 0.0002955; 2045: 0.0022658; 2046: 0.00064257; 2047: 0.001327; 2048: 0.0006725; 2049: 0.003503
Hines CC 1 | Gas/Oil:Combined Cycle | DEF | DEF | 2023: 0.0023604; 2024: 0.0023511; 2025: 0.0023743; 2026: 0.0017365; 2027: 0.0018979; 2028: 0.0016264; 2029: 0.0019123; 2030: 0.001578; 2031: 0.0012984; 2032: 0.00099651; 2033: 0.00099262; 2034: 0.0013365; 2035: 0.0021964; 2036: 0.002394; 2037: 0.0030011; 2038: 0.0021873; 2039: 0.00042578
Hines CC 2 | Gas/Oil:Combined Cycle | DEF | DEF | 0.0025079 | 0.0025905 | 0.0026134 | 0.0027697 | 0.0025082 | 0.0025774 | 0.0023728 | 0.0025124 | 0.0021986 | 0.0022236 | 0.0021726 | 0.0025579 | 0.0029201 | 0.0029697 | 0.0032607 | 0.0030843 | 0.002735 | 0.0025701 | 0.0022285 | 0.0014381 | 0.00018202
Hines CC 3 | Gas/Oil:Combined Cycle | DEF | DEF | 0.0026614 | 0.0025778 | 0.0025425 | 0.0024993 | 0.0028602 | 0.0027126 | 0.0029312 | 0.0025754 | 0.0028237 | 0.0026608 | 0.0029747 | 0.0029583 | 0.0036488 | 0.0035548 | 0.0040731 | 0.0033617 | 0.0034685 | 0.0031423 | 0.0031625 | 0.0024455 | 0.0026499 | 0.0019086 | 0.00053484
Hines CC 4 | Gas/Oil:Combined Cycle | DEF | DEF | 0.0023277 | 0.0026479 | 0.0020827 | 0.0023328 | 0.0020535 | 0.0026662 | 0.0024422 | 0.0026584 | 0.0022281 | 0.002637 | 0.0026673 | 0.0031661 | 0.0030674 | 0.0036789 | 0.0035146 | 0.0037187 | 0.0034436 | 0.003671 | 0.0035201 | 0.0037005 | 0.0033727 | 0.0037859 | 0.0030285 | 0.0022797 | 0.00045705
INT CITY 1 | Gas/Oil:Combustion Turbine | DEF | DEF | 2023: 0.00015156; 2024: 6.2491e-05; 2025: 5.3459e-05; 2026: 0.00013296; 2027: 0.00012198; 2028: 0.00019528; 2030: 0.00054264; 2031: 0.00075784; 2032: 0.00050877; 2033: 6.899e-05; 2034: 8.9349e-05
INT CITY 10 | Gas/Oil:Combustion Turbine | DEF | DEF | 2023: 6.9121e-06; 2024: 1.9778e-05; 2025: 1.6077e-05; 2026: 7.594e-06; 2027: 1.2155e-05; 2028: 8.2494e-06; 2029: 1.0405e-05; 2030: 1.1336e-05; 2031: 1.6509e-05; 2032: 7.8493e-06; 2033: 6.3332e-06; 2034: 1.9041e-05; 2035: 2.6687e-05; 2036: 3.5124e-05; 2037: 5.1109e-05; 2038: 1.1572e-05
INT CITY 11 | Gas/Oil:Combustion Turbine | DEF | DEF | 2024: 0.0020101; 2025: 0.0010967; 2026: 0.0004768; 2027: 0.00064415; 2028: 0.00061269; 2030: 0.0014039; 2031: 0.0025089; 2032: 0.00066071; 2033: 0.00027543; 2034: 0.0012755; 2035: 0.0026442; 2036: 0.0057247; 2037: 0.0082001; 2038: 0.0050084; 2039: 0.00929; 2040: 0.0027017; 2041: 0.0043124; 2042: 0.0048386; 2043: 0.0027592; 2044: 0.003341
INT CITY 12 | Gas/Oil:Combustion Turbine | DEF | DEF | 4.4918e-06 | 1.8423e-05 | 1.0801e-05 | 4.7009e-06 | 9.9553e-06 | 7.2086e-06 | 4.2e-06 | 8.7665e-06 | 1.6214e-05 | 7.5137e-06 | 4.816e-06 | 1.6733e-05 | 1.367e-05 | 2.5784e-05 | 3.5625e-05 | 3.5037e-05 | 4.0417e-05 | 2.0977e-05 | 2.1901e-05 | 3.1314e-05 | 7.648e-05 | 4.9284e-05 | 1.3288e-05
INT CITY 13 | Gas/Oil:Combustion Turbine | DEF | DEF | 1.4122e-05 | 2.7071e-05 | 1.9118e-05 | 1.1146e-05 | 1.259e-05 | 1.0091e-05 | 9.8534e-06 | 1.3722e-05 | 1.9173e-05 | 8.9085e-06 | 7.4408e-06 | 2.1903e-05 | 2.3882e-05 | 3.7306e-05 | 4.9561e-05 | 4.1343e-05 | 4.415e-05 | 2.6686e-05 | 3.6084e-05 | 4.2504e-05 | 9.3529e-05 | 6.4685e-05 | 1.8199e-05
INT CITY 14 | Gas/Oil:Combustion Turbine | DEF | DEF | 1.4759e-05 | 2.8602e-05 | 2.2576e-05 | 1.3148e-05 | 1.8105e-05 | 1.2066e-05 | 1.3113e-05 | 1.5171e-05 | 1.7921e-05 | 1.2634e-05 | 8.8704e-06 | 2.651e-05 | 2.5484e-05 | 3.8978e-05 | 6.4431e-05 | 4.9904e-05 | 6.7182e-05 | 3.3336e-05 | 4.8413e-05 | 4.3983e-05 | 0.00010739 | 7.5914e-05 | 2.2583e-05
INT CITY 2 | Gas/Oil:Combustion Turbine | DEF | DEF | 2027: 6.7203e-05; 2030: 5.3678e-05; 2031: 0.00063454; 2032: 5.893e-05
INT CITY 3 | Gas/Oil:Combustion Turbine | DEF | DEF | 2024: 0.00014771; 2025: 0.00010521; 2026: 0.00010284; 2027: 0.00012586; 2028: 0.0002038; 2030: 0.00025027; 2031: 0.00079951; 2032: 0.0003092; 2033: 5.5462e-05
INT CITY 4 | Gas/Oil:Combustion Turbine | DEF | DEF | 2023: 0.00013407; 2024: 0.00033966; 2025: 0.00010541; 2026: 0.00013407; 2027: 0.00012537; 2028: 5.2704e-05; 2030: 0.00025845; 2031: 0.00031796; 2032: 0.00025827; 2033: 6.0808e-05; 2034: 9.1634e-05
INT CITY 5 | Gas/Oil:Combustion Turbine | DEF | DEF | 2026: 7.9711e-05; 2027: 6.4012e-05; 2028: 7.9711e-05; 2030: 0.00019981; 2031: 0.00062447; 2032: 0.00014889; 2033: 5.5836e-05
INT CITY 6 | Gas/Oil:Combustion Turbine | DEF | DEF | 2024: 0.00061621; 2025: 9.9615e-05; 2026: 0.00011054; 2027: 0.0001917; 2028: 0.00025758; 2030: 0.00040901; 2031: 0.0010361; 2032: 0.00052285; 2033: 5.4987e-05
INT CITY 7 | Gas/Oil:Combustion Turbine | DEF | DEF | 2023: 3.3663e-05; 2024: 4.7745e-05; 2025: 3.5301e-05; 2026: 3.4773e-05; 2027: 2.8005e-05; 2028: 2.8531e-05; 2029: 2.2782e-05; 2030: 2.3933e-05; 2031: 2.9402e-05; 2032: 2.0898e-05; 2033: 1.8359e-05; 2034: 3.7516e-05; 2035: 4.9124e-05; 2036: 5.7938e-05; 2037: 8.4379e-05; 2038: 2.7518e-05
INT CITY 8 | Gas/Oil:Combustion Turbine | DEF | DEF | 2023: 1.9436e-05; 2024: 3.7378e-05; 2025: 2.9526e-05; 2026: 2.243e-05; 2027: 2.1945e-05; 2028: 2.144e-05; 2029: 2.1476e-05; 2030: 1.9057e-05; 2031: 2.1729e-05; 2032: 1.5827e-05; 2033: 1.5501e-05; 2034: 3.4328e-05; 2035: 3.769e-05; 2036: 4.4586e-05; 2037: 7.5975e-05; 2038: 1.6456e-05
INT CITY 9 | Gas/Oil:Combustion Turbine | DEF | DEF | 2023: 1.8479e-05; 2024: 3.5984e-05; 2025: 2.4906e-05; 2026: 2.4258e-05; 2027: 1.781e-05; 2028: 1.9442e-05; 2029: 1.8935e-05; 2030: 1.9557e-05; 2031: 2.6456e-05; 2032: 1.3944e-05; 2033: 1.1685e-05; 2034: 3.7314e-05; 2035: 3.4627e-05; 2036: 4.6094e-05; 2037: 7.4395e-05; 2038: 1.9347e-05
NSG Vand CT 1 | Gas/Oil:Combustion Turbine | DEF | DEF | 2023: 0.00020399; 2024: 0.00022158; 2025: 0.00010116; 2026: 7.106e-05; 2027: 1.6122e-05
NSG Vand CT 2 | Gas/Oil:Combustion Turbine | DEF | DEF | 2023: 0.00020246; 2024: 0.00022173; 2025: 0.0001314; 2026: 7.2977e-05; 2027: 1.766e-05
NSG Vand CT 3 | Gas/Oil:Combustion Turbine | DEF | DEF | 2023: 0.00025427; 2024: 0.00026679; 2025: 0.00015926; 2026: 9.8461e-05; 2027: 2.0777e-05
NSG Vand CT 4 | Gas/Oil:Combustion Turbine | DEF | DEF | 2023: 0.00027046; 2024: 0.00027601; 2025: 0.00017604; 2026: 0.00011615; 2027: 1.7146e-05
Osprey 1 0 | Gas/Oil:Combined Cycle | DEF | DEF | 2023: 0.001285; 2024: 0.0012242
Osprey 1 1 | Gas/Oil:Combined Cycle | DEF | DEF | 2023: 0.00068104; 2024: 0.00068245
Osprey 1 2 | Gas/Oil:Combined Cycle | DEF | DEF | 2023: 5.6863e-05; 2024: 5.8484e-05
OspreyAcq | Gas/Oil:Combined Cycle | DEF | DEF |  | 0.00061544 | 0.0033756 | 0.0033504 | 0.0031015 | 0.0033354 | 0.0030981 | 0.0031726 | 0.0031389 | 0.0031652 | 0.0034762 | 0.0035557 | 0.0037361 | 0.003846 | 0.0042502 | 0.0041042 | 0.0039265 | 0.0040488 | 0.0035364 | 0.0032721 | 0.003346 | 0.001125
OspreyAcqDF | Gas/Oil:Combined Cycle | DEF | DEF |  | 4.4116e-06 | 9.5116e-05 | 9.7215e-05 | 8.2785e-05 | 8.3282e-05 | 8.4799e-05 | 8.8614e-05 | 5.5996e-05 | 5.4625e-05 | 5.9458e-05 | 0.00011083 | 0.00013564 | 0.00014741 | 0.00016202 | 0.00011239 | 0.00014621 | 0.00011547 | 0.00011708 | 8.0553e-05 | 0.00012205 | 1.3923e-05
Shady Hills 1 | Gas/Oil:Combustion Turbine | DEF | DEF | 2023: 7.5098e-05; 2024: 2.8409e-06
Shady Hills 2 | Gas/Oil:Combustion Turbine | DEF | DEF | 2023: 5.6828e-05; 2024: 1.1577e-06
Shady Hills 3 | Gas/Oil:Combustion Turbine | DEF | DEF | 2023: 4.2833e-05; 2024: 1.592e-06
SUWANNEE_P 1 | Gas/Oil:Combustion Turbine | DEF | DEF | 2023: 1.4025e-05; 2024: 1.654e-05; 2025: 1.6473e-05; 2026: 1.801e-05; 2027: 1.3428e-05; 2028: 1.7242e-05; 2029: 1.3462e-05; 2030: 1.6603e-05; 2031: 1.8957e-05; 2032: 1.4359e-05; 2033: 1.1075e-05; 2034: 5.654e-06
SUWANNEE_P 2 | Gas/Oil:Combustion Turbine | DEF | DEF | 2023: 1.3412e-05; 2024: 1.5474e-05; 2025: 1.3306e-05; 2026: 1.5812e-05; 2027: 1.1401e-05; 2028: 1.3551e-05; 2029: 1.4325e-05; 2030: 1.636e-05; 2031: 1.7853e-05; 2032: 1.4882e-05; 2033: 1.086e-05; 2034: 4.5762e-06
SUWANNEE_P 3 | Gas/Oil:Combustion Turbine | DEF | DEF | 2023: 2.0434e-05; 2024: 2.4185e-05; 2025: 2.3819e-05; 2026: 2.5537e-05; 2027: 2.0135e-05; 2028: 2.121e-05; 2029: 1.8784e-05; 2030: 2.1545e-05; 2031: 2.4446e-05; 2032: 1.9303e-05; 2033: 1.4145e-05; 2034: 6.3649e-06
Tigerbay 1 | Gas/Oil:Combined Cycle | DEF | DEF | 2023: 0.0010088; 2024: 0.0010061; 2025: 0.00092171; 2026: 0.0010718; 2027: 0.0009226; 2028: 0.00094082; 2029: 0.00081852; 2030: 0.0007171; 2031: 0.00064786; 2032: 0.00063837; 2033: 0.00058269; 2034: 0.0008218; 2035: 0.00028461
U OF FL 1 | Gas/Oil:Combustion Turbine | DEF | DEF | 2023: 0.00036182; 2024: 0.00036227; 2025: 0.00035827; 2026: 0.00035749; 2027: 0.00029937
Total |  |  |  | 0.48562 | 0.57997 | 0.62904 | 0.5054 | 0.55345 | 0.84757 | 0.78829 | 1.1093 | 1.6454 | 1.5248 | 1.6596 | 0.62839 | 0.041019 | 0.044552 | 0.048661 | 0.042129 | 0.045731 | 0.036646 | 0.036784 | 0.034731 | 0.032326 | 0.02815 | 0.022898 | 0.018056 | 0.016304 | 0.012546 | 0.011605 | 0 | 0 | 0 | 0 | 0 | 0 | 0 | 0
Group Totals
Resource | Type | BA | Area | 2023 | 2024 | 2025 | 2026 | 2027 | 2028 | 2029 | 2030 | 2031 | 2032 | 2033 | 2034 | 2035 | 2036 | 2037 | 2038 | 2039 | 2040 | 2041 | 2042 | 2043 | 2044 | 2045 | 2046 | 2047 | 2048 | 2049 | 2050 | 2051 | 2052 | 2053 | 2054 | 2055 | 2056 | 2057
Total | Coal:Conventional | DEF | DEF | 2023: 0.45333; 2024: 0.53819; 2025: 0.59512; 2026: 0.47226; 2027: 0.52098; 2028: 0.81572; 2029: 0.75739; 2030: 1.0753; 2031: 1.6095; 2032: 1.4922; 2033: 1.6286; 2034: 0.59217
Total | Gas/Oil:Combined Cycle | DEF | DEF | 0.028159 | 0.029107 | 0.029256 | 0.02897 | 0.028601 | 0.028171 | 0.029213 | 0.02903 | 0.027764 | 0.028587 | 0.029344 | 0.032371 | 0.034537 | 0.035742 | 0.036449 | 0.03544 | 0.034044 | 0.032548 | 0.031136 | 0.029231 | 0.028354 | 0.024324 | 0.020579 | 0.017413 | 0.014977 | 0.011873 | 0.0081017
Total | Gas/Oil:Combustion Turbine | DEF | DEF | 0.002 | 0.01022 | 0.0034023 | 0.0024061 | 0.0022622 | 0.0020568 | 0.00034551 | 0.0037311 | 0.0071703 | 0.0030513 | 0.00074345 | 0.0023619 | 0.004643 | 0.0070587 | 0.0095309 | 0.0056319 | 0.010287 | 0.0028336 | 0.004546 | 0.0051603 | 0.0039719 | 0.0038263 | 0.0023199 | 0.00064257 | 0.001327 | 0.0006725 | 0.003503
Total | Gas/Oil:Steam Turbine | DEF | DEF | 2023: 0.0021244; 2024: 0.0024579; 2025: 0.0012524; 2026: 0.0017607; 2027: 0.001611; 2028: 0.0016262; 2029: 0.001343; 2030: 0.0011691; 2031: 0.00089226; 2032: 0.00093229; 2033: 0.00083769; 2034: 0.0014915; 2035: 0.0018387; 2036: 0.001751; 2037: 0.002681; 2038: 0.001057; 2039: 0.0014007; 2040: 0.0012643; 2041: 0.0011016; 2042: 0.00033913

## SO2 Allow
SO2 Allowance Cost ($/Ton)
Base
Resource | Type | BA | Area | 2023 | 2024 | 2025 | 2026 | 2027 | 2028 | 2029 | 2030 | 2031 | 2032 | 2033 | 2034 | 2035 | 2036 | 2037 | 2038 | 2039 | 2040 | 2041 | 2042 | 2043 | 2044 | 2045 | 2046 | 2047 | 2048 | 2049 | 2050 | 2051 | 2052 | 2053 | 2054 | 2055 | 2056 | 2057
Anclote 1 | Gas/Oil:Steam Turbine | DEF | DEF | 2023: 0.4; 2024: 0.4; 2025: 0.4; 2026: 0.4; 2027: 0.4; 2028: 0.4; 2029: 0.408; 2030: 0.4162; 2031: 0.4245; 2032: 0.433; 2033: 0.4416; 2034: 0.4505; 2035: 0.4595; 2036: 0.4687; 2037: 0.478; 2038: 0.4876; 2039: 0.4973; 2040: 0.5073; 2041: 0.5174; 2042: 0.5278
Anclote 2 | Gas/Oil:Steam Turbine | DEF | DEF | 2023: 0.4; 2024: 0.4; 2025: 0.4; 2026: 0.4; 2027: 0.4; 2028: 0.4; 2029: 0.408; 2030: 0.4162; 2031: 0.4245; 2032: 0.433; 2033: 0.4416; 2034: 0.4505; 2035: 0.4595; 2036: 0.4687; 2037: 0.478; 2038: 0.4876; 2039: 0.4973; 2040: 0.5073; 2041: 0.5174; 2042: 0.5278
Bartow CC 1 0 | Gas/Oil:Combined Cycle | DEF | DEF | 0.4 | 0.4 | 0.4 | 0.4 | 0.4 | 0.4 | 0.408 | 0.4162 | 0.4245 | 0.433 | 0.4416 | 0.4505 | 0.4595 | 0.4687 | 0.478 | 0.4876 | 0.4973 | 0.5073 | 0.5174 | 0.5278 | 0.5383 | 0.5491 | 0.56008 | 0.57128 | 0.58271 | 0.59436 | 0.60625
Bartow CC 1 PAG | Gas/Oil:Combined Cycle | DEF | DEF | 0.4 | 0.4 | 0.4 | 0.4 | 0.4 | 0.4 | 0.408 | 0.4162 | 0.4245 | 0.433 | 0.4416 | 0.4505 | 0.4595 | 0.4687 | 0.478 | 0.4876 | 0.4973 | 0.5073 | 0.5174 | 0.5278 | 0.5383 | 0.5491 | 0.56008 | 0.57128 | 0.58271 | 0.59436 | 0.60625
BARTOW_P 1 | Gas/Oil:Combustion Turbine | DEF | DEF | 2026: 0.4
BARTOW_P 2 | Gas/Oil:Combustion Turbine | DEF | DEF | 2023: 0.4; 2024: 0.4; 2025: 0.4; 2026: 0.4; 2027: 0.4; 2028: 0.4; 2029: 0.408; 2030: 0.4162; 2031: 0.4245; 2032: 0.433; 2033: 0.4416; 2034: 0.4505
BARTOW_P 3 | Gas/Oil:Combustion Turbine | DEF | DEF | 2024: 0.4; 2026: 0.4
BARTOW_P 4 | Gas/Oil:Combustion Turbine | DEF | DEF | 2023: 0.4; 2024: 0.4; 2025: 0.4; 2026: 0.4; 2027: 0.4; 2028: 0.4; 2029: 0.408; 2030: 0.4162; 2031: 0.4245; 2032: 0.433; 2033: 0.4416; 2034: 0.4505
BAYBORO_P 1 | Gas/Oil:Combustion Turbine | DEF | DEF | 2024: 0.4; 2025: 0.4
BAYBORO_P 2 | Gas/Oil:Combustion Turbine | DEF | DEF | 2024: 0.4
BAYBORO_P 3 | Gas/Oil:Combustion Turbine | DEF | DEF | 2024: 0.4; 2025: 0.4
BAYBORO_P 4 | Gas/Oil:Combustion Turbine | DEF | DEF | 2024: 0.4
Citrus CC 1 | Gas/Oil:Combined Cycle | DEF | DEF | 0.4 | 0.4 | 0.4 | 0.4 | 0.4 | 0.4 | 0.408 | 0.4162 | 0.4245 | 0.433 | 0.4416 | 0.4505 | 0.4595 | 0.4687 | 0.478 | 0.4876 | 0.4973 | 0.5073 | 0.5174 | 0.5278 | 0.5383 | 0.5491 | 0.56008 | 0.57128 | 0.58271 | 0.59436 | 0.60625
Citrus CC 1 Duct | Gas/Oil:Combined Cycle | DEF | DEF | 0.4 | 0.4 | 0.4 | 0.4 | 0.4 | 0.4 | 0.408 | 0.4162 | 0.4245 | 0.433 | 0.4416 | 0.4505 | 0.4595 | 0.4687 | 0.478 | 0.4876 | 0.4973 | 0.5073 | 0.5174 | 0.5278 | 0.5383 | 0.5491 | 0.56008 | 0.57128 | 0.58271 | 0.59436 | 0.60625
Citrus CC 2 | Gas/Oil:Combined Cycle | DEF | DEF | 0.4 | 0.4 | 0.4 | 0.4 | 0.4 | 0.4 | 0.408 | 0.4162 | 0.4245 | 0.433 | 0.4416 | 0.4505 | 0.4595 | 0.4687 | 0.478 | 0.4876 | 0.4973 | 0.5073 | 0.5174 | 0.5278 | 0.5383 | 0.5491 | 0.56008 | 0.57128 | 0.58271 | 0.59436 | 0.60625
Citrus CC 2 Duct | Gas/Oil:Combined Cycle | DEF | DEF | 0.4 | 0.4 | 0.4 | 0.4 | 0.4 | 0.4 | 0.408 | 0.4162 | 0.4245 | 0.433 | 0.4416 | 0.4505 | 0.4595 | 0.4687 | 0.478 | 0.4876 | 0.4973 | 0.5073 | 0.5174 | 0.5278 | 0.5383 | 0.5491 | 0.56008 | 0.57128 | 0.58271 | 0.59436 | 0.60625
Crystal 4 | Coal:Conventional | DEF | DEF | 2023: 0.4; 2024: 0.4; 2025: 0.4; 2026: 0.4; 2027: 0.4; 2028: 0.4; 2029: 0.408; 2030: 0.4162; 2031: 0.4245; 2032: 0.433; 2033: 0.4416; 2034: 0.4505
Crystal 5 | Coal:Conventional | DEF | DEF | 2023: 0.4; 2024: 0.4; 2025: 0.4; 2026: 0.4; 2027: 0.4; 2028: 0.4; 2029: 0.408; 2030: 0.4162; 2031: 0.4245; 2032: 0.433; 2033: 0.4416; 2034: 0.4505
DEBARY 10 | Gas/Oil:Combustion Turbine | DEF | DEF | 2024: 0.4; 2025: 0.4; 2026: 0.4; 2027: 0.4; 2028: 0.4; 2029: 0.408; 2030: 0.4162; 2031: 0.4245; 2032: 0.433; 2033: 0.4416; 2034: 0.4505; 2035: 0.4595
DEBARY 2 | Gas/Oil:Combustion Turbine | DEF | DEF | 2024: 0.4; 2026: 0.4; 2027: 0.4
DEBARY 3 | Gas/Oil:Combustion Turbine | DEF | DEF | 2024: 0.4; 2026: 0.4
DEBARY 4 | Gas/Oil:Combustion Turbine | DEF | DEF | 2024: 0.4; 2025: 0.4; 2026: 0.4; 2027: 0.4
DEBARY 5 | Gas/Oil:Combustion Turbine | DEF | DEF | 2024: 0.4; 2026: 0.4
DEBARY 6 | Gas/Oil:Combustion Turbine | DEF | DEF | 2024: 0.4; 2025: 0.4; 2026: 0.4
DEBARY 7 | Gas/Oil:Combustion Turbine | DEF | DEF | 2023: 0.4; 2024: 0.4; 2025: 0.4; 2026: 0.4; 2027: 0.4; 2028: 0.4; 2029: 0.408; 2030: 0.4162; 2031: 0.4245; 2032: 0.433; 2033: 0.4416; 2034: 0.4505; 2035: 0.4595; 2036: 0.4687
DEBARY 8 | Gas/Oil:Combustion Turbine | DEF | DEF | 2023: 0.4; 2024: 0.4; 2025: 0.4; 2026: 0.4; 2027: 0.4; 2028: 0.4; 2029: 0.408; 2030: 0.4162; 2031: 0.4245; 2032: 0.433; 2033: 0.4416; 2034: 0.4505; 2035: 0.4595; 2036: 0.4687
DEBARY 9 | Gas/Oil:Combustion Turbine | DEF | DEF | 2023: 0.4; 2024: 0.4; 2025: 0.4; 2026: 0.4; 2027: 0.4; 2028: 0.4; 2029: 0.408; 2030: 0.4162; 2031: 0.4245; 2032: 0.433; 2033: 0.4416; 2034: 0.4505; 2035: 0.4595; 2036: 0.4687
Gen 190MW CT | Gas/Oil:Combustion Turbine | DEF | DEF | 2028: 0.4; 2030: 0.4162; 2031: 0.4245; 2034: 0.4505; 2035: 0.4595; 2036: 0.4687; 2037: 0.478; 2038: 0.4876; 2039: 0.4973; 2040: 0.5073; 2041: 0.5174; 2042: 0.5278; 2043: 0.5383; 2044: 0.5491; 2045: 0.56008; 2046: 0.57128; 2047: 0.58271; 2048: 0.59436; 2049: 0.60625
Hines CC 1 | Gas/Oil:Combined Cycle | DEF | DEF | 2023: 0.4; 2024: 0.4; 2025: 0.4; 2026: 0.4; 2027: 0.4; 2028: 0.4; 2029: 0.408; 2030: 0.4162; 2031: 0.4245; 2032: 0.433; 2033: 0.4416; 2034: 0.4505; 2035: 0.4595; 2036: 0.4687; 2037: 0.478; 2038: 0.4876; 2039: 0.4973
Hines CC 2 | Gas/Oil:Combined Cycle | DEF | DEF | 0.4 | 0.4 | 0.4 | 0.4 | 0.4 | 0.4 | 0.408 | 0.4162 | 0.4245 | 0.433 | 0.4416 | 0.4505 | 0.4595 | 0.4687 | 0.478 | 0.4876 | 0.4973 | 0.5073 | 0.5174 | 0.5278 | 0.5383
Hines CC 3 | Gas/Oil:Combined Cycle | DEF | DEF | 0.4 | 0.4 | 0.4 | 0.4 | 0.4 | 0.4 | 0.408 | 0.4162 | 0.4245 | 0.433 | 0.4416 | 0.4505 | 0.4595 | 0.4687 | 0.478 | 0.4876 | 0.4973 | 0.5073 | 0.5174 | 0.5278 | 0.5383 | 0.5491 | 0.56008
Hines CC 4 | Gas/Oil:Combined Cycle | DEF | DEF | 0.4 | 0.4 | 0.4 | 0.4 | 0.4 | 0.4 | 0.408 | 0.4162 | 0.4245 | 0.433 | 0.4416 | 0.4505 | 0.4595 | 0.4687 | 0.478 | 0.4876 | 0.4973 | 0.5073 | 0.5174 | 0.5278 | 0.5383 | 0.5491 | 0.56008 | 0.57128 | 0.58271
INT CITY 1 | Gas/Oil:Combustion Turbine | DEF | DEF | 2023: 0.4; 2024: 0.4; 2026: 0.4; 2027: 0.4; 2028: 0.4; 2029: 0.408; 2030: 0.4162; 2031: 0.4245; 2032: 0.433; 2033: 0.4416
INT CITY 10 | Gas/Oil:Combustion Turbine | DEF | DEF | 2023: 0.4; 2024: 0.4; 2025: 0.4; 2026: 0.4; 2027: 0.4; 2028: 0.4; 2029: 0.408; 2030: 0.4162; 2031: 0.4245; 2032: 0.433; 2033: 0.4416; 2034: 0.4505; 2035: 0.4595; 2036: 0.4687; 2037: 0.478; 2038: 0.4876
INT CITY 11 | Gas/Oil:Combustion Turbine | DEF | DEF | 2024: 0.4; 2025: 0.4; 2026: 0.4; 2027: 0.4; 2028: 0.4; 2029: 0.408; 2030: 0.4162; 2031: 0.4245; 2032: 0.433; 2034: 0.4505; 2035: 0.4595; 2036: 0.4687; 2037: 0.478; 2038: 0.4876; 2039: 0.4973; 2040: 0.5073; 2041: 0.5174; 2042: 0.5278; 2043: 0.5383; 2044: 0.5491
INT CITY 12 | Gas/Oil:Combustion Turbine | DEF | DEF | 0.4 | 0.4 | 0.4 | 0.4 | 0.4 | 0.4 | 0.408 | 0.4162 | 0.4245 | 0.433 | 0.4416 | 0.4505 | 0.4595 | 0.4687 | 0.478 | 0.4876 | 0.4973 | 0.5073 | 0.5174 | 0.5278 | 0.5383 | 0.5491 | 0.56008
INT CITY 13 | Gas/Oil:Combustion Turbine | DEF | DEF | 0.4 | 0.4 | 0.4 | 0.4 | 0.4 | 0.4 | 0.408 | 0.4162 | 0.4245 | 0.433 | 0.4416 | 0.4505 | 0.4595 | 0.4687 | 0.478 | 0.4876 | 0.4973 | 0.5073 | 0.5174 | 0.5278 | 0.5383 | 0.5491 | 0.56008
INT CITY 14 | Gas/Oil:Combustion Turbine | DEF | DEF | 0.4 | 0.4 | 0.4 | 0.4 | 0.4 | 0.4 | 0.408 | 0.4162 | 0.4245 | 0.433 | 0.4416 | 0.4505 | 0.4595 | 0.4687 | 0.478 | 0.4876 | 0.4973 | 0.5073 | 0.5174 | 0.5278 | 0.5383 | 0.5491 | 0.56008
INT CITY 2 | Gas/Oil:Combustion Turbine | DEF | DEF | 2026: 0.4; 2027: 0.4; 2028: 0.4; 2029: 0.408; 2030: 0.4162; 2031: 0.4245; 2032: 0.433
INT CITY 3 | Gas/Oil:Combustion Turbine | DEF | DEF | 2024: 0.4; 2025: 0.4; 2026: 0.4; 2027: 0.4; 2028: 0.4; 2029: 0.408; 2030: 0.4162; 2031: 0.4245; 2032: 0.433
INT CITY 4 | Gas/Oil:Combustion Turbine | DEF | DEF | 2023: 0.4; 2024: 0.4; 2025: 0.4; 2026: 0.4; 2027: 0.4; 2028: 0.4; 2029: 0.408; 2030: 0.4162; 2031: 0.4245; 2032: 0.433
INT CITY 5 | Gas/Oil:Combustion Turbine | DEF | DEF | 2026: 0.4; 2027: 0.4; 2028: 0.4; 2029: 0.408; 2030: 0.4162; 2031: 0.4245; 2032: 0.433
INT CITY 6 | Gas/Oil:Combustion Turbine | DEF | DEF | 2023: 0.4; 2024: 0.4; 2025: 0.4; 2026: 0.4; 2027: 0.4; 2028: 0.4; 2029: 0.408; 2030: 0.4162; 2031: 0.4245; 2032: 0.433; 2033: 0.4416
INT CITY 7 | Gas/Oil:Combustion Turbine | DEF | DEF | 2023: 0.4; 2024: 0.4; 2025: 0.4; 2026: 0.4; 2027: 0.4; 2028: 0.4; 2029: 0.408; 2030: 0.4162; 2031: 0.4245; 2032: 0.433; 2033: 0.4416; 2034: 0.4505; 2035: 0.4595; 2036: 0.4687; 2037: 0.478; 2038: 0.4876
INT CITY 8 | Gas/Oil:Combustion Turbine | DEF | DEF | 2023: 0.4; 2024: 0.4; 2025: 0.4; 2026: 0.4; 2027: 0.4; 2028: 0.4; 2029: 0.408; 2030: 0.4162; 2031: 0.4245; 2032: 0.433; 2033: 0.4416; 2034: 0.4505; 2035: 0.4595; 2036: 0.4687; 2037: 0.478; 2038: 0.4876
INT CITY 9 | Gas/Oil:Combustion Turbine | DEF | DEF | 2023: 0.4; 2024: 0.4; 2025: 0.4; 2026: 0.4; 2027: 0.4; 2028: 0.4; 2029: 0.408; 2030: 0.4162; 2031: 0.4245; 2032: 0.433; 2033: 0.4416; 2034: 0.4505; 2035: 0.4595; 2036: 0.4687; 2037: 0.478; 2038: 0.4876
NSG Vand CT 1 | Gas/Oil:Combustion Turbine | DEF | DEF | 2023: 0.4; 2024: 0.4; 2025: 0.4; 2026: 0.4; 2027: 0.4
NSG Vand CT 2 | Gas/Oil:Combustion Turbine | DEF | DEF | 2023: 0.4; 2024: 0.4; 2025: 0.4; 2026: 0.4; 2027: 0.4
NSG Vand CT 3 | Gas/Oil:Combustion Turbine | DEF | DEF | 2023: 0.4; 2024: 0.4; 2025: 0.4; 2026: 0.4; 2027: 0.4
NSG Vand CT 4 | Gas/Oil:Combustion Turbine | DEF | DEF | 2023: 0.4; 2024: 0.4; 2025: 0.4; 2026: 0.4; 2027: 0.4
Osprey 1 0 | Gas/Oil:Combined Cycle | DEF | DEF | 2023: 0.4; 2024: 0.4
Osprey 1 1 | Gas/Oil:Combined Cycle | DEF | DEF | 2023: 0.4; 2024: 0.4
Osprey 1 2 | Gas/Oil:Combined Cycle | DEF | DEF | 2023: 0.4; 2024: 0.4
OspreyAcq | Gas/Oil:Combined Cycle | DEF | DEF |  | 0.4 | 0.4 | 0.4 | 0.4 | 0.4 | 0.408 | 0.4162 | 0.4245 | 0.433 | 0.4416 | 0.4505 | 0.4595 | 0.4687 | 0.478 | 0.4876 | 0.4973 | 0.5073 | 0.5174 | 0.5278 | 0.5383 | 0.5491
OspreyAcqDF | Gas/Oil:Combined Cycle | DEF | DEF |  | 0.4 | 0.4 | 0.4 | 0.4 | 0.4 | 0.408 | 0.4162 | 0.4245 | 0.433 | 0.4416 | 0.4505 | 0.4595 | 0.4687 | 0.478 | 0.4876 | 0.4973 | 0.5073 | 0.5174 | 0.5278 | 0.5383 | 0.5491
Shady Hills 1 | Gas/Oil:Combustion Turbine | DEF | DEF | 2023: 0.4; 2024: 0.4
Shady Hills 2 | Gas/Oil:Combustion Turbine | DEF | DEF | 2023: 0.4; 2024: 0.4
Shady Hills 3 | Gas/Oil:Combustion Turbine | DEF | DEF | 2023: 0.4; 2024: 0.4
SUWANNEE_P 1 | Gas/Oil:Combustion Turbine | DEF | DEF | 2023: 0.4; 2024: 0.4; 2025: 0.4; 2026: 0.4; 2027: 0.4; 2028: 0.4; 2029: 0.408; 2030: 0.4162; 2031: 0.4245; 2032: 0.433; 2033: 0.4416; 2034: 0.4505
SUWANNEE_P 2 | Gas/Oil:Combustion Turbine | DEF | DEF | 2023: 0.4; 2024: 0.4; 2025: 0.4; 2026: 0.4; 2027: 0.4; 2028: 0.4; 2029: 0.408; 2030: 0.4162; 2031: 0.4245; 2032: 0.433; 2033: 0.4416; 2034: 0.4505
SUWANNEE_P 3 | Gas/Oil:Combustion Turbine | DEF | DEF | 2023: 0.4; 2024: 0.4; 2025: 0.4; 2026: 0.4; 2027: 0.4; 2028: 0.4; 2029: 0.408; 2030: 0.4162; 2031: 0.4245; 2032: 0.433; 2033: 0.4416; 2034: 0.4505
Tigerbay 1 | Gas/Oil:Combined Cycle | DEF | DEF | 2023: 0.4; 2024: 0.4; 2025: 0.4; 2026: 0.4; 2027: 0.4; 2028: 0.4; 2029: 0.408; 2030: 0.4162; 2031: 0.4245; 2032: 0.433; 2033: 0.4416; 2034: 0.4505; 2035: 0.4595
U OF FL 1 | Gas/Oil:Combustion Turbine | DEF | DEF | 2023: 0.4; 2024: 0.4; 2025: 0.4; 2026: 0.4; 2027: 0.4
Group Totals
Resource | Type | BA | Area | 2023 | 2024 | 2025 | 2026 | 2027 | 2028 | 2029 | 2030 | 2031 | 2032 | 2033 | 2034 | 2035 | 2036 | 2037 | 2038 | 2039 | 2040 | 2041 | 2042 | 2043 | 2044 | 2045 | 2046 | 2047 | 2048 | 2049 | 2050 | 2051 | 2052 | 2053 | 2054 | 2055 | 2056 | 2057
Total | Coal:Conventional | DEF | DEF | 2023: 0.4; 2024: 0.4; 2025: 0.4; 2026: 0.4; 2027: 0.4; 2028: 0.4; 2029: 0.408; 2030: 0.4162; 2031: 0.4245; 2032: 0.433; 2033: 0.4416; 2034: 0.4505
Total | Gas/Oil:Combined Cycle | DEF | DEF | 0.4 | 0.4 | 0.4 | 0.4 | 0.4 | 0.4 | 0.408 | 0.4162 | 0.4245 | 0.433 | 0.4416 | 0.4505 | 0.4595 | 0.4687 | 0.478 | 0.4876 | 0.4973 | 0.5073 | 0.5174 | 0.5278 | 0.5383 | 0.5491 | 0.56008 | 0.57128 | 0.58271 | 0.59436 | 0.60625
Total | Gas/Oil:Combustion Turbine | DEF | DEF | 0.4 | 0.4 | 0.4 | 0.4 | 0.4 | 0.4 | 0.408 | 0.4162 | 0.4245 | 0.433 | 0.4416 | 0.4505 | 0.4595 | 0.4687 | 0.478 | 0.4876 | 0.4973 | 0.5073 | 0.5174 | 0.5278 | 0.5383 | 0.5491 | 0.56008 | 0.57128 | 0.58271 | 0.59436 | 0.60625
Total | Gas/Oil:Steam Turbine | DEF | DEF | 2023: 0.4; 2024: 0.4; 2025: 0.4; 2026: 0.4; 2027: 0.4; 2028: 0.4; 2029: 0.408; 2030: 0.4162; 2031: 0.4245; 2032: 0.433; 2033: 0.4416; 2034: 0.4505; 2035: 0.4595; 2036: 0.4687; 2037: 0.478; 2038: 0.4876; 2039: 0.4973; 2040: 0.5073; 2041: 0.5174; 2042: 0.5278
Solar 5
Resource | Type | BA | Area | 2023 | 2024 | 2025 | 2026 | 2027 | 2028 | 2029 | 2030 | 2031 | 2032 | 2033 | 2034 | 2035 | 2036 | 2037 | 2038 | 2039 | 2040 | 2041 | 2042 | 2043 | 2044 | 2045 | 2046 | 2047 | 2048 | 2049 | 2050 | 2051 | 2052 | 2053 | 2054 | 2055 | 2056 | 2057
Anclote 1 | Gas/Oil:Steam Turbine | DEF | DEF | 2023: 0.4; 2024: 0.4; 2025: 0.4; 2026: 0.4; 2027: 0.4; 2028: 0.4; 2029: 0.408; 2030: 0.4162; 2031: 0.4245; 2032: 0.433; 2033: 0.4416; 2034: 0.4505; 2035: 0.4595; 2036: 0.4687; 2037: 0.478; 2038: 0.4876; 2039: 0.4973; 2040: 0.5073; 2041: 0.5174; 2042: 0.5278
Anclote 2 | Gas/Oil:Steam Turbine | DEF | DEF | 2023: 0.4; 2024: 0.4; 2025: 0.4; 2026: 0.4; 2027: 0.4; 2028: 0.4; 2029: 0.408; 2030: 0.4162; 2031: 0.4245; 2032: 0.433; 2033: 0.4416; 2034: 0.4505; 2035: 0.4595; 2036: 0.4687; 2037: 0.478; 2038: 0.4876; 2039: 0.4973; 2040: 0.5073; 2041: 0.5174; 2042: 0.5278
Bartow CC 1 0 | Gas/Oil:Combined Cycle | DEF | DEF | 0.4 | 0.4 | 0.4 | 0.4 | 0.4 | 0.4 | 0.408 | 0.4162 | 0.4245 | 0.433 | 0.4416 | 0.4505 | 0.4595 | 0.4687 | 0.478 | 0.4876 | 0.4973 | 0.5073 | 0.5174 | 0.5278 | 0.5383 | 0.5491 | 0.56008 | 0.57128 | 0.58271 | 0.59436 | 0.60625
Bartow CC 1 PAG | Gas/Oil:Combined Cycle | DEF | DEF | 0.4 | 0.4 | 0.4 | 0.4 | 0.4 | 0.4 | 0.408 | 0.4162 | 0.4245 | 0.433 | 0.4416 | 0.4505 | 0.4595 | 0.4687 | 0.478 | 0.4876 | 0.4973 | 0.5073 | 0.5174 | 0.5278 | 0.5383 | 0.5491 | 0.56008 | 0.57128 | 0.58271 | 0.59436 | 0.60625
BARTOW_P 1 | Gas/Oil:Combustion Turbine | DEF | DEF | 2024: 0.4
BARTOW_P 2 | Gas/Oil:Combustion Turbine | DEF | DEF | 2023: 0.4; 2024: 0.4; 2025: 0.4; 2026: 0.4; 2027: 0.4; 2028: 0.4; 2029: 0.408; 2030: 0.4162; 2031: 0.4245; 2032: 0.433; 2033: 0.4416; 2034: 0.4505
BARTOW_P 4 | Gas/Oil:Combustion Turbine | DEF | DEF | 2023: 0.4; 2024: 0.4; 2025: 0.4; 2026: 0.4; 2027: 0.4; 2028: 0.4; 2029: 0.408; 2030: 0.4162; 2031: 0.4245; 2032: 0.433; 2033: 0.4416; 2034: 0.4505
BAYBORO_P 1 | Gas/Oil:Combustion Turbine | DEF | DEF | 2024: 0.4; 2025: 0.4
BAYBORO_P 2 | Gas/Oil:Combustion Turbine | DEF | DEF | 2024: 0.4; 2025: 0.4
BAYBORO_P 3 | Gas/Oil:Combustion Turbine | DEF | DEF | 2024: 0.4; 2025: 0.4
BAYBORO_P 4 | Gas/Oil:Combustion Turbine | DEF | DEF | 2024: 0.4; 2025: 0.4
Citrus CC 1 | Gas/Oil:Combined Cycle | DEF | DEF | 0.4 | 0.4 | 0.4 | 0.4 | 0.4 | 0.4 | 0.408 | 0.4162 | 0.4245 | 0.433 | 0.4416 | 0.4505 | 0.4595 | 0.4687 | 0.478 | 0.4876 | 0.4973 | 0.5073 | 0.5174 | 0.5278 | 0.5383 | 0.5491 | 0.56008 | 0.57128 | 0.58271 | 0.59436 | 0.60625
Citrus CC 1 Duct | Gas/Oil:Combined Cycle | DEF | DEF | 0.4 | 0.4 | 0.4 | 0.4 | 0.4 | 0.4 | 0.408 | 0.4162 | 0.4245 | 0.433 | 0.4416 | 0.4505 | 0.4595 | 0.4687 | 0.478 | 0.4876 | 0.4973 | 0.5073 | 0.5174 | 0.5278 | 0.5383 | 0.5491 | 0.56008 | 0.57128 | 0.58271 | 0.59436 | 0.60625
Citrus CC 2 | Gas/Oil:Combined Cycle | DEF | DEF | 0.4 | 0.4 | 0.4 | 0.4 | 0.4 | 0.4 | 0.408 | 0.4162 | 0.4245 | 0.433 | 0.4416 | 0.4505 | 0.4595 | 0.4687 | 0.478 | 0.4876 | 0.4973 | 0.5073 | 0.5174 | 0.5278 | 0.5383 | 0.5491 | 0.56008 | 0.57128 | 0.58271 | 0.59436 | 0.60625
Citrus CC 2 Duct | Gas/Oil:Combined Cycle | DEF | DEF | 0.4 | 0.4 | 0.4 | 0.4 | 0.4 | 0.4 | 0.408 | 0.4162 | 0.4245 | 0.433 | 0.4416 | 0.4505 | 0.4595 | 0.4687 | 0.478 | 0.4876 | 0.4973 | 0.5073 | 0.5174 | 0.5278 | 0.5383 | 0.5491 | 0.56008 | 0.57128 | 0.58271 | 0.59436 | 0.60625
Crystal 4 | Coal:Conventional | DEF | DEF | 2023: 0.4; 2024: 0.4; 2025: 0.4; 2026: 0.4; 2027: 0.4; 2028: 0.4; 2029: 0.408; 2030: 0.4162; 2031: 0.4245; 2032: 0.433; 2033: 0.4416; 2034: 0.4505
Crystal 5 | Coal:Conventional | DEF | DEF | 2023: 0.4; 2024: 0.4; 2025: 0.4; 2026: 0.4; 2027: 0.4; 2028: 0.4; 2029: 0.408; 2030: 0.4162; 2031: 0.4245; 2032: 0.433; 2033: 0.4416; 2034: 0.4505
DEBARY 10 | Gas/Oil:Combustion Turbine | DEF | DEF | 2024: 0.4; 2025: 0.4; 2026: 0.4; 2027: 0.4; 2028: 0.4; 2029: 0.408; 2030: 0.4162; 2031: 0.4245; 2032: 0.433; 2034: 0.4505; 2035: 0.4595; 2036: 0.4687
DEBARY 2 | Gas/Oil:Combustion Turbine | DEF | DEF | 2024: 0.4; 2026: 0.4
DEBARY 3 | Gas/Oil:Combustion Turbine | DEF | DEF | 2024: 0.4; 2025: 0.4; 2026: 0.4
DEBARY 4 | Gas/Oil:Combustion Turbine | DEF | DEF | 2024: 0.4; 2026: 0.4
DEBARY 5 | Gas/Oil:Combustion Turbine | DEF | DEF | 2024: 0.4; 2026: 0.4
DEBARY 6 | Gas/Oil:Combustion Turbine | DEF | DEF | 2024: 0.4; 2025: 0.4; 2026: 0.4; 2027: 0.4
DEBARY 7 | Gas/Oil:Combustion Turbine | DEF | DEF | 2023: 0.4; 2024: 0.4; 2025: 0.4; 2026: 0.4; 2027: 0.4; 2028: 0.4; 2029: 0.408; 2030: 0.4162; 2031: 0.4245; 2032: 0.433; 2033: 0.4416; 2034: 0.4505; 2035: 0.4595; 2036: 0.4687
DEBARY 8 | Gas/Oil:Combustion Turbine | DEF | DEF | 2023: 0.4; 2024: 0.4; 2025: 0.4; 2026: 0.4; 2027: 0.4; 2028: 0.4; 2029: 0.408; 2030: 0.4162; 2031: 0.4245; 2032: 0.433; 2033: 0.4416; 2034: 0.4505; 2035: 0.4595; 2036: 0.4687
DEBARY 9 | Gas/Oil:Combustion Turbine | DEF | DEF | 2023: 0.4; 2024: 0.4; 2025: 0.4; 2026: 0.4; 2027: 0.4; 2028: 0.4; 2029: 0.408; 2030: 0.4162; 2031: 0.4245; 2032: 0.433; 2033: 0.4416; 2034: 0.4505; 2035: 0.4595; 2036: 0.4687
Gen 190MW CT | Gas/Oil:Combustion Turbine | DEF | DEF | 2030: 0.4162; 2031: 0.4245; 2033: 0.4416; 2034: 0.4505; 2035: 0.4595; 2036: 0.4687; 2037: 0.478; 2038: 0.4876; 2039: 0.4973; 2040: 0.5073; 2041: 0.5174; 2042: 0.5278; 2043: 0.5383; 2044: 0.5491; 2045: 0.56008; 2046: 0.57128; 2047: 0.58271; 2048: 0.59436; 2049: 0.60625
Hines CC 1 | Gas/Oil:Combined Cycle | DEF | DEF | 2023: 0.4; 2024: 0.4; 2025: 0.4; 2026: 0.4; 2027: 0.4; 2028: 0.4; 2029: 0.408; 2030: 0.4162; 2031: 0.4245; 2032: 0.433; 2033: 0.4416; 2034: 0.4505; 2035: 0.4595; 2036: 0.4687; 2037: 0.478; 2038: 0.4876; 2039: 0.4973
Hines CC 2 | Gas/Oil:Combined Cycle | DEF | DEF | 0.4 | 0.4 | 0.4 | 0.4 | 0.4 | 0.4 | 0.408 | 0.4162 | 0.4245 | 0.433 | 0.4416 | 0.4505 | 0.4595 | 0.4687 | 0.478 | 0.4876 | 0.4973 | 0.5073 | 0.5174 | 0.5278 | 0.5383
Hines CC 3 | Gas/Oil:Combined Cycle | DEF | DEF | 0.4 | 0.4 | 0.4 | 0.4 | 0.4 | 0.4 | 0.408 | 0.4162 | 0.4245 | 0.433 | 0.4416 | 0.4505 | 0.4595 | 0.4687 | 0.478 | 0.4876 | 0.4973 | 0.5073 | 0.5174 | 0.5278 | 0.5383 | 0.5491 | 0.56008
Hines CC 4 | Gas/Oil:Combined Cycle | DEF | DEF | 0.4 | 0.4 | 0.4 | 0.4 | 0.4 | 0.4 | 0.408 | 0.4162 | 0.4245 | 0.433 | 0.4416 | 0.4505 | 0.4595 | 0.4687 | 0.478 | 0.4876 | 0.4973 | 0.5073 | 0.5174 | 0.5278 | 0.5383 | 0.5491 | 0.56008 | 0.57128 | 0.58271
INT CITY 1 | Gas/Oil:Combustion Turbine | DEF | DEF | 2023: 0.4; 2024: 0.4; 2025: 0.4; 2026: 0.4; 2027: 0.4; 2028: 0.4; 2030: 0.4162; 2031: 0.4245; 2032: 0.433; 2033: 0.4416
INT CITY 10 | Gas/Oil:Combustion Turbine | DEF | DEF | 2023: 0.4; 2024: 0.4; 2025: 0.4; 2026: 0.4; 2027: 0.4; 2028: 0.4; 2029: 0.408; 2030: 0.4162; 2031: 0.4245; 2032: 0.433; 2033: 0.4416; 2034: 0.4505; 2035: 0.4595; 2036: 0.4687; 2037: 0.478; 2038: 0.4876
INT CITY 11 | Gas/Oil:Combustion Turbine | DEF | DEF | 2024: 0.4; 2025: 0.4; 2026: 0.4; 2027: 0.4; 2028: 0.4; 2030: 0.4162; 2031: 0.4245; 2032: 0.433; 2033: 0.4416; 2034: 0.4505; 2035: 0.4595; 2036: 0.4687; 2037: 0.478; 2038: 0.4876; 2039: 0.4973; 2040: 0.5073; 2041: 0.5174; 2042: 0.5278; 2043: 0.5383; 2044: 0.5491
INT CITY 12 | Gas/Oil:Combustion Turbine | DEF | DEF | 0.4 | 0.4 | 0.4 | 0.4 | 0.4 | 0.4 | 0.408 | 0.4162 | 0.4245 | 0.433 | 0.4416 | 0.4505 | 0.4595 | 0.4687 | 0.478 | 0.4876 | 0.4973 | 0.5073 | 0.5174 | 0.5278 | 0.5383 | 0.5491 | 0.56008
INT CITY 13 | Gas/Oil:Combustion Turbine | DEF | DEF | 0.4 | 0.4 | 0.4 | 0.4 | 0.4 | 0.4 | 0.408 | 0.4162 | 0.4245 | 0.433 | 0.4416 | 0.4505 | 0.4595 | 0.4687 | 0.478 | 0.4876 | 0.4973 | 0.5073 | 0.5174 | 0.5278 | 0.5383 | 0.5491 | 0.56008
INT CITY 14 | Gas/Oil:Combustion Turbine | DEF | DEF | 0.4 | 0.4 | 0.4 | 0.4 | 0.4 | 0.4 | 0.408 | 0.4162 | 0.4245 | 0.433 | 0.4416 | 0.4505 | 0.4595 | 0.4687 | 0.478 | 0.4876 | 0.4973 | 0.5073 | 0.5174 | 0.5278 | 0.5383 | 0.5491 | 0.56008
INT CITY 2 | Gas/Oil:Combustion Turbine | DEF | DEF | 2027: 0.4; 2028: 0.4; 2030: 0.4162; 2031: 0.4245; 2032: 0.433
INT CITY 3 | Gas/Oil:Combustion Turbine | DEF | DEF | 2024: 0.4; 2025: 0.4; 2026: 0.4; 2027: 0.4; 2028: 0.4; 2030: 0.4162; 2031: 0.4245; 2032: 0.433
INT CITY 4 | Gas/Oil:Combustion Turbine | DEF | DEF | 2023: 0.4; 2024: 0.4; 2025: 0.4; 2026: 0.4; 2027: 0.4; 2028: 0.4; 2030: 0.4162; 2031: 0.4245; 2032: 0.433
INT CITY 5 | Gas/Oil:Combustion Turbine | DEF | DEF | 2026: 0.4; 2027: 0.4; 2028: 0.4; 2030: 0.4162; 2031: 0.4245; 2032: 0.433
INT CITY 6 | Gas/Oil:Combustion Turbine | DEF | DEF | 2023: 0.4; 2024: 0.4; 2025: 0.4; 2026: 0.4; 2027: 0.4; 2028: 0.4; 2030: 0.4162; 2031: 0.4245; 2032: 0.433; 2033: 0.4416
INT CITY 7 | Gas/Oil:Combustion Turbine | DEF | DEF | 2023: 0.4; 2024: 0.4; 2025: 0.4; 2026: 0.4; 2027: 0.4; 2028: 0.4; 2029: 0.408; 2030: 0.4162; 2031: 0.4245; 2032: 0.433; 2033: 0.4416; 2034: 0.4505; 2035: 0.4595; 2036: 0.4687; 2037: 0.478; 2038: 0.4876
INT CITY 8 | Gas/Oil:Combustion Turbine | DEF | DEF | 2023: 0.4; 2024: 0.4; 2025: 0.4; 2026: 0.4; 2027: 0.4; 2028: 0.4; 2029: 0.408; 2030: 0.4162; 2031: 0.4245; 2032: 0.433; 2033: 0.4416; 2034: 0.4505; 2035: 0.4595; 2036: 0.4687; 2037: 0.478; 2038: 0.4876
INT CITY 9 | Gas/Oil:Combustion Turbine | DEF | DEF | 2023: 0.4; 2024: 0.4; 2025: 0.4; 2026: 0.4; 2027: 0.4; 2028: 0.4; 2029: 0.408; 2030: 0.4162; 2031: 0.4245; 2032: 0.433; 2033: 0.4416; 2034: 0.4505; 2035: 0.4595; 2036: 0.4687; 2037: 0.478; 2038: 0.4876
NSG Vand CT 1 | Gas/Oil:Combustion Turbine | DEF | DEF | 2023: 0.4; 2024: 0.4; 2025: 0.4; 2026: 0.4; 2027: 0.4
NSG Vand CT 2 | Gas/Oil:Combustion Turbine | DEF | DEF | 2023: 0.4; 2024: 0.4; 2025: 0.4; 2026: 0.4; 2027: 0.4
NSG Vand CT 3 | Gas/Oil:Combustion Turbine | DEF | DEF | 2023: 0.4; 2024: 0.4; 2025: 0.4; 2026: 0.4; 2027: 0.4
NSG Vand CT 4 | Gas/Oil:Combustion Turbine | DEF | DEF | 2023: 0.4; 2024: 0.4; 2025: 0.4; 2026: 0.4; 2027: 0.4
Osprey 1 0 | Gas/Oil:Combined Cycle | DEF | DEF | 2023: 0.4; 2024: 0.4
Osprey 1 1 | Gas/Oil:Combined Cycle | DEF | DEF | 2023: 0.4; 2024: 0.4
Osprey 1 2 | Gas/Oil:Combined Cycle | DEF | DEF | 2023: 0.4; 2024: 0.4
OspreyAcq | Gas/Oil:Combined Cycle | DEF | DEF |  | 0.4 | 0.4 | 0.4 | 0.4 | 0.4 | 0.408 | 0.4162 | 0.4245 | 0.433 | 0.4416 | 0.4505 | 0.4595 | 0.4687 | 0.478 | 0.4876 | 0.4973 | 0.5073 | 0.5174 | 0.5278 | 0.5383 | 0.5491
OspreyAcqDF | Gas/Oil:Combined Cycle | DEF | DEF |  | 0.4 | 0.4 | 0.4 | 0.4 | 0.4 | 0.408 | 0.4162 | 0.4245 | 0.433 | 0.4416 | 0.4505 | 0.4595 | 0.4687 | 0.478 | 0.4876 | 0.4973 | 0.5073 | 0.5174 | 0.5278 | 0.5383 | 0.5491
Shady Hills 1 | Gas/Oil:Combustion Turbine | DEF | DEF | 2023: 0.4; 2024: 0.4
Shady Hills 2 | Gas/Oil:Combustion Turbine | DEF | DEF | 2023: 0.4; 2024: 0.4
Shady Hills 3 | Gas/Oil:Combustion Turbine | DEF | DEF | 2023: 0.4; 2024: 0.4
SUWANNEE_P 1 | Gas/Oil:Combustion Turbine | DEF | DEF | 2023: 0.4; 2024: 0.4; 2025: 0.4; 2026: 0.4; 2027: 0.4; 2028: 0.4; 2029: 0.408; 2030: 0.4162; 2031: 0.4245; 2032: 0.433; 2033: 0.4416; 2034: 0.4505
SUWANNEE_P 2 | Gas/Oil:Combustion Turbine | DEF | DEF | 2023: 0.4; 2024: 0.4; 2025: 0.4; 2026: 0.4; 2027: 0.4; 2028: 0.4; 2029: 0.408; 2030: 0.4162; 2031: 0.4245; 2032: 0.433; 2033: 0.4416; 2034: 0.4505
SUWANNEE_P 3 | Gas/Oil:Combustion Turbine | DEF | DEF | 2023: 0.4; 2024: 0.4; 2025: 0.4; 2026: 0.4; 2027: 0.4; 2028: 0.4; 2029: 0.408; 2030: 0.4162; 2031: 0.4245; 2032: 0.433; 2033: 0.4416; 2034: 0.4505
Tigerbay 1 | Gas/Oil:Combined Cycle | DEF | DEF | 2023: 0.4; 2024: 0.4; 2025: 0.4; 2026: 0.4; 2027: 0.4; 2028: 0.4; 2029: 0.408; 2030: 0.4162; 2031: 0.4245; 2032: 0.433; 2033: 0.4416; 2034: 0.4505; 2035: 0.4595
U OF FL 1 | Gas/Oil:Combustion Turbine | DEF | DEF | 2023: 0.4; 2024: 0.4; 2025: 0.4; 2026: 0.4; 2027: 0.4
Group Totals
Resource | Type | BA | Area | 2023 | 2024 | 2025 | 2026 | 2027 | 2028 | 2029 | 2030 | 2031 | 2032 | 2033 | 2034 | 2035 | 2036 | 2037 | 2038 | 2039 | 2040 | 2041 | 2042 | 2043 | 2044 | 2045 | 2046 | 2047 | 2048 | 2049 | 2050 | 2051 | 2052 | 2053 | 2054 | 2055 | 2056 | 2057
Total | Coal:Conventional | DEF | DEF | 2023: 0.4; 2024: 0.4; 2025: 0.4; 2026: 0.4; 2027: 0.4; 2028: 0.4; 2029: 0.408; 2030: 0.4162; 2031: 0.4245; 2032: 0.433; 2033: 0.4416; 2034: 0.4505
Total | Gas/Oil:Combined Cycle | DEF | DEF | 0.4 | 0.4 | 0.4 | 0.4 | 0.4 | 0.4 | 0.408 | 0.4162 | 0.4245 | 0.433 | 0.4416 | 0.4505 | 0.4595 | 0.4687 | 0.478 | 0.4876 | 0.4973 | 0.5073 | 0.5174 | 0.5278 | 0.5383 | 0.5491 | 0.56008 | 0.57128 | 0.58271 | 0.59436 | 0.60625
Total | Gas/Oil:Combustion Turbine | DEF | DEF | 0.4 | 0.4 | 0.4 | 0.4 | 0.4 | 0.4 | 0.408 | 0.4162 | 0.4245 | 0.433 | 0.4416 | 0.4505 | 0.4595 | 0.4687 | 0.478 | 0.4876 | 0.4973 | 0.5073 | 0.5174 | 0.5278 | 0.5383 | 0.5491 | 0.56008 | 0.57128 | 0.58271 | 0.59436 | 0.60625
Total | Gas/Oil:Steam Turbine | DEF | DEF | 2023: 0.4; 2024: 0.4; 2025: 0.4; 2026: 0.4; 2027: 0.4; 2028: 0.4; 2029: 0.408; 2030: 0.4162; 2031: 0.4245; 2032: 0.433; 2033: 0.4416; 2034: 0.4505; 2035: 0.4595; 2036: 0.4687; 2037: 0.478; 2038: 0.4876; 2039: 0.4973; 2040: 0.5073; 2041: 0.5174; 2042: 0.5278
Solar 14
Resource | Type | BA | Area | 2023 | 2024 | 2025 | 2026 | 2027 | 2028 | 2029 | 2030 | 2031 | 2032 | 2033 | 2034 | 2035 | 2036 | 2037 | 2038 | 2039 | 2040 | 2041 | 2042 | 2043 | 2044 | 2045 | 2046 | 2047 | 2048 | 2049 | 2050 | 2051 | 2052 | 2053 | 2054 | 2055 | 2056 | 2057
Anclote 1 | Gas/Oil:Steam Turbine | DEF | DEF | 2023: 0.4; 2024: 0.4; 2025: 0.4; 2026: 0.4; 2027: 0.4; 2028: 0.4; 2029: 0.408; 2030: 0.4162; 2031: 0.4245; 2032: 0.433; 2033: 0.4416; 2034: 0.4505; 2035: 0.4595; 2036: 0.4687; 2037: 0.478; 2038: 0.4876; 2039: 0.4973; 2040: 0.5073; 2041: 0.5174; 2042: 0.5278
Anclote 2 | Gas/Oil:Steam Turbine | DEF | DEF | 2023: 0.4; 2024: 0.4; 2025: 0.4; 2026: 0.4; 2027: 0.4; 2028: 0.4; 2029: 0.408; 2030: 0.4162; 2031: 0.4245; 2032: 0.433; 2033: 0.4416; 2034: 0.4505; 2035: 0.4595; 2036: 0.4687; 2037: 0.478; 2038: 0.4876; 2039: 0.4973; 2040: 0.5073; 2041: 0.5174; 2042: 0.5278
Bartow CC 1 0 | Gas/Oil:Combined Cycle | DEF | DEF | 0.4 | 0.4 | 0.4 | 0.4 | 0.4 | 0.4 | 0.408 | 0.4162 | 0.4245 | 0.433 | 0.4416 | 0.4505 | 0.4595 | 0.4687 | 0.478 | 0.4876 | 0.4973 | 0.5073 | 0.5174 | 0.5278 | 0.5383 | 0.5491 | 0.56008 | 0.57128 | 0.58271 | 0.59436 | 0.60625
Bartow CC 1 PAG | Gas/Oil:Combined Cycle | DEF | DEF | 0.4 | 0.4 | 0.4 | 0.4 | 0.4 | 0.4 | 0.408 | 0.4162 | 0.4245 | 0.433 | 0.4416 | 0.4505 | 0.4595 | 0.4687 | 0.478 | 0.4876 | 0.4973 | 0.5073 | 0.5174 | 0.5278 | 0.5383 | 0.5491 | 0.56008 | 0.57128 | 0.58271 | 0.59436 | 0.60625
BARTOW_P 1 | Gas/Oil:Combustion Turbine | DEF | DEF | 2024: 0.4
BARTOW_P 2 | Gas/Oil:Combustion Turbine | DEF | DEF | 2023: 0.4; 2024: 0.4; 2025: 0.4; 2026: 0.4; 2027: 0.4; 2028: 0.4; 2029: 0.408; 2030: 0.4162; 2031: 0.4245; 2032: 0.433; 2033: 0.4416; 2034: 0.4505
BARTOW_P 4 | Gas/Oil:Combustion Turbine | DEF | DEF | 2023: 0.4; 2024: 0.4; 2025: 0.4; 2026: 0.4; 2027: 0.4; 2028: 0.4; 2029: 0.408; 2030: 0.4162; 2031: 0.4245; 2032: 0.433; 2033: 0.4416; 2034: 0.4505
BAYBORO_P 1 | Gas/Oil:Combustion Turbine | DEF | DEF | 2024: 0.4; 2025: 0.4
BAYBORO_P 2 | Gas/Oil:Combustion Turbine | DEF | DEF | 2024: 0.4; 2025: 0.4
BAYBORO_P 3 | Gas/Oil:Combustion Turbine | DEF | DEF | 2024: 0.4; 2025: 0.4
BAYBORO_P 4 | Gas/Oil:Combustion Turbine | DEF | DEF | 2024: 0.4; 2025: 0.4
Citrus CC 1 | Gas/Oil:Combined Cycle | DEF | DEF | 0.4 | 0.4 | 0.4 | 0.4 | 0.4 | 0.4 | 0.408 | 0.4162 | 0.4245 | 0.433 | 0.4416 | 0.4505 | 0.4595 | 0.4687 | 0.478 | 0.4876 | 0.4973 | 0.5073 | 0.5174 | 0.5278 | 0.5383 | 0.5491 | 0.56008 | 0.57128 | 0.58271 | 0.59437 | 0.60625
Citrus CC 1 Duct | Gas/Oil:Combined Cycle | DEF | DEF | 0.4 | 0.4 | 0.4 | 0.4 | 0.4 | 0.4 | 0.408 | 0.4162 | 0.4245 | 0.433 | 0.4416 | 0.4505 | 0.4595 | 0.4687 | 0.478 | 0.4876 | 0.4973 | 0.5073 | 0.5174 | 0.5278 | 0.5383 | 0.5491 | 0.56008 | 0.57128 | 0.58271 | 0.59436 | 0.60625
Citrus CC 2 | Gas/Oil:Combined Cycle | DEF | DEF | 0.4 | 0.4 | 0.4 | 0.4 | 0.4 | 0.4 | 0.408 | 0.4162 | 0.4245 | 0.433 | 0.4416 | 0.4505 | 0.4595 | 0.4687 | 0.478 | 0.4876 | 0.4973 | 0.5073 | 0.5174 | 0.5278 | 0.5383 | 0.5491 | 0.56008 | 0.57128 | 0.58271 | 0.59436 | 0.60625
Citrus CC 2 Duct | Gas/Oil:Combined Cycle | DEF | DEF | 0.4 | 0.4 | 0.4 | 0.4 | 0.4 | 0.4 | 0.408 | 0.4162 | 0.4245 | 0.433 | 0.4416 | 0.4505 | 0.4595 | 0.4687 | 0.478 | 0.4876 | 0.4973 | 0.5073 | 0.5174 | 0.5278 | 0.5383 | 0.5491 | 0.56008 | 0.57128 | 0.58271 | 0.59436 | 0.60625
Crystal 4 | Coal:Conventional | DEF | DEF | 2023: 0.4; 2024: 0.4; 2025: 0.4; 2026: 0.4; 2027: 0.4; 2028: 0.4; 2029: 0.408; 2030: 0.4162; 2031: 0.4245; 2032: 0.433; 2033: 0.4416; 2034: 0.4505
Crystal 5 | Coal:Conventional | DEF | DEF | 2023: 0.4; 2024: 0.4; 2025: 0.4; 2026: 0.4; 2027: 0.4; 2028: 0.4; 2029: 0.408; 2030: 0.4162; 2031: 0.4245; 2032: 0.433; 2033: 0.4416; 2034: 0.4505
DEBARY 10 | Gas/Oil:Combustion Turbine | DEF | DEF | 2024: 0.4; 2025: 0.4; 2026: 0.4; 2027: 0.4; 2028: 0.4; 2029: 0.408; 2030: 0.4162; 2031: 0.4245; 2032: 0.433; 2034: 0.4505; 2035: 0.4595; 2036: 0.4687
DEBARY 2 | Gas/Oil:Combustion Turbine | DEF | DEF | 2024: 0.4
DEBARY 3 | Gas/Oil:Combustion Turbine | DEF | DEF | 2024: 0.4; 2026: 0.4
DEBARY 4 | Gas/Oil:Combustion Turbine | DEF | DEF | 2024: 0.4; 2026: 0.4
DEBARY 5 | Gas/Oil:Combustion Turbine | DEF | DEF | 2024: 0.4
DEBARY 6 | Gas/Oil:Combustion Turbine | DEF | DEF | 2024: 0.4; 2025: 0.4
DEBARY 7 | Gas/Oil:Combustion Turbine | DEF | DEF | 2023: 0.4; 2024: 0.4; 2025: 0.4; 2026: 0.4; 2027: 0.4; 2028: 0.4; 2029: 0.408; 2030: 0.4162; 2031: 0.4245; 2032: 0.433; 2033: 0.4416; 2034: 0.4505; 2035: 0.4595; 2036: 0.4687
DEBARY 8 | Gas/Oil:Combustion Turbine | DEF | DEF | 2023: 0.4; 2024: 0.4; 2025: 0.4; 2026: 0.4; 2027: 0.4; 2028: 0.4; 2029: 0.408; 2030: 0.4162; 2031: 0.4245; 2032: 0.433; 2033: 0.4416; 2034: 0.4505; 2035: 0.4595; 2036: 0.4687
DEBARY 9 | Gas/Oil:Combustion Turbine | DEF | DEF | 2023: 0.4; 2024: 0.4; 2025: 0.4; 2026: 0.4; 2027: 0.4; 2028: 0.4; 2029: 0.408; 2030: 0.4162; 2031: 0.4245; 2032: 0.433; 2033: 0.4416; 2034: 0.4505; 2035: 0.4595; 2036: 0.4687
Gen 190MW CT | Gas/Oil:Combustion Turbine | DEF | DEF | 2030: 0.4162; 2031: 0.4245; 2032: 0.433; 2034: 0.4505; 2035: 0.4595; 2036: 0.4687; 2037: 0.478; 2038: 0.4876; 2039: 0.4973; 2040: 0.5073; 2041: 0.5174; 2042: 0.5278; 2043: 0.5383; 2044: 0.5491; 2045: 0.56008; 2046: 0.57128; 2047: 0.58271; 2048: 0.59436; 2049: 0.60625
Hines CC 1 | Gas/Oil:Combined Cycle | DEF | DEF | 2023: 0.4; 2024: 0.4; 2025: 0.4; 2026: 0.4; 2027: 0.4; 2028: 0.4; 2029: 0.408; 2030: 0.4162; 2031: 0.4245; 2032: 0.433; 2033: 0.4416; 2034: 0.4505; 2035: 0.4595; 2036: 0.4687; 2037: 0.478; 2038: 0.4876; 2039: 0.4973
Hines CC 2 | Gas/Oil:Combined Cycle | DEF | DEF | 0.4 | 0.4 | 0.4 | 0.4 | 0.4 | 0.4 | 0.408 | 0.4162 | 0.4245 | 0.433 | 0.4416 | 0.4505 | 0.4595 | 0.4687 | 0.478 | 0.4876 | 0.4973 | 0.5073 | 0.5174 | 0.5278 | 0.5383
Hines CC 3 | Gas/Oil:Combined Cycle | DEF | DEF | 0.4 | 0.4 | 0.4 | 0.4 | 0.4 | 0.4 | 0.408 | 0.4162 | 0.4245 | 0.433 | 0.4416 | 0.4505 | 0.4595 | 0.4687 | 0.478 | 0.4876 | 0.4973 | 0.5073 | 0.5174 | 0.5278 | 0.5383 | 0.5491 | 0.56008
Hines CC 4 | Gas/Oil:Combined Cycle | DEF | DEF | 0.4 | 0.4 | 0.4 | 0.4 | 0.4 | 0.4 | 0.408 | 0.4162 | 0.4245 | 0.433 | 0.4416 | 0.4505 | 0.4595 | 0.4687 | 0.478 | 0.4876 | 0.4973 | 0.5073 | 0.5174 | 0.5278 | 0.5383 | 0.5491 | 0.56008 | 0.57128 | 0.58271
INT CITY 1 | Gas/Oil:Combustion Turbine | DEF | DEF | 2023: 0.4; 2024: 0.4; 2025: 0.4; 2026: 0.4; 2027: 0.4; 2028: 0.4; 2030: 0.4162; 2031: 0.4245; 2032: 0.433; 2033: 0.4416; 2034: 0.4505
INT CITY 10 | Gas/Oil:Combustion Turbine | DEF | DEF | 2023: 0.4; 2024: 0.4; 2025: 0.4; 2026: 0.4; 2027: 0.4; 2028: 0.4; 2029: 0.408; 2030: 0.4162; 2031: 0.4245; 2032: 0.433; 2033: 0.4416; 2034: 0.4505; 2035: 0.4595; 2036: 0.4687; 2037: 0.478; 2038: 0.4876
INT CITY 11 | Gas/Oil:Combustion Turbine | DEF | DEF | 2024: 0.4; 2025: 0.4; 2026: 0.4; 2027: 0.4; 2028: 0.4; 2030: 0.4162; 2031: 0.4245; 2032: 0.433; 2033: 0.4416; 2034: 0.4505; 2035: 0.4595; 2036: 0.4687; 2037: 0.478; 2038: 0.4876; 2039: 0.4973; 2040: 0.5073; 2041: 0.5174; 2042: 0.5278; 2043: 0.5383; 2044: 0.5491
INT CITY 12 | Gas/Oil:Combustion Turbine | DEF | DEF | 0.4 | 0.4 | 0.4 | 0.4 | 0.4 | 0.4 | 0.408 | 0.4162 | 0.4245 | 0.433 | 0.4416 | 0.4505 | 0.4595 | 0.4687 | 0.478 | 0.4876 | 0.4973 | 0.5073 | 0.5174 | 0.5278 | 0.5383 | 0.5491 | 0.56008
INT CITY 13 | Gas/Oil:Combustion Turbine | DEF | DEF | 0.4 | 0.4 | 0.4 | 0.4 | 0.4 | 0.4 | 0.408 | 0.4162 | 0.4245 | 0.433 | 0.4416 | 0.4505 | 0.4595 | 0.4687 | 0.478 | 0.4876 | 0.4973 | 0.5073 | 0.5174 | 0.5278 | 0.5383 | 0.5491 | 0.56008
INT CITY 14 | Gas/Oil:Combustion Turbine | DEF | DEF | 0.4 | 0.4 | 0.4 | 0.4 | 0.4 | 0.4 | 0.408 | 0.4162 | 0.4245 | 0.433 | 0.4416 | 0.4505 | 0.4595 | 0.4687 | 0.478 | 0.4876 | 0.4973 | 0.5073 | 0.5174 | 0.5278 | 0.5383 | 0.5491 | 0.56008
INT CITY 2 | Gas/Oil:Combustion Turbine | DEF | DEF | 2027: 0.4; 2030: 0.4162; 2031: 0.4245; 2032: 0.433
INT CITY 3 | Gas/Oil:Combustion Turbine | DEF | DEF | 2024: 0.4; 2025: 0.4; 2026: 0.4; 2027: 0.4; 2028: 0.4; 2030: 0.4162; 2031: 0.4245; 2032: 0.433; 2033: 0.4416
INT CITY 4 | Gas/Oil:Combustion Turbine | DEF | DEF | 2023: 0.4; 2024: 0.4; 2025: 0.4; 2026: 0.4; 2027: 0.4; 2028: 0.4; 2030: 0.4162; 2031: 0.4245; 2032: 0.433; 2033: 0.4416; 2034: 0.4505
INT CITY 5 | Gas/Oil:Combustion Turbine | DEF | DEF | 2026: 0.4; 2027: 0.4; 2028: 0.4; 2030: 0.4162; 2031: 0.4245; 2032: 0.433; 2033: 0.4416
INT CITY 6 | Gas/Oil:Combustion Turbine | DEF | DEF | 2024: 0.4; 2025: 0.4; 2026: 0.4; 2027: 0.4; 2028: 0.4; 2030: 0.4162; 2031: 0.4245; 2032: 0.433; 2033: 0.4416
INT CITY 7 | Gas/Oil:Combustion Turbine | DEF | DEF | 2023: 0.4; 2024: 0.4; 2025: 0.4; 2026: 0.4; 2027: 0.4; 2028: 0.4; 2029: 0.408; 2030: 0.4162; 2031: 0.4245; 2032: 0.433; 2033: 0.4416; 2034: 0.4505; 2035: 0.4595; 2036: 0.4687; 2037: 0.478; 2038: 0.4876
INT CITY 8 | Gas/Oil:Combustion Turbine | DEF | DEF | 2023: 0.4; 2024: 0.4; 2025: 0.4; 2026: 0.4; 2027: 0.4; 2028: 0.4; 2029: 0.408; 2030: 0.4162; 2031: 0.4245; 2032: 0.433; 2033: 0.4416; 2034: 0.4505; 2035: 0.4595; 2036: 0.4687; 2037: 0.478; 2038: 0.4876
INT CITY 9 | Gas/Oil:Combustion Turbine | DEF | DEF | 2023: 0.4; 2024: 0.4; 2025: 0.4; 2026: 0.4; 2027: 0.4; 2028: 0.4; 2029: 0.408; 2030: 0.4162; 2031: 0.4245; 2032: 0.433; 2033: 0.4416; 2034: 0.4505; 2035: 0.4595; 2036: 0.4687; 2037: 0.478; 2038: 0.4876
NSG Vand CT 1 | Gas/Oil:Combustion Turbine | DEF | DEF | 2023: 0.4; 2024: 0.4; 2025: 0.4; 2026: 0.4; 2027: 0.4
NSG Vand CT 2 | Gas/Oil:Combustion Turbine | DEF | DEF | 2023: 0.4; 2024: 0.4; 2025: 0.4; 2026: 0.4; 2027: 0.4
NSG Vand CT 3 | Gas/Oil:Combustion Turbine | DEF | DEF | 2023: 0.4; 2024: 0.4; 2025: 0.4; 2026: 0.4; 2027: 0.4
NSG Vand CT 4 | Gas/Oil:Combustion Turbine | DEF | DEF | 2023: 0.4; 2024: 0.4; 2025: 0.4; 2026: 0.4; 2027: 0.4
Osprey 1 0 | Gas/Oil:Combined Cycle | DEF | DEF | 2023: 0.4; 2024: 0.4
Osprey 1 1 | Gas/Oil:Combined Cycle | DEF | DEF | 2023: 0.4; 2024: 0.4
Osprey 1 2 | Gas/Oil:Combined Cycle | DEF | DEF | 2023: 0.4; 2024: 0.4
OspreyAcq | Gas/Oil:Combined Cycle | DEF | DEF |  | 0.4 | 0.4 | 0.4 | 0.4 | 0.4 | 0.408 | 0.4162 | 0.4245 | 0.433 | 0.4416 | 0.4505 | 0.4595 | 0.4687 | 0.478 | 0.4876 | 0.4973 | 0.5073 | 0.5174 | 0.5278 | 0.5383 | 0.5491
OspreyAcqDF | Gas/Oil:Combined Cycle | DEF | DEF |  | 0.4 | 0.4 | 0.4 | 0.4 | 0.4 | 0.408 | 0.4162 | 0.4245 | 0.433 | 0.4416 | 0.4505 | 0.4595 | 0.4687 | 0.478 | 0.4876 | 0.4973 | 0.5073 | 0.5174 | 0.5278 | 0.5383 | 0.5491
Shady Hills 1 | Gas/Oil:Combustion Turbine | DEF | DEF | 2023: 0.4; 2024: 0.4
Shady Hills 2 | Gas/Oil:Combustion Turbine | DEF | DEF | 2023: 0.4; 2024: 0.4
Shady Hills 3 | Gas/Oil:Combustion Turbine | DEF | DEF | 2023: 0.4; 2024: 0.4
SUWANNEE_P 1 | Gas/Oil:Combustion Turbine | DEF | DEF | 2023: 0.4; 2024: 0.4; 2025: 0.4; 2026: 0.4; 2027: 0.4; 2028: 0.4; 2029: 0.408; 2030: 0.4162; 2031: 0.4245; 2032: 0.433; 2033: 0.4416; 2034: 0.4505
SUWANNEE_P 2 | Gas/Oil:Combustion Turbine | DEF | DEF | 2023: 0.4; 2024: 0.4; 2025: 0.4; 2026: 0.4; 2027: 0.4; 2028: 0.4; 2029: 0.408; 2030: 0.4162; 2031: 0.4245; 2032: 0.433; 2033: 0.4416; 2034: 0.4505
SUWANNEE_P 3 | Gas/Oil:Combustion Turbine | DEF | DEF | 2023: 0.4; 2024: 0.4; 2025: 0.4; 2026: 0.4; 2027: 0.4; 2028: 0.4; 2029: 0.408; 2030: 0.4162; 2031: 0.4245; 2032: 0.433; 2033: 0.4416; 2034: 0.4505
Tigerbay 1 | Gas/Oil:Combined Cycle | DEF | DEF | 2023: 0.4; 2024: 0.4; 2025: 0.4; 2026: 0.4; 2027: 0.4; 2028: 0.4; 2029: 0.408; 2030: 0.4162; 2031: 0.4245; 2032: 0.433; 2033: 0.4416; 2034: 0.4505; 2035: 0.4595
U OF FL 1 | Gas/Oil:Combustion Turbine | DEF | DEF | 2023: 0.4; 2024: 0.4; 2025: 0.4; 2026: 0.4; 2027: 0.4
Group Totals
Resource | Type | BA | Area | 2023 | 2024 | 2025 | 2026 | 2027 | 2028 | 2029 | 2030 | 2031 | 2032 | 2033 | 2034 | 2035 | 2036 | 2037 | 2038 | 2039 | 2040 | 2041 | 2042 | 2043 | 2044 | 2045 | 2046 | 2047 | 2048 | 2049 | 2050 | 2051 | 2052 | 2053 | 2054 | 2055 | 2056 | 2057
Total | Coal:Conventional | DEF | DEF | 2023: 0.4; 2024: 0.4; 2025: 0.4; 2026: 0.4; 2027: 0.4; 2028: 0.4; 2029: 0.408; 2030: 0.4162; 2031: 0.4245; 2032: 0.433; 2033: 0.4416; 2034: 0.4505
Total | Gas/Oil:Combined Cycle | DEF | DEF | 0.4 | 0.4 | 0.4 | 0.4 | 0.4 | 0.4 | 0.408 | 0.4162 | 0.4245 | 0.433 | 0.4416 | 0.4505 | 0.4595 | 0.4687 | 0.478 | 0.4876 | 0.4973 | 0.5073 | 0.5174 | 0.5278 | 0.5383 | 0.5491 | 0.56008 | 0.57128 | 0.58271 | 0.59436 | 0.60625
Total | Gas/Oil:Combustion Turbine | DEF | DEF | 0.4 | 0.4 | 0.4 | 0.4 | 0.4 | 0.4 | 0.408 | 0.4162 | 0.4245 | 0.433 | 0.4416 | 0.4505 | 0.4595 | 0.4687 | 0.478 | 0.4876 | 0.4973 | 0.5073 | 0.5174 | 0.5278 | 0.5383 | 0.5491 | 0.56008 | 0.57128 | 0.58271 | 0.59436 | 0.60625
Total | Gas/Oil:Steam Turbine | DEF | DEF | 2023: 0.4; 2024: 0.4; 2025: 0.4; 2026: 0.4; 2027: 0.4; 2028: 0.4; 2029: 0.408; 2030: 0.4162; 2031: 0.4245; 2032: 0.433; 2033: 0.4416; 2034: 0.4505; 2035: 0.4595; 2036: 0.4687; 2037: 0.478; 2038: 0.4876; 2039: 0.4973; 2040: 0.5073; 2041: 0.5174; 2042: 0.5278

## NOx
NOx (000 Tons)
Base
Resource | Type | BA | Area | 2023 | 2024 | 2025 | 2026 | 2027 | 2028 | 2029 | 2030 | 2031 | 2032 | 2033 | 2034 | 2035 | 2036 | 2037 | 2038 | 2039 | 2040 | 2041 | 2042 | 2043 | 2044 | 2045 | 2046 | 2047 | 2048 | 2049 | 2050 | 2051 | 2052 | 2053 | 2054 | 2055 | 2056 | 2057
Anclote 1 | Gas/Oil:Steam Turbine | DEF | DEF | 2023: 0.47493; 2024: 0.58721; 2025: 0.26977; 2026: 0.42595; 2027: 0.4045; 2028: 0.40513; 2029: 0.28986; 2030: 0.24005; 2031: 0.14126; 2032: 0.09562; 2033: 0.068839; 2034: 0.34168; 2035: 0.42519; 2036: 0.46181; 2037: 0.65323; 2038: 0.31869; 2039: 0.44647; 2040: 0.30591; 2041: 0.30861; 2042: 0.081312
Anclote 2 | Gas/Oil:Steam Turbine | DEF | DEF | 2023: 0.25091; 2024: 0.29306; 2025: 0.1457; 2026: 0.23141; 2027: 0.23831; 2028: 0.24262; 2029: 0.12367; 2030: 0.094339; 2031: 0.098064; 2032: 0.075983; 2033: 0.09437; 2034: 0.17599; 2035: 0.26889; 2036: 0.23329; 2037: 0.44177; 2038: 0.14822; 2039: 0.22917; 2040: 0.22511; 2041: 0.19007; 2042: 0.051137
Bartow CC 1 0 | Gas/Oil:Combined Cycle | DEF | DEF | 0.74375 | 0.71325 | 0.77867 | 0.76209 | 0.72744 | 0.75515 | 0.78535 | 0.79396 | 0.81425 | 0.81329 | 0.79896 | 0.89956 | 0.93876 | 0.96701 | 0.86606 | 0.92795 | 0.96117 | 0.95438 | 0.88755 | 0.90272 | 0.94231 | 0.91529 | 0.85292 | 0.8249 | 0.83023 | 0.71005 | 0.23348
Bartow CC 1 PAG | Gas/Oil:Combined Cycle | DEF | DEF | 0.024281 | 0.023434 | 0.019498 | 0.019273 | 0.019199 | 0.021266 | 0.018477 | 0.012519 | 0.0090826 | 0.0088051 | 0.0064213 | 0.016035 | 0.019916 | 0.021343 | 0.023799 | 0.016125 | 0.022898 | 0.017826 | 0.013041 | 0.0092689 | 0.016 | 0.011493 | 0.02301 | 0.0090229 | 0.015883 | 0.0043168 | 0.00036989
BARTOW_P 1 | Gas/Oil:Combustion Turbine | DEF | DEF | 2026: 0.0010459
BARTOW_P 2 | Gas/Oil:Combustion Turbine | DEF | DEF | 2023: 0.0011607; 2024: 0.0083138; 2025: 0.010812; 2026: 0.00641; 2027: 0.0088169; 2028: 0.012256; 2029: 0.0072697; 2030: 0.010864; 2031: 0.014365; 2032: 0.0049962; 2033: 0.002615; 2034: 0.00034928
BARTOW_P 3 | Gas/Oil:Combustion Turbine | DEF | DEF | 2024: 0.0017912; 2026: 0.00079345
BARTOW_P 4 | Gas/Oil:Combustion Turbine | DEF | DEF | 2023: 0.0084741; 2024: 0.01547; 2025: 0.020741; 2026: 0.011452; 2027: 0.015991; 2028: 0.011992; 2029: 0.016802; 2030: 0.017254; 2031: 0.019345; 2032: 0.0070895; 2033: 0.007655; 2034: 0.0037392
BAYBORO_P 1 | Gas/Oil:Combustion Turbine | DEF | DEF | 2024: 0.0039507; 2025: 0.0011832
BAYBORO_P 2 | Gas/Oil:Combustion Turbine | DEF | DEF | 2024: 0.00059065
BAYBORO_P 3 | Gas/Oil:Combustion Turbine | DEF | DEF | 2024: 0.0014276; 2025: 0.00045057
BAYBORO_P 4 | Gas/Oil:Combustion Turbine | DEF | DEF | 2024: 0.0010174
Citrus CC 1 | Gas/Oil:Combined Cycle | DEF | DEF | 0.097337 | 0.099795 | 0.092858 | 0.10136 | 0.10144 | 0.089795 | 0.099271 | 0.098347 | 0.091276 | 0.097589 | 0.098342 | 0.099251 | 0.099792 | 0.10012 | 0.093021 | 0.098807 | 0.098771 | 0.089648 | 0.091669 | 0.087553 | 0.083417 | 0.078279 | 0.065869 | 0.054231 | 0.056839 | 0.044201 | 0.049546 | 0.028682 | 0.028524 | 0.027763 | 0.028742 | 0.027683 | 0.027627 | 0.028381 | 0.027337
Citrus CC 1 Duct | Gas/Oil:Combined Cycle | DEF | DEF | 0.0043929 | 0.0044334 | 0.0032777 | 0.0040274 | 0.0035249 | 0.0035788 | 0.0033436 | 0.0025203 | 0.0018265 | 0.0017001 | 0.0015891 | 0.0033792 | 0.0038173 | 0.004293 | 0.0054564 | 0.0026548 | 0.0035918 | 0.0025189 | 0.0020222 | 0.00080215 | 0.002243 | 0.0013777 | 0.0032246 | 0.0014178 | 0.0024764 | 0.00054192 | 0.0022378 | 0.0032193 | 0.0023553 | 0.0026504 | 0.0024947 | 0.0027571 | 0.0026889 | 0.0023611 | 0.0025538
Citrus CC 2 | Gas/Oil:Combined Cycle | DEF | DEF | 0.096829 | 0.1 | 0.098837 | 0.094257 | 0.10237 | 0.090476 | 0.099521 | 0.099219 | 0.092506 | 0.099276 | 0.099486 | 0.099259 | 0.098792 | 0.099262 | 0.092264 | 0.098833 | 0.099122 | 0.090082 | 0.097068 | 0.091215 | 0.084473 | 0.076223 | 0.079013 | 0.06625 | 0.04595 | 0.041771 | 0.043653 | 0.026306 | 0.023977 | 0.025892 | 0.025868 | 0.02655 | 0.026656 | 0.024035 | 0.024762
Citrus CC 2 Duct | Gas/Oil:Combined Cycle | DEF | DEF | 0.0042642 | 0.0047091 | 0.0034932 | 0.003201 | 0.0033655 | 0.0035098 | 0.0033041 | 0.0022557 | 0.001462 | 0.0014168 | 0.0013738 | 0.003007 | 0.00369 | 0.0042269 | 0.0046905 | 0.00237 | 0.0033478 | 0.0031824 | 0.0017794 | 0.000887 | 0.001919 | 0.0013208 | 0.0030731 | 0.001606 | 0.0020301 | 0.00070253 | 0.0019845 | 0.002843 | 0.0019094 | 0.0026752 | 0.0024266 | 0.0025768 | 0.0024824 | 0.0018899 | 0.0026658
Crystal 4 | Coal:Conventional | DEF | DEF | 2023: 0.21846; 2024: 0.20328; 2025: 0.26212; 2026: 0.18385; 2027: 0.24276; 2028: 0.31964; 2029: 0.3534; 2030: 0.43107; 2031: 0.77373; 2032: 0.5283; 2033: 0.70128; 2034: 0.2991
Crystal 5 | Coal:Conventional | DEF | DEF | 2023: 0.14145; 2024: 0.22891; 2025: 0.219; 2026: 0.21184; 2027: 0.20737; 2028: 0.29299; 2029: 0.31243; 2030: 0.41356; 2031: 0.52846; 2032: 0.64062; 2033: 0.5019; 2034: 0.1331
DEBARY 10 | Gas/Oil:Combustion Turbine | DEF | DEF | 2024: 0.00048628; 2025: 0.00031948; 2026: 0.00015471; 2027: 0.00065075; 2028: 0.00082081; 2029: 0.00083504; 2030: 0.00067906; 2031: 0.00033466; 2032: 0.00025355; 2033: 0.00012566; 2034: 0.00053322; 2035: 0.00057246
DEBARY 2 | Gas/Oil:Combustion Turbine | DEF | DEF | 2024: 0.0052296; 2026: 0.0012302; 2027: 0.00052129
DEBARY 3 | Gas/Oil:Combustion Turbine | DEF | DEF | 2024: 0.0050447; 2026: 0.0015568
DEBARY 4 | Gas/Oil:Combustion Turbine | DEF | DEF | 2024: 0.0013923; 2025: 0.0010365; 2026: 0.0010866; 2027: 0.00028643
DEBARY 5 | Gas/Oil:Combustion Turbine | DEF | DEF | 2024: 0.0046047; 2026: 0.0022289
DEBARY 6 | Gas/Oil:Combustion Turbine | DEF | DEF | 2024: 0.005473; 2025: 0.0019384; 2026: 0.0010866
DEBARY 7 | Gas/Oil:Combustion Turbine | DEF | DEF | 2023: 0.0087571; 2024: 0.0092268; 2025: 0.010714; 2026: 0.010128; 2027: 0.0092186; 2028: 0.010046; 2029: 0.0088994; 2030: 0.0087527; 2031: 0.0091288; 2032: 0.0065239; 2033: 0.0047568; 2034: 0.008156; 2035: 0.008209; 2036: 0.0022864
DEBARY 8 | Gas/Oil:Combustion Turbine | DEF | DEF | 2023: 0.012473; 2024: 0.010848; 2025: 0.013101; 2026: 0.011307; 2027: 0.010982; 2028: 0.011872; 2029: 0.010199; 2030: 0.009429; 2031: 0.012472; 2032: 0.0068219; 2033: 0.0075727; 2034: 0.0078446; 2035: 0.010073; 2036: 0.0035436
DEBARY 9 | Gas/Oil:Combustion Turbine | DEF | DEF | 2023: 0.012344; 2024: 0.014648; 2025: 0.014079; 2026: 0.013324; 2027: 0.011266; 2028: 0.013817; 2029: 0.012601; 2030: 0.012202; 2031: 0.012801; 2032: 0.0066828; 2033: 0.007504; 2034: 0.010207; 2035: 0.01038; 2036: 0.0041168
Gen 190MW CT | Gas/Oil:Combustion Turbine | DEF | DEF | [5 empty] | 0.0030958 |  | 0.0088833 | 0.014269 |  |  | 0.086339 | 0.1913 | 0.22337 | 0.2451 | 0.1082 | 0.19234 | 0.022344 | 0.041364 | 0.053946 | 0.20558 | 0.080415 | 0.47718 | 0.17604 | 0.34224 | 0.13378 | 0.66113 | 0.25545 | 0.19591 | 0.21071 | 0.17676 | 0.1628 | 0.17445 | 0.1894 | 0.22317
Hines CC 1 | Gas/Oil:Combined Cycle | DEF | DEF | 2023: 0.34089; 2024: 0.33822; 2025: 0.35461; 2026: 0.269; 2027: 0.31459; 2028: 0.2854; 2029: 0.31731; 2030: 0.26821; 2031: 0.21081; 2032: 0.1583; 2033: 0.16738; 2034: 0.20639; 2035: 0.30752; 2036: 0.31797; 2037: 0.38175; 2038: 0.28743; 2039: 0.062627
Hines CC 2 | Gas/Oil:Combined Cycle | DEF | DEF | 0.11863 | 0.12182 | 0.12377 | 0.1418 | 0.12911 | 0.13949 | 0.12012 | 0.12654 | 0.10663 | 0.10557 | 0.10694 | 0.11559 | 0.12883 | 0.12774 | 0.14474 | 0.12808 | 0.11433 | 0.11081 | 0.094879 | 0.063742 | 0.0097051
Hines CC 3 | Gas/Oil:Combined Cycle | DEF | DEF | 0.089566 | 0.087391 | 0.085824 | 0.08536 | 0.10293 | 0.099539 | 0.10391 | 0.087339 | 0.098675 | 0.090933 | 0.096538 | 0.094955 | 0.1137 | 0.11126 | 0.12256 | 0.099969 | 0.10089 | 0.094098 | 0.088087 | 0.06771 | 0.074972 | 0.05974 | 0.013273
Hines CC 4 | Gas/Oil:Combined Cycle | DEF | DEF | 0.080668 | 0.091779 | 0.07276 | 0.08501 | 0.075902 | 0.099614 | 0.089248 | 0.095108 | 0.07813 | 0.092789 | 0.092462 | 0.10646 | 0.098843 | 0.11435 | 0.10589 | 0.11242 | 0.10277 | 0.10815 | 0.097542 | 0.10419 | 0.096193 | 0.098072 | 0.086958 | 0.06889 | 0.014674
INT CITY 1 | Gas/Oil:Combustion Turbine | DEF | DEF | 2023: 0.0014285; 2024: 0.00058901; 2026: 0.0018975; 2027: 0.0028885; 2028: 0.0036362; 2029: 0.0016238; 2030: 0.0065968; 2031: 0.0092909; 2032: 0.0029385; 2033: 0.00074775
INT CITY 10 | Gas/Oil:Combustion Turbine | DEF | DEF | 2023: 0.0019361; 2024: 0.007563; 2025: 0.0059617; 2026: 0.0032914; 2027: 0.0065031; 2028: 0.0060413; 2029: 0.0051336; 2030: 0.0050656; 2031: 0.0074801; 2032: 0.0028671; 2033: 0.0027821; 2034: 0.0074016; 2035: 0.0067959; 2036: 0.010393; 2037: 0.011577; 2038: 0.0024698
INT CITY 11 | Gas/Oil:Combustion Turbine | DEF | DEF | 2024: 0.0025108; 2025: 0.0011908; 2026: 0.00065683; 2027: 0.0019369; 2028: 0.0014331; 2029: 0.00061908; 2030: 0.0018431; 2031: 0.0035269; 2032: 0.00089219; 2034: 0.00067106; 2035: 0.0021583; 2036: 0.0060667; 2037: 0.0083849; 2038: 0.004944; 2039: 0.0076199; 2040: 0.00085744; 2041: 0.00048473; 2042: 0.0018057; 2043: 0.0022708; 2044: 0.00050226
INT CITY 12 | Gas/Oil:Combustion Turbine | DEF | DEF | 0.00061374 | 0.0030935 | 0.0020612 | 0.0010868 | 0.0027769 | 0.0030947 | 0.0017391 | 0.0023147 | 0.0032831 | 0.00096801 | 0.00039592 | 0.0017859 | 0.0021042 | 0.0030894 | 0.0042605 | 0.0043475 | 0.0053111 | 0.0027417 | 0.0036738 | 0.0048026 | 0.010942 | 0.007696 | 0.0020458
INT CITY 13 | Gas/Oil:Combustion Turbine | DEF | DEF | 0.0021784 | 0.0049135 | 0.0036509 | 0.0023539 | 0.0034897 | 0.0037619 | 0.0025193 | 0.0031164 | 0.004187 | 0.0018522 | 0.0011692 | 0.0025468 | 0.0031136 | 0.0037855 | 0.0071609 | 0.0049092 | 0.005698 | 0.0047387 | 0.0051644 | 0.0052905 | 0.011533 | 0.010536 | 0.0036045
INT CITY 14 | Gas/Oil:Combustion Turbine | DEF | DEF | 0.0030948 | 0.0051406 | 0.0044539 | 0.0021266 | 0.0040893 | 0.0039556 | 0.0033816 | 0.00346 | 0.0041693 | 0.0023095 | 0.0016443 | 0.0027175 | 0.0032199 | 0.0040639 | 0.0069542 | 0.0073156 | 0.0076911 | 0.0045675 | 0.0065146 | 0.0068312 | 0.013459 | 0.01033 | 0.0036537
INT CITY 2 | Gas/Oil:Combustion Turbine | DEF | DEF | 2026: 0.00094422; 2027: 0.00063342; 2028: 0.00061807; 2029: 0.00048625; 2030: 0.0017248; 2031: 0.0073275; 2032: 0.00048625
INT CITY 3 | Gas/Oil:Combustion Turbine | DEF | DEF | 2024: 0.0013923; 2025: 0.00049583; 2026: 0.00091875; 2027: 0.0022388; 2028: 0.0028646; 2029: 0.0014146; 2030: 0.0043216; 2031: 0.0095456; 2032: 0.00267
INT CITY 4 | Gas/Oil:Combustion Turbine | DEF | DEF | 2023: 0.0012636; 2024: 0.0020186; 2025: 0.00099352; 2026: 0.0012636; 2027: 0.00449; 2028: 0.0020985; 2029: 0.0020644; 2030: 0.0041708; 2031: 0.0025314; 2032: 0.0029489
INT CITY 5 | Gas/Oil:Combustion Turbine | DEF | DEF | 2026: 0.0016764; 2027: 0.0011784; 2028: 0.0022798; 2029: 0.00092513; 2030: 0.0017119; 2031: 0.0065357; 2032: 0.001228
INT CITY 6 | Gas/Oil:Combustion Turbine | DEF | DEF | 2023: 0.00050905; 2024: 0.0053086; 2025: 0.00046946; 2026: 0.0020409; 2027: 0.0065163; 2028: 0.0061812; 2029: 0.0014111; 2030: 0.0062702; 2031: 0.012644; 2032: 0.003054; 2033: 0.0014004
INT CITY 7 | Gas/Oil:Combustion Turbine | DEF | DEF | 2023: 0.013501; 2024: 0.019178; 2025: 0.013879; 2026: 0.012891; 2027: 0.01355; 2028: 0.016858; 2029: 0.010785; 2030: 0.011135; 2031: 0.01107; 2032: 0.0067279; 2033: 0.0065199; 2034: 0.015023; 2035: 0.014712; 2036: 0.018124; 2037: 0.02327; 2038: 0.0052579
INT CITY 8 | Gas/Oil:Combustion Turbine | DEF | DEF | 2023: 0.0072922; 2024: 0.014669; 2025: 0.012298; 2026: 0.0085706; 2027: 0.012184; 2028: 0.012046; 2029: 0.010457; 2030: 0.0097215; 2031: 0.0083876; 2032: 0.0064895; 2033: 0.0052805; 2034: 0.013024; 2035: 0.011564; 2036: 0.014139; 2037: 0.020202; 2038: 0.0028512
INT CITY 9 | Gas/Oil:Combustion Turbine | DEF | DEF | 2023: 0.0074679; 2024: 0.015352; 2025: 0.011354; 2026: 0.010468; 2027: 0.0097526; 2028: 0.013671; 2029: 0.010633; 2030: 0.010323; 2031: 0.010349; 2032: 0.0057453; 2033: 0.0046705; 2034: 0.014346; 2035: 0.010214; 2036: 0.015372; 2037: 0.019766; 2038: 0.0044673
NSG Vand CT 1 | Gas/Oil:Combustion Turbine | DEF | DEF | 2023: 0.063178; 2024: 0.068313; 2025: 0.038759; 2026: 0.033435; 2027: 0.0064496
NSG Vand CT 2 | Gas/Oil:Combustion Turbine | DEF | DEF | 2023: 0.063849; 2024: 0.073783; 2025: 0.043969; 2026: 0.038601; 2027: 0.0084424
NSG Vand CT 3 | Gas/Oil:Combustion Turbine | DEF | DEF | 2023: 0.078412; 2024: 0.081472; 2025: 0.049412; 2026: 0.03882; 2027: 0.007727
NSG Vand CT 4 | Gas/Oil:Combustion Turbine | DEF | DEF | 2023: 0.085618; 2024: 0.086116; 2025: 0.05606; 2026: 0.058905; 2027: 0.0086973
Osprey 1 0 | Gas/Oil:Combined Cycle | DEF | DEF | 2023: 0.071939; 2024: 0.06896
Osprey 1 1 | Gas/Oil:Combined Cycle | DEF | DEF | 2023: 0.037329; 2024: 0.037966
Osprey 1 2 | Gas/Oil:Combined Cycle | DEF | DEF | 2023: 0.0030894; 2024: 0.0031812
OspreyAcq | Gas/Oil:Combined Cycle | DEF | DEF |  | 0.033951 | 0.18515 | 0.18636 | 0.18068 | 0.19177 | 0.17616 | 0.18115 | 0.17356 | 0.17588 | 0.18348 | 0.18349 | 0.18593 | 0.18366 | 0.20127 | 0.18873 | 0.1765 | 0.17868 | 0.1539 | 0.14552 | 0.14434 | 0.049057
OspreyAcqDF | Gas/Oil:Combined Cycle | DEF | DEF |  | 0.00024233 | 0.0053368 | 0.0060225 | 0.0053708 | 0.0054058 | 0.0053084 | 0.0054232 | 0.0031792 | 0.0030138 | 0.0033261 | 0.0064742 | 0.0080925 | 0.0090498 | 0.0083944 | 0.0071578 | 0.0085167 | 0.0067618 | 0.0068514 | 0.0046037 | 0.0070743 | 0.00051671
Shady Hills 1 | Gas/Oil:Combustion Turbine | DEF | DEF | 2023: 0.015419; 2024: 0.00011052
Shady Hills 2 | Gas/Oil:Combustion Turbine | DEF | DEF | 2023: 0.010306; 2024: 0.0003231
Shady Hills 3 | Gas/Oil:Combustion Turbine | DEF | DEF | 2023: 0.01405; 2024: 0.00037412
SUWANNEE_P 1 | Gas/Oil:Combustion Turbine | DEF | DEF | 2023: 0.01655; 2024: 0.019279; 2025: 0.020677; 2026: 0.021515; 2027: 0.018256; 2028: 0.020837; 2029: 0.01966; 2030: 0.020082; 2031: 0.022099; 2032: 0.013916; 2033: 0.008831; 2034: 0.0026344
SUWANNEE_P 2 | Gas/Oil:Combustion Turbine | DEF | DEF | 2023: 0.016159; 2024: 0.018977; 2025: 0.017822; 2026: 0.017606; 2027: 0.01373; 2028: 0.019581; 2029: 0.019556; 2030: 0.018989; 2031: 0.019497; 2032: 0.013163; 2033: 0.0072554; 2034: 0.0023422
SUWANNEE_P 3 | Gas/Oil:Combustion Turbine | DEF | DEF | 2023: 0.020186; 2024: 0.024862; 2025: 0.025039; 2026: 0.025746; 2027: 0.020652; 2028: 0.023055; 2029: 0.022007; 2030: 0.020572; 2031: 0.022337; 2032: 0.01573; 2033: 0.0085235; 2034: 0.0028255
Tigerbay 1 | Gas/Oil:Combined Cycle | DEF | DEF | 2023: 0.12348; 2024: 0.12121; 2025: 0.11772; 2026: 0.13415; 2027: 0.11614; 2028: 0.12814; 2029: 0.1082; 2030: 0.10261; 2031: 0.082296; 2032: 0.084372; 2033: 0.071405; 2034: 0.094142; 2035: 0.035752
U OF FL 1 | Gas/Oil:Combustion Turbine | DEF | DEF | 2023: 0.1046; 2024: 0.10468; 2025: 0.10364; 2026: 0.1037; 2027: 0.086902
Total |  |  |  | 3.493 | 3.8123 | 3.325 | 3.3953 | 3.2758 | 3.3794 | 3.1799 | 3.2537 | 3.5522 | 3.1898 | 3.1735 | 3.0604 | 3.0119 | 3.0638 | 3.4916 | 2.5822 | 2.6488 | 2.2224 | 2.0903 | 1.6833 | 1.7064 | 1.4008 | 1.6138 | 1.2024 | 1.3103 | 0.93535 | 0.9924 | 0.3165 | 0.25268 | 0.26969 | 0.23629 | 0.22236 | 0.23391 | 0.24607 | 0.28049
Group Totals
Resource | Type | BA | Area | 2023 | 2024 | 2025 | 2026 | 2027 | 2028 | 2029 | 2030 | 2031 | 2032 | 2033 | 2034 | 2035 | 2036 | 2037 | 2038 | 2039 | 2040 | 2041 | 2042 | 2043 | 2044 | 2045 | 2046 | 2047 | 2048 | 2049 | 2050 | 2051 | 2052 | 2053 | 2054 | 2055 | 2056 | 2057
Total | Coal:Conventional | DEF | DEF | 2023: 0.35991; 2024: 0.43219; 2025: 0.48111; 2026: 0.39569; 2027: 0.45013; 2028: 0.61264; 2029: 0.66584; 2030: 0.84463; 2031: 1.3022; 2032: 1.1689; 2033: 1.2032; 2034: 0.43221
Total | Gas/Oil:Combined Cycle | DEF | DEF | 1.8364 | 1.8503 | 1.9418 | 1.8919 | 1.8821 | 1.9131 | 1.9295 | 1.8752 | 1.7637 | 1.7329 | 1.7277 | 1.928 | 2.0434 | 2.0603 | 2.0499 | 1.9705 | 1.7545 | 1.6561 | 1.5344 | 1.4782 | 1.4626 | 1.2914 | 1.1273 | 1.0263 | 0.96808 | 0.80158 | 0.33127 | 0.06105 | 0.056766 | 0.058981 | 0.059531 | 0.059567 | 0.059454 | 0.056667 | 0.057319
Total | Gas/Oil:Combustion Turbine | DEF | DEF | 0.57082 | 0.64953 | 0.48657 | 0.45032 | 0.30082 | 0.20591 | 0.17102 | 0.19948 | 0.24698 | 0.11635 | 0.07945 | 0.18249 | 0.27442 | 0.30835 | 0.34668 | 0.14476 | 0.21866 | 0.03525 | 0.057201 | 0.072676 | 0.24378 | 0.10948 | 0.48649 | 0.17604 | 0.34224 | 0.13378 | 0.66113 | 0.25545 | 0.19591 | 0.21071 | 0.17676 | 0.1628 | 0.17445 | 0.1894 | 0.22317
Total | Gas/Oil:Steam Turbine | DEF | DEF | 2023: 0.72585; 2024: 0.88027; 2025: 0.41547; 2026: 0.65736; 2027: 0.6428; 2028: 0.64775; 2029: 0.41353; 2030: 0.33439; 2031: 0.23933; 2032: 0.1716; 2033: 0.16321; 2034: 0.51767; 2035: 0.69408; 2036: 0.6951; 2037: 1.095; 2038: 0.46691; 2039: 0.67563; 2040: 0.53102; 2041: 0.49868; 2042: 0.13245
Solar 5
Resource | Type | BA | Area | 2023 | 2024 | 2025 | 2026 | 2027 | 2028 | 2029 | 2030 | 2031 | 2032 | 2033 | 2034 | 2035 | 2036 | 2037 | 2038 | 2039 | 2040 | 2041 | 2042 | 2043 | 2044 | 2045 | 2046 | 2047 | 2048 | 2049 | 2050 | 2051 | 2052 | 2053 | 2054 | 2055 | 2056 | 2057
Anclote 1 | Gas/Oil:Steam Turbine | DEF | DEF | 2023: 0.47288; 2024: 0.58615; 2025: 0.25578; 2026: 0.38692; 2027: 0.3754; 2028: 0.37281; 2029: 0.2821; 2030: 0.21793; 2031: 0.12805; 2032: 0.10437; 2033: 0.082212; 2034: 0.31972; 2035: 0.35047; 2036: 0.40257; 2037: 0.53833; 2038: 0.27718; 2039: 0.38531; 2040: 0.26565; 2041: 0.25641; 2042: 0.068969
Anclote 2 | Gas/Oil:Steam Turbine | DEF | DEF | 2023: 0.24635; 2024: 0.29482; 2025: 0.14216; 2026: 0.20964; 2027: 0.21524; 2028: 0.21816; 2029: 0.10565; 2030: 0.080892; 2031: 0.096874; 2032: 0.071204; 2033: 0.076889; 2034: 0.16281; 2035: 0.26109; 2036: 0.20691; 2037: 0.40426; 2038: 0.12108; 2039: 0.16729; 2040: 0.18712; 2041: 0.14369; 2042: 0.060108
Bartow CC 1 0 | Gas/Oil:Combined Cycle | DEF | DEF | 0.74328 | 0.71267 | 0.77395 | 0.74743 | 0.71737 | 0.7427 | 0.77255 | 0.78111 | 0.80491 | 0.80082 | 0.77863 | 0.88239 | 0.9182 | 0.93754 | 0.84986 | 0.899 | 0.95387 | 0.93131 | 0.8646 | 0.86262 | 0.92364 | 0.89229 | 0.82602 | 0.81725 | 0.80745 | 0.67885 | 0.23209
Bartow CC 1 PAG | Gas/Oil:Combined Cycle | DEF | DEF | 0.024312 | 0.023447 | 0.018806 | 0.017693 | 0.018359 | 0.019955 | 0.017545 | 0.011432 | 0.0087688 | 0.0088145 | 0.0058781 | 0.015319 | 0.018594 | 0.019178 | 0.021333 | 0.014906 | 0.021369 | 0.015615 | 0.011381 | 0.0076924 | 0.015508 | 0.010195 | 0.018813 | 0.0063496 | 0.013719 | 0.0038239 | 0.00071146
BARTOW_P 1 | Gas/Oil:Combustion Turbine | DEF | DEF | 2024: 0.0011457
BARTOW_P 2 | Gas/Oil:Combustion Turbine | DEF | DEF | 2023: 0.0017313; 2024: 0.0083619; 2025: 0.0085473; 2026: 0.005203; 2027: 0.0098955; 2028: 0.0080393; 2029: 0.0050162; 2030: 0.009737; 2031: 0.016371; 2032: 0.004524; 2033: 0.0035496; 2034: 0.00044477
BARTOW_P 4 | Gas/Oil:Combustion Turbine | DEF | DEF | 2023: 0.0086604; 2024: 0.018056; 2025: 0.013211; 2026: 0.012464; 2027: 0.015576; 2028: 0.016017; 2029: 0.010878; 2030: 0.017123; 2031: 0.015197; 2032: 0.008597; 2033: 0.006578; 2034: 0.0020586
BAYBORO_P 1 | Gas/Oil:Combustion Turbine | DEF | DEF | 2024: 0.0046718; 2025: 0.0012142
BAYBORO_P 2 | Gas/Oil:Combustion Turbine | DEF | DEF | 2024: 0.00059065; 2025: 0.00027737
BAYBORO_P 3 | Gas/Oil:Combustion Turbine | DEF | DEF | 2024: 0.0018377; 2025: 0.00032439
BAYBORO_P 4 | Gas/Oil:Combustion Turbine | DEF | DEF | 2024: 0.0010174; 2025: 0.00032439
Citrus CC 1 | Gas/Oil:Combined Cycle | DEF | DEF | 0.097376 | 0.099805 | 0.092855 | 0.10128 | 0.10119 | 0.089611 | 0.098745 | 0.097423 | 0.090647 | 0.096837 | 0.097272 | 0.098734 | 0.099576 | 0.10002 | 0.092984 | 0.097868 | 0.097958 | 0.089133 | 0.089932 | 0.086174 | 0.079731 | 0.074993 | 0.0627 | 0.05471 | 0.053204 | 0.043166 | 0.047132 | 0.027825 | 0.027224 | 0.02622 | 0.027562 | 0.027152 | 0.028261 | 0.028 | 0.027016
Citrus CC 1 Duct | Gas/Oil:Combined Cycle | DEF | DEF | 0.0043892 | 0.0044259 | 0.003181 | 0.0037207 | 0.0033398 | 0.0033457 | 0.0031733 | 0.002278 | 0.0017613 | 0.0017074 | 0.0014048 | 0.0031886 | 0.0037763 | 0.0037956 | 0.004964 | 0.00233 | 0.0032268 | 0.0022021 | 0.0018066 | 0.00062773 | 0.0022572 | 0.0014493 | 0.0026918 | 0.0011115 | 0.0021698 | 0.00043729 | 0.0022646 | 0.0031229 | 0.0022165 | 0.0023835 | 0.00216 | 0.0024816 | 0.002438 | 0.0022263 | 0.0024763
Citrus CC 2 | Gas/Oil:Combined Cycle | DEF | DEF | 0.096856 | 0.099991 | 0.098816 | 0.094099 | 0.10236 | 0.090433 | 0.099505 | 0.099118 | 0.091826 | 0.098385 | 0.099037 | 0.099252 | 0.098777 | 0.099227 | 0.092347 | 0.098669 | 0.098783 | 0.089519 | 0.096274 | 0.088527 | 0.082383 | 0.074815 | 0.075356 | 0.061606 | 0.0462 | 0.03893 | 0.039824 | 0.025468 | 0.022987 | 0.024719 | 0.025034 | 0.024735 | 0.025486 | 0.024352 | 0.024907
Citrus CC 2 Duct | Gas/Oil:Combined Cycle | DEF | DEF | 0.0042665 | 0.0047048 | 0.0033617 | 0.0029224 | 0.003191 | 0.0032489 | 0.0031452 | 0.0020359 | 0.0014383 | 0.0014662 | 0.00122 | 0.0028474 | 0.0034333 | 0.0036812 | 0.0040746 | 0.0021429 | 0.0029046 | 0.0026624 | 0.001708 | 0.00068784 | 0.0019009 | 0.0014015 | 0.002681 | 0.0011572 | 0.0018394 | 0.00062645 | 0.001906 | 0.0027569 | 0.0017191 | 0.0023849 | 0.0019856 | 0.0021751 | 0.0020407 | 0.0018236 | 0.0026164
Crystal 4 | Coal:Conventional | DEF | DEF | 2023: 0.2188; 2024: 0.20057; 2025: 0.25918; 2026: 0.18052; 2027: 0.22764; 2028: 0.31034; 2029: 0.34215; 2030: 0.42018; 2031: 0.74025; 2032: 0.4974; 2033: 0.74098; 2034: 0.29447
Crystal 5 | Coal:Conventional | DEF | DEF | 2023: 0.14235; 2024: 0.23013; 2025: 0.21787; 2026: 0.20818; 2027: 0.20348; 2028: 0.29403; 2029: 0.29585; 2030: 0.42186; 2031: 0.51926; 2032: 0.63639; 2033: 0.51717; 2034: 0.13036
DEBARY 10 | Gas/Oil:Combustion Turbine | DEF | DEF | 2024: 0.00045313; 2025: 0.00013311; 2026: 0.00010512; 2027: 0.00023447; 2028: 0.00076311; 2029: 0.00010512; 2030: 0.00044564; 2031: 0.00071073; 2032: 0.00014843; 2034: 0.00063248; 2035: 0.0013174; 2036: 0.00013455
DEBARY 2 | Gas/Oil:Combustion Turbine | DEF | DEF | 2024: 0.0050166; 2026: 0.00083732
DEBARY 3 | Gas/Oil:Combustion Turbine | DEF | DEF | 2024: 0.0053312; 2025: 0.00029837; 2026: 0.00083732
DEBARY 4 | Gas/Oil:Combustion Turbine | DEF | DEF | 2024: 0.0020789; 2026: 0.00085177
DEBARY 5 | Gas/Oil:Combustion Turbine | DEF | DEF | 2024: 0.0053905; 2026: 0.0018361
DEBARY 6 | Gas/Oil:Combustion Turbine | DEF | DEF | 2024: 0.0061983; 2025: 0.0012519; 2026: 0.0012617; 2027: 0.00029837
DEBARY 7 | Gas/Oil:Combustion Turbine | DEF | DEF | 2023: 0.0085227; 2024: 0.0096403; 2025: 0.0095547; 2026: 0.010095; 2027: 0.0092454; 2028: 0.0092159; 2029: 0.0064409; 2030: 0.0078796; 2031: 0.0076903; 2032: 0.005805; 2033: 0.0052878; 2034: 0.0081109; 2035: 0.0067957; 2036: 0.0023402
DEBARY 8 | Gas/Oil:Combustion Turbine | DEF | DEF | 2023: 0.012596; 2024: 0.010546; 2025: 0.012767; 2026: 0.01109; 2027: 0.010625; 2028: 0.01107; 2029: 0.0068198; 2030: 0.0078548; 2031: 0.011588; 2032: 0.0054634; 2033: 0.0069272; 2034: 0.0079512; 2035: 0.0089772; 2036: 0.0034748
DEBARY 9 | Gas/Oil:Combustion Turbine | DEF | DEF | 2023: 0.011871; 2024: 0.014878; 2025: 0.012054; 2026: 0.011743; 2027: 0.011193; 2028: 0.012127; 2029: 0.0092119; 2030: 0.010504; 2031: 0.012464; 2032: 0.0063203; 2033: 0.0078066; 2034: 0.011407; 2035: 0.0095028; 2036: 0.0048091
Gen 190MW CT | Gas/Oil:Combustion Turbine | DEF | DEF | [7 empty] | 0.0056867 | 0.0071807 |  | 0.0029252 | 0.071542 | 0.17502 | 0.20329 | 0.23592 | 0.095802 | 0.18031 | 0.022861 | 0.05036 | 0.072439 | 0.19722 | 0.075753 | 0.46798 | 0.14012 | 0.27911 | 0.12845 | 0.59615 | 0.23761 | 0.19037 | 0.21374 | 0.1436 | 0.15036 | 0.17497 | 0.19606 | 0.23731
Hines CC 1 | Gas/Oil:Combined Cycle | DEF | DEF | 2023: 0.34372; 2024: 0.34069; 2025: 0.34732; 2026: 0.25972; 2027: 0.30086; 2028: 0.26882; 2029: 0.30515; 2030: 0.26177; 2031: 0.2086; 2032: 0.14919; 2033: 0.1388; 2034: 0.18997; 2035: 0.2859; 2036: 0.31206; 2037: 0.40058; 2038: 0.28643; 2039: 0.053085
Hines CC 2 | Gas/Oil:Combined Cycle | DEF | DEF | 0.11838 | 0.12259 | 0.12272 | 0.13529 | 0.1224 | 0.13467 | 0.11452 | 0.12273 | 0.10432 | 0.10228 | 0.10083 | 0.11189 | 0.12825 | 0.12442 | 0.13276 | 0.12253 | 0.10969 | 0.10579 | 0.087565 | 0.058352 | 0.0094675
Hines CC 3 | Gas/Oil:Combined Cycle | DEF | DEF | 0.090253 | 0.087147 | 0.085591 | 0.085676 | 0.10028 | 0.097007 | 0.1014 | 0.087038 | 0.097069 | 0.087725 | 0.095777 | 0.092687 | 0.11162 | 0.10937 | 0.12039 | 0.097396 | 0.098965 | 0.093556 | 0.086978 | 0.064784 | 0.072136 | 0.054634 | 0.014091
Hines CC 4 | Gas/Oil:Combined Cycle | DEF | DEF | 0.081269 | 0.091793 | 0.07221 | 0.082608 | 0.074644 | 0.096798 | 0.087326 | 0.092564 | 0.075794 | 0.089519 | 0.090128 | 0.10315 | 0.096822 | 0.11202 | 0.10508 | 0.11099 | 0.10078 | 0.10539 | 0.096485 | 0.10445 | 0.09648 | 0.097427 | 0.086154 | 0.061904 | 0.01302
INT CITY 1 | Gas/Oil:Combustion Turbine | DEF | DEF | 2023: 0.0014285; 2024: 0.00058901; 2025: 0.00050388; 2026: 0.001863; 2027: 0.0022995; 2028: 0.004786; 2030: 0.0060376; 2031: 0.012879; 2032: 0.0020845; 2033: 0.00050388
INT CITY 10 | Gas/Oil:Combustion Turbine | DEF | DEF | 2023: 0.0020095; 2024: 0.0078782; 2025: 0.0060863; 2026: 0.0031659; 2027: 0.0061341; 2028: 0.004128; 2029: 0.0026141; 2030: 0.0041954; 2031: 0.006762; 2032: 0.0024537; 2033: 0.0034558; 2034: 0.0071022; 2035: 0.0071214; 2036: 0.011072; 2037: 0.015074; 2038: 0.0030857
INT CITY 11 | Gas/Oil:Combustion Turbine | DEF | DEF | 2024: 0.0020139; 2025: 0.0010978; 2026: 0.00053125; 2027: 0.0011013; 2028: 0.0016748; 2030: 0.0017668; 2031: 0.0044737; 2032: 0.00088615; 2033: 0.00086285; 2034: 0.00099985; 2035: 0.0037308; 2036: 0.0048154; 2037: 0.006798; 2038: 0.0047766; 2039: 0.0074308; 2040: 0.00070978; 2041: 0.00089416; 2042: 0.0036197; 2043: 0.0027655; 2044: 0.0013597
INT CITY 12 | Gas/Oil:Combustion Turbine | DEF | DEF | 0.00056749 | 0.003298 | 0.0018426 | 0.00085293 | 0.0024941 | 0.0018818 | 0.00079926 | 0.0020622 | 0.0032432 | 0.00078557 | 0.00023482 | 0.0021561 | 0.0019793 | 0.0030764 | 0.0049581 | 0.0042846 | 0.0049092 | 0.0031639 | 0.0034678 | 0.0040695 | 0.011771 | 0.0068204 | 0.0016295
INT CITY 13 | Gas/Oil:Combustion Turbine | DEF | DEF | 0.0022439 | 0.0046571 | 0.0033685 | 0.0022715 | 0.0030494 | 0.002482 | 0.0019705 | 0.0026804 | 0.0034561 | 0.0010141 | 0.0010553 | 0.0024861 | 0.0025455 | 0.0038642 | 0.0064329 | 0.0058824 | 0.0050096 | 0.0032967 | 0.0065272 | 0.0053226 | 0.012722 | 0.01032 | 0.0021661
INT CITY 14 | Gas/Oil:Combustion Turbine | DEF | DEF | 0.0027862 | 0.0051208 | 0.0043168 | 0.0025893 | 0.0036073 | 0.0032679 | 0.0022656 | 0.0026476 | 0.0022702 | 0.0015628 | 0.0011558 | 0.0029165 | 0.0035754 | 0.0045379 | 0.0086669 | 0.0073167 | 0.0074759 | 0.0056989 | 0.0078246 | 0.005881 | 0.014972 | 0.009963 | 0.002793
INT CITY 2 | Gas/Oil:Combustion Turbine | DEF | DEF | 2027: 0.00063342; 2028: 0.00048625; 2030: 0.0023851; 2031: 0.010676; 2032: 0.00048625
INT CITY 3 | Gas/Oil:Combustion Turbine | DEF | DEF | 2024: 0.0013923; 2025: 0.00099166; 2026: 0.0014146; 2027: 0.0016598; 2028: 0.0040792; 2030: 0.0037931; 2031: 0.014285; 2032: 0.0023302
INT CITY 4 | Gas/Oil:Combustion Turbine | DEF | DEF | 2023: 0.0012636; 2024: 0.0032014; 2025: 0.00049676; 2026: 0.00076688; 2027: 0.0028642; 2028: 0.0027035; 2030: 0.0023485; 2031: 0.002672; 2032: 0.0026113
INT CITY 5 | Gas/Oil:Combustion Turbine | DEF | DEF | 2026: 0.00075132; 2027: 0.00060335; 2028: 0.003359; 2030: 0.0017818; 2031: 0.010141; 2032: 0.0013513
INT CITY 6 | Gas/Oil:Combustion Turbine | DEF | DEF | 2023: 0.00050905; 2024: 0.0058081; 2025: 0.0015506; 2026: 0.0019955; 2027: 0.0040833; 2028: 0.0070321; 2030: 0.0057594; 2031: 0.016176; 2032: 0.0032765; 2033: 0.00046946
INT CITY 7 | Gas/Oil:Combustion Turbine | DEF | DEF | 2023: 0.013326; 2024: 0.018616; 2025: 0.013277; 2026: 0.013798; 2027: 0.011273; 2028: 0.014979; 2029: 0.0092045; 2030: 0.0099583; 2031: 0.010914; 2032: 0.0061959; 2033: 0.0081977; 2034: 0.014909; 2035: 0.014661; 2036: 0.018548; 2037: 0.027284; 2038: 0.0059258
INT CITY 8 | Gas/Oil:Combustion Turbine | DEF | DEF | 2023: 0.0075058; 2024: 0.014574; 2025: 0.01125; 2026: 0.0078911; 2027: 0.01085; 2028: 0.010128; 2029: 0.0080903; 2030: 0.0087507; 2031: 0.0088266; 2032: 0.0051576; 2033: 0.0070687; 2034: 0.01294; 2035: 0.011546; 2036: 0.012639; 2037: 0.023535; 2038: 0.0042755
INT CITY 9 | Gas/Oil:Combustion Turbine | DEF | DEF | 2023: 0.0075877; 2024: 0.014777; 2025: 0.010863; 2026: 0.0092002; 2027: 0.0078806; 2028: 0.011966; 2029: 0.0071168; 2030: 0.008602; 2031: 0.00992; 2032: 0.005287; 2033: 0.0049808; 2034: 0.014022; 2035: 0.011254; 2036: 0.015805; 2037: 0.022191; 2038: 0.0043972
NSG Vand CT 1 | Gas/Oil:Combustion Turbine | DEF | DEF | 2023: 0.061101; 2024: 0.069706; 2025: 0.03351; 2026: 0.029302; 2027: 0.0058032
NSG Vand CT 2 | Gas/Oil:Combustion Turbine | DEF | DEF | 2023: 0.061947; 2024: 0.069751; 2025: 0.040772; 2026: 0.027114; 2027: 0.0063125
NSG Vand CT 3 | Gas/Oil:Combustion Turbine | DEF | DEF | 2023: 0.082159; 2024: 0.083928; 2025: 0.047305; 2026: 0.034872; 2027: 0.007689
NSG Vand CT 4 | Gas/Oil:Combustion Turbine | DEF | DEF | 2023: 0.087804; 2024: 0.086827; 2025: 0.055701; 2026: 0.046534; 2027: 0.005938
Osprey 1 0 | Gas/Oil:Combined Cycle | DEF | DEF | 2023: 0.07003; 2024: 0.069094
Osprey 1 1 | Gas/Oil:Combined Cycle | DEF | DEF | 2023: 0.036396; 2024: 0.037102
Osprey 1 2 | Gas/Oil:Combined Cycle | DEF | DEF | 2023: 0.0030729; 2024: 0.0031795
OspreyAcq | Gas/Oil:Combined Cycle | DEF | DEF |  | 0.033459 | 0.1843 | 0.1845 | 0.17627 | 0.18886 | 0.17304 | 0.1738 | 0.16673 | 0.17252 | 0.17342 | 0.17912 | 0.18269 | 0.18369 | 0.19713 | 0.18822 | 0.17577 | 0.17366 | 0.15267 | 0.14578 | 0.13906 | 0.047775
OspreyAcqDF | Gas/Oil:Combined Cycle | DEF | DEF |  | 0.00023984 | 0.0051669 | 0.0056098 | 0.0050216 | 0.0050746 | 0.0050286 | 0.0050475 | 0.0030164 | 0.0029534 | 0.0029139 | 0.0058886 | 0.0074624 | 0.0082802 | 0.0084371 | 0.0064006 | 0.0080383 | 0.0061474 | 0.0059227 | 0.0039578 | 0.0063256 | 0.0005039
Shady Hills 1 | Gas/Oil:Combustion Turbine | DEF | DEF | 2023: 0.017633; 2024: 0.00066762
Shady Hills 2 | Gas/Oil:Combustion Turbine | DEF | DEF | 2023: 0.01352; 2024: 0.00027207
Shady Hills 3 | Gas/Oil:Combustion Turbine | DEF | DEF | 2023: 0.010183; 2024: 0.00037412
SUWANNEE_P 1 | Gas/Oil:Combustion Turbine | DEF | DEF | 2023: 0.017905; 2024: 0.02016; 2025: 0.019999; 2026: 0.022192; 2027: 0.016824; 2028: 0.020291; 2029: 0.016917; 2030: 0.018927; 2031: 0.020876; 2032: 0.011347; 2033: 0.0104; 2034: 0.0038377
SUWANNEE_P 2 | Gas/Oil:Combustion Turbine | DEF | DEF | 2023: 0.01646; 2024: 0.018859; 2025: 0.016907; 2026: 0.018453; 2027: 0.01349; 2028: 0.018458; 2029: 0.016301; 2030: 0.017819; 2031: 0.018388; 2032: 0.01321; 2033: 0.0081746; 2034: 0.0039349
SUWANNEE_P 3 | Gas/Oil:Combustion Turbine | DEF | DEF | 2023: 0.019756; 2024: 0.023872; 2025: 0.023613; 2026: 0.024969; 2027: 0.020148; 2028: 0.023151; 2029: 0.019988; 2030: 0.020891; 2031: 0.018769; 2032: 0.01403; 2033: 0.010397; 2034: 0.0042996
Tigerbay 1 | Gas/Oil:Combined Cycle | DEF | DEF | 2023: 0.12283; 2024: 0.12156; 2025: 0.11375; 2026: 0.13221; 2027: 0.11338; 2028: 0.12836; 2029: 0.10647; 2030: 0.091681; 2031: 0.075062; 2032: 0.079116; 2033: 0.07055; 2034: 0.096593; 2035: 0.035373
U OF FL 1 | Gas/Oil:Combustion Turbine | DEF | DEF | 2023: 0.10461; 2024: 0.1047; 2025: 0.10353; 2026: 0.10351; 2027: 0.086928
Total |  |  |  | 3.4925 | 3.8198 | 3.254 | 3.2484 | 3.1391 | 3.2563 | 3.0371 | 3.1485 | 3.4603 | 3.1056 | 3.1631 | 2.9601 | 2.8601 | 2.9112 | 3.3234 | 2.4609 | 2.4822 | 2.1035 | 1.9645 | 1.6441 | 1.6683 | 1.3597 | 1.5631 | 1.1442 | 1.2167 | 0.89429 | 0.92008 | 0.29679 | 0.24452 | 0.26945 | 0.20034 | 0.20691 | 0.2332 | 0.25246 | 0.29432
Group Totals
Resource | Type | BA | Area | 2023 | 2024 | 2025 | 2026 | 2027 | 2028 | 2029 | 2030 | 2031 | 2032 | 2033 | 2034 | 2035 | 2036 | 2037 | 2038 | 2039 | 2040 | 2041 | 2042 | 2043 | 2044 | 2045 | 2046 | 2047 | 2048 | 2049 | 2050 | 2051 | 2052 | 2053 | 2054 | 2055 | 2056 | 2057
Total | Coal:Conventional | DEF | DEF | 2023: 0.36115; 2024: 0.4307; 2025: 0.47705; 2026: 0.3887; 2027: 0.43112; 2028: 0.60437; 2029: 0.638; 2030: 0.84204; 2031: 1.2595; 2032: 1.1338; 2033: 1.2582; 2034: 0.42483
Total | Gas/Oil:Combined Cycle | DEF | DEF | 1.8364 | 1.8519 | 1.922 | 1.8527 | 1.8387 | 1.8689 | 1.8876 | 1.828 | 1.7299 | 1.6913 | 1.6559 | 1.881 | 1.9905 | 2.0133 | 2.0299 | 1.9269 | 1.7244 | 1.615 | 1.4953 | 1.4237 | 1.4289 | 1.2555 | 1.0885 | 1.0041 | 0.93761 | 0.76584 | 0.32393 | 0.059173 | 0.054147 | 0.055708 | 0.056742 | 0.056544 | 0.058225 | 0.056402 | 0.057015
Total | Gas/Oil:Combustion Turbine | DEF | DEF | 0.57568 | 0.65626 | 0.45694 | 0.41036 | 0.27873 | 0.19209 | 0.12374 | 0.17964 | 0.24593 | 0.10493 | 0.090031 | 0.17175 | 0.25803 | 0.2884 | 0.35086 | 0.13575 | 0.20514 | 0.03573 | 0.069074 | 0.091331 | 0.23945 | 0.10422 | 0.47456 | 0.14012 | 0.27911 | 0.12845 | 0.59615 | 0.23761 | 0.19037 | 0.21374 | 0.1436 | 0.15036 | 0.17497 | 0.19606 | 0.23731
Total | Gas/Oil:Steam Turbine | DEF | DEF | 2023: 0.71923; 2024: 0.88098; 2025: 0.39795; 2026: 0.59657; 2027: 0.59064; 2028: 0.59097; 2029: 0.38775; 2030: 0.29882; 2031: 0.22492; 2032: 0.17557; 2033: 0.1591; 2034: 0.48253; 2035: 0.61155; 2036: 0.60948; 2037: 0.94259; 2038: 0.39826; 2039: 0.5526; 2040: 0.45276; 2041: 0.4001; 2042: 0.12908
Solar 14
Resource | Type | BA | Area | 2023 | 2024 | 2025 | 2026 | 2027 | 2028 | 2029 | 2030 | 2031 | 2032 | 2033 | 2034 | 2035 | 2036 | 2037 | 2038 | 2039 | 2040 | 2041 | 2042 | 2043 | 2044 | 2045 | 2046 | 2047 | 2048 | 2049 | 2050 | 2051 | 2052 | 2053 | 2054 | 2055 | 2056 | 2057
Anclote 1 | Gas/Oil:Steam Turbine | DEF | DEF | 2023: 0.46976; 2024: 0.58615; 2025: 0.25504; 2026: 0.37003; 2027: 0.32651; 2028: 0.36034; 2029: 0.25763; 2030: 0.20464; 2031: 0.12302; 2032: 0.13332; 2033: 0.087616; 2034: 0.28303; 2035: 0.33436; 2036: 0.3157; 2037: 0.49532; 2038: 0.2406; 2039: 0.30229; 2040: 0.23245; 2041: 0.2373; 2042: 0.061037
Anclote 2 | Gas/Oil:Steam Turbine | DEF | DEF | 2023: 0.24866; 2024: 0.29482; 2025: 0.14081; 2026: 0.19433; 2027: 0.18662; 2028: 0.16299; 2029: 0.09626; 2030: 0.073918; 2031: 0.092487; 2032: 0.060572; 2033: 0.076854; 2034: 0.1498; 2035: 0.21742; 2036: 0.20176; 2037: 0.36209; 2038: 0.095383; 2039: 0.13025; 2040: 0.13942; 2041: 0.10891; 2042: 0.050111
Bartow CC 1 0 | Gas/Oil:Combined Cycle | DEF | DEF | 0.74195 | 0.71267 | 0.77436 | 0.73815 | 0.70077 | 0.72981 | 0.75817 | 0.77081 | 0.79062 | 0.77882 | 0.76132 | 0.847 | 0.87768 | 0.89728 | 0.82042 | 0.85364 | 0.91862 | 0.89575 | 0.82381 | 0.82583 | 0.88118 | 0.85621 | 0.79615 | 0.77036 | 0.7574 | 0.64326 | 0.21202
Bartow CC 1 PAG | Gas/Oil:Combined Cycle | DEF | DEF | 0.024188 | 0.023447 | 0.018862 | 0.016562 | 0.016462 | 0.018294 | 0.016611 | 0.011401 | 0.0090982 | 0.0092505 | 0.0073942 | 0.014528 | 0.017764 | 0.016832 | 0.01892 | 0.012733 | 0.01798 | 0.012703 | 0.0098245 | 0.0069265 | 0.012259 | 0.0090834 | 0.015639 | 0.0042193 | 0.010835 | 0.0039671 | 0.00045215
BARTOW_P 1 | Gas/Oil:Combustion Turbine | DEF | DEF | 2024: 0.0011457
BARTOW_P 2 | Gas/Oil:Combustion Turbine | DEF | DEF | 2023: 0.001638; 2024: 0.0083619; 2025: 0.0067653; 2026: 0.0052801; 2027: 0.006841; 2028: 0.0053214; 2029: 0.0030992; 2030: 0.0078719; 2031: 0.013047; 2032: 0.0098877; 2033: 0.0035513; 2034: 0.0021329
BARTOW_P 4 | Gas/Oil:Combustion Turbine | DEF | DEF | 2023: 0.01236; 2024: 0.018056; 2025: 0.015568; 2026: 0.013888; 2027: 0.011749; 2028: 0.014011; 2029: 0.0085722; 2030: 0.013189; 2031: 0.014758; 2032: 0.014942; 2033: 0.01155; 2034: 0.0036827
BAYBORO_P 1 | Gas/Oil:Combustion Turbine | DEF | DEF | 2024: 0.0046718; 2025: 0.0012142
BAYBORO_P 2 | Gas/Oil:Combustion Turbine | DEF | DEF | 2024: 0.00059065; 2025: 0.00027737
BAYBORO_P 3 | Gas/Oil:Combustion Turbine | DEF | DEF | 2024: 0.0018377; 2025: 0.00073454
BAYBORO_P 4 | Gas/Oil:Combustion Turbine | DEF | DEF | 2024: 0.0010174; 2025: 0.00032439
Citrus CC 1 | Gas/Oil:Combined Cycle | DEF | DEF | 0.097327 | 0.099805 | 0.092854 | 0.10105 | 0.10019 | 0.088541 | 0.096456 | 0.094893 | 0.089162 | 0.094726 | 0.095115 | 0.096784 | 0.098486 | 0.099213 | 0.092557 | 0.096191 | 0.095719 | 0.08832 | 0.088234 | 0.082134 | 0.078293 | 0.065215 | 0.06144 | 0.053229 | 0.049488 | 0.036162 | 0.041884 | 0.027251 | 0.026342 | 0.026291 | 0.02719 | 0.02649 | 0.026703 | 0.027831 | 0.027705
Citrus CC 1 Duct | Gas/Oil:Combined Cycle | DEF | DEF | 0.0043784 | 0.0044259 | 0.0031963 | 0.0035123 | 0.0030168 | 0.0030273 | 0.002914 | 0.002221 | 0.0016979 | 0.0017013 | 0.0016568 | 0.0029466 | 0.0034386 | 0.0033477 | 0.0043009 | 0.0020547 | 0.0027444 | 0.0016506 | 0.0014411 | 0.00058433 | 0.0018547 | 0.0010735 | 0.0021668 | 0.00081378 | 0.0015565 | 0.0004417 | 0.0021862 | 0.0026418 | 0.0017763 | 0.0022079 | 0.0018912 | 0.002109 | 0.0020862 | 0.0019915 | 0.0027232
Citrus CC 2 | Gas/Oil:Combined Cycle | DEF | DEF | 0.0968 | 0.099991 | 0.098873 | 0.093889 | 0.10208 | 0.089288 | 0.098805 | 0.098002 | 0.089102 | 0.0954 | 0.095903 | 0.09832 | 0.098545 | 0.099079 | 0.092218 | 0.097888 | 0.097607 | 0.088581 | 0.09181 | 0.088701 | 0.081113 | 0.074881 | 0.072044 | 0.054651 | 0.044406 | 0.035372 | 0.037609 | 0.026361 | 0.021276 | 0.022121 | 0.022452 | 0.024084 | 0.024702 | 0.023649 | 0.02468
Citrus CC 2 Duct | Gas/Oil:Combined Cycle | DEF | DEF | 0.0042629 | 0.0047048 | 0.0033734 | 0.0027566 | 0.0028496 | 0.0029331 | 0.0028451 | 0.002002 | 0.001396 | 0.0015115 | 0.0014178 | 0.002679 | 0.0031201 | 0.0032713 | 0.0035476 | 0.0018711 | 0.0022892 | 0.0022079 | 0.001237 | 0.0006269 | 0.0015434 | 0.0010669 | 0.0021494 | 0.00087856 | 0.0013467 | 0.00062405 | 0.0017973 | 0.0022816 | 0.0013035 | 0.0018104 | 0.0015307 | 0.0019494 | 0.0017124 | 0.0017032 | 0.0026644
Crystal 4 | Coal:Conventional | DEF | DEF | 2023: 0.21932; 2024: 0.20057; 2025: 0.25896; 2026: 0.179; 2027: 0.21871; 2028: 0.33598; 2029: 0.3049; 2030: 0.4009; 2031: 0.72033; 2032: 0.50871; 2033: 0.70667; 2034: 0.29145
Crystal 5 | Coal:Conventional | DEF | DEF | 2023: 0.14197; 2024: 0.23013; 2025: 0.21814; 2026: 0.20032; 2027: 0.19828; 2028: 0.32161; 2029: 0.28816; 2030: 0.42708; 2031: 0.49329; 2032: 0.60138; 2033: 0.471; 2034: 0.12923
DEBARY 10 | Gas/Oil:Combustion Turbine | DEF | DEF | 2024: 0.00045313; 2025: 0.00013311; 2026: 0.00010512; 2027: 0.00026186; 2028: 0.00035416; 2029: 0.00010512; 2030: 0.0002942; 2031: 0.00012117; 2032: 0.00029604; 2034: 0.00025984; 2035: 0.00080395; 2036: 0.00014843
DEBARY 2 | Gas/Oil:Combustion Turbine | DEF | DEF | 2024: 0.0050166
DEBARY 3 | Gas/Oil:Combustion Turbine | DEF | DEF | 2024: 0.0053312; 2026: 0.0010129
DEBARY 4 | Gas/Oil:Combustion Turbine | DEF | DEF | 2024: 0.0020789; 2026: 0.00079657
DEBARY 5 | Gas/Oil:Combustion Turbine | DEF | DEF | 2024: 0.0053905
DEBARY 6 | Gas/Oil:Combustion Turbine | DEF | DEF | 2024: 0.0061983; 2025: 0.0012519
DEBARY 7 | Gas/Oil:Combustion Turbine | DEF | DEF | 2023: 0.0083496; 2024: 0.0096403; 2025: 0.010844; 2026: 0.010219; 2027: 0.0084924; 2028: 0.0080694; 2029: 0.0073488; 2030: 0.0081603; 2031: 0.009223; 2032: 0.0051035; 2033: 0.0058945; 2034: 0.0081644; 2035: 0.008678; 2036: 0.0022533
DEBARY 8 | Gas/Oil:Combustion Turbine | DEF | DEF | 2023: 0.011639; 2024: 0.010546; 2025: 0.013243; 2026: 0.010874; 2027: 0.0094871; 2028: 0.0094073; 2029: 0.0085832; 2030: 0.008384; 2031: 0.011325; 2032: 0.0067344; 2033: 0.0071749; 2034: 0.0090639; 2035: 0.0108; 2036: 0.0049397
DEBARY 9 | Gas/Oil:Combustion Turbine | DEF | DEF | 2023: 0.01228; 2024: 0.014878; 2025: 0.01159; 2026: 0.01244; 2027: 0.0095289; 2028: 0.010661; 2029: 0.01015; 2030: 0.0099347; 2031: 0.012844; 2032: 0.0073074; 2033: 0.007159; 2034: 0.011868; 2035: 0.010229; 2036: 0.0048686
Gen 190MW CT | Gas/Oil:Combustion Turbine | DEF | DEF | [7 empty] | 0.0018491 | 0.0063178 | 0.001504 |  | 0.05393 | 0.12353 | 0.15838 | 0.17318 | 0.081856 | 0.15843 | 0.009499 | 0.023812 | 0.037248 | 0.16566 | 0.051793 | 0.3876 | 0.10852 | 0.21776 | 0.10843 | 0.54494 | 0.19936 | 0.16677 | 0.18169 | 0.12484 | 0.11212 | 0.14182 | 0.19265 | 0.21898
Hines CC 1 | Gas/Oil:Combined Cycle | DEF | DEF | 2023: 0.34203; 2024: 0.34069; 2025: 0.34404; 2026: 0.25163; 2027: 0.27502; 2028: 0.23568; 2029: 0.27167; 2030: 0.21975; 2031: 0.17728; 2032: 0.13339; 2033: 0.13029; 2034: 0.17196; 2035: 0.27706; 2036: 0.29606; 2037: 0.36391; 2038: 0.26001; 2039: 0.049627
Hines CC 2 | Gas/Oil:Combined Cycle | DEF | DEF | 0.11868 | 0.12259 | 0.12367 | 0.13107 | 0.11869 | 0.12197 | 0.11008 | 0.11426 | 0.098035 | 0.097204 | 0.093127 | 0.10747 | 0.12029 | 0.11993 | 0.12912 | 0.11973 | 0.1041 | 0.095895 | 0.081529 | 0.051574 | 0.0064007
Hines CC 3 | Gas/Oil:Combined Cycle | DEF | DEF | 0.089974 | 0.087147 | 0.085953 | 0.084493 | 0.096695 | 0.091704 | 0.09715 | 0.083678 | 0.089952 | 0.083098 | 0.09109 | 0.088798 | 0.10738 | 0.10256 | 0.11523 | 0.093231 | 0.094315 | 0.083761 | 0.082654 | 0.062656 | 0.066568 | 0.047002 | 0.012913
Hines CC 4 | Gas/Oil:Combined Cycle | DEF | DEF | 0.080692 | 0.091793 | 0.072199 | 0.08087 | 0.071187 | 0.092427 | 0.083001 | 0.088569 | 0.072782 | 0.084447 | 0.083756 | 0.097453 | 0.092565 | 0.10884 | 0.10196 | 0.10575 | 0.096021 | 0.10034 | 0.094341 | 0.097221 | 0.08688 | 0.095605 | 0.074979 | 0.055335 | 0.010876
INT CITY 1 | Gas/Oil:Combustion Turbine | DEF | DEF | 2023: 0.0014285; 2024: 0.00058901; 2025: 0.00050388; 2026: 0.0012532; 2027: 0.0011497; 2028: 0.0018406; 2030: 0.0049156; 2031: 0.0067308; 2032: 0.00443; 2033: 0.00058901; 2034: 0.00074775
INT CITY 10 | Gas/Oil:Combustion Turbine | DEF | DEF | 2023: 0.0027534; 2024: 0.0078782; 2025: 0.0064041; 2026: 0.003025; 2027: 0.0048417; 2028: 0.0032861; 2029: 0.0040635; 2030: 0.0043399; 2031: 0.0061967; 2032: 0.0028884; 2033: 0.0022851; 2034: 0.0067344; 2035: 0.0092539; 2036: 0.011941; 2037: 0.017037; 2038: 0.0037816
INT CITY 11 | Gas/Oil:Combustion Turbine | DEF | DEF | 2024: 0.0020139; 2025: 0.0010988; 2026: 0.00047771; 2027: 0.00064538; 2028: 0.00061386; 2030: 0.0013518; 2031: 0.0023686; 2032: 0.00061152; 2033: 0.00024996; 2034: 0.0011347; 2035: 0.0023062; 2036: 0.0048949; 2037: 0.0068751; 2038: 0.0041165; 2039: 0.0074866; 2040: 0.0021343; 2041: 0.0033403; 2042: 0.003674; 2043: 0.0020542; 2044: 0.0024384
INT CITY 12 | Gas/Oil:Combustion Turbine | DEF | DEF | 0.00080409 | 0.003298 | 0.0019335 | 0.00084152 | 0.0017821 | 0.0012904 | 0.00073711 | 0.0015082 | 0.0027351 | 0.0012425 | 0.0007809 | 0.0026596 | 0.0021301 | 0.0039392 | 0.0053366 | 0.0051453 | 0.0058195 | 0.0029609 | 0.0030309 | 0.0042483 | 0.010173 | 0.0064269 | 0.0016988
INT CITY 13 | Gas/Oil:Combustion Turbine | DEF | DEF | 0.0024295 | 0.0046571 | 0.0032889 | 0.0019175 | 0.0021658 | 0.001736 | 0.0016619 | 0.0022688 | 0.0031081 | 0.0014157 | 0.0011595 | 0.0033456 | 0.0035764 | 0.0054772 | 0.0071348 | 0.0058346 | 0.0061092 | 0.0036198 | 0.0047991 | 0.0055416 | 0.011956 | 0.0081063 | 0.002236
INT CITY 14 | Gas/Oil:Combustion Turbine | DEF | DEF | 0.0026424 | 0.0051208 | 0.0040419 | 0.002354 | 0.0032415 | 0.0021603 | 0.0023017 | 0.0026104 | 0.0030235 | 0.0020895 | 0.0014386 | 0.0042143 | 0.0039719 | 0.0059558 | 0.0096534 | 0.0073297 | 0.0096749 | 0.0047061 | 0.0067011 | 0.005968 | 0.014287 | 0.009901 | 0.0028877
INT CITY 2 | Gas/Oil:Combustion Turbine | DEF | DEF | 2027: 0.00063342; 2030: 0.00048625; 2031: 0.0056357; 2032: 0.00051312
INT CITY 3 | Gas/Oil:Combustion Turbine | DEF | DEF | 2024: 0.0013923; 2025: 0.00099166; 2026: 0.00096935; 2027: 0.0011863; 2028: 0.0019209; 2030: 0.0022671; 2031: 0.0071008; 2032: 0.0026923; 2033: 0.00047351
INT CITY 4 | Gas/Oil:Combustion Turbine | DEF | DEF | 2023: 0.0012636; 2024: 0.0032014; 2025: 0.00099352; 2026: 0.0012636; 2027: 0.0011817; 2028: 0.00049676; 2030: 0.0023412; 2031: 0.0028239; 2032: 0.0022488; 2033: 0.00051916; 2034: 0.00076688
INT CITY 5 | Gas/Oil:Combustion Turbine | DEF | DEF | 2026: 0.00075132; 2027: 0.00060335; 2028: 0.00075132; 2030: 0.00181; 2031: 0.0055463; 2032: 0.0012964; 2033: 0.0004767
INT CITY 6 | Gas/Oil:Combustion Turbine | DEF | DEF | 2024: 0.0058081; 2025: 0.00093892; 2026: 0.0010419; 2027: 0.0018069; 2028: 0.0024279; 2030: 0.0037051; 2031: 0.0092022; 2032: 0.0045525; 2033: 0.00046946
INT CITY 7 | Gas/Oil:Combustion Turbine | DEF | DEF | 2023: 0.013125; 2024: 0.018616; 2025: 0.013764; 2026: 0.013558; 2027: 0.01092; 2028: 0.011124; 2029: 0.0087087; 2030: 0.0089686; 2031: 0.010802; 2032: 0.0075275; 2033: 0.0064841; 2034: 0.012988; 2035: 0.016674; 2036: 0.019279; 2037: 0.027532; 2038: 0.0088019
INT CITY 8 | Gas/Oil:Combustion Turbine | DEF | DEF | 2023: 0.0075782; 2024: 0.014574; 2025: 0.011512; 2026: 0.0087458; 2027: 0.0085564; 2028: 0.0083597; 2029: 0.0082096; 2030: 0.0071414; 2031: 0.0079834; 2032: 0.0057007; 2033: 0.0054748; 2034: 0.011884; 2035: 0.012793; 2036: 0.014836; 2037: 0.02479; 2038: 0.0052638
INT CITY 9 | Gas/Oil:Combustion Turbine | DEF | DEF | 2023: 0.0075887; 2024: 0.014777; 2025: 0.010228; 2026: 0.0099617; 2027: 0.0073138; 2028: 0.0079842; 2029: 0.0076232; 2030: 0.0077187; 2031: 0.010237; 2032: 0.0052897; 2033: 0.0043464; 2034: 0.013606; 2035: 0.012379; 2036: 0.016154; 2037: 0.025566; 2038: 0.0065177
NSG Vand CT 1 | Gas/Oil:Combustion Turbine | DEF | DEF | 2023: 0.064173; 2024: 0.069706; 2025: 0.031823; 2026: 0.022354; 2027: 0.0050716
NSG Vand CT 2 | Gas/Oil:Combustion Turbine | DEF | DEF | 2023: 0.06369; 2024: 0.069751; 2025: 0.041337; 2026: 0.022957; 2027: 0.0055554
NSG Vand CT 3 | Gas/Oil:Combustion Turbine | DEF | DEF | 2023: 0.07999; 2024: 0.083928; 2025: 0.050102; 2026: 0.030974; 2027: 0.0065361
NSG Vand CT 4 | Gas/Oil:Combustion Turbine | DEF | DEF | 2023: 0.085083; 2024: 0.086827; 2025: 0.05538; 2026: 0.036538; 2027: 0.0053939
Osprey 1 0 | Gas/Oil:Combined Cycle | DEF | DEF | 2023: 0.072525; 2024: 0.069094
Osprey 1 1 | Gas/Oil:Combined Cycle | DEF | DEF | 2023: 0.037025; 2024: 0.037102
Osprey 1 2 | Gas/Oil:Combined Cycle | DEF | DEF | 2023: 0.0030914; 2024: 0.0031795
OspreyAcq | Gas/Oil:Combined Cycle | DEF | DEF |  | 0.033459 | 0.18352 | 0.18215 | 0.16862 | 0.18133 | 0.16513 | 0.16577 | 0.1608 | 0.15896 | 0.17118 | 0.17164 | 0.17681 | 0.17844 | 0.19336 | 0.18304 | 0.1717 | 0.17356 | 0.14864 | 0.13482 | 0.13517 | 0.044553
OspreyAcqDF | Gas/Oil:Combined Cycle | DEF | DEF |  | 0.00023984 | 0.0051711 | 0.0052852 | 0.0045007 | 0.0045277 | 0.0045198 | 0.00463 | 0.0028686 | 0.0027434 | 0.002928 | 0.0053499 | 0.0064195 | 0.0068396 | 0.0073711 | 0.0050123 | 0.0063934 | 0.0049497 | 0.0049208 | 0.0033189 | 0.0049305 | 0.0005514
Shady Hills 1 | Gas/Oil:Combustion Turbine | DEF | DEF | 2023: 0.017648; 2024: 0.00066762
Shady Hills 2 | Gas/Oil:Combustion Turbine | DEF | DEF | 2023: 0.013355; 2024: 0.00027207
Shady Hills 3 | Gas/Oil:Combustion Turbine | DEF | DEF | 2023: 0.010066; 2024: 0.00037412
SUWANNEE_P 1 | Gas/Oil:Combustion Turbine | DEF | DEF | 2023: 0.017094; 2024: 0.02016; 2025: 0.020078; 2026: 0.02195; 2027: 0.016366; 2028: 0.021015; 2029: 0.016086; 2030: 0.019448; 2031: 0.021772; 2032: 0.016168; 2033: 0.012227; 2034: 0.0061187
SUWANNEE_P 2 | Gas/Oil:Combustion Turbine | DEF | DEF | 2023: 0.016347; 2024: 0.018859; 2025: 0.016218; 2026: 0.019272; 2027: 0.013895; 2028: 0.016517; 2029: 0.017117; 2030: 0.019164; 2031: 0.020504; 2032: 0.016757; 2033: 0.01199; 2034: 0.0049523
SUWANNEE_P 3 | Gas/Oil:Combustion Turbine | DEF | DEF | 2023: 0.020169; 2024: 0.023872; 2025: 0.02351; 2026: 0.025206; 2027: 0.019874; 2028: 0.020935; 2029: 0.018177; 2030: 0.020438; 2031: 0.022737; 2032: 0.017601; 2033: 0.012647; 2034: 0.0055782
Tigerbay 1 | Gas/Oil:Combined Cycle | DEF | DEF | 2023: 0.12189; 2024: 0.12156; 2025: 0.11136; 2026: 0.1295; 2027: 0.11147; 2028: 0.11367; 2029: 0.096957; 2030: 0.08327; 2031: 0.073759; 2032: 0.071251; 2033: 0.063771; 2034: 0.088162; 2035: 0.029935
U OF FL 1 | Gas/Oil:Combustion Turbine | DEF | DEF | 2023: 0.10457; 2024: 0.1047; 2025: 0.10354; 2026: 0.10332; 2027: 0.08652
Total |  |  |  | 3.4926 | 3.8198 | 3.25 | 3.1479 | 2.9533 | 3.1044 | 2.8738 | 3.006 | 3.3018 | 3.0553 | 3.038 | 2.8104 | 2.6784 | 2.7022 | 3.0974 | 2.2958 | 2.2772 | 1.9425 | 1.8163 | 1.5222 | 1.5603 | 1.2739 | 1.4319 | 1.048 | 1.0937 | 0.82826 | 0.8409 | 0.25789 | 0.21747 | 0.23412 | 0.1779 | 0.16676 | 0.19703 | 0.24782 | 0.27675
Group Totals
Resource | Type | BA | Area | 2023 | 2024 | 2025 | 2026 | 2027 | 2028 | 2029 | 2030 | 2031 | 2032 | 2033 | 2034 | 2035 | 2036 | 2037 | 2038 | 2039 | 2040 | 2041 | 2042 | 2043 | 2044 | 2045 | 2046 | 2047 | 2048 | 2049 | 2050 | 2051 | 2052 | 2053 | 2054 | 2055 | 2056 | 2057
Total | Coal:Conventional | DEF | DEF | 2023: 0.36128; 2024: 0.4307; 2025: 0.47711; 2026: 0.37931; 2027: 0.41699; 2028: 0.65759; 2029: 0.59306; 2030: 0.82798; 2031: 1.2136; 2032: 1.1101; 2033: 1.1777; 2034: 0.42068
Total | Gas/Oil:Combined Cycle | DEF | DEF | 1.8348 | 1.8519 | 1.9174 | 1.8209 | 1.7715 | 1.7732 | 1.8043 | 1.7393 | 1.6566 | 1.6125 | 1.5989 | 1.7931 | 1.9095 | 1.9317 | 1.9429 | 1.8312 | 1.6571 | 1.5477 | 1.4284 | 1.3544 | 1.3562 | 1.1952 | 1.0375 | 0.93949 | 0.87591 | 0.71983 | 0.29595 | 0.058536 | 0.050698 | 0.05243 | 0.053063 | 0.054632 | 0.055204 | 0.055175 | 0.057773
Total | Gas/Oil:Combustion Turbine | DEF | DEF | 0.57806 | 0.65626 | 0.45964 | 0.38335 | 0.2516 | 0.15028 | 0.12254 | 0.16017 | 0.21614 | 0.1388 | 0.096941 | 0.16383 | 0.21713 | 0.25307 | 0.2971 | 0.12865 | 0.18752 | 0.02292 | 0.041683 | 0.05668 | 0.20413 | 0.078665 | 0.39443 | 0.10852 | 0.21776 | 0.10843 | 0.54494 | 0.19936 | 0.16677 | 0.18169 | 0.12484 | 0.11212 | 0.14182 | 0.19265 | 0.21898
Total | Gas/Oil:Steam Turbine | DEF | DEF | 2023: 0.71843; 2024: 0.88098; 2025: 0.39585; 2026: 0.56436; 2027: 0.51313; 2028: 0.52333; 2029: 0.35389; 2030: 0.27856; 2031: 0.2155; 2032: 0.19389; 2033: 0.16447; 2034: 0.43283; 2035: 0.55178; 2036: 0.51747; 2037: 0.85741; 2038: 0.33598; 2039: 0.43254; 2040: 0.37187; 2041: 0.34621; 2042: 0.11115

## NOx Cost
NOx Cost ($000)
Base
Resource | Type | BA | Area | 2023 | 2024 | 2025 | 2026 | 2027 | 2028 | 2029 | 2030 | 2031 | 2032 | 2033 | 2034 | 2035 | 2036 | 2037 | 2038 | 2039 | 2040 | 2041 | 2042 | 2043 | 2044 | 2045 | 2046 | 2047 | 2048 | 2049 | 2050 | 2051 | 2052 | 2053 | 2054 | 2055 | 2056 | 2057
Anclote 1 | Gas/Oil:Steam Turbine | DEF | DEF
Anclote 2 | Gas/Oil:Steam Turbine | DEF | DEF
Bartow CC 1 0 | Gas/Oil:Combined Cycle | DEF | DEF
Bartow CC 1 PAG | Gas/Oil:Combined Cycle | DEF | DEF
BARTOW_P 1 | Gas/Oil:Combustion Turbine | DEF | DEF
BARTOW_P 2 | Gas/Oil:Combustion Turbine | DEF | DEF
BARTOW_P 3 | Gas/Oil:Combustion Turbine | DEF | DEF
BARTOW_P 4 | Gas/Oil:Combustion Turbine | DEF | DEF
BAYBORO_P 1 | Gas/Oil:Combustion Turbine | DEF | DEF
BAYBORO_P 2 | Gas/Oil:Combustion Turbine | DEF | DEF
BAYBORO_P 3 | Gas/Oil:Combustion Turbine | DEF | DEF
BAYBORO_P 4 | Gas/Oil:Combustion Turbine | DEF | DEF
Citrus CC 1 | Gas/Oil:Combined Cycle | DEF | DEF
Citrus CC 1 Duct | Gas/Oil:Combined Cycle | DEF | DEF
Citrus CC 2 | Gas/Oil:Combined Cycle | DEF | DEF
Citrus CC 2 Duct | Gas/Oil:Combined Cycle | DEF | DEF
Crystal 4 | Coal:Conventional | DEF | DEF
Crystal 5 | Coal:Conventional | DEF | DEF
DEBARY 10 | Gas/Oil:Combustion Turbine | DEF | DEF
DEBARY 2 | Gas/Oil:Combustion Turbine | DEF | DEF
DEBARY 3 | Gas/Oil:Combustion Turbine | DEF | DEF
DEBARY 4 | Gas/Oil:Combustion Turbine | DEF | DEF
DEBARY 5 | Gas/Oil:Combustion Turbine | DEF | DEF
DEBARY 6 | Gas/Oil:Combustion Turbine | DEF | DEF
DEBARY 7 | Gas/Oil:Combustion Turbine | DEF | DEF
DEBARY 8 | Gas/Oil:Combustion Turbine | DEF | DEF
DEBARY 9 | Gas/Oil:Combustion Turbine | DEF | DEF
Gen 190MW CT | Gas/Oil:Combustion Turbine | DEF | DEF
Hines CC 1 | Gas/Oil:Combined Cycle | DEF | DEF
Hines CC 2 | Gas/Oil:Combined Cycle | DEF | DEF
Hines CC 3 | Gas/Oil:Combined Cycle | DEF | DEF
Hines CC 4 | Gas/Oil:Combined Cycle | DEF | DEF
INT CITY 1 | Gas/Oil:Combustion Turbine | DEF | DEF
INT CITY 10 | Gas/Oil:Combustion Turbine | DEF | DEF
INT CITY 11 | Gas/Oil:Combustion Turbine | DEF | DEF
INT CITY 12 | Gas/Oil:Combustion Turbine | DEF | DEF
INT CITY 13 | Gas/Oil:Combustion Turbine | DEF | DEF
INT CITY 14 | Gas/Oil:Combustion Turbine | DEF | DEF
INT CITY 2 | Gas/Oil:Combustion Turbine | DEF | DEF
INT CITY 3 | Gas/Oil:Combustion Turbine | DEF | DEF
INT CITY 4 | Gas/Oil:Combustion Turbine | DEF | DEF
INT CITY 5 | Gas/Oil:Combustion Turbine | DEF | DEF
INT CITY 6 | Gas/Oil:Combustion Turbine | DEF | DEF
INT CITY 7 | Gas/Oil:Combustion Turbine | DEF | DEF
INT CITY 8 | Gas/Oil:Combustion Turbine | DEF | DEF
INT CITY 9 | Gas/Oil:Combustion Turbine | DEF | DEF
NSG Vand CT 1 | Gas/Oil:Combustion Turbine | DEF | DEF
NSG Vand CT 2 | Gas/Oil:Combustion Turbine | DEF | DEF
NSG Vand CT 3 | Gas/Oil:Combustion Turbine | DEF | DEF
NSG Vand CT 4 | Gas/Oil:Combustion Turbine | DEF | DEF
Osprey 1 0 | Gas/Oil:Combined Cycle | DEF | DEF
Osprey 1 1 | Gas/Oil:Combined Cycle | DEF | DEF
Osprey 1 2 | Gas/Oil:Combined Cycle | DEF | DEF
OspreyAcq | Gas/Oil:Combined Cycle | DEF | DEF
OspreyAcqDF | Gas/Oil:Combined Cycle | DEF | DEF
Shady Hills 1 | Gas/Oil:Combustion Turbine | DEF | DEF
Shady Hills 2 | Gas/Oil:Combustion Turbine | DEF | DEF
Shady Hills 3 | Gas/Oil:Combustion Turbine | DEF | DEF
SUWANNEE_P 1 | Gas/Oil:Combustion Turbine | DEF | DEF
SUWANNEE_P 2 | Gas/Oil:Combustion Turbine | DEF | DEF
SUWANNEE_P 3 | Gas/Oil:Combustion Turbine | DEF | DEF
Tigerbay 1 | Gas/Oil:Combined Cycle | DEF | DEF
U OF FL 1 | Gas/Oil:Combustion Turbine | DEF | DEF
Total |  |  |  | 0 | 0 | 0 | 0 | 0 | 0 | 0 | 0 | 0 | 0 | 0 | 0 | 0 | 0 | 0 | 0 | 0 | 0 | 0 | 0 | 0 | 0 | 0 | 0 | 0 | 0 | 0 | 0 | 0 | 0 | 0 | 0 | 0 | 0 | 0
Group Totals
Resource | Type | BA | Area | 2023 | 2024 | 2025 | 2026 | 2027 | 2028 | 2029 | 2030 | 2031 | 2032 | 2033 | 2034 | 2035 | 2036 | 2037 | 2038 | 2039 | 2040 | 2041 | 2042 | 2043 | 2044 | 2045 | 2046 | 2047 | 2048 | 2049 | 2050 | 2051 | 2052 | 2053 | 2054 | 2055 | 2056 | 2057
Total | Coal:Conventional | DEF | DEF
Total | Gas/Oil:Combined Cycle | DEF | DEF
Total | Gas/Oil:Combustion Turbine | DEF | DEF
Total | Gas/Oil:Steam Turbine | DEF | DEF
Solar 5
Resource | Type | BA | Area | 2023 | 2024 | 2025 | 2026 | 2027 | 2028 | 2029 | 2030 | 2031 | 2032 | 2033 | 2034 | 2035 | 2036 | 2037 | 2038 | 2039 | 2040 | 2041 | 2042 | 2043 | 2044 | 2045 | 2046 | 2047 | 2048 | 2049 | 2050 | 2051 | 2052 | 2053 | 2054 | 2055 | 2056 | 2057
Anclote 1 | Gas/Oil:Steam Turbine | DEF | DEF
Anclote 2 | Gas/Oil:Steam Turbine | DEF | DEF
Bartow CC 1 0 | Gas/Oil:Combined Cycle | DEF | DEF
Bartow CC 1 PAG | Gas/Oil:Combined Cycle | DEF | DEF
BARTOW_P 1 | Gas/Oil:Combustion Turbine | DEF | DEF
BARTOW_P 2 | Gas/Oil:Combustion Turbine | DEF | DEF
BARTOW_P 4 | Gas/Oil:Combustion Turbine | DEF | DEF
BAYBORO_P 1 | Gas/Oil:Combustion Turbine | DEF | DEF
BAYBORO_P 2 | Gas/Oil:Combustion Turbine | DEF | DEF
BAYBORO_P 3 | Gas/Oil:Combustion Turbine | DEF | DEF
BAYBORO_P 4 | Gas/Oil:Combustion Turbine | DEF | DEF
Citrus CC 1 | Gas/Oil:Combined Cycle | DEF | DEF
Citrus CC 1 Duct | Gas/Oil:Combined Cycle | DEF | DEF
Citrus CC 2 | Gas/Oil:Combined Cycle | DEF | DEF
Citrus CC 2 Duct | Gas/Oil:Combined Cycle | DEF | DEF
Crystal 4 | Coal:Conventional | DEF | DEF
Crystal 5 | Coal:Conventional | DEF | DEF
DEBARY 10 | Gas/Oil:Combustion Turbine | DEF | DEF
DEBARY 2 | Gas/Oil:Combustion Turbine | DEF | DEF
DEBARY 3 | Gas/Oil:Combustion Turbine | DEF | DEF
DEBARY 4 | Gas/Oil:Combustion Turbine | DEF | DEF
DEBARY 5 | Gas/Oil:Combustion Turbine | DEF | DEF
DEBARY 6 | Gas/Oil:Combustion Turbine | DEF | DEF
DEBARY 7 | Gas/Oil:Combustion Turbine | DEF | DEF
DEBARY 8 | Gas/Oil:Combustion Turbine | DEF | DEF
DEBARY 9 | Gas/Oil:Combustion Turbine | DEF | DEF
Gen 190MW CT | Gas/Oil:Combustion Turbine | DEF | DEF
Hines CC 1 | Gas/Oil:Combined Cycle | DEF | DEF
Hines CC 2 | Gas/Oil:Combined Cycle | DEF | DEF
Hines CC 3 | Gas/Oil:Combined Cycle | DEF | DEF
Hines CC 4 | Gas/Oil:Combined Cycle | DEF | DEF
INT CITY 1 | Gas/Oil:Combustion Turbine | DEF | DEF
INT CITY 10 | Gas/Oil:Combustion Turbine | DEF | DEF
INT CITY 11 | Gas/Oil:Combustion Turbine | DEF | DEF
INT CITY 12 | Gas/Oil:Combustion Turbine | DEF | DEF
INT CITY 13 | Gas/Oil:Combustion Turbine | DEF | DEF
INT CITY 14 | Gas/Oil:Combustion Turbine | DEF | DEF
INT CITY 2 | Gas/Oil:Combustion Turbine | DEF | DEF
INT CITY 3 | Gas/Oil:Combustion Turbine | DEF | DEF
INT CITY 4 | Gas/Oil:Combustion Turbine | DEF | DEF
INT CITY 5 | Gas/Oil:Combustion Turbine | DEF | DEF
INT CITY 6 | Gas/Oil:Combustion Turbine | DEF | DEF
INT CITY 7 | Gas/Oil:Combustion Turbine | DEF | DEF
INT CITY 8 | Gas/Oil:Combustion Turbine | DEF | DEF
INT CITY 9 | Gas/Oil:Combustion Turbine | DEF | DEF
NSG Vand CT 1 | Gas/Oil:Combustion Turbine | DEF | DEF
NSG Vand CT 2 | Gas/Oil:Combustion Turbine | DEF | DEF
NSG Vand CT 3 | Gas/Oil:Combustion Turbine | DEF | DEF
NSG Vand CT 4 | Gas/Oil:Combustion Turbine | DEF | DEF
Osprey 1 0 | Gas/Oil:Combined Cycle | DEF | DEF
Osprey 1 1 | Gas/Oil:Combined Cycle | DEF | DEF
Osprey 1 2 | Gas/Oil:Combined Cycle | DEF | DEF
OspreyAcq | Gas/Oil:Combined Cycle | DEF | DEF
OspreyAcqDF | Gas/Oil:Combined Cycle | DEF | DEF
Shady Hills 1 | Gas/Oil:Combustion Turbine | DEF | DEF
Shady Hills 2 | Gas/Oil:Combustion Turbine | DEF | DEF
Shady Hills 3 | Gas/Oil:Combustion Turbine | DEF | DEF
SUWANNEE_P 1 | Gas/Oil:Combustion Turbine | DEF | DEF
SUWANNEE_P 2 | Gas/Oil:Combustion Turbine | DEF | DEF
SUWANNEE_P 3 | Gas/Oil:Combustion Turbine | DEF | DEF
Tigerbay 1 | Gas/Oil:Combined Cycle | DEF | DEF
U OF FL 1 | Gas/Oil:Combustion Turbine | DEF | DEF
Total |  |  |  | 0 | 0 | 0 | 0 | 0 | 0 | 0 | 0 | 0 | 0 | 0 | 0 | 0 | 0 | 0 | 0 | 0 | 0 | 0 | 0 | 0 | 0 | 0 | 0 | 0 | 0 | 0 | 0 | 0 | 0 | 0 | 0 | 0 | 0 | 0
Group Totals
Resource | Type | BA | Area | 2023 | 2024 | 2025 | 2026 | 2027 | 2028 | 2029 | 2030 | 2031 | 2032 | 2033 | 2034 | 2035 | 2036 | 2037 | 2038 | 2039 | 2040 | 2041 | 2042 | 2043 | 2044 | 2045 | 2046 | 2047 | 2048 | 2049 | 2050 | 2051 | 2052 | 2053 | 2054 | 2055 | 2056 | 2057
Total | Coal:Conventional | DEF | DEF
Total | Gas/Oil:Combined Cycle | DEF | DEF
Total | Gas/Oil:Combustion Turbine | DEF | DEF
Total | Gas/Oil:Steam Turbine | DEF | DEF
Solar 14
Resource | Type | BA | Area | 2023 | 2024 | 2025 | 2026 | 2027 | 2028 | 2029 | 2030 | 2031 | 2032 | 2033 | 2034 | 2035 | 2036 | 2037 | 2038 | 2039 | 2040 | 2041 | 2042 | 2043 | 2044 | 2045 | 2046 | 2047 | 2048 | 2049 | 2050 | 2051 | 2052 | 2053 | 2054 | 2055 | 2056 | 2057
Anclote 1 | Gas/Oil:Steam Turbine | DEF | DEF
Anclote 2 | Gas/Oil:Steam Turbine | DEF | DEF
Bartow CC 1 0 | Gas/Oil:Combined Cycle | DEF | DEF
Bartow CC 1 PAG | Gas/Oil:Combined Cycle | DEF | DEF
BARTOW_P 1 | Gas/Oil:Combustion Turbine | DEF | DEF
BARTOW_P 2 | Gas/Oil:Combustion Turbine | DEF | DEF
BARTOW_P 4 | Gas/Oil:Combustion Turbine | DEF | DEF
BAYBORO_P 1 | Gas/Oil:Combustion Turbine | DEF | DEF
BAYBORO_P 2 | Gas/Oil:Combustion Turbine | DEF | DEF
BAYBORO_P 3 | Gas/Oil:Combustion Turbine | DEF | DEF
BAYBORO_P 4 | Gas/Oil:Combustion Turbine | DEF | DEF
Citrus CC 1 | Gas/Oil:Combined Cycle | DEF | DEF
Citrus CC 1 Duct | Gas/Oil:Combined Cycle | DEF | DEF
Citrus CC 2 | Gas/Oil:Combined Cycle | DEF | DEF
Citrus CC 2 Duct | Gas/Oil:Combined Cycle | DEF | DEF
Crystal 4 | Coal:Conventional | DEF | DEF
Crystal 5 | Coal:Conventional | DEF | DEF
DEBARY 10 | Gas/Oil:Combustion Turbine | DEF | DEF
DEBARY 2 | Gas/Oil:Combustion Turbine | DEF | DEF
DEBARY 3 | Gas/Oil:Combustion Turbine | DEF | DEF
DEBARY 4 | Gas/Oil:Combustion Turbine | DEF | DEF
DEBARY 5 | Gas/Oil:Combustion Turbine | DEF | DEF
DEBARY 6 | Gas/Oil:Combustion Turbine | DEF | DEF
DEBARY 7 | Gas/Oil:Combustion Turbine | DEF | DEF
DEBARY 8 | Gas/Oil:Combustion Turbine | DEF | DEF
DEBARY 9 | Gas/Oil:Combustion Turbine | DEF | DEF
Gen 190MW CT | Gas/Oil:Combustion Turbine | DEF | DEF
Hines CC 1 | Gas/Oil:Combined Cycle | DEF | DEF
Hines CC 2 | Gas/Oil:Combined Cycle | DEF | DEF
Hines CC 3 | Gas/Oil:Combined Cycle | DEF | DEF
Hines CC 4 | Gas/Oil:Combined Cycle | DEF | DEF
INT CITY 1 | Gas/Oil:Combustion Turbine | DEF | DEF
INT CITY 10 | Gas/Oil:Combustion Turbine | DEF | DEF
INT CITY 11 | Gas/Oil:Combustion Turbine | DEF | DEF
INT CITY 12 | Gas/Oil:Combustion Turbine | DEF | DEF
INT CITY 13 | Gas/Oil:Combustion Turbine | DEF | DEF
INT CITY 14 | Gas/Oil:Combustion Turbine | DEF | DEF
INT CITY 2 | Gas/Oil:Combustion Turbine | DEF | DEF
INT CITY 3 | Gas/Oil:Combustion Turbine | DEF | DEF
INT CITY 4 | Gas/Oil:Combustion Turbine | DEF | DEF
INT CITY 5 | Gas/Oil:Combustion Turbine | DEF | DEF
INT CITY 6 | Gas/Oil:Combustion Turbine | DEF | DEF
INT CITY 7 | Gas/Oil:Combustion Turbine | DEF | DEF
INT CITY 8 | Gas/Oil:Combustion Turbine | DEF | DEF
INT CITY 9 | Gas/Oil:Combustion Turbine | DEF | DEF
NSG Vand CT 1 | Gas/Oil:Combustion Turbine | DEF | DEF
NSG Vand CT 2 | Gas/Oil:Combustion Turbine | DEF | DEF
NSG Vand CT 3 | Gas/Oil:Combustion Turbine | DEF | DEF
NSG Vand CT 4 | Gas/Oil:Combustion Turbine | DEF | DEF
Osprey 1 0 | Gas/Oil:Combined Cycle | DEF | DEF
Osprey 1 1 | Gas/Oil:Combined Cycle | DEF | DEF
Osprey 1 2 | Gas/Oil:Combined Cycle | DEF | DEF
OspreyAcq | Gas/Oil:Combined Cycle | DEF | DEF
OspreyAcqDF | Gas/Oil:Combined Cycle | DEF | DEF
Shady Hills 1 | Gas/Oil:Combustion Turbine | DEF | DEF
Shady Hills 2 | Gas/Oil:Combustion Turbine | DEF | DEF
Shady Hills 3 | Gas/Oil:Combustion Turbine | DEF | DEF
SUWANNEE_P 1 | Gas/Oil:Combustion Turbine | DEF | DEF
SUWANNEE_P 2 | Gas/Oil:Combustion Turbine | DEF | DEF
SUWANNEE_P 3 | Gas/Oil:Combustion Turbine | DEF | DEF
Tigerbay 1 | Gas/Oil:Combined Cycle | DEF | DEF
U OF FL 1 | Gas/Oil:Combustion Turbine | DEF | DEF
Total |  |  |  | 0 | 0 | 0 | 0 | 0 | 0 | 0 | 0 | 0 | 0 | 0 | 0 | 0 | 0 | 0 | 0 | 0 | 0 | 0 | 0 | 0 | 0 | 0 | 0 | 0 | 0 | 0 | 0 | 0 | 0 | 0 | 0 | 0 | 0 | 0
Group Totals
Resource | Type | BA | Area | 2023 | 2024 | 2025 | 2026 | 2027 | 2028 | 2029 | 2030 | 2031 | 2032 | 2033 | 2034 | 2035 | 2036 | 2037 | 2038 | 2039 | 2040 | 2041 | 2042 | 2043 | 2044 | 2045 | 2046 | 2047 | 2048 | 2049 | 2050 | 2051 | 2052 | 2053 | 2054 | 2055 | 2056 | 2057
Total | Coal:Conventional | DEF | DEF
Total | Gas/Oil:Combined Cycle | DEF | DEF
Total | Gas/Oil:Combustion Turbine | DEF | DEF
Total | Gas/Oil:Steam Turbine | DEF | DEF

## NOx Allow
NOx Allowance Cost ($/Ton)
Base
Resource | Type | BA | Area | 2023 | 2024 | 2025 | 2026 | 2027 | 2028 | 2029 | 2030 | 2031 | 2032 | 2033 | 2034 | 2035 | 2036 | 2037 | 2038 | 2039 | 2040 | 2041 | 2042 | 2043 | 2044 | 2045 | 2046 | 2047 | 2048 | 2049 | 2050 | 2051 | 2052 | 2053 | 2054 | 2055 | 2056 | 2057
Anclote 1 | Gas/Oil:Steam Turbine | DEF | DEF
Anclote 2 | Gas/Oil:Steam Turbine | DEF | DEF
Bartow CC 1 0 | Gas/Oil:Combined Cycle | DEF | DEF
Bartow CC 1 PAG | Gas/Oil:Combined Cycle | DEF | DEF
BARTOW_P 1 | Gas/Oil:Combustion Turbine | DEF | DEF
BARTOW_P 2 | Gas/Oil:Combustion Turbine | DEF | DEF
BARTOW_P 3 | Gas/Oil:Combustion Turbine | DEF | DEF
BARTOW_P 4 | Gas/Oil:Combustion Turbine | DEF | DEF
BAYBORO_P 1 | Gas/Oil:Combustion Turbine | DEF | DEF
BAYBORO_P 2 | Gas/Oil:Combustion Turbine | DEF | DEF
BAYBORO_P 3 | Gas/Oil:Combustion Turbine | DEF | DEF
BAYBORO_P 4 | Gas/Oil:Combustion Turbine | DEF | DEF
Citrus CC 1 | Gas/Oil:Combined Cycle | DEF | DEF
Citrus CC 1 Duct | Gas/Oil:Combined Cycle | DEF | DEF
Citrus CC 2 | Gas/Oil:Combined Cycle | DEF | DEF
Citrus CC 2 Duct | Gas/Oil:Combined Cycle | DEF | DEF
Crystal 4 | Coal:Conventional | DEF | DEF
Crystal 5 | Coal:Conventional | DEF | DEF
DEBARY 10 | Gas/Oil:Combustion Turbine | DEF | DEF
DEBARY 2 | Gas/Oil:Combustion Turbine | DEF | DEF
DEBARY 3 | Gas/Oil:Combustion Turbine | DEF | DEF
DEBARY 4 | Gas/Oil:Combustion Turbine | DEF | DEF
DEBARY 5 | Gas/Oil:Combustion Turbine | DEF | DEF
DEBARY 6 | Gas/Oil:Combustion Turbine | DEF | DEF
DEBARY 7 | Gas/Oil:Combustion Turbine | DEF | DEF
DEBARY 8 | Gas/Oil:Combustion Turbine | DEF | DEF
DEBARY 9 | Gas/Oil:Combustion Turbine | DEF | DEF
Gen 190MW CT | Gas/Oil:Combustion Turbine | DEF | DEF
Hines CC 1 | Gas/Oil:Combined Cycle | DEF | DEF
Hines CC 2 | Gas/Oil:Combined Cycle | DEF | DEF
Hines CC 3 | Gas/Oil:Combined Cycle | DEF | DEF
Hines CC 4 | Gas/Oil:Combined Cycle | DEF | DEF
INT CITY 1 | Gas/Oil:Combustion Turbine | DEF | DEF
INT CITY 10 | Gas/Oil:Combustion Turbine | DEF | DEF
INT CITY 11 | Gas/Oil:Combustion Turbine | DEF | DEF
INT CITY 12 | Gas/Oil:Combustion Turbine | DEF | DEF
INT CITY 13 | Gas/Oil:Combustion Turbine | DEF | DEF
INT CITY 14 | Gas/Oil:Combustion Turbine | DEF | DEF
INT CITY 2 | Gas/Oil:Combustion Turbine | DEF | DEF
INT CITY 3 | Gas/Oil:Combustion Turbine | DEF | DEF
INT CITY 4 | Gas/Oil:Combustion Turbine | DEF | DEF
INT CITY 5 | Gas/Oil:Combustion Turbine | DEF | DEF
INT CITY 6 | Gas/Oil:Combustion Turbine | DEF | DEF
INT CITY 7 | Gas/Oil:Combustion Turbine | DEF | DEF
INT CITY 8 | Gas/Oil:Combustion Turbine | DEF | DEF
INT CITY 9 | Gas/Oil:Combustion Turbine | DEF | DEF
NSG Vand CT 1 | Gas/Oil:Combustion Turbine | DEF | DEF
NSG Vand CT 2 | Gas/Oil:Combustion Turbine | DEF | DEF
NSG Vand CT 3 | Gas/Oil:Combustion Turbine | DEF | DEF
NSG Vand CT 4 | Gas/Oil:Combustion Turbine | DEF | DEF
Osprey 1 0 | Gas/Oil:Combined Cycle | DEF | DEF
Osprey 1 1 | Gas/Oil:Combined Cycle | DEF | DEF
Osprey 1 2 | Gas/Oil:Combined Cycle | DEF | DEF
OspreyAcq | Gas/Oil:Combined Cycle | DEF | DEF
OspreyAcqDF | Gas/Oil:Combined Cycle | DEF | DEF
Shady Hills 1 | Gas/Oil:Combustion Turbine | DEF | DEF
Shady Hills 2 | Gas/Oil:Combustion Turbine | DEF | DEF
Shady Hills 3 | Gas/Oil:Combustion Turbine | DEF | DEF
SUWANNEE_P 1 | Gas/Oil:Combustion Turbine | DEF | DEF
SUWANNEE_P 2 | Gas/Oil:Combustion Turbine | DEF | DEF
SUWANNEE_P 3 | Gas/Oil:Combustion Turbine | DEF | DEF
Tigerbay 1 | Gas/Oil:Combined Cycle | DEF | DEF
U OF FL 1 | Gas/Oil:Combustion Turbine | DEF | DEF
Group Totals
Resource | Type | BA | Area | 2023 | 2024 | 2025 | 2026 | 2027 | 2028 | 2029 | 2030 | 2031 | 2032 | 2033 | 2034 | 2035 | 2036 | 2037 | 2038 | 2039 | 2040 | 2041 | 2042 | 2043 | 2044 | 2045 | 2046 | 2047 | 2048 | 2049 | 2050 | 2051 | 2052 | 2053 | 2054 | 2055 | 2056 | 2057
Total | Coal:Conventional | DEF | DEF | 2023: 0; 2024: 0; 2025: 0; 2026: 0; 2027: 0; 2028: 0; 2029: 0; 2030: 0; 2031: 0; 2032: 0; 2033: 0; 2034: 0
Total | Gas/Oil:Combined Cycle | DEF | DEF | 0 | 0 | 0 | 0 | 0 | 0 | 0 | 0 | 0 | 0 | 0 | 0 | 0 | 0 | 0 | 0 | 0 | 0 | 0 | 0 | 0 | 0 | 0 | 0 | 0 | 0 | 0 | 0 | 0 | 0 | 0 | 0 | 0 | 0 | 0
Total | Gas/Oil:Combustion Turbine | DEF | DEF | 0 | 0 | 0 | 0 | 0 | 0 | 0 | 0 | 0 | 0 | 0 | 0 | 0 | 0 | 0 | 0 | 0 | 0 | 0 | 0 | 0 | 0 | 0 | 0 | 0 | 0 | 0 | 0 | 0 | 0 | 0 | 0 | 0 | 0 | 0
Total | Gas/Oil:Steam Turbine | DEF | DEF | 2023: 0; 2024: 0; 2025: 0; 2026: 0; 2027: 0; 2028: 0; 2029: 0; 2030: 0; 2031: 0; 2032: 0; 2033: 0; 2034: 0; 2035: 0; 2036: 0; 2037: 0; 2038: 0; 2039: 0; 2040: 0; 2041: 0; 2042: 0
Solar 5
Resource | Type | BA | Area | 2023 | 2024 | 2025 | 2026 | 2027 | 2028 | 2029 | 2030 | 2031 | 2032 | 2033 | 2034 | 2035 | 2036 | 2037 | 2038 | 2039 | 2040 | 2041 | 2042 | 2043 | 2044 | 2045 | 2046 | 2047 | 2048 | 2049 | 2050 | 2051 | 2052 | 2053 | 2054 | 2055 | 2056 | 2057
Anclote 1 | Gas/Oil:Steam Turbine | DEF | DEF
Anclote 2 | Gas/Oil:Steam Turbine | DEF | DEF
Bartow CC 1 0 | Gas/Oil:Combined Cycle | DEF | DEF
Bartow CC 1 PAG | Gas/Oil:Combined Cycle | DEF | DEF
BARTOW_P 1 | Gas/Oil:Combustion Turbine | DEF | DEF
BARTOW_P 2 | Gas/Oil:Combustion Turbine | DEF | DEF
BARTOW_P 4 | Gas/Oil:Combustion Turbine | DEF | DEF
BAYBORO_P 1 | Gas/Oil:Combustion Turbine | DEF | DEF
BAYBORO_P 2 | Gas/Oil:Combustion Turbine | DEF | DEF
BAYBORO_P 3 | Gas/Oil:Combustion Turbine | DEF | DEF
BAYBORO_P 4 | Gas/Oil:Combustion Turbine | DEF | DEF
Citrus CC 1 | Gas/Oil:Combined Cycle | DEF | DEF
Citrus CC 1 Duct | Gas/Oil:Combined Cycle | DEF | DEF
Citrus CC 2 | Gas/Oil:Combined Cycle | DEF | DEF
Citrus CC 2 Duct | Gas/Oil:Combined Cycle | DEF | DEF
Crystal 4 | Coal:Conventional | DEF | DEF
Crystal 5 | Coal:Conventional | DEF | DEF
DEBARY 10 | Gas/Oil:Combustion Turbine | DEF | DEF
DEBARY 2 | Gas/Oil:Combustion Turbine | DEF | DEF
DEBARY 3 | Gas/Oil:Combustion Turbine | DEF | DEF
DEBARY 4 | Gas/Oil:Combustion Turbine | DEF | DEF
DEBARY 5 | Gas/Oil:Combustion Turbine | DEF | DEF
DEBARY 6 | Gas/Oil:Combustion Turbine | DEF | DEF
DEBARY 7 | Gas/Oil:Combustion Turbine | DEF | DEF
DEBARY 8 | Gas/Oil:Combustion Turbine | DEF | DEF
DEBARY 9 | Gas/Oil:Combustion Turbine | DEF | DEF
Gen 190MW CT | Gas/Oil:Combustion Turbine | DEF | DEF
Hines CC 1 | Gas/Oil:Combined Cycle | DEF | DEF
Hines CC 2 | Gas/Oil:Combined Cycle | DEF | DEF
Hines CC 3 | Gas/Oil:Combined Cycle | DEF | DEF
Hines CC 4 | Gas/Oil:Combined Cycle | DEF | DEF
INT CITY 1 | Gas/Oil:Combustion Turbine | DEF | DEF
INT CITY 10 | Gas/Oil:Combustion Turbine | DEF | DEF
INT CITY 11 | Gas/Oil:Combustion Turbine | DEF | DEF
INT CITY 12 | Gas/Oil:Combustion Turbine | DEF | DEF
INT CITY 13 | Gas/Oil:Combustion Turbine | DEF | DEF
INT CITY 14 | Gas/Oil:Combustion Turbine | DEF | DEF
INT CITY 2 | Gas/Oil:Combustion Turbine | DEF | DEF
INT CITY 3 | Gas/Oil:Combustion Turbine | DEF | DEF
INT CITY 4 | Gas/Oil:Combustion Turbine | DEF | DEF
INT CITY 5 | Gas/Oil:Combustion Turbine | DEF | DEF
INT CITY 6 | Gas/Oil:Combustion Turbine | DEF | DEF
INT CITY 7 | Gas/Oil:Combustion Turbine | DEF | DEF
INT CITY 8 | Gas/Oil:Combustion Turbine | DEF | DEF
INT CITY 9 | Gas/Oil:Combustion Turbine | DEF | DEF
NSG Vand CT 1 | Gas/Oil:Combustion Turbine | DEF | DEF
NSG Vand CT 2 | Gas/Oil:Combustion Turbine | DEF | DEF
NSG Vand CT 3 | Gas/Oil:Combustion Turbine | DEF | DEF
NSG Vand CT 4 | Gas/Oil:Combustion Turbine | DEF | DEF
Osprey 1 0 | Gas/Oil:Combined Cycle | DEF | DEF
Osprey 1 1 | Gas/Oil:Combined Cycle | DEF | DEF
Osprey 1 2 | Gas/Oil:Combined Cycle | DEF | DEF
OspreyAcq | Gas/Oil:Combined Cycle | DEF | DEF
OspreyAcqDF | Gas/Oil:Combined Cycle | DEF | DEF
Shady Hills 1 | Gas/Oil:Combustion Turbine | DEF | DEF
Shady Hills 2 | Gas/Oil:Combustion Turbine | DEF | DEF
Shady Hills 3 | Gas/Oil:Combustion Turbine | DEF | DEF
SUWANNEE_P 1 | Gas/Oil:Combustion Turbine | DEF | DEF
SUWANNEE_P 2 | Gas/Oil:Combustion Turbine | DEF | DEF
SUWANNEE_P 3 | Gas/Oil:Combustion Turbine | DEF | DEF
Tigerbay 1 | Gas/Oil:Combined Cycle | DEF | DEF
U OF FL 1 | Gas/Oil:Combustion Turbine | DEF | DEF
Group Totals
Resource | Type | BA | Area | 2023 | 2024 | 2025 | 2026 | 2027 | 2028 | 2029 | 2030 | 2031 | 2032 | 2033 | 2034 | 2035 | 2036 | 2037 | 2038 | 2039 | 2040 | 2041 | 2042 | 2043 | 2044 | 2045 | 2046 | 2047 | 2048 | 2049 | 2050 | 2051 | 2052 | 2053 | 2054 | 2055 | 2056 | 2057
Total | Coal:Conventional | DEF | DEF | 2023: 0; 2024: 0; 2025: 0; 2026: 0; 2027: 0; 2028: 0; 2029: 0; 2030: 0; 2031: 0; 2032: 0; 2033: 0; 2034: 0
Total | Gas/Oil:Combined Cycle | DEF | DEF | 0 | 0 | 0 | 0 | 0 | 0 | 0 | 0 | 0 | 0 | 0 | 0 | 0 | 0 | 0 | 0 | 0 | 0 | 0 | 0 | 0 | 0 | 0 | 0 | 0 | 0 | 0 | 0 | 0 | 0 | 0 | 0 | 0 | 0 | 0
Total | Gas/Oil:Combustion Turbine | DEF | DEF | 0 | 0 | 0 | 0 | 0 | 0 | 0 | 0 | 0 | 0 | 0 | 0 | 0 | 0 | 0 | 0 | 0 | 0 | 0 | 0 | 0 | 0 | 0 | 0 | 0 | 0 | 0 | 0 | 0 | 0 | 0 | 0 | 0 | 0 | 0
Total | Gas/Oil:Steam Turbine | DEF | DEF | 2023: 0; 2024: 0; 2025: 0; 2026: 0; 2027: 0; 2028: 0; 2029: 0; 2030: 0; 2031: 0; 2032: 0; 2033: 0; 2034: 0; 2035: 0; 2036: 0; 2037: 0; 2038: 0; 2039: 0; 2040: 0; 2041: 0; 2042: 0
Solar 14
Resource | Type | BA | Area | 2023 | 2024 | 2025 | 2026 | 2027 | 2028 | 2029 | 2030 | 2031 | 2032 | 2033 | 2034 | 2035 | 2036 | 2037 | 2038 | 2039 | 2040 | 2041 | 2042 | 2043 | 2044 | 2045 | 2046 | 2047 | 2048 | 2049 | 2050 | 2051 | 2052 | 2053 | 2054 | 2055 | 2056 | 2057
Anclote 1 | Gas/Oil:Steam Turbine | DEF | DEF
Anclote 2 | Gas/Oil:Steam Turbine | DEF | DEF
Bartow CC 1 0 | Gas/Oil:Combined Cycle | DEF | DEF
Bartow CC 1 PAG | Gas/Oil:Combined Cycle | DEF | DEF
BARTOW_P 1 | Gas/Oil:Combustion Turbine | DEF | DEF
BARTOW_P 2 | Gas/Oil:Combustion Turbine | DEF | DEF
BARTOW_P 4 | Gas/Oil:Combustion Turbine | DEF | DEF
BAYBORO_P 1 | Gas/Oil:Combustion Turbine | DEF | DEF
BAYBORO_P 2 | Gas/Oil:Combustion Turbine | DEF | DEF
BAYBORO_P 3 | Gas/Oil:Combustion Turbine | DEF | DEF
BAYBORO_P 4 | Gas/Oil:Combustion Turbine | DEF | DEF
Citrus CC 1 | Gas/Oil:Combined Cycle | DEF | DEF
Citrus CC 1 Duct | Gas/Oil:Combined Cycle | DEF | DEF
Citrus CC 2 | Gas/Oil:Combined Cycle | DEF | DEF
Citrus CC 2 Duct | Gas/Oil:Combined Cycle | DEF | DEF
Crystal 4 | Coal:Conventional | DEF | DEF
Crystal 5 | Coal:Conventional | DEF | DEF
DEBARY 10 | Gas/Oil:Combustion Turbine | DEF | DEF
DEBARY 2 | Gas/Oil:Combustion Turbine | DEF | DEF
DEBARY 3 | Gas/Oil:Combustion Turbine | DEF | DEF
DEBARY 4 | Gas/Oil:Combustion Turbine | DEF | DEF
DEBARY 5 | Gas/Oil:Combustion Turbine | DEF | DEF
DEBARY 6 | Gas/Oil:Combustion Turbine | DEF | DEF
DEBARY 7 | Gas/Oil:Combustion Turbine | DEF | DEF
DEBARY 8 | Gas/Oil:Combustion Turbine | DEF | DEF
DEBARY 9 | Gas/Oil:Combustion Turbine | DEF | DEF
Gen 190MW CT | Gas/Oil:Combustion Turbine | DEF | DEF
Hines CC 1 | Gas/Oil:Combined Cycle | DEF | DEF
Hines CC 2 | Gas/Oil:Combined Cycle | DEF | DEF
Hines CC 3 | Gas/Oil:Combined Cycle | DEF | DEF
Hines CC 4 | Gas/Oil:Combined Cycle | DEF | DEF
INT CITY 1 | Gas/Oil:Combustion Turbine | DEF | DEF
INT CITY 10 | Gas/Oil:Combustion Turbine | DEF | DEF
INT CITY 11 | Gas/Oil:Combustion Turbine | DEF | DEF
INT CITY 12 | Gas/Oil:Combustion Turbine | DEF | DEF
INT CITY 13 | Gas/Oil:Combustion Turbine | DEF | DEF
INT CITY 14 | Gas/Oil:Combustion Turbine | DEF | DEF
INT CITY 2 | Gas/Oil:Combustion Turbine | DEF | DEF
INT CITY 3 | Gas/Oil:Combustion Turbine | DEF | DEF
INT CITY 4 | Gas/Oil:Combustion Turbine | DEF | DEF
INT CITY 5 | Gas/Oil:Combustion Turbine | DEF | DEF
INT CITY 6 | Gas/Oil:Combustion Turbine | DEF | DEF
INT CITY 7 | Gas/Oil:Combustion Turbine | DEF | DEF
INT CITY 8 | Gas/Oil:Combustion Turbine | DEF | DEF
INT CITY 9 | Gas/Oil:Combustion Turbine | DEF | DEF
NSG Vand CT 1 | Gas/Oil:Combustion Turbine | DEF | DEF
NSG Vand CT 2 | Gas/Oil:Combustion Turbine | DEF | DEF
NSG Vand CT 3 | Gas/Oil:Combustion Turbine | DEF | DEF
NSG Vand CT 4 | Gas/Oil:Combustion Turbine | DEF | DEF
Osprey 1 0 | Gas/Oil:Combined Cycle | DEF | DEF
Osprey 1 1 | Gas/Oil:Combined Cycle | DEF | DEF
Osprey 1 2 | Gas/Oil:Combined Cycle | DEF | DEF
OspreyAcq | Gas/Oil:Combined Cycle | DEF | DEF
OspreyAcqDF | Gas/Oil:Combined Cycle | DEF | DEF
Shady Hills 1 | Gas/Oil:Combustion Turbine | DEF | DEF
Shady Hills 2 | Gas/Oil:Combustion Turbine | DEF | DEF
Shady Hills 3 | Gas/Oil:Combustion Turbine | DEF | DEF
SUWANNEE_P 1 | Gas/Oil:Combustion Turbine | DEF | DEF
SUWANNEE_P 2 | Gas/Oil:Combustion Turbine | DEF | DEF
SUWANNEE_P 3 | Gas/Oil:Combustion Turbine | DEF | DEF
Tigerbay 1 | Gas/Oil:Combined Cycle | DEF | DEF
U OF FL 1 | Gas/Oil:Combustion Turbine | DEF | DEF
Group Totals
Resource | Type | BA | Area | 2023 | 2024 | 2025 | 2026 | 2027 | 2028 | 2029 | 2030 | 2031 | 2032 | 2033 | 2034 | 2035 | 2036 | 2037 | 2038 | 2039 | 2040 | 2041 | 2042 | 2043 | 2044 | 2045 | 2046 | 2047 | 2048 | 2049 | 2050 | 2051 | 2052 | 2053 | 2054 | 2055 | 2056 | 2057
Total | Coal:Conventional | DEF | DEF | 2023: 0; 2024: 0; 2025: 0; 2026: 0; 2027: 0; 2028: 0; 2029: 0; 2030: 0; 2031: 0; 2032: 0; 2033: 0; 2034: 0
Total | Gas/Oil:Combined Cycle | DEF | DEF | 0 | 0 | 0 | 0 | 0 | 0 | 0 | 0 | 0 | 0 | 0 | 0 | 0 | 0 | 0 | 0 | 0 | 0 | 0 | 0 | 0 | 0 | 0 | 0 | 0 | 0 | 0 | 0 | 0 | 0 | 0 | 0 | 0 | 0 | 0
Total | Gas/Oil:Combustion Turbine | DEF | DEF | 0 | 0 | 0 | 0 | 0 | 0 | 0 | 0 | 0 | 0 | 0 | 0 | 0 | 0 | 0 | 0 | 0 | 0 | 0 | 0 | 0 | 0 | 0 | 0 | 0 | 0 | 0 | 0 | 0 | 0 | 0 | 0 | 0 | 0 | 0
Total | Gas/Oil:Steam Turbine | DEF | DEF | 2023: 0; 2024: 0; 2025: 0; 2026: 0; 2027: 0; 2028: 0; 2029: 0; 2030: 0; 2031: 0; 2032: 0; 2033: 0; 2034: 0; 2035: 0; 2036: 0; 2037: 0; 2038: 0; 2039: 0; 2040: 0; 2041: 0; 2042: 0

## Other Emiss Cost
Other Emission Cost ($000)
Base
Resource | Type | BA | Area | 2023 | 2024 | 2025 | 2026 | 2027 | 2028 | 2029 | 2030 | 2031 | 2032 | 2033 | 2034 | 2035 | 2036 | 2037 | 2038 | 2039 | 2040 | 2041 | 2042 | 2043 | 2044 | 2045 | 2046 | 2047 | 2048 | 2049 | 2050 | 2051 | 2052 | 2053 | 2054 | 2055 | 2056 | 2057
Citrus CC 1 | Gas/Oil:Combined Cycle | DEF | DEF | 172.7593 | 187.7808 | 185.2264 | 214.6185 | 227.6897 | 213.6298 | 250.3696 | 262.9026 | 258.6102 | 293.0945 | 313.1068 | 334.9732 | 357.023 | 379.7158 | 373.9172 | 421.0131 | 446.0885 | 429.1621 | 449.6736 | 440.1618 | 429.8504 | 413.3457 | 356.3654 | 300.7531 | 322.9853 | 257.339 | 295.5887 | 174.9897 | 177.9156 | 177.3335 | 188.1493 | 186.0581 | 190.1023 | 199.7284 | 197.2786
Citrus CC 1 Duct | Gas/Oil:Combined Cycle | DEF | DEF | 7.4077 | 7.9244 | 6.2101 | 8.0885 | 7.5041 | 8.0758 | 7.9977 | 6.3901 | 4.909 | 4.8434 | 4.7988 | 10.8164 | 12.952 | 15.44 | 20.8022 | 10.7282 | 15.3857 | 11.4372 | 9.4115 | 3.8267 | 10.9673 | 6.9049 | 16.5653 | 7.4654 | 13.3657 | 2.9981 | 12.6891 | 18.711 | 14.0317 | 16.1845 | 15.615 | 17.688 | 17.6817 | 15.9144 | 17.6439
Citrus CC 2 | Gas/Oil:Combined Cycle | DEF | DEF | 171.9125 | 188.2141 | 197.1715 | 199.5769 | 229.8863 | 215.3281 | 251.0791 | 265.3325 | 262.2068 | 298.2901 | 316.8699 | 335.1072 | 353.5345 | 376.5205 | 370.9556 | 421.2466 | 447.8408 | 431.3992 | 476.4224 | 458.8429 | 435.4414 | 402.5724 | 427.8388 | 367.5867 | 261.1716 | 242.9369 | 260.2972 | 160.1433 | 149.571 | 165.7553 | 169.7214 | 178.2227 | 183.3003 | 169.0948 | 179.161
Citrus CC 2 Duct | Gas/Oil:Combined Cycle | DEF | DEF | 7.1919 | 8.4186 | 6.6197 | 6.4299 | 7.1662 | 7.9219 | 7.9049 | 5.7204 | 3.93 | 4.0369 | 4.1494 | 9.627 | 12.5226 | 15.205 | 17.8853 | 9.5791 | 14.3433 | 14.4532 | 8.2829 | 4.2322 | 9.3851 | 6.6209 | 15.7905 | 8.4586 | 10.959 | 3.8878 | 11.2553 | 16.5276 | 11.3777 | 16.3389 | 15.191 | 16.5355 | 16.3279 | 12.7409 | 18.4216
Crystal 4 | Coal:Conventional | DEF | DEF | 2023: 1277.8576; 2024: 1272.5067; 2025: 1735.486; 2026: 1272.2665; 2027: 1903.2169; 2028: 2513.9969; 2029: 3008.6192
Crystal 5 | Coal:Conventional | DEF | DEF | 2023: 804.5254; 2024: 1383.6979; 2025: 1400.4807; 2026: 1467.3923; 2027: 1589.5666; 2028: 2244.1533; 2029: 2600.4498
Hines CC 1 | Gas/Oil:Combined Cycle | DEF | DEF | 2023: 56.7376; 2024: 60.0403; 2025: 66.5698; 2026: 52.8075; 2027: 66.0208; 2028: 63.0246; 2029: 74.7379; 2030: 66.6016; 2031: 55.504; 2032: 43.6555; 2033: 49.6181; 2034: 64.8772; 2035: 104.2736; 2036: 113.7422; 2037: 145.876; 2038: 115.0964; 2039: 26.8879
Hines CC 2 | Gas/Oil:Combined Cycle | DEF | DEF | 59.0302 | 63.851 | 70.1156 | 85.3658 | 82.1905 | 94.0837 | 85.8166 | 95.4905 | 85.3963 | 89.7618 | 97.2232 | 111.5336 | 132.2881 | 138.8246 | 167.0459 | 156.8665 | 147.8855 | 152.333 | 133.3376 | 91.6925 | 14.1192
Hines CC 3 | Gas/Oil:Combined Cycle | DEF | DEF | 62.4324 | 64.3696 | 66.7217 | 71.6668 | 91.9808 | 94.401 | 104.3875 | 92.8873 | 111.2353 | 108.8783 | 122.7872 | 128.488 | 163.6636 | 169.8134 | 198.2757 | 171.2288 | 183.0525 | 181.1457 | 174.0968 | 136.654 | 155.0042 | 126.5844 | 28.6383
Hines CC 4 | Gas/Oil:Combined Cycle | DEF | DEF | 55.1588 | 66.7355 | 56.0476 | 69.0981 | 65.2634 | 93.1151 | 88.0642 | 99.7613 | 86.6113 | 109.2877 | 115.7325 | 141.5485 | 139.1781 | 171.7169 | 167.8346 | 189.2525 | 182.8508 | 204.1283 | 188.9936 | 208.053 | 195.5726 | 204.6452 | 184.5952 | 149.957 | 33.1002
Osprey 1 0 | Gas/Oil:Combined Cycle | DEF | DEF | 2023: 35.0418; 2024: 35.4763
Osprey 1 1 | Gas/Oil:Combined Cycle | DEF | DEF | 2023: 18.9529; 2024: 20.5089
Osprey 1 2 | Gas/Oil:Combined Cycle | DEF | DEF | 2023: 1.329; 2024: 1.4662
OspreyAcq | Gas/Oil:Combined Cycle | DEF | DEF |  | 18.4152 | 105.8782 | 113.0706 | 116.0817 | 131.1103 | 127.2408 | 138.6349 | 140.7493 | 151.0618 | 167.7397 | 177.8699 | 191.4574 | 200.4906 | 233.4704 | 231.4658 | 229.1555 | 246.1402 | 216.7161 | 209.9413 | 213.4134 | 74.5211
OspreyAcqDF | Gas/Oil:Combined Cycle | DEF | DEF |  | 0.10899 | 2.6041 | 3.115 | 2.946 | 3.1408 | 3.2708 | 3.5436 | 2.2017 | 2.2121 | 2.588 | 5.3474 | 7.0811 | 8.3988 | 8.2469 | 7.4603 | 9.4102 | 7.9109 | 8.2282 | 5.6638 | 8.93 | 0.66215
Total |  |  |  | 2730.3369 | 3379.5145 | 3899.1313 | 3563.4963 | 4389.5128 | 5681.9811 | 6609.9381 | 1037.2651 | 1011.3538 | 1105.1221 | 1194.6137 | 1320.1882 | 1473.9741 | 1589.868 | 1704.3098 | 1733.9373 | 1702.9008 | 1678.1098 | 1665.1626 | 1559.0682 | 1472.6836 | 1235.857 | 1029.7935 | 834.2209 | 641.5819 | 507.1618 | 579.8303 | 370.3716 | 352.8961 | 375.6123 | 388.6767 | 398.5042 | 407.4121 | 397.4785 | 412.5051
Group Totals
Resource | Type | BA | Area | 2023 | 2024 | 2025 | 2026 | 2027 | 2028 | 2029 | 2030 | 2031 | 2032 | 2033 | 2034 | 2035 | 2036 | 2037 | 2038 | 2039 | 2040 | 2041 | 2042 | 2043 | 2044 | 2045 | 2046 | 2047 | 2048 | 2049 | 2050 | 2051 | 2052 | 2053 | 2054 | 2055 | 2056 | 2057
Total | Coal:Conventional | DEF | DEF | 2023: 2082.3829; 2024: 2656.2046; 2025: 3135.9667; 2026: 2739.6588; 2027: 3492.7834; 2028: 4758.1503; 2029: 5609.069
Total | Gas/Oil:Combined Cycle | DEF | DEF | 647.9539 | 723.3099 | 763.1647 | 823.8375 | 896.7293 | 923.8309 | 1000.8691 | 1037.2651 | 1011.3538 | 1105.1221 | 1194.6137 | 1320.1882 | 1473.9741 | 1589.868 | 1704.3098 | 1733.9373 | 1702.9008 | 1678.1098 | 1665.1626 | 1559.0682 | 1472.6836 | 1235.857 | 1029.7935 | 834.2209 | 641.5819 | 507.1618 | 579.8303 | 370.3716 | 352.8961 | 375.6123 | 388.6767 | 398.5042 | 407.4121 | 397.4785 | 412.5051
Solar 5
Resource | Type | BA | Area | 2023 | 2024 | 2025 | 2026 | 2027 | 2028 | 2029 | 2030 | 2031 | 2032 | 2033 | 2034 | 2035 | 2036 | 2037 | 2038 | 2039 | 2040 | 2041 | 2042 | 2043 | 2044 | 2045 | 2046 | 2047 | 2048 | 2049 | 2050 | 2051 | 2052 | 2053 | 2054 | 2055 | 2056 | 2057
Citrus CC 1 | Gas/Oil:Combined Cycle | DEF | DEF | 172.8295 | 187.7995 | 185.2206 | 214.4553 | 227.1283 | 213.189 | 249.0363 | 260.4152 | 256.8135 | 290.8205 | 309.6776 | 333.215 | 356.2454 | 379.2986 | 373.7701 | 416.987 | 442.3927 | 426.6851 | 441.0967 | 433.1682 | 410.7845 | 395.9463 | 339.2326 | 303.3653 | 302.279 | 251.1679 | 281.0182 | 169.4268 | 169.4301 | 167.1523 | 180.167 | 181.9575 | 194.3078 | 196.9597 | 195.0402
Citrus CC 1 Duct | Gas/Oil:Combined Cycle | DEF | DEF | 7.4014 | 7.911 | 6.0269 | 7.4724 | 7.11 | 7.5498 | 7.5905 | 5.776 | 4.7337 | 4.8643 | 4.2423 | 10.2063 | 12.8128 | 13.6511 | 18.9252 | 9.4159 | 13.8223 | 9.9988 | 8.4077 | 2.9946 | 11.0369 | 7.2638 | 13.8283 | 5.8525 | 11.711 | 2.4193 | 12.8415 | 18.1507 | 13.2049 | 14.5544 | 13.5195 | 15.9209 | 16.0322 | 15.0059 | 17.1083
Citrus CC 2 | Gas/Oil:Combined Cycle | DEF | DEF | 171.9618 | 188.1935 | 197.1293 | 199.2401 | 229.8428 | 215.224 | 251.0375 | 265.06 | 260.2649 | 295.595 | 315.4299 | 335.0837 | 353.4814 | 376.3877 | 371.288 | 420.5404 | 446.3047 | 428.6812 | 472.5101 | 445.2354 | 424.6347 | 395.1322 | 407.9568 | 341.7562 | 262.5381 | 226.377 | 237.295 | 154.8176 | 143.1106 | 157.8437 | 163.8328 | 165.7908 | 175.0035 | 171.1859 | 180.0866
Citrus CC 2 Duct | Gas/Oil:Combined Cycle | DEF | DEF | 7.1958 | 8.4109 | 6.3706 | 5.8704 | 6.7947 | 7.333 | 7.5247 | 5.1632 | 3.8665 | 4.1778 | 3.6849 | 9.1159 | 11.6514 | 13.2422 | 15.5367 | 8.6613 | 12.4445 | 12.0917 | 7.9508 | 3.2819 | 9.2967 | 7.0259 | 13.7757 | 6.0946 | 9.9296 | 3.4668 | 10.8102 | 16.0268 | 10.2435 | 14.5665 | 12.4305 | 13.9579 | 13.4224 | 12.294 | 18.0799
Crystal 4 | Coal:Conventional | DEF | DEF | 2023: 1280.3595; 2024: 1254.5012; 2025: 1711.454; 2026: 1242.6954; 2027: 1774.2937; 2028: 2425.816; 2029: 2897.9202
Crystal 5 | Coal:Conventional | DEF | DEF | 2023: 810.5127; 2024: 1392.7898; 2025: 1391.4836; 2026: 1435.8067; 2027: 1552.8682; 2028: 2243.2436; 2029: 2451.0402
Hines CC 1 | Gas/Oil:Combined Cycle | DEF | DEF | 2023: 57.2629; 2024: 60.5009; 2025: 65.1261; 2026: 50.9285; 2027: 62.9762; 2028: 59.1469; 2029: 71.6289; 2030: 64.8997; 2031: 55.0529; 2032: 41.047; 2033: 40.9852; 2034: 59.6014; 2035: 96.7604; 2036: 111.548; 2037: 153.3919; 2038: 114.8075; 2039: 22.6946
Hines CC 2 | Gas/Oil:Combined Cycle | DEF | DEF | 58.9348 | 64.2435 | 69.4384 | 81.3047 | 77.7 | 90.4944 | 81.5173 | 92.3886 | 83.4782 | 86.7685 | 91.2989 | 107.7659 | 131.6664 | 135.007 | 153.1171 | 149.7921 | 141.7019 | 145.3608 | 122.9128 | 83.7263 | 13.7139
Hines CC 3 | Gas/Oil:Combined Cycle | DEF | DEF | 62.9199 | 64.1979 | 66.4969 | 71.6739 | 89.4937 | 91.8075 | 101.6954 | 92.4903 | 109.1723 | 104.8876 | 121.6409 | 125.2207 | 160.375 | 166.7124 | 194.4125 | 166.4816 | 179.3203 | 180.0771 | 171.7158 | 130.6788 | 149.0266 | 115.5286 | 30.3853
Hines CC 4 | Gas/Oil:Combined Cycle | DEF | DEF | 55.5733 | 66.7452 | 55.6186 | 67.1081 | 64.2008 | 90.4218 | 86.174 | 97.0394 | 83.9419 | 105.315 | 112.7426 | 137.0509 | 136.1704 | 168.1261 | 166.6479 | 186.8169 | 179.1842 | 198.8779 | 186.9573 | 208.7129 | 196.2478 | 203.4515 | 183.0781 | 134.3965 | 29.1435
Osprey 1 0 | Gas/Oil:Combined Cycle | DEF | DEF | 2023: 34.058; 2024: 35.5606
Osprey 1 1 | Gas/Oil:Combined Cycle | DEF | DEF | 2023: 18.4716; 2024: 20.0419
Osprey 1 2 | Gas/Oil:Combined Cycle | DEF | DEF | 2023: 1.322; 2024: 1.4654
OspreyAcq | Gas/Oil:Combined Cycle | DEF | DEF |  | 18.135 | 105.378 | 111.7872 | 113.0019 | 128.9166 | 124.7099 | 132.6287 | 134.7692 | 147.8902 | 157.839 | 173.3751 | 187.9579 | 200.489 | 228.2493 | 230.8599 | 228.2265 | 239.0505 | 214.8807 | 210.284 | 205.544 | 72.4615
OspreyAcqDF | Gas/Oil:Combined Cycle | DEF | DEF |  | 0.10786 | 2.5209 | 2.9016 | 2.7539 | 2.948 | 3.0983 | 3.2982 | 2.0886 | 2.1674 | 2.268 | 4.8626 | 6.53 | 7.685 | 8.2897 | 6.6702 | 8.8825 | 7.192 | 7.1156 | 4.8709 | 7.9823 | 0.64866
Total |  |  |  | 2738.8032 | 3370.6042 | 3862.2639 | 3491.2443 | 4208.1643 | 5576.0906 | 6332.9732 | 1019.1593 | 994.1815 | 1083.5332 | 1159.8093 | 1295.4976 | 1453.6508 | 1572.1471 | 1683.6283 | 1711.0329 | 1674.9743 | 1648.0151 | 1633.5476 | 1522.9531 | 1428.2675 | 1197.4584 | 988.2569 | 791.4652 | 615.6012 | 483.4309 | 541.965 | 358.4219 | 335.9891 | 354.1168 | 369.9499 | 377.627 | 398.766 | 395.4455 | 410.315
Group Totals
Resource | Type | BA | Area | 2023 | 2024 | 2025 | 2026 | 2027 | 2028 | 2029 | 2030 | 2031 | 2032 | 2033 | 2034 | 2035 | 2036 | 2037 | 2038 | 2039 | 2040 | 2041 | 2042 | 2043 | 2044 | 2045 | 2046 | 2047 | 2048 | 2049 | 2050 | 2051 | 2052 | 2053 | 2054 | 2055 | 2056 | 2057
Total | Coal:Conventional | DEF | DEF | 2023: 2090.8722; 2024: 2647.291; 2025: 3102.9376; 2026: 2678.5021; 2027: 3327.1619; 2028: 4669.0596; 2029: 5348.9604
Total | Gas/Oil:Combined Cycle | DEF | DEF | 647.9311 | 723.3133 | 759.3264 | 812.7422 | 881.0024 | 907.031 | 984.0128 | 1019.1593 | 994.1815 | 1083.5332 | 1159.8093 | 1295.4976 | 1453.6508 | 1572.1471 | 1683.6283 | 1711.0329 | 1674.9743 | 1648.0151 | 1633.5476 | 1522.9531 | 1428.2675 | 1197.4584 | 988.2569 | 791.4652 | 615.6012 | 483.4309 | 541.965 | 358.4219 | 335.9891 | 354.1168 | 369.9499 | 377.627 | 398.766 | 395.4455 | 410.315
Solar 14
Resource | Type | BA | Area | 2023 | 2024 | 2025 | 2026 | 2027 | 2028 | 2029 | 2030 | 2031 | 2032 | 2033 | 2034 | 2035 | 2036 | 2037 | 2038 | 2039 | 2040 | 2041 | 2042 | 2043 | 2044 | 2045 | 2046 | 2047 | 2048 | 2049 | 2050 | 2051 | 2052 | 2053 | 2054 | 2055 | 2056 | 2057
Citrus CC 1 | Gas/Oil:Combined Cycle | DEF | DEF | 172.7428 | 187.7995 | 185.2185 | 213.9555 | 224.8573 | 210.6308 | 243.2227 | 253.6059 | 252.5809 | 284.4364 | 302.7635 | 326.6022 | 352.3185 | 376.2347 | 372.0407 | 409.7958 | 432.2153 | 422.7574 | 432.7129 | 412.7886 | 403.3013 | 344.2072 | 332.363 | 295.0958 | 281.1986 | 210.1879 | 249.5598 | 165.3543 | 163.402 | 167.1525 | 177.0147 | 176.7118 | 182.7136 | 195.4331 | 199.893
Citrus CC 1 Duct | Gas/Oil:Combined Cycle | DEF | DEF | 7.3833 | 7.911 | 6.0559 | 7.0539 | 6.4224 | 6.8314 | 6.9704 | 5.6314 | 4.5633 | 4.847 | 5.0032 | 9.4318 | 11.667 | 12.0403 | 16.3969 | 8.3032 | 11.7559 | 7.4948 | 6.707 | 2.7875 | 9.0688 | 5.3806 | 11.131 | 4.2851 | 8.4006 | 2.4438 | 12.3968 | 15.3549 | 10.5824 | 13.4824 | 11.8373 | 13.5306 | 13.7184 | 13.4232 | 18.8144
Citrus CC 2 | Gas/Oil:Combined Cycle | DEF | DEF | 171.8617 | 188.1935 | 197.2429 | 198.7942 | 229.2255 | 212.4698 | 249.2598 | 262.0567 | 252.4942 | 286.5702 | 305.382 | 331.9169 | 352.6461 | 375.8251 | 370.7705 | 417.1888 | 440.9487 | 424.1637 | 450.4793 | 446.0367 | 418.0057 | 395.4254 | 389.9039 | 303.005 | 252.3194 | 205.5494 | 223.649 | 159.3457 | 131.9083 | 140.6511 | 146.1648 | 160.6801 | 168.8923 | 165.8357 | 178.4445
Citrus CC 2 Duct | Gas/Oil:Combined Cycle | DEF | DEF | 7.1897 | 8.4109 | 6.3927 | 5.5373 | 6.0677 | 6.6201 | 6.8067 | 5.0772 | 3.7525 | 4.3069 | 4.2822 | 8.5769 | 10.5886 | 11.7678 | 13.5273 | 7.5628 | 9.8076 | 10.0277 | 5.7582 | 2.9912 | 7.5479 | 5.3484 | 11.0444 | 4.6273 | 7.27 | 3.4535 | 10.1934 | 13.2636 | 7.7675 | 11.0574 | 9.5829 | 12.5093 | 11.2633 | 11.4827 | 18.4117
Crystal 4 | Coal:Conventional | DEF | DEF | 2023: 1284.0548; 2024: 1254.5012; 2025: 1709.7689; 2026: 1229.5137; 2027: 1690.9556; 2028: 2620.2296; 2029: 2565.0055
Crystal 5 | Coal:Conventional | DEF | DEF | 2023: 808.1542; 2024: 1392.7898; 2025: 1393.7271; 2026: 1376.362; 2027: 1503.6979; 2028: 2430.778; 2029: 2378.9445
Hines CC 1 | Gas/Oil:Combined Cycle | DEF | DEF | 2023: 56.9412; 2024: 60.5009; 2025: 64.4947; 2026: 49.2197; 2027: 57.3647; 2028: 51.8015; 2029: 63.3961; 2030: 53.9295; 2031: 46.3481; 2032: 36.2703; 2033: 38.1655; 2034: 53.619; 2035: 93.5296; 2036: 105.5216; 2037: 138.6723; 2038: 103.4524; 2039: 21.0938
Hines CC 2 | Gas/Oil:Combined Cycle | DEF | DEF | 59.0607 | 64.2435 | 69.9994 | 78.606 | 75.078 | 81.2311 | 78.0933 | 85.3688 | 77.6522 | 81.7193 | 83.6373 | 102.8125 | 123.2516 | 130.022 | 148.6383 | 146.1498 | 134.0761 | 131.2834 | 114.1741 | 73.7483 | 9.0573
Hines CC 3 | Gas/Oil:Combined Cycle | DEF | DEF | 62.7297 | 64.1979 | 66.7876 | 70.6559 | 86.0527 | 86.4557 | 97.1093 | 88.7338 | 100.624 | 98.8496 | 115.1978 | 119.6927 | 154.0071 | 155.8228 | 185.5614 | 159.0053 | 170.6478 | 160.7126 | 162.9181 | 126.1801 | 137.27 | 99.184 | 27.7631
Hines CC 4 | Gas/Oil:Combined Cycle | DEF | DEF | 55.172 | 66.7452 | 55.6104 | 65.6994 | 61.1633 | 86.2554 | 81.7945 | 92.7162 | 80.4697 | 99.0872 | 104.3953 | 129.1331 | 129.9453 | 163.2691 | 161.5985 | 177.8779 | 170.6534 | 189.2294 | 182.769 | 193.9289 | 176.1692 | 199.4565 | 158.8264 | 119.4972 | 24.0763
Osprey 1 0 | Gas/Oil:Combined Cycle | DEF | DEF | 2023: 35.3485; 2024: 35.5606
Osprey 1 1 | Gas/Oil:Combined Cycle | DEF | DEF | 2023: 18.788; 2024: 20.0419
Osprey 1 2 | Gas/Oil:Combined Cycle | DEF | DEF | 2023: 1.3298; 2024: 1.4654
OspreyAcq | Gas/Oil:Combined Cycle | DEF | DEF |  | 18.135 | 104.9163 | 110.2331 | 107.6246 | 123.3834 | 118.4692 | 125.8418 | 129.4296 | 135.2196 | 155.51 | 165.5699 | 181.3216 | 194.3928 | 223.5292 | 224.3582 | 222.8925 | 238.8375 | 209.0147 | 193.9608 | 199.5667 | 67.2541
OspreyAcqDF | Gas/Oil:Combined Cycle | DEF | DEF |  | 0.10786 | 2.5231 | 2.7333 | 2.468 | 2.63 | 2.7842 | 3.0248 | 1.986 | 2.0127 | 2.2774 | 4.4174 | 5.6166 | 6.3464 | 7.2404 | 5.2208 | 7.0639 | 5.7871 | 5.9093 | 4.0846 | 6.2211 | 0.7094
Total |  |  |  | 2740.7564 | 3370.6042 | 3862.7374 | 3408.3639 | 4050.9777 | 5919.3168 | 5891.856 | 975.986 | 949.9005 | 1033.3192 | 1116.6141 | 1251.7725 | 1414.892 | 1531.2424 | 1637.9754 | 1658.915 | 1621.1549 | 1590.2936 | 1570.4426 | 1456.5066 | 1366.208 | 1116.9656 | 931.0318 | 726.5104 | 573.2649 | 421.6346 | 495.7989 | 353.3184 | 313.6602 | 332.3434 | 344.5997 | 363.4318 | 376.5877 | 386.1747 | 415.5636
Group Totals
Resource | Type | BA | Area | 2023 | 2024 | 2025 | 2026 | 2027 | 2028 | 2029 | 2030 | 2031 | 2032 | 2033 | 2034 | 2035 | 2036 | 2037 | 2038 | 2039 | 2040 | 2041 | 2042 | 2043 | 2044 | 2045 | 2046 | 2047 | 2048 | 2049 | 2050 | 2051 | 2052 | 2053 | 2054 | 2055 | 2056 | 2057
Total | Coal:Conventional | DEF | DEF | 2023: 2092.209; 2024: 2647.291; 2025: 3103.496; 2026: 2605.8757; 2027: 3194.6535; 2028: 5051.0077; 2029: 4943.95
Total | Gas/Oil:Combined Cycle | DEF | DEF | 648.5475 | 723.3133 | 759.2415 | 802.4883 | 856.3242 | 868.3091 | 947.906 | 975.986 | 949.9005 | 1033.3192 | 1116.6141 | 1251.7725 | 1414.892 | 1531.2424 | 1637.9754 | 1658.915 | 1621.1549 | 1590.2936 | 1570.4426 | 1456.5066 | 1366.208 | 1116.9656 | 931.0318 | 726.5104 | 573.2649 | 421.6346 | 495.7989 | 353.3184 | 313.6602 | 332.3434 | 344.5997 | 363.4318 | 376.5877 | 386.1747 | 415.5636

## Program Cost
Program Cost ($000)
Base
Resource | Type | Program | Area | 2023 | 2024 | 2025 | 2026 | 2027 | 2028 | 2029 | 2030 | 2031 | 2032 | 2033 | 2034 | 2035 | 2036 | 2037 | 2038 | 2039 | 2040 | 2041 | 2042 | 2043 | 2044 | 2045 | 2046 | 2047 | 2048 | 2049 | 2050 | 2051 | 2052 | 2053 | 2054 | 2055 | 2056 | 2057
DEF Nuclear Natrium PTC | Nuclear:Nuclear | IRA PTC - Section 45Y | DEF | 2038: -173027.8066; 2039: -297400.9492; 2040: -486128.0273; 2041: -608511.3398; 2042: -812490.8047; 2043: -959792.1484; 2044: -1282166.8203; 2045: -1508164.7969; 2046: -1847788.2422; 2047: -2050842.9062; 2048: -2207487.1562; 2049: -2315591.6719; 2050: -2477245.2969; 2051: -2595395.75; 2052: -2431758.8125; 2053: -2326850.875; 2054: -2013335.8594; 2055: -1828362.7266; 2056: -1490194.2188; 2057: -1269579.8906
New DEF OnShore Wind PTC | Renewable:Wind | IRA PTC - Section 45Y | DEF | 2043: -6428.4383; 2044: -19787.1238; 2045: -33552.8729; 2046: -48571.7684; 2047: -61103.5955; 2048: -69204.6758; 2049: -68875.0459; 2050: -65795.7954; 2051: -68262.873; 2052: -71824.2815; 2053: -68437.9138; 2054: -54558.5427; 2055: -40499.2141; 2056: -25160.4802; 2057: -8488.9417
Solar DEF Bay Ranch | Renewable:Solar PV | IRA PTC - Section 45 | DEF | 2023: -4212.7275; 2024: -6795.3335; 2025: -6745.1014; 2026: -6711.3758; 2027: -6677.8187; 2028: -7400.4937; 2029: -7957.9316; 2030: -7918.1445; 2031: -7878.5517; 2032: -8462.5214; 2033: -2733.8232
Solar DEF Bay Trail | Renewable:Solar PV | IRA PTC - Section 45 | DEF | 2023: -6231.182; 2024: -6779.9243; 2025: -6729.8496; 2026: -6696.1994; 2027: -6662.7205; 2028: -7383.7095; 2029: -7939.9381; 2030: -7900.2393; 2031: -7860.7383; 2032: -7378.4435
Solar DEF Charlie Creek | Renewable:Solar PV | IRA PTC - Section 45 | DEF | 2023: -5916.1931; 2024: -6437.0754; 2025: -6389.6504; 2026: -6357.7003; 2027: -6325.9124; 2028: -7010.3304; 2029: -7538.5686; 2030: -7500.8762; 2031: -7463.3719; 2032: -5755.5399
Solar DEF County Line | Renewable:Solar PV | IRA PTC - Section 45Y | DEF | 2025: -6150.3915; 2026: -6770.1602; 2027: -6960.854; 2028: -7714.0891; 2029: -7904.137; 2030: -7864.6158; 2031: -8069.8315; 2032: -8292.6679; 2033: -8231.4386; 2034: -8431.1713; 2035: -560.1469
Solar DEF Falmouth | Renewable:Solar PV | IRA PTC - Section 45 | DEF | 2024: -5904.9987; 2025: -6772.4485; 2026: -6738.5887; 2027: -6704.894; 2028: -7430.5183; 2029: -7990.1994; 2030: -7950.2486; 2031: -7910.4968; 2032: -8496.8523; 2033: -8434.0216; 2034: -1111.4533
Solar DEF Fort Green | Renewable:Solar PV | IRA PTC - Section 45 | DEF | 2023: -6220.3639; 2024: -6768.1834; 2025: -6718.166; 2026: -6684.5747; 2027: -6651.153; 2028: -7370.9212; 2029: -7926.1555; 2030: -7886.5229; 2031: -7847.0916; 2032: -4453.8061
Solar DEF Hardeetown | Renewable:Solar PV | IRA PTC - Section 45 | DEF | 2023: -4212.7275; 2024: -6795.3335; 2025: -6745.1014; 2026: -6711.3758; 2027: -6677.8187; 2028: -7400.4937; 2029: -7957.9316; 2030: -7918.1445; 2031: -7878.5517; 2032: -8462.5214; 2033: -2733.8232
Solar DEF High Spring | Renewable:Solar PV | IRA PTC - Section 45 | DEF | 2023: -2955.3068; 2024: -6802.1913; 2025: -6751.9254; 2026: -6718.1662; 2027: -6684.5752; 2028: -7407.964; 2029: -7965.9837; 2030: -7926.156; 2031: -7886.523; 2032: -8471.062; 2033: -4433.5602
Solar DEF Hildreth | Renewable:Solar PV | IRA PTC - Section 45 | DEF | 2023: -4212.7275; 2024: -6795.3335; 2025: -6745.1014; 2026: -6711.3758; 2027: -6677.8187; 2028: -7400.4937; 2029: -7957.9316; 2030: -7918.1445; 2031: -7878.5517; 2032: -8462.5214; 2033: -2733.8232
Solar DEF Mule Creek | Renewable:Solar PV | IRA PTC - Section 45 | DEF | 2024: -6378.8138; 2025: -6770.1608; 2026: -6736.3127; 2027: -6702.6296; 2028: -7427.9252; 2029: -7987.5003; 2030: -7947.5631; 2031: -7907.8253; 2032: -8493.8873; 2033: -8431.1725; 2034: -544.5873
Solar DEF Sandy Creek | Renewable:Solar PV | IRA PTC - Section 45 | DEF | 2023: -5907.8997; 2024: -6428.0728; 2025: -6380.6926; 2026: -6348.7881; 2027: -6317.0445; 2028: -7000.5261; 2029: -7528.0009; 2030: -7490.36; 2031: -7452.91; 2032: -3513.3772
Solar DEF Winquepin | Renewable:Solar PV | IRA PTC - Section 45 | DEF | 2024: -6378.8138; 2025: -6770.1608; 2026: -6736.3127; 2027: -6702.6296; 2028: -7427.9252; 2029: -7987.5003; 2030: -7947.5631; 2031: -7907.8253; 2032: -8493.8873; 2033: -8431.1725; 2034: -544.5873
Solar+Storage DEF NEW 1 PTC + ITC | Renewable:Solar PV | IRA PTC - Section 45Y | DEF | 2029: -1079.2709; 2030: -20185.7571; 2031: -40430.9539; 2032: -60739.8047; 2033: -60302.9902; 2034: -61765.0479; 2035: -63210.4751; 2036: -64780.865; 2037: -64317.6147; 2038: -65725.761; 2039: -65863.2222; 2040: -44591.7705; 2041: -21547.1342
Total |  |  |  | -39869.1281 | -72264.074 | -79668.75 | -79920.9304 | -79745.8687 | -88375.39 | -95721.0496 | -114354.3356 | -134373.2227 | -149476.8923 | -106465.8255 | -72396.8471 | -63770.6219 | -64780.865 | -64317.6147 | -238753.5676 | -363264.1714 | -530719.7979 | -630058.474 | -812490.8047 | -966220.5867 | -1301953.9441 | -1541717.6698 | -1896360.0106 | -2111946.5017 | -2276691.832 | -2384466.7178 | -2543041.0923 | -2663658.623 | -2503583.094 | -2395288.7888 | -2067894.4021 | -1868861.9407 | -1515354.6989 | -1278068.8323
Group Totals
Resource | Type | Program | Area | 2023 | 2024 | 2025 | 2026 | 2027 | 2028 | 2029 | 2030 | 2031 | 2032 | 2033 | 2034 | 2035 | 2036 | 2037 | 2038 | 2039 | 2040 | 2041 | 2042 | 2043 | 2044 | 2045 | 2046 | 2047 | 2048 | 2049 | 2050 | 2051 | 2052 | 2053 | 2054 | 2055 | 2056 | 2057
Total | Nuclear:Nuclear | IRA PTC - Section 45Y | DEF | 2038: -173027.8066; 2039: -297400.9492; 2040: -486128.0273; 2041: -608511.3398; 2042: -812490.8047; 2043: -959792.1484; 2044: -1282166.8203; 2045: -1508164.7969; 2046: -1847788.2422; 2047: -2050842.9062; 2048: -2207487.1562; 2049: -2315591.6719; 2050: -2477245.2969; 2051: -2595395.75; 2052: -2431758.8125; 2053: -2326850.875; 2054: -2013335.8594; 2055: -1828362.7266; 2056: -1490194.2188; 2057: -1269579.8906
Total | Renewable:Solar PV | IRA PTC - Section 45 | DEF | 2023: -39869.1281; 2024: -72264.074; 2025: -73518.3585; 2026: -73150.7703; 2027: -72785.0147; 2028: -80661.3009; 2029: -86737.6418; 2030: -86303.9627; 2031: -85872.4373; 2032: -80444.4197; 2033: -37931.3967; 2034: -2200.628
Total | Renewable:Solar PV | IRA PTC - Section 45Y | DEF | 2025: -6150.3915; 2026: -6770.1602; 2027: -6960.854; 2028: -7714.0891; 2029: -8983.4079; 2030: -28050.3729; 2031: -48500.7854; 2032: -69032.4726; 2033: -68534.4288; 2034: -70196.2191; 2035: -63770.6219; 2036: -64780.865; 2037: -64317.6147; 2038: -65725.761; 2039: -65863.2222; 2040: -44591.7705; 2041: -21547.1342
Total | Renewable:Wind | IRA PTC - Section 45Y | DEF | 2043: -6428.4383; 2044: -19787.1238; 2045: -33552.8729; 2046: -48571.7684; 2047: -61103.5955; 2048: -69204.6758; 2049: -68875.0459; 2050: -65795.7954; 2051: -68262.873; 2052: -71824.2815; 2053: -68437.9138; 2054: -54558.5427; 2055: -40499.2141; 2056: -25160.4802; 2057: -8488.9417
Solar 5
Resource | Type | Program | Area | 2023 | 2024 | 2025 | 2026 | 2027 | 2028 | 2029 | 2030 | 2031 | 2032 | 2033 | 2034 | 2035 | 2036 | 2037 | 2038 | 2039 | 2040 | 2041 | 2042 | 2043 | 2044 | 2045 | 2046 | 2047 | 2048 | 2049 | 2050 | 2051 | 2052 | 2053 | 2054 | 2055 | 2056 | 2057
DEF Nuclear Natrium PTC | Nuclear:Nuclear | IRA PTC - Section 45Y | DEF | 2038: -173027.5254; 2039: -297088.623; 2040: -486131.4082; 2041: -609316.4453; 2042: -812306.3086; 2043: -958625.4062; 2044: -1279909.5234; 2045: -1506856.0781; 2046: -1847521.25; 2047: -2051281.9688; 2048: -2207289.4062; 2049: -2317180.4531; 2050: -2475216.0781; 2051: -2596432.4062; 2052: -2435341.7188; 2053: -2326659.7344; 2054: -2014875.9688; 2055: -1827731.6172; 2056: -1491597.4375; 2057: -1269647.8281
New DEF OnShore Wind PTC | Renewable:Wind | IRA PTC - Section 45Y | DEF | 2043: -6277.8137; 2044: -19573.5636; 2045: -33453.4603; 2046: -48484.6769; 2047: -61061.5911; 2048: -69027.2031; 2049: -69452.9541; 2050: -65908.3276; 2051: -66678.0637; 2052: -71684.8455; 2053: -68470.2327; 2054: -54661.4385; 2055: -40910.1136; 2056: -24697.1747; 2057: -8331.8998
Solar DEF Bay Ranch | Renewable:Solar PV | IRA PTC - Section 45 | DEF | 2023: -4212.7275; 2024: -6795.3335; 2025: -6745.1014; 2026: -6711.3758; 2027: -6677.8187; 2028: -7400.4937; 2029: -7957.9316; 2030: -7918.1445; 2031: -7878.5517; 2032: -8462.5214; 2033: -2733.8232
Solar DEF Bay Trail | Renewable:Solar PV | IRA PTC - Section 45 | DEF | 2023: -6231.182; 2024: -6779.9243; 2025: -6729.8496; 2026: -6696.1994; 2027: -6662.7205; 2028: -7383.7095; 2029: -7939.9381; 2030: -7900.2393; 2031: -7860.7383; 2032: -7378.4435
Solar DEF Charlie Creek | Renewable:Solar PV | IRA PTC - Section 45 | DEF | 2023: -5916.1931; 2024: -6437.0754; 2025: -6389.6504; 2026: -6357.7003; 2027: -6325.9124; 2028: -7010.3304; 2029: -7538.5686; 2030: -7500.8762; 2031: -7463.3719; 2032: -5755.5399
Solar DEF County Line | Renewable:Solar PV | IRA PTC - Section 45Y | DEF | 2025: -6150.3915; 2026: -6770.1602; 2027: -6960.854; 2028: -7714.0891; 2029: -7904.137; 2030: -7864.6158; 2031: -8069.8315; 2032: -8292.6679; 2033: -8231.4386; 2034: -8431.1713; 2035: -560.1469
Solar DEF Falmouth | Renewable:Solar PV | IRA PTC - Section 45 | DEF | 2024: -5904.9987; 2025: -6772.4485; 2026: -6738.5887; 2027: -6704.894; 2028: -7430.5183; 2029: -7990.1994; 2030: -7950.2486; 2031: -7910.4968; 2032: -8496.8523; 2033: -8434.0216; 2034: -1111.4533
Solar DEF Fort Green | Renewable:Solar PV | IRA PTC - Section 45 | DEF | 2023: -6220.3639; 2024: -6768.1834; 2025: -6718.166; 2026: -6684.5747; 2027: -6651.153; 2028: -7370.9212; 2029: -7926.1555; 2030: -7886.5229; 2031: -7847.0916; 2032: -4453.8061
Solar DEF Hardeetown | Renewable:Solar PV | IRA PTC - Section 45 | DEF | 2023: -4212.7275; 2024: -6795.3335; 2025: -6745.1014; 2026: -6711.3758; 2027: -6677.8187; 2028: -7400.4937; 2029: -7957.9316; 2030: -7918.1445; 2031: -7878.5517; 2032: -8462.5214; 2033: -2733.8232
Solar DEF High Spring | Renewable:Solar PV | IRA PTC - Section 45 | DEF | 2023: -2955.3068; 2024: -6802.1913; 2025: -6751.9254; 2026: -6718.1662; 2027: -6684.5752; 2028: -7407.964; 2029: -7965.9837; 2030: -7926.156; 2031: -7886.523; 2032: -8471.062; 2033: -4433.5602
Solar DEF Hildreth | Renewable:Solar PV | IRA PTC - Section 45 | DEF | 2023: -4212.7275; 2024: -6795.3335; 2025: -6745.1014; 2026: -6711.3758; 2027: -6677.8187; 2028: -7400.4937; 2029: -7957.9316; 2030: -7918.1445; 2031: -7878.5517; 2032: -8462.5214; 2033: -2733.8232
Solar DEF Mule Creek | Renewable:Solar PV | IRA PTC - Section 45 | DEF | 2024: -6378.8138; 2025: -6770.1608; 2026: -6736.3127; 2027: -6702.6296; 2028: -7427.9252; 2029: -7987.5003; 2030: -7947.5631; 2031: -7907.8253; 2032: -8493.8873; 2033: -8431.1725; 2034: -544.5873
Solar DEF NEW 1 PTC | Renewable:Solar PV | IRA PTC - Section 45Y | DEF | 2025: -10804.8481; 2026: -12784.0096; 2027: -13144.088; 2028: -14566.3802; 2029: -14925.285; 2030: -14850.6533; 2031: -15238.1709; 2032: -15658.9008; 2033: -15543.3167; 2034: -15920.475; 2035: -2118.8444
Solar DEF NEW 2 PTC | Renewable:Solar PV | IRA PTC - Section 45Y | DEF | 2025: -700.9685; 2026: -12836.2683; 2027: -13197.825; 2028: -14625.7842; 2029: -14986.2936; 2030: -14911.3698; 2031: -15300.4574; 2032: -15722.7656; 2033: -15606.8627; 2034: -15985.552; 2035: -15440.4972
Solar DEF NEW 5 PTC | Renewable:Solar PV | IRA PTC - Section 45Y | DEF | 2026: -3617.7032; 2027: -6615.256; 2028: -7331.0454; 2029: -7511.7043; 2030: -7474.1482; 2031: -7669.1742; 2032: -7880.8967; 2033: -7822.7577; 2034: -8012.5715; 2035: -8200.2955; 2036: -3690.8076
Solar DEF Sandy Creek | Renewable:Solar PV | IRA PTC - Section 45 | DEF | 2023: -5907.8997; 2024: -6428.0728; 2025: -6380.6926; 2026: -6348.7881; 2027: -6317.0445; 2028: -7000.5261; 2029: -7528.0009; 2030: -7490.36; 2031: -7452.91; 2032: -3513.3772
Solar DEF Winquepin | Renewable:Solar PV | IRA PTC - Section 45 | DEF | 2024: -6378.8138; 2025: -6770.1608; 2026: -6736.3127; 2027: -6702.6296; 2028: -7427.9252; 2029: -7987.5003; 2030: -7947.5631; 2031: -7907.8253; 2032: -8493.8873; 2033: -8431.1725; 2034: -544.5873
Solar+Storage DEF NEW 1 PTC + ITC | Renewable:Solar PV | IRA PTC - Section 45Y | DEF | 2029: -1079.2709; 2030: -20185.7571; 2031: -40430.9539; 2032: -60739.8047; 2033: -60302.9902; 2034: -61765.0479; 2035: -63210.4751; 2036: -64780.865; 2037: -64317.6147; 2038: -65725.761; 2039: -65863.2222; 2040: -44591.7705; 2041: -21547.1342
Total |  |  |  | -39869.1281 | -72264.074 | -91174.5666 | -109158.9116 | -112703.0377 | -124898.5999 | -133144.3326 | -151590.5068 | -172581.0252 | -188739.4554 | -145438.7626 | -112315.4456 | -89530.259 | -68471.6725 | -64317.6147 | -238753.2864 | -362951.8452 | -530723.1787 | -630863.5795 | -812306.3086 | -964903.2199 | -1299483.087 | -1540309.5385 | -1896005.9269 | -2112343.5598 | -2276316.6094 | -2386633.4072 | -2541124.4058 | -2663110.47 | -2507026.5642 | -2395129.967 | -2069537.4072 | -1868641.7308 | -1516294.6122 | -1277979.7279
Group Totals
Resource | Type | Program | Area | 2023 | 2024 | 2025 | 2026 | 2027 | 2028 | 2029 | 2030 | 2031 | 2032 | 2033 | 2034 | 2035 | 2036 | 2037 | 2038 | 2039 | 2040 | 2041 | 2042 | 2043 | 2044 | 2045 | 2046 | 2047 | 2048 | 2049 | 2050 | 2051 | 2052 | 2053 | 2054 | 2055 | 2056 | 2057
Total | Nuclear:Nuclear | IRA PTC - Section 45Y | DEF | 2038: -173027.5254; 2039: -297088.623; 2040: -486131.4082; 2041: -609316.4453; 2042: -812306.3086; 2043: -958625.4062; 2044: -1279909.5234; 2045: -1506856.0781; 2046: -1847521.25; 2047: -2051281.9688; 2048: -2207289.4062; 2049: -2317180.4531; 2050: -2475216.0781; 2051: -2596432.4062; 2052: -2435341.7188; 2053: -2326659.7344; 2054: -2014875.9688; 2055: -1827731.6172; 2056: -1491597.4375; 2057: -1269647.8281
Total | Renewable:Solar PV | IRA PTC - Section 45 | DEF | 2023: -39869.1281; 2024: -72264.074; 2025: -73518.3585; 2026: -73150.7703; 2027: -72785.0147; 2028: -80661.3009; 2029: -86737.6418; 2030: -86303.9627; 2031: -85872.4373; 2032: -80444.4197; 2033: -37931.3967; 2034: -2200.628
Total | Renewable:Solar PV | IRA PTC - Section 45Y | DEF | 2025: -17656.2081; 2026: -36008.1414; 2027: -39918.023; 2028: -44237.299; 2029: -46406.6909; 2030: -65286.5441; 2031: -86708.5879; 2032: -108295.0357; 2033: -107507.3659; 2034: -110114.8177; 2035: -89530.259; 2036: -68471.6725; 2037: -64317.6147; 2038: -65725.761; 2039: -65863.2222; 2040: -44591.7705; 2041: -21547.1342
Total | Renewable:Wind | IRA PTC - Section 45Y | DEF | 2043: -6277.8137; 2044: -19573.5636; 2045: -33453.4603; 2046: -48484.6769; 2047: -61061.5911; 2048: -69027.2031; 2049: -69452.9541; 2050: -65908.3276; 2051: -66678.0637; 2052: -71684.8455; 2053: -68470.2327; 2054: -54661.4385; 2055: -40910.1136; 2056: -24697.1747; 2057: -8331.8998
Solar 14
Resource | Type | Program | Area | 2023 | 2024 | 2025 | 2026 | 2027 | 2028 | 2029 | 2030 | 2031 | 2032 | 2033 | 2034 | 2035 | 2036 | 2037 | 2038 | 2039 | 2040 | 2041 | 2042 | 2043 | 2044 | 2045 | 2046 | 2047 | 2048 | 2049 | 2050 | 2051 | 2052 | 2053 | 2054 | 2055 | 2056 | 2057
DEF Nuclear Natrium PTC | Nuclear:Nuclear | IRA PTC - Section 45Y | DEF | 2038: -173260.5898; 2039: -297578.3281; 2040: -486183.5918; 2041: -609547.0781; 2042: -813063.0273; 2043: -958789.3281; 2044: -1280799.5625; 2045: -1506808.2188; 2046: -1847520.4141; 2047: -2050644.4062; 2048: -2207258.9844; 2049: -2317172.9062; 2050: -2475276.7031; 2051: -2596405.2969; 2052: -2435421.3594; 2053: -2326621.0312; 2054: -2014916.5469; 2055: -1827168.0391; 2056: -1491107.2109; 2057: -1269647.8203
New DEF OnShore Wind PTC | Renewable:Wind | IRA PTC - Section 45Y | DEF | 2043: -6235.5047; 2044: -19738.6498; 2045: -33725.2406; 2046: -48475.2404; 2047: -61110.9231; 2048: -69218.7905; 2049: -69609.522; 2050: -65883.1265; 2051: -66712.4788; 2052: -71641.1628; 2053: -68514.4675; 2054: -54634.5815; 2055: -40914.891; 2056: -25035.3967; 2057: -8605.0258
Solar DEF Bay Ranch | Renewable:Solar PV | IRA PTC - Section 45 | DEF | 2023: -4212.7275; 2024: -6795.3335; 2025: -6745.1014; 2026: -6711.3758; 2027: -6677.8187; 2028: -7400.4937; 2029: -7957.9316; 2030: -7918.1445; 2031: -7878.5517; 2032: -8462.5214; 2033: -2733.8232
Solar DEF Bay Trail | Renewable:Solar PV | IRA PTC - Section 45 | DEF | 2023: -6231.182; 2024: -6779.9243; 2025: -6729.8496; 2026: -6696.1994; 2027: -6662.7205; 2028: -7383.7095; 2029: -7939.9381; 2030: -7900.2393; 2031: -7860.7383; 2032: -7378.4435
Solar DEF Charlie Creek | Renewable:Solar PV | IRA PTC - Section 45 | DEF | 2023: -5916.1931; 2024: -6437.0754; 2025: -6389.6504; 2026: -6357.7003; 2027: -6325.9124; 2028: -7010.3304; 2029: -7538.5686; 2030: -7500.8762; 2031: -7463.3719; 2032: -5755.5399
Solar DEF County Line | Renewable:Solar PV | IRA PTC - Section 45Y | DEF | 2025: -6150.3915; 2026: -6770.1602; 2027: -6960.854; 2028: -7714.0891; 2029: -7904.137; 2030: -7864.6158; 2031: -8069.8315; 2032: -8292.6679; 2033: -8231.4386; 2034: -8431.1713; 2035: -560.1469
Solar DEF Falmouth | Renewable:Solar PV | IRA PTC - Section 45 | DEF | 2024: -5904.9987; 2025: -6772.4485; 2026: -6738.5887; 2027: -6704.894; 2028: -7430.5183; 2029: -7990.1994; 2030: -7950.2486; 2031: -7910.4968; 2032: -8496.8523; 2033: -8434.0216; 2034: -1111.4533
Solar DEF Fort Green | Renewable:Solar PV | IRA PTC - Section 45 | DEF | 2023: -6220.3639; 2024: -6768.1834; 2025: -6718.166; 2026: -6684.5747; 2027: -6651.153; 2028: -7370.9212; 2029: -7926.1555; 2030: -7886.5229; 2031: -7847.0916; 2032: -4453.8061
Solar DEF Hardeetown | Renewable:Solar PV | IRA PTC - Section 45 | DEF | 2023: -4212.7275; 2024: -6795.3335; 2025: -6745.1014; 2026: -6711.3758; 2027: -6677.8187; 2028: -7400.4937; 2029: -7957.9316; 2030: -7918.1445; 2031: -7878.5517; 2032: -8462.5214; 2033: -2733.8232
Solar DEF High Spring | Renewable:Solar PV | IRA PTC - Section 45 | DEF | 2023: -2955.3068; 2024: -6802.1913; 2025: -6751.9254; 2026: -6718.1662; 2027: -6684.5752; 2028: -7407.964; 2029: -7965.9837; 2030: -7926.156; 2031: -7886.523; 2032: -8471.062; 2033: -4433.5602
Solar DEF Hildreth | Renewable:Solar PV | IRA PTC - Section 45 | DEF | 2023: -4212.7275; 2024: -6795.3335; 2025: -6745.1014; 2026: -6711.3758; 2027: -6677.8187; 2028: -7400.4937; 2029: -7957.9316; 2030: -7918.1445; 2031: -7878.5517; 2032: -8462.5214; 2033: -2733.8232
Solar DEF Mule Creek | Renewable:Solar PV | IRA PTC - Section 45 | DEF | 2024: -6378.8138; 2025: -6770.1608; 2026: -6736.3127; 2027: -6702.6296; 2028: -7427.9252; 2029: -7987.5003; 2030: -7947.5631; 2031: -7907.8253; 2032: -8493.8873; 2033: -8431.1725; 2034: -544.5873
Solar DEF NEW 1 PTC | Renewable:Solar PV | IRA PTC - Section 45Y | DEF | 2025: -10804.8481; 2026: -12784.0096; 2027: -13144.088; 2028: -14566.3802; 2029: -14925.285; 2030: -14850.6533; 2031: -15238.1709; 2032: -15658.9008; 2033: -15543.3167; 2034: -15920.475; 2035: -2118.8444
Solar DEF NEW 2 PTC | Renewable:Solar PV | IRA PTC - Section 45Y | DEF | 2025: -1401.9379; 2026: -25672.538; 2027: -26395.6479; 2028: -29251.5669; 2029: -29972.5911; 2030: -29822.7427; 2031: -30600.9152; 2032: -31445.5288; 2033: -31213.7271; 2034: -31971.1007; 2035: -30880.9924
Solar DEF NEW 3 PTC | Renewable:Solar PV | IRA PTC - Section 45Y | DEF | 2027: -14953.1733; 2028: -29471.5485; 2029: -30197.8048; 2030: -30046.8197; 2031: -30830.853; 2032: -31681.9972; 2033: -31448.2704; 2034: -32211.3489; 2035: -32966.0072; 2036: -33793.0665; 2037: -14682.8938
Solar DEF NEW 4 PTC | Renewable:Solar PV | IRA PTC - Section 45Y | DEF | 2026: -10853.1112; 2027: -19845.7606; 2028: -21993.1415; 2029: -22535.1129; 2030: -22422.442; 2031: -23007.53; 2032: -23642.6919; 2033: -23468.2732; 2034: -24037.7145; 2035: -24600.8894; 2036: -11072.4288
Solar DEF NEW 5 PTC | Renewable:Solar PV | IRA PTC - Section 45Y | DEF | 2026: -3617.7032; 2027: -6615.256; 2028: -7331.0454; 2029: -7511.7043; 2030: -7474.1482; 2031: -7669.1742; 2032: -7880.8967; 2033: -7822.7577; 2034: -8012.5715; 2035: -8200.2955; 2036: -3690.8076
Solar DEF Sandy Creek | Renewable:Solar PV | IRA PTC - Section 45 | DEF | 2023: -5907.8997; 2024: -6428.0728; 2025: -6380.6926; 2026: -6348.7881; 2027: -6317.0445; 2028: -7000.5261; 2029: -7528.0009; 2030: -7490.36; 2031: -7452.91; 2032: -3513.3772
Solar DEF Winquepin | Renewable:Solar PV | IRA PTC - Section 45 | DEF | 2024: -6378.8138; 2025: -6770.1608; 2026: -6736.3127; 2027: -6702.6296; 2028: -7427.9252; 2029: -7987.5003; 2030: -7947.5631; 2031: -7907.8253; 2032: -8493.8873; 2033: -8431.1725; 2034: -544.5873
Solar+Storage DEF NEW 1 PTC + ITC | Renewable:Solar PV | IRA PTC - Section 45Y | DEF | 2029: -1079.2709; 2030: -20185.7571; 2031: -40430.9539; 2032: -60739.8047; 2033: -60302.9902; 2034: -61765.0479; 2035: -63210.4751; 2036: -64780.865; 2037: -64317.6147; 2038: -65725.761; 2039: -65863.2222; 2040: -44591.7705; 2041: -21547.1342
Total |  |  |  | -39869.1281 | -72264.074 | -91875.5359 | -132848.2925 | -160699.7946 | -190989.0724 | -200863.5478 | -218971.1414 | -241719.866 | -259786.9077 | -215962.1706 | -184550.0577 | -162537.6508 | -113337.1679 | -79000.5085 | -238986.3508 | -363441.5503 | -530775.3623 | -631094.2123 | -813063.0273 | -965024.8329 | -1300538.2123 | -1540533.4594 | -1895995.6544 | -2111755.3293 | -2276477.7749 | -2386782.4282 | -2541159.8296 | -2663117.7756 | -2507062.5222 | -2395135.4988 | -2069551.1284 | -1868082.9301 | -1516142.6076 | -1278252.8461
Group Totals
Resource | Type | Program | Area | 2023 | 2024 | 2025 | 2026 | 2027 | 2028 | 2029 | 2030 | 2031 | 2032 | 2033 | 2034 | 2035 | 2036 | 2037 | 2038 | 2039 | 2040 | 2041 | 2042 | 2043 | 2044 | 2045 | 2046 | 2047 | 2048 | 2049 | 2050 | 2051 | 2052 | 2053 | 2054 | 2055 | 2056 | 2057
Total | Nuclear:Nuclear | IRA PTC - Section 45Y | DEF | 2038: -173260.5898; 2039: -297578.3281; 2040: -486183.5918; 2041: -609547.0781; 2042: -813063.0273; 2043: -958789.3281; 2044: -1280799.5625; 2045: -1506808.2188; 2046: -1847520.4141; 2047: -2050644.4062; 2048: -2207258.9844; 2049: -2317172.9062; 2050: -2475276.7031; 2051: -2596405.2969; 2052: -2435421.3594; 2053: -2326621.0312; 2054: -2014916.5469; 2055: -1827168.0391; 2056: -1491107.2109; 2057: -1269647.8203
Total | Renewable:Solar PV | IRA PTC - Section 45 | DEF | 2023: -39869.1281; 2024: -72264.074; 2025: -73518.3585; 2026: -73150.7703; 2027: -72785.0147; 2028: -80661.3009; 2029: -86737.6418; 2030: -86303.9627; 2031: -85872.4373; 2032: -80444.4197; 2033: -37931.3967; 2034: -2200.628
Total | Renewable:Solar PV | IRA PTC - Section 45Y | DEF | 2025: -18357.1775; 2026: -59697.5222; 2027: -87914.78; 2028: -110327.7715; 2029: -114125.906; 2030: -132667.1787; 2031: -155847.4287; 2032: -179342.488; 2033: -178030.7739; 2034: -182349.4297; 2035: -162537.6508; 2036: -113337.1679; 2037: -79000.5085; 2038: -65725.761; 2039: -65863.2222; 2040: -44591.7705; 2041: -21547.1342
Total | Renewable:Wind | IRA PTC - Section 45Y | DEF | 2043: -6235.5047; 2044: -19738.6498; 2045: -33725.2406; 2046: -48475.2404; 2047: -61110.9231; 2048: -69218.7905; 2049: -69609.522; 2050: -65883.1265; 2051: -66712.4788; 2052: -71641.1628; 2053: -68514.4675; 2054: -54634.5815; 2055: -40914.891; 2056: -25035.3967; 2057: -8605.0258

## Program Rate
Program Rate ($/MWh)
Base
Resource | Type | Program | Area | 2023 | 2024 | 2025 | 2026 | 2027 | 2028 | 2029 | 2030 | 2031 | 2032 | 2033 | 2034 | 2035 | 2036 | 2037 | 2038 | 2039 | 2040 | 2041 | 2042 | 2043 | 2044 | 2045 | 2046 | 2047 | 2048 | 2049 | 2050 | 2051 | 2052 | 2053 | 2054 | 2055 | 2056 | 2057
DEF Nuclear Natrium PTC | Nuclear:Nuclear | IRA PTC - Section 45Y | DEF | 2038: -50.9012; 2039: -52.2405; 2040: -53.5798; 2041: -53.5798; 2042: -54.9192; 2043: -56.2588; 2044: -57.5981; 2045: -58.9376; 2046: -60.2772; 2047: -60.2772; 2048: -61.6168; 2049: -62.9561; 2050: -64.2958; 2051: -65.6633; 2052: -67.0608; 2053: -68.4874; 2054: -69.9446; 2055: -71.4327; 2056: -72.953; 2057: -74.5048
New DEF OnShore Wind PTC | Renewable:Wind | IRA PTC - Section 45Y | DEF | 2043: -56.2588; 2044: -57.5983; 2045: -58.9378; 2046: -60.2773; 2047: -60.2773; 2048: -61.6168; 2049: -62.9563; 2050: -64.2958; 2051: -65.6638; 2052: -67.0609; 2053: -68.4877; 2054: -69.9449; 2055: -71.433; 2056: -72.9529; 2057: -74.5051
Solar DEF Bay Ranch | Renewable:Solar PV | IRA PTC - Section 45 | DEF | 2023: -33.1525; 2024: -36.1664; 2025: -36.1664; 2026: -36.1664; 2027: -36.1664; 2028: -40.1849; 2029: -43.5336; 2030: -43.5336; 2031: -43.5336; 2032: -46.8823; 2033: -46.8823
Solar DEF Bay Trail | Renewable:Solar PV | IRA PTC - Section 45 | DEF | 2023: -33.1525; 2024: -36.1664; 2025: -36.1664; 2026: -36.1664; 2027: -36.1664; 2028: -40.1848; 2029: -43.5336; 2030: -43.5336; 2031: -43.5336; 2032: -46.8823
Solar DEF Charlie Creek | Renewable:Solar PV | IRA PTC - Section 45 | DEF | 2023: -33.1525; 2024: -36.1664; 2025: -36.1664; 2026: -36.1664; 2027: -36.1664; 2028: -40.1849; 2029: -43.5336; 2030: -43.5336; 2031: -43.5336; 2032: -46.8823
Solar DEF County Line | Renewable:Solar PV | IRA PTC - Section 45Y | DEF | 2025: -34.9608; 2026: -36.1664; 2027: -37.3719; 2028: -41.5243; 2029: -42.8638; 2030: -42.8638; 2031: -44.2033; 2032: -45.5428; 2033: -45.5428; 2034: -46.8823; 2035: -48.2218
Solar DEF Falmouth | Renewable:Solar PV | IRA PTC - Section 45 | DEF | 2024: -36.1664; 2025: -36.1664; 2026: -36.1664; 2027: -36.1664; 2028: -40.1849; 2029: -43.5336; 2030: -43.5336; 2031: -43.5336; 2032: -46.8823; 2033: -46.8823; 2034: -46.8823
Solar DEF Fort Green | Renewable:Solar PV | IRA PTC - Section 45 | DEF | 2023: -33.1525; 2024: -36.1664; 2025: -36.1664; 2026: -36.1664; 2027: -36.1664; 2028: -40.1849; 2029: -43.5336; 2030: -43.5336; 2031: -43.5336; 2032: -46.8823
Solar DEF Hardeetown | Renewable:Solar PV | IRA PTC - Section 45 | DEF | 2023: -33.1525; 2024: -36.1664; 2025: -36.1664; 2026: -36.1664; 2027: -36.1664; 2028: -40.1849; 2029: -43.5336; 2030: -43.5336; 2031: -43.5336; 2032: -46.8823; 2033: -46.8823
Solar DEF High Spring | Renewable:Solar PV | IRA PTC - Section 45 | DEF | 2023: -33.1525; 2024: -36.1664; 2025: -36.1664; 2026: -36.1664; 2027: -36.1664; 2028: -40.1849; 2029: -43.5336; 2030: -43.5336; 2031: -43.5336; 2032: -46.8823; 2033: -46.8823
Solar DEF Hildreth | Renewable:Solar PV | IRA PTC - Section 45 | DEF | 2023: -33.1525; 2024: -36.1664; 2025: -36.1664; 2026: -36.1664; 2027: -36.1664; 2028: -40.1849; 2029: -43.5336; 2030: -43.5336; 2031: -43.5336; 2032: -46.8823; 2033: -46.8823
Solar DEF Mule Creek | Renewable:Solar PV | IRA PTC - Section 45 | DEF | 2024: -36.1664; 2025: -36.1664; 2026: -36.1664; 2027: -36.1664; 2028: -40.1849; 2029: -43.5336; 2030: -43.5336; 2031: -43.5336; 2032: -46.8823; 2033: -46.8823; 2034: -46.8823
Solar DEF Sandy Creek | Renewable:Solar PV | IRA PTC - Section 45 | DEF | 2023: -33.1525; 2024: -36.1664; 2025: -36.1664; 2026: -36.1664; 2027: -36.1664; 2028: -40.1849; 2029: -43.5336; 2030: -43.5336; 2031: -43.5336; 2032: -46.8823
Solar DEF Winquepin | Renewable:Solar PV | IRA PTC - Section 45 | DEF | 2024: -36.1664; 2025: -36.1664; 2026: -36.1664; 2027: -36.1664; 2028: -40.1849; 2029: -43.5336; 2030: -43.5336; 2031: -43.5336; 2032: -46.8823; 2033: -46.8823; 2034: -46.8823
Solar+Storage DEF NEW 1 PTC + ITC | Renewable:Solar PV | IRA PTC - Section 45Y | DEF | 2029: -42.8639; 2030: -42.8638; 2031: -44.2034; 2032: -45.5428; 2033: -45.5428; 2034: -46.8823; 2035: -48.2218; 2036: -49.5613; 2037: -49.5613; 2038: -50.9008; 2039: -52.2403; 2040: -53.5798; 2041: -53.5798
Group Totals
Resource | Type | Program | Area | 2023 | 2024 | 2025 | 2026 | 2027 | 2028 | 2029 | 2030 | 2031 | 2032 | 2033 | 2034 | 2035 | 2036 | 2037 | 2038 | 2039 | 2040 | 2041 | 2042 | 2043 | 2044 | 2045 | 2046 | 2047 | 2048 | 2049 | 2050 | 2051 | 2052 | 2053 | 2054 | 2055 | 2056 | 2057
Total | Nuclear:Nuclear | IRA PTC - Section 45Y | DEF | 2038: -50.9012; 2039: -52.2405; 2040: -53.5798; 2041: -53.5798; 2042: -54.9192; 2043: -56.2588; 2044: -57.5981; 2045: -58.9376; 2046: -60.2772; 2047: -60.2772; 2048: -61.6168; 2049: -62.9561; 2050: -64.2958; 2051: -65.6633; 2052: -67.0608; 2053: -68.4874; 2054: -69.9446; 2055: -71.4327; 2056: -72.953; 2057: -74.5048
Total | Renewable:Solar PV | IRA PTC - Section 45 | DEF | 2023: -33.1525; 2024: -36.1664; 2025: -36.1664; 2026: -36.1664; 2027: -36.1664; 2028: -40.1849; 2029: -43.5336; 2030: -43.5336; 2031: -43.5336; 2032: -46.8823; 2033: -46.8823; 2034: -46.8823
Total | Renewable:Solar PV | IRA PTC - Section 45Y | DEF | 2025: -34.9608; 2026: -36.1664; 2027: -37.3719; 2028: -41.5243; 2029: -42.8638; 2030: -42.8638; 2031: -44.2033; 2032: -45.5428; 2033: -45.5428; 2034: -46.8823; 2035: -48.2218; 2036: -49.5613; 2037: -49.5613; 2038: -50.9008; 2039: -52.2403; 2040: -53.5798; 2041: -53.5798
Total | Renewable:Wind | IRA PTC - Section 45Y | DEF | 2043: -56.2588; 2044: -57.5983; 2045: -58.9378; 2046: -60.2773; 2047: -60.2773; 2048: -61.6168; 2049: -62.9563; 2050: -64.2958; 2051: -65.6638; 2052: -67.0609; 2053: -68.4877; 2054: -69.9449; 2055: -71.433; 2056: -72.9529; 2057: -74.5051
Solar 5
Resource | Type | Program | Area | 2023 | 2024 | 2025 | 2026 | 2027 | 2028 | 2029 | 2030 | 2031 | 2032 | 2033 | 2034 | 2035 | 2036 | 2037 | 2038 | 2039 | 2040 | 2041 | 2042 | 2043 | 2044 | 2045 | 2046 | 2047 | 2048 | 2049 | 2050 | 2051 | 2052 | 2053 | 2054 | 2055 | 2056 | 2057
DEF Nuclear Natrium PTC | Nuclear:Nuclear | IRA PTC - Section 45Y | DEF | 2038: -50.9011; 2039: -52.2405; 2040: -53.5797; 2041: -53.5797; 2042: -54.9191; 2043: -56.2589; 2044: -57.5981; 2045: -58.9376; 2046: -60.2773; 2047: -60.2772; 2048: -61.6168; 2049: -62.956; 2050: -64.2957; 2051: -65.6633; 2052: -67.0608; 2053: -68.4873; 2054: -69.9447; 2055: -71.4327; 2056: -72.953; 2057: -74.5048
New DEF OnShore Wind PTC | Renewable:Wind | IRA PTC - Section 45Y | DEF | 2043: -56.2588; 2044: -57.5983; 2045: -58.9378; 2046: -60.2773; 2047: -60.2773; 2048: -61.6168; 2049: -62.9563; 2050: -64.2958; 2051: -65.6638; 2052: -67.0609; 2053: -68.4877; 2054: -69.9449; 2055: -71.433; 2056: -72.9529; 2057: -74.5051
Solar DEF Bay Ranch | Renewable:Solar PV | IRA PTC - Section 45 | DEF | 2023: -33.1525; 2024: -36.1664; 2025: -36.1664; 2026: -36.1664; 2027: -36.1664; 2028: -40.1849; 2029: -43.5336; 2030: -43.5336; 2031: -43.5336; 2032: -46.8823; 2033: -46.8823
Solar DEF Bay Trail | Renewable:Solar PV | IRA PTC - Section 45 | DEF | 2023: -33.1525; 2024: -36.1664; 2025: -36.1664; 2026: -36.1664; 2027: -36.1664; 2028: -40.1848; 2029: -43.5336; 2030: -43.5336; 2031: -43.5336; 2032: -46.8823
Solar DEF Charlie Creek | Renewable:Solar PV | IRA PTC - Section 45 | DEF | 2023: -33.1525; 2024: -36.1664; 2025: -36.1664; 2026: -36.1664; 2027: -36.1664; 2028: -40.1849; 2029: -43.5336; 2030: -43.5336; 2031: -43.5336; 2032: -46.8823
Solar DEF County Line | Renewable:Solar PV | IRA PTC - Section 45Y | DEF | 2025: -34.9608; 2026: -36.1664; 2027: -37.3719; 2028: -41.5243; 2029: -42.8638; 2030: -42.8638; 2031: -44.2033; 2032: -45.5428; 2033: -45.5428; 2034: -46.8823; 2035: -48.2218
Solar DEF Falmouth | Renewable:Solar PV | IRA PTC - Section 45 | DEF | 2024: -36.1664; 2025: -36.1664; 2026: -36.1664; 2027: -36.1664; 2028: -40.1849; 2029: -43.5336; 2030: -43.5336; 2031: -43.5336; 2032: -46.8823; 2033: -46.8823; 2034: -46.8823
Solar DEF Fort Green | Renewable:Solar PV | IRA PTC - Section 45 | DEF | 2023: -33.1525; 2024: -36.1664; 2025: -36.1664; 2026: -36.1664; 2027: -36.1664; 2028: -40.1849; 2029: -43.5336; 2030: -43.5336; 2031: -43.5336; 2032: -46.8823
Solar DEF Hardeetown | Renewable:Solar PV | IRA PTC - Section 45 | DEF | 2023: -33.1525; 2024: -36.1664; 2025: -36.1664; 2026: -36.1664; 2027: -36.1664; 2028: -40.1849; 2029: -43.5336; 2030: -43.5336; 2031: -43.5336; 2032: -46.8823; 2033: -46.8823
Solar DEF High Spring | Renewable:Solar PV | IRA PTC - Section 45 | DEF | 2023: -33.1525; 2024: -36.1664; 2025: -36.1664; 2026: -36.1664; 2027: -36.1664; 2028: -40.1849; 2029: -43.5336; 2030: -43.5336; 2031: -43.5336; 2032: -46.8823; 2033: -46.8823
Solar DEF Hildreth | Renewable:Solar PV | IRA PTC - Section 45 | DEF | 2023: -33.1525; 2024: -36.1664; 2025: -36.1664; 2026: -36.1664; 2027: -36.1664; 2028: -40.1849; 2029: -43.5336; 2030: -43.5336; 2031: -43.5336; 2032: -46.8823; 2033: -46.8823
Solar DEF Mule Creek | Renewable:Solar PV | IRA PTC - Section 45 | DEF | 2024: -36.1664; 2025: -36.1664; 2026: -36.1664; 2027: -36.1664; 2028: -40.1849; 2029: -43.5336; 2030: -43.5336; 2031: -43.5336; 2032: -46.8823; 2033: -46.8823; 2034: -46.8823
Solar DEF NEW 1 PTC | Renewable:Solar PV | IRA PTC - Section 45Y | DEF | 2025: -34.9608; 2026: -36.1664; 2027: -37.3719; 2028: -41.5243; 2029: -42.8638; 2030: -42.8638; 2031: -44.2033; 2032: -45.5428; 2033: -45.5428; 2034: -46.8823; 2035: -48.2218
Solar DEF NEW 2 PTC | Renewable:Solar PV | IRA PTC - Section 45Y | DEF | 2025: -34.9608; 2026: -36.1664; 2027: -37.3719; 2028: -41.5243; 2029: -42.8638; 2030: -42.8638; 2031: -44.2033; 2032: -45.5428; 2033: -45.5428; 2034: -46.8823; 2035: -48.2218
Solar DEF NEW 5 PTC | Renewable:Solar PV | IRA PTC - Section 45Y | DEF | 2026: -36.1664; 2027: -37.3719; 2028: -41.5243; 2029: -42.8638; 2030: -42.8638; 2031: -44.2033; 2032: -45.5428; 2033: -45.5428; 2034: -46.8823; 2035: -48.2218; 2036: -49.5613
Solar DEF Sandy Creek | Renewable:Solar PV | IRA PTC - Section 45 | DEF | 2023: -33.1525; 2024: -36.1664; 2025: -36.1664; 2026: -36.1664; 2027: -36.1664; 2028: -40.1849; 2029: -43.5336; 2030: -43.5336; 2031: -43.5336; 2032: -46.8823
Solar DEF Winquepin | Renewable:Solar PV | IRA PTC - Section 45 | DEF | 2024: -36.1664; 2025: -36.1664; 2026: -36.1664; 2027: -36.1664; 2028: -40.1849; 2029: -43.5336; 2030: -43.5336; 2031: -43.5336; 2032: -46.8823; 2033: -46.8823; 2034: -46.8823
Solar+Storage DEF NEW 1 PTC + ITC | Renewable:Solar PV | IRA PTC - Section 45Y | DEF | 2029: -42.8639; 2030: -42.8638; 2031: -44.2034; 2032: -45.5428; 2033: -45.5428; 2034: -46.8823; 2035: -48.2218; 2036: -49.5613; 2037: -49.5613; 2038: -50.9008; 2039: -52.2403; 2040: -53.5798; 2041: -53.5798
Group Totals
Resource | Type | Program | Area | 2023 | 2024 | 2025 | 2026 | 2027 | 2028 | 2029 | 2030 | 2031 | 2032 | 2033 | 2034 | 2035 | 2036 | 2037 | 2038 | 2039 | 2040 | 2041 | 2042 | 2043 | 2044 | 2045 | 2046 | 2047 | 2048 | 2049 | 2050 | 2051 | 2052 | 2053 | 2054 | 2055 | 2056 | 2057
Total | Nuclear:Nuclear | IRA PTC - Section 45Y | DEF | 2038: -50.9011; 2039: -52.2405; 2040: -53.5797; 2041: -53.5797; 2042: -54.9191; 2043: -56.2589; 2044: -57.5981; 2045: -58.9376; 2046: -60.2773; 2047: -60.2772; 2048: -61.6168; 2049: -62.956; 2050: -64.2957; 2051: -65.6633; 2052: -67.0608; 2053: -68.4873; 2054: -69.9447; 2055: -71.4327; 2056: -72.953; 2057: -74.5048
Total | Renewable:Solar PV | IRA PTC - Section 45 | DEF | 2023: -33.1525; 2024: -36.1664; 2025: -36.1664; 2026: -36.1664; 2027: -36.1664; 2028: -40.1849; 2029: -43.5336; 2030: -43.5336; 2031: -43.5336; 2032: -46.8823; 2033: -46.8823; 2034: -46.8823
Total | Renewable:Solar PV | IRA PTC - Section 45Y | DEF | 2025: -34.9608; 2026: -36.1664; 2027: -37.3719; 2028: -41.5243; 2029: -42.8638; 2030: -42.8638; 2031: -44.2033; 2032: -45.5428; 2033: -45.5428; 2034: -46.8823; 2035: -48.2218; 2036: -49.5613; 2037: -49.5613; 2038: -50.9008; 2039: -52.2403; 2040: -53.5798; 2041: -53.5798
Total | Renewable:Wind | IRA PTC - Section 45Y | DEF | 2043: -56.2588; 2044: -57.5983; 2045: -58.9378; 2046: -60.2773; 2047: -60.2773; 2048: -61.6168; 2049: -62.9563; 2050: -64.2958; 2051: -65.6638; 2052: -67.0609; 2053: -68.4877; 2054: -69.9449; 2055: -71.433; 2056: -72.9529; 2057: -74.5051
Solar 14
Resource | Type | Program | Area | 2023 | 2024 | 2025 | 2026 | 2027 | 2028 | 2029 | 2030 | 2031 | 2032 | 2033 | 2034 | 2035 | 2036 | 2037 | 2038 | 2039 | 2040 | 2041 | 2042 | 2043 | 2044 | 2045 | 2046 | 2047 | 2048 | 2049 | 2050 | 2051 | 2052 | 2053 | 2054 | 2055 | 2056 | 2057
DEF Nuclear Natrium PTC | Nuclear:Nuclear | IRA PTC - Section 45Y | DEF | 2038: -50.9012; 2039: -52.2405; 2040: -53.5798; 2041: -53.5798; 2042: -54.9192; 2043: -56.2589; 2044: -57.5981; 2045: -58.9375; 2046: -60.2772; 2047: -60.2772; 2048: -61.6168; 2049: -62.956; 2050: -64.2957; 2051: -65.6633; 2052: -67.0608; 2053: -68.4873; 2054: -69.9447; 2055: -71.4327; 2056: -72.953; 2057: -74.5048
New DEF OnShore Wind PTC | Renewable:Wind | IRA PTC - Section 45Y | DEF | 2043: -56.2588; 2044: -57.5983; 2045: -58.9378; 2046: -60.2773; 2047: -60.2773; 2048: -61.6168; 2049: -62.9563; 2050: -64.2958; 2051: -65.6638; 2052: -67.0609; 2053: -68.4877; 2054: -69.9449; 2055: -71.433; 2056: -72.9529; 2057: -74.5051
Solar DEF Bay Ranch | Renewable:Solar PV | IRA PTC - Section 45 | DEF | 2023: -33.1525; 2024: -36.1664; 2025: -36.1664; 2026: -36.1664; 2027: -36.1664; 2028: -40.1849; 2029: -43.5336; 2030: -43.5336; 2031: -43.5336; 2032: -46.8823; 2033: -46.8823
Solar DEF Bay Trail | Renewable:Solar PV | IRA PTC - Section 45 | DEF | 2023: -33.1525; 2024: -36.1664; 2025: -36.1664; 2026: -36.1664; 2027: -36.1664; 2028: -40.1848; 2029: -43.5336; 2030: -43.5336; 2031: -43.5336; 2032: -46.8823
Solar DEF Charlie Creek | Renewable:Solar PV | IRA PTC - Section 45 | DEF | 2023: -33.1525; 2024: -36.1664; 2025: -36.1664; 2026: -36.1664; 2027: -36.1664; 2028: -40.1849; 2029: -43.5336; 2030: -43.5336; 2031: -43.5336; 2032: -46.8823
Solar DEF County Line | Renewable:Solar PV | IRA PTC - Section 45Y | DEF | 2025: -34.9608; 2026: -36.1664; 2027: -37.3719; 2028: -41.5243; 2029: -42.8638; 2030: -42.8638; 2031: -44.2033; 2032: -45.5428; 2033: -45.5428; 2034: -46.8823; 2035: -48.2218
Solar DEF Falmouth | Renewable:Solar PV | IRA PTC - Section 45 | DEF | 2024: -36.1664; 2025: -36.1664; 2026: -36.1664; 2027: -36.1664; 2028: -40.1849; 2029: -43.5336; 2030: -43.5336; 2031: -43.5336; 2032: -46.8823; 2033: -46.8823; 2034: -46.8823
Solar DEF Fort Green | Renewable:Solar PV | IRA PTC - Section 45 | DEF | 2023: -33.1525; 2024: -36.1664; 2025: -36.1664; 2026: -36.1664; 2027: -36.1664; 2028: -40.1849; 2029: -43.5336; 2030: -43.5336; 2031: -43.5336; 2032: -46.8823
Solar DEF Hardeetown | Renewable:Solar PV | IRA PTC - Section 45 | DEF | 2023: -33.1525; 2024: -36.1664; 2025: -36.1664; 2026: -36.1664; 2027: -36.1664; 2028: -40.1849; 2029: -43.5336; 2030: -43.5336; 2031: -43.5336; 2032: -46.8823; 2033: -46.8823
Solar DEF High Spring | Renewable:Solar PV | IRA PTC - Section 45 | DEF | 2023: -33.1525; 2024: -36.1664; 2025: -36.1664; 2026: -36.1664; 2027: -36.1664; 2028: -40.1849; 2029: -43.5336; 2030: -43.5336; 2031: -43.5336; 2032: -46.8823; 2033: -46.8823
Solar DEF Hildreth | Renewable:Solar PV | IRA PTC - Section 45 | DEF | 2023: -33.1525; 2024: -36.1664; 2025: -36.1664; 2026: -36.1664; 2027: -36.1664; 2028: -40.1849; 2029: -43.5336; 2030: -43.5336; 2031: -43.5336; 2032: -46.8823; 2033: -46.8823
Solar DEF Mule Creek | Renewable:Solar PV | IRA PTC - Section 45 | DEF | 2024: -36.1664; 2025: -36.1664; 2026: -36.1664; 2027: -36.1664; 2028: -40.1849; 2029: -43.5336; 2030: -43.5336; 2031: -43.5336; 2032: -46.8823; 2033: -46.8823; 2034: -46.8823
Solar DEF NEW 1 PTC | Renewable:Solar PV | IRA PTC - Section 45Y | DEF | 2025: -34.9608; 2026: -36.1664; 2027: -37.3719; 2028: -41.5243; 2029: -42.8638; 2030: -42.8638; 2031: -44.2033; 2032: -45.5428; 2033: -45.5428; 2034: -46.8823; 2035: -48.2218
Solar DEF NEW 2 PTC | Renewable:Solar PV | IRA PTC - Section 45Y | DEF | 2025: -34.9608; 2026: -36.1664; 2027: -37.3719; 2028: -41.5243; 2029: -42.8638; 2030: -42.8638; 2031: -44.2033; 2032: -45.5428; 2033: -45.5428; 2034: -46.8823; 2035: -48.2218
Solar DEF NEW 3 PTC | Renewable:Solar PV | IRA PTC - Section 45Y | DEF | 2027: -37.3719; 2028: -41.5243; 2029: -42.8638; 2030: -42.8638; 2031: -44.2033; 2032: -45.5428; 2033: -45.5428; 2034: -46.8823; 2035: -48.2218; 2036: -49.5613; 2037: -49.5613
Solar DEF NEW 4 PTC | Renewable:Solar PV | IRA PTC - Section 45Y | DEF | 2026: -36.1664; 2027: -37.3719; 2028: -41.5243; 2029: -42.8638; 2030: -42.8638; 2031: -44.2033; 2032: -45.5428; 2033: -45.5428; 2034: -46.8823; 2035: -48.2218; 2036: -49.5613
Solar DEF NEW 5 PTC | Renewable:Solar PV | IRA PTC - Section 45Y | DEF | 2026: -36.1664; 2027: -37.3719; 2028: -41.5243; 2029: -42.8638; 2030: -42.8638; 2031: -44.2033; 2032: -45.5428; 2033: -45.5428; 2034: -46.8823; 2035: -48.2218; 2036: -49.5613
Solar DEF Sandy Creek | Renewable:Solar PV | IRA PTC - Section 45 | DEF | 2023: -33.1525; 2024: -36.1664; 2025: -36.1664; 2026: -36.1664; 2027: -36.1664; 2028: -40.1849; 2029: -43.5336; 2030: -43.5336; 2031: -43.5336; 2032: -46.8823
Solar DEF Winquepin | Renewable:Solar PV | IRA PTC - Section 45 | DEF | 2024: -36.1664; 2025: -36.1664; 2026: -36.1664; 2027: -36.1664; 2028: -40.1849; 2029: -43.5336; 2030: -43.5336; 2031: -43.5336; 2032: -46.8823; 2033: -46.8823; 2034: -46.8823
Solar+Storage DEF NEW 1 PTC + ITC | Renewable:Solar PV | IRA PTC - Section 45Y | DEF | 2029: -42.8639; 2030: -42.8638; 2031: -44.2034; 2032: -45.5428; 2033: -45.5428; 2034: -46.8823; 2035: -48.2218; 2036: -49.5613; 2037: -49.5613; 2038: -50.9008; 2039: -52.2403; 2040: -53.5798; 2041: -53.5798
Group Totals
Resource | Type | Program | Area | 2023 | 2024 | 2025 | 2026 | 2027 | 2028 | 2029 | 2030 | 2031 | 2032 | 2033 | 2034 | 2035 | 2036 | 2037 | 2038 | 2039 | 2040 | 2041 | 2042 | 2043 | 2044 | 2045 | 2046 | 2047 | 2048 | 2049 | 2050 | 2051 | 2052 | 2053 | 2054 | 2055 | 2056 | 2057
Total | Nuclear:Nuclear | IRA PTC - Section 45Y | DEF | 2038: -50.9012; 2039: -52.2405; 2040: -53.5798; 2041: -53.5798; 2042: -54.9192; 2043: -56.2589; 2044: -57.5981; 2045: -58.9375; 2046: -60.2772; 2047: -60.2772; 2048: -61.6168; 2049: -62.956; 2050: -64.2957; 2051: -65.6633; 2052: -67.0608; 2053: -68.4873; 2054: -69.9447; 2055: -71.4327; 2056: -72.953; 2057: -74.5048
Total | Renewable:Solar PV | IRA PTC - Section 45 | DEF | 2023: -33.1525; 2024: -36.1664; 2025: -36.1664; 2026: -36.1664; 2027: -36.1664; 2028: -40.1849; 2029: -43.5336; 2030: -43.5336; 2031: -43.5336; 2032: -46.8823; 2033: -46.8823; 2034: -46.8823
Total | Renewable:Solar PV | IRA PTC - Section 45Y | DEF | 2025: -34.9608; 2026: -36.1664; 2027: -37.3719; 2028: -41.5243; 2029: -42.8638; 2030: -42.8638; 2031: -44.2033; 2032: -45.5428; 2033: -45.5428; 2034: -46.8823; 2035: -48.2218; 2036: -49.5613; 2037: -49.5613; 2038: -50.9008; 2039: -52.2403; 2040: -53.5798; 2041: -53.5798
Total | Renewable:Wind | IRA PTC - Section 45Y | DEF | 2043: -56.2588; 2044: -57.5983; 2045: -58.9378; 2046: -60.2773; 2047: -60.2773; 2048: -61.6168; 2049: -62.9563; 2050: -64.2958; 2051: -65.6638; 2052: -67.0609; 2053: -68.4877; 2054: -69.9449; 2055: -71.433; 2056: -72.9529; 2057: -74.5051